## InfraredHeaters_Thru2023
Manufacturer | Brand | Model Number | Infrared Type | Energy Source | Burner Type | Pilot Light? (T/F) | Outdoor Install? | Electrical Phase | Off Cycle Devices | Flue Gas | Control | Intensity | Radiant Tube Type? | Portable? | Vented? | Physically Possible to Measure Coefficient? | Nameplate Input BTUH | Combustion Efficiency % | Combustion Efficiency Std | Radiant Coefficient | Effective Heating Area Sq Ft | Efficiency Index BTUH Sq Ft | Efficiency Index BTUH Sq Ft Std | Regulatory Status | Add Date | Reference Number | Modified Date
Modine | Airedale | RVM150AH0335 | Non Patio Heater | Natural Gas | Induced Draft | FALSE | TRUE | 1 | None | Non-Condensing | Single-Stage | Low | TRUE | FALSE | FALSE | FALSE | 450000 | 70 | [5 empty] | Non Federally-Regulated | 2006-09-18 |  | 2017-11-16
Modine | Airedale | RLP200H7450 | Non Patio Heater | LPG | Power | FALSE | TRUE | 1 | None | Non-Condensing | Single-Stage | Low | TRUE | FALSE | FALSE | FALSE | 200000 | 70 | [5 empty] | Non Federally-Regulated | 2006-09-18 |  | 2017-11-16
Modine | Airedale | RT56G 48 | Non Patio Heater | Natural Gas | Luminous | FALSE | FALSE | 1 | None | Non-Condensing | Single-Stage | High | FALSE | FALSE | FALSE | TRUE | 55000 | 70 |  | 0.35 |  |  |  | Non Federally-Regulated | 2006-09-18 |  | 2017-11-16
Modine | Modine | TLP75H7450 | Non Patio Heater | LPG | Power | FALSE | TRUE | 1 | None | Non-Condensing | Single-Stage | Low | TRUE | FALSE | FALSE | FALSE | 75000 | 70 | [5 empty] | Non Federally-Regulated | 2003-01-23 |  | 2017-11-16
Modine | Airedale | RLP100H3440 | Non Patio Heater | Natural Gas | Power | FALSE | TRUE | 1 | None | Non-Condensing | Single-Stage | Low | TRUE | FALSE | FALSE | FALSE | 100000 | 70 | [5 empty] | Non Federally-Regulated | 2006-09-18 |  | 2017-11-16
Modine | Modine | MV100H7450 | Non Patio Heater | LPG | Induced Draft | FALSE | TRUE | 1 | None | Non-Condensing | Single-Stage | Low | TRUE | FALSE | FALSE | FALSE | 100000 | 70 | [5 empty] | Non Federally-Regulated | 2003-01-23 |  | 2017-11-16
Modine | Airedale | RVM100BH0273 | Non Patio Heater | LPG | Induced Draft | FALSE | TRUE | 1 | None | Non-Condensing | Single-Stage | Low | TRUE | FALSE | FALSE | FALSE | 200000 | 70 | [5 empty] | Non Federally-Regulated | 2006-09-18 |  | 2017-11-16
Modine | Airedale | RT28C 27 | Non Patio Heater | Natural Gas | Luminous | TRUE | FALSE | 1 | None | Non-Condensing | Single-Stage | High | FALSE | FALSE | FALSE | TRUE | 30000 | 70 |  | 0.35 |  |  |  | Non Federally-Regulated | 2006-09-18 |  | 2017-11-16
Modine | Modine | MV75H3445 | Non Patio Heater | Natural Gas | Induced Draft | FALSE | TRUE | 1 | None | Non-Condensing | Single-Stage | Low | TRUE | FALSE | FALSE | FALSE | 75000 | 70 | [5 empty] | Non Federally-Regulated | 2003-01-23 |  | 2017-11-16
Modine | Airedale | RVM125AH0273 | Non Patio Heater | LPG | Induced Draft | FALSE | TRUE | 1 | None | Non-Condensing | Single-Stage | Low | TRUE | FALSE | FALSE | FALSE | 250000 | 70 | [5 empty] | Non Federally-Regulated | 2006-09-18 |  | 2017-11-16
Modine | Modine | TLP85H7430 | Non Patio Heater | LPG | Power | FALSE | TRUE | 1 | None | Non-Condensing | Single-Stage | Low | TRUE | FALSE | FALSE | FALSE | 85000 | 70 | [5 empty] | Non Federally-Regulated | 2003-01-23 |  | 2017-11-16
Modine | Airedale | RT112G 48 | Non Patio Heater | Natural Gas | Luminous | FALSE | FALSE | 1 | None | Non-Condensing | Single-Stage | High | FALSE | FALSE | FALSE | TRUE | 110000 | 70 |  | 0.35 |  |  |  | Non Federally-Regulated | 2006-09-18 |  | 2017-11-16
Modine | Modine | MT66G 08 | Non Patio Heater | Natural Gas | Luminous | FALSE | FALSE | 1 | None | Non-Condensing | Single-Stage | High | FALSE | FALSE | FALSE | TRUE | 67000 | 70 |  | 0.35 |  |  |  | Non Federally-Regulated | 2003-01-23 |  | 2017-11-16
Modine | Airedale | RT132G 04 | Non Patio Heater | Natural Gas | Luminous | FALSE | FALSE | 1 | None | Non-Condensing | Single-Stage | High | FALSE | FALSE | FALSE | TRUE | 132000 | 70 |  | 0.35 |  |  |  | Non Federally-Regulated | 2006-09-18 |  | 2017-11-16
Modine | Modine | MVM100CH0473 | Non Patio Heater | LPG | Induced Draft | FALSE | TRUE | 1 | None | Non-Condensing | Single-Stage | Low | TRUE | FALSE | FALSE | FALSE | 400000 | 70 | [5 empty] | Non Federally-Regulated | 2003-01-23 |  | 2017-11-16
Modine | Airedale | RT120G 04 | Non Patio Heater | Natural Gas | Luminous | FALSE | FALSE | 1 | None | Non-Condensing | Single-Stage | High | FALSE | FALSE | FALSE | TRUE | 120000 | 70 |  | 0.35 |  |  |  | Non Federally-Regulated | 2006-09-18 |  | 2017-11-16
Modine | Modine | MVM75BH0435 | Non Patio Heater | Natural Gas | Induced Draft | FALSE | TRUE | 1 | None | Non-Condensing | Single-Stage | Low | TRUE | FALSE | FALSE | FALSE | 300000 | 70 | [5 empty] | Non Federally-Regulated | 2003-01-23 |  | 2017-11-16
Modine | Airedale | RT28G 04 | Non Patio Heater | Natural Gas | Luminous | FALSE | FALSE | 1 | None | Non-Condensing | Single-Stage | High | FALSE | FALSE | FALSE | TRUE | 30000 | 70 |  | 0.35 |  |  |  | Non Federally-Regulated | 2006-09-18 |  | 2017-11-16
Modine | Airedale | RVM125DH0373 | Non Patio Heater | LPG | Induced Draft | FALSE | TRUE | 1 | None | Non-Condensing | Single-Stage | Low | TRUE | FALSE | FALSE | FALSE | 375000 | 70 | [5 empty] | Non Federally-Regulated | 2006-09-18 |  | 2017-11-16
Modine | Airedale | RV100H3450 | Non Patio Heater | Natural Gas | Induced Draft | FALSE | TRUE | 1 | None | Non-Condensing | Single-Stage | Low | TRUE | FALSE | FALSE | FALSE | 100000 | 70 | [5 empty] | Non Federally-Regulated | 2006-09-18 |  | 2017-11-16
Modine | Modine | MT33C 27 | Non Patio Heater | Natural Gas | Luminous | TRUE | FALSE | 1 | None | Non-Condensing | Single-Stage | High | FALSE | FALSE | FALSE | TRUE | 33000 | 70 |  | 0.35 |  |  |  | Non Federally-Regulated | 2003-01-23 |  | 2017-11-16
Modine | Modine | MT56C 27 | Non Patio Heater | Natural Gas | Luminous | TRUE | FALSE | 1 | None | Non-Condensing | Single-Stage | High | FALSE | FALSE | FALSE | TRUE | 55000 | 70 |  | 0.35 |  |  |  | Non Federally-Regulated | 2003-01-23 |  | 2017-11-16
Modine | Airedale | RVM75CH0335 | Non Patio Heater | Natural Gas | Induced Draft | FALSE | TRUE | 1 | None | Non-Condensing | Single-Stage | Low | TRUE | FALSE | FALSE | FALSE | 225000 | 70 | [5 empty] | Non Federally-Regulated | 2006-09-18 |  | 2017-11-16
Modine | Modine | MT120G 97 | Non Patio Heater | LPG | Luminous | FALSE | FALSE | 1 | None | Non-Condensing | Single-Stage | High | FALSE | FALSE | FALSE | TRUE | 120000 | 70 |  | 0.35 |  |  |  | Non Federally-Regulated | 2003-01-23 |  | 2017-11-16
Modine | Airedale | RT30G 48 | Non Patio Heater | Natural Gas | Luminous | FALSE | FALSE | 1 | None | Non-Condensing | Single-Stage | High | FALSE | FALSE | FALSE | TRUE | 30000 | 70 |  | 0.35 |  |  |  | Non Federally-Regulated | 2006-09-18 |  | 2017-11-16
Modine | Modine | MT30C 27 | Non Patio Heater | Natural Gas | Luminous | TRUE | FALSE | 1 | None | Non-Condensing | Single-Stage | High | FALSE | FALSE | FALSE | TRUE | 30000 | 70 |  | 0.35 |  |  |  | Non Federally-Regulated | 2003-01-23 |  | 2017-11-16
Modine | Modine | TLP150H3460 | Non Patio Heater | Natural Gas | Power | FALSE | TRUE | 1 | None | Non-Condensing | Single-Stage | Low | TRUE | FALSE | FALSE | FALSE | 150000 | 70 | [5 empty] | Non Federally-Regulated | 2003-01-23 |  | 2017-11-16
Modine | Airedale | RT120C 67 | Non Patio Heater | LPG | Luminous | TRUE | FALSE | 1 | None | Non-Condensing | Single-Stage | High | FALSE | FALSE | FALSE | TRUE | 120000 | 70 |  | 0.35 |  |  |  | Non Federally-Regulated | 2006-09-18 |  | 2017-11-16
Modine | Airedale | RVM125AH0373 | Non Patio Heater | LPG | Induced Draft | FALSE | TRUE | 1 | None | Non-Condensing | Single-Stage | Low | TRUE | FALSE | FALSE | FALSE | 375000 | 70 | [5 empty] | Non Federally-Regulated | 2006-09-18 |  | 2017-11-16
Modine | Airedale | RVM150AH0373 | Non Patio Heater | LPG | Induced Draft | FALSE | TRUE | 1 | None | Non-Condensing | Single-Stage | Low | TRUE | FALSE | FALSE | FALSE | 450000 | 70 | [5 empty] | Non Federally-Regulated | 2006-09-18 |  | 2017-11-16
Modine | Modine | MV100H7440 | Non Patio Heater | LPG | Induced Draft | FALSE | TRUE | 1 | None | Non-Condensing | Single-Stage | Low | TRUE | FALSE | FALSE | FALSE | 100000 | 70 | [5 empty] | Non Federally-Regulated | 2003-01-23 |  | 2017-11-16
Modine | Modine | MVM150BH0235 | Non Patio Heater | Natural Gas | Induced Draft | FALSE | TRUE | 1 | None | Non-Condensing | Single-Stage | Low | TRUE | FALSE | FALSE | FALSE | 300000 | 70 | [5 empty] | Non Federally-Regulated | 2003-01-23 |  | 2017-11-16
Modine | Airedale | RVM125BH0373 | Non Patio Heater | LPG | Induced Draft | FALSE | TRUE | 1 | None | Non-Condensing | Single-Stage | Low | TRUE | FALSE | FALSE | FALSE | 375000 | 70 | [5 empty] | Non Federally-Regulated | 2006-09-18 |  | 2017-11-16
Modine | Airedale | RT99G 47 | Non Patio Heater | Natural Gas | Luminous | FALSE | FALSE | 1 | None | Non-Condensing | Single-Stage | High | FALSE | FALSE | FALSE | TRUE | 100500 | 70 |  | 0.35 |  |  |  | Non Federally-Regulated | 2006-09-18 |  | 2017-11-16
Modine | Modine | MT160G 75 | Non Patio Heater | LPG | Luminous | FALSE | FALSE | 1 | None | Non-Condensing | Single-Stage | High | FALSE | FALSE | FALSE | TRUE | 160000 | 70 |  | 0.35 |  |  |  | Non Federally-Regulated | 2003-01-23 |  | 2017-11-16
Modine | Modine | MT120C 67 | Non Patio Heater | LPG | Luminous | TRUE | FALSE | 1 | None | Non-Condensing | Single-Stage | High | FALSE | FALSE | FALSE | TRUE | 120000 | 70 |  | 0.35 |  |  |  | Non Federally-Regulated | 2003-01-23 |  | 2017-11-16
Modine | Modine | TLP75H3440 | Non Patio Heater | Natural Gas | Power | FALSE | TRUE | 1 | None | Non-Condensing | Single-Stage | Low | TRUE | FALSE | FALSE | FALSE | 75000 | 70 | [5 empty] | Non Federally-Regulated | 2003-01-23 |  | 2017-11-16
Modine | Airedale | RVM75DH0235 | Non Patio Heater | Natural Gas | Induced Draft | FALSE | TRUE | 1 | None | Non-Condensing | Single-Stage | Low | TRUE | FALSE | FALSE | FALSE | 150000 | 70 | [5 empty] | Non Federally-Regulated | 2006-09-18 |  | 2017-11-16
Modine | Modine | MVM75AH0373 | Non Patio Heater | LPG | Induced Draft | FALSE | TRUE | 1 | None | Non-Condensing | Single-Stage | Low | TRUE | FALSE | FALSE | FALSE | 225000 | 70 | [5 empty] | Non Federally-Regulated | 2003-01-23 |  | 2017-11-16
Modine | Airedale | RT132G 48 | Non Patio Heater | Natural Gas | Luminous | FALSE | FALSE | 1 | None | Non-Condensing | Single-Stage | High | FALSE | FALSE | FALSE | TRUE | 132000 | 70 |  | 0.35 |  |  |  | Non Federally-Regulated | 2006-09-18 |  | 2017-11-16
Modine | Modine | MT112G 04 | Non Patio Heater | Natural Gas | Luminous | FALSE | FALSE | 1 | None | Non-Condensing | Single-Stage | High | FALSE | FALSE | FALSE | TRUE | 110000 | 70 |  | 0.35 |  |  |  | Non Federally-Regulated | 2003-01-23 |  | 2017-11-16
Modine | Modine | MVM75CH0273 | Non Patio Heater | LPG | Induced Draft | FALSE | TRUE | 1 | None | Non-Condensing | Single-Stage | Low | TRUE | FALSE | FALSE | FALSE | 150000 | 70 | [5 empty] | Non Federally-Regulated | 2003-01-23 |  | 2017-11-16
Modine | Airedale | RVM125CH0373 | Non Patio Heater | LPG | Induced Draft | FALSE | TRUE | 1 | None | Non-Condensing | Single-Stage | Low | TRUE | FALSE | FALSE | FALSE | 375000 | 70 | [5 empty] | Non Federally-Regulated | 2006-09-18 |  | 2017-11-16
Modine | Modine | MVM150AH0235 | Non Patio Heater | Natural Gas | Induced Draft | FALSE | TRUE | 1 | None | Non-Condensing | Single-Stage | Low | TRUE | FALSE | FALSE | FALSE | 300000 | 70 | [5 empty] | Non Federally-Regulated | 2003-01-23 |  | 2017-11-16
Modine | Airedale | RLP85H3450 | Non Patio Heater | Natural Gas | Power | FALSE | TRUE | 1 | None | Non-Condensing | Single-Stage | Low | TRUE | FALSE | FALSE | FALSE | 85000 | 70 | [5 empty] | Non Federally-Regulated | 2006-09-18 |  | 2017-11-16
Modine | Modine | MV150H3460 | Non Patio Heater | Natural Gas | Induced Draft | FALSE | TRUE | 1 | None | Non-Condensing | Single-Stage | Low | TRUE | FALSE | FALSE | FALSE | 150000 | 70 | [5 empty] | Non Federally-Regulated | 2003-01-23 |  | 2017-11-16
Modine | Modine | MVM100AH0473 | Non Patio Heater | LPG | Induced Draft | FALSE | TRUE | 1 | None | Non-Condensing | Single-Stage | Low | TRUE | FALSE | FALSE | FALSE | 400000 | 70 | [5 empty] | Non Federally-Regulated | 2003-01-23 |  | 2017-11-16
Modine | Airedale | RV75H7450 | Non Patio Heater | LPG | Induced Draft | FALSE | TRUE | 1 | None | Non-Condensing | Single-Stage | Low | TRUE | FALSE | FALSE | FALSE | 75000 | 70 | [5 empty] | Non Federally-Regulated | 2006-09-18 |  | 2017-11-16
Modine | Modine | MV125H7440 | Non Patio Heater | LPG | Induced Draft | FALSE | TRUE | 1 | None | Non-Condensing | Single-Stage | Low | TRUE | FALSE | FALSE | FALSE | 125000 | 70 | [5 empty] | Non Federally-Regulated | 2003-01-23 |  | 2017-11-16
Modine | Modine | MT90G 75 | Non Patio Heater | LPG | Luminous | FALSE | FALSE | 1 | None | Non-Condensing | Single-Stage | High | FALSE | FALSE | FALSE | TRUE | 90000 | 70 |  | 0.35 |  |  |  | Non Federally-Regulated | 2003-01-23 |  | 2017-11-16
Modine | Airedale | RV75H3430 | Non Patio Heater | Natural Gas | Induced Draft | FALSE | TRUE | 1 | None | Non-Condensing | Single-Stage | Low | TRUE | FALSE | FALSE | FALSE | 75000 | 70 | [5 empty] | Non Federally-Regulated | 2006-09-18 |  | 2017-11-16
Modine | Airedale | RVM150BH0473 | Non Patio Heater | LPG | Induced Draft | FALSE | TRUE | 1 | None | Non-Condensing | Single-Stage | Low | TRUE | FALSE | FALSE | FALSE | 600000 | 70 | [5 empty] | Non Federally-Regulated | 2006-09-18 |  | 2017-11-16
Modine | Modine | MVM100BH0435 | Non Patio Heater | Natural Gas | Induced Draft | FALSE | TRUE | 1 | None | Non-Condensing | Single-Stage | Low | TRUE | FALSE | FALSE | FALSE | 400000 | 70 | [5 empty] | Non Federally-Regulated | 2003-01-23 |  | 2017-11-16
Modine | Airedale | RLP125H3450 | Non Patio Heater | Natural Gas | Power | FALSE | TRUE | 1 | None | Non-Condensing | Single-Stage | Low | TRUE | FALSE | FALSE | FALSE | 125000 | 70 | [5 empty] | Non Federally-Regulated | 2006-09-18 |  | 2017-11-16
Modine | Airedale | RV75H3445 | Non Patio Heater | Natural Gas | Induced Draft | FALSE | TRUE | 1 | None | Non-Condensing | Single-Stage | Low | TRUE | FALSE | FALSE | FALSE | 75000 | 70 | [5 empty] | Non Federally-Regulated | 2006-09-18 |  | 2017-11-16
Modine | Modine | MT33G 48 | Non Patio Heater | Natural Gas | Luminous | FALSE | FALSE | 1 | None | Non-Condensing | Single-Stage | High | FALSE | FALSE | FALSE | TRUE | 33000 | 70 |  | 0.35 |  |  |  | Non Federally-Regulated | 2003-01-23 |  | 2017-11-16
Modine | Airedale | RV75H3450 | Non Patio Heater | Natural Gas | Induced Draft | FALSE | TRUE | 1 | None | Non-Condensing | Single-Stage | Low | TRUE | FALSE | FALSE | FALSE | 75000 | 70 | [5 empty] | Non Federally-Regulated | 2006-09-18 |  | 2017-11-16
Modine | Airedale | RLP150H7460 | Non Patio Heater | LPG | Power | FALSE | TRUE | 1 | None | Non-Condensing | Single-Stage | Low | TRUE | FALSE | FALSE | FALSE | 150000 | 70 | [5 empty] | Non Federally-Regulated | 2006-09-18 |  | 2017-11-16
Modine | Modine | TLP200H7450 | Non Patio Heater | LPG | Power | FALSE | TRUE | 1 | None | Non-Condensing | Single-Stage | Low | TRUE | FALSE | FALSE | FALSE | 200000 | 70 | [5 empty] | Non Federally-Regulated | 2003-01-23 |  | 2017-11-16
Modine | Modine | TLP60H3420 | Non Patio Heater | Natural Gas | Power | FALSE | TRUE | 1 | None | Non-Condensing | Single-Stage | Low | TRUE | FALSE | FALSE | FALSE | 60000 | 70 | [5 empty] | Non Federally-Regulated | 2003-01-23 |  | 2017-11-16
Modine | Airedale | RVM75AH0335 | Non Patio Heater | Natural Gas | Induced Draft | FALSE | TRUE | 1 | None | Non-Condensing | Single-Stage | Low | TRUE | FALSE | FALSE | FALSE | 225000 | 70 | [5 empty] | Non Federally-Regulated | 2006-09-18 |  | 2017-11-16
Modine | Airedale | RV150H7450 | Non Patio Heater | LPG | Induced Draft | FALSE | TRUE | 1 | None | Non-Condensing | Single-Stage | Low | TRUE | FALSE | FALSE | FALSE | 150000 | 70 | [5 empty] | Non Federally-Regulated | 2006-09-18 |  | 2017-11-16
Modine | Modine | MVM100BH0373 | Non Patio Heater | LPG | Induced Draft | FALSE | TRUE | 1 | None | Non-Condensing | Single-Stage | Low | TRUE | FALSE | FALSE | FALSE | 300000 | 70 | [5 empty] | Non Federally-Regulated | 2003-01-23 |  | 2017-11-16
Modine | Modine | MT99C 27 | Non Patio Heater | Natural Gas | Luminous | TRUE | FALSE | 1 | None | Non-Condensing | Single-Stage | High | FALSE | FALSE | FALSE | TRUE | 100500 | 70 |  | 0.35 |  |  |  | Non Federally-Regulated | 2003-01-23 |  | 2017-11-16
Modine | Modine | TLP200H7470 | Non Patio Heater | LPG | Power | FALSE | TRUE | 1 | None | Non-Condensing | Single-Stage | Low | TRUE | FALSE | FALSE | FALSE | 200000 | 70 | [5 empty] | Non Federally-Regulated | 2003-01-23 |  | 2017-11-16
Modine | Modine | MV75H3435 | Non Patio Heater | Natural Gas | Induced Draft | FALSE | TRUE | 1 | None | Non-Condensing | Single-Stage | Low | TRUE | FALSE | FALSE | FALSE | 75000 | 70 | [5 empty] | Non Federally-Regulated | 2003-01-23 |  | 2017-11-16
Modine | Airedale | RT28G 47 | Non Patio Heater | Natural Gas | Luminous | FALSE | FALSE | 1 | None | Non-Condensing | Single-Stage | High | FALSE | FALSE | FALSE | TRUE | 30000 | 70 |  | 0.35 |  |  |  | Non Federally-Regulated | 2006-09-18 |  | 2017-11-16
Modine | Modine | MVM75CH0335 | Non Patio Heater | Natural Gas | Induced Draft | FALSE | TRUE | 1 | None | Non-Condensing | Single-Stage | Low | TRUE | FALSE | FALSE | FALSE | 225000 | 70 | [5 empty] | Non Federally-Regulated | 2003-01-23 |  | 2017-11-16
Modine | Modine | MT90G 47 | Non Patio Heater | Natural Gas | Luminous | FALSE | FALSE | 1 | None | Non-Condensing | Single-Stage | High | FALSE | FALSE | FALSE | TRUE | 90000 | 70 |  | 0.35 |  |  |  | Non Federally-Regulated | 2003-01-23 |  | 2017-11-16
Modine | Modine | MT120G 08 | Non Patio Heater | Natural Gas | Luminous | FALSE | FALSE | 1 | None | Non-Condensing | Single-Stage | High | FALSE | FALSE | FALSE | TRUE | 120000 | 70 |  | 0.35 |  |  |  | Non Federally-Regulated | 2003-01-23 |  | 2017-11-16
Modine | Airedale | RLP175H7460 | Non Patio Heater | LPG | Power | FALSE | TRUE | 1 | None | Non-Condensing | Single-Stage | Low | TRUE | FALSE | FALSE | FALSE | 175000 | 70 | [5 empty] | Non Federally-Regulated | 2006-09-18 |  | 2017-11-16
Modine | Airedale | RT33G 48 | Non Patio Heater | Natural Gas | Luminous | FALSE | FALSE | 1 | None | Non-Condensing | Single-Stage | High | FALSE | FALSE | FALSE | TRUE | 33000 | 70 |  | 0.35 |  |  |  | Non Federally-Regulated | 2006-09-18 |  | 2017-11-16
Modine | Modine | MT84G 47 | Non Patio Heater | Natural Gas | Luminous | FALSE | FALSE | 1 | None | Non-Condensing | Single-Stage | High | FALSE | FALSE | FALSE | TRUE | 82500 | 70 |  | 0.35 |  |  |  | Non Federally-Regulated | 2003-01-23 |  | 2017-11-16
Modine | Modine | MVM125BH0235 | Non Patio Heater | Natural Gas | Induced Draft | FALSE | TRUE | 1 | None | Non-Condensing | Single-Stage | Low | TRUE | FALSE | FALSE | FALSE | 250000 | 70 | [5 empty] | Non Federally-Regulated | 2003-01-23 |  | 2017-11-16
Modine | Modine | MVM75CH0435 | Non Patio Heater | Natural Gas | Induced Draft | FALSE | TRUE | 1 | None | Non-Condensing | Single-Stage | Low | TRUE | FALSE | FALSE | FALSE | 300000 | 70 | [5 empty] | Non Federally-Regulated | 2003-01-23 |  | 2017-11-16
Modine | Modine | MT33G 47 | Non Patio Heater | Natural Gas | Luminous | FALSE | FALSE | 1 | None | Non-Condensing | Single-Stage | High | FALSE | FALSE | FALSE | TRUE | 33000 | 70 |  | 0.35 |  |  |  | Non Federally-Regulated | 2003-01-23 |  | 2017-11-16
Modine | Airedale | RT56C 27 | Non Patio Heater | Natural Gas | Luminous | TRUE | FALSE | 1 | None | Non-Condensing | Single-Stage | High | FALSE | FALSE | FALSE | TRUE | 55000 | 70 |  | 0.35 |  |  |  | Non Federally-Regulated | 2006-09-18 |  | 2017-11-16
Modine | Airedale | RT120C 27 | Non Patio Heater | Natural Gas | Luminous | TRUE | FALSE | 1 | None | Non-Condensing | Single-Stage | High | FALSE | FALSE | FALSE | TRUE | 120000 | 70 |  | 0.35 |  |  |  | Non Federally-Regulated | 2006-09-18 |  | 2017-11-16
Modine | Airedale | RT33G 04 | Non Patio Heater | Natural Gas | Luminous | FALSE | FALSE | 1 | None | Non-Condensing | Single-Stage | High | FALSE | FALSE | FALSE | TRUE | 33000 | 70 |  | 0.35 |  |  |  | Non Federally-Regulated | 2006-09-18 |  | 2017-11-16
Modine | Modine | MVM75AH0435 | Non Patio Heater | Natural Gas | Induced Draft | FALSE | TRUE | 1 | None | Non-Condensing | Single-Stage | Low | TRUE | FALSE | FALSE | FALSE | 300000 | 70 | [5 empty] | Non Federally-Regulated | 2003-01-23 |  | 2017-11-16
Modine | Airedale | RVM100AH0473 | Non Patio Heater | LPG | Induced Draft | FALSE | TRUE | 1 | None | Non-Condensing | Single-Stage | Low | TRUE | FALSE | FALSE | FALSE | 400000 | 70 | [5 empty] | Non Federally-Regulated | 2006-09-18 |  | 2017-11-16
Modine | Modine | MV75H3450 | Non Patio Heater | Natural Gas | Induced Draft | FALSE | TRUE | 1 | None | Non-Condensing | Single-Stage | Low | TRUE | FALSE | FALSE | FALSE | 75000 | 70 | [5 empty] | Non Federally-Regulated | 2003-01-23 |  | 2017-11-16
Modine | Airedale | RT60G 47 | Non Patio Heater | Natural Gas | Luminous | FALSE | FALSE | 1 | None | Non-Condensing | Single-Stage | High | FALSE | FALSE | FALSE | TRUE | 60000 | 70 |  | 0.35 |  |  |  | Non Federally-Regulated | 2006-09-18 |  | 2017-11-16
Modine | Modine | TLP175H7460 | Non Patio Heater | LPG | Power | FALSE | TRUE | 1 | None | Non-Condensing | Single-Stage | Low | TRUE | FALSE | FALSE | FALSE | 175000 | 70 | [5 empty] | Non Federally-Regulated | 2003-01-23 |  | 2017-11-16
Modine | Modine | MVM150AH0373 | Non Patio Heater | LPG | Induced Draft | FALSE | TRUE | 1 | None | Non-Condensing | Single-Stage | Low | TRUE | FALSE | FALSE | FALSE | 450000 | 70 | [5 empty] | Non Federally-Regulated | 2003-01-23 |  | 2017-11-16
Modine | Modine | MV125H3460 | Non Patio Heater | Natural Gas | Induced Draft | FALSE | TRUE | 1 | None | Non-Condensing | Single-Stage | Low | TRUE | FALSE | FALSE | FALSE | 125000 | 70 | [5 empty] | Non Federally-Regulated | 2003-01-23 |  | 2017-11-16
Modine | Airedale | RVM75DH0435 | Non Patio Heater | Natural Gas | Induced Draft | FALSE | TRUE | 1 | None | Non-Condensing | Single-Stage | Low | TRUE | FALSE | FALSE | FALSE | 300000 | 70 | [5 empty] | Non Federally-Regulated | 2006-09-18 |  | 2017-11-16
Modine | Modine | MVM125AH0473 | Non Patio Heater | LPG | Induced Draft | FALSE | TRUE | 1 | None | Non-Condensing | Single-Stage | Low | TRUE | FALSE | FALSE | FALSE | 500000 | 70 | [5 empty] | Non Federally-Regulated | 2003-01-23 |  | 2017-11-16
Modine | Modine | MT30G 75 | Non Patio Heater | LPG | Luminous | FALSE | FALSE | 1 | None | Non-Condensing | Single-Stage | High | FALSE | FALSE | FALSE | TRUE | 30000 | 70 |  | 0.35 |  |  |  | Non Federally-Regulated | 2003-01-23 |  | 2017-11-16
Modine | Airedale | RT56G 47 | Non Patio Heater | Natural Gas | Luminous | FALSE | FALSE | 1 | None | Non-Condensing | Single-Stage | High | FALSE | FALSE | FALSE | TRUE | 55000 | 70 |  | 0.35 |  |  |  | Non Federally-Regulated | 2006-09-18 |  | 2017-11-16
Modine | Modine | TLP100H7440 | Non Patio Heater | LPG | Power | FALSE | TRUE | 1 | None | Non-Condensing | Single-Stage | Low | TRUE | FALSE | FALSE | FALSE | 100000 | 70 | [5 empty] | Non Federally-Regulated | 2003-01-23 |  | 2017-11-16
Modine | Modine | MVM75BH0235 | Non Patio Heater | Natural Gas | Induced Draft | FALSE | TRUE | 1 | None | Non-Condensing | Single-Stage | Low | TRUE | FALSE | FALSE | FALSE | 150000 | 70 | [5 empty] | Non Federally-Regulated | 2003-01-23 |  | 2017-11-16
Modine | Modine | MV150H7440 | Non Patio Heater | LPG | Induced Draft | FALSE | TRUE | 1 | None | Non-Condensing | Single-Stage | Low | TRUE | FALSE | FALSE | FALSE | 150000 | 70 | [5 empty] | Non Federally-Regulated | 2003-01-23 |  | 2017-11-16
Modine | Modine | MVM100DH0235 | Non Patio Heater | Natural Gas | Induced Draft | FALSE | TRUE | 1 | None | Non-Condensing | Single-Stage | Low | TRUE | FALSE | FALSE | FALSE | 200000 | 70 | [5 empty] | Non Federally-Regulated | 2003-01-23 |  | 2017-11-16
Modine | Modine | MV125H3450 | Non Patio Heater | Natural Gas | Induced Draft | FALSE | TRUE | 1 | None | Non-Condensing | Single-Stage | Low | TRUE | FALSE | FALSE | FALSE | 125000 | 70 | [5 empty] | Non Federally-Regulated | 2003-01-23 |  | 2017-11-16
Modine | Modine | MV75H3420 | Non Patio Heater | Natural Gas | Induced Draft | FALSE | TRUE | 1 | None | Non-Condensing | Single-Stage | Low | TRUE | FALSE | FALSE | FALSE | 75000 | 70 | [5 empty] | Non Federally-Regulated | 2003-01-23 |  | 2017-11-16
Modine | Airedale | RT84G 04 | Non Patio Heater | Natural Gas | Luminous | FALSE | FALSE | 1 | None | Non-Condensing | Single-Stage | High | FALSE | FALSE | FALSE | TRUE | 82500 | 70 |  | 0.35 |  |  |  | Non Federally-Regulated | 2006-09-18 |  | 2017-11-16
Modine | Modine | TLP100H7430 | Non Patio Heater | LPG | Power | FALSE | TRUE | 1 | None | Non-Condensing | Single-Stage | Low | TRUE | FALSE | FALSE | FALSE | 100000 | 70 | [5 empty] | Non Federally-Regulated | 2003-01-23 |  | 2017-11-16
Modine | Modine | TLP85H3450 | Non Patio Heater | Natural Gas | Power | FALSE | TRUE | 1 | None | Non-Condensing | Single-Stage | Low | TRUE | FALSE | FALSE | FALSE | 85000 | 70 | [5 empty] | Non Federally-Regulated | 2003-01-23 |  | 2017-11-16
Modine | Airedale | RT33G 08 | Non Patio Heater | Natural Gas | Luminous | FALSE | FALSE | 1 | None | Non-Condensing | Single-Stage | High | FALSE | FALSE | FALSE | TRUE | 33000 | 70 |  | 0.35 |  |  |  | Non Federally-Regulated | 2006-09-18 |  | 2017-11-16
Modine | Modine | MVM125AH0435 | Non Patio Heater | Natural Gas | Induced Draft | FALSE | TRUE | 1 | None | Non-Condensing | Single-Stage | Low | TRUE | FALSE | FALSE | FALSE | 500000 | 70 | [5 empty] | Non Federally-Regulated | 2003-01-23 |  | 2017-11-16
Modine | Modine | MT132G 04 | Non Patio Heater | Natural Gas | Luminous | FALSE | FALSE | 1 | None | Non-Condensing | Single-Stage | High | FALSE | FALSE | FALSE | TRUE | 132000 | 70 |  | 0.35 |  |  |  | Non Federally-Regulated | 2003-01-23 |  | 2017-11-16
Modine | Airedale | RVM100AH0435 | Non Patio Heater | Natural Gas | Induced Draft | FALSE | TRUE | 1 | None | Non-Condensing | Single-Stage | Low | TRUE | FALSE | FALSE | FALSE | 400000 | 70 | [5 empty] | Non Federally-Regulated | 2006-09-18 |  | 2017-11-16
Modine | Airedale | RLP50H7420 | Non Patio Heater | LPG | Power | FALSE | TRUE | 1 | None | Non-Condensing | Single-Stage | Low | TRUE | FALSE | FALSE | FALSE | 50000 | 70 | [5 empty] | Non Federally-Regulated | 2006-09-18 |  | 2017-11-16
Modine | Modine | MT120C 27 | Non Patio Heater | Natural Gas | Luminous | TRUE | FALSE | 1 | None | Non-Condensing | Single-Stage | High | FALSE | FALSE | FALSE | TRUE | 120000 | 70 |  | 0.35 |  |  |  | Non Federally-Regulated | 2003-01-23 |  | 2017-11-16
Modine | Airedale | RLP150H3460 | Non Patio Heater | Natural Gas | Power | FALSE | TRUE | 1 | None | Non-Condensing | Single-Stage | Low | TRUE | FALSE | FALSE | FALSE | 150000 | 70 | [5 empty] | Non Federally-Regulated | 2006-09-18 |  | 2017-11-16
Modine | Airedale | RVM75DH0473 | Non Patio Heater | LPG | Induced Draft | FALSE | TRUE | 1 | None | Non-Condensing | Single-Stage | Low | TRUE | FALSE | FALSE | FALSE | 300000 | 70 | [5 empty] | Non Federally-Regulated | 2006-09-18 |  | 2017-11-16
Modine | Modine | TLP85H3430 | Non Patio Heater | Natural Gas | Power | FALSE | TRUE | 1 | None | Non-Condensing | Single-Stage | Low | TRUE | FALSE | FALSE | FALSE | 85000 | 70 | [5 empty] | Non Federally-Regulated | 2003-01-23 |  | 2017-11-16
Modine | Airedale | RT60G 97 | Non Patio Heater | LPG | Luminous | FALSE | FALSE | 1 | None | Non-Condensing | Single-Stage | High | FALSE | FALSE | FALSE | TRUE | 60000 | 70 |  | 0.35 |  |  |  | Non Federally-Regulated | 2006-09-18 |  | 2017-11-16
Modine | Airedale | RV150H7460 | Non Patio Heater | LPG | Induced Draft | FALSE | TRUE | 1 | None | Non-Condensing | Single-Stage | Low | TRUE | FALSE | FALSE | FALSE | 150000 | 70 | [5 empty] | Non Federally-Regulated | 2006-09-18 |  | 2017-11-16
Modine | Airedale | RLP100H7430 | Non Patio Heater | LPG | Power | FALSE | TRUE | 1 | None | Non-Condensing | Single-Stage | Low | TRUE | FALSE | FALSE | FALSE | 100000 | 70 | [5 empty] | Non Federally-Regulated | 2006-09-18 |  | 2017-11-16
Modine | Modine | TLP100H3430 | Non Patio Heater | Natural Gas | Power | FALSE | TRUE | 1 | None | Non-Condensing | Single-Stage | Low | TRUE | FALSE | FALSE | FALSE | 100000 | 70 | [5 empty] | Non Federally-Regulated | 2003-01-23 |  | 2017-11-16
Modine | Airedale | RVM100AH0273 | Non Patio Heater | LPG | Induced Draft | FALSE | TRUE | 1 | None | Non-Condensing | Single-Stage | Low | TRUE | FALSE | FALSE | FALSE | 200000 | 70 | [5 empty] | Non Federally-Regulated | 2006-09-18 |  | 2017-11-16
Modine | Airedale | RV75H7435 | Non Patio Heater | LPG | Induced Draft | FALSE | TRUE | 1 | None | Non-Condensing | Single-Stage | Low | TRUE | FALSE | FALSE | FALSE | 75000 | 70 | [5 empty] | Non Federally-Regulated | 2006-09-18 |  | 2017-11-16
Modine | Modine | MV125H3440 | Non Patio Heater | Natural Gas | Induced Draft | FALSE | TRUE | 1 | None | Non-Condensing | Single-Stage | Low | TRUE | FALSE | FALSE | FALSE | 125000 | 70 | [5 empty] | Non Federally-Regulated | 2003-01-23 |  | 2017-11-16
Modine | Modine | MT132G 47 | Non Patio Heater | Natural Gas | Luminous | FALSE | FALSE | 1 | None | Non-Condensing | Single-Stage | High | FALSE | FALSE | FALSE | TRUE | 132000 | 70 |  | 0.35 |  |  |  | Non Federally-Regulated | 2003-01-23 |  | 2017-11-16
Modine | Modine | MT60C 67 | Non Patio Heater | LPG | Luminous | TRUE | FALSE | 1 | None | Non-Condensing | Single-Stage | High | FALSE | FALSE | FALSE | TRUE | 60000 | 70 |  | 0.35 |  |  |  | Non Federally-Regulated | 2003-01-23 |  | 2017-11-16
Modine | Airedale | RV150H3455 | Non Patio Heater | Natural Gas | Induced Draft | FALSE | TRUE | 1 | None | Non-Condensing | Single-Stage | Low | TRUE | FALSE | FALSE | FALSE | 150000 | 70 | [5 empty] | Non Federally-Regulated | 2006-09-18 |  | 2017-11-16
Modine | Airedale | RV125H7445 | Non Patio Heater | LPG | Induced Draft | FALSE | TRUE | 1 | None | Non-Condensing | Single-Stage | Low | TRUE | FALSE | FALSE | FALSE | 125000 | 70 | [5 empty] | Non Federally-Regulated | 2006-09-18 |  | 2017-11-16
Modine | Airedale | RT60C 27 | Non Patio Heater | Natural Gas | Luminous | TRUE | FALSE | 1 | None | Non-Condensing | Single-Stage | High | FALSE | FALSE | FALSE | TRUE | 60000 | 70 |  | 0.35 |  |  |  | Non Federally-Regulated | 2006-09-18 |  | 2017-11-16
Modine | Modine | TLP60H7420 | Non Patio Heater | LPG | Power | FALSE | TRUE | 1 | None | Non-Condensing | Single-Stage | Low | TRUE | FALSE | FALSE | FALSE | 60000 | 70 | [5 empty] | Non Federally-Regulated | 2003-01-23 |  | 2017-11-16
Modine | Airedale | RVM125CH0335 | Non Patio Heater | Natural Gas | Induced Draft | FALSE | TRUE | 1 | None | Non-Condensing | Single-Stage | Low | TRUE | FALSE | FALSE | FALSE | 375000 | 70 | [5 empty] | Non Federally-Regulated | 2006-09-18 |  | 2017-11-16
Modine | Modine | MVM150DH0435 | Non Patio Heater | Natural Gas | Induced Draft | FALSE | TRUE | 1 | None | Non-Condensing | Single-Stage | Low | TRUE | FALSE | FALSE | FALSE | 600000 | 70 | [5 empty] | Non Federally-Regulated | 2003-01-23 |  | 2017-11-16
Modine | Airedale | RV125H7450 | Non Patio Heater | LPG | Induced Draft | FALSE | TRUE | 1 | None | Non-Condensing | Single-Stage | Low | TRUE | FALSE | FALSE | FALSE | 125000 | 70 | [5 empty] | Non Federally-Regulated | 2006-09-18 |  | 2017-11-16
Modine | Airedale | RV75H7445 | Non Patio Heater | LPG | Induced Draft | FALSE | TRUE | 1 | None | Non-Condensing | Single-Stage | Low | TRUE | FALSE | FALSE | FALSE | 75000 | 70 | [5 empty] | Non Federally-Regulated | 2006-09-18 |  | 2017-11-16
Modine | Airedale | RT99C 27 | Non Patio Heater | Natural Gas | Luminous | TRUE | FALSE | 1 | None | Non-Condensing | Single-Stage | High | FALSE | FALSE | FALSE | TRUE | 100500 | 70 |  | 0.35 |  |  |  | Non Federally-Regulated | 2006-09-18 |  | 2017-11-16
Modine | Modine | MT120G 48 | Non Patio Heater | Natural Gas | Luminous | FALSE | FALSE | 1 | None | Non-Condensing | Single-Stage | High | FALSE | FALSE | FALSE | TRUE | 120000 | 70 |  | 0.35 |  |  |  | Non Federally-Regulated | 2003-01-23 |  | 2017-11-16
Modine | Airedale | RV150H7455 | Non Patio Heater | LPG | Induced Draft | FALSE | TRUE | 1 | None | Non-Condensing | Single-Stage | Low | TRUE | FALSE | FALSE | FALSE | 150000 | 70 | [5 empty] | Non Federally-Regulated | 2006-09-18 |  | 2017-11-16
Modine | Airedale | RVM75AH0273 | Non Patio Heater | LPG | Induced Draft | FALSE | TRUE | 1 | None | Non-Condensing | Single-Stage | Low | TRUE | FALSE | FALSE | FALSE | 150000 | 70 | [5 empty] | Non Federally-Regulated | 2006-09-18 |  | 2017-11-16
Modine | Airedale | RLP60H3430 | Non Patio Heater | Natural Gas | Power | FALSE | TRUE | 1 | None | Non-Condensing | Single-Stage | Low | TRUE | FALSE | FALSE | FALSE | 60000 | 70 | [5 empty] | Non Federally-Regulated | 2006-09-18 |  | 2017-11-16
Modine | Modine | MT28C 27 | Non Patio Heater | Natural Gas | Luminous | TRUE | FALSE | 1 | None | Non-Condensing | Single-Stage | High | FALSE | FALSE | FALSE | TRUE | 30000 | 70 |  | 0.35 |  |  |  | Non Federally-Regulated | 2003-01-23 |  | 2017-11-16
Modine | Airedale | RLP75H3450 | Non Patio Heater | Natural Gas | Power | FALSE | TRUE | 1 | None | Non-Condensing | Single-Stage | Low | TRUE | FALSE | FALSE | FALSE | 75000 | 70 | [5 empty] | Non Federally-Regulated | 2006-09-18 |  | 2017-11-16
Modine | Airedale | RVM150DH0235 | Non Patio Heater | Natural Gas | Induced Draft | FALSE | TRUE | 1 | None | Non-Condensing | Single-Stage | Low | TRUE | FALSE | FALSE | FALSE | 300000 | 70 | [5 empty] | Non Federally-Regulated | 2006-09-18 |  | 2017-11-16
Modine | Modine | TLP125H3460 | Non Patio Heater | Natural Gas | Power | FALSE | TRUE | 1 | None | Non-Condensing | Single-Stage | Low | TRUE | FALSE | FALSE | FALSE | 125000 | 70 | [5 empty] | Non Federally-Regulated | 2003-01-23 |  | 2017-11-16
Modine | Modine | MT28G 47 | Non Patio Heater | Natural Gas | Luminous | FALSE | FALSE | 1 | None | Non-Condensing | Single-Stage | High | FALSE | FALSE | FALSE | TRUE | 30000 | 70 |  | 0.35 |  |  |  | Non Federally-Regulated | 2003-01-23 |  | 2017-11-16
Modine | Airedale | RVM100AH0235 | Non Patio Heater | Natural Gas | Induced Draft | FALSE | TRUE | 1 | None | Non-Condensing | Single-Stage | Low | TRUE | FALSE | FALSE | FALSE | 200000 | 70 | [5 empty] | Non Federally-Regulated | 2006-09-18 |  | 2017-11-16
Modine | Airedale | RVM100DH0335 | Non Patio Heater | Natural Gas | Induced Draft | FALSE | TRUE | 1 | None | Non-Condensing | Single-Stage | Low | TRUE | FALSE | FALSE | FALSE | 300000 | 70 | [5 empty] | Non Federally-Regulated | 2006-09-18 |  | 2017-11-16
Modine | Modine | MVM75AH0335 | Non Patio Heater | Natural Gas | Induced Draft | FALSE | TRUE | 1 | None | Non-Condensing | Single-Stage | Low | TRUE | FALSE | FALSE | FALSE | 225000 | 70 | [5 empty] | Non Federally-Regulated | 2003-01-23 |  | 2017-11-16
Modine | Modine | TLP175H7450 | Non Patio Heater | LPG | Power | FALSE | TRUE | 1 | None | Non-Condensing | Single-Stage | Low | TRUE | FALSE | FALSE | FALSE | 175000 | 70 | [5 empty] | Non Federally-Regulated | 2003-01-23 |  | 2017-11-16
Modine | Modine | MT66G 48 | Non Patio Heater | Natural Gas | Luminous | FALSE | FALSE | 1 | None | Non-Condensing | Single-Stage | High | FALSE | FALSE | FALSE | TRUE | 67000 | 70 |  | 0.35 |  |  |  | Non Federally-Regulated | 2003-01-23 |  | 2017-11-16
Modine | Airedale | RLP125H7440 | Non Patio Heater | LPG | Power | FALSE | TRUE | 1 | None | Non-Condensing | Single-Stage | Low | TRUE | FALSE | FALSE | FALSE | 125000 | 70 | [5 empty] | Non Federally-Regulated | 2006-09-18 |  | 2017-11-16
Modine | Airedale | RVM125DH0473 | Non Patio Heater | LPG | Induced Draft | FALSE | TRUE | 1 | None | Non-Condensing | Single-Stage | Low | TRUE | FALSE | FALSE | FALSE | 500000 | 70 | [5 empty] | Non Federally-Regulated | 2006-09-18 |  | 2017-11-16
Modine | Airedale | RVM125AH0435 | Non Patio Heater | Natural Gas | Induced Draft | FALSE | TRUE | 1 | None | Non-Condensing | Single-Stage | Low | TRUE | FALSE | FALSE | FALSE | 500000 | 70 | [5 empty] | Non Federally-Regulated | 2006-09-18 |  | 2017-11-16
Modine | Modine | MT132G 08 | Non Patio Heater | Natural Gas | Luminous | FALSE | FALSE | 1 | None | Non-Condensing | Single-Stage | High | FALSE | FALSE | FALSE | TRUE | 132000 | 70 |  | 0.35 |  |  |  | Non Federally-Regulated | 2003-01-23 |  | 2017-11-16
Modine | Airedale | RVM125CH0235 | Non Patio Heater | Natural Gas | Induced Draft | FALSE | TRUE | 1 | None | Non-Condensing | Single-Stage | Low | TRUE | FALSE | FALSE | FALSE | 250000 | 70 | [5 empty] | Non Federally-Regulated | 2006-09-18 |  | 2017-11-16
Modine | Airedale | RVM150CH0473 | Non Patio Heater | LPG | Induced Draft | FALSE | TRUE | 1 | None | Non-Condensing | Single-Stage | Low | TRUE | FALSE | FALSE | FALSE | 600000 | 70 | [5 empty] | Non Federally-Regulated | 2006-09-18 |  | 2017-11-16
Modine | Airedale | RT60G 08 | Non Patio Heater | Natural Gas | Luminous | FALSE | FALSE | 1 | None | Non-Condensing | Single-Stage | High | FALSE | FALSE | FALSE | TRUE | 60000 | 70 |  | 0.35 |  |  |  | Non Federally-Regulated | 2006-09-18 |  | 2017-11-16
Modine | Airedale | RLP150H7470 | Non Patio Heater | LPG | Power | FALSE | TRUE | 1 | None | Non-Condensing | Single-Stage | Low | TRUE | FALSE | FALSE | FALSE | 150000 | 70 | [5 empty] | Non Federally-Regulated | 2006-09-18 |  | 2017-11-16
Modine | Airedale | RT66G 08 | Non Patio Heater | Natural Gas | Luminous | FALSE | FALSE | 1 | None | Non-Condensing | Single-Stage | High | FALSE | FALSE | FALSE | TRUE | 67000 | 70 |  | 0.35 |  |  |  | Non Federally-Regulated | 2006-09-18 |  | 2017-11-16
Modine | Modine | TLP125H3450 | Non Patio Heater | Natural Gas | Power | FALSE | TRUE | 1 | None | Non-Condensing | Single-Stage | Low | TRUE | FALSE | FALSE | FALSE | 125000 | 70 | [5 empty] | Non Federally-Regulated | 2003-01-23 |  | 2017-11-16
Modine | Airedale | RV100H3430 | Non Patio Heater | Natural Gas | Induced Draft | FALSE | TRUE | 1 | None | Non-Condensing | Single-Stage | Low | TRUE | FALSE | FALSE | FALSE | 100000 | 70 | [5 empty] | Non Federally-Regulated | 2006-09-18 |  | 2017-11-16
Modine | Airedale | RLP75H3440 | Non Patio Heater | Natural Gas | Power | FALSE | TRUE | 1 | None | Non-Condensing | Single-Stage | Low | TRUE | FALSE | FALSE | FALSE | 75000 | 70 | [5 empty] | Non Federally-Regulated | 2006-09-18 |  | 2017-11-16
Modine | Modine | MT90C 27 | Non Patio Heater | Natural Gas | Luminous | TRUE | FALSE | 1 | None | Non-Condensing | Single-Stage | High | FALSE | FALSE | FALSE | TRUE | 90000 | 70 |  | 0.35 |  |  |  | Non Federally-Regulated | 2003-01-23 |  | 2017-11-16
Modine | Airedale | RVM100DH0435 | Non Patio Heater | Natural Gas | Induced Draft | FALSE | TRUE | 1 | None | Non-Condensing | Single-Stage | Low | TRUE | FALSE | FALSE | FALSE | 400000 | 70 | [5 empty] | Non Federally-Regulated | 2006-09-18 |  | 2017-11-16
Modine | Modine | MVM75BH0335 | Non Patio Heater | Natural Gas | Induced Draft | FALSE | TRUE | 1 | None | Non-Condensing | Single-Stage | Low | TRUE | FALSE | FALSE | FALSE | 225000 | 70 | [5 empty] | Non Federally-Regulated | 2003-01-23 |  | 2017-11-16
Modine | Airedale | RT90G 08 | Non Patio Heater | Natural Gas | Luminous | FALSE | FALSE | 1 | None | Non-Condensing | Single-Stage | High | FALSE | FALSE | FALSE | TRUE | 90000 | 70 |  | 0.35 |  |  |  | Non Federally-Regulated | 2006-09-18 |  | 2017-11-16
Modine | Airedale | RV125H7460 | Non Patio Heater | LPG | Induced Draft | FALSE | TRUE | 1 | None | Non-Condensing | Single-Stage | Low | TRUE | FALSE | FALSE | FALSE | 125000 | 70 | [5 empty] | Non Federally-Regulated | 2006-09-18 |  | 2017-11-16
Modine | Modine | TLP75H3430 | Non Patio Heater | Natural Gas | Power | FALSE | TRUE | 1 | None | Non-Condensing | Single-Stage | Low | TRUE | FALSE | FALSE | FALSE | 75000 | 70 | [5 empty] | Non Federally-Regulated | 2003-01-23 |  | 2017-11-16
Modine | Airedale | RVM125AH0235 | Non Patio Heater | Natural Gas | Induced Draft | FALSE | TRUE | 1 | None | Non-Condensing | Single-Stage | Low | TRUE | FALSE | FALSE | FALSE | 250000 | 70 | [5 empty] | Non Federally-Regulated | 2006-09-18 |  | 2017-11-16
Modine | Modine | MT60G 97 | Non Patio Heater | LPG | Luminous | FALSE | FALSE | 1 | None | Non-Condensing | Single-Stage | High | FALSE | FALSE | FALSE | TRUE | 60000 | 70 |  | 0.35 |  |  |  | Non Federally-Regulated | 2003-01-23 |  | 2017-11-16
Modine | Modine | TLP125H7440 | Non Patio Heater | LPG | Power | FALSE | TRUE | 1 | None | Non-Condensing | Single-Stage | Low | TRUE | FALSE | FALSE | FALSE | 125000 | 70 | [5 empty] | Non Federally-Regulated | 2003-01-23 |  | 2017-11-16
Modine | Airedale | RVM125CH0473 | Non Patio Heater | LPG | Induced Draft | FALSE | TRUE | 1 | None | Non-Condensing | Single-Stage | Low | TRUE | FALSE | FALSE | FALSE | 500000 | 70 | [5 empty] | Non Federally-Regulated | 2006-09-18 |  | 2017-11-16
Modine | Airedale | RLP60H7420 | Non Patio Heater | LPG | Power | FALSE | TRUE | 1 | None | Non-Condensing | Single-Stage | Low | TRUE | FALSE | FALSE | FALSE | 60000 | 70 | [5 empty] | Non Federally-Regulated | 2006-09-18 |  | 2017-11-16
Modine | Modine | MT90G 08 | Non Patio Heater | Natural Gas | Luminous | FALSE | FALSE | 1 | None | Non-Condensing | Single-Stage | High | FALSE | FALSE | FALSE | TRUE | 90000 | 70 |  | 0.35 |  |  |  | Non Federally-Regulated | 2003-01-23 |  | 2017-11-16
Modine | Modine | MT160G 97 | Non Patio Heater | LPG | Luminous | FALSE | FALSE | 1 | None | Non-Condensing | Single-Stage | High | FALSE | FALSE | FALSE | TRUE | 160000 | 70 |  | 0.35 |  |  |  | Non Federally-Regulated | 2003-01-23 |  | 2017-11-16
Modine | Modine | TLP175H3460 | Non Patio Heater | Natural Gas | Power | FALSE | TRUE | 1 | None | Non-Condensing | Single-Stage | Low | TRUE | FALSE | FALSE | FALSE | 175000 | 70 | [5 empty] | Non Federally-Regulated | 2003-01-23 |  | 2017-11-16
Modine | Airedale | RV125H3440 | Non Patio Heater | Natural Gas | Induced Draft | FALSE | TRUE | 1 | None | Non-Condensing | Single-Stage | Low | TRUE | FALSE | FALSE | FALSE | 125000 | 70 | [5 empty] | Non Federally-Regulated | 2006-09-18 |  | 2017-11-16
Modine | Airedale | RLP60H7430 | Non Patio Heater | LPG | Power | FALSE | TRUE | 1 | None | Non-Condensing | Single-Stage | Low | TRUE | FALSE | FALSE | FALSE | 60000 | 70 | [5 empty] | Non Federally-Regulated | 2006-09-18 |  | 2017-11-16
Modine | Modine | TLP150H7460 | Non Patio Heater | LPG | Power | FALSE | TRUE | 1 | None | Non-Condensing | Single-Stage | Low | TRUE | FALSE | FALSE | FALSE | 150000 | 70 | [5 empty] | Non Federally-Regulated | 2003-01-23 |  | 2017-11-16
Modine | Modine | MVM125AH0373 | Non Patio Heater | LPG | Induced Draft | FALSE | TRUE | 1 | None | Non-Condensing | Single-Stage | Low | TRUE | FALSE | FALSE | FALSE | 375000 | 70 | [5 empty] | Non Federally-Regulated | 2003-01-23 |  | 2017-11-16
Modine | Airedale | RT112G 47 | Non Patio Heater | Natural Gas | Luminous | FALSE | FALSE | 1 | None | Non-Condensing | Single-Stage | High | FALSE | FALSE | FALSE | TRUE | 110000 | 70 |  | 0.35 |  |  |  | Non Federally-Regulated | 2006-09-18 |  | 2017-11-16
Modine | Airedale | RLP100H7450 | Non Patio Heater | LPG | Power | FALSE | TRUE | 1 | None | Non-Condensing | Single-Stage | Low | TRUE | FALSE | FALSE | FALSE | 100000 | 70 | [5 empty] | Non Federally-Regulated | 2006-09-18 |  | 2017-11-16
Modine | Airedale | RVM75DH0373 | Non Patio Heater | LPG | Induced Draft | FALSE | TRUE | 1 | None | Non-Condensing | Single-Stage | Low | TRUE | FALSE | FALSE | FALSE | 225000 | 70 | [5 empty] | Non Federally-Regulated | 2006-09-18 |  | 2017-11-16
Modine | Modine | MV75H7440 | Non Patio Heater | LPG | Induced Draft | FALSE | TRUE | 1 | None | Non-Condensing | Single-Stage | Low | TRUE | FALSE | FALSE | FALSE | 75000 | 70 | [5 empty] | Non Federally-Regulated | 2003-01-23 |  | 2017-11-16
Modine | Airedale | RT120G 97 | Non Patio Heater | LPG | Luminous | FALSE | FALSE | 1 | None | Non-Condensing | Single-Stage | High | FALSE | FALSE | FALSE | TRUE | 120000 | 70 |  | 0.35 |  |  |  | Non Federally-Regulated | 2006-09-18 |  | 2017-11-16
Modine | Airedale | RVM150CH0273 | Non Patio Heater | LPG | Induced Draft | FALSE | TRUE | 1 | None | Non-Condensing | Single-Stage | Low | TRUE | FALSE | FALSE | FALSE | 300000 | 70 | [5 empty] | Non Federally-Regulated | 2006-09-18 |  | 2017-11-16
Modine | Modine | TLP75H7440 | Non Patio Heater | LPG | Power | FALSE | TRUE | 1 | None | Non-Condensing | Single-Stage | Low | TRUE | FALSE | FALSE | FALSE | 75000 | 70 | [5 empty] | Non Federally-Regulated | 2003-01-23 |  | 2017-11-16
Modine | Airedale | RT84G 08 | Non Patio Heater | Natural Gas | Luminous | FALSE | FALSE | 1 | None | Non-Condensing | Single-Stage | High | FALSE | FALSE | FALSE | TRUE | 82500 | 70 |  | 0.35 |  |  |  | Non Federally-Regulated | 2006-09-18 |  | 2017-11-16
Modine | Modine | TLP50H3420 | Non Patio Heater | Natural Gas | Power | FALSE | TRUE | 1 | None | Non-Condensing | Single-Stage | Low | TRUE | FALSE | FALSE | FALSE | 50000 | 70 | [5 empty] | Non Federally-Regulated | 2003-01-23 |  | 2017-11-16
Modine | Modine | TLP175H3450 | Non Patio Heater | Natural Gas | Power | FALSE | TRUE | 1 | None | Non-Condensing | Single-Stage | Low | TRUE | FALSE | FALSE | FALSE | 175000 | 70 | [5 empty] | Non Federally-Regulated | 2003-01-23 |  | 2017-11-16
Modine | Airedale | RVM100CH0235 | Non Patio Heater | Natural Gas | Induced Draft | FALSE | TRUE | 1 | None | Non-Condensing | Single-Stage | Low | TRUE | FALSE | FALSE | FALSE | 200000 | 70 | [5 empty] | Non Federally-Regulated | 2006-09-18 |  | 2017-11-16
Modine | Airedale | RLP85H7450 | Non Patio Heater | LPG | Power | FALSE | TRUE | 1 | None | Non-Condensing | Single-Stage | Low | TRUE | FALSE | FALSE | FALSE | 85000 | 70 | [5 empty] | Non Federally-Regulated | 2006-09-18 |  | 2017-11-16
Modine | Modine | MVM125DH0435 | Non Patio Heater | Natural Gas | Induced Draft | FALSE | TRUE | 1 | None | Non-Condensing | Single-Stage | Low | TRUE | FALSE | FALSE | FALSE | 500000 | 70 | [5 empty] | Non Federally-Regulated | 2003-01-23 |  | 2017-11-16
Modine | Modine | MT112G 08 | Non Patio Heater | Natural Gas | Luminous | FALSE | FALSE | 1 | None | Non-Condensing | Single-Stage | High | FALSE | FALSE | FALSE | TRUE | 110000 | 70 |  | 0.35 |  |  |  | Non Federally-Regulated | 2003-01-23 |  | 2017-11-16
Modine | Modine | MT56G 47 | Non Patio Heater | Natural Gas | Luminous | FALSE | FALSE | 1 | None | Non-Condensing | Single-Stage | High | FALSE | FALSE | FALSE | TRUE | 55000 | 70 |  | 0.35 |  |  |  | Non Federally-Regulated | 2003-01-23 |  | 2017-11-16
Modine | Airedale | RV125H3460 | Non Patio Heater | Natural Gas | Induced Draft | FALSE | TRUE | 1 | None | Non-Condensing | Single-Stage | Low | TRUE | FALSE | FALSE | FALSE | 125000 | 70 | [5 empty] | Non Federally-Regulated | 2006-09-18 |  | 2017-11-16
Modine | Modine | MVM150CH0273 | Non Patio Heater | LPG | Induced Draft | FALSE | TRUE | 1 | None | Non-Condensing | Single-Stage | Low | TRUE | FALSE | FALSE | FALSE | 300000 | 70 | [5 empty] | Non Federally-Regulated | 2003-01-23 |  | 2017-11-16
Modine | Modine | MT60G 08 | Non Patio Heater | Natural Gas | Luminous | FALSE | FALSE | 1 | None | Non-Condensing | Single-Stage | High | FALSE | FALSE | FALSE | TRUE | 60000 | 70 |  | 0.35 |  |  |  | Non Federally-Regulated | 2003-01-23 |  | 2017-11-16
Modine | Modine | MV75H7450 | Non Patio Heater | LPG | Induced Draft | FALSE | TRUE | 1 | None | Non-Condensing | Single-Stage | Low | TRUE | FALSE | FALSE | FALSE | 75000 | 70 | [5 empty] | Non Federally-Regulated | 2003-01-23 |  | 2017-11-16
Modine | Airedale | RVM125BH0273 | Non Patio Heater | LPG | Induced Draft | FALSE | TRUE | 1 | None | Non-Condensing | Single-Stage | Low | TRUE | FALSE | FALSE | FALSE | 250000 | 70 | [5 empty] | Non Federally-Regulated | 2006-09-18 |  | 2017-11-16
Modine | Modine | MT99G 47 | Non Patio Heater | Natural Gas | Luminous | FALSE | FALSE | 1 | None | Non-Condensing | Single-Stage | High | FALSE | FALSE | FALSE | TRUE | 100500 | 70 |  | 0.35 |  |  |  | Non Federally-Regulated | 2003-01-23 |  | 2017-11-16
Modine | Airedale | RT120G 75 | Non Patio Heater | LPG | Luminous | FALSE | FALSE | 1 | None | Non-Condensing | Single-Stage | High | FALSE | FALSE | FALSE | TRUE | 120000 | 70 |  | 0.35 |  |  |  | Non Federally-Regulated | 2006-09-18 |  | 2017-11-16
Modine | Airedale | RVM75AH0235 | Non Patio Heater | Natural Gas | Induced Draft | FALSE | TRUE | 1 | None | Non-Condensing | Single-Stage | Low | TRUE | FALSE | FALSE | FALSE | 150000 | 70 | [5 empty] | Non Federally-Regulated | 2006-09-18 |  | 2017-11-16
Modine | Airedale | RLP75H3430 | Non Patio Heater | Natural Gas | Power | FALSE | TRUE | 1 | None | Non-Condensing | Single-Stage | Low | TRUE | FALSE | FALSE | FALSE | 75000 | 70 | [5 empty] | Non Federally-Regulated | 2006-09-18 |  | 2017-11-16
Modine | Modine | MV75H7430 | Non Patio Heater | LPG | Induced Draft | FALSE | TRUE | 1 | None | Non-Condensing | Single-Stage | Low | TRUE | FALSE | FALSE | FALSE | 75000 | 70 | [5 empty] | Non Federally-Regulated | 2003-01-23 |  | 2017-11-16
Modine | Modine | TLP60H7430 | Non Patio Heater | LPG | Power | FALSE | TRUE | 1 | None | Non-Condensing | Single-Stage | Low | TRUE | FALSE | FALSE | FALSE | 60000 | 70 | [5 empty] | Non Federally-Regulated | 2003-01-23 |  | 2017-11-16
Modine | Modine | MVM150AH0435 | Non Patio Heater | Natural Gas | Induced Draft | FALSE | TRUE | 1 | None | Non-Condensing | Single-Stage | Low | TRUE | FALSE | FALSE | FALSE | 600000 | 70 | [5 empty] | Non Federally-Regulated | 2003-01-23 |  | 2017-11-16
Modine | Modine | TLP100H3440 | Non Patio Heater | Natural Gas | Power | FALSE | TRUE | 1 | None | Non-Condensing | Single-Stage | Low | TRUE | FALSE | FALSE | FALSE | 100000 | 70 | [5 empty] | Non Federally-Regulated | 2003-01-23 |  | 2017-11-16
Modine | Airedale | RLP200H3460 | Non Patio Heater | Natural Gas | Power | FALSE | TRUE | 1 | None | Non-Condensing | Single-Stage | Low | TRUE | FALSE | FALSE | FALSE | 200000 | 70 | [5 empty] | Non Federally-Regulated | 2006-09-18 |  | 2017-11-16
Modine | Airedale | RT84C 27 | Non Patio Heater | Natural Gas | Luminous | TRUE | FALSE | 1 | None | Non-Condensing | Single-Stage | High | FALSE | FALSE | FALSE | TRUE | 82500 | 70 |  | 0.35 |  |  |  | Non Federally-Regulated | 2006-09-18 |  | 2017-11-16
Modine | Modine | MV150H3445 | Non Patio Heater | Natural Gas | Induced Draft | FALSE | TRUE | 1 | None | Non-Condensing | Single-Stage | Low | TRUE | FALSE | FALSE | FALSE | 150000 | 70 | [5 empty] | Non Federally-Regulated | 2003-01-23 |  | 2017-11-16
Modine | Airedale | RV100H3440 | Non Patio Heater | Natural Gas | Induced Draft | FALSE | TRUE | 1 | None | Non-Condensing | Single-Stage | Low | TRUE | FALSE | FALSE | FALSE | 100000 | 70 | [5 empty] | Non Federally-Regulated | 2006-09-18 |  | 2017-11-16
Modine | Airedale | RT28G 08 | Non Patio Heater | Natural Gas | Luminous | FALSE | FALSE | 1 | None | Non-Condensing | Single-Stage | High | FALSE | FALSE | FALSE | TRUE | 30000 | 70 |  | 0.35 |  |  |  | Non Federally-Regulated | 2006-09-18 |  | 2017-11-16
Modine | Airedale | RV150H3445 | Non Patio Heater | Natural Gas | Induced Draft | FALSE | TRUE | 1 | None | Non-Condensing | Single-Stage | Low | TRUE | FALSE | FALSE | FALSE | 150000 | 70 | [5 empty] | Non Federally-Regulated | 2006-09-18 |  | 2017-11-16
Modine | Airedale | RLP60H3420 | Non Patio Heater | Natural Gas | Power | FALSE | TRUE | 1 | None | Non-Condensing | Single-Stage | Low | TRUE | FALSE | FALSE | FALSE | 60000 | 70 | [5 empty] | Non Federally-Regulated | 2006-09-18 |  | 2017-11-16
Modine | Airedale | RLP175H7470 | Non Patio Heater | LPG | Power | FALSE | TRUE | 1 | None | Non-Condensing | Single-Stage | Low | TRUE | FALSE | FALSE | FALSE | 175000 | 70 | [5 empty] | Non Federally-Regulated | 2006-09-18 |  | 2017-11-16
Modine | Airedale | RT90G 75 | Non Patio Heater | LPG | Luminous | FALSE | FALSE | 1 | None | Non-Condensing | Single-Stage | High | FALSE | FALSE | FALSE | TRUE | 90000 | 70 |  | 0.35 |  |  |  | Non Federally-Regulated | 2006-09-18 |  | 2017-11-16
Modine | Airedale | RVM125BH0435 | Non Patio Heater | Natural Gas | Induced Draft | FALSE | TRUE | 1 | None | Non-Condensing | Single-Stage | Low | TRUE | FALSE | FALSE | FALSE | 500000 | 70 | [5 empty] | Non Federally-Regulated | 2006-09-18 |  | 2017-11-16
Modine | Modine | MT28G 48 | Non Patio Heater | Natural Gas | Luminous | FALSE | FALSE | 1 | None | Non-Condensing | Single-Stage | High | FALSE | FALSE | FALSE | TRUE | 30000 | 70 |  | 0.35 |  |  |  | Non Federally-Regulated | 2003-01-23 |  | 2017-11-16
Modine | Airedale | RVM100DH0473 | Non Patio Heater | LPG | Induced Draft | FALSE | TRUE | 1 | None | Non-Condensing | Single-Stage | Low | TRUE | FALSE | FALSE | FALSE | 400000 | 70 | [5 empty] | Non Federally-Regulated | 2006-09-18 |  | 2017-11-16
Modine | Airedale | RVM75DH0273 | Non Patio Heater | LPG | Induced Draft | FALSE | TRUE | 1 | None | Non-Condensing | Single-Stage | Low | TRUE | FALSE | FALSE | FALSE | 150000 | 70 | [5 empty] | Non Federally-Regulated | 2006-09-18 |  | 2017-11-16
Modine | Modine | MVM150DH0373 | Non Patio Heater | LPG | Induced Draft | FALSE | TRUE | 1 | None | Non-Condensing | Single-Stage | Low | TRUE | FALSE | FALSE | FALSE | 450000 | 70 | [5 empty] | Non Federally-Regulated | 2003-01-23 |  | 2017-11-16
Modine | Airedale | RT120G 48 | Non Patio Heater | Natural Gas | Luminous | FALSE | FALSE | 1 | None | Non-Condensing | Single-Stage | High | FALSE | FALSE | FALSE | TRUE | 120000 | 70 |  | 0.35 |  |  |  | Non Federally-Regulated | 2006-09-18 |  | 2017-11-16
Modine | Airedale | RVM75DH0335 | Non Patio Heater | Natural Gas | Induced Draft | FALSE | TRUE | 1 | None | Non-Condensing | Single-Stage | Low | TRUE | FALSE | FALSE | FALSE | 225000 | 70 | [5 empty] | Non Federally-Regulated | 2006-09-18 |  | 2017-11-16
Modine | Modine | MVM100AH0335 | Non Patio Heater | Natural Gas | Induced Draft | FALSE | TRUE | 1 | None | Non-Condensing | Single-Stage | Low | TRUE | FALSE | FALSE | FALSE | 300000 | 70 | [5 empty] | Non Federally-Regulated | 2003-01-23 |  | 2017-11-16
Modine | Airedale | RVM75CH0273 | Non Patio Heater | LPG | Induced Draft | FALSE | TRUE | 1 | None | Non-Condensing | Single-Stage | Low | TRUE | FALSE | FALSE | FALSE | 150000 | 70 | [5 empty] | Non Federally-Regulated | 2006-09-18 |  | 2017-11-16
Modine | Modine | TLP60H3430 | Non Patio Heater | Natural Gas | Power | FALSE | TRUE | 1 | None | Non-Condensing | Single-Stage | Low | TRUE | FALSE | FALSE | FALSE | 60000 | 70 | [5 empty] | Non Federally-Regulated | 2003-01-23 |  | 2017-11-16
Modine | Modine | MT30C 67 | Non Patio Heater | LPG | Luminous | TRUE | FALSE | 1 | None | Non-Condensing | Single-Stage | High | FALSE | FALSE | FALSE | TRUE | 30000 | 70 |  | 0.35 |  |  |  | Non Federally-Regulated | 2003-01-23 |  | 2017-11-16
Modine | Airedale | RVM100BH0435 | Non Patio Heater | Natural Gas | Induced Draft | FALSE | TRUE | 1 | None | Non-Condensing | Single-Stage | Low | TRUE | FALSE | FALSE | FALSE | 400000 | 70 | [5 empty] | Non Federally-Regulated | 2006-09-18 |  | 2017-11-16
Modine | Airedale | RT30G 97 | Non Patio Heater | LPG | Luminous | FALSE | FALSE | 1 | None | Non-Condensing | Single-Stage | High | FALSE | FALSE | FALSE | TRUE | 30000 | 70 |  | 0.35 |  |  |  | Non Federally-Regulated | 2006-09-18 |  | 2017-11-16
Modine | Airedale | RVM125AH0335 | Non Patio Heater | Natural Gas | Induced Draft | FALSE | TRUE | 1 | None | Non-Condensing | Single-Stage | Low | TRUE | FALSE | FALSE | FALSE | 375000 | 70 | [5 empty] | Non Federally-Regulated | 2006-09-18 |  | 2017-11-16
Modine | Modine | MVM100CH0335 | Non Patio Heater | Natural Gas | Induced Draft | FALSE | TRUE | 1 | None | Non-Condensing | Single-Stage | Low | TRUE | FALSE | FALSE | FALSE | 300000 | 70 | [5 empty] | Non Federally-Regulated | 2003-01-23 |  | 2017-11-16
Modine | Airedale | RVM150BH0435 | Non Patio Heater | Natural Gas | Induced Draft | FALSE | TRUE | 1 | None | Non-Condensing | Single-Stage | Low | TRUE | FALSE | FALSE | FALSE | 600000 | 70 | [5 empty] | Non Federally-Regulated | 2006-09-18 |  | 2017-11-16
Modine | Airedale | RLP150H3470 | Non Patio Heater | Natural Gas | Power | FALSE | TRUE | 1 | None | Non-Condensing | Single-Stage | Low | TRUE | FALSE | FALSE | FALSE | 150000 | 70 | [5 empty] | Non Federally-Regulated | 2006-09-18 |  | 2017-11-16
Modine | Modine | MVM150CH0235 | Non Patio Heater | Natural Gas | Induced Draft | FALSE | TRUE | 1 | None | Non-Condensing | Single-Stage | Low | TRUE | FALSE | FALSE | FALSE | 300000 | 70 | [5 empty] | Non Federally-Regulated | 2003-01-23 |  | 2017-11-16
Modine | Modine | MV125H3455 | Non Patio Heater | Natural Gas | Induced Draft | FALSE | TRUE | 1 | None | Non-Condensing | Single-Stage | Low | TRUE | FALSE | FALSE | FALSE | 125000 | 70 | [5 empty] | Non Federally-Regulated | 2003-01-23 |  | 2017-11-16
Modine | Modine | MVM100CH0235 | Non Patio Heater | Natural Gas | Induced Draft | FALSE | TRUE | 1 | None | Non-Condensing | Single-Stage | Low | TRUE | FALSE | FALSE | FALSE | 200000 | 70 | [5 empty] | Non Federally-Regulated | 2003-01-23 |  | 2017-11-16
Modine | Modine | MVM100CH0373 | Non Patio Heater | LPG | Induced Draft | FALSE | TRUE | 1 | None | Non-Condensing | Single-Stage | Low | TRUE | FALSE | FALSE | FALSE | 300000 | 70 | [5 empty] | Non Federally-Regulated | 2003-01-23 |  | 2017-11-16
Modine | Airedale | RLP175H3470 | Non Patio Heater | Natural Gas | Power | FALSE | TRUE | 1 | None | Non-Condensing | Single-Stage | Low | TRUE | FALSE | FALSE | FALSE | 175000 | 70 | [5 empty] | Non Federally-Regulated | 2006-09-18 |  | 2017-11-16
Modine | Airedale | RVM150BH0273 | Non Patio Heater | LPG | Induced Draft | FALSE | TRUE | 1 | None | Non-Condensing | Single-Stage | Low | TRUE | FALSE | FALSE | FALSE | 300000 | 70 | [5 empty] | Non Federally-Regulated | 2006-09-18 |  | 2017-11-16
Modine | Modine | MV125H7445 | Non Patio Heater | LPG | Induced Draft | FALSE | TRUE | 1 | None | Non-Condensing | Single-Stage | Low | TRUE | FALSE | FALSE | FALSE | 125000 | 70 | [5 empty] | Non Federally-Regulated | 2003-01-23 |  | 2017-11-16
Modine | Modine | MVM75AH0473 | Non Patio Heater | LPG | Induced Draft | FALSE | TRUE | 1 | None | Non-Condensing | Single-Stage | Low | TRUE | FALSE | FALSE | FALSE | 300000 | 70 | [5 empty] | Non Federally-Regulated | 2003-01-23 |  | 2017-11-16
Modine | Modine | MVM150AH0473 | Non Patio Heater | LPG | Induced Draft | FALSE | TRUE | 1 | None | Non-Condensing | Single-Stage | Low | TRUE | FALSE | FALSE | FALSE | 600000 | 70 | [5 empty] | Non Federally-Regulated | 2003-01-23 |  | 2017-11-16
Modine | Airedale | RVM75AH0435 | Non Patio Heater | Natural Gas | Induced Draft | FALSE | TRUE | 1 | None | Non-Condensing | Single-Stage | Low | TRUE | FALSE | FALSE | FALSE | 300000 | 70 | [5 empty] | Non Federally-Regulated | 2006-09-18 |  | 2017-11-16
Modine | Modine | MT28G 08 | Non Patio Heater | Natural Gas | Luminous | FALSE | FALSE | 1 | None | Non-Condensing | Single-Stage | High | FALSE | FALSE | FALSE | TRUE | 30000 | 70 |  | 0.35 |  |  |  | Non Federally-Regulated | 2003-01-23 |  | 2017-11-16
Modine | Modine | MVM100DH0373 | Non Patio Heater | LPG | Induced Draft | FALSE | TRUE | 1 | None | Non-Condensing | Single-Stage | Low | TRUE | FALSE | FALSE | FALSE | 300000 | 70 | [5 empty] | Non Federally-Regulated | 2003-01-23 |  | 2017-11-16
Modine | Modine | MT99G 04 | Non Patio Heater | Natural Gas | Luminous | FALSE | FALSE | 1 | None | Non-Condensing | Single-Stage | High | FALSE | FALSE | FALSE | TRUE | 100500 | 70 |  | 0.35 |  |  |  | Non Federally-Regulated | 2003-01-23 |  | 2017-11-16
Modine | Modine | MT84G 04 | Non Patio Heater | Natural Gas | Luminous | FALSE | FALSE | 1 | None | Non-Condensing | Single-Stage | High | FALSE | FALSE | FALSE | TRUE | 82500 | 70 |  | 0.35 |  |  |  | Non Federally-Regulated | 2003-01-23 |  | 2017-11-16
Modine | Modine | MT30G 08 | Non Patio Heater | Natural Gas | Luminous | FALSE | FALSE | 1 | None | Non-Condensing | Single-Stage | High | FALSE | FALSE | FALSE | TRUE | 30000 | 70 |  | 0.35 |  |  |  | Non Federally-Regulated | 2003-01-23 |  | 2017-11-16
Modine | Airedale | RV125H3445 | Non Patio Heater | Natural Gas | Induced Draft | FALSE | TRUE | 1 | None | Non-Condensing | Single-Stage | Low | TRUE | FALSE | FALSE | FALSE | 125000 | 70 | [5 empty] | Non Federally-Regulated | 2006-09-18 |  | 2017-11-16
Modine | Airedale | RVM75BH0335 | Non Patio Heater | Natural Gas | Induced Draft | FALSE | TRUE | 1 | None | Non-Condensing | Single-Stage | Low | TRUE | FALSE | FALSE | FALSE | 225000 | 70 | [5 empty] | Non Federally-Regulated | 2006-09-18 |  | 2017-11-16
Modine | Modine | MT90G 04 | Non Patio Heater | Natural Gas | Luminous | FALSE | FALSE | 1 | None | Non-Condensing | Single-Stage | High | FALSE | FALSE | FALSE | TRUE | 90000 | 70 |  | 0.35 |  |  |  | Non Federally-Regulated | 2003-01-23 |  | 2017-11-16
Modine | Airedale | RVM125AH0473 | Non Patio Heater | LPG | Induced Draft | FALSE | TRUE | 1 | None | Non-Condensing | Single-Stage | Low | TRUE | FALSE | FALSE | FALSE | 500000 | 70 | [5 empty] | Non Federally-Regulated | 2006-09-18 |  | 2017-11-16
Modine | Airedale | RT66G 48 | Non Patio Heater | Natural Gas | Luminous | FALSE | FALSE | 1 | None | Non-Condensing | Single-Stage | High | FALSE | FALSE | FALSE | TRUE | 67000 | 70 |  | 0.35 |  |  |  | Non Federally-Regulated | 2006-09-18 |  | 2017-11-16
Modine | Airedale | RV100H3435 | Non Patio Heater | Natural Gas | Induced Draft | FALSE | TRUE | 1 | None | Non-Condensing | Single-Stage | Low | TRUE | FALSE | FALSE | FALSE | 100000 | 70 | [5 empty] | Non Federally-Regulated | 2006-09-18 |  | 2017-11-16
Modine | Modine | MVM150DH0335 | Non Patio Heater | Natural Gas | Induced Draft | FALSE | TRUE | 1 | None | Non-Condensing | Single-Stage | Low | TRUE | FALSE | FALSE | FALSE | 450000 | 70 | [5 empty] | Non Federally-Regulated | 2003-01-23 |  | 2017-11-16
Modine | Airedale | RVM150DH0273 | Non Patio Heater | LPG | Induced Draft | FALSE | TRUE | 1 | None | Non-Condensing | Single-Stage | Low | TRUE | FALSE | FALSE | FALSE | 300000 | 70 | [5 empty] | Non Federally-Regulated | 2006-09-18 |  | 2017-11-16
Modine | Airedale | RV100H7435 | Non Patio Heater | LPG | Induced Draft | FALSE | TRUE | 1 | None | Non-Condensing | Single-Stage | Low | TRUE | FALSE | FALSE | FALSE | 100000 | 70 | [5 empty] | Non Federally-Regulated | 2006-09-18 |  | 2017-11-16
Modine | Modine | MVM75AH0235 | Non Patio Heater | Natural Gas | Induced Draft | FALSE | TRUE | 1 | None | Non-Condensing | Single-Stage | Low | TRUE | FALSE | FALSE | FALSE | 150000 | 70 | [5 empty] | Non Federally-Regulated | 2003-01-23 |  | 2017-11-16
Modine | Airedale | RT90G 04 | Non Patio Heater | Natural Gas | Luminous | FALSE | FALSE | 1 | None | Non-Condensing | Single-Stage | High | FALSE | FALSE | FALSE | TRUE | 90000 | 70 |  | 0.35 |  |  |  | Non Federally-Regulated | 2006-09-18 |  | 2017-11-16
Modine | Modine | MVM125CH0335 | Non Patio Heater | Natural Gas | Induced Draft | FALSE | TRUE | 1 | None | Non-Condensing | Single-Stage | Low | TRUE | FALSE | FALSE | FALSE | 375000 | 70 | [5 empty] | Non Federally-Regulated | 2003-01-23 |  | 2017-11-16
Modine | Modine | MV150H3455 | Non Patio Heater | Natural Gas | Induced Draft | FALSE | TRUE | 1 | None | Non-Condensing | Single-Stage | Low | TRUE | FALSE | FALSE | FALSE | 150000 | 70 | [5 empty] | Non Federally-Regulated | 2003-01-23 |  | 2017-11-16
Modine | Modine | MV75H3440 | Non Patio Heater | Natural Gas | Induced Draft | FALSE | TRUE | 1 | None | Non-Condensing | Single-Stage | Low | TRUE | FALSE | FALSE | FALSE | 75000 | 70 | [5 empty] | Non Federally-Regulated | 2003-01-23 |  | 2017-11-16
Modine | Airedale | RVM75BH0435 | Non Patio Heater | Natural Gas | Induced Draft | FALSE | TRUE | 1 | None | Non-Condensing | Single-Stage | Low | TRUE | FALSE | FALSE | FALSE | 300000 | 70 | [5 empty] | Non Federally-Regulated | 2006-09-18 |  | 2017-11-16
Modine | Airedale | RVM75CH0473 | Non Patio Heater | LPG | Induced Draft | FALSE | TRUE | 1 | None | Non-Condensing | Single-Stage | Low | TRUE | FALSE | FALSE | FALSE | 300000 | 70 | [5 empty] | Non Federally-Regulated | 2006-09-18 |  | 2017-11-16
Modine | Airedale | RVM125CH0435 | Non Patio Heater | Natural Gas | Induced Draft | FALSE | TRUE | 1 | None | Non-Condensing | Single-Stage | Low | TRUE | FALSE | FALSE | FALSE | 500000 | 70 | [5 empty] | Non Federally-Regulated | 2006-09-18 |  | 2017-11-16
Modine | Airedale | RT66G 47 | Non Patio Heater | Natural Gas | Luminous | FALSE | FALSE | 1 | None | Non-Condensing | Single-Stage | High | FALSE | FALSE | FALSE | TRUE | 67000 | 70 |  | 0.35 |  |  |  | Non Federally-Regulated | 2006-09-18 |  | 2017-11-16
Modine | Modine | MV150H3440 | Non Patio Heater | Natural Gas | Induced Draft | FALSE | TRUE | 1 | None | Non-Condensing | Single-Stage | Low | TRUE | FALSE | FALSE | FALSE | 150000 | 70 | [5 empty] | Non Federally-Regulated | 2003-01-23 |  | 2017-11-16
Modine | Airedale | RT160G 48 | Non Patio Heater | Natural Gas | Luminous | FALSE | FALSE | 1 | None | Non-Condensing | Single-Stage | High | FALSE | FALSE | FALSE | TRUE | 160000 | 70 |  | 0.35 |  |  |  | Non Federally-Regulated | 2006-09-18 |  | 2017-11-16
Modine | Airedale | RVM125BH0473 | Non Patio Heater | LPG | Induced Draft | FALSE | TRUE | 1 | None | Non-Condensing | Single-Stage | Low | TRUE | FALSE | FALSE | FALSE | 500000 | 70 | [5 empty] | Non Federally-Regulated | 2006-09-18 |  | 2017-11-16
Modine | Modine | MT120G 04 | Non Patio Heater | Natural Gas | Luminous | FALSE | FALSE | 1 | None | Non-Condensing | Single-Stage | High | FALSE | FALSE | FALSE | TRUE | 120000 | 70 |  | 0.35 |  |  |  | Non Federally-Regulated | 2003-01-23 |  | 2017-11-16
Modine | Modine | MT84G 08 | Non Patio Heater | Natural Gas | Luminous | FALSE | FALSE | 1 | None | Non-Condensing | Single-Stage | High | FALSE | FALSE | FALSE | TRUE | 82500 | 70 |  | 0.35 |  |  |  | Non Federally-Regulated | 2003-01-23 |  | 2017-11-16
Modine | Modine | MVM75DH0373 | Non Patio Heater | LPG | Induced Draft | FALSE | TRUE | 1 | None | Non-Condensing | Single-Stage | Low | TRUE | FALSE | FALSE | FALSE | 225000 | 70 | [5 empty] | Non Federally-Regulated | 2003-01-23 |  | 2017-11-16
Modine | Modine | MT60G 75 | Non Patio Heater | LPG | Luminous | FALSE | FALSE | 1 | None | Non-Condensing | Single-Stage | High | FALSE | FALSE | FALSE | TRUE | 60000 | 70 |  | 0.35 |  |  |  | Non Federally-Regulated | 2003-01-23 |  | 2017-11-16
Modine | Airedale | RV125H7455 | Non Patio Heater | LPG | Induced Draft | FALSE | TRUE | 1 | None | Non-Condensing | Single-Stage | Low | TRUE | FALSE | FALSE | FALSE | 125000 | 70 | [5 empty] | Non Federally-Regulated | 2006-09-18 |  | 2017-11-16
Modine | Modine | MT60G 48 | Non Patio Heater | Natural Gas | Luminous | FALSE | FALSE | 1 | None | Non-Condensing | Single-Stage | High | FALSE | FALSE | FALSE | TRUE | 60000 | 70 |  | 0.35 |  |  |  | Non Federally-Regulated | 2003-01-23 |  | 2017-11-16
Modine | Modine | MVM75DH0473 | Non Patio Heater | LPG | Induced Draft | FALSE | TRUE | 1 | None | Non-Condensing | Single-Stage | Low | TRUE | FALSE | FALSE | FALSE | 300000 | 70 | [5 empty] | Non Federally-Regulated | 2003-01-23 |  | 2017-11-16
Modine | Airedale | RT112G 08 | Non Patio Heater | Natural Gas | Luminous | FALSE | FALSE | 1 | None | Non-Condensing | Single-Stage | High | FALSE | FALSE | FALSE | TRUE | 110000 | 70 |  | 0.35 |  |  |  | Non Federally-Regulated | 2006-09-18 |  | 2017-11-16
Modine | Modine | MVM100AH0373 | Non Patio Heater | LPG | Induced Draft | FALSE | TRUE | 1 | None | Non-Condensing | Single-Stage | Low | TRUE | FALSE | FALSE | FALSE | 300000 | 70 | [5 empty] | Non Federally-Regulated | 2003-01-23 |  | 2017-11-16
Modine | Airedale | RLP85H7430 | Non Patio Heater | LPG | Power | FALSE | TRUE | 1 | None | Non-Condensing | Single-Stage | Low | TRUE | FALSE | FALSE | FALSE | 85000 | 70 | [5 empty] | Non Federally-Regulated | 2006-09-18 |  | 2017-11-16
Modine | Modine | MVM150CH0473 | Non Patio Heater | LPG | Induced Draft | FALSE | TRUE | 1 | None | Non-Condensing | Single-Stage | Low | TRUE | FALSE | FALSE | FALSE | 600000 | 70 | [5 empty] | Non Federally-Regulated | 2003-01-23 |  | 2017-11-16
Modine | Airedale | RLP50H3430 | Non Patio Heater | Natural Gas | Power | FALSE | TRUE | 1 | None | Non-Condensing | Single-Stage | Low | TRUE | FALSE | FALSE | FALSE | 50000 | 70 | [5 empty] | Non Federally-Regulated | 2006-09-18 |  | 2017-11-16
Modine | Modine | MVM75DH0273 | Non Patio Heater | LPG | Induced Draft | FALSE | TRUE | 1 | None | Non-Condensing | Single-Stage | Low | TRUE | FALSE | FALSE | FALSE | 150000 | 70 | [5 empty] | Non Federally-Regulated | 2003-01-23 |  | 2017-11-16
Modine | Airedale | RV150H7445 | Non Patio Heater | LPG | Induced Draft | FALSE | TRUE | 1 | None | Non-Condensing | Single-Stage | Low | TRUE | FALSE | FALSE | FALSE | 150000 | 70 | [5 empty] | Non Federally-Regulated | 2006-09-18 |  | 2017-11-16
Modine | Airedale | RVM100BH0335 | Non Patio Heater | Natural Gas | Induced Draft | FALSE | TRUE | 1 | None | Non-Condensing | Single-Stage | Low | TRUE | FALSE | FALSE | FALSE | 300000 | 70 | [5 empty] | Non Federally-Regulated | 2006-09-18 |  | 2017-11-16
Modine | Modine | MVM125BH0335 | Non Patio Heater | Natural Gas | Induced Draft | FALSE | TRUE | 1 | None | Non-Condensing | Single-Stage | Low | TRUE | FALSE | FALSE | FALSE | 375000 | 70 | [5 empty] | Non Federally-Regulated | 2003-01-23 |  | 2017-11-16
Modine | Airedale | RT66C 27 | Non Patio Heater | Natural Gas | Luminous | TRUE | FALSE | 1 | None | Non-Condensing | Single-Stage | High | FALSE | FALSE | FALSE | TRUE | 67000 | 70 |  | 0.35 |  |  |  | Non Federally-Regulated | 2006-09-18 |  | 2017-11-16
Modine | Modine | MVM75DH0435 | Non Patio Heater | Natural Gas | Induced Draft | FALSE | TRUE | 1 | None | Non-Condensing | Single-Stage | Low | TRUE | FALSE | FALSE | FALSE | 300000 | 70 | [5 empty] | Non Federally-Regulated | 2003-01-23 |  | 2017-11-16
Modine | Airedale | RLP175H3460 | Non Patio Heater | Natural Gas | Power | FALSE | TRUE | 1 | None | Non-Condensing | Single-Stage | Low | TRUE | FALSE | FALSE | FALSE | 175000 | 70 | [5 empty] | Non Federally-Regulated | 2006-09-18 |  | 2017-11-16
Modine | Modine | MT66C 27 | Non Patio Heater | Natural Gas | Luminous | TRUE | FALSE | 1 | None | Non-Condensing | Single-Stage | High | FALSE | FALSE | FALSE | TRUE | 67000 | 70 |  | 0.35 |  |  |  | Non Federally-Regulated | 2003-01-23 |  | 2017-11-16
Modine | Modine | MT60G 04 | Non Patio Heater | Natural Gas | Luminous | FALSE | FALSE | 1 | None | Non-Condensing | Single-Stage | High | FALSE | FALSE | FALSE | TRUE | 60000 | 70 |  | 0.35 |  |  |  | Non Federally-Regulated | 2003-01-23 |  | 2017-11-16
Modine | Airedale | RV75H3420 | Non Patio Heater | Natural Gas | Induced Draft | FALSE | TRUE | 1 | None | Non-Condensing | Single-Stage | Low | TRUE | FALSE | FALSE | FALSE | 75000 | 70 | [5 empty] | Non Federally-Regulated | 2006-09-18 |  | 2017-11-16
Modine | Modine | TLP150H7450 | Non Patio Heater | LPG | Power | FALSE | TRUE | 1 | None | Non-Condensing | Single-Stage | Low | TRUE | FALSE | FALSE | FALSE | 150000 | 70 | [5 empty] | Non Federally-Regulated | 2003-01-23 |  | 2017-11-16
Modine | Modine | MVM75BH0473 | Non Patio Heater | LPG | Induced Draft | FALSE | TRUE | 1 | None | Non-Condensing | Single-Stage | Low | TRUE | FALSE | FALSE | FALSE | 300000 | 70 | [5 empty] | Non Federally-Regulated | 2003-01-23 |  | 2017-11-16
Modine | Modine | MVM125DH0473 | Non Patio Heater | LPG | Induced Draft | FALSE | TRUE | 1 | None | Non-Condensing | Single-Stage | Low | TRUE | FALSE | FALSE | FALSE | 500000 | 70 | [5 empty] | Non Federally-Regulated | 2003-01-23 |  | 2017-11-16
Modine | Airedale | RVM75CH0435 | Non Patio Heater | Natural Gas | Induced Draft | FALSE | TRUE | 1 | None | Non-Condensing | Single-Stage | Low | TRUE | FALSE | FALSE | FALSE | 300000 | 70 | [5 empty] | Non Federally-Regulated | 2006-09-18 |  | 2017-11-16
Modine | Modine | TLP200H7460 | Non Patio Heater | LPG | Power | FALSE | TRUE | 1 | None | Non-Condensing | Single-Stage | Low | TRUE | FALSE | FALSE | FALSE | 200000 | 70 | [5 empty] | Non Federally-Regulated | 2003-01-23 |  | 2017-11-16
Modine | Modine | TLP85H3440 | Non Patio Heater | Natural Gas | Power | FALSE | TRUE | 1 | None | Non-Condensing | Single-Stage | Low | TRUE | FALSE | FALSE | FALSE | 85000 | 70 | [5 empty] | Non Federally-Regulated | 2003-01-23 |  | 2017-11-16
Modine | Modine | MT90G 97 | Non Patio Heater | LPG | Luminous | FALSE | FALSE | 1 | None | Non-Condensing | Single-Stage | High | FALSE | FALSE | FALSE | TRUE | 90000 | 70 |  | 0.35 |  |  |  | Non Federally-Regulated | 2003-01-23 |  | 2017-11-16
Modine | Airedale | RV75H7440 | Non Patio Heater | LPG | Induced Draft | FALSE | TRUE | 1 | None | Non-Condensing | Single-Stage | Low | TRUE | FALSE | FALSE | FALSE | 75000 | 70 | [5 empty] | Non Federally-Regulated | 2006-09-18 |  | 2017-11-16
Modine | Modine | MT33G 08 | Non Patio Heater | Natural Gas | Luminous | FALSE | FALSE | 1 | None | Non-Condensing | Single-Stage | High | FALSE | FALSE | FALSE | TRUE | 33000 | 70 |  | 0.35 |  |  |  | Non Federally-Regulated | 2003-01-23 |  | 2017-11-16
Modine | Airedale | RT60C 67 | Non Patio Heater | LPG | Luminous | TRUE | FALSE | 1 | None | Non-Condensing | Single-Stage | High | FALSE | FALSE | FALSE | TRUE | 60000 | 70 |  | 0.35 |  |  |  | Non Federally-Regulated | 2006-09-18 |  | 2017-11-16
Modine | Modine | MVM100AH0235 | Non Patio Heater | Natural Gas | Induced Draft | FALSE | TRUE | 1 | None | Non-Condensing | Single-Stage | Low | TRUE | FALSE | FALSE | FALSE | 200000 | 70 | [5 empty] | Non Federally-Regulated | 2003-01-23 |  | 2017-11-16
Modine | Airedale | RVM100BH0235 | Non Patio Heater | Natural Gas | Induced Draft | FALSE | TRUE | 1 | None | Non-Condensing | Single-Stage | Low | TRUE | FALSE | FALSE | FALSE | 200000 | 70 | [5 empty] | Non Federally-Regulated | 2006-09-18 |  | 2017-11-16
Modine | Modine | MT112C 27 | Non Patio Heater | Natural Gas | Luminous | TRUE | FALSE | 1 | None | Non-Condensing | Single-Stage | High | FALSE | FALSE | FALSE | TRUE | 110000 | 70 |  | 0.35 |  |  |  | Non Federally-Regulated | 2003-01-23 |  | 2017-11-16
Modine | Airedale | RT60G 48 | Non Patio Heater | Natural Gas | Luminous | FALSE | FALSE | 1 | None | Non-Condensing | Single-Stage | High | FALSE | FALSE | FALSE | TRUE | 60000 | 70 |  | 0.35 |  |  |  | Non Federally-Regulated | 2006-09-18 |  | 2017-11-16
Modine | Airedale | RV150H3450 | Non Patio Heater | Natural Gas | Induced Draft | FALSE | TRUE | 1 | None | Non-Condensing | Single-Stage | Low | TRUE | FALSE | FALSE | FALSE | 150000 | 70 | [5 empty] | Non Federally-Regulated | 2006-09-18 |  | 2017-11-16
Modine | Modine | MVM150BH0435 | Non Patio Heater | Natural Gas | Induced Draft | FALSE | TRUE | 1 | None | Non-Condensing | Single-Stage | Low | TRUE | FALSE | FALSE | FALSE | 600000 | 70 | [5 empty] | Non Federally-Regulated | 2003-01-23 |  | 2017-11-16
Modine | Modine | MVM100CH0273 | Non Patio Heater | LPG | Induced Draft | FALSE | TRUE | 1 | None | Non-Condensing | Single-Stage | Low | TRUE | FALSE | FALSE | FALSE | 200000 | 70 | [5 empty] | Non Federally-Regulated | 2003-01-23 |  | 2017-11-16
Modine | Modine | MVM125CH0235 | Non Patio Heater | Natural Gas | Induced Draft | FALSE | TRUE | 1 | None | Non-Condensing | Single-Stage | Low | TRUE | FALSE | FALSE | FALSE | 250000 | 70 | [5 empty] | Non Federally-Regulated | 2003-01-23 |  | 2017-11-16
Modine | Airedale | RVM100DH0235 | Non Patio Heater | Natural Gas | Induced Draft | FALSE | TRUE | 1 | None | Non-Condensing | Single-Stage | Low | TRUE | FALSE | FALSE | FALSE | 200000 | 70 | [5 empty] | Non Federally-Regulated | 2006-09-18 |  | 2017-11-16
Modine | Airedale | RVM75BH0373 | Non Patio Heater | LPG | Induced Draft | FALSE | TRUE | 1 | None | Non-Condensing | Single-Stage | Low | TRUE | FALSE | FALSE | FALSE | 225000 | 70 | [5 empty] | Non Federally-Regulated | 2006-09-18 |  | 2017-11-16
Modine | Modine | TLP200H3450 | Non Patio Heater | Natural Gas | Power | FALSE | TRUE | 1 | None | Non-Condensing | Single-Stage | Low | TRUE | FALSE | FALSE | FALSE | 200000 | 70 | [5 empty] | Non Federally-Regulated | 2003-01-23 |  | 2017-11-16
Modine | Modine | MVM125AH0273 | Non Patio Heater | LPG | Induced Draft | FALSE | TRUE | 1 | None | Non-Condensing | Single-Stage | Low | TRUE | FALSE | FALSE | FALSE | 250000 | 70 | [5 empty] | Non Federally-Regulated | 2003-01-23 |  | 2017-11-16
Modine | Modine | MVM75CH0235 | Non Patio Heater | Natural Gas | Induced Draft | FALSE | TRUE | 1 | None | Non-Condensing | Single-Stage | Low | TRUE | FALSE | FALSE | FALSE | 150000 | 70 | [5 empty] | Non Federally-Regulated | 2003-01-23 |  | 2017-11-16
Modine | Modine | MVM125CH0435 | Non Patio Heater | Natural Gas | Induced Draft | FALSE | TRUE | 1 | None | Non-Condensing | Single-Stage | Low | TRUE | FALSE | FALSE | FALSE | 500000 | 70 | [5 empty] | Non Federally-Regulated | 2003-01-23 |  | 2017-11-16
Modine | Modine | MV150H3450 | Non Patio Heater | Natural Gas | Induced Draft | FALSE | TRUE | 1 | None | Non-Condensing | Single-Stage | Low | TRUE | FALSE | FALSE | FALSE | 150000 | 70 | [5 empty] | Non Federally-Regulated | 2003-01-23 |  | 2017-11-16
Modine | Airedale | RT66G 04 | Non Patio Heater | Natural Gas | Luminous | FALSE | FALSE | 1 | None | Non-Condensing | Single-Stage | High | FALSE | FALSE | FALSE | TRUE | 67000 | 70 |  | 0.35 |  |  |  | Non Federally-Regulated | 2006-09-18 |  | 2017-11-16
Modine | Airedale | RLP85H3440 | Non Patio Heater | Natural Gas | Power | FALSE | TRUE | 1 | None | Non-Condensing | Single-Stage | Low | TRUE | FALSE | FALSE | FALSE | 85000 | 70 | [5 empty] | Non Federally-Regulated | 2006-09-18 |  | 2017-11-16
Modine | Modine | MVM100BH0473 | Non Patio Heater | LPG | Induced Draft | FALSE | TRUE | 1 | None | Non-Condensing | Single-Stage | Low | TRUE | FALSE | FALSE | FALSE | 400000 | 70 | [5 empty] | Non Federally-Regulated | 2003-01-23 |  | 2017-11-16
Modine | Modine | TLP85H7450 | Non Patio Heater | LPG | Power | FALSE | TRUE | 1 | None | Non-Condensing | Single-Stage | Low | TRUE | FALSE | FALSE | FALSE | 85000 | 70 | [5 empty] | Non Federally-Regulated | 2003-01-23 |  | 2017-11-16
Modine | Modine | TLP85H7440 | Non Patio Heater | LPG | Power | FALSE | TRUE | 1 | None | Non-Condensing | Single-Stage | Low | TRUE | FALSE | FALSE | FALSE | 85000 | 70 | [5 empty] | Non Federally-Regulated | 2003-01-23 |  | 2017-11-16
Modine | Airedale | RT160G 47 | Non Patio Heater | Natural Gas | Luminous | FALSE | FALSE | 1 | None | Non-Condensing | Single-Stage | High | FALSE | FALSE | FALSE | TRUE | 160000 | 70 |  | 0.35 |  |  |  | Non Federally-Regulated | 2006-09-18 |  | 2017-11-16
Modine | Airedale | RT30C 67 | Non Patio Heater | LPG | Luminous | TRUE | FALSE | 1 | None | Non-Condensing | Single-Stage | High | FALSE | FALSE | FALSE | TRUE | 30000 | 70 |  | 0.35 |  |  |  | Non Federally-Regulated | 2006-09-18 |  | 2017-11-16
Modine | Modine | MVM125BH0473 | Non Patio Heater | LPG | Induced Draft | FALSE | TRUE | 1 | None | Non-Condensing | Single-Stage | Low | TRUE | FALSE | FALSE | FALSE | 500000 | 70 | [5 empty] | Non Federally-Regulated | 2003-01-23 |  | 2017-11-16
Modine | Airedale | RVM100CH0335 | Non Patio Heater | Natural Gas | Induced Draft | FALSE | TRUE | 1 | None | Non-Condensing | Single-Stage | Low | TRUE | FALSE | FALSE | FALSE | 300000 | 70 | [5 empty] | Non Federally-Regulated | 2006-09-18 |  | 2017-11-16
Modine | Airedale | RT132G 47 | Non Patio Heater | Natural Gas | Luminous | FALSE | FALSE | 1 | None | Non-Condensing | Single-Stage | High | FALSE | FALSE | FALSE | TRUE | 132000 | 70 |  | 0.35 |  |  |  | Non Federally-Regulated | 2006-09-18 |  | 2017-11-16
Modine | Airedale | RVM100CH0373 | Non Patio Heater | LPG | Induced Draft | FALSE | TRUE | 1 | None | Non-Condensing | Single-Stage | Low | TRUE | FALSE | FALSE | FALSE | 300000 | 70 | [5 empty] | Non Federally-Regulated | 2006-09-18 |  | 2017-11-16
Modine | Modine | MVM125CH0373 | Non Patio Heater | LPG | Induced Draft | FALSE | TRUE | 1 | None | Non-Condensing | Single-Stage | Low | TRUE | FALSE | FALSE | FALSE | 375000 | 70 | [5 empty] | Non Federally-Regulated | 2003-01-23 |  | 2017-11-16
Modine | Modine | TLP200H3470 | Non Patio Heater | Natural Gas | Power | FALSE | TRUE | 1 | None | Non-Condensing | Single-Stage | Low | TRUE | FALSE | FALSE | FALSE | 200000 | 70 | [5 empty] | Non Federally-Regulated | 2003-01-23 |  | 2017-11-16
Modine | Modine | MVM150DH0473 | Non Patio Heater | LPG | Induced Draft | FALSE | TRUE | 1 | None | Non-Condensing | Single-Stage | Low | TRUE | FALSE | FALSE | FALSE | 600000 | 70 | [5 empty] | Non Federally-Regulated | 2003-01-23 |  | 2017-11-16
Modine | Airedale | RVM100AH0335 | Non Patio Heater | Natural Gas | Induced Draft | FALSE | TRUE | 1 | None | Non-Condensing | Single-Stage | Low | TRUE | FALSE | FALSE | FALSE | 300000 | 70 | [5 empty] | Non Federally-Regulated | 2006-09-18 |  | 2017-11-16
Modine | Modine | MV100H7435 | Non Patio Heater | LPG | Induced Draft | FALSE | TRUE | 1 | None | Non-Condensing | Single-Stage | Low | TRUE | FALSE | FALSE | FALSE | 100000 | 70 | [5 empty] | Non Federally-Regulated | 2003-01-23 |  | 2017-11-16
Modine | Modine | MT132C 27 | Non Patio Heater | Natural Gas | Luminous | TRUE | FALSE | 1 | None | Non-Condensing | Single-Stage | High | FALSE | FALSE | FALSE | TRUE | 132000 | 70 |  | 0.35 |  |  |  | Non Federally-Regulated | 2003-01-23 |  | 2017-11-16
Modine | Airedale | RT99G 08 | Non Patio Heater | Natural Gas | Luminous | FALSE | FALSE | 1 | None | Non-Condensing | Single-Stage | High | FALSE | FALSE | FALSE | TRUE | 100500 | 70 |  | 0.35 |  |  |  | Non Federally-Regulated | 2006-09-18 |  | 2017-11-16
Modine | Airedale | RLP175H7450 | Non Patio Heater | LPG | Power | FALSE | TRUE | 1 | None | Non-Condensing | Single-Stage | Low | TRUE | FALSE | FALSE | FALSE | 175000 | 70 | [5 empty] | Non Federally-Regulated | 2006-09-18 |  | 2017-11-16
Modine | Airedale | RVM100CH0473 | Non Patio Heater | LPG | Induced Draft | FALSE | TRUE | 1 | None | Non-Condensing | Single-Stage | Low | TRUE | FALSE | FALSE | FALSE | 400000 | 70 | [5 empty] | Non Federally-Regulated | 2006-09-18 |  | 2017-11-16
Modine | Airedale | RLP100H3430 | Non Patio Heater | Natural Gas | Power | FALSE | TRUE | 1 | None | Non-Condensing | Single-Stage | Low | TRUE | FALSE | FALSE | FALSE | 100000 | 70 | [5 empty] | Non Federally-Regulated | 2006-09-18 |  | 2017-11-16
Modine | Modine | MV125H7450 | Non Patio Heater | LPG | Induced Draft | FALSE | TRUE | 1 | None | Non-Condensing | Single-Stage | Low | TRUE | FALSE | FALSE | FALSE | 125000 | 70 | [5 empty] | Non Federally-Regulated | 2003-01-23 |  | 2017-11-16
Modine | Airedale | RVM150BH0373 | Non Patio Heater | LPG | Induced Draft | FALSE | TRUE | 1 | None | Non-Condensing | Single-Stage | Low | TRUE | FALSE | FALSE | FALSE | 450000 | 70 | [5 empty] | Non Federally-Regulated | 2006-09-18 |  | 2017-11-16
Modine | Airedale | RVM125CH0273 | Non Patio Heater | LPG | Induced Draft | FALSE | TRUE | 1 | None | Non-Condensing | Single-Stage | Low | TRUE | FALSE | FALSE | FALSE | 250000 | 70 | [5 empty] | Non Federally-Regulated | 2006-09-18 |  | 2017-11-16
Modine | Airedale | RLP125H7450 | Non Patio Heater | LPG | Power | FALSE | TRUE | 1 | None | Non-Condensing | Single-Stage | Low | TRUE | FALSE | FALSE | FALSE | 125000 | 70 | [5 empty] | Non Federally-Regulated | 2006-09-18 |  | 2017-11-16
Modine | Modine | MVM75CH0373 | Non Patio Heater | LPG | Induced Draft | FALSE | TRUE | 1 | None | Non-Condensing | Single-Stage | Low | TRUE | FALSE | FALSE | FALSE | 225000 | 70 | [5 empty] | Non Federally-Regulated | 2003-01-23 |  | 2017-11-16
Modine | Modine | MVM75DH0235 | Non Patio Heater | Natural Gas | Induced Draft | FALSE | TRUE | 1 | None | Non-Condensing | Single-Stage | Low | TRUE | FALSE | FALSE | FALSE | 150000 | 70 | [5 empty] | Non Federally-Regulated | 2003-01-23 |  | 2017-11-16
Modine | Airedale | RV100H7450 | Non Patio Heater | LPG | Induced Draft | FALSE | TRUE | 1 | None | Non-Condensing | Single-Stage | Low | TRUE | FALSE | FALSE | FALSE | 100000 | 70 | [5 empty] | Non Federally-Regulated | 2006-09-18 |  | 2017-11-16
Modine | Modine | MVM75DH0335 | Non Patio Heater | Natural Gas | Induced Draft | FALSE | TRUE | 1 | None | Non-Condensing | Single-Stage | Low | TRUE | FALSE | FALSE | FALSE | 225000 | 70 | [5 empty] | Non Federally-Regulated | 2003-01-23 |  | 2017-11-16
Modine | Airedale | RVM150BH0235 | Non Patio Heater | Natural Gas | Induced Draft | FALSE | TRUE | 1 | None | Non-Condensing | Single-Stage | Low | TRUE | FALSE | FALSE | FALSE | 300000 | 70 | [5 empty] | Non Federally-Regulated | 2006-09-18 |  | 2017-11-16
Modine | Airedale | RVM125DH0435 | Non Patio Heater | Natural Gas | Induced Draft | FALSE | TRUE | 1 | None | Non-Condensing | Single-Stage | Low | TRUE | FALSE | FALSE | FALSE | 500000 | 70 | [5 empty] | Non Federally-Regulated | 2006-09-18 |  | 2017-11-16
Modine | Airedale | RT90C 27 | Non Patio Heater | Natural Gas | Luminous | TRUE | FALSE | 1 | None | Non-Condensing | Single-Stage | High | FALSE | FALSE | FALSE | TRUE | 90000 | 70 |  | 0.35 |  |  |  | Non Federally-Regulated | 2006-09-18 |  | 2017-11-16
Modine | Airedale | RT33G 47 | Non Patio Heater | Natural Gas | Luminous | FALSE | FALSE | 1 | None | Non-Condensing | Single-Stage | High | FALSE | FALSE | FALSE | TRUE | 33000 | 70 |  | 0.35 |  |  |  | Non Federally-Regulated | 2006-09-18 |  | 2017-11-16
Modine | Airedale | RT30C 27 | Non Patio Heater | Natural Gas | Luminous | TRUE | FALSE | 1 | None | Non-Condensing | Single-Stage | High | FALSE | FALSE | FALSE | TRUE | 30000 | 70 |  | 0.35 |  |  |  | Non Federally-Regulated | 2006-09-18 |  | 2017-11-16
Modine | Airedale | RVM150AH0273 | Non Patio Heater | LPG | Induced Draft | FALSE | TRUE | 1 | None | Non-Condensing | Single-Stage | Low | TRUE | FALSE | FALSE | FALSE | 300000 | 70 | [5 empty] | Non Federally-Regulated | 2006-09-18 |  | 2017-11-16
Modine | Airedale | RVM125BH0335 | Non Patio Heater | Natural Gas | Induced Draft | FALSE | TRUE | 1 | None | Non-Condensing | Single-Stage | Low | TRUE | FALSE | FALSE | FALSE | 375000 | 70 | [5 empty] | Non Federally-Regulated | 2006-09-18 |  | 2017-11-16
Modine | Airedale | RLP75H7450 | Non Patio Heater | LPG | Power | FALSE | TRUE | 1 | None | Non-Condensing | Single-Stage | Low | TRUE | FALSE | FALSE | FALSE | 75000 | 70 | [5 empty] | Non Federally-Regulated | 2006-09-18 |  | 2017-11-16
Modine | Modine | MVM75AH0273 | Non Patio Heater | LPG | Induced Draft | FALSE | TRUE | 1 | None | Non-Condensing | Single-Stage | Low | TRUE | FALSE | FALSE | FALSE | 150000 | 70 | [5 empty] | Non Federally-Regulated | 2003-01-23 |  | 2017-11-16
Modine | Modine | MVM150BH0473 | Non Patio Heater | LPG | Induced Draft | FALSE | TRUE | 1 | None | Non-Condensing | Single-Stage | Low | TRUE | FALSE | FALSE | FALSE | 600000 | 70 | [5 empty] | Non Federally-Regulated | 2003-01-23 |  | 2017-11-16
Modine | Airedale | RLP150H3450 | Non Patio Heater | Natural Gas | Power | FALSE | TRUE | 1 | None | Non-Condensing | Single-Stage | Low | TRUE | FALSE | FALSE | FALSE | 150000 | 70 | [5 empty] | Non Federally-Regulated | 2006-09-18 |  | 2017-11-16
Modine | Modine | MVM100BH0335 | Non Patio Heater | Natural Gas | Induced Draft | FALSE | TRUE | 1 | None | Non-Condensing | Single-Stage | Low | TRUE | FALSE | FALSE | FALSE | 300000 | 70 | [5 empty] | Non Federally-Regulated | 2003-01-23 |  | 2017-11-16
Modine | Airedale | RT160G 97 | Non Patio Heater | LPG | Luminous | FALSE | FALSE | 1 | None | Non-Condensing | Single-Stage | High | FALSE | FALSE | FALSE | TRUE | 160000 | 70 |  | 0.35 |  |  |  | Non Federally-Regulated | 2006-09-18 |  | 2017-11-16
Modine | Airedale | RLP200H7470 | Non Patio Heater | LPG | Power | FALSE | TRUE | 1 | None | Non-Condensing | Single-Stage | Low | TRUE | FALSE | FALSE | FALSE | 200000 | 70 | [5 empty] | Non Federally-Regulated | 2006-09-18 |  | 2017-11-16
Modine | Airedale | RVM100AH0373 | Non Patio Heater | LPG | Induced Draft | FALSE | TRUE | 1 | None | Non-Condensing | Single-Stage | Low | TRUE | FALSE | FALSE | FALSE | 300000 | 70 | [5 empty] | Non Federally-Regulated | 2006-09-18 |  | 2017-11-16
Modine | Modine | MVM75CH0473 | Non Patio Heater | LPG | Induced Draft | FALSE | TRUE | 1 | None | Non-Condensing | Single-Stage | Low | TRUE | FALSE | FALSE | FALSE | 300000 | 70 | [5 empty] | Non Federally-Regulated | 2003-01-23 |  | 2017-11-16
Modine | Modine | MV75H7445 | Non Patio Heater | LPG | Induced Draft | FALSE | TRUE | 1 | None | Non-Condensing | Single-Stage | Low | TRUE | FALSE | FALSE | FALSE | 75000 | 70 | [5 empty] | Non Federally-Regulated | 2003-01-23 |  | 2017-11-16
Modine | Airedale | RVM150CH0373 | Non Patio Heater | LPG | Induced Draft | FALSE | TRUE | 1 | None | Non-Condensing | Single-Stage | Low | TRUE | FALSE | FALSE | FALSE | 450000 | 70 | [5 empty] | Non Federally-Regulated | 2006-09-18 |  | 2017-11-16
Modine | Modine | MVM75BH0373 | Non Patio Heater | LPG | Induced Draft | FALSE | TRUE | 1 | None | Non-Condensing | Single-Stage | Low | TRUE | FALSE | FALSE | FALSE | 225000 | 70 | [5 empty] | Non Federally-Regulated | 2003-01-23 |  | 2017-11-16
Modine | Modine | MVM125BH0273 | Non Patio Heater | LPG | Induced Draft | FALSE | TRUE | 1 | None | Non-Condensing | Single-Stage | Low | TRUE | FALSE | FALSE | FALSE | 250000 | 70 | [5 empty] | Non Federally-Regulated | 2003-01-23 |  | 2017-11-16
Modine | Modine | MVM150BH0335 | Non Patio Heater | Natural Gas | Induced Draft | FALSE | TRUE | 1 | None | Non-Condensing | Single-Stage | Low | TRUE | FALSE | FALSE | FALSE | 450000 | 70 | [5 empty] | Non Federally-Regulated | 2003-01-23 |  | 2017-11-16
Modine | Modine | TLP175H3470 | Non Patio Heater | Natural Gas | Power | FALSE | TRUE | 1 | None | Non-Condensing | Single-Stage | Low | TRUE | FALSE | FALSE | FALSE | 175000 | 70 | [5 empty] | Non Federally-Regulated | 2003-01-23 |  | 2017-11-16
Modine | Modine | MVM100DH0335 | Non Patio Heater | Natural Gas | Induced Draft | FALSE | TRUE | 1 | None | Non-Condensing | Single-Stage | Low | TRUE | FALSE | FALSE | FALSE | 300000 | 70 | [5 empty] | Non Federally-Regulated | 2003-01-23 |  | 2017-11-16
Modine | Modine | MVM125CH0273 | Non Patio Heater | LPG | Induced Draft | FALSE | TRUE | 1 | None | Non-Condensing | Single-Stage | Low | TRUE | FALSE | FALSE | FALSE | 250000 | 70 | [5 empty] | Non Federally-Regulated | 2003-01-23 |  | 2017-11-16
Modine | Airedale | RT90G 48 | Non Patio Heater | Natural Gas | Luminous | FALSE | FALSE | 1 | None | Non-Condensing | Single-Stage | High | FALSE | FALSE | FALSE | TRUE | 90000 | 70 |  | 0.35 |  |  |  | Non Federally-Regulated | 2006-09-18 |  | 2017-11-16
Modine | Modine | MT160G 47 | Non Patio Heater | Natural Gas | Luminous | FALSE | FALSE | 1 | None | Non-Condensing | Single-Stage | High | FALSE | FALSE | FALSE | TRUE | 160000 | 70 |  | 0.35 |  |  |  | Non Federally-Regulated | 2003-01-23 |  | 2017-11-16
Modine | Modine | MV100H7430 | Non Patio Heater | LPG | Induced Draft | FALSE | TRUE | 1 | None | Non-Condensing | Single-Stage | Low | TRUE | FALSE | FALSE | FALSE | 100000 | 70 | [5 empty] | Non Federally-Regulated | 2003-01-23 |  | 2017-11-16
Modine | Airedale | RT90C 67 | Non Patio Heater | LPG | Luminous | TRUE | FALSE | 1 | None | Non-Condensing | Single-Stage | High | FALSE | FALSE | FALSE | TRUE | 90000 | 70 |  | 0.35 |  |  |  | Non Federally-Regulated | 2006-09-18 |  | 2017-11-16
Modine | Modine | MVM150DH0273 | Non Patio Heater | LPG | Induced Draft | FALSE | TRUE | 1 | None | Non-Condensing | Single-Stage | Low | TRUE | FALSE | FALSE | FALSE | 300000 | 70 | [5 empty] | Non Federally-Regulated | 2003-01-23 |  | 2017-11-16
Modine | Modine | TLP150H3450 | Non Patio Heater | Natural Gas | Power | FALSE | TRUE | 1 | None | Non-Condensing | Single-Stage | Low | TRUE | FALSE | FALSE | FALSE | 150000 | 70 | [5 empty] | Non Federally-Regulated | 2003-01-23 |  | 2017-11-16
Modine | Modine | MVM150BH0373 | Non Patio Heater | LPG | Induced Draft | FALSE | TRUE | 1 | None | Non-Condensing | Single-Stage | Low | TRUE | FALSE | FALSE | FALSE | 450000 | 70 | [5 empty] | Non Federally-Regulated | 2003-01-23 |  | 2017-11-16
Modine | Airedale | RT84G 48 | Non Patio Heater | Natural Gas | Luminous | FALSE | FALSE | 1 | None | Non-Condensing | Single-Stage | High | FALSE | FALSE | FALSE | TRUE | 82500 | 70 |  | 0.35 |  |  |  | Non Federally-Regulated | 2006-09-18 |  | 2017-11-16
Modine | Modine | MT90C 67 | Non Patio Heater | LPG | Luminous | TRUE | FALSE | 1 | None | Non-Condensing | Single-Stage | High | FALSE | FALSE | FALSE | TRUE | 90000 | 70 |  | 0.35 |  |  |  | Non Federally-Regulated | 2003-01-23 |  | 2017-11-16
Modine | Modine | TLP125H7450 | Non Patio Heater | LPG | Power | FALSE | TRUE | 1 | None | Non-Condensing | Single-Stage | Low | TRUE | FALSE | FALSE | FALSE | 125000 | 70 | [5 empty] | Non Federally-Regulated | 2003-01-23 |  | 2017-11-16
Modine | Airedale | RT90G 47 | Non Patio Heater | Natural Gas | Luminous | FALSE | FALSE | 1 | None | Non-Condensing | Single-Stage | High | FALSE | FALSE | FALSE | TRUE | 90000 | 70 |  | 0.35 |  |  |  | Non Federally-Regulated | 2006-09-18 |  | 2017-11-16
Modine | Airedale | RLP175H3450 | Non Patio Heater | Natural Gas | Power | FALSE | TRUE | 1 | None | Non-Condensing | Single-Stage | Low | TRUE | FALSE | FALSE | FALSE | 175000 | 70 | [5 empty] | Non Federally-Regulated | 2006-09-18 |  | 2017-11-16
Modine | Modine | MVM100DH0273 | Non Patio Heater | LPG | Induced Draft | FALSE | TRUE | 1 | None | Non-Condensing | Single-Stage | Low | TRUE | FALSE | FALSE | FALSE | 200000 | 70 | [5 empty] | Non Federally-Regulated | 2003-01-23 |  | 2017-11-16
Modine | Modine | MT30G 04 | Non Patio Heater | Natural Gas | Luminous | FALSE | FALSE | 1 | None | Non-Condensing | Single-Stage | High | FALSE | FALSE | FALSE | TRUE | 30000 | 70 |  | 0.35 |  |  |  | Non Federally-Regulated | 2003-01-23 |  | 2017-11-16
Modine | Modine | TLP50H7420 | Non Patio Heater | LPG | Power | FALSE | TRUE | 1 | None | Non-Condensing | Single-Stage | Low | TRUE | FALSE | FALSE | FALSE | 50000 | 70 | [5 empty] | Non Federally-Regulated | 2003-01-23 |  | 2017-11-16
Modine | Modine | MV150H7455 | Non Patio Heater | LPG | Induced Draft | FALSE | TRUE | 1 | None | Non-Condensing | Single-Stage | Low | TRUE | FALSE | FALSE | FALSE | 150000 | 70 | [5 empty] | Non Federally-Regulated | 2003-01-23 |  | 2017-11-16
Modine | Airedale | RLP100H7440 | Non Patio Heater | LPG | Power | FALSE | TRUE | 1 | None | Non-Condensing | Single-Stage | Low | TRUE | FALSE | FALSE | FALSE | 100000 | 70 | [5 empty] | Non Federally-Regulated | 2006-09-18 |  | 2017-11-16
Modine | Airedale | RV100H7440 | Non Patio Heater | LPG | Induced Draft | FALSE | TRUE | 1 | None | Non-Condensing | Single-Stage | Low | TRUE | FALSE | FALSE | FALSE | 100000 | 70 | [5 empty] | Non Federally-Regulated | 2006-09-18 |  | 2017-11-16
Modine | Airedale | RLP125H7460 | Non Patio Heater | LPG | Power | FALSE | TRUE | 1 | None | Non-Condensing | Single-Stage | Low | TRUE | FALSE | FALSE | FALSE | 125000 | 70 | [5 empty] | Non Federally-Regulated | 2006-09-18 |  | 2017-11-16
Modine | Airedale | RV125H3450 | Non Patio Heater | Natural Gas | Induced Draft | FALSE | TRUE | 1 | None | Non-Condensing | Single-Stage | Low | TRUE | FALSE | FALSE | FALSE | 125000 | 70 | [5 empty] | Non Federally-Regulated | 2006-09-18 |  | 2017-11-16
Modine | Airedale | RLP75H7440 | Non Patio Heater | LPG | Power | FALSE | TRUE | 1 | None | Non-Condensing | Single-Stage | Low | TRUE | FALSE | FALSE | FALSE | 75000 | 70 | [5 empty] | Non Federally-Regulated | 2006-09-18 |  | 2017-11-16
Modine | Modine | TLP50H3430 | Non Patio Heater | Natural Gas | Power | FALSE | TRUE | 1 | None | Non-Condensing | Single-Stage | Low | TRUE | FALSE | FALSE | FALSE | 50000 | 70 | [5 empty] | Non Federally-Regulated | 2003-01-23 |  | 2017-11-16
Modine | Airedale | RV75H7430 | Non Patio Heater | LPG | Induced Draft | FALSE | TRUE | 1 | None | Non-Condensing | Single-Stage | Low | TRUE | FALSE | FALSE | FALSE | 75000 | 70 | [5 empty] | Non Federally-Regulated | 2006-09-18 |  | 2017-11-16
Modine | Airedale | RLP200H3450 | Non Patio Heater | Natural Gas | Power | FALSE | TRUE | 1 | None | Non-Condensing | Single-Stage | Low | TRUE | FALSE | FALSE | FALSE | 200000 | 70 | [5 empty] | Non Federally-Regulated | 2006-09-18 |  | 2017-11-16
Modine | Modine | MVM100BH0273 | Non Patio Heater | LPG | Induced Draft | FALSE | TRUE | 1 | None | Non-Condensing | Single-Stage | Low | TRUE | FALSE | FALSE | FALSE | 200000 | 70 | [5 empty] | Non Federally-Regulated | 2003-01-23 |  | 2017-11-16
Modine | Modine | TLP175H7470 | Non Patio Heater | LPG | Power | FALSE | TRUE | 1 | None | Non-Condensing | Single-Stage | Low | TRUE | FALSE | FALSE | FALSE | 175000 | 70 | [5 empty] | Non Federally-Regulated | 2003-01-23 |  | 2017-11-16
Modine | Modine | MVM150CH0373 | Non Patio Heater | LPG | Induced Draft | FALSE | TRUE | 1 | None | Non-Condensing | Single-Stage | Low | TRUE | FALSE | FALSE | FALSE | 450000 | 70 | [5 empty] | Non Federally-Regulated | 2003-01-23 |  | 2017-11-16
Modine | Modine | MT99G 48 | Non Patio Heater | Natural Gas | Luminous | FALSE | FALSE | 1 | None | Non-Condensing | Single-Stage | High | FALSE | FALSE | FALSE | TRUE | 100500 | 70 |  | 0.35 |  |  |  | Non Federally-Regulated | 2003-01-23 |  | 2017-11-16
Modine | Airedale | RT120G 47 | Non Patio Heater | Natural Gas | Luminous | FALSE | FALSE | 1 | None | Non-Condensing | Single-Stage | High | FALSE | FALSE | FALSE | TRUE | 120000 | 70 |  | 0.35 |  |  |  | Non Federally-Regulated | 2006-09-18 |  | 2017-11-16
Modine | Airedale | RLP50H7430 | Non Patio Heater | LPG | Power | FALSE | TRUE | 1 | None | Non-Condensing | Single-Stage | Low | TRUE | FALSE | FALSE | FALSE | 50000 | 70 | [5 empty] | Non Federally-Regulated | 2006-09-18 |  | 2017-11-16
Modine | Airedale | RLP100H3450 | Non Patio Heater | Natural Gas | Power | FALSE | TRUE | 1 | None | Non-Condensing | Single-Stage | Low | TRUE | FALSE | FALSE | FALSE | 100000 | 70 | [5 empty] | Non Federally-Regulated | 2006-09-18 |  | 2017-11-16
Modine | Airedale | RVM75BH0273 | Non Patio Heater | LPG | Induced Draft | FALSE | TRUE | 1 | None | Non-Condensing | Single-Stage | Low | TRUE | FALSE | FALSE | FALSE | 150000 | 70 | [5 empty] | Non Federally-Regulated | 2006-09-18 |  | 2017-11-16
Modine | Modine | MV100H3435 | Non Patio Heater | Natural Gas | Induced Draft | FALSE | TRUE | 1 | None | Non-Condensing | Single-Stage | Low | TRUE | FALSE | FALSE | FALSE | 100000 | 70 | [5 empty] | Non Federally-Regulated | 2003-01-23 |  | 2017-11-16
Modine | Airedale | RVM75BH0235 | Non Patio Heater | Natural Gas | Induced Draft | FALSE | TRUE | 1 | None | Non-Condensing | Single-Stage | Low | TRUE | FALSE | FALSE | FALSE | 150000 | 70 | [5 empty] | Non Federally-Regulated | 2006-09-18 |  | 2017-11-16
Modine | Airedale | RVM150CH0235 | Non Patio Heater | Natural Gas | Induced Draft | FALSE | TRUE | 1 | None | Non-Condensing | Single-Stage | Low | TRUE | FALSE | FALSE | FALSE | 300000 | 70 | [5 empty] | Non Federally-Regulated | 2006-09-18 |  | 2017-11-16
Modine | Airedale | RLP125H3460 | Non Patio Heater | Natural Gas | Power | FALSE | TRUE | 1 | None | Non-Condensing | Single-Stage | Low | TRUE | FALSE | FALSE | FALSE | 125000 | 70 | [5 empty] | Non Federally-Regulated | 2006-09-18 |  | 2017-11-16
Modine | Modine | TLP125H3440 | Non Patio Heater | Natural Gas | Power | FALSE | TRUE | 1 | None | Non-Condensing | Single-Stage | Low | TRUE | FALSE | FALSE | FALSE | 125000 | 70 | [5 empty] | Non Federally-Regulated | 2003-01-23 |  | 2017-11-16
Modine | Airedale | RVM100DH0373 | Non Patio Heater | LPG | Induced Draft | FALSE | TRUE | 1 | None | Non-Condensing | Single-Stage | Low | TRUE | FALSE | FALSE | FALSE | 300000 | 70 | [5 empty] | Non Federally-Regulated | 2006-09-18 |  | 2017-11-16
Modine | Modine | MT66G 04 | Non Patio Heater | Natural Gas | Luminous | FALSE | FALSE | 1 | None | Non-Condensing | Single-Stage | High | FALSE | FALSE | FALSE | TRUE | 67000 | 70 |  | 0.35 |  |  |  | Non Federally-Regulated | 2003-01-23 |  | 2017-11-16
Modine | Airedale | RVM75AH0473 | Non Patio Heater | LPG | Induced Draft | FALSE | TRUE | 1 | None | Non-Condensing | Single-Stage | Low | TRUE | FALSE | FALSE | FALSE | 300000 | 70 | [5 empty] | Non Federally-Regulated | 2006-09-18 |  | 2017-11-16
Modine | Airedale | RLP200H7460 | Non Patio Heater | LPG | Power | FALSE | TRUE | 1 | None | Non-Condensing | Single-Stage | Low | TRUE | FALSE | FALSE | FALSE | 200000 | 70 | [5 empty] | Non Federally-Regulated | 2006-09-18 |  | 2017-11-16
Modine | Modine | MVM150BH0273 | Non Patio Heater | LPG | Induced Draft | FALSE | TRUE | 1 | None | Non-Condensing | Single-Stage | Low | TRUE | FALSE | FALSE | FALSE | 300000 | 70 | [5 empty] | Non Federally-Regulated | 2003-01-23 |  | 2017-11-16
Modine | Modine | TLP100H7450 | Non Patio Heater | LPG | Power | FALSE | TRUE | 1 | None | Non-Condensing | Single-Stage | Low | TRUE | FALSE | FALSE | FALSE | 100000 | 70 | [5 empty] | Non Federally-Regulated | 2003-01-23 |  | 2017-11-16
Modine | Modine | MT112G 48 | Non Patio Heater | Natural Gas | Luminous | FALSE | FALSE | 1 | None | Non-Condensing | Single-Stage | High | FALSE | FALSE | FALSE | TRUE | 110000 | 70 |  | 0.35 |  |  |  | Non Federally-Regulated | 2003-01-23 |  | 2017-11-16
Modine | Modine | MT33G 04 | Non Patio Heater | Natural Gas | Luminous | FALSE | FALSE | 1 | None | Non-Condensing | Single-Stage | High | FALSE | FALSE | FALSE | TRUE | 33000 | 70 |  | 0.35 |  |  |  | Non Federally-Regulated | 2003-01-23 |  | 2017-11-16
Modine | Modine | MVM150CH0335 | Non Patio Heater | Natural Gas | Induced Draft | FALSE | TRUE | 1 | None | Non-Condensing | Single-Stage | Low | TRUE | FALSE | FALSE | FALSE | 450000 | 70 | [5 empty] | Non Federally-Regulated | 2003-01-23 |  | 2017-11-16
Modine | Airedale | RVM150CH0335 | Non Patio Heater | Natural Gas | Induced Draft | FALSE | TRUE | 1 | None | Non-Condensing | Single-Stage | Low | TRUE | FALSE | FALSE | FALSE | 450000 | 70 | [5 empty] | Non Federally-Regulated | 2006-09-18 |  | 2017-11-16
Modine | Modine | MVM150AH0335 | Non Patio Heater | Natural Gas | Induced Draft | FALSE | TRUE | 1 | None | Non-Condensing | Single-Stage | Low | TRUE | FALSE | FALSE | FALSE | 450000 | 70 | [5 empty] | Non Federally-Regulated | 2003-01-23 |  | 2017-11-16
Modine | Airedale | RT30G 04 | Non Patio Heater | Natural Gas | Luminous | FALSE | FALSE | 1 | None | Non-Condensing | Single-Stage | High | FALSE | FALSE | FALSE | TRUE | 30000 | 70 |  | 0.35 |  |  |  | Non Federally-Regulated | 2006-09-18 |  | 2017-11-16
Modine | Modine | MV100H3440 | Non Patio Heater | Natural Gas | Induced Draft | FALSE | TRUE | 1 | None | Non-Condensing | Single-Stage | Low | TRUE | FALSE | FALSE | FALSE | 100000 | 70 | [5 empty] | Non Federally-Regulated | 2003-01-23 |  | 2017-11-16
Modine | Airedale | RVM150AH0435 | Non Patio Heater | Natural Gas | Induced Draft | FALSE | TRUE | 1 | None | Non-Condensing | Single-Stage | Low | TRUE | FALSE | FALSE | FALSE | 600000 | 70 | [5 empty] | Non Federally-Regulated | 2006-09-18 |  | 2017-11-16
Modine | Modine | MVM125AH0335 | Non Patio Heater | Natural Gas | Induced Draft | FALSE | TRUE | 1 | None | Non-Condensing | Single-Stage | Low | TRUE | FALSE | FALSE | FALSE | 375000 | 70 | [5 empty] | Non Federally-Regulated | 2003-01-23 |  | 2017-11-16
Modine | Modine | MVM125DH0335 | Non Patio Heater | Natural Gas | Induced Draft | FALSE | TRUE | 1 | None | Non-Condensing | Single-Stage | Low | TRUE | FALSE | FALSE | FALSE | 375000 | 70 | [5 empty] | Non Federally-Regulated | 2003-01-23 |  | 2017-11-16
Modine | Modine | MT56G 08 | Non Patio Heater | Natural Gas | Luminous | FALSE | FALSE | 1 | None | Non-Condensing | Single-Stage | High | FALSE | FALSE | FALSE | TRUE | 55000 | 70 |  | 0.35 |  |  |  | Non Federally-Regulated | 2003-01-23 |  | 2017-11-16
Modine | Modine | MT28G 04 | Non Patio Heater | Natural Gas | Luminous | FALSE | FALSE | 1 | None | Non-Condensing | Single-Stage | High | FALSE | FALSE | FALSE | TRUE | 30000 | 70 |  | 0.35 |  |  |  | Non Federally-Regulated | 2003-01-23 |  | 2017-11-16
Modine | Modine | MVM100DH0435 | Non Patio Heater | Natural Gas | Induced Draft | FALSE | TRUE | 1 | None | Non-Condensing | Single-Stage | Low | TRUE | FALSE | FALSE | FALSE | 400000 | 70 | [5 empty] | Non Federally-Regulated | 2003-01-23 |  | 2017-11-16
Modine | Modine | MVM100AH0435 | Non Patio Heater | Natural Gas | Induced Draft | FALSE | TRUE | 1 | None | Non-Condensing | Single-Stage | Low | TRUE | FALSE | FALSE | FALSE | 400000 | 70 | [5 empty] | Non Federally-Regulated | 2003-01-23 |  | 2017-11-16
Modine | Modine | MVM100CH0435 | Non Patio Heater | Natural Gas | Induced Draft | FALSE | TRUE | 1 | None | Non-Condensing | Single-Stage | Low | TRUE | FALSE | FALSE | FALSE | 400000 | 70 | [5 empty] | Non Federally-Regulated | 2003-01-23 |  | 2017-11-16
Modine | Modine | MVM125CH0473 | Non Patio Heater | LPG | Induced Draft | FALSE | TRUE | 1 | None | Non-Condensing | Single-Stage | Low | TRUE | FALSE | FALSE | FALSE | 500000 | 70 | [5 empty] | Non Federally-Regulated | 2003-01-23 |  | 2017-11-16
Modine | Airedale | RVM150DH0435 | Non Patio Heater | Natural Gas | Induced Draft | FALSE | TRUE | 1 | None | Non-Condensing | Single-Stage | Low | TRUE | FALSE | FALSE | FALSE | 600000 | 70 | [5 empty] | Non Federally-Regulated | 2006-09-18 |  | 2017-11-16
Modine | Airedale | RVM75CH0373 | Non Patio Heater | LPG | Induced Draft | FALSE | TRUE | 1 | None | Non-Condensing | Single-Stage | Low | TRUE | FALSE | FALSE | FALSE | 225000 | 70 | [5 empty] | Non Federally-Regulated | 2006-09-18 |  | 2017-11-16
Modine | Airedale | RVM125DH0335 | Non Patio Heater | Natural Gas | Induced Draft | FALSE | TRUE | 1 | None | Non-Condensing | Single-Stage | Low | TRUE | FALSE | FALSE | FALSE | 375000 | 70 | [5 empty] | Non Federally-Regulated | 2006-09-18 |  | 2017-11-16
Modine | Modine | MT66G 47 | Non Patio Heater | Natural Gas | Luminous | FALSE | FALSE | 1 | None | Non-Condensing | Single-Stage | High | FALSE | FALSE | FALSE | TRUE | 67000 | 70 |  | 0.35 |  |  |  | Non Federally-Regulated | 2003-01-23 |  | 2017-11-16
Modine | Airedale | RVM100BH0373 | Non Patio Heater | LPG | Induced Draft | FALSE | TRUE | 1 | None | Non-Condensing | Single-Stage | Low | TRUE | FALSE | FALSE | FALSE | 300000 | 70 | [5 empty] | Non Federally-Regulated | 2006-09-18 |  | 2017-11-16
Modine | Airedale | RV75H3435 | Non Patio Heater | Natural Gas | Induced Draft | FALSE | TRUE | 1 | None | Non-Condensing | Single-Stage | Low | TRUE | FALSE | FALSE | FALSE | 75000 | 70 | [5 empty] | Non Federally-Regulated | 2006-09-18 |  | 2017-11-16
Modine | Airedale | RLP85H7440 | Non Patio Heater | LPG | Power | FALSE | TRUE | 1 | None | Non-Condensing | Single-Stage | Low | TRUE | FALSE | FALSE | FALSE | 85000 | 70 | [5 empty] | Non Federally-Regulated | 2006-09-18 |  | 2017-11-16
Modine | Modine | TLP50H7430 | Non Patio Heater | LPG | Power | FALSE | TRUE | 1 | None | Non-Condensing | Single-Stage | Low | TRUE | FALSE | FALSE | FALSE | 50000 | 70 | [5 empty] | Non Federally-Regulated | 2003-01-23 |  | 2017-11-16
Modine | Modine | MVM125DH0273 | Non Patio Heater | LPG | Induced Draft | FALSE | TRUE | 1 | None | Non-Condensing | Single-Stage | Low | TRUE | FALSE | FALSE | FALSE | 250000 | 70 | [5 empty] | Non Federally-Regulated | 2003-01-23 |  | 2017-11-16
Modine | Airedale | RT33C 27 | Non Patio Heater | Natural Gas | Luminous | TRUE | FALSE | 1 | None | Non-Condensing | Single-Stage | High | FALSE | FALSE | FALSE | TRUE | 33000 | 70 |  | 0.35 |  |  |  | Non Federally-Regulated | 2006-09-18 |  | 2017-11-16
Modine | Modine | MVM125DH0373 | Non Patio Heater | LPG | Induced Draft | FALSE | TRUE | 1 | None | Non-Condensing | Single-Stage | Low | TRUE | FALSE | FALSE | FALSE | 375000 | 70 | [5 empty] | Non Federally-Regulated | 2003-01-23 |  | 2017-11-16
Modine | Airedale | RT112C 27 | Non Patio Heater | Natural Gas | Luminous | TRUE | FALSE | 1 | None | Non-Condensing | Single-Stage | High | FALSE | FALSE | FALSE | TRUE | 110000 | 70 |  | 0.35 |  |  |  | Non Federally-Regulated | 2006-09-18 |  | 2017-11-16
Modine | Modine | MT112G 47 | Non Patio Heater | Natural Gas | Luminous | FALSE | FALSE | 1 | None | Non-Condensing | Single-Stage | High | FALSE | FALSE | FALSE | TRUE | 110000 | 70 |  | 0.35 |  |  |  | Non Federally-Regulated | 2003-01-23 |  | 2017-11-16
Modine | Modine | MT30G 48 | Non Patio Heater | Natural Gas | Luminous | FALSE | FALSE | 1 | None | Non-Condensing | Single-Stage | High | FALSE | FALSE | FALSE | TRUE | 30000 | 70 |  | 0.35 |  |  |  | Non Federally-Regulated | 2003-01-23 |  | 2017-11-16
Modine | Modine | MV75H7435 | Non Patio Heater | LPG | Induced Draft | FALSE | TRUE | 1 | None | Non-Condensing | Single-Stage | Low | TRUE | FALSE | FALSE | FALSE | 75000 | 70 | [5 empty] | Non Federally-Regulated | 2003-01-23 |  | 2017-11-16
Modine | Modine | MT120G 75 | Non Patio Heater | LPG | Luminous | FALSE | FALSE | 1 | None | Non-Condensing | Single-Stage | High | FALSE | FALSE | FALSE | TRUE | 120000 | 70 |  | 0.35 |  |  |  | Non Federally-Regulated | 2003-01-23 |  | 2017-11-16
Modine | Airedale | RT99G 48 | Non Patio Heater | Natural Gas | Luminous | FALSE | FALSE | 1 | None | Non-Condensing | Single-Stage | High | FALSE | FALSE | FALSE | TRUE | 100500 | 70 |  | 0.35 |  |  |  | Non Federally-Regulated | 2006-09-18 |  | 2017-11-16
Modine | Airedale | RT28G 48 | Non Patio Heater | Natural Gas | Luminous | FALSE | FALSE | 1 | None | Non-Condensing | Single-Stage | High | FALSE | FALSE | FALSE | TRUE | 30000 | 70 |  | 0.35 |  |  |  | Non Federally-Regulated | 2006-09-18 |  | 2017-11-16
Modine | Airedale | RVM150AH0235 | Non Patio Heater | Natural Gas | Induced Draft | FALSE | TRUE | 1 | None | Non-Condensing | Single-Stage | Low | TRUE | FALSE | FALSE | FALSE | 300000 | 70 | [5 empty] | Non Federally-Regulated | 2006-09-18 |  | 2017-11-16
Modine | Airedale | RV75H7420 | Non Patio Heater | LPG | Induced Draft | FALSE | TRUE | 1 | None | Non-Condensing | Single-Stage | Low | TRUE | FALSE | FALSE | FALSE | 75000 | 70 | [5 empty] | Non Federally-Regulated | 2006-09-18 |  | 2017-11-16
Modine | Modine | MT60G 47 | Non Patio Heater | Natural Gas | Luminous | FALSE | FALSE | 1 | None | Non-Condensing | Single-Stage | High | FALSE | FALSE | FALSE | TRUE | 60000 | 70 |  | 0.35 |  |  |  | Non Federally-Regulated | 2003-01-23 |  | 2017-11-16
Modine | Modine | TLP125H7460 | Non Patio Heater | LPG | Power | FALSE | TRUE | 1 | None | Non-Condensing | Single-Stage | Low | TRUE | FALSE | FALSE | FALSE | 125000 | 70 | [5 empty] | Non Federally-Regulated | 2003-01-23 |  | 2017-11-16
Modine | Airedale | RVM100CH0273 | Non Patio Heater | LPG | Induced Draft | FALSE | TRUE | 1 | None | Non-Condensing | Single-Stage | Low | TRUE | FALSE | FALSE | FALSE | 200000 | 70 | [5 empty] | Non Federally-Regulated | 2006-09-18 |  | 2017-11-16
Modine | Modine | MT99G 08 | Non Patio Heater | Natural Gas | Luminous | FALSE | FALSE | 1 | None | Non-Condensing | Single-Stage | High | FALSE | FALSE | FALSE | TRUE | 100500 | 70 |  | 0.35 |  |  |  | Non Federally-Regulated | 2003-01-23 |  | 2017-11-16
Modine | Modine | MVM75BH0273 | Non Patio Heater | LPG | Induced Draft | FALSE | TRUE | 1 | None | Non-Condensing | Single-Stage | Low | TRUE | FALSE | FALSE | FALSE | 150000 | 70 | [5 empty] | Non Federally-Regulated | 2003-01-23 |  | 2017-11-16
Modine | Modine | MVM100BH0235 | Non Patio Heater | Natural Gas | Induced Draft | FALSE | TRUE | 1 | None | Non-Condensing | Single-Stage | Low | TRUE | FALSE | FALSE | FALSE | 200000 | 70 | [5 empty] | Non Federally-Regulated | 2003-01-23 |  | 2017-11-16
Modine | Modine | MT56G 48 | Non Patio Heater | Natural Gas | Luminous | FALSE | FALSE | 1 | None | Non-Condensing | Single-Stage | High | FALSE | FALSE | FALSE | TRUE | 55000 | 70 |  | 0.35 |  |  |  | Non Federally-Regulated | 2003-01-23 |  | 2017-11-16
Modine | Airedale | RVM150DH0335 | Non Patio Heater | Natural Gas | Induced Draft | FALSE | TRUE | 1 | None | Non-Condensing | Single-Stage | Low | TRUE | FALSE | FALSE | FALSE | 450000 | 70 | [5 empty] | Non Federally-Regulated | 2006-09-18 |  | 2017-11-16
Modine | Airedale | RT30G 75 | Non Patio Heater | LPG | Luminous | FALSE | FALSE | 1 | None | Non-Condensing | Single-Stage | High | FALSE | FALSE | FALSE | TRUE | 30000 | 70 |  | 0.35 |  |  |  | Non Federally-Regulated | 2006-09-18 |  | 2017-11-16
Modine | Airedale | RVM150BH0335 | Non Patio Heater | Natural Gas | Induced Draft | FALSE | TRUE | 1 | None | Non-Condensing | Single-Stage | Low | TRUE | FALSE | FALSE | FALSE | 450000 | 70 | [5 empty] | Non Federally-Regulated | 2006-09-18 |  | 2017-11-16
Modine | Modine | MT30G 47 | Non Patio Heater | Natural Gas | Luminous | FALSE | FALSE | 1 | None | Non-Condensing | Single-Stage | High | FALSE | FALSE | FALSE | TRUE | 30000 | 70 |  | 0.35 |  |  |  | Non Federally-Regulated | 2003-01-23 |  | 2017-11-16
Modine | Airedale | RT132G 08 | Non Patio Heater | Natural Gas | Luminous | FALSE | FALSE | 1 | None | Non-Condensing | Single-Stage | High | FALSE | FALSE | FALSE | TRUE | 132000 | 70 |  | 0.35 |  |  |  | Non Federally-Regulated | 2006-09-18 |  | 2017-11-16
Modine | Modine | MV125H7460 | Non Patio Heater | LPG | Induced Draft | FALSE | TRUE | 1 | None | Non-Condensing | Single-Stage | Low | TRUE | FALSE | FALSE | FALSE | 125000 | 70 | [5 empty] | Non Federally-Regulated | 2003-01-23 |  | 2017-11-16
Modine | Modine | TLP100H3450 | Non Patio Heater | Natural Gas | Power | FALSE | TRUE | 1 | None | Non-Condensing | Single-Stage | Low | TRUE | FALSE | FALSE | FALSE | 100000 | 70 | [5 empty] | Non Federally-Regulated | 2003-01-23 |  | 2017-11-16
Modine | Airedale | RT99G 04 | Non Patio Heater | Natural Gas | Luminous | FALSE | FALSE | 1 | None | Non-Condensing | Single-Stage | High | FALSE | FALSE | FALSE | TRUE | 100500 | 70 |  | 0.35 |  |  |  | Non Federally-Regulated | 2006-09-18 |  | 2017-11-16
Modine | Modine | MVM100DH0473 | Non Patio Heater | LPG | Induced Draft | FALSE | TRUE | 1 | None | Non-Condensing | Single-Stage | Low | TRUE | FALSE | FALSE | FALSE | 400000 | 70 | [5 empty] | Non Federally-Regulated | 2003-01-23 |  | 2017-11-16
Modine | Airedale | RT30G 47 | Non Patio Heater | Natural Gas | Luminous | FALSE | FALSE | 1 | None | Non-Condensing | Single-Stage | High | FALSE | FALSE | FALSE | TRUE | 30000 | 70 |  | 0.35 |  |  |  | Non Federally-Regulated | 2006-09-18 |  | 2017-11-16
Modine | Modine | MT84C 27 | Non Patio Heater | Natural Gas | Luminous | TRUE | FALSE | 1 | None | Non-Condensing | Single-Stage | High | FALSE | FALSE | FALSE | TRUE | 82500 | 70 |  | 0.35 |  |  |  | Non Federally-Regulated | 2003-01-23 |  | 2017-11-16
Modine | Modine | TLP200H3460 | Non Patio Heater | Natural Gas | Power | FALSE | TRUE | 1 | None | Non-Condensing | Single-Stage | Low | TRUE | FALSE | FALSE | FALSE | 200000 | 70 | [5 empty] | Non Federally-Regulated | 2003-01-23 |  | 2017-11-16
Modine | Modine | MVM125BH0373 | Non Patio Heater | LPG | Induced Draft | FALSE | TRUE | 1 | None | Non-Condensing | Single-Stage | Low | TRUE | FALSE | FALSE | FALSE | 375000 | 70 | [5 empty] | Non Federally-Regulated | 2003-01-23 |  | 2017-11-16
Modine | Airedale | RT90G 97 | Non Patio Heater | LPG | Luminous | FALSE | FALSE | 1 | None | Non-Condensing | Single-Stage | High | FALSE | FALSE | FALSE | TRUE | 90000 | 70 |  | 0.35 |  |  |  | Non Federally-Regulated | 2006-09-18 |  | 2017-11-16
Modine | Airedale | RVM75AH0373 | Non Patio Heater | LPG | Induced Draft | FALSE | TRUE | 1 | None | Non-Condensing | Single-Stage | Low | TRUE | FALSE | FALSE | FALSE | 225000 | 70 | [5 empty] | Non Federally-Regulated | 2006-09-18 |  | 2017-11-16
Modine | Airedale | RVM100DH0273 | Non Patio Heater | LPG | Induced Draft | FALSE | TRUE | 1 | None | Non-Condensing | Single-Stage | Low | TRUE | FALSE | FALSE | FALSE | 200000 | 70 | [5 empty] | Non Federally-Regulated | 2006-09-18 |  | 2017-11-16
Modine | Airedale | RT56G 08 | Non Patio Heater | Natural Gas | Luminous | FALSE | FALSE | 1 | None | Non-Condensing | Single-Stage | High | FALSE | FALSE | FALSE | TRUE | 55000 | 70 |  | 0.35 |  |  |  | Non Federally-Regulated | 2006-09-18 |  | 2017-11-16
Modine | Airedale | RV100H7430 | Non Patio Heater | LPG | Induced Draft | FALSE | TRUE | 1 | None | Non-Condensing | Single-Stage | Low | TRUE | FALSE | FALSE | FALSE | 100000 | 70 | [5 empty] | Non Federally-Regulated | 2006-09-18 |  | 2017-11-16
Modine | Airedale | RT112G 04 | Non Patio Heater | Natural Gas | Luminous | FALSE | FALSE | 1 | None | Non-Condensing | Single-Stage | High | FALSE | FALSE | FALSE | TRUE | 110000 | 70 |  | 0.35 |  |  |  | Non Federally-Regulated | 2006-09-18 |  | 2017-11-16
Modine | Modine | MT132G 48 | Non Patio Heater | Natural Gas | Luminous | FALSE | FALSE | 1 | None | Non-Condensing | Single-Stage | High | FALSE | FALSE | FALSE | TRUE | 132000 | 70 |  | 0.35 |  |  |  | Non Federally-Regulated | 2003-01-23 |  | 2017-11-16
Modine | Modine | MT160G 48 | Non Patio Heater | Natural Gas | Luminous | FALSE | FALSE | 1 | None | Non-Condensing | Single-Stage | High | FALSE | FALSE | FALSE | TRUE | 160000 | 70 |  | 0.35 |  |  |  | Non Federally-Regulated | 2003-01-23 |  | 2017-11-16
Modine | Modine | MVM150DH0235 | Non Patio Heater | Natural Gas | Induced Draft | FALSE | TRUE | 1 | None | Non-Condensing | Single-Stage | Low | TRUE | FALSE | FALSE | FALSE | 300000 | 70 | [5 empty] | Non Federally-Regulated | 2003-01-23 |  | 2017-11-16
Modine | Airedale | RT60G 75 | Non Patio Heater | LPG | Luminous | FALSE | FALSE | 1 | None | Non-Condensing | Single-Stage | High | FALSE | FALSE | FALSE | TRUE | 60000 | 70 |  | 0.35 |  |  |  | Non Federally-Regulated | 2006-09-18 |  | 2017-11-16
Modine | Airedale | RV150H7440 | Non Patio Heater | LPG | Induced Draft | FALSE | TRUE | 1 | None | Non-Condensing | Single-Stage | Low | TRUE | FALSE | FALSE | FALSE | 150000 | 70 | [5 empty] | Non Federally-Regulated | 2006-09-18 |  | 2017-11-16
Modine | Airedale | RVM75CH0235 | Non Patio Heater | Natural Gas | Induced Draft | FALSE | TRUE | 1 | None | Non-Condensing | Single-Stage | Low | TRUE | FALSE | FALSE | FALSE | 150000 | 70 | [5 empty] | Non Federally-Regulated | 2006-09-18 |  | 2017-11-16
Modine | Modine | MV75H7420 | Non Patio Heater | LPG | Induced Draft | FALSE | TRUE | 1 | None | Non-Condensing | Single-Stage | Low | TRUE | FALSE | FALSE | FALSE | 75000 | 70 | [5 empty] | Non Federally-Regulated | 2003-01-23 |  | 2017-11-16
Modine | Airedale | RV75H3440 | Non Patio Heater | Natural Gas | Induced Draft | FALSE | TRUE | 1 | None | Non-Condensing | Single-Stage | Low | TRUE | FALSE | FALSE | FALSE | 75000 | 70 | [5 empty] | Non Federally-Regulated | 2006-09-18 |  | 2017-11-16
Modine | Airedale | RLP75H7430 | Non Patio Heater | LPG | Power | FALSE | TRUE | 1 | None | Non-Condensing | Single-Stage | Low | TRUE | FALSE | FALSE | FALSE | 75000 | 70 | [5 empty] | Non Federally-Regulated | 2006-09-18 |  | 2017-11-16
Modine | Airedale | RVM100CH0435 | Non Patio Heater | Natural Gas | Induced Draft | FALSE | TRUE | 1 | None | Non-Condensing | Single-Stage | Low | TRUE | FALSE | FALSE | FALSE | 400000 | 70 | [5 empty] | Non Federally-Regulated | 2006-09-18 |  | 2017-11-16
Modine | Airedale | RV125H3455 | Non Patio Heater | Natural Gas | Induced Draft | FALSE | TRUE | 1 | None | Non-Condensing | Single-Stage | Low | TRUE | FALSE | FALSE | FALSE | 125000 | 70 | [5 empty] | Non Federally-Regulated | 2006-09-18 |  | 2017-11-16
Modine | Airedale | RT56G 04 | Non Patio Heater | Natural Gas | Luminous | FALSE | FALSE | 1 | None | Non-Condensing | Single-Stage | High | FALSE | FALSE | FALSE | TRUE | 55000 | 70 |  | 0.35 |  |  |  | Non Federally-Regulated | 2006-09-18 |  | 2017-11-16
Modine | Airedale | RVM125DH0273 | Non Patio Heater | LPG | Induced Draft | FALSE | TRUE | 1 | None | Non-Condensing | Single-Stage | Low | TRUE | FALSE | FALSE | FALSE | 250000 | 70 | [5 empty] | Non Federally-Regulated | 2006-09-18 |  | 2017-11-16
Modine | Modine | MV150H7460 | Non Patio Heater | LPG | Induced Draft | FALSE | TRUE | 1 | None | Non-Condensing | Single-Stage | Low | TRUE | FALSE | FALSE | FALSE | 150000 | 70 | [5 empty] | Non Federally-Regulated | 2003-01-23 |  | 2017-11-16
Modine | Airedale | RVM125BH0235 | Non Patio Heater | Natural Gas | Induced Draft | FALSE | TRUE | 1 | None | Non-Condensing | Single-Stage | Low | TRUE | FALSE | FALSE | FALSE | 250000 | 70 | [5 empty] | Non Federally-Regulated | 2006-09-18 |  | 2017-11-16
Modine | Airedale | RT160G 75 | Non Patio Heater | LPG | Luminous | FALSE | FALSE | 1 | None | Non-Condensing | Single-Stage | High | FALSE | FALSE | FALSE | TRUE | 160000 | 70 |  | 0.35 |  |  |  | Non Federally-Regulated | 2006-09-18 |  | 2017-11-16
Modine | Modine | MVM100AH0273 | Non Patio Heater | LPG | Induced Draft | FALSE | TRUE | 1 | None | Non-Condensing | Single-Stage | Low | TRUE | FALSE | FALSE | FALSE | 200000 | 70 | [5 empty] | Non Federally-Regulated | 2003-01-23 |  | 2017-11-16
Modine | Airedale | RVM150AH0473 | Non Patio Heater | LPG | Induced Draft | FALSE | TRUE | 1 | None | Non-Condensing | Single-Stage | Low | TRUE | FALSE | FALSE | FALSE | 600000 | 70 | [5 empty] | Non Federally-Regulated | 2006-09-18 |  | 2017-11-16
Modine | Airedale | RVM150DH0373 | Non Patio Heater | LPG | Induced Draft | FALSE | TRUE | 1 | None | Non-Condensing | Single-Stage | Low | TRUE | FALSE | FALSE | FALSE | 450000 | 70 | [5 empty] | Non Federally-Regulated | 2006-09-18 |  | 2017-11-16
Modine | Airedale | RVM150CH0435 | Non Patio Heater | Natural Gas | Induced Draft | FALSE | TRUE | 1 | None | Non-Condensing | Single-Stage | Low | TRUE | FALSE | FALSE | FALSE | 600000 | 70 | [5 empty] | Non Federally-Regulated | 2006-09-18 |  | 2017-11-16
Modine | Airedale | RVM100BH0473 | Non Patio Heater | LPG | Induced Draft | FALSE | TRUE | 1 | None | Non-Condensing | Single-Stage | Low | TRUE | FALSE | FALSE | FALSE | 400000 | 70 | [5 empty] | Non Federally-Regulated | 2006-09-18 |  | 2017-11-16
Modine | Modine | MT120G 47 | Non Patio Heater | Natural Gas | Luminous | FALSE | FALSE | 1 | None | Non-Condensing | Single-Stage | High | FALSE | FALSE | FALSE | TRUE | 120000 | 70 |  | 0.35 |  |  |  | Non Federally-Regulated | 2003-01-23 |  | 2017-11-16
Modine | Airedale | RLP85H3430 | Non Patio Heater | Natural Gas | Power | FALSE | TRUE | 1 | None | Non-Condensing | Single-Stage | Low | TRUE | FALSE | FALSE | FALSE | 85000 | 70 | [5 empty] | Non Federally-Regulated | 2006-09-18 |  | 2017-11-16
Modine | Airedale | RLP50H3420 | Non Patio Heater | Natural Gas | Power | FALSE | TRUE | 1 | None | Non-Condensing | Single-Stage | Low | TRUE | FALSE | FALSE | FALSE | 50000 | 70 | [5 empty] | Non Federally-Regulated | 2006-09-18 |  | 2017-11-16
Modine | Modine | MV100H3450 | Non Patio Heater | Natural Gas | Induced Draft | FALSE | TRUE | 1 | None | Non-Condensing | Single-Stage | Low | TRUE | FALSE | FALSE | FALSE | 100000 | 70 | [5 empty] | Non Federally-Regulated | 2003-01-23 |  | 2017-11-16
Modine | Airedale | RLP125H3440 | Non Patio Heater | Natural Gas | Power | FALSE | TRUE | 1 | None | Non-Condensing | Single-Stage | Low | TRUE | FALSE | FALSE | FALSE | 125000 | 70 | [5 empty] | Non Federally-Regulated | 2006-09-18 |  | 2017-11-16
Modine | Airedale | RVM150DH0473 | Non Patio Heater | LPG | Induced Draft | FALSE | TRUE | 1 | None | Non-Condensing | Single-Stage | Low | TRUE | FALSE | FALSE | FALSE | 600000 | 70 | [5 empty] | Non Federally-Regulated | 2006-09-18 |  | 2017-11-16
Modine | Modine | MT60C 27 | Non Patio Heater | Natural Gas | Luminous | TRUE | FALSE | 1 | None | Non-Condensing | Single-Stage | High | FALSE | FALSE | FALSE | TRUE | 60000 | 70 |  | 0.35 |  |  |  | Non Federally-Regulated | 2003-01-23 |  | 2017-11-16
Modine | Modine | MV125H7455 | Non Patio Heater | LPG | Induced Draft | FALSE | TRUE | 1 | None | Non-Condensing | Single-Stage | Low | TRUE | FALSE | FALSE | FALSE | 125000 | 70 | [5 empty] | Non Federally-Regulated | 2003-01-23 |  | 2017-11-16
Modine | Modine | MT30G 97 | Non Patio Heater | LPG | Luminous | FALSE | FALSE | 1 | None | Non-Condensing | Single-Stage | High | FALSE | FALSE | FALSE | TRUE | 30000 | 70 |  | 0.35 |  |  |  | Non Federally-Regulated | 2003-01-23 |  | 2017-11-16
Modine | Airedale | RT120G 08 | Non Patio Heater | Natural Gas | Luminous | FALSE | FALSE | 1 | None | Non-Condensing | Single-Stage | High | FALSE | FALSE | FALSE | TRUE | 120000 | 70 |  | 0.35 |  |  |  | Non Federally-Regulated | 2006-09-18 |  | 2017-11-16
Modine | Modine | MV150H7445 | Non Patio Heater | LPG | Induced Draft | FALSE | TRUE | 1 | None | Non-Condensing | Single-Stage | Low | TRUE | FALSE | FALSE | FALSE | 150000 | 70 | [5 empty] | Non Federally-Regulated | 2003-01-23 |  | 2017-11-16
Modine | Modine | MV150H7450 | Non Patio Heater | LPG | Induced Draft | FALSE | TRUE | 1 | None | Non-Condensing | Single-Stage | Low | TRUE | FALSE | FALSE | FALSE | 150000 | 70 | [5 empty] | Non Federally-Regulated | 2003-01-23 |  | 2017-11-16
Modine | Modine | TLP150H3470 | Non Patio Heater | Natural Gas | Power | FALSE | TRUE | 1 | None | Non-Condensing | Single-Stage | Low | TRUE | FALSE | FALSE | FALSE | 150000 | 70 | [5 empty] | Non Federally-Regulated | 2003-01-23 |  | 2017-11-16
Modine | Airedale | RLP200H3470 | Non Patio Heater | Natural Gas | Power | FALSE | TRUE | 1 | None | Non-Condensing | Single-Stage | Low | TRUE | FALSE | FALSE | FALSE | 200000 | 70 | [5 empty] | Non Federally-Regulated | 2006-09-18 |  | 2017-11-16
Modine | Modine | MV125H3445 | Non Patio Heater | Natural Gas | Induced Draft | FALSE | TRUE | 1 | None | Non-Condensing | Single-Stage | Low | TRUE | FALSE | FALSE | FALSE | 125000 | 70 | [5 empty] | Non Federally-Regulated | 2003-01-23 |  | 2017-11-16
Modine | Airedale | RVM125DH0235 | Non Patio Heater | Natural Gas | Induced Draft | FALSE | TRUE | 1 | None | Non-Condensing | Single-Stage | Low | TRUE | FALSE | FALSE | FALSE | 250000 | 70 | [5 empty] | Non Federally-Regulated | 2006-09-18 |  | 2017-11-16
Modine | Modine | MT84G 48 | Non Patio Heater | Natural Gas | Luminous | FALSE | FALSE | 1 | None | Non-Condensing | Single-Stage | High | FALSE | FALSE | FALSE | TRUE | 82500 | 70 |  | 0.35 |  |  |  | Non Federally-Regulated | 2003-01-23 |  | 2017-11-16
Modine | Modine | TLP150H7470 | Non Patio Heater | LPG | Power | FALSE | TRUE | 1 | None | Non-Condensing | Single-Stage | Low | TRUE | FALSE | FALSE | FALSE | 150000 | 70 | [5 empty] | Non Federally-Regulated | 2003-01-23 |  | 2017-11-16
Modine | Modine | MVM150AH0273 | Non Patio Heater | LPG | Induced Draft | FALSE | TRUE | 1 | None | Non-Condensing | Single-Stage | Low | TRUE | FALSE | FALSE | FALSE | 300000 | 70 | [5 empty] | Non Federally-Regulated | 2003-01-23 |  | 2017-11-16
Modine | Airedale | RLP150H7450 | Non Patio Heater | LPG | Power | FALSE | TRUE | 1 | None | Non-Condensing | Single-Stage | Low | TRUE | FALSE | FALSE | FALSE | 150000 | 70 | [5 empty] | Non Federally-Regulated | 2006-09-18 |  | 2017-11-16
Modine | Airedale | RV150H3460 | Non Patio Heater | Natural Gas | Induced Draft | FALSE | TRUE | 1 | None | Non-Condensing | Single-Stage | Low | TRUE | FALSE | FALSE | FALSE | 150000 | 70 | [5 empty] | Non Federally-Regulated | 2006-09-18 |  | 2017-11-16
Modine | Modine | MT56G 04 | Non Patio Heater | Natural Gas | Luminous | FALSE | FALSE | 1 | None | Non-Condensing | Single-Stage | High | FALSE | FALSE | FALSE | TRUE | 55000 | 70 |  | 0.35 |  |  |  | Non Federally-Regulated | 2003-01-23 |  | 2017-11-16
Modine | Airedale | RV150H3440 | Non Patio Heater | Natural Gas | Induced Draft | FALSE | TRUE | 1 | None | Non-Condensing | Single-Stage | Low | TRUE | FALSE | FALSE | FALSE | 150000 | 70 | [5 empty] | Non Federally-Regulated | 2006-09-18 |  | 2017-11-16
Modine | Airedale | RT84G 47 | Non Patio Heater | Natural Gas | Luminous | FALSE | FALSE | 1 | None | Non-Condensing | Single-Stage | High | FALSE | FALSE | FALSE | TRUE | 82500 | 70 |  | 0.35 |  |  |  | Non Federally-Regulated | 2006-09-18 |  | 2017-11-16
Modine | Airedale | RVM75BH0473 | Non Patio Heater | LPG | Induced Draft | FALSE | TRUE | 1 | None | Non-Condensing | Single-Stage | Low | TRUE | FALSE | FALSE | FALSE | 300000 | 70 | [5 empty] | Non Federally-Regulated | 2006-09-18 |  | 2017-11-16
Modine | Modine | TLP75H7430 | Non Patio Heater | LPG | Power | FALSE | TRUE | 1 | None | Non-Condensing | Single-Stage | Low | TRUE | FALSE | FALSE | FALSE | 75000 | 70 | [5 empty] | Non Federally-Regulated | 2003-01-23 |  | 2017-11-16
Modine | Airedale | RV125H7440 | Non Patio Heater | LPG | Induced Draft | FALSE | TRUE | 1 | None | Non-Condensing | Single-Stage | Low | TRUE | FALSE | FALSE | FALSE | 125000 | 70 | [5 empty] | Non Federally-Regulated | 2006-09-18 |  | 2017-11-16
Modine | Modine | MV100H3430 | Non Patio Heater | Natural Gas | Induced Draft | FALSE | TRUE | 1 | None | Non-Condensing | Single-Stage | Low | TRUE | FALSE | FALSE | FALSE | 100000 | 70 | [5 empty] | Non Federally-Regulated | 2003-01-23 |  | 2017-11-16
Modine | Modine | MVM125BH0435 | Non Patio Heater | Natural Gas | Induced Draft | FALSE | TRUE | 1 | None | Non-Condensing | Single-Stage | Low | TRUE | FALSE | FALSE | FALSE | 500000 | 70 | [5 empty] | Non Federally-Regulated | 2003-01-23 |  | 2017-11-16
Modine | Modine | MV75H3430 | Non Patio Heater | Natural Gas | Induced Draft | FALSE | TRUE | 1 | None | Non-Condensing | Single-Stage | Low | TRUE | FALSE | FALSE | FALSE | 75000 | 70 | [5 empty] | Non Federally-Regulated | 2003-01-23 |  | 2017-11-16
Modine | Airedale | RT30G 08 | Non Patio Heater | Natural Gas | Luminous | FALSE | FALSE | 1 | None | Non-Condensing | Single-Stage | High | FALSE | FALSE | FALSE | TRUE | 30000 | 70 |  | 0.35 |  |  |  | Non Federally-Regulated | 2006-09-18 |  | 2017-11-16
Modine | Modine | MVM150CH0435 | Non Patio Heater | Natural Gas | Induced Draft | FALSE | TRUE | 1 | None | Non-Condensing | Single-Stage | Low | TRUE | FALSE | FALSE | FALSE | 600000 | 70 | [5 empty] | Non Federally-Regulated | 2003-01-23 |  | 2017-11-16
Modine | Modine | TLP75H3450 | Non Patio Heater | Natural Gas | Power | FALSE | TRUE | 1 | None | Non-Condensing | Single-Stage | Low | TRUE | FALSE | FALSE | FALSE | 75000 | 70 | [5 empty] | Non Federally-Regulated | 2003-01-23 |  | 2017-11-16
Modine | Modine | MVM125AH0235 | Non Patio Heater | Natural Gas | Induced Draft | FALSE | TRUE | 1 | None | Non-Condensing | Single-Stage | Low | TRUE | FALSE | FALSE | FALSE | 250000 | 70 | [5 empty] | Non Federally-Regulated | 2003-01-23 |  | 2017-11-16
Modine | Modine | MT90G 48 | Non Patio Heater | Natural Gas | Luminous | FALSE | FALSE | 1 | None | Non-Condensing | Single-Stage | High | FALSE | FALSE | FALSE | TRUE | 90000 | 70 |  | 0.35 |  |  |  | Non Federally-Regulated | 2003-01-23 |  | 2017-11-16
Modine | Airedale | RT60G 04 | Non Patio Heater | Natural Gas | Luminous | FALSE | FALSE | 1 | None | Non-Condensing | Single-Stage | High | FALSE | FALSE | FALSE | TRUE | 60000 | 70 |  | 0.35 |  |  |  | Non Federally-Regulated | 2006-09-18 |  | 2017-11-16
Modine | Airedale | RT132C 27 | Non Patio Heater | Natural Gas | Luminous | TRUE | FALSE | 1 | None | Non-Condensing | Single-Stage | High | FALSE | FALSE | FALSE | TRUE | 132000 | 70 |  | 0.35 |  |  |  | Non Federally-Regulated | 2006-09-18 |  | 2017-11-16
Modine | Modine | MVM125DH0235 | Non Patio Heater | Natural Gas | Induced Draft | FALSE | TRUE | 1 | None | Non-Condensing | Single-Stage | Low | TRUE | FALSE | FALSE | FALSE | 250000 | 70 | [5 empty] | Non Federally-Regulated | 2003-01-23 |  | 2017-11-16
Bananza | Bananza BH | BH-150 LP | Non Patio Heater | LPG | Induced Draft | FALSE | FALSE | 1 | None | Non-Condensing | Single-Stage | Low | TRUE | FALSE | TRUE | FALSE | 150000 | 70 | [5 empty] | Non Federally-Regulated | 2007-08-01 |  | 2019-12-05
Bananza | Bananza BP | CTHN-60 LP | Non Patio Heater | LPG | Induced Draft | FALSE | FALSE | 1 | None | Non-Condensing | Single-Stage | Low | TRUE | FALSE | TRUE | FALSE | 60000 | 70 | [5 empty] | Non Federally-Regulated | 2007-08-01 |  | 2019-12-05
Bananza | Bananza BH | BH-115 LP | Non Patio Heater | LPG | Induced Draft | FALSE | FALSE | 1 | None | Non-Condensing | Single-Stage | Low | TRUE | FALSE | TRUE | FALSE | 115000 | 70 | [5 empty] | Non Federally-Regulated | 2007-08-01 |  | 2019-12-05
Bananza | Bananza BP | CTHN-125 LP | Non Patio Heater | LPG | Induced Draft | FALSE | FALSE | 1 | None | Non-Condensing | Single-Stage | Low | TRUE | FALSE | TRUE | FALSE | 125000 | 70 | [5 empty] | Non Federally-Regulated | 2007-08-01 |  | 2019-12-05
Bananza | Bananza BP | CTHN-200 LP | Non Patio Heater | LPG | Induced Draft | FALSE | FALSE | 1 | None | Non-Condensing | Single-Stage | Low | TRUE | FALSE | TRUE | FALSE | 200000 | 70 | [5 empty] | Non Federally-Regulated | 2007-08-01 |  | 2019-12-05
Bananza | Bananza BP | CTHN-100 LP | Non Patio Heater | LPG | Induced Draft | FALSE | FALSE | 1 | None | Non-Condensing | Single-Stage | Low | TRUE | FALSE | TRUE | FALSE | 100000 | 70 | [5 empty] | Non Federally-Regulated | 2007-08-01 |  | 2019-12-05
Bananza | Bananza BH | BH-100 LP | Non Patio Heater | LPG | Induced Draft | FALSE | FALSE | 1 | None | Non-Condensing | Single-Stage | Low | TRUE | FALSE | TRUE | FALSE | 100000 | 70 | [5 empty] | Non Federally-Regulated | 2007-08-01 |  | 2019-12-05
Bananza | Bananza BH | BH-140 LP | Non Patio Heater | LPG | Induced Draft | FALSE | FALSE | 1 | None | Non-Condensing | Single-Stage | Low | TRUE | FALSE | TRUE | FALSE | 140000 | 70 | [5 empty] | Non Federally-Regulated | 2007-08-01 |  | 2019-12-05
Bananza | Bananza BP | CTHN-175 LP | Non Patio Heater | LPG | Induced Draft | FALSE | FALSE | 1 | None | Non-Condensing | Single-Stage | Low | TRUE | FALSE | TRUE | FALSE | 175000 | 70 | [5 empty] | Non Federally-Regulated | 2007-08-01 |  | 2019-12-05
Bananza | Bananza BP | CTHN-40 LP | Non Patio Heater | LPG | Induced Draft | FALSE | FALSE | 1 | None | Non-Condensing | Single-Stage | Low | TRUE | FALSE | TRUE | FALSE | 40000 | 70 | [5 empty] | Non Federally-Regulated | 2007-08-01 |  | 2019-12-05
Bananza | Bananza BH | BH-125 LP | Non Patio Heater | LPG | Induced Draft | FALSE | FALSE | 1 | None | Non-Condensing | Single-Stage | Low | TRUE | FALSE | TRUE | FALSE | 125000 | 70 | [5 empty] | Non Federally-Regulated | 2007-08-01 |  | 2019-12-05
Bananza | Bananza BH | BH-80 LP | Non Patio Heater | LPG | Induced Draft | FALSE | FALSE | 1 | None | Non-Condensing | Single-Stage | Low | TRUE | FALSE | TRUE | FALSE | 80000 | 70 | [5 empty] | Non Federally-Regulated | 2007-08-01 |  | 2019-12-05
Bananza | Bananza BH | BH-60 LP | Non Patio Heater | LPG | Induced Draft | FALSE | FALSE | 1 | None | Non-Condensing | Single-Stage | Low | TRUE | FALSE | TRUE | FALSE | 60000 | 70 | [5 empty] | Non Federally-Regulated | 2007-08-01 |  | 2019-12-05
Bananza | Bananza BH | BH-175 LP | Non Patio Heater | LPG | Induced Draft | FALSE | FALSE | 1 | None | Non-Condensing | Single-Stage | Low | TRUE | FALSE | TRUE | FALSE | 175000 | 70 | [5 empty] | Non Federally-Regulated | 2007-08-01 |  | 2019-12-05
Bananza | Bananza BH | BH-200 LP | Non Patio Heater | LPG | Induced Draft | FALSE | FALSE | 1 | None | Non-Condensing | Single-Stage | Low | TRUE | FALSE | TRUE | FALSE | 200000 | 70 | [5 empty] | Non Federally-Regulated | 2007-08-01 |  | 2019-12-05
Bananza | Bananza BP | CTHN-80 LP | Non Patio Heater | LPG | Induced Draft | FALSE | FALSE | 1 | None | Non-Condensing | Single-Stage | Low | TRUE | FALSE | TRUE | FALSE | 80000 | 70 | [5 empty] | Non Federally-Regulated | 2007-08-01 |  | 2019-12-05
Bananza | Bananza BH | BH-40 LP | Non Patio Heater | LPG | Induced Draft | FALSE | FALSE | 1 | None | Non-Condensing | Single-Stage | Low | TRUE | FALSE | TRUE | FALSE | 40000 | 70 | [5 empty] | Non Federally-Regulated | 2007-08-01 |  | 2019-12-05
Bananza | Bananza BP | CTHN-150 LP | Non Patio Heater | LPG | Induced Draft | FALSE | FALSE | 1 | None | Non-Condensing | Single-Stage | Low | TRUE | FALSE | TRUE | FALSE | 150000 | 70 | [5 empty] | Non Federally-Regulated | 2007-08-01 |  | 2019-12-05
Bananza | Bananza BH | BH-150 NG | Non Patio Heater | Natural Gas | Induced Draft | FALSE | FALSE | 1 | None | Non-Condensing | Single-Stage | Low | TRUE | FALSE | TRUE | FALSE | 150000 | 70 | [5 empty] | Non Federally-Regulated | 2007-08-01 |  | 2019-12-05
Bananza | Bananza BH | BH-125 NG | Non Patio Heater | Natural Gas | Induced Draft | FALSE | FALSE | 1 | None | Non-Condensing | Single-Stage | Low | TRUE | FALSE | TRUE | FALSE | 125000 | 70 | [5 empty] | Non Federally-Regulated | 2007-08-01 |  | 2019-12-05
Bananza | Bananza BP | CTHN-150 NG | Non Patio Heater | Natural Gas | Induced Draft | FALSE | FALSE | 1 | None | Non-Condensing | Single-Stage | Low | TRUE | FALSE | TRUE | FALSE | 150000 | 70 | [5 empty] | Non Federally-Regulated | 2007-08-01 |  | 2019-12-05
Bananza | Bananza BP | CTHN-200 NG | Non Patio Heater | Natural Gas | Induced Draft | FALSE | FALSE | 1 | None | Non-Condensing | Single-Stage | Low | TRUE | FALSE | TRUE | FALSE | 200000 | 70 | [5 empty] | Non Federally-Regulated | 2007-08-01 |  | 2019-12-05
Bananza | Bananza BH | BH-60 NG | Non Patio Heater | Natural Gas | Induced Draft | FALSE | FALSE | 1 | None | Non-Condensing | Single-Stage | Low | TRUE | FALSE | TRUE | FALSE | 60000 | 70 | [5 empty] | Non Federally-Regulated | 2007-08-01 |  | 2019-12-05
Bananza | Bananza BH | BH-115 NG | Non Patio Heater | Natural Gas | Induced Draft | FALSE | FALSE | 1 | None | Non-Condensing | Single-Stage | Low | TRUE | FALSE | TRUE | FALSE | 115000 | 70 | [5 empty] | Non Federally-Regulated | 2007-08-01 |  | 2019-12-05
Bananza | Bananza BP | CTHN-80 NG | Non Patio Heater | Natural Gas | Induced Draft | FALSE | FALSE | 1 | None | Non-Condensing | Single-Stage | Low | TRUE | FALSE | TRUE | FALSE | 80000 | 70 | [5 empty] | Non Federally-Regulated | 2007-08-01 |  | 2019-12-05
Bananza | Bananza BH | BH-40 NG | Non Patio Heater | Natural Gas | Induced Draft | FALSE | FALSE | 1 | None | Non-Condensing | Single-Stage | Low | TRUE | FALSE | TRUE | FALSE | 40000 | 70 | [5 empty] | Non Federally-Regulated | 2007-08-01 |  | 2019-12-05
Bananza | Bananza BP | CTHN-100 NG | Non Patio Heater | Natural Gas | Induced Draft | FALSE | FALSE | 1 | None | Non-Condensing | Single-Stage | Low | TRUE | FALSE | TRUE | FALSE | 100000 | 70 | [5 empty] | Non Federally-Regulated | 2007-08-01 |  | 2019-12-05
Bananza | Bananza BP | CTHN-40 NG | Non Patio Heater | Natural Gas | Induced Draft | FALSE | FALSE | 1 | None | Non-Condensing | Single-Stage | Low | TRUE | FALSE | TRUE | FALSE | 40000 | 70 | [5 empty] | Non Federally-Regulated | 2007-08-01 |  | 2019-12-05
Bananza | Bananza BP | CTHN-175 NG | Non Patio Heater | Natural Gas | Induced Draft | FALSE | FALSE | 1 | None | Non-Condensing | Single-Stage | Low | TRUE | FALSE | TRUE | FALSE | 175000 | 70 | [5 empty] | Non Federally-Regulated | 2007-08-01 |  | 2019-12-05
Bananza | Bananza BP | CTHN-60 NG | Non Patio Heater | Natural Gas | Induced Draft | FALSE | FALSE | 1 | None | Non-Condensing | Single-Stage | Low | TRUE | FALSE | TRUE | FALSE | 60000 | 70 | [5 empty] | Non Federally-Regulated | 2007-08-01 |  | 2019-12-05
Bananza | Bananza BH | BH-80 NG | Non Patio Heater | Natural Gas | Induced Draft | FALSE | FALSE | 1 | None | Non-Condensing | Single-Stage | Low | TRUE | FALSE | TRUE | FALSE | 80000 | 70 | [5 empty] | Non Federally-Regulated | 2007-08-01 |  | 2019-12-05
Bananza | Bananza BH | BH-100 NG | Non Patio Heater | Natural Gas | Induced Draft | FALSE | FALSE | 1 | None | Non-Condensing | Single-Stage | Low | TRUE | FALSE | TRUE | FALSE | 100000 | 70 | [5 empty] | Non Federally-Regulated | 2007-08-01 |  | 2019-12-05
Bananza | Bananza BH | BH-140 NG | Non Patio Heater | Natural Gas | Induced Draft | FALSE | FALSE | 1 | None | Non-Condensing | Single-Stage | Low | TRUE | FALSE | TRUE | FALSE | 140000 | 70 | [5 empty] | Non Federally-Regulated | 2007-08-01 |  | 2019-12-05
Bananza | Bananza BH | BH-175 NG | Non Patio Heater | Natural Gas | Induced Draft | FALSE | FALSE | 1 | None | Non-Condensing | Single-Stage | Low | TRUE | FALSE | TRUE | FALSE | 175000 | 70 | [5 empty] | Non Federally-Regulated | 2007-08-01 |  | 2019-12-05
Bananza | Bananza BH | BH-200 NG | Non Patio Heater | Natural Gas | Induced Draft | FALSE | FALSE | 1 | None | Non-Condensing | Single-Stage | Low | TRUE | FALSE | TRUE | FALSE | 200000 | 70 | [5 empty] | Non Federally-Regulated | 2007-08-01 |  | 2019-12-05
Bananza | Bananza BP | CTHN-125 NG | Non Patio Heater | Natural Gas | Induced Draft | FALSE | FALSE | 1 | None | Non-Condensing | Single-Stage | Low | TRUE | FALSE | TRUE | FALSE | 125000 | 70 | [5 empty] | Non Federally-Regulated | 2007-08-01 |  | 2019-12-05
Infrared Dynamics | Sunpak | S25-LP | Patio Heater | LPG | Injection Type | FALSE | TRUE | 1 | None | Non-Condensing | Single-Stage | High | FALSE | FALSE | FALSE | TRUE | 25000 |  |  |  | 39 | 1.6 |  | Non Federally-Regulated | 2006-12-21 |  | 2019-12-05
Infrared Dynamics | Sunglo | A244EP | Patio Heater | LPG | Injection Type | FALSE | TRUE | 1 | None | Non-Condensing | Single-Stage | High | FALSE | FALSE | FALSE | TRUE | 40000 |  |  |  | 92 | 2.4 |  | Non Federally-Regulated | 2006-12-21 |  | 2019-12-05
Infrared Dynamics | Sunglo | A270 | Patio Heater | LPG | Injection Type | TRUE | TRUE | 1 | None | Non-Condensing | Single-Stage | High | FALSE | TRUE | FALSE | FALSE | 40000 |  |  |  | 92 | 2.4 |  | Non Federally-Regulated | 2006-12-21 |  | 2019-12-05
Infrared Dynamics | Sunpak | S34 -LP | Patio Heater | LPG | Injection Type | FALSE | TRUE | 1 | None | Non-Condensing | Single-Stage | High | FALSE | FALSE | FALSE | TRUE | 34000 |  |  |  | 57 | 1.7 |  | Non Federally-Regulated | 2006-12-21 |  | 2019-12-05
Infrared Dynamics | Sunglo | PSA265 | Patio Heater | Natural Gas | Injection Type | TRUE | TRUE | 1 | None | Non-Condensing | Single-Stage | High | FALSE | FALSE | FALSE | TRUE | 50000 |  |  |  | 97 | 2 |  | Non Federally-Regulated | 2006-12-21 |  | 2019-12-05
Infrared Dynamics | Sunglo | A244EN | Patio Heater | Natural Gas | Injection Type | FALSE | TRUE | 1 | None | Non-Condensing | Single-Stage | High | FALSE | FALSE | FALSE | TRUE | 50000 |  |  |  | 97 | 2 |  | Non Federally-Regulated | 2006-12-21 |  | 2019-12-05
Infrared Dynamics | Sunglo | A242 | Patio Heater | Natural Gas | Injection Type | TRUE | TRUE | 1 | None | Non-Condensing | Single-Stage | High | FALSE | TRUE | FALSE | TRUE | 50000 |  |  |  | 97 | 2 |  | Non Federally-Regulated | 2006-12-21 |  | 2019-12-05
Infrared Dynamics | Sunpak | S25 -Nat | Patio Heater | Natural Gas | Injection Type | FALSE | TRUE | 1 | None | Non-Condensing | Single-Stage | High | FALSE | FALSE | FALSE | TRUE | 25000 |  |  |  | 39 | 1.6 |  | Non Federally-Regulated | 2006-12-21 |  | 2019-12-05
Infrared Dynamics | Sunglo | PSA265V | Patio Heater | Natural Gas | Injection Type | TRUE | TRUE | 1 | None | Non-Condensing | Single-Stage | High | FALSE | FALSE | FALSE | TRUE | 50000 |  |  |  | 97 | 2 |  | Non Federally-Regulated | 2006-12-21 |  | 2019-12-05
Infrared Dynamics | Sunglo | A244 | Patio Heater | Natural Gas | Injection Type | TRUE | TRUE | 1 | None | Non-Condensing | Single-Stage | High | FALSE | FALSE | FALSE | TRUE | 50000 |  |  |  | 97 | 2 |  | Non Federally-Regulated | 2006-12-21 |  | 2019-12-05
Infrared Dynamics | Sunpak | S34 -NAT | Patio Heater | Natural Gas | Injection Type | FALSE | TRUE | 1 | None | Non-Condensing | Single-Stage | High | FALSE | FALSE | FALSE | TRUE | 34000 |  |  |  | 57 | 1.7 |  | Non Federally-Regulated | 2006-12-21 |  | 2019-12-05
Infrared Dynamics | Sunglo | A244V | Patio Heater | Natural Gas | Injection Type | TRUE | TRUE | 1 | None | Non-Condensing | Single-Stage | High | FALSE | FALSE | FALSE | TRUE | 50000 |  |  |  | 97 | 2 |  | Non Federally-Regulated | 2006-12-21 |  | 2019-12-05
Modine | Airedale | RLP200H7450 | Non Patio Heater | LPG | Power | FALSE | TRUE | 1 | None | Non-Condensing | Single-Stage | Low | TRUE | FALSE | FALSE | FALSE | 200000 | 70 | [5 empty] | Non Federally-Regulated | 2006-09-18 |  | 2019-12-05
Modine | Modine | TLP75H7450 | Non Patio Heater | LPG | Power | FALSE | TRUE | 1 | None | Non-Condensing | Single-Stage | Low | TRUE | FALSE | FALSE | FALSE | 75000 | 70 | [5 empty] | Non Federally-Regulated | 2003-01-23 |  | 2019-12-05
Modine | Modine | MV100H7450 | Non Patio Heater | LPG | Induced Draft | FALSE | TRUE | 1 | None | Non-Condensing | Single-Stage | Low | TRUE | FALSE | FALSE | FALSE | 100000 | 70 | [5 empty] | Non Federally-Regulated | 2003-01-23 |  | 2019-12-05
Modine | Airedale | RVM100BH0273 | Non Patio Heater | LPG | Induced Draft | FALSE | TRUE | 1 | None | Non-Condensing | Single-Stage | Low | TRUE | FALSE | FALSE | FALSE | 200000 | 70 | [5 empty] | Non Federally-Regulated | 2006-09-18 |  | 2019-12-05
Modine | Airedale | RVM125AH0273 | Non Patio Heater | LPG | Induced Draft | FALSE | TRUE | 1 | None | Non-Condensing | Single-Stage | Low | TRUE | FALSE | FALSE | FALSE | 250000 | 70 | [5 empty] | Non Federally-Regulated | 2006-09-18 |  | 2019-12-05
Modine | Modine | TLP85H7430 | Non Patio Heater | LPG | Power | FALSE | TRUE | 1 | None | Non-Condensing | Single-Stage | Low | TRUE | FALSE | FALSE | FALSE | 85000 | 70 | [5 empty] | Non Federally-Regulated | 2003-01-23 |  | 2019-12-05
Modine | Modine | MVM100CH0473 | Non Patio Heater | LPG | Induced Draft | FALSE | TRUE | 1 | None | Non-Condensing | Single-Stage | Low | TRUE | FALSE | FALSE | FALSE | 400000 | 70 | [5 empty] | Non Federally-Regulated | 2003-01-23 |  | 2019-12-05
Modine | Airedale | RVM125DH0373 | Non Patio Heater | LPG | Induced Draft | FALSE | TRUE | 1 | None | Non-Condensing | Single-Stage | Low | TRUE | FALSE | FALSE | FALSE | 375000 | 70 | [5 empty] | Non Federally-Regulated | 2006-09-18 |  | 2019-12-05
Modine | Modine | MT120G 97 | Non Patio Heater | LPG | Luminous | FALSE | FALSE | 1 | None | Non-Condensing | Single-Stage | High | FALSE | FALSE | FALSE | TRUE | 120000 | 70 |  | 0.35 |  |  |  | Non Federally-Regulated | 2003-01-23 |  | 2019-12-05
Modine | Airedale | RT120C 67 | Non Patio Heater | LPG | Luminous | TRUE | FALSE | 1 | None | Non-Condensing | Single-Stage | High | FALSE | FALSE | FALSE | TRUE | 120000 | 70 |  | 0.35 |  |  |  | Non Federally-Regulated | 2006-09-18 |  | 2019-12-05
Modine | Airedale | RVM125AH0373 | Non Patio Heater | LPG | Induced Draft | FALSE | TRUE | 1 | None | Non-Condensing | Single-Stage | Low | TRUE | FALSE | FALSE | FALSE | 375000 | 70 | [5 empty] | Non Federally-Regulated | 2006-09-18 |  | 2019-12-05
Modine | Airedale | RVM150AH0373 | Non Patio Heater | LPG | Induced Draft | FALSE | TRUE | 1 | None | Non-Condensing | Single-Stage | Low | TRUE | FALSE | FALSE | FALSE | 450000 | 70 | [5 empty] | Non Federally-Regulated | 2006-09-18 |  | 2019-12-05
Modine | Modine | MV100H7440 | Non Patio Heater | LPG | Induced Draft | FALSE | TRUE | 1 | None | Non-Condensing | Single-Stage | Low | TRUE | FALSE | FALSE | FALSE | 100000 | 70 | [5 empty] | Non Federally-Regulated | 2003-01-23 |  | 2019-12-05
Modine | Airedale | RVM125BH0373 | Non Patio Heater | LPG | Induced Draft | FALSE | TRUE | 1 | None | Non-Condensing | Single-Stage | Low | TRUE | FALSE | FALSE | FALSE | 375000 | 70 | [5 empty] | Non Federally-Regulated | 2006-09-18 |  | 2019-12-05
Modine | Modine | MT160G 75 | Non Patio Heater | LPG | Luminous | FALSE | FALSE | 1 | None | Non-Condensing | Single-Stage | High | FALSE | FALSE | FALSE | TRUE | 160000 | 70 |  | 0.35 |  |  |  | Non Federally-Regulated | 2003-01-23 |  | 2019-12-05
Modine | Modine | MT120C 67 | Non Patio Heater | LPG | Luminous | TRUE | FALSE | 1 | None | Non-Condensing | Single-Stage | High | FALSE | FALSE | FALSE | TRUE | 120000 | 70 |  | 0.35 |  |  |  | Non Federally-Regulated | 2003-01-23 |  | 2019-12-05
Modine | Modine | MVM75AH0373 | Non Patio Heater | LPG | Induced Draft | FALSE | TRUE | 1 | None | Non-Condensing | Single-Stage | Low | TRUE | FALSE | FALSE | FALSE | 225000 | 70 | [5 empty] | Non Federally-Regulated | 2003-01-23 |  | 2019-12-05
Modine | Modine | MVM75CH0273 | Non Patio Heater | LPG | Induced Draft | FALSE | TRUE | 1 | None | Non-Condensing | Single-Stage | Low | TRUE | FALSE | FALSE | FALSE | 150000 | 70 | [5 empty] | Non Federally-Regulated | 2003-01-23 |  | 2019-12-05
Modine | Airedale | RVM125CH0373 | Non Patio Heater | LPG | Induced Draft | FALSE | TRUE | 1 | None | Non-Condensing | Single-Stage | Low | TRUE | FALSE | FALSE | FALSE | 375000 | 70 | [5 empty] | Non Federally-Regulated | 2006-09-18 |  | 2019-12-05
Modine | Modine | MVM100AH0473 | Non Patio Heater | LPG | Induced Draft | FALSE | TRUE | 1 | None | Non-Condensing | Single-Stage | Low | TRUE | FALSE | FALSE | FALSE | 400000 | 70 | [5 empty] | Non Federally-Regulated | 2003-01-23 |  | 2019-12-05
Modine | Airedale | RV75H7450 | Non Patio Heater | LPG | Induced Draft | FALSE | TRUE | 1 | None | Non-Condensing | Single-Stage | Low | TRUE | FALSE | FALSE | FALSE | 75000 | 70 | [5 empty] | Non Federally-Regulated | 2006-09-18 |  | 2019-12-05
Modine | Modine | MV125H7440 | Non Patio Heater | LPG | Induced Draft | FALSE | TRUE | 1 | None | Non-Condensing | Single-Stage | Low | TRUE | FALSE | FALSE | FALSE | 125000 | 70 | [5 empty] | Non Federally-Regulated | 2003-01-23 |  | 2019-12-05
Modine | Modine | MT90G 75 | Non Patio Heater | LPG | Luminous | FALSE | FALSE | 1 | None | Non-Condensing | Single-Stage | High | FALSE | FALSE | FALSE | TRUE | 90000 | 70 |  | 0.35 |  |  |  | Non Federally-Regulated | 2003-01-23 |  | 2019-12-05
Modine | Airedale | RVM150BH0473 | Non Patio Heater | LPG | Induced Draft | FALSE | TRUE | 1 | None | Non-Condensing | Single-Stage | Low | TRUE | FALSE | FALSE | FALSE | 600000 | 70 | [5 empty] | Non Federally-Regulated | 2006-09-18 |  | 2019-12-05
Modine | Airedale | RLP150H7460 | Non Patio Heater | LPG | Power | FALSE | TRUE | 1 | None | Non-Condensing | Single-Stage | Low | TRUE | FALSE | FALSE | FALSE | 150000 | 70 | [5 empty] | Non Federally-Regulated | 2006-09-18 |  | 2019-12-05
Modine | Modine | TLP200H7450 | Non Patio Heater | LPG | Power | FALSE | TRUE | 1 | None | Non-Condensing | Single-Stage | Low | TRUE | FALSE | FALSE | FALSE | 200000 | 70 | [5 empty] | Non Federally-Regulated | 2003-01-23 |  | 2019-12-05
Modine | Airedale | RV150H7450 | Non Patio Heater | LPG | Induced Draft | FALSE | TRUE | 1 | None | Non-Condensing | Single-Stage | Low | TRUE | FALSE | FALSE | FALSE | 150000 | 70 | [5 empty] | Non Federally-Regulated | 2006-09-18 |  | 2019-12-05
Modine | Modine | MVM100BH0373 | Non Patio Heater | LPG | Induced Draft | FALSE | TRUE | 1 | None | Non-Condensing | Single-Stage | Low | TRUE | FALSE | FALSE | FALSE | 300000 | 70 | [5 empty] | Non Federally-Regulated | 2003-01-23 |  | 2019-12-05
Modine | Modine | TLP200H7470 | Non Patio Heater | LPG | Power | FALSE | TRUE | 1 | None | Non-Condensing | Single-Stage | Low | TRUE | FALSE | FALSE | FALSE | 200000 | 70 | [5 empty] | Non Federally-Regulated | 2003-01-23 |  | 2019-12-05
Modine | Airedale | RLP175H7460 | Non Patio Heater | LPG | Power | FALSE | TRUE | 1 | None | Non-Condensing | Single-Stage | Low | TRUE | FALSE | FALSE | FALSE | 175000 | 70 | [5 empty] | Non Federally-Regulated | 2006-09-18 |  | 2019-12-05
Modine | Airedale | RVM100AH0473 | Non Patio Heater | LPG | Induced Draft | FALSE | TRUE | 1 | None | Non-Condensing | Single-Stage | Low | TRUE | FALSE | FALSE | FALSE | 400000 | 70 | [5 empty] | Non Federally-Regulated | 2006-09-18 |  | 2019-12-05
Modine | Modine | TLP175H7460 | Non Patio Heater | LPG | Power | FALSE | TRUE | 1 | None | Non-Condensing | Single-Stage | Low | TRUE | FALSE | FALSE | FALSE | 175000 | 70 | [5 empty] | Non Federally-Regulated | 2003-01-23 |  | 2019-12-05
Modine | Modine | MVM150AH0373 | Non Patio Heater | LPG | Induced Draft | FALSE | TRUE | 1 | None | Non-Condensing | Single-Stage | Low | TRUE | FALSE | FALSE | FALSE | 450000 | 70 | [5 empty] | Non Federally-Regulated | 2003-01-23 |  | 2019-12-05
Modine | Modine | MVM125AH0473 | Non Patio Heater | LPG | Induced Draft | FALSE | TRUE | 1 | None | Non-Condensing | Single-Stage | Low | TRUE | FALSE | FALSE | FALSE | 500000 | 70 | [5 empty] | Non Federally-Regulated | 2003-01-23 |  | 2019-12-05
Modine | Modine | MT30G 75 | Non Patio Heater | LPG | Luminous | FALSE | FALSE | 1 | None | Non-Condensing | Single-Stage | High | FALSE | FALSE | FALSE | TRUE | 30000 | 70 |  | 0.35 |  |  |  | Non Federally-Regulated | 2003-01-23 |  | 2019-12-05
Modine | Modine | TLP100H7440 | Non Patio Heater | LPG | Power | FALSE | TRUE | 1 | None | Non-Condensing | Single-Stage | Low | TRUE | FALSE | FALSE | FALSE | 100000 | 70 | [5 empty] | Non Federally-Regulated | 2003-01-23 |  | 2019-12-05
Modine | Modine | MV150H7440 | Non Patio Heater | LPG | Induced Draft | FALSE | TRUE | 1 | None | Non-Condensing | Single-Stage | Low | TRUE | FALSE | FALSE | FALSE | 150000 | 70 | [5 empty] | Non Federally-Regulated | 2003-01-23 |  | 2019-12-05
Modine | Modine | TLP100H7430 | Non Patio Heater | LPG | Power | FALSE | TRUE | 1 | None | Non-Condensing | Single-Stage | Low | TRUE | FALSE | FALSE | FALSE | 100000 | 70 | [5 empty] | Non Federally-Regulated | 2003-01-23 |  | 2019-12-05
Modine | Airedale | RLP50H7420 | Non Patio Heater | LPG | Power | FALSE | TRUE | 1 | None | Non-Condensing | Single-Stage | Low | TRUE | FALSE | FALSE | FALSE | 50000 | 70 | [5 empty] | Non Federally-Regulated | 2006-09-18 |  | 2019-12-05
Modine | Airedale | RVM75DH0473 | Non Patio Heater | LPG | Induced Draft | FALSE | TRUE | 1 | None | Non-Condensing | Single-Stage | Low | TRUE | FALSE | FALSE | FALSE | 300000 | 70 | [5 empty] | Non Federally-Regulated | 2006-09-18 |  | 2019-12-05
Modine | Airedale | RT60G 97 | Non Patio Heater | LPG | Luminous | FALSE | FALSE | 1 | None | Non-Condensing | Single-Stage | High | FALSE | FALSE | FALSE | TRUE | 60000 | 70 |  | 0.35 |  |  |  | Non Federally-Regulated | 2006-09-18 |  | 2019-12-05
Modine | Airedale | RV150H7460 | Non Patio Heater | LPG | Induced Draft | FALSE | TRUE | 1 | None | Non-Condensing | Single-Stage | Low | TRUE | FALSE | FALSE | FALSE | 150000 | 70 | [5 empty] | Non Federally-Regulated | 2006-09-18 |  | 2019-12-05
Modine | Airedale | RLP100H7430 | Non Patio Heater | LPG | Power | FALSE | TRUE | 1 | None | Non-Condensing | Single-Stage | Low | TRUE | FALSE | FALSE | FALSE | 100000 | 70 | [5 empty] | Non Federally-Regulated | 2006-09-18 |  | 2019-12-05
Modine | Airedale | RVM100AH0273 | Non Patio Heater | LPG | Induced Draft | FALSE | TRUE | 1 | None | Non-Condensing | Single-Stage | Low | TRUE | FALSE | FALSE | FALSE | 200000 | 70 | [5 empty] | Non Federally-Regulated | 2006-09-18 |  | 2019-12-05
Modine | Airedale | RV75H7435 | Non Patio Heater | LPG | Induced Draft | FALSE | TRUE | 1 | None | Non-Condensing | Single-Stage | Low | TRUE | FALSE | FALSE | FALSE | 75000 | 70 | [5 empty] | Non Federally-Regulated | 2006-09-18 |  | 2019-12-05
Modine | Modine | MT60C 67 | Non Patio Heater | LPG | Luminous | TRUE | FALSE | 1 | None | Non-Condensing | Single-Stage | High | FALSE | FALSE | FALSE | TRUE | 60000 | 70 |  | 0.35 |  |  |  | Non Federally-Regulated | 2003-01-23 |  | 2019-12-05
Modine | Airedale | RV125H7445 | Non Patio Heater | LPG | Induced Draft | FALSE | TRUE | 1 | None | Non-Condensing | Single-Stage | Low | TRUE | FALSE | FALSE | FALSE | 125000 | 70 | [5 empty] | Non Federally-Regulated | 2006-09-18 |  | 2019-12-05
Modine | Modine | TLP60H7420 | Non Patio Heater | LPG | Power | FALSE | TRUE | 1 | None | Non-Condensing | Single-Stage | Low | TRUE | FALSE | FALSE | FALSE | 60000 | 70 | [5 empty] | Non Federally-Regulated | 2003-01-23 |  | 2019-12-05
Modine | Airedale | RV125H7450 | Non Patio Heater | LPG | Induced Draft | FALSE | TRUE | 1 | None | Non-Condensing | Single-Stage | Low | TRUE | FALSE | FALSE | FALSE | 125000 | 70 | [5 empty] | Non Federally-Regulated | 2006-09-18 |  | 2019-12-05
Modine | Airedale | RV75H7445 | Non Patio Heater | LPG | Induced Draft | FALSE | TRUE | 1 | None | Non-Condensing | Single-Stage | Low | TRUE | FALSE | FALSE | FALSE | 75000 | 70 | [5 empty] | Non Federally-Regulated | 2006-09-18 |  | 2019-12-05
Modine | Airedale | RV150H7455 | Non Patio Heater | LPG | Induced Draft | FALSE | TRUE | 1 | None | Non-Condensing | Single-Stage | Low | TRUE | FALSE | FALSE | FALSE | 150000 | 70 | [5 empty] | Non Federally-Regulated | 2006-09-18 |  | 2019-12-05
Modine | Airedale | RVM75AH0273 | Non Patio Heater | LPG | Induced Draft | FALSE | TRUE | 1 | None | Non-Condensing | Single-Stage | Low | TRUE | FALSE | FALSE | FALSE | 150000 | 70 | [5 empty] | Non Federally-Regulated | 2006-09-18 |  | 2019-12-05
Modine | Modine | TLP175H7450 | Non Patio Heater | LPG | Power | FALSE | TRUE | 1 | None | Non-Condensing | Single-Stage | Low | TRUE | FALSE | FALSE | FALSE | 175000 | 70 | [5 empty] | Non Federally-Regulated | 2003-01-23 |  | 2019-12-05
Modine | Airedale | RLP125H7440 | Non Patio Heater | LPG | Power | FALSE | TRUE | 1 | None | Non-Condensing | Single-Stage | Low | TRUE | FALSE | FALSE | FALSE | 125000 | 70 | [5 empty] | Non Federally-Regulated | 2006-09-18 |  | 2019-12-05
Modine | Airedale | RVM125DH0473 | Non Patio Heater | LPG | Induced Draft | FALSE | TRUE | 1 | None | Non-Condensing | Single-Stage | Low | TRUE | FALSE | FALSE | FALSE | 500000 | 70 | [5 empty] | Non Federally-Regulated | 2006-09-18 |  | 2019-12-05
Modine | Airedale | RVM150CH0473 | Non Patio Heater | LPG | Induced Draft | FALSE | TRUE | 1 | None | Non-Condensing | Single-Stage | Low | TRUE | FALSE | FALSE | FALSE | 600000 | 70 | [5 empty] | Non Federally-Regulated | 2006-09-18 |  | 2019-12-05
Modine | Airedale | RLP150H7470 | Non Patio Heater | LPG | Power | FALSE | TRUE | 1 | None | Non-Condensing | Single-Stage | Low | TRUE | FALSE | FALSE | FALSE | 150000 | 70 | [5 empty] | Non Federally-Regulated | 2006-09-18 |  | 2019-12-05
Modine | Airedale | RV125H7460 | Non Patio Heater | LPG | Induced Draft | FALSE | TRUE | 1 | None | Non-Condensing | Single-Stage | Low | TRUE | FALSE | FALSE | FALSE | 125000 | 70 | [5 empty] | Non Federally-Regulated | 2006-09-18 |  | 2019-12-05
Modine | Modine | MT60G 97 | Non Patio Heater | LPG | Luminous | FALSE | FALSE | 1 | None | Non-Condensing | Single-Stage | High | FALSE | FALSE | FALSE | TRUE | 60000 | 70 |  | 0.35 |  |  |  | Non Federally-Regulated | 2003-01-23 |  | 2019-12-05
Modine | Modine | TLP125H7440 | Non Patio Heater | LPG | Power | FALSE | TRUE | 1 | None | Non-Condensing | Single-Stage | Low | TRUE | FALSE | FALSE | FALSE | 125000 | 70 | [5 empty] | Non Federally-Regulated | 2003-01-23 |  | 2019-12-05
Modine | Airedale | RVM125CH0473 | Non Patio Heater | LPG | Induced Draft | FALSE | TRUE | 1 | None | Non-Condensing | Single-Stage | Low | TRUE | FALSE | FALSE | FALSE | 500000 | 70 | [5 empty] | Non Federally-Regulated | 2006-09-18 |  | 2019-12-05
Modine | Airedale | RLP60H7420 | Non Patio Heater | LPG | Power | FALSE | TRUE | 1 | None | Non-Condensing | Single-Stage | Low | TRUE | FALSE | FALSE | FALSE | 60000 | 70 | [5 empty] | Non Federally-Regulated | 2006-09-18 |  | 2019-12-05
Modine | Modine | MT160G 97 | Non Patio Heater | LPG | Luminous | FALSE | FALSE | 1 | None | Non-Condensing | Single-Stage | High | FALSE | FALSE | FALSE | TRUE | 160000 | 70 |  | 0.35 |  |  |  | Non Federally-Regulated | 2003-01-23 |  | 2019-12-05
Modine | Airedale | RLP60H7430 | Non Patio Heater | LPG | Power | FALSE | TRUE | 1 | None | Non-Condensing | Single-Stage | Low | TRUE | FALSE | FALSE | FALSE | 60000 | 70 | [5 empty] | Non Federally-Regulated | 2006-09-18 |  | 2019-12-05
Modine | Modine | TLP150H7460 | Non Patio Heater | LPG | Power | FALSE | TRUE | 1 | None | Non-Condensing | Single-Stage | Low | TRUE | FALSE | FALSE | FALSE | 150000 | 70 | [5 empty] | Non Federally-Regulated | 2003-01-23 |  | 2019-12-05
Modine | Modine | MVM125AH0373 | Non Patio Heater | LPG | Induced Draft | FALSE | TRUE | 1 | None | Non-Condensing | Single-Stage | Low | TRUE | FALSE | FALSE | FALSE | 375000 | 70 | [5 empty] | Non Federally-Regulated | 2003-01-23 |  | 2019-12-05
Modine | Airedale | RLP100H7450 | Non Patio Heater | LPG | Power | FALSE | TRUE | 1 | None | Non-Condensing | Single-Stage | Low | TRUE | FALSE | FALSE | FALSE | 100000 | 70 | [5 empty] | Non Federally-Regulated | 2006-09-18 |  | 2019-12-05
Modine | Airedale | RVM75DH0373 | Non Patio Heater | LPG | Induced Draft | FALSE | TRUE | 1 | None | Non-Condensing | Single-Stage | Low | TRUE | FALSE | FALSE | FALSE | 225000 | 70 | [5 empty] | Non Federally-Regulated | 2006-09-18 |  | 2019-12-05
Modine | Modine | MV75H7440 | Non Patio Heater | LPG | Induced Draft | FALSE | TRUE | 1 | None | Non-Condensing | Single-Stage | Low | TRUE | FALSE | FALSE | FALSE | 75000 | 70 | [5 empty] | Non Federally-Regulated | 2003-01-23 |  | 2019-12-05
Modine | Airedale | RT120G 97 | Non Patio Heater | LPG | Luminous | FALSE | FALSE | 1 | None | Non-Condensing | Single-Stage | High | FALSE | FALSE | FALSE | TRUE | 120000 | 70 |  | 0.35 |  |  |  | Non Federally-Regulated | 2006-09-18 |  | 2019-12-05
Modine | Airedale | RVM150CH0273 | Non Patio Heater | LPG | Induced Draft | FALSE | TRUE | 1 | None | Non-Condensing | Single-Stage | Low | TRUE | FALSE | FALSE | FALSE | 300000 | 70 | [5 empty] | Non Federally-Regulated | 2006-09-18 |  | 2019-12-05
Modine | Modine | TLP75H7440 | Non Patio Heater | LPG | Power | FALSE | TRUE | 1 | None | Non-Condensing | Single-Stage | Low | TRUE | FALSE | FALSE | FALSE | 75000 | 70 | [5 empty] | Non Federally-Regulated | 2003-01-23 |  | 2019-12-05
Modine | Airedale | RLP85H7450 | Non Patio Heater | LPG | Power | FALSE | TRUE | 1 | None | Non-Condensing | Single-Stage | Low | TRUE | FALSE | FALSE | FALSE | 85000 | 70 | [5 empty] | Non Federally-Regulated | 2006-09-18 |  | 2019-12-05
Modine | Modine | MVM150CH0273 | Non Patio Heater | LPG | Induced Draft | FALSE | TRUE | 1 | None | Non-Condensing | Single-Stage | Low | TRUE | FALSE | FALSE | FALSE | 300000 | 70 | [5 empty] | Non Federally-Regulated | 2003-01-23 |  | 2019-12-05
Modine | Modine | MV75H7450 | Non Patio Heater | LPG | Induced Draft | FALSE | TRUE | 1 | None | Non-Condensing | Single-Stage | Low | TRUE | FALSE | FALSE | FALSE | 75000 | 70 | [5 empty] | Non Federally-Regulated | 2003-01-23 |  | 2019-12-05
Modine | Airedale | RVM125BH0273 | Non Patio Heater | LPG | Induced Draft | FALSE | TRUE | 1 | None | Non-Condensing | Single-Stage | Low | TRUE | FALSE | FALSE | FALSE | 250000 | 70 | [5 empty] | Non Federally-Regulated | 2006-09-18 |  | 2019-12-05
Modine | Airedale | RT120G 75 | Non Patio Heater | LPG | Luminous | FALSE | FALSE | 1 | None | Non-Condensing | Single-Stage | High | FALSE | FALSE | FALSE | TRUE | 120000 | 70 |  | 0.35 |  |  |  | Non Federally-Regulated | 2006-09-18 |  | 2019-12-05
Modine | Modine | MV75H7430 | Non Patio Heater | LPG | Induced Draft | FALSE | TRUE | 1 | None | Non-Condensing | Single-Stage | Low | TRUE | FALSE | FALSE | FALSE | 75000 | 70 | [5 empty] | Non Federally-Regulated | 2003-01-23 |  | 2019-12-05
Modine | Modine | TLP60H7430 | Non Patio Heater | LPG | Power | FALSE | TRUE | 1 | None | Non-Condensing | Single-Stage | Low | TRUE | FALSE | FALSE | FALSE | 60000 | 70 | [5 empty] | Non Federally-Regulated | 2003-01-23 |  | 2019-12-05
Modine | Airedale | RLP175H7470 | Non Patio Heater | LPG | Power | FALSE | TRUE | 1 | None | Non-Condensing | Single-Stage | Low | TRUE | FALSE | FALSE | FALSE | 175000 | 70 | [5 empty] | Non Federally-Regulated | 2006-09-18 |  | 2019-12-05
Modine | Airedale | RT90G 75 | Non Patio Heater | LPG | Luminous | FALSE | FALSE | 1 | None | Non-Condensing | Single-Stage | High | FALSE | FALSE | FALSE | TRUE | 90000 | 70 |  | 0.35 |  |  |  | Non Federally-Regulated | 2006-09-18 |  | 2019-12-05
Modine | Airedale | RVM100DH0473 | Non Patio Heater | LPG | Induced Draft | FALSE | TRUE | 1 | None | Non-Condensing | Single-Stage | Low | TRUE | FALSE | FALSE | FALSE | 400000 | 70 | [5 empty] | Non Federally-Regulated | 2006-09-18 |  | 2019-12-05
Modine | Airedale | RVM75DH0273 | Non Patio Heater | LPG | Induced Draft | FALSE | TRUE | 1 | None | Non-Condensing | Single-Stage | Low | TRUE | FALSE | FALSE | FALSE | 150000 | 70 | [5 empty] | Non Federally-Regulated | 2006-09-18 |  | 2019-12-05
Modine | Modine | MVM150DH0373 | Non Patio Heater | LPG | Induced Draft | FALSE | TRUE | 1 | None | Non-Condensing | Single-Stage | Low | TRUE | FALSE | FALSE | FALSE | 450000 | 70 | [5 empty] | Non Federally-Regulated | 2003-01-23 |  | 2019-12-05
Modine | Airedale | RVM75CH0273 | Non Patio Heater | LPG | Induced Draft | FALSE | TRUE | 1 | None | Non-Condensing | Single-Stage | Low | TRUE | FALSE | FALSE | FALSE | 150000 | 70 | [5 empty] | Non Federally-Regulated | 2006-09-18 |  | 2019-12-05
Modine | Modine | MT30C 67 | Non Patio Heater | LPG | Luminous | TRUE | FALSE | 1 | None | Non-Condensing | Single-Stage | High | FALSE | FALSE | FALSE | TRUE | 30000 | 70 |  | 0.35 |  |  |  | Non Federally-Regulated | 2003-01-23 |  | 2019-12-05
Modine | Airedale | RT30G 97 | Non Patio Heater | LPG | Luminous | FALSE | FALSE | 1 | None | Non-Condensing | Single-Stage | High | FALSE | FALSE | FALSE | TRUE | 30000 | 70 |  | 0.35 |  |  |  | Non Federally-Regulated | 2006-09-18 |  | 2019-12-05
Modine | Modine | MVM100CH0373 | Non Patio Heater | LPG | Induced Draft | FALSE | TRUE | 1 | None | Non-Condensing | Single-Stage | Low | TRUE | FALSE | FALSE | FALSE | 300000 | 70 | [5 empty] | Non Federally-Regulated | 2003-01-23 |  | 2019-12-05
Modine | Airedale | RVM150BH0273 | Non Patio Heater | LPG | Induced Draft | FALSE | TRUE | 1 | None | Non-Condensing | Single-Stage | Low | TRUE | FALSE | FALSE | FALSE | 300000 | 70 | [5 empty] | Non Federally-Regulated | 2006-09-18 |  | 2019-12-05
Modine | Modine | MV125H7445 | Non Patio Heater | LPG | Induced Draft | FALSE | TRUE | 1 | None | Non-Condensing | Single-Stage | Low | TRUE | FALSE | FALSE | FALSE | 125000 | 70 | [5 empty] | Non Federally-Regulated | 2003-01-23 |  | 2019-12-05
Modine | Modine | MVM75AH0473 | Non Patio Heater | LPG | Induced Draft | FALSE | TRUE | 1 | None | Non-Condensing | Single-Stage | Low | TRUE | FALSE | FALSE | FALSE | 300000 | 70 | [5 empty] | Non Federally-Regulated | 2003-01-23 |  | 2019-12-05
Modine | Modine | MVM150AH0473 | Non Patio Heater | LPG | Induced Draft | FALSE | TRUE | 1 | None | Non-Condensing | Single-Stage | Low | TRUE | FALSE | FALSE | FALSE | 600000 | 70 | [5 empty] | Non Federally-Regulated | 2003-01-23 |  | 2019-12-05
Modine | Modine | MVM100DH0373 | Non Patio Heater | LPG | Induced Draft | FALSE | TRUE | 1 | None | Non-Condensing | Single-Stage | Low | TRUE | FALSE | FALSE | FALSE | 300000 | 70 | [5 empty] | Non Federally-Regulated | 2003-01-23 |  | 2019-12-05
Modine | Airedale | RVM125AH0473 | Non Patio Heater | LPG | Induced Draft | FALSE | TRUE | 1 | None | Non-Condensing | Single-Stage | Low | TRUE | FALSE | FALSE | FALSE | 500000 | 70 | [5 empty] | Non Federally-Regulated | 2006-09-18 |  | 2019-12-05
Modine | Airedale | RVM150DH0273 | Non Patio Heater | LPG | Induced Draft | FALSE | TRUE | 1 | None | Non-Condensing | Single-Stage | Low | TRUE | FALSE | FALSE | FALSE | 300000 | 70 | [5 empty] | Non Federally-Regulated | 2006-09-18 |  | 2019-12-05
Modine | Airedale | RV100H7435 | Non Patio Heater | LPG | Induced Draft | FALSE | TRUE | 1 | None | Non-Condensing | Single-Stage | Low | TRUE | FALSE | FALSE | FALSE | 100000 | 70 | [5 empty] | Non Federally-Regulated | 2006-09-18 |  | 2019-12-05
Modine | Airedale | RVM75CH0473 | Non Patio Heater | LPG | Induced Draft | FALSE | TRUE | 1 | None | Non-Condensing | Single-Stage | Low | TRUE | FALSE | FALSE | FALSE | 300000 | 70 | [5 empty] | Non Federally-Regulated | 2006-09-18 |  | 2019-12-05
Modine | Airedale | RVM125BH0473 | Non Patio Heater | LPG | Induced Draft | FALSE | TRUE | 1 | None | Non-Condensing | Single-Stage | Low | TRUE | FALSE | FALSE | FALSE | 500000 | 70 | [5 empty] | Non Federally-Regulated | 2006-09-18 |  | 2019-12-05
Modine | Modine | MVM75DH0373 | Non Patio Heater | LPG | Induced Draft | FALSE | TRUE | 1 | None | Non-Condensing | Single-Stage | Low | TRUE | FALSE | FALSE | FALSE | 225000 | 70 | [5 empty] | Non Federally-Regulated | 2003-01-23 |  | 2019-12-05
Modine | Modine | MT60G 75 | Non Patio Heater | LPG | Luminous | FALSE | FALSE | 1 | None | Non-Condensing | Single-Stage | High | FALSE | FALSE | FALSE | TRUE | 60000 | 70 |  | 0.35 |  |  |  | Non Federally-Regulated | 2003-01-23 |  | 2019-12-05
Modine | Airedale | RV125H7455 | Non Patio Heater | LPG | Induced Draft | FALSE | TRUE | 1 | None | Non-Condensing | Single-Stage | Low | TRUE | FALSE | FALSE | FALSE | 125000 | 70 | [5 empty] | Non Federally-Regulated | 2006-09-18 |  | 2019-12-05
Modine | Modine | MVM75DH0473 | Non Patio Heater | LPG | Induced Draft | FALSE | TRUE | 1 | None | Non-Condensing | Single-Stage | Low | TRUE | FALSE | FALSE | FALSE | 300000 | 70 | [5 empty] | Non Federally-Regulated | 2003-01-23 |  | 2019-12-05
Modine | Modine | MVM100AH0373 | Non Patio Heater | LPG | Induced Draft | FALSE | TRUE | 1 | None | Non-Condensing | Single-Stage | Low | TRUE | FALSE | FALSE | FALSE | 300000 | 70 | [5 empty] | Non Federally-Regulated | 2003-01-23 |  | 2019-12-05
Modine | Airedale | RLP85H7430 | Non Patio Heater | LPG | Power | FALSE | TRUE | 1 | None | Non-Condensing | Single-Stage | Low | TRUE | FALSE | FALSE | FALSE | 85000 | 70 | [5 empty] | Non Federally-Regulated | 2006-09-18 |  | 2019-12-05
Modine | Modine | MVM150CH0473 | Non Patio Heater | LPG | Induced Draft | FALSE | TRUE | 1 | None | Non-Condensing | Single-Stage | Low | TRUE | FALSE | FALSE | FALSE | 600000 | 70 | [5 empty] | Non Federally-Regulated | 2003-01-23 |  | 2019-12-05
Modine | Modine | MVM75DH0273 | Non Patio Heater | LPG | Induced Draft | FALSE | TRUE | 1 | None | Non-Condensing | Single-Stage | Low | TRUE | FALSE | FALSE | FALSE | 150000 | 70 | [5 empty] | Non Federally-Regulated | 2003-01-23 |  | 2019-12-05
Modine | Airedale | RV150H7445 | Non Patio Heater | LPG | Induced Draft | FALSE | TRUE | 1 | None | Non-Condensing | Single-Stage | Low | TRUE | FALSE | FALSE | FALSE | 150000 | 70 | [5 empty] | Non Federally-Regulated | 2006-09-18 |  | 2019-12-05
Modine | Modine | TLP150H7450 | Non Patio Heater | LPG | Power | FALSE | TRUE | 1 | None | Non-Condensing | Single-Stage | Low | TRUE | FALSE | FALSE | FALSE | 150000 | 70 | [5 empty] | Non Federally-Regulated | 2003-01-23 |  | 2019-12-05
Modine | Modine | MVM75BH0473 | Non Patio Heater | LPG | Induced Draft | FALSE | TRUE | 1 | None | Non-Condensing | Single-Stage | Low | TRUE | FALSE | FALSE | FALSE | 300000 | 70 | [5 empty] | Non Federally-Regulated | 2003-01-23 |  | 2019-12-05
Modine | Modine | MVM125DH0473 | Non Patio Heater | LPG | Induced Draft | FALSE | TRUE | 1 | None | Non-Condensing | Single-Stage | Low | TRUE | FALSE | FALSE | FALSE | 500000 | 70 | [5 empty] | Non Federally-Regulated | 2003-01-23 |  | 2019-12-05
Modine | Modine | TLP200H7460 | Non Patio Heater | LPG | Power | FALSE | TRUE | 1 | None | Non-Condensing | Single-Stage | Low | TRUE | FALSE | FALSE | FALSE | 200000 | 70 | [5 empty] | Non Federally-Regulated | 2003-01-23 |  | 2019-12-05
Modine | Modine | MT90G 97 | Non Patio Heater | LPG | Luminous | FALSE | FALSE | 1 | None | Non-Condensing | Single-Stage | High | FALSE | FALSE | FALSE | TRUE | 90000 | 70 |  | 0.35 |  |  |  | Non Federally-Regulated | 2003-01-23 |  | 2019-12-05
Modine | Airedale | RV75H7440 | Non Patio Heater | LPG | Induced Draft | FALSE | TRUE | 1 | None | Non-Condensing | Single-Stage | Low | TRUE | FALSE | FALSE | FALSE | 75000 | 70 | [5 empty] | Non Federally-Regulated | 2006-09-18 |  | 2019-12-05
Modine | Airedale | RT60C 67 | Non Patio Heater | LPG | Luminous | TRUE | FALSE | 1 | None | Non-Condensing | Single-Stage | High | FALSE | FALSE | FALSE | TRUE | 60000 | 70 |  | 0.35 |  |  |  | Non Federally-Regulated | 2006-09-18 |  | 2019-12-05
Modine | Modine | MVM100CH0273 | Non Patio Heater | LPG | Induced Draft | FALSE | TRUE | 1 | None | Non-Condensing | Single-Stage | Low | TRUE | FALSE | FALSE | FALSE | 200000 | 70 | [5 empty] | Non Federally-Regulated | 2003-01-23 |  | 2019-12-05
Modine | Airedale | RVM75BH0373 | Non Patio Heater | LPG | Induced Draft | FALSE | TRUE | 1 | None | Non-Condensing | Single-Stage | Low | TRUE | FALSE | FALSE | FALSE | 225000 | 70 | [5 empty] | Non Federally-Regulated | 2006-09-18 |  | 2019-12-05
Modine | Modine | MVM125AH0273 | Non Patio Heater | LPG | Induced Draft | FALSE | TRUE | 1 | None | Non-Condensing | Single-Stage | Low | TRUE | FALSE | FALSE | FALSE | 250000 | 70 | [5 empty] | Non Federally-Regulated | 2003-01-23 |  | 2019-12-05
Modine | Modine | MVM100BH0473 | Non Patio Heater | LPG | Induced Draft | FALSE | TRUE | 1 | None | Non-Condensing | Single-Stage | Low | TRUE | FALSE | FALSE | FALSE | 400000 | 70 | [5 empty] | Non Federally-Regulated | 2003-01-23 |  | 2019-12-05
Modine | Modine | TLP85H7450 | Non Patio Heater | LPG | Power | FALSE | TRUE | 1 | None | Non-Condensing | Single-Stage | Low | TRUE | FALSE | FALSE | FALSE | 85000 | 70 | [5 empty] | Non Federally-Regulated | 2003-01-23 |  | 2019-12-05
Modine | Modine | TLP85H7440 | Non Patio Heater | LPG | Power | FALSE | TRUE | 1 | None | Non-Condensing | Single-Stage | Low | TRUE | FALSE | FALSE | FALSE | 85000 | 70 | [5 empty] | Non Federally-Regulated | 2003-01-23 |  | 2019-12-05
Modine | Airedale | RT30C 67 | Non Patio Heater | LPG | Luminous | TRUE | FALSE | 1 | None | Non-Condensing | Single-Stage | High | FALSE | FALSE | FALSE | TRUE | 30000 | 70 |  | 0.35 |  |  |  | Non Federally-Regulated | 2006-09-18 |  | 2019-12-05
Modine | Modine | MVM125BH0473 | Non Patio Heater | LPG | Induced Draft | FALSE | TRUE | 1 | None | Non-Condensing | Single-Stage | Low | TRUE | FALSE | FALSE | FALSE | 500000 | 70 | [5 empty] | Non Federally-Regulated | 2003-01-23 |  | 2019-12-05
Modine | Airedale | RVM100CH0373 | Non Patio Heater | LPG | Induced Draft | FALSE | TRUE | 1 | None | Non-Condensing | Single-Stage | Low | TRUE | FALSE | FALSE | FALSE | 300000 | 70 | [5 empty] | Non Federally-Regulated | 2006-09-18 |  | 2019-12-05
Modine | Modine | MVM125CH0373 | Non Patio Heater | LPG | Induced Draft | FALSE | TRUE | 1 | None | Non-Condensing | Single-Stage | Low | TRUE | FALSE | FALSE | FALSE | 375000 | 70 | [5 empty] | Non Federally-Regulated | 2003-01-23 |  | 2019-12-05
Modine | Modine | MVM150DH0473 | Non Patio Heater | LPG | Induced Draft | FALSE | TRUE | 1 | None | Non-Condensing | Single-Stage | Low | TRUE | FALSE | FALSE | FALSE | 600000 | 70 | [5 empty] | Non Federally-Regulated | 2003-01-23 |  | 2019-12-05
Modine | Modine | MV100H7435 | Non Patio Heater | LPG | Induced Draft | FALSE | TRUE | 1 | None | Non-Condensing | Single-Stage | Low | TRUE | FALSE | FALSE | FALSE | 100000 | 70 | [5 empty] | Non Federally-Regulated | 2003-01-23 |  | 2019-12-05
Modine | Airedale | RLP175H7450 | Non Patio Heater | LPG | Power | FALSE | TRUE | 1 | None | Non-Condensing | Single-Stage | Low | TRUE | FALSE | FALSE | FALSE | 175000 | 70 | [5 empty] | Non Federally-Regulated | 2006-09-18 |  | 2019-12-05
Modine | Airedale | RVM100CH0473 | Non Patio Heater | LPG | Induced Draft | FALSE | TRUE | 1 | None | Non-Condensing | Single-Stage | Low | TRUE | FALSE | FALSE | FALSE | 400000 | 70 | [5 empty] | Non Federally-Regulated | 2006-09-18 |  | 2019-12-05
Modine | Modine | MV125H7450 | Non Patio Heater | LPG | Induced Draft | FALSE | TRUE | 1 | None | Non-Condensing | Single-Stage | Low | TRUE | FALSE | FALSE | FALSE | 125000 | 70 | [5 empty] | Non Federally-Regulated | 2003-01-23 |  | 2019-12-05
Modine | Airedale | RVM150BH0373 | Non Patio Heater | LPG | Induced Draft | FALSE | TRUE | 1 | None | Non-Condensing | Single-Stage | Low | TRUE | FALSE | FALSE | FALSE | 450000 | 70 | [5 empty] | Non Federally-Regulated | 2006-09-18 |  | 2019-12-05
Modine | Airedale | RVM125CH0273 | Non Patio Heater | LPG | Induced Draft | FALSE | TRUE | 1 | None | Non-Condensing | Single-Stage | Low | TRUE | FALSE | FALSE | FALSE | 250000 | 70 | [5 empty] | Non Federally-Regulated | 2006-09-18 |  | 2019-12-05
Modine | Airedale | RLP125H7450 | Non Patio Heater | LPG | Power | FALSE | TRUE | 1 | None | Non-Condensing | Single-Stage | Low | TRUE | FALSE | FALSE | FALSE | 125000 | 70 | [5 empty] | Non Federally-Regulated | 2006-09-18 |  | 2019-12-05
Modine | Modine | MVM75CH0373 | Non Patio Heater | LPG | Induced Draft | FALSE | TRUE | 1 | None | Non-Condensing | Single-Stage | Low | TRUE | FALSE | FALSE | FALSE | 225000 | 70 | [5 empty] | Non Federally-Regulated | 2003-01-23 |  | 2019-12-05
Modine | Airedale | RV100H7450 | Non Patio Heater | LPG | Induced Draft | FALSE | TRUE | 1 | None | Non-Condensing | Single-Stage | Low | TRUE | FALSE | FALSE | FALSE | 100000 | 70 | [5 empty] | Non Federally-Regulated | 2006-09-18 |  | 2019-12-05
Modine | Airedale | RVM150AH0273 | Non Patio Heater | LPG | Induced Draft | FALSE | TRUE | 1 | None | Non-Condensing | Single-Stage | Low | TRUE | FALSE | FALSE | FALSE | 300000 | 70 | [5 empty] | Non Federally-Regulated | 2006-09-18 |  | 2019-12-05
Modine | Airedale | RLP75H7450 | Non Patio Heater | LPG | Power | FALSE | TRUE | 1 | None | Non-Condensing | Single-Stage | Low | TRUE | FALSE | FALSE | FALSE | 75000 | 70 | [5 empty] | Non Federally-Regulated | 2006-09-18 |  | 2019-12-05
Modine | Modine | MVM75AH0273 | Non Patio Heater | LPG | Induced Draft | FALSE | TRUE | 1 | None | Non-Condensing | Single-Stage | Low | TRUE | FALSE | FALSE | FALSE | 150000 | 70 | [5 empty] | Non Federally-Regulated | 2003-01-23 |  | 2019-12-05
Modine | Modine | MVM150BH0473 | Non Patio Heater | LPG | Induced Draft | FALSE | TRUE | 1 | None | Non-Condensing | Single-Stage | Low | TRUE | FALSE | FALSE | FALSE | 600000 | 70 | [5 empty] | Non Federally-Regulated | 2003-01-23 |  | 2019-12-05
Modine | Airedale | RT160G 97 | Non Patio Heater | LPG | Luminous | FALSE | FALSE | 1 | None | Non-Condensing | Single-Stage | High | FALSE | FALSE | FALSE | TRUE | 160000 | 70 |  | 0.35 |  |  |  | Non Federally-Regulated | 2006-09-18 |  | 2019-12-05
Modine | Airedale | RLP200H7470 | Non Patio Heater | LPG | Power | FALSE | TRUE | 1 | None | Non-Condensing | Single-Stage | Low | TRUE | FALSE | FALSE | FALSE | 200000 | 70 | [5 empty] | Non Federally-Regulated | 2006-09-18 |  | 2019-12-05
Modine | Airedale | RVM100AH0373 | Non Patio Heater | LPG | Induced Draft | FALSE | TRUE | 1 | None | Non-Condensing | Single-Stage | Low | TRUE | FALSE | FALSE | FALSE | 300000 | 70 | [5 empty] | Non Federally-Regulated | 2006-09-18 |  | 2019-12-05
Modine | Modine | MVM75CH0473 | Non Patio Heater | LPG | Induced Draft | FALSE | TRUE | 1 | None | Non-Condensing | Single-Stage | Low | TRUE | FALSE | FALSE | FALSE | 300000 | 70 | [5 empty] | Non Federally-Regulated | 2003-01-23 |  | 2019-12-05
Modine | Modine | MV75H7445 | Non Patio Heater | LPG | Induced Draft | FALSE | TRUE | 1 | None | Non-Condensing | Single-Stage | Low | TRUE | FALSE | FALSE | FALSE | 75000 | 70 | [5 empty] | Non Federally-Regulated | 2003-01-23 |  | 2019-12-05
Modine | Airedale | RVM150CH0373 | Non Patio Heater | LPG | Induced Draft | FALSE | TRUE | 1 | None | Non-Condensing | Single-Stage | Low | TRUE | FALSE | FALSE | FALSE | 450000 | 70 | [5 empty] | Non Federally-Regulated | 2006-09-18 |  | 2019-12-05
Modine | Modine | MVM75BH0373 | Non Patio Heater | LPG | Induced Draft | FALSE | TRUE | 1 | None | Non-Condensing | Single-Stage | Low | TRUE | FALSE | FALSE | FALSE | 225000 | 70 | [5 empty] | Non Federally-Regulated | 2003-01-23 |  | 2019-12-05
Modine | Modine | MVM125BH0273 | Non Patio Heater | LPG | Induced Draft | FALSE | TRUE | 1 | None | Non-Condensing | Single-Stage | Low | TRUE | FALSE | FALSE | FALSE | 250000 | 70 | [5 empty] | Non Federally-Regulated | 2003-01-23 |  | 2019-12-05
Modine | Modine | MVM125CH0273 | Non Patio Heater | LPG | Induced Draft | FALSE | TRUE | 1 | None | Non-Condensing | Single-Stage | Low | TRUE | FALSE | FALSE | FALSE | 250000 | 70 | [5 empty] | Non Federally-Regulated | 2003-01-23 |  | 2019-12-05
Modine | Modine | MV100H7430 | Non Patio Heater | LPG | Induced Draft | FALSE | TRUE | 1 | None | Non-Condensing | Single-Stage | Low | TRUE | FALSE | FALSE | FALSE | 100000 | 70 | [5 empty] | Non Federally-Regulated | 2003-01-23 |  | 2019-12-05
Modine | Airedale | RT90C 67 | Non Patio Heater | LPG | Luminous | TRUE | FALSE | 1 | None | Non-Condensing | Single-Stage | High | FALSE | FALSE | FALSE | TRUE | 90000 | 70 |  | 0.35 |  |  |  | Non Federally-Regulated | 2006-09-18 |  | 2019-12-05
Modine | Modine | MVM150DH0273 | Non Patio Heater | LPG | Induced Draft | FALSE | TRUE | 1 | None | Non-Condensing | Single-Stage | Low | TRUE | FALSE | FALSE | FALSE | 300000 | 70 | [5 empty] | Non Federally-Regulated | 2003-01-23 |  | 2019-12-05
Modine | Modine | MVM150BH0373 | Non Patio Heater | LPG | Induced Draft | FALSE | TRUE | 1 | None | Non-Condensing | Single-Stage | Low | TRUE | FALSE | FALSE | FALSE | 450000 | 70 | [5 empty] | Non Federally-Regulated | 2003-01-23 |  | 2019-12-05
Modine | Modine | MT90C 67 | Non Patio Heater | LPG | Luminous | TRUE | FALSE | 1 | None | Non-Condensing | Single-Stage | High | FALSE | FALSE | FALSE | TRUE | 90000 | 70 |  | 0.35 |  |  |  | Non Federally-Regulated | 2003-01-23 |  | 2019-12-05
Modine | Modine | TLP125H7450 | Non Patio Heater | LPG | Power | FALSE | TRUE | 1 | None | Non-Condensing | Single-Stage | Low | TRUE | FALSE | FALSE | FALSE | 125000 | 70 | [5 empty] | Non Federally-Regulated | 2003-01-23 |  | 2019-12-05
Modine | Modine | MVM100DH0273 | Non Patio Heater | LPG | Induced Draft | FALSE | TRUE | 1 | None | Non-Condensing | Single-Stage | Low | TRUE | FALSE | FALSE | FALSE | 200000 | 70 | [5 empty] | Non Federally-Regulated | 2003-01-23 |  | 2019-12-05
Modine | Modine | TLP50H7420 | Non Patio Heater | LPG | Power | FALSE | TRUE | 1 | None | Non-Condensing | Single-Stage | Low | TRUE | FALSE | FALSE | FALSE | 50000 | 70 | [5 empty] | Non Federally-Regulated | 2003-01-23 |  | 2019-12-05
Modine | Modine | MV150H7455 | Non Patio Heater | LPG | Induced Draft | FALSE | TRUE | 1 | None | Non-Condensing | Single-Stage | Low | TRUE | FALSE | FALSE | FALSE | 150000 | 70 | [5 empty] | Non Federally-Regulated | 2003-01-23 |  | 2019-12-05
Modine | Airedale | RLP100H7440 | Non Patio Heater | LPG | Power | FALSE | TRUE | 1 | None | Non-Condensing | Single-Stage | Low | TRUE | FALSE | FALSE | FALSE | 100000 | 70 | [5 empty] | Non Federally-Regulated | 2006-09-18 |  | 2019-12-05
Modine | Airedale | RV100H7440 | Non Patio Heater | LPG | Induced Draft | FALSE | TRUE | 1 | None | Non-Condensing | Single-Stage | Low | TRUE | FALSE | FALSE | FALSE | 100000 | 70 | [5 empty] | Non Federally-Regulated | 2006-09-18 |  | 2019-12-05
Modine | Airedale | RLP125H7460 | Non Patio Heater | LPG | Power | FALSE | TRUE | 1 | None | Non-Condensing | Single-Stage | Low | TRUE | FALSE | FALSE | FALSE | 125000 | 70 | [5 empty] | Non Federally-Regulated | 2006-09-18 |  | 2019-12-05
Modine | Airedale | RLP75H7440 | Non Patio Heater | LPG | Power | FALSE | TRUE | 1 | None | Non-Condensing | Single-Stage | Low | TRUE | FALSE | FALSE | FALSE | 75000 | 70 | [5 empty] | Non Federally-Regulated | 2006-09-18 |  | 2019-12-05
Modine | Airedale | RV75H7430 | Non Patio Heater | LPG | Induced Draft | FALSE | TRUE | 1 | None | Non-Condensing | Single-Stage | Low | TRUE | FALSE | FALSE | FALSE | 75000 | 70 | [5 empty] | Non Federally-Regulated | 2006-09-18 |  | 2019-12-05
Modine | Modine | MVM100BH0273 | Non Patio Heater | LPG | Induced Draft | FALSE | TRUE | 1 | None | Non-Condensing | Single-Stage | Low | TRUE | FALSE | FALSE | FALSE | 200000 | 70 | [5 empty] | Non Federally-Regulated | 2003-01-23 |  | 2019-12-05
Modine | Modine | TLP175H7470 | Non Patio Heater | LPG | Power | FALSE | TRUE | 1 | None | Non-Condensing | Single-Stage | Low | TRUE | FALSE | FALSE | FALSE | 175000 | 70 | [5 empty] | Non Federally-Regulated | 2003-01-23 |  | 2019-12-05
Modine | Modine | MVM150CH0373 | Non Patio Heater | LPG | Induced Draft | FALSE | TRUE | 1 | None | Non-Condensing | Single-Stage | Low | TRUE | FALSE | FALSE | FALSE | 450000 | 70 | [5 empty] | Non Federally-Regulated | 2003-01-23 |  | 2019-12-05
Modine | Airedale | RLP50H7430 | Non Patio Heater | LPG | Power | FALSE | TRUE | 1 | None | Non-Condensing | Single-Stage | Low | TRUE | FALSE | FALSE | FALSE | 50000 | 70 | [5 empty] | Non Federally-Regulated | 2006-09-18 |  | 2019-12-05
Modine | Airedale | RVM75BH0273 | Non Patio Heater | LPG | Induced Draft | FALSE | TRUE | 1 | None | Non-Condensing | Single-Stage | Low | TRUE | FALSE | FALSE | FALSE | 150000 | 70 | [5 empty] | Non Federally-Regulated | 2006-09-18 |  | 2019-12-05
Modine | Airedale | RVM100DH0373 | Non Patio Heater | LPG | Induced Draft | FALSE | TRUE | 1 | None | Non-Condensing | Single-Stage | Low | TRUE | FALSE | FALSE | FALSE | 300000 | 70 | [5 empty] | Non Federally-Regulated | 2006-09-18 |  | 2019-12-05
Modine | Airedale | RVM75AH0473 | Non Patio Heater | LPG | Induced Draft | FALSE | TRUE | 1 | None | Non-Condensing | Single-Stage | Low | TRUE | FALSE | FALSE | FALSE | 300000 | 70 | [5 empty] | Non Federally-Regulated | 2006-09-18 |  | 2019-12-05
Modine | Airedale | RLP200H7460 | Non Patio Heater | LPG | Power | FALSE | TRUE | 1 | None | Non-Condensing | Single-Stage | Low | TRUE | FALSE | FALSE | FALSE | 200000 | 70 | [5 empty] | Non Federally-Regulated | 2006-09-18 |  | 2019-12-05
Modine | Modine | MVM150BH0273 | Non Patio Heater | LPG | Induced Draft | FALSE | TRUE | 1 | None | Non-Condensing | Single-Stage | Low | TRUE | FALSE | FALSE | FALSE | 300000 | 70 | [5 empty] | Non Federally-Regulated | 2003-01-23 |  | 2019-12-05
Modine | Modine | TLP100H7450 | Non Patio Heater | LPG | Power | FALSE | TRUE | 1 | None | Non-Condensing | Single-Stage | Low | TRUE | FALSE | FALSE | FALSE | 100000 | 70 | [5 empty] | Non Federally-Regulated | 2003-01-23 |  | 2019-12-05
Modine | Modine | MVM125CH0473 | Non Patio Heater | LPG | Induced Draft | FALSE | TRUE | 1 | None | Non-Condensing | Single-Stage | Low | TRUE | FALSE | FALSE | FALSE | 500000 | 70 | [5 empty] | Non Federally-Regulated | 2003-01-23 |  | 2019-12-05
Modine | Airedale | RVM75CH0373 | Non Patio Heater | LPG | Induced Draft | FALSE | TRUE | 1 | None | Non-Condensing | Single-Stage | Low | TRUE | FALSE | FALSE | FALSE | 225000 | 70 | [5 empty] | Non Federally-Regulated | 2006-09-18 |  | 2019-12-05
Modine | Airedale | RVM100BH0373 | Non Patio Heater | LPG | Induced Draft | FALSE | TRUE | 1 | None | Non-Condensing | Single-Stage | Low | TRUE | FALSE | FALSE | FALSE | 300000 | 70 | [5 empty] | Non Federally-Regulated | 2006-09-18 |  | 2019-12-05
Modine | Airedale | RLP85H7440 | Non Patio Heater | LPG | Power | FALSE | TRUE | 1 | None | Non-Condensing | Single-Stage | Low | TRUE | FALSE | FALSE | FALSE | 85000 | 70 | [5 empty] | Non Federally-Regulated | 2006-09-18 |  | 2019-12-05
Modine | Modine | TLP50H7430 | Non Patio Heater | LPG | Power | FALSE | TRUE | 1 | None | Non-Condensing | Single-Stage | Low | TRUE | FALSE | FALSE | FALSE | 50000 | 70 | [5 empty] | Non Federally-Regulated | 2003-01-23 |  | 2019-12-05
Modine | Modine | MVM125DH0273 | Non Patio Heater | LPG | Induced Draft | FALSE | TRUE | 1 | None | Non-Condensing | Single-Stage | Low | TRUE | FALSE | FALSE | FALSE | 250000 | 70 | [5 empty] | Non Federally-Regulated | 2003-01-23 |  | 2019-12-05
Modine | Modine | MVM125DH0373 | Non Patio Heater | LPG | Induced Draft | FALSE | TRUE | 1 | None | Non-Condensing | Single-Stage | Low | TRUE | FALSE | FALSE | FALSE | 375000 | 70 | [5 empty] | Non Federally-Regulated | 2003-01-23 |  | 2019-12-05
Modine | Modine | MV75H7435 | Non Patio Heater | LPG | Induced Draft | FALSE | TRUE | 1 | None | Non-Condensing | Single-Stage | Low | TRUE | FALSE | FALSE | FALSE | 75000 | 70 | [5 empty] | Non Federally-Regulated | 2003-01-23 |  | 2019-12-05
Modine | Modine | MT120G 75 | Non Patio Heater | LPG | Luminous | FALSE | FALSE | 1 | None | Non-Condensing | Single-Stage | High | FALSE | FALSE | FALSE | TRUE | 120000 | 70 |  | 0.35 |  |  |  | Non Federally-Regulated | 2003-01-23 |  | 2019-12-05
Modine | Airedale | RV75H7420 | Non Patio Heater | LPG | Induced Draft | FALSE | TRUE | 1 | None | Non-Condensing | Single-Stage | Low | TRUE | FALSE | FALSE | FALSE | 75000 | 70 | [5 empty] | Non Federally-Regulated | 2006-09-18 |  | 2019-12-05
Modine | Modine | TLP125H7460 | Non Patio Heater | LPG | Power | FALSE | TRUE | 1 | None | Non-Condensing | Single-Stage | Low | TRUE | FALSE | FALSE | FALSE | 125000 | 70 | [5 empty] | Non Federally-Regulated | 2003-01-23 |  | 2019-12-05
Modine | Airedale | RVM100CH0273 | Non Patio Heater | LPG | Induced Draft | FALSE | TRUE | 1 | None | Non-Condensing | Single-Stage | Low | TRUE | FALSE | FALSE | FALSE | 200000 | 70 | [5 empty] | Non Federally-Regulated | 2006-09-18 |  | 2019-12-05
Modine | Modine | MVM75BH0273 | Non Patio Heater | LPG | Induced Draft | FALSE | TRUE | 1 | None | Non-Condensing | Single-Stage | Low | TRUE | FALSE | FALSE | FALSE | 150000 | 70 | [5 empty] | Non Federally-Regulated | 2003-01-23 |  | 2019-12-05
Modine | Airedale | RT30G 75 | Non Patio Heater | LPG | Luminous | FALSE | FALSE | 1 | None | Non-Condensing | Single-Stage | High | FALSE | FALSE | FALSE | TRUE | 30000 | 70 |  | 0.35 |  |  |  | Non Federally-Regulated | 2006-09-18 |  | 2019-12-05
Modine | Modine | MV125H7460 | Non Patio Heater | LPG | Induced Draft | FALSE | TRUE | 1 | None | Non-Condensing | Single-Stage | Low | TRUE | FALSE | FALSE | FALSE | 125000 | 70 | [5 empty] | Non Federally-Regulated | 2003-01-23 |  | 2019-12-05
Modine | Modine | MVM100DH0473 | Non Patio Heater | LPG | Induced Draft | FALSE | TRUE | 1 | None | Non-Condensing | Single-Stage | Low | TRUE | FALSE | FALSE | FALSE | 400000 | 70 | [5 empty] | Non Federally-Regulated | 2003-01-23 |  | 2019-12-05
Modine | Modine | MVM125BH0373 | Non Patio Heater | LPG | Induced Draft | FALSE | TRUE | 1 | None | Non-Condensing | Single-Stage | Low | TRUE | FALSE | FALSE | FALSE | 375000 | 70 | [5 empty] | Non Federally-Regulated | 2003-01-23 |  | 2019-12-05
Modine | Airedale | RT90G 97 | Non Patio Heater | LPG | Luminous | FALSE | FALSE | 1 | None | Non-Condensing | Single-Stage | High | FALSE | FALSE | FALSE | TRUE | 90000 | 70 |  | 0.35 |  |  |  | Non Federally-Regulated | 2006-09-18 |  | 2019-12-05
Modine | Airedale | RVM75AH0373 | Non Patio Heater | LPG | Induced Draft | FALSE | TRUE | 1 | None | Non-Condensing | Single-Stage | Low | TRUE | FALSE | FALSE | FALSE | 225000 | 70 | [5 empty] | Non Federally-Regulated | 2006-09-18 |  | 2019-12-05
Modine | Airedale | RVM100DH0273 | Non Patio Heater | LPG | Induced Draft | FALSE | TRUE | 1 | None | Non-Condensing | Single-Stage | Low | TRUE | FALSE | FALSE | FALSE | 200000 | 70 | [5 empty] | Non Federally-Regulated | 2006-09-18 |  | 2019-12-05
Modine | Airedale | RV100H7430 | Non Patio Heater | LPG | Induced Draft | FALSE | TRUE | 1 | None | Non-Condensing | Single-Stage | Low | TRUE | FALSE | FALSE | FALSE | 100000 | 70 | [5 empty] | Non Federally-Regulated | 2006-09-18 |  | 2019-12-05
Modine | Airedale | RT60G 75 | Non Patio Heater | LPG | Luminous | FALSE | FALSE | 1 | None | Non-Condensing | Single-Stage | High | FALSE | FALSE | FALSE | TRUE | 60000 | 70 |  | 0.35 |  |  |  | Non Federally-Regulated | 2006-09-18 |  | 2019-12-05
Modine | Airedale | RV150H7440 | Non Patio Heater | LPG | Induced Draft | FALSE | TRUE | 1 | None | Non-Condensing | Single-Stage | Low | TRUE | FALSE | FALSE | FALSE | 150000 | 70 | [5 empty] | Non Federally-Regulated | 2006-09-18 |  | 2019-12-05
Modine | Modine | MV75H7420 | Non Patio Heater | LPG | Induced Draft | FALSE | TRUE | 1 | None | Non-Condensing | Single-Stage | Low | TRUE | FALSE | FALSE | FALSE | 75000 | 70 | [5 empty] | Non Federally-Regulated | 2003-01-23 |  | 2019-12-05
Modine | Airedale | RLP75H7430 | Non Patio Heater | LPG | Power | FALSE | TRUE | 1 | None | Non-Condensing | Single-Stage | Low | TRUE | FALSE | FALSE | FALSE | 75000 | 70 | [5 empty] | Non Federally-Regulated | 2006-09-18 |  | 2019-12-05
Modine | Airedale | RVM125DH0273 | Non Patio Heater | LPG | Induced Draft | FALSE | TRUE | 1 | None | Non-Condensing | Single-Stage | Low | TRUE | FALSE | FALSE | FALSE | 250000 | 70 | [5 empty] | Non Federally-Regulated | 2006-09-18 |  | 2019-12-05
Modine | Modine | MV150H7460 | Non Patio Heater | LPG | Induced Draft | FALSE | TRUE | 1 | None | Non-Condensing | Single-Stage | Low | TRUE | FALSE | FALSE | FALSE | 150000 | 70 | [5 empty] | Non Federally-Regulated | 2003-01-23 |  | 2019-12-05
Modine | Airedale | RT160G 75 | Non Patio Heater | LPG | Luminous | FALSE | FALSE | 1 | None | Non-Condensing | Single-Stage | High | FALSE | FALSE | FALSE | TRUE | 160000 | 70 |  | 0.35 |  |  |  | Non Federally-Regulated | 2006-09-18 |  | 2019-12-05
Modine | Modine | MVM100AH0273 | Non Patio Heater | LPG | Induced Draft | FALSE | TRUE | 1 | None | Non-Condensing | Single-Stage | Low | TRUE | FALSE | FALSE | FALSE | 200000 | 70 | [5 empty] | Non Federally-Regulated | 2003-01-23 |  | 2019-12-05
Modine | Airedale | RVM150AH0473 | Non Patio Heater | LPG | Induced Draft | FALSE | TRUE | 1 | None | Non-Condensing | Single-Stage | Low | TRUE | FALSE | FALSE | FALSE | 600000 | 70 | [5 empty] | Non Federally-Regulated | 2006-09-18 |  | 2019-12-05
Modine | Airedale | RVM150DH0373 | Non Patio Heater | LPG | Induced Draft | FALSE | TRUE | 1 | None | Non-Condensing | Single-Stage | Low | TRUE | FALSE | FALSE | FALSE | 450000 | 70 | [5 empty] | Non Federally-Regulated | 2006-09-18 |  | 2019-12-05
Modine | Airedale | RVM100BH0473 | Non Patio Heater | LPG | Induced Draft | FALSE | TRUE | 1 | None | Non-Condensing | Single-Stage | Low | TRUE | FALSE | FALSE | FALSE | 400000 | 70 | [5 empty] | Non Federally-Regulated | 2006-09-18 |  | 2019-12-05
Modine | Airedale | RVM150DH0473 | Non Patio Heater | LPG | Induced Draft | FALSE | TRUE | 1 | None | Non-Condensing | Single-Stage | Low | TRUE | FALSE | FALSE | FALSE | 600000 | 70 | [5 empty] | Non Federally-Regulated | 2006-09-18 |  | 2019-12-05
Modine | Modine | MV125H7455 | Non Patio Heater | LPG | Induced Draft | FALSE | TRUE | 1 | None | Non-Condensing | Single-Stage | Low | TRUE | FALSE | FALSE | FALSE | 125000 | 70 | [5 empty] | Non Federally-Regulated | 2003-01-23 |  | 2019-12-05
Modine | Modine | MT30G 97 | Non Patio Heater | LPG | Luminous | FALSE | FALSE | 1 | None | Non-Condensing | Single-Stage | High | FALSE | FALSE | FALSE | TRUE | 30000 | 70 |  | 0.35 |  |  |  | Non Federally-Regulated | 2003-01-23 |  | 2019-12-05
Modine | Modine | MV150H7445 | Non Patio Heater | LPG | Induced Draft | FALSE | TRUE | 1 | None | Non-Condensing | Single-Stage | Low | TRUE | FALSE | FALSE | FALSE | 150000 | 70 | [5 empty] | Non Federally-Regulated | 2003-01-23 |  | 2019-12-05
Modine | Modine | MV150H7450 | Non Patio Heater | LPG | Induced Draft | FALSE | TRUE | 1 | None | Non-Condensing | Single-Stage | Low | TRUE | FALSE | FALSE | FALSE | 150000 | 70 | [5 empty] | Non Federally-Regulated | 2003-01-23 |  | 2019-12-05
Modine | Modine | TLP150H7470 | Non Patio Heater | LPG | Power | FALSE | TRUE | 1 | None | Non-Condensing | Single-Stage | Low | TRUE | FALSE | FALSE | FALSE | 150000 | 70 | [5 empty] | Non Federally-Regulated | 2003-01-23 |  | 2019-12-05
Modine | Modine | MVM150AH0273 | Non Patio Heater | LPG | Induced Draft | FALSE | TRUE | 1 | None | Non-Condensing | Single-Stage | Low | TRUE | FALSE | FALSE | FALSE | 300000 | 70 | [5 empty] | Non Federally-Regulated | 2003-01-23 |  | 2019-12-05
Modine | Airedale | RLP150H7450 | Non Patio Heater | LPG | Power | FALSE | TRUE | 1 | None | Non-Condensing | Single-Stage | Low | TRUE | FALSE | FALSE | FALSE | 150000 | 70 | [5 empty] | Non Federally-Regulated | 2006-09-18 |  | 2019-12-05
Modine | Airedale | RVM75BH0473 | Non Patio Heater | LPG | Induced Draft | FALSE | TRUE | 1 | None | Non-Condensing | Single-Stage | Low | TRUE | FALSE | FALSE | FALSE | 300000 | 70 | [5 empty] | Non Federally-Regulated | 2006-09-18 |  | 2019-12-05
Modine | Modine | TLP75H7430 | Non Patio Heater | LPG | Power | FALSE | TRUE | 1 | None | Non-Condensing | Single-Stage | Low | TRUE | FALSE | FALSE | FALSE | 75000 | 70 | [5 empty] | Non Federally-Regulated | 2003-01-23 |  | 2019-12-05
Modine | Airedale | RV125H7440 | Non Patio Heater | LPG | Induced Draft | FALSE | TRUE | 1 | None | Non-Condensing | Single-Stage | Low | TRUE | FALSE | FALSE | FALSE | 125000 | 70 | [5 empty] | Non Federally-Regulated | 2006-09-18 |  | 2019-12-05
Modine | Airedale | RVM150AH0335 | Non Patio Heater | Natural Gas | Induced Draft | FALSE | TRUE | 1 | None | Non-Condensing | Single-Stage | Low | TRUE | FALSE | FALSE | FALSE | 450000 | 70 | [5 empty] | Non Federally-Regulated | 2006-09-18 |  | 2019-12-05
Modine | Airedale | RT56G 48 | Non Patio Heater | Natural Gas | Luminous | FALSE | FALSE | 1 | None | Non-Condensing | Single-Stage | High | FALSE | FALSE | FALSE | TRUE | 55000 | 70 |  | 0.35 |  |  |  | Non Federally-Regulated | 2006-09-18 |  | 2019-12-05
Modine | Airedale | RLP100H3440 | Non Patio Heater | Natural Gas | Power | FALSE | TRUE | 1 | None | Non-Condensing | Single-Stage | Low | TRUE | FALSE | FALSE | FALSE | 100000 | 70 | [5 empty] | Non Federally-Regulated | 2006-09-18 |  | 2019-12-05
Modine | Airedale | RT28C 27 | Non Patio Heater | Natural Gas | Luminous | TRUE | FALSE | 1 | None | Non-Condensing | Single-Stage | High | FALSE | FALSE | FALSE | TRUE | 30000 | 70 |  | 0.35 |  |  |  | Non Federally-Regulated | 2006-09-18 |  | 2019-12-05
Modine | Modine | MV75H3445 | Non Patio Heater | Natural Gas | Induced Draft | FALSE | TRUE | 1 | None | Non-Condensing | Single-Stage | Low | TRUE | FALSE | FALSE | FALSE | 75000 | 70 | [5 empty] | Non Federally-Regulated | 2003-01-23 |  | 2019-12-05
Modine | Airedale | RT112G 48 | Non Patio Heater | Natural Gas | Luminous | FALSE | FALSE | 1 | None | Non-Condensing | Single-Stage | High | FALSE | FALSE | FALSE | TRUE | 110000 | 70 |  | 0.35 |  |  |  | Non Federally-Regulated | 2006-09-18 |  | 2019-12-05
Modine | Modine | MT66G 08 | Non Patio Heater | Natural Gas | Luminous | FALSE | FALSE | 1 | None | Non-Condensing | Single-Stage | High | FALSE | FALSE | FALSE | TRUE | 67000 | 70 |  | 0.35 |  |  |  | Non Federally-Regulated | 2003-01-23 |  | 2019-12-05
Modine | Airedale | RT132G 04 | Non Patio Heater | Natural Gas | Luminous | FALSE | FALSE | 1 | None | Non-Condensing | Single-Stage | High | FALSE | FALSE | FALSE | TRUE | 132000 | 70 |  | 0.35 |  |  |  | Non Federally-Regulated | 2006-09-18 |  | 2019-12-05
Modine | Airedale | RT120G 04 | Non Patio Heater | Natural Gas | Luminous | FALSE | FALSE | 1 | None | Non-Condensing | Single-Stage | High | FALSE | FALSE | FALSE | TRUE | 120000 | 70 |  | 0.35 |  |  |  | Non Federally-Regulated | 2006-09-18 |  | 2019-12-05
Modine | Modine | MVM75BH0435 | Non Patio Heater | Natural Gas | Induced Draft | FALSE | TRUE | 1 | None | Non-Condensing | Single-Stage | Low | TRUE | FALSE | FALSE | FALSE | 300000 | 70 | [5 empty] | Non Federally-Regulated | 2003-01-23 |  | 2019-12-05
Modine | Airedale | RT28G 04 | Non Patio Heater | Natural Gas | Luminous | FALSE | FALSE | 1 | None | Non-Condensing | Single-Stage | High | FALSE | FALSE | FALSE | TRUE | 30000 | 70 |  | 0.35 |  |  |  | Non Federally-Regulated | 2006-09-18 |  | 2019-12-05
Modine | Airedale | RV100H3450 | Non Patio Heater | Natural Gas | Induced Draft | FALSE | TRUE | 1 | None | Non-Condensing | Single-Stage | Low | TRUE | FALSE | FALSE | FALSE | 100000 | 70 | [5 empty] | Non Federally-Regulated | 2006-09-18 |  | 2019-12-05
Modine | Modine | MT33C 27 | Non Patio Heater | Natural Gas | Luminous | TRUE | FALSE | 1 | None | Non-Condensing | Single-Stage | High | FALSE | FALSE | FALSE | TRUE | 33000 | 70 |  | 0.35 |  |  |  | Non Federally-Regulated | 2003-01-23 |  | 2019-12-05
Modine | Modine | MT56C 27 | Non Patio Heater | Natural Gas | Luminous | TRUE | FALSE | 1 | None | Non-Condensing | Single-Stage | High | FALSE | FALSE | FALSE | TRUE | 55000 | 70 |  | 0.35 |  |  |  | Non Federally-Regulated | 2003-01-23 |  | 2019-12-05
Modine | Airedale | RVM75CH0335 | Non Patio Heater | Natural Gas | Induced Draft | FALSE | TRUE | 1 | None | Non-Condensing | Single-Stage | Low | TRUE | FALSE | FALSE | FALSE | 225000 | 70 | [5 empty] | Non Federally-Regulated | 2006-09-18 |  | 2019-12-05
Modine | Airedale | RT30G 48 | Non Patio Heater | Natural Gas | Luminous | FALSE | FALSE | 1 | None | Non-Condensing | Single-Stage | High | FALSE | FALSE | FALSE | TRUE | 30000 | 70 |  | 0.35 |  |  |  | Non Federally-Regulated | 2006-09-18 |  | 2019-12-05
Modine | Modine | MT30C 27 | Non Patio Heater | Natural Gas | Luminous | TRUE | FALSE | 1 | None | Non-Condensing | Single-Stage | High | FALSE | FALSE | FALSE | TRUE | 30000 | 70 |  | 0.35 |  |  |  | Non Federally-Regulated | 2003-01-23 |  | 2019-12-05
Modine | Modine | TLP150H3460 | Non Patio Heater | Natural Gas | Power | FALSE | TRUE | 1 | None | Non-Condensing | Single-Stage | Low | TRUE | FALSE | FALSE | FALSE | 150000 | 70 | [5 empty] | Non Federally-Regulated | 2003-01-23 |  | 2019-12-05
Modine | Modine | MVM150BH0235 | Non Patio Heater | Natural Gas | Induced Draft | FALSE | TRUE | 1 | None | Non-Condensing | Single-Stage | Low | TRUE | FALSE | FALSE | FALSE | 300000 | 70 | [5 empty] | Non Federally-Regulated | 2003-01-23 |  | 2019-12-05
Modine | Airedale | RT99G 47 | Non Patio Heater | Natural Gas | Luminous | FALSE | FALSE | 1 | None | Non-Condensing | Single-Stage | High | FALSE | FALSE | FALSE | TRUE | 100500 | 70 |  | 0.35 |  |  |  | Non Federally-Regulated | 2006-09-18 |  | 2019-12-05
Modine | Modine | TLP75H3440 | Non Patio Heater | Natural Gas | Power | FALSE | TRUE | 1 | None | Non-Condensing | Single-Stage | Low | TRUE | FALSE | FALSE | FALSE | 75000 | 70 | [5 empty] | Non Federally-Regulated | 2003-01-23 |  | 2019-12-05
Modine | Airedale | RVM75DH0235 | Non Patio Heater | Natural Gas | Induced Draft | FALSE | TRUE | 1 | None | Non-Condensing | Single-Stage | Low | TRUE | FALSE | FALSE | FALSE | 150000 | 70 | [5 empty] | Non Federally-Regulated | 2006-09-18 |  | 2019-12-05
Modine | Airedale | RT132G 48 | Non Patio Heater | Natural Gas | Luminous | FALSE | FALSE | 1 | None | Non-Condensing | Single-Stage | High | FALSE | FALSE | FALSE | TRUE | 132000 | 70 |  | 0.35 |  |  |  | Non Federally-Regulated | 2006-09-18 |  | 2019-12-05
Modine | Modine | MT112G 04 | Non Patio Heater | Natural Gas | Luminous | FALSE | FALSE | 1 | None | Non-Condensing | Single-Stage | High | FALSE | FALSE | FALSE | TRUE | 110000 | 70 |  | 0.35 |  |  |  | Non Federally-Regulated | 2003-01-23 |  | 2019-12-05
Modine | Modine | MVM150AH0235 | Non Patio Heater | Natural Gas | Induced Draft | FALSE | TRUE | 1 | None | Non-Condensing | Single-Stage | Low | TRUE | FALSE | FALSE | FALSE | 300000 | 70 | [5 empty] | Non Federally-Regulated | 2003-01-23 |  | 2019-12-05
Modine | Airedale | RLP85H3450 | Non Patio Heater | Natural Gas | Power | FALSE | TRUE | 1 | None | Non-Condensing | Single-Stage | Low | TRUE | FALSE | FALSE | FALSE | 85000 | 70 | [5 empty] | Non Federally-Regulated | 2006-09-18 |  | 2019-12-05
Modine | Modine | MV150H3460 | Non Patio Heater | Natural Gas | Induced Draft | FALSE | TRUE | 1 | None | Non-Condensing | Single-Stage | Low | TRUE | FALSE | FALSE | FALSE | 150000 | 70 | [5 empty] | Non Federally-Regulated | 2003-01-23 |  | 2019-12-05
Modine | Airedale | RV75H3430 | Non Patio Heater | Natural Gas | Induced Draft | FALSE | TRUE | 1 | None | Non-Condensing | Single-Stage | Low | TRUE | FALSE | FALSE | FALSE | 75000 | 70 | [5 empty] | Non Federally-Regulated | 2006-09-18 |  | 2019-12-05
Modine | Modine | MVM100BH0435 | Non Patio Heater | Natural Gas | Induced Draft | FALSE | TRUE | 1 | None | Non-Condensing | Single-Stage | Low | TRUE | FALSE | FALSE | FALSE | 400000 | 70 | [5 empty] | Non Federally-Regulated | 2003-01-23 |  | 2019-12-05
Modine | Airedale | RLP125H3450 | Non Patio Heater | Natural Gas | Power | FALSE | TRUE | 1 | None | Non-Condensing | Single-Stage | Low | TRUE | FALSE | FALSE | FALSE | 125000 | 70 | [5 empty] | Non Federally-Regulated | 2006-09-18 |  | 2019-12-05
Modine | Airedale | RV75H3445 | Non Patio Heater | Natural Gas | Induced Draft | FALSE | TRUE | 1 | None | Non-Condensing | Single-Stage | Low | TRUE | FALSE | FALSE | FALSE | 75000 | 70 | [5 empty] | Non Federally-Regulated | 2006-09-18 |  | 2019-12-05
Modine | Modine | MT33G 48 | Non Patio Heater | Natural Gas | Luminous | FALSE | FALSE | 1 | None | Non-Condensing | Single-Stage | High | FALSE | FALSE | FALSE | TRUE | 33000 | 70 |  | 0.35 |  |  |  | Non Federally-Regulated | 2003-01-23 |  | 2019-12-05
Modine | Airedale | RV75H3450 | Non Patio Heater | Natural Gas | Induced Draft | FALSE | TRUE | 1 | None | Non-Condensing | Single-Stage | Low | TRUE | FALSE | FALSE | FALSE | 75000 | 70 | [5 empty] | Non Federally-Regulated | 2006-09-18 |  | 2019-12-05
Modine | Modine | TLP60H3420 | Non Patio Heater | Natural Gas | Power | FALSE | TRUE | 1 | None | Non-Condensing | Single-Stage | Low | TRUE | FALSE | FALSE | FALSE | 60000 | 70 | [5 empty] | Non Federally-Regulated | 2003-01-23 |  | 2019-12-05
Modine | Airedale | RVM75AH0335 | Non Patio Heater | Natural Gas | Induced Draft | FALSE | TRUE | 1 | None | Non-Condensing | Single-Stage | Low | TRUE | FALSE | FALSE | FALSE | 225000 | 70 | [5 empty] | Non Federally-Regulated | 2006-09-18 |  | 2019-12-05
Modine | Modine | MT99C 27 | Non Patio Heater | Natural Gas | Luminous | TRUE | FALSE | 1 | None | Non-Condensing | Single-Stage | High | FALSE | FALSE | FALSE | TRUE | 100500 | 70 |  | 0.35 |  |  |  | Non Federally-Regulated | 2003-01-23 |  | 2019-12-05
Modine | Modine | MV75H3435 | Non Patio Heater | Natural Gas | Induced Draft | FALSE | TRUE | 1 | None | Non-Condensing | Single-Stage | Low | TRUE | FALSE | FALSE | FALSE | 75000 | 70 | [5 empty] | Non Federally-Regulated | 2003-01-23 |  | 2019-12-05
Modine | Airedale | RT28G 47 | Non Patio Heater | Natural Gas | Luminous | FALSE | FALSE | 1 | None | Non-Condensing | Single-Stage | High | FALSE | FALSE | FALSE | TRUE | 30000 | 70 |  | 0.35 |  |  |  | Non Federally-Regulated | 2006-09-18 |  | 2019-12-05
Modine | Modine | MVM75CH0335 | Non Patio Heater | Natural Gas | Induced Draft | FALSE | TRUE | 1 | None | Non-Condensing | Single-Stage | Low | TRUE | FALSE | FALSE | FALSE | 225000 | 70 | [5 empty] | Non Federally-Regulated | 2003-01-23 |  | 2019-12-05
Modine | Modine | MT90G 47 | Non Patio Heater | Natural Gas | Luminous | FALSE | FALSE | 1 | None | Non-Condensing | Single-Stage | High | FALSE | FALSE | FALSE | TRUE | 90000 | 70 |  | 0.35 |  |  |  | Non Federally-Regulated | 2003-01-23 |  | 2019-12-05
Modine | Modine | MT120G 08 | Non Patio Heater | Natural Gas | Luminous | FALSE | FALSE | 1 | None | Non-Condensing | Single-Stage | High | FALSE | FALSE | FALSE | TRUE | 120000 | 70 |  | 0.35 |  |  |  | Non Federally-Regulated | 2003-01-23 |  | 2019-12-05
Modine | Airedale | RT33G 48 | Non Patio Heater | Natural Gas | Luminous | FALSE | FALSE | 1 | None | Non-Condensing | Single-Stage | High | FALSE | FALSE | FALSE | TRUE | 33000 | 70 |  | 0.35 |  |  |  | Non Federally-Regulated | 2006-09-18 |  | 2019-12-05
Modine | Modine | MT84G 47 | Non Patio Heater | Natural Gas | Luminous | FALSE | FALSE | 1 | None | Non-Condensing | Single-Stage | High | FALSE | FALSE | FALSE | TRUE | 82500 | 70 |  | 0.35 |  |  |  | Non Federally-Regulated | 2003-01-23 |  | 2019-12-05
Modine | Modine | MVM125BH0235 | Non Patio Heater | Natural Gas | Induced Draft | FALSE | TRUE | 1 | None | Non-Condensing | Single-Stage | Low | TRUE | FALSE | FALSE | FALSE | 250000 | 70 | [5 empty] | Non Federally-Regulated | 2003-01-23 |  | 2019-12-05
Modine | Modine | MVM75CH0435 | Non Patio Heater | Natural Gas | Induced Draft | FALSE | TRUE | 1 | None | Non-Condensing | Single-Stage | Low | TRUE | FALSE | FALSE | FALSE | 300000 | 70 | [5 empty] | Non Federally-Regulated | 2003-01-23 |  | 2019-12-05
Modine | Modine | MT33G 47 | Non Patio Heater | Natural Gas | Luminous | FALSE | FALSE | 1 | None | Non-Condensing | Single-Stage | High | FALSE | FALSE | FALSE | TRUE | 33000 | 70 |  | 0.35 |  |  |  | Non Federally-Regulated | 2003-01-23 |  | 2019-12-05
Modine | Airedale | RT56C 27 | Non Patio Heater | Natural Gas | Luminous | TRUE | FALSE | 1 | None | Non-Condensing | Single-Stage | High | FALSE | FALSE | FALSE | TRUE | 55000 | 70 |  | 0.35 |  |  |  | Non Federally-Regulated | 2006-09-18 |  | 2019-12-05
Modine | Airedale | RT120C 27 | Non Patio Heater | Natural Gas | Luminous | TRUE | FALSE | 1 | None | Non-Condensing | Single-Stage | High | FALSE | FALSE | FALSE | TRUE | 120000 | 70 |  | 0.35 |  |  |  | Non Federally-Regulated | 2006-09-18 |  | 2019-12-05
Modine | Airedale | RT33G 04 | Non Patio Heater | Natural Gas | Luminous | FALSE | FALSE | 1 | None | Non-Condensing | Single-Stage | High | FALSE | FALSE | FALSE | TRUE | 33000 | 70 |  | 0.35 |  |  |  | Non Federally-Regulated | 2006-09-18 |  | 2019-12-05
Modine | Modine | MVM75AH0435 | Non Patio Heater | Natural Gas | Induced Draft | FALSE | TRUE | 1 | None | Non-Condensing | Single-Stage | Low | TRUE | FALSE | FALSE | FALSE | 300000 | 70 | [5 empty] | Non Federally-Regulated | 2003-01-23 |  | 2019-12-05
Modine | Modine | MV75H3450 | Non Patio Heater | Natural Gas | Induced Draft | FALSE | TRUE | 1 | None | Non-Condensing | Single-Stage | Low | TRUE | FALSE | FALSE | FALSE | 75000 | 70 | [5 empty] | Non Federally-Regulated | 2003-01-23 |  | 2019-12-05
Modine | Airedale | RT60G 47 | Non Patio Heater | Natural Gas | Luminous | FALSE | FALSE | 1 | None | Non-Condensing | Single-Stage | High | FALSE | FALSE | FALSE | TRUE | 60000 | 70 |  | 0.35 |  |  |  | Non Federally-Regulated | 2006-09-18 |  | 2019-12-05
Modine | Modine | MV125H3460 | Non Patio Heater | Natural Gas | Induced Draft | FALSE | TRUE | 1 | None | Non-Condensing | Single-Stage | Low | TRUE | FALSE | FALSE | FALSE | 125000 | 70 | [5 empty] | Non Federally-Regulated | 2003-01-23 |  | 2019-12-05
Modine | Airedale | RVM75DH0435 | Non Patio Heater | Natural Gas | Induced Draft | FALSE | TRUE | 1 | None | Non-Condensing | Single-Stage | Low | TRUE | FALSE | FALSE | FALSE | 300000 | 70 | [5 empty] | Non Federally-Regulated | 2006-09-18 |  | 2019-12-05
Modine | Airedale | RT56G 47 | Non Patio Heater | Natural Gas | Luminous | FALSE | FALSE | 1 | None | Non-Condensing | Single-Stage | High | FALSE | FALSE | FALSE | TRUE | 55000 | 70 |  | 0.35 |  |  |  | Non Federally-Regulated | 2006-09-18 |  | 2019-12-05
Modine | Modine | MVM75BH0235 | Non Patio Heater | Natural Gas | Induced Draft | FALSE | TRUE | 1 | None | Non-Condensing | Single-Stage | Low | TRUE | FALSE | FALSE | FALSE | 150000 | 70 | [5 empty] | Non Federally-Regulated | 2003-01-23 |  | 2019-12-05
Modine | Modine | MVM100DH0235 | Non Patio Heater | Natural Gas | Induced Draft | FALSE | TRUE | 1 | None | Non-Condensing | Single-Stage | Low | TRUE | FALSE | FALSE | FALSE | 200000 | 70 | [5 empty] | Non Federally-Regulated | 2003-01-23 |  | 2019-12-05
Modine | Modine | MV125H3450 | Non Patio Heater | Natural Gas | Induced Draft | FALSE | TRUE | 1 | None | Non-Condensing | Single-Stage | Low | TRUE | FALSE | FALSE | FALSE | 125000 | 70 | [5 empty] | Non Federally-Regulated | 2003-01-23 |  | 2019-12-05
Modine | Modine | MV75H3420 | Non Patio Heater | Natural Gas | Induced Draft | FALSE | TRUE | 1 | None | Non-Condensing | Single-Stage | Low | TRUE | FALSE | FALSE | FALSE | 75000 | 70 | [5 empty] | Non Federally-Regulated | 2003-01-23 |  | 2019-12-05
Modine | Airedale | RT84G 04 | Non Patio Heater | Natural Gas | Luminous | FALSE | FALSE | 1 | None | Non-Condensing | Single-Stage | High | FALSE | FALSE | FALSE | TRUE | 82500 | 70 |  | 0.35 |  |  |  | Non Federally-Regulated | 2006-09-18 |  | 2019-12-05
Modine | Modine | TLP85H3450 | Non Patio Heater | Natural Gas | Power | FALSE | TRUE | 1 | None | Non-Condensing | Single-Stage | Low | TRUE | FALSE | FALSE | FALSE | 85000 | 70 | [5 empty] | Non Federally-Regulated | 2003-01-23 |  | 2019-12-05
Modine | Airedale | RT33G 08 | Non Patio Heater | Natural Gas | Luminous | FALSE | FALSE | 1 | None | Non-Condensing | Single-Stage | High | FALSE | FALSE | FALSE | TRUE | 33000 | 70 |  | 0.35 |  |  |  | Non Federally-Regulated | 2006-09-18 |  | 2019-12-05
Modine | Modine | MVM125AH0435 | Non Patio Heater | Natural Gas | Induced Draft | FALSE | TRUE | 1 | None | Non-Condensing | Single-Stage | Low | TRUE | FALSE | FALSE | FALSE | 500000 | 70 | [5 empty] | Non Federally-Regulated | 2003-01-23 |  | 2019-12-05
Modine | Modine | MT132G 04 | Non Patio Heater | Natural Gas | Luminous | FALSE | FALSE | 1 | None | Non-Condensing | Single-Stage | High | FALSE | FALSE | FALSE | TRUE | 132000 | 70 |  | 0.35 |  |  |  | Non Federally-Regulated | 2003-01-23 |  | 2019-12-05
Modine | Airedale | RVM100AH0435 | Non Patio Heater | Natural Gas | Induced Draft | FALSE | TRUE | 1 | None | Non-Condensing | Single-Stage | Low | TRUE | FALSE | FALSE | FALSE | 400000 | 70 | [5 empty] | Non Federally-Regulated | 2006-09-18 |  | 2019-12-05
Modine | Modine | MT120C 27 | Non Patio Heater | Natural Gas | Luminous | TRUE | FALSE | 1 | None | Non-Condensing | Single-Stage | High | FALSE | FALSE | FALSE | TRUE | 120000 | 70 |  | 0.35 |  |  |  | Non Federally-Regulated | 2003-01-23 |  | 2019-12-05
Modine | Airedale | RLP150H3460 | Non Patio Heater | Natural Gas | Power | FALSE | TRUE | 1 | None | Non-Condensing | Single-Stage | Low | TRUE | FALSE | FALSE | FALSE | 150000 | 70 | [5 empty] | Non Federally-Regulated | 2006-09-18 |  | 2019-12-05
Modine | Modine | TLP85H3430 | Non Patio Heater | Natural Gas | Power | FALSE | TRUE | 1 | None | Non-Condensing | Single-Stage | Low | TRUE | FALSE | FALSE | FALSE | 85000 | 70 | [5 empty] | Non Federally-Regulated | 2003-01-23 |  | 2019-12-05
Modine | Modine | TLP100H3430 | Non Patio Heater | Natural Gas | Power | FALSE | TRUE | 1 | None | Non-Condensing | Single-Stage | Low | TRUE | FALSE | FALSE | FALSE | 100000 | 70 | [5 empty] | Non Federally-Regulated | 2003-01-23 |  | 2019-12-05
Modine | Modine | MV125H3440 | Non Patio Heater | Natural Gas | Induced Draft | FALSE | TRUE | 1 | None | Non-Condensing | Single-Stage | Low | TRUE | FALSE | FALSE | FALSE | 125000 | 70 | [5 empty] | Non Federally-Regulated | 2003-01-23 |  | 2019-12-05
Modine | Modine | MT132G 47 | Non Patio Heater | Natural Gas | Luminous | FALSE | FALSE | 1 | None | Non-Condensing | Single-Stage | High | FALSE | FALSE | FALSE | TRUE | 132000 | 70 |  | 0.35 |  |  |  | Non Federally-Regulated | 2003-01-23 |  | 2019-12-05
Modine | Airedale | RV150H3455 | Non Patio Heater | Natural Gas | Induced Draft | FALSE | TRUE | 1 | None | Non-Condensing | Single-Stage | Low | TRUE | FALSE | FALSE | FALSE | 150000 | 70 | [5 empty] | Non Federally-Regulated | 2006-09-18 |  | 2019-12-05
Modine | Airedale | RT60C 27 | Non Patio Heater | Natural Gas | Luminous | TRUE | FALSE | 1 | None | Non-Condensing | Single-Stage | High | FALSE | FALSE | FALSE | TRUE | 60000 | 70 |  | 0.35 |  |  |  | Non Federally-Regulated | 2006-09-18 |  | 2019-12-05
Modine | Airedale | RVM125CH0335 | Non Patio Heater | Natural Gas | Induced Draft | FALSE | TRUE | 1 | None | Non-Condensing | Single-Stage | Low | TRUE | FALSE | FALSE | FALSE | 375000 | 70 | [5 empty] | Non Federally-Regulated | 2006-09-18 |  | 2019-12-05
Modine | Modine | MVM150DH0435 | Non Patio Heater | Natural Gas | Induced Draft | FALSE | TRUE | 1 | None | Non-Condensing | Single-Stage | Low | TRUE | FALSE | FALSE | FALSE | 600000 | 70 | [5 empty] | Non Federally-Regulated | 2003-01-23 |  | 2019-12-05
Modine | Airedale | RT99C 27 | Non Patio Heater | Natural Gas | Luminous | TRUE | FALSE | 1 | None | Non-Condensing | Single-Stage | High | FALSE | FALSE | FALSE | TRUE | 100500 | 70 |  | 0.35 |  |  |  | Non Federally-Regulated | 2006-09-18 |  | 2019-12-05
Modine | Modine | MT120G 48 | Non Patio Heater | Natural Gas | Luminous | FALSE | FALSE | 1 | None | Non-Condensing | Single-Stage | High | FALSE | FALSE | FALSE | TRUE | 120000 | 70 |  | 0.35 |  |  |  | Non Federally-Regulated | 2003-01-23 |  | 2019-12-05
Modine | Airedale | RLP60H3430 | Non Patio Heater | Natural Gas | Power | FALSE | TRUE | 1 | None | Non-Condensing | Single-Stage | Low | TRUE | FALSE | FALSE | FALSE | 60000 | 70 | [5 empty] | Non Federally-Regulated | 2006-09-18 |  | 2019-12-05
Modine | Modine | MT28C 27 | Non Patio Heater | Natural Gas | Luminous | TRUE | FALSE | 1 | None | Non-Condensing | Single-Stage | High | FALSE | FALSE | FALSE | TRUE | 30000 | 70 |  | 0.35 |  |  |  | Non Federally-Regulated | 2003-01-23 |  | 2019-12-05
Modine | Airedale | RLP75H3450 | Non Patio Heater | Natural Gas | Power | FALSE | TRUE | 1 | None | Non-Condensing | Single-Stage | Low | TRUE | FALSE | FALSE | FALSE | 75000 | 70 | [5 empty] | Non Federally-Regulated | 2006-09-18 |  | 2019-12-05
Modine | Airedale | RVM150DH0235 | Non Patio Heater | Natural Gas | Induced Draft | FALSE | TRUE | 1 | None | Non-Condensing | Single-Stage | Low | TRUE | FALSE | FALSE | FALSE | 300000 | 70 | [5 empty] | Non Federally-Regulated | 2006-09-18 |  | 2019-12-05
Modine | Modine | TLP125H3460 | Non Patio Heater | Natural Gas | Power | FALSE | TRUE | 1 | None | Non-Condensing | Single-Stage | Low | TRUE | FALSE | FALSE | FALSE | 125000 | 70 | [5 empty] | Non Federally-Regulated | 2003-01-23 |  | 2019-12-05
Modine | Modine | MT28G 47 | Non Patio Heater | Natural Gas | Luminous | FALSE | FALSE | 1 | None | Non-Condensing | Single-Stage | High | FALSE | FALSE | FALSE | TRUE | 30000 | 70 |  | 0.35 |  |  |  | Non Federally-Regulated | 2003-01-23 |  | 2019-12-05
Modine | Airedale | RVM100AH0235 | Non Patio Heater | Natural Gas | Induced Draft | FALSE | TRUE | 1 | None | Non-Condensing | Single-Stage | Low | TRUE | FALSE | FALSE | FALSE | 200000 | 70 | [5 empty] | Non Federally-Regulated | 2006-09-18 |  | 2019-12-05
Modine | Airedale | RVM100DH0335 | Non Patio Heater | Natural Gas | Induced Draft | FALSE | TRUE | 1 | None | Non-Condensing | Single-Stage | Low | TRUE | FALSE | FALSE | FALSE | 300000 | 70 | [5 empty] | Non Federally-Regulated | 2006-09-18 |  | 2019-12-05
Modine | Modine | MVM75AH0335 | Non Patio Heater | Natural Gas | Induced Draft | FALSE | TRUE | 1 | None | Non-Condensing | Single-Stage | Low | TRUE | FALSE | FALSE | FALSE | 225000 | 70 | [5 empty] | Non Federally-Regulated | 2003-01-23 |  | 2019-12-05
Modine | Modine | MT66G 48 | Non Patio Heater | Natural Gas | Luminous | FALSE | FALSE | 1 | None | Non-Condensing | Single-Stage | High | FALSE | FALSE | FALSE | TRUE | 67000 | 70 |  | 0.35 |  |  |  | Non Federally-Regulated | 2003-01-23 |  | 2019-12-05
Modine | Airedale | RVM125AH0435 | Non Patio Heater | Natural Gas | Induced Draft | FALSE | TRUE | 1 | None | Non-Condensing | Single-Stage | Low | TRUE | FALSE | FALSE | FALSE | 500000 | 70 | [5 empty] | Non Federally-Regulated | 2006-09-18 |  | 2019-12-05
Modine | Modine | MT132G 08 | Non Patio Heater | Natural Gas | Luminous | FALSE | FALSE | 1 | None | Non-Condensing | Single-Stage | High | FALSE | FALSE | FALSE | TRUE | 132000 | 70 |  | 0.35 |  |  |  | Non Federally-Regulated | 2003-01-23 |  | 2019-12-05
Modine | Airedale | RVM125CH0235 | Non Patio Heater | Natural Gas | Induced Draft | FALSE | TRUE | 1 | None | Non-Condensing | Single-Stage | Low | TRUE | FALSE | FALSE | FALSE | 250000 | 70 | [5 empty] | Non Federally-Regulated | 2006-09-18 |  | 2019-12-05
Modine | Airedale | RT60G 08 | Non Patio Heater | Natural Gas | Luminous | FALSE | FALSE | 1 | None | Non-Condensing | Single-Stage | High | FALSE | FALSE | FALSE | TRUE | 60000 | 70 |  | 0.35 |  |  |  | Non Federally-Regulated | 2006-09-18 |  | 2019-12-05
Modine | Airedale | RT66G 08 | Non Patio Heater | Natural Gas | Luminous | FALSE | FALSE | 1 | None | Non-Condensing | Single-Stage | High | FALSE | FALSE | FALSE | TRUE | 67000 | 70 |  | 0.35 |  |  |  | Non Federally-Regulated | 2006-09-18 |  | 2019-12-05
Modine | Modine | TLP125H3450 | Non Patio Heater | Natural Gas | Power | FALSE | TRUE | 1 | None | Non-Condensing | Single-Stage | Low | TRUE | FALSE | FALSE | FALSE | 125000 | 70 | [5 empty] | Non Federally-Regulated | 2003-01-23 |  | 2019-12-05
Modine | Airedale | RV100H3430 | Non Patio Heater | Natural Gas | Induced Draft | FALSE | TRUE | 1 | None | Non-Condensing | Single-Stage | Low | TRUE | FALSE | FALSE | FALSE | 100000 | 70 | [5 empty] | Non Federally-Regulated | 2006-09-18 |  | 2019-12-05
Modine | Airedale | RLP75H3440 | Non Patio Heater | Natural Gas | Power | FALSE | TRUE | 1 | None | Non-Condensing | Single-Stage | Low | TRUE | FALSE | FALSE | FALSE | 75000 | 70 | [5 empty] | Non Federally-Regulated | 2006-09-18 |  | 2019-12-05
Modine | Modine | MT90C 27 | Non Patio Heater | Natural Gas | Luminous | TRUE | FALSE | 1 | None | Non-Condensing | Single-Stage | High | FALSE | FALSE | FALSE | TRUE | 90000 | 70 |  | 0.35 |  |  |  | Non Federally-Regulated | 2003-01-23 |  | 2019-12-05
Modine | Airedale | RVM100DH0435 | Non Patio Heater | Natural Gas | Induced Draft | FALSE | TRUE | 1 | None | Non-Condensing | Single-Stage | Low | TRUE | FALSE | FALSE | FALSE | 400000 | 70 | [5 empty] | Non Federally-Regulated | 2006-09-18 |  | 2019-12-05
Modine | Modine | MVM75BH0335 | Non Patio Heater | Natural Gas | Induced Draft | FALSE | TRUE | 1 | None | Non-Condensing | Single-Stage | Low | TRUE | FALSE | FALSE | FALSE | 225000 | 70 | [5 empty] | Non Federally-Regulated | 2003-01-23 |  | 2019-12-05
Modine | Airedale | RT90G 08 | Non Patio Heater | Natural Gas | Luminous | FALSE | FALSE | 1 | None | Non-Condensing | Single-Stage | High | FALSE | FALSE | FALSE | TRUE | 90000 | 70 |  | 0.35 |  |  |  | Non Federally-Regulated | 2006-09-18 |  | 2019-12-05
Modine | Modine | TLP75H3430 | Non Patio Heater | Natural Gas | Power | FALSE | TRUE | 1 | None | Non-Condensing | Single-Stage | Low | TRUE | FALSE | FALSE | FALSE | 75000 | 70 | [5 empty] | Non Federally-Regulated | 2003-01-23 |  | 2019-12-05
Modine | Airedale | RVM125AH0235 | Non Patio Heater | Natural Gas | Induced Draft | FALSE | TRUE | 1 | None | Non-Condensing | Single-Stage | Low | TRUE | FALSE | FALSE | FALSE | 250000 | 70 | [5 empty] | Non Federally-Regulated | 2006-09-18 |  | 2019-12-05
Modine | Modine | MT90G 08 | Non Patio Heater | Natural Gas | Luminous | FALSE | FALSE | 1 | None | Non-Condensing | Single-Stage | High | FALSE | FALSE | FALSE | TRUE | 90000 | 70 |  | 0.35 |  |  |  | Non Federally-Regulated | 2003-01-23 |  | 2019-12-05
Modine | Modine | TLP175H3460 | Non Patio Heater | Natural Gas | Power | FALSE | TRUE | 1 | None | Non-Condensing | Single-Stage | Low | TRUE | FALSE | FALSE | FALSE | 175000 | 70 | [5 empty] | Non Federally-Regulated | 2003-01-23 |  | 2019-12-05
Modine | Airedale | RV125H3440 | Non Patio Heater | Natural Gas | Induced Draft | FALSE | TRUE | 1 | None | Non-Condensing | Single-Stage | Low | TRUE | FALSE | FALSE | FALSE | 125000 | 70 | [5 empty] | Non Federally-Regulated | 2006-09-18 |  | 2019-12-05
Modine | Airedale | RT112G 47 | Non Patio Heater | Natural Gas | Luminous | FALSE | FALSE | 1 | None | Non-Condensing | Single-Stage | High | FALSE | FALSE | FALSE | TRUE | 110000 | 70 |  | 0.35 |  |  |  | Non Federally-Regulated | 2006-09-18 |  | 2019-12-05
Modine | Airedale | RT84G 08 | Non Patio Heater | Natural Gas | Luminous | FALSE | FALSE | 1 | None | Non-Condensing | Single-Stage | High | FALSE | FALSE | FALSE | TRUE | 82500 | 70 |  | 0.35 |  |  |  | Non Federally-Regulated | 2006-09-18 |  | 2019-12-05
Modine | Modine | TLP50H3420 | Non Patio Heater | Natural Gas | Power | FALSE | TRUE | 1 | None | Non-Condensing | Single-Stage | Low | TRUE | FALSE | FALSE | FALSE | 50000 | 70 | [5 empty] | Non Federally-Regulated | 2003-01-23 |  | 2019-12-05
Modine | Modine | TLP175H3450 | Non Patio Heater | Natural Gas | Power | FALSE | TRUE | 1 | None | Non-Condensing | Single-Stage | Low | TRUE | FALSE | FALSE | FALSE | 175000 | 70 | [5 empty] | Non Federally-Regulated | 2003-01-23 |  | 2019-12-05
Modine | Airedale | RVM100CH0235 | Non Patio Heater | Natural Gas | Induced Draft | FALSE | TRUE | 1 | None | Non-Condensing | Single-Stage | Low | TRUE | FALSE | FALSE | FALSE | 200000 | 70 | [5 empty] | Non Federally-Regulated | 2006-09-18 |  | 2019-12-05
Modine | Modine | MVM125DH0435 | Non Patio Heater | Natural Gas | Induced Draft | FALSE | TRUE | 1 | None | Non-Condensing | Single-Stage | Low | TRUE | FALSE | FALSE | FALSE | 500000 | 70 | [5 empty] | Non Federally-Regulated | 2003-01-23 |  | 2019-12-05
Modine | Modine | MT112G 08 | Non Patio Heater | Natural Gas | Luminous | FALSE | FALSE | 1 | None | Non-Condensing | Single-Stage | High | FALSE | FALSE | FALSE | TRUE | 110000 | 70 |  | 0.35 |  |  |  | Non Federally-Regulated | 2003-01-23 |  | 2019-12-05
Modine | Modine | MT56G 47 | Non Patio Heater | Natural Gas | Luminous | FALSE | FALSE | 1 | None | Non-Condensing | Single-Stage | High | FALSE | FALSE | FALSE | TRUE | 55000 | 70 |  | 0.35 |  |  |  | Non Federally-Regulated | 2003-01-23 |  | 2019-12-05
Modine | Airedale | RV125H3460 | Non Patio Heater | Natural Gas | Induced Draft | FALSE | TRUE | 1 | None | Non-Condensing | Single-Stage | Low | TRUE | FALSE | FALSE | FALSE | 125000 | 70 | [5 empty] | Non Federally-Regulated | 2006-09-18 |  | 2019-12-05
Modine | Modine | MT60G 08 | Non Patio Heater | Natural Gas | Luminous | FALSE | FALSE | 1 | None | Non-Condensing | Single-Stage | High | FALSE | FALSE | FALSE | TRUE | 60000 | 70 |  | 0.35 |  |  |  | Non Federally-Regulated | 2003-01-23 |  | 2019-12-05
Modine | Modine | MT99G 47 | Non Patio Heater | Natural Gas | Luminous | FALSE | FALSE | 1 | None | Non-Condensing | Single-Stage | High | FALSE | FALSE | FALSE | TRUE | 100500 | 70 |  | 0.35 |  |  |  | Non Federally-Regulated | 2003-01-23 |  | 2019-12-05
Modine | Airedale | RVM75AH0235 | Non Patio Heater | Natural Gas | Induced Draft | FALSE | TRUE | 1 | None | Non-Condensing | Single-Stage | Low | TRUE | FALSE | FALSE | FALSE | 150000 | 70 | [5 empty] | Non Federally-Regulated | 2006-09-18 |  | 2019-12-05
Modine | Airedale | RLP75H3430 | Non Patio Heater | Natural Gas | Power | FALSE | TRUE | 1 | None | Non-Condensing | Single-Stage | Low | TRUE | FALSE | FALSE | FALSE | 75000 | 70 | [5 empty] | Non Federally-Regulated | 2006-09-18 |  | 2019-12-05
Modine | Modine | MVM150AH0435 | Non Patio Heater | Natural Gas | Induced Draft | FALSE | TRUE | 1 | None | Non-Condensing | Single-Stage | Low | TRUE | FALSE | FALSE | FALSE | 600000 | 70 | [5 empty] | Non Federally-Regulated | 2003-01-23 |  | 2019-12-05
Modine | Modine | TLP100H3440 | Non Patio Heater | Natural Gas | Power | FALSE | TRUE | 1 | None | Non-Condensing | Single-Stage | Low | TRUE | FALSE | FALSE | FALSE | 100000 | 70 | [5 empty] | Non Federally-Regulated | 2003-01-23 |  | 2019-12-05
Modine | Airedale | RLP200H3460 | Non Patio Heater | Natural Gas | Power | FALSE | TRUE | 1 | None | Non-Condensing | Single-Stage | Low | TRUE | FALSE | FALSE | FALSE | 200000 | 70 | [5 empty] | Non Federally-Regulated | 2006-09-18 |  | 2019-12-05
Modine | Airedale | RT84C 27 | Non Patio Heater | Natural Gas | Luminous | TRUE | FALSE | 1 | None | Non-Condensing | Single-Stage | High | FALSE | FALSE | FALSE | TRUE | 82500 | 70 |  | 0.35 |  |  |  | Non Federally-Regulated | 2006-09-18 |  | 2019-12-05
Modine | Modine | MV150H3445 | Non Patio Heater | Natural Gas | Induced Draft | FALSE | TRUE | 1 | None | Non-Condensing | Single-Stage | Low | TRUE | FALSE | FALSE | FALSE | 150000 | 70 | [5 empty] | Non Federally-Regulated | 2003-01-23 |  | 2019-12-05
Modine | Airedale | RV100H3440 | Non Patio Heater | Natural Gas | Induced Draft | FALSE | TRUE | 1 | None | Non-Condensing | Single-Stage | Low | TRUE | FALSE | FALSE | FALSE | 100000 | 70 | [5 empty] | Non Federally-Regulated | 2006-09-18 |  | 2019-12-05
Modine | Airedale | RT28G 08 | Non Patio Heater | Natural Gas | Luminous | FALSE | FALSE | 1 | None | Non-Condensing | Single-Stage | High | FALSE | FALSE | FALSE | TRUE | 30000 | 70 |  | 0.35 |  |  |  | Non Federally-Regulated | 2006-09-18 |  | 2019-12-05
Modine | Airedale | RV150H3445 | Non Patio Heater | Natural Gas | Induced Draft | FALSE | TRUE | 1 | None | Non-Condensing | Single-Stage | Low | TRUE | FALSE | FALSE | FALSE | 150000 | 70 | [5 empty] | Non Federally-Regulated | 2006-09-18 |  | 2019-12-05
Modine | Airedale | RLP60H3420 | Non Patio Heater | Natural Gas | Power | FALSE | TRUE | 1 | None | Non-Condensing | Single-Stage | Low | TRUE | FALSE | FALSE | FALSE | 60000 | 70 | [5 empty] | Non Federally-Regulated | 2006-09-18 |  | 2019-12-05
Modine | Airedale | RVM125BH0435 | Non Patio Heater | Natural Gas | Induced Draft | FALSE | TRUE | 1 | None | Non-Condensing | Single-Stage | Low | TRUE | FALSE | FALSE | FALSE | 500000 | 70 | [5 empty] | Non Federally-Regulated | 2006-09-18 |  | 2019-12-05
Modine | Modine | MT28G 48 | Non Patio Heater | Natural Gas | Luminous | FALSE | FALSE | 1 | None | Non-Condensing | Single-Stage | High | FALSE | FALSE | FALSE | TRUE | 30000 | 70 |  | 0.35 |  |  |  | Non Federally-Regulated | 2003-01-23 |  | 2019-12-05
Modine | Airedale | RT120G 48 | Non Patio Heater | Natural Gas | Luminous | FALSE | FALSE | 1 | None | Non-Condensing | Single-Stage | High | FALSE | FALSE | FALSE | TRUE | 120000 | 70 |  | 0.35 |  |  |  | Non Federally-Regulated | 2006-09-18 |  | 2019-12-05
Modine | Airedale | RVM75DH0335 | Non Patio Heater | Natural Gas | Induced Draft | FALSE | TRUE | 1 | None | Non-Condensing | Single-Stage | Low | TRUE | FALSE | FALSE | FALSE | 225000 | 70 | [5 empty] | Non Federally-Regulated | 2006-09-18 |  | 2019-12-05
Modine | Modine | MVM100AH0335 | Non Patio Heater | Natural Gas | Induced Draft | FALSE | TRUE | 1 | None | Non-Condensing | Single-Stage | Low | TRUE | FALSE | FALSE | FALSE | 300000 | 70 | [5 empty] | Non Federally-Regulated | 2003-01-23 |  | 2019-12-05
Modine | Modine | TLP60H3430 | Non Patio Heater | Natural Gas | Power | FALSE | TRUE | 1 | None | Non-Condensing | Single-Stage | Low | TRUE | FALSE | FALSE | FALSE | 60000 | 70 | [5 empty] | Non Federally-Regulated | 2003-01-23 |  | 2019-12-05
Modine | Airedale | RVM100BH0435 | Non Patio Heater | Natural Gas | Induced Draft | FALSE | TRUE | 1 | None | Non-Condensing | Single-Stage | Low | TRUE | FALSE | FALSE | FALSE | 400000 | 70 | [5 empty] | Non Federally-Regulated | 2006-09-18 |  | 2019-12-05
Modine | Airedale | RVM125AH0335 | Non Patio Heater | Natural Gas | Induced Draft | FALSE | TRUE | 1 | None | Non-Condensing | Single-Stage | Low | TRUE | FALSE | FALSE | FALSE | 375000 | 70 | [5 empty] | Non Federally-Regulated | 2006-09-18 |  | 2019-12-05
Modine | Modine | MVM100CH0335 | Non Patio Heater | Natural Gas | Induced Draft | FALSE | TRUE | 1 | None | Non-Condensing | Single-Stage | Low | TRUE | FALSE | FALSE | FALSE | 300000 | 70 | [5 empty] | Non Federally-Regulated | 2003-01-23 |  | 2019-12-05
Modine | Airedale | RVM150BH0435 | Non Patio Heater | Natural Gas | Induced Draft | FALSE | TRUE | 1 | None | Non-Condensing | Single-Stage | Low | TRUE | FALSE | FALSE | FALSE | 600000 | 70 | [5 empty] | Non Federally-Regulated | 2006-09-18 |  | 2019-12-05
Modine | Airedale | RLP150H3470 | Non Patio Heater | Natural Gas | Power | FALSE | TRUE | 1 | None | Non-Condensing | Single-Stage | Low | TRUE | FALSE | FALSE | FALSE | 150000 | 70 | [5 empty] | Non Federally-Regulated | 2006-09-18 |  | 2019-12-05
Modine | Modine | MVM150CH0235 | Non Patio Heater | Natural Gas | Induced Draft | FALSE | TRUE | 1 | None | Non-Condensing | Single-Stage | Low | TRUE | FALSE | FALSE | FALSE | 300000 | 70 | [5 empty] | Non Federally-Regulated | 2003-01-23 |  | 2019-12-05
Modine | Modine | MV125H3455 | Non Patio Heater | Natural Gas | Induced Draft | FALSE | TRUE | 1 | None | Non-Condensing | Single-Stage | Low | TRUE | FALSE | FALSE | FALSE | 125000 | 70 | [5 empty] | Non Federally-Regulated | 2003-01-23 |  | 2019-12-05
Modine | Modine | MVM100CH0235 | Non Patio Heater | Natural Gas | Induced Draft | FALSE | TRUE | 1 | None | Non-Condensing | Single-Stage | Low | TRUE | FALSE | FALSE | FALSE | 200000 | 70 | [5 empty] | Non Federally-Regulated | 2003-01-23 |  | 2019-12-05
Modine | Airedale | RLP175H3470 | Non Patio Heater | Natural Gas | Power | FALSE | TRUE | 1 | None | Non-Condensing | Single-Stage | Low | TRUE | FALSE | FALSE | FALSE | 175000 | 70 | [5 empty] | Non Federally-Regulated | 2006-09-18 |  | 2019-12-05
Modine | Airedale | RVM75AH0435 | Non Patio Heater | Natural Gas | Induced Draft | FALSE | TRUE | 1 | None | Non-Condensing | Single-Stage | Low | TRUE | FALSE | FALSE | FALSE | 300000 | 70 | [5 empty] | Non Federally-Regulated | 2006-09-18 |  | 2019-12-05
Modine | Modine | MT28G 08 | Non Patio Heater | Natural Gas | Luminous | FALSE | FALSE | 1 | None | Non-Condensing | Single-Stage | High | FALSE | FALSE | FALSE | TRUE | 30000 | 70 |  | 0.35 |  |  |  | Non Federally-Regulated | 2003-01-23 |  | 2019-12-05
Modine | Modine | MT99G 04 | Non Patio Heater | Natural Gas | Luminous | FALSE | FALSE | 1 | None | Non-Condensing | Single-Stage | High | FALSE | FALSE | FALSE | TRUE | 100500 | 70 |  | 0.35 |  |  |  | Non Federally-Regulated | 2003-01-23 |  | 2019-12-05
Modine | Modine | MT84G 04 | Non Patio Heater | Natural Gas | Luminous | FALSE | FALSE | 1 | None | Non-Condensing | Single-Stage | High | FALSE | FALSE | FALSE | TRUE | 82500 | 70 |  | 0.35 |  |  |  | Non Federally-Regulated | 2003-01-23 |  | 2019-12-05
Modine | Modine | MT30G 08 | Non Patio Heater | Natural Gas | Luminous | FALSE | FALSE | 1 | None | Non-Condensing | Single-Stage | High | FALSE | FALSE | FALSE | TRUE | 30000 | 70 |  | 0.35 |  |  |  | Non Federally-Regulated | 2003-01-23 |  | 2019-12-05
Modine | Airedale | RV125H3445 | Non Patio Heater | Natural Gas | Induced Draft | FALSE | TRUE | 1 | None | Non-Condensing | Single-Stage | Low | TRUE | FALSE | FALSE | FALSE | 125000 | 70 | [5 empty] | Non Federally-Regulated | 2006-09-18 |  | 2019-12-05
Modine | Airedale | RVM75BH0335 | Non Patio Heater | Natural Gas | Induced Draft | FALSE | TRUE | 1 | None | Non-Condensing | Single-Stage | Low | TRUE | FALSE | FALSE | FALSE | 225000 | 70 | [5 empty] | Non Federally-Regulated | 2006-09-18 |  | 2019-12-05
Modine | Modine | MT90G 04 | Non Patio Heater | Natural Gas | Luminous | FALSE | FALSE | 1 | None | Non-Condensing | Single-Stage | High | FALSE | FALSE | FALSE | TRUE | 90000 | 70 |  | 0.35 |  |  |  | Non Federally-Regulated | 2003-01-23 |  | 2019-12-05
Modine | Airedale | RT66G 48 | Non Patio Heater | Natural Gas | Luminous | FALSE | FALSE | 1 | None | Non-Condensing | Single-Stage | High | FALSE | FALSE | FALSE | TRUE | 67000 | 70 |  | 0.35 |  |  |  | Non Federally-Regulated | 2006-09-18 |  | 2019-12-05
Modine | Airedale | RV100H3435 | Non Patio Heater | Natural Gas | Induced Draft | FALSE | TRUE | 1 | None | Non-Condensing | Single-Stage | Low | TRUE | FALSE | FALSE | FALSE | 100000 | 70 | [5 empty] | Non Federally-Regulated | 2006-09-18 |  | 2019-12-05
Modine | Modine | MVM150DH0335 | Non Patio Heater | Natural Gas | Induced Draft | FALSE | TRUE | 1 | None | Non-Condensing | Single-Stage | Low | TRUE | FALSE | FALSE | FALSE | 450000 | 70 | [5 empty] | Non Federally-Regulated | 2003-01-23 |  | 2019-12-05
Modine | Modine | MVM75AH0235 | Non Patio Heater | Natural Gas | Induced Draft | FALSE | TRUE | 1 | None | Non-Condensing | Single-Stage | Low | TRUE | FALSE | FALSE | FALSE | 150000 | 70 | [5 empty] | Non Federally-Regulated | 2003-01-23 |  | 2019-12-05
Modine | Airedale | RT90G 04 | Non Patio Heater | Natural Gas | Luminous | FALSE | FALSE | 1 | None | Non-Condensing | Single-Stage | High | FALSE | FALSE | FALSE | TRUE | 90000 | 70 |  | 0.35 |  |  |  | Non Federally-Regulated | 2006-09-18 |  | 2019-12-05
Modine | Modine | MVM125CH0335 | Non Patio Heater | Natural Gas | Induced Draft | FALSE | TRUE | 1 | None | Non-Condensing | Single-Stage | Low | TRUE | FALSE | FALSE | FALSE | 375000 | 70 | [5 empty] | Non Federally-Regulated | 2003-01-23 |  | 2019-12-05
Modine | Modine | MV150H3455 | Non Patio Heater | Natural Gas | Induced Draft | FALSE | TRUE | 1 | None | Non-Condensing | Single-Stage | Low | TRUE | FALSE | FALSE | FALSE | 150000 | 70 | [5 empty] | Non Federally-Regulated | 2003-01-23 |  | 2019-12-05
Modine | Modine | MV75H3440 | Non Patio Heater | Natural Gas | Induced Draft | FALSE | TRUE | 1 | None | Non-Condensing | Single-Stage | Low | TRUE | FALSE | FALSE | FALSE | 75000 | 70 | [5 empty] | Non Federally-Regulated | 2003-01-23 |  | 2019-12-05
Modine | Airedale | RVM75BH0435 | Non Patio Heater | Natural Gas | Induced Draft | FALSE | TRUE | 1 | None | Non-Condensing | Single-Stage | Low | TRUE | FALSE | FALSE | FALSE | 300000 | 70 | [5 empty] | Non Federally-Regulated | 2006-09-18 |  | 2019-12-05
Modine | Airedale | RVM125CH0435 | Non Patio Heater | Natural Gas | Induced Draft | FALSE | TRUE | 1 | None | Non-Condensing | Single-Stage | Low | TRUE | FALSE | FALSE | FALSE | 500000 | 70 | [5 empty] | Non Federally-Regulated | 2006-09-18 |  | 2019-12-05
Modine | Airedale | RT66G 47 | Non Patio Heater | Natural Gas | Luminous | FALSE | FALSE | 1 | None | Non-Condensing | Single-Stage | High | FALSE | FALSE | FALSE | TRUE | 67000 | 70 |  | 0.35 |  |  |  | Non Federally-Regulated | 2006-09-18 |  | 2019-12-05
Modine | Modine | MV150H3440 | Non Patio Heater | Natural Gas | Induced Draft | FALSE | TRUE | 1 | None | Non-Condensing | Single-Stage | Low | TRUE | FALSE | FALSE | FALSE | 150000 | 70 | [5 empty] | Non Federally-Regulated | 2003-01-23 |  | 2019-12-05
Modine | Airedale | RT160G 48 | Non Patio Heater | Natural Gas | Luminous | FALSE | FALSE | 1 | None | Non-Condensing | Single-Stage | High | FALSE | FALSE | FALSE | TRUE | 160000 | 70 |  | 0.35 |  |  |  | Non Federally-Regulated | 2006-09-18 |  | 2019-12-05
Modine | Modine | MT120G 04 | Non Patio Heater | Natural Gas | Luminous | FALSE | FALSE | 1 | None | Non-Condensing | Single-Stage | High | FALSE | FALSE | FALSE | TRUE | 120000 | 70 |  | 0.35 |  |  |  | Non Federally-Regulated | 2003-01-23 |  | 2019-12-05
Modine | Modine | MT84G 08 | Non Patio Heater | Natural Gas | Luminous | FALSE | FALSE | 1 | None | Non-Condensing | Single-Stage | High | FALSE | FALSE | FALSE | TRUE | 82500 | 70 |  | 0.35 |  |  |  | Non Federally-Regulated | 2003-01-23 |  | 2019-12-05
Modine | Modine | MT60G 48 | Non Patio Heater | Natural Gas | Luminous | FALSE | FALSE | 1 | None | Non-Condensing | Single-Stage | High | FALSE | FALSE | FALSE | TRUE | 60000 | 70 |  | 0.35 |  |  |  | Non Federally-Regulated | 2003-01-23 |  | 2019-12-05
Modine | Airedale | RT112G 08 | Non Patio Heater | Natural Gas | Luminous | FALSE | FALSE | 1 | None | Non-Condensing | Single-Stage | High | FALSE | FALSE | FALSE | TRUE | 110000 | 70 |  | 0.35 |  |  |  | Non Federally-Regulated | 2006-09-18 |  | 2019-12-05
Modine | Airedale | RLP50H3430 | Non Patio Heater | Natural Gas | Power | FALSE | TRUE | 1 | None | Non-Condensing | Single-Stage | Low | TRUE | FALSE | FALSE | FALSE | 50000 | 70 | [5 empty] | Non Federally-Regulated | 2006-09-18 |  | 2019-12-05
Modine | Airedale | RVM100BH0335 | Non Patio Heater | Natural Gas | Induced Draft | FALSE | TRUE | 1 | None | Non-Condensing | Single-Stage | Low | TRUE | FALSE | FALSE | FALSE | 300000 | 70 | [5 empty] | Non Federally-Regulated | 2006-09-18 |  | 2019-12-05
Modine | Modine | MVM125BH0335 | Non Patio Heater | Natural Gas | Induced Draft | FALSE | TRUE | 1 | None | Non-Condensing | Single-Stage | Low | TRUE | FALSE | FALSE | FALSE | 375000 | 70 | [5 empty] | Non Federally-Regulated | 2003-01-23 |  | 2019-12-05
Modine | Airedale | RT66C 27 | Non Patio Heater | Natural Gas | Luminous | TRUE | FALSE | 1 | None | Non-Condensing | Single-Stage | High | FALSE | FALSE | FALSE | TRUE | 67000 | 70 |  | 0.35 |  |  |  | Non Federally-Regulated | 2006-09-18 |  | 2019-12-05
Modine | Modine | MVM75DH0435 | Non Patio Heater | Natural Gas | Induced Draft | FALSE | TRUE | 1 | None | Non-Condensing | Single-Stage | Low | TRUE | FALSE | FALSE | FALSE | 300000 | 70 | [5 empty] | Non Federally-Regulated | 2003-01-23 |  | 2019-12-05
Modine | Airedale | RLP175H3460 | Non Patio Heater | Natural Gas | Power | FALSE | TRUE | 1 | None | Non-Condensing | Single-Stage | Low | TRUE | FALSE | FALSE | FALSE | 175000 | 70 | [5 empty] | Non Federally-Regulated | 2006-09-18 |  | 2019-12-05
Modine | Modine | MT66C 27 | Non Patio Heater | Natural Gas | Luminous | TRUE | FALSE | 1 | None | Non-Condensing | Single-Stage | High | FALSE | FALSE | FALSE | TRUE | 67000 | 70 |  | 0.35 |  |  |  | Non Federally-Regulated | 2003-01-23 |  | 2019-12-05
Modine | Modine | MT60G 04 | Non Patio Heater | Natural Gas | Luminous | FALSE | FALSE | 1 | None | Non-Condensing | Single-Stage | High | FALSE | FALSE | FALSE | TRUE | 60000 | 70 |  | 0.35 |  |  |  | Non Federally-Regulated | 2003-01-23 |  | 2019-12-05
Modine | Airedale | RV75H3420 | Non Patio Heater | Natural Gas | Induced Draft | FALSE | TRUE | 1 | None | Non-Condensing | Single-Stage | Low | TRUE | FALSE | FALSE | FALSE | 75000 | 70 | [5 empty] | Non Federally-Regulated | 2006-09-18 |  | 2019-12-05
Modine | Airedale | RVM75CH0435 | Non Patio Heater | Natural Gas | Induced Draft | FALSE | TRUE | 1 | None | Non-Condensing | Single-Stage | Low | TRUE | FALSE | FALSE | FALSE | 300000 | 70 | [5 empty] | Non Federally-Regulated | 2006-09-18 |  | 2019-12-05
Modine | Modine | TLP85H3440 | Non Patio Heater | Natural Gas | Power | FALSE | TRUE | 1 | None | Non-Condensing | Single-Stage | Low | TRUE | FALSE | FALSE | FALSE | 85000 | 70 | [5 empty] | Non Federally-Regulated | 2003-01-23 |  | 2019-12-05
Modine | Modine | MT33G 08 | Non Patio Heater | Natural Gas | Luminous | FALSE | FALSE | 1 | None | Non-Condensing | Single-Stage | High | FALSE | FALSE | FALSE | TRUE | 33000 | 70 |  | 0.35 |  |  |  | Non Federally-Regulated | 2003-01-23 |  | 2019-12-05
Modine | Modine | MVM100AH0235 | Non Patio Heater | Natural Gas | Induced Draft | FALSE | TRUE | 1 | None | Non-Condensing | Single-Stage | Low | TRUE | FALSE | FALSE | FALSE | 200000 | 70 | [5 empty] | Non Federally-Regulated | 2003-01-23 |  | 2019-12-05
Modine | Airedale | RVM100BH0235 | Non Patio Heater | Natural Gas | Induced Draft | FALSE | TRUE | 1 | None | Non-Condensing | Single-Stage | Low | TRUE | FALSE | FALSE | FALSE | 200000 | 70 | [5 empty] | Non Federally-Regulated | 2006-09-18 |  | 2019-12-05
Modine | Modine | MT112C 27 | Non Patio Heater | Natural Gas | Luminous | TRUE | FALSE | 1 | None | Non-Condensing | Single-Stage | High | FALSE | FALSE | FALSE | TRUE | 110000 | 70 |  | 0.35 |  |  |  | Non Federally-Regulated | 2003-01-23 |  | 2019-12-05
Modine | Airedale | RT60G 48 | Non Patio Heater | Natural Gas | Luminous | FALSE | FALSE | 1 | None | Non-Condensing | Single-Stage | High | FALSE | FALSE | FALSE | TRUE | 60000 | 70 |  | 0.35 |  |  |  | Non Federally-Regulated | 2006-09-18 |  | 2019-12-05
Modine | Airedale | RV150H3450 | Non Patio Heater | Natural Gas | Induced Draft | FALSE | TRUE | 1 | None | Non-Condensing | Single-Stage | Low | TRUE | FALSE | FALSE | FALSE | 150000 | 70 | [5 empty] | Non Federally-Regulated | 2006-09-18 |  | 2019-12-05
Modine | Modine | MVM150BH0435 | Non Patio Heater | Natural Gas | Induced Draft | FALSE | TRUE | 1 | None | Non-Condensing | Single-Stage | Low | TRUE | FALSE | FALSE | FALSE | 600000 | 70 | [5 empty] | Non Federally-Regulated | 2003-01-23 |  | 2019-12-05
Modine | Modine | MVM125CH0235 | Non Patio Heater | Natural Gas | Induced Draft | FALSE | TRUE | 1 | None | Non-Condensing | Single-Stage | Low | TRUE | FALSE | FALSE | FALSE | 250000 | 70 | [5 empty] | Non Federally-Regulated | 2003-01-23 |  | 2019-12-05
Modine | Airedale | RVM100DH0235 | Non Patio Heater | Natural Gas | Induced Draft | FALSE | TRUE | 1 | None | Non-Condensing | Single-Stage | Low | TRUE | FALSE | FALSE | FALSE | 200000 | 70 | [5 empty] | Non Federally-Regulated | 2006-09-18 |  | 2019-12-05
Modine | Modine | TLP200H3450 | Non Patio Heater | Natural Gas | Power | FALSE | TRUE | 1 | None | Non-Condensing | Single-Stage | Low | TRUE | FALSE | FALSE | FALSE | 200000 | 70 | [5 empty] | Non Federally-Regulated | 2003-01-23 |  | 2019-12-05
Modine | Modine | MVM75CH0235 | Non Patio Heater | Natural Gas | Induced Draft | FALSE | TRUE | 1 | None | Non-Condensing | Single-Stage | Low | TRUE | FALSE | FALSE | FALSE | 150000 | 70 | [5 empty] | Non Federally-Regulated | 2003-01-23 |  | 2019-12-05
Modine | Modine | MVM125CH0435 | Non Patio Heater | Natural Gas | Induced Draft | FALSE | TRUE | 1 | None | Non-Condensing | Single-Stage | Low | TRUE | FALSE | FALSE | FALSE | 500000 | 70 | [5 empty] | Non Federally-Regulated | 2003-01-23 |  | 2019-12-05
Modine | Modine | MV150H3450 | Non Patio Heater | Natural Gas | Induced Draft | FALSE | TRUE | 1 | None | Non-Condensing | Single-Stage | Low | TRUE | FALSE | FALSE | FALSE | 150000 | 70 | [5 empty] | Non Federally-Regulated | 2003-01-23 |  | 2019-12-05
Modine | Airedale | RT66G 04 | Non Patio Heater | Natural Gas | Luminous | FALSE | FALSE | 1 | None | Non-Condensing | Single-Stage | High | FALSE | FALSE | FALSE | TRUE | 67000 | 70 |  | 0.35 |  |  |  | Non Federally-Regulated | 2006-09-18 |  | 2019-12-05
Modine | Airedale | RLP85H3440 | Non Patio Heater | Natural Gas | Power | FALSE | TRUE | 1 | None | Non-Condensing | Single-Stage | Low | TRUE | FALSE | FALSE | FALSE | 85000 | 70 | [5 empty] | Non Federally-Regulated | 2006-09-18 |  | 2019-12-05
Modine | Airedale | RT160G 47 | Non Patio Heater | Natural Gas | Luminous | FALSE | FALSE | 1 | None | Non-Condensing | Single-Stage | High | FALSE | FALSE | FALSE | TRUE | 160000 | 70 |  | 0.35 |  |  |  | Non Federally-Regulated | 2006-09-18 |  | 2019-12-05
Modine | Airedale | RVM100CH0335 | Non Patio Heater | Natural Gas | Induced Draft | FALSE | TRUE | 1 | None | Non-Condensing | Single-Stage | Low | TRUE | FALSE | FALSE | FALSE | 300000 | 70 | [5 empty] | Non Federally-Regulated | 2006-09-18 |  | 2019-12-05
Modine | Airedale | RT132G 47 | Non Patio Heater | Natural Gas | Luminous | FALSE | FALSE | 1 | None | Non-Condensing | Single-Stage | High | FALSE | FALSE | FALSE | TRUE | 132000 | 70 |  | 0.35 |  |  |  | Non Federally-Regulated | 2006-09-18 |  | 2019-12-05
Modine | Modine | TLP200H3470 | Non Patio Heater | Natural Gas | Power | FALSE | TRUE | 1 | None | Non-Condensing | Single-Stage | Low | TRUE | FALSE | FALSE | FALSE | 200000 | 70 | [5 empty] | Non Federally-Regulated | 2003-01-23 |  | 2019-12-05
Modine | Airedale | RVM100AH0335 | Non Patio Heater | Natural Gas | Induced Draft | FALSE | TRUE | 1 | None | Non-Condensing | Single-Stage | Low | TRUE | FALSE | FALSE | FALSE | 300000 | 70 | [5 empty] | Non Federally-Regulated | 2006-09-18 |  | 2019-12-05
Modine | Modine | MT132C 27 | Non Patio Heater | Natural Gas | Luminous | TRUE | FALSE | 1 | None | Non-Condensing | Single-Stage | High | FALSE | FALSE | FALSE | TRUE | 132000 | 70 |  | 0.35 |  |  |  | Non Federally-Regulated | 2003-01-23 |  | 2019-12-05
Modine | Airedale | RT99G 08 | Non Patio Heater | Natural Gas | Luminous | FALSE | FALSE | 1 | None | Non-Condensing | Single-Stage | High | FALSE | FALSE | FALSE | TRUE | 100500 | 70 |  | 0.35 |  |  |  | Non Federally-Regulated | 2006-09-18 |  | 2019-12-05
Modine | Airedale | RLP100H3430 | Non Patio Heater | Natural Gas | Power | FALSE | TRUE | 1 | None | Non-Condensing | Single-Stage | Low | TRUE | FALSE | FALSE | FALSE | 100000 | 70 | [5 empty] | Non Federally-Regulated | 2006-09-18 |  | 2019-12-05
Modine | Modine | MVM75DH0235 | Non Patio Heater | Natural Gas | Induced Draft | FALSE | TRUE | 1 | None | Non-Condensing | Single-Stage | Low | TRUE | FALSE | FALSE | FALSE | 150000 | 70 | [5 empty] | Non Federally-Regulated | 2003-01-23 |  | 2019-12-05
Modine | Modine | MVM75DH0335 | Non Patio Heater | Natural Gas | Induced Draft | FALSE | TRUE | 1 | None | Non-Condensing | Single-Stage | Low | TRUE | FALSE | FALSE | FALSE | 225000 | 70 | [5 empty] | Non Federally-Regulated | 2003-01-23 |  | 2019-12-05
Modine | Airedale | RVM150BH0235 | Non Patio Heater | Natural Gas | Induced Draft | FALSE | TRUE | 1 | None | Non-Condensing | Single-Stage | Low | TRUE | FALSE | FALSE | FALSE | 300000 | 70 | [5 empty] | Non Federally-Regulated | 2006-09-18 |  | 2019-12-05
Modine | Airedale | RVM125DH0435 | Non Patio Heater | Natural Gas | Induced Draft | FALSE | TRUE | 1 | None | Non-Condensing | Single-Stage | Low | TRUE | FALSE | FALSE | FALSE | 500000 | 70 | [5 empty] | Non Federally-Regulated | 2006-09-18 |  | 2019-12-05
Modine | Airedale | RT90C 27 | Non Patio Heater | Natural Gas | Luminous | TRUE | FALSE | 1 | None | Non-Condensing | Single-Stage | High | FALSE | FALSE | FALSE | TRUE | 90000 | 70 |  | 0.35 |  |  |  | Non Federally-Regulated | 2006-09-18 |  | 2019-12-05
Modine | Airedale | RT33G 47 | Non Patio Heater | Natural Gas | Luminous | FALSE | FALSE | 1 | None | Non-Condensing | Single-Stage | High | FALSE | FALSE | FALSE | TRUE | 33000 | 70 |  | 0.35 |  |  |  | Non Federally-Regulated | 2006-09-18 |  | 2019-12-05
Modine | Airedale | RT30C 27 | Non Patio Heater | Natural Gas | Luminous | TRUE | FALSE | 1 | None | Non-Condensing | Single-Stage | High | FALSE | FALSE | FALSE | TRUE | 30000 | 70 |  | 0.35 |  |  |  | Non Federally-Regulated | 2006-09-18 |  | 2019-12-05
Modine | Airedale | RVM125BH0335 | Non Patio Heater | Natural Gas | Induced Draft | FALSE | TRUE | 1 | None | Non-Condensing | Single-Stage | Low | TRUE | FALSE | FALSE | FALSE | 375000 | 70 | [5 empty] | Non Federally-Regulated | 2006-09-18 |  | 2019-12-05
Modine | Airedale | RLP150H3450 | Non Patio Heater | Natural Gas | Power | FALSE | TRUE | 1 | None | Non-Condensing | Single-Stage | Low | TRUE | FALSE | FALSE | FALSE | 150000 | 70 | [5 empty] | Non Federally-Regulated | 2006-09-18 |  | 2019-12-05
Modine | Modine | MVM100BH0335 | Non Patio Heater | Natural Gas | Induced Draft | FALSE | TRUE | 1 | None | Non-Condensing | Single-Stage | Low | TRUE | FALSE | FALSE | FALSE | 300000 | 70 | [5 empty] | Non Federally-Regulated | 2003-01-23 |  | 2019-12-05
Modine | Modine | MVM150BH0335 | Non Patio Heater | Natural Gas | Induced Draft | FALSE | TRUE | 1 | None | Non-Condensing | Single-Stage | Low | TRUE | FALSE | FALSE | FALSE | 450000 | 70 | [5 empty] | Non Federally-Regulated | 2003-01-23 |  | 2019-12-05
Modine | Modine | TLP175H3470 | Non Patio Heater | Natural Gas | Power | FALSE | TRUE | 1 | None | Non-Condensing | Single-Stage | Low | TRUE | FALSE | FALSE | FALSE | 175000 | 70 | [5 empty] | Non Federally-Regulated | 2003-01-23 |  | 2019-12-05
Modine | Modine | MVM100DH0335 | Non Patio Heater | Natural Gas | Induced Draft | FALSE | TRUE | 1 | None | Non-Condensing | Single-Stage | Low | TRUE | FALSE | FALSE | FALSE | 300000 | 70 | [5 empty] | Non Federally-Regulated | 2003-01-23 |  | 2019-12-05
Modine | Airedale | RT90G 48 | Non Patio Heater | Natural Gas | Luminous | FALSE | FALSE | 1 | None | Non-Condensing | Single-Stage | High | FALSE | FALSE | FALSE | TRUE | 90000 | 70 |  | 0.35 |  |  |  | Non Federally-Regulated | 2006-09-18 |  | 2019-12-05
Modine | Modine | MT160G 47 | Non Patio Heater | Natural Gas | Luminous | FALSE | FALSE | 1 | None | Non-Condensing | Single-Stage | High | FALSE | FALSE | FALSE | TRUE | 160000 | 70 |  | 0.35 |  |  |  | Non Federally-Regulated | 2003-01-23 |  | 2019-12-05
Modine | Modine | TLP150H3450 | Non Patio Heater | Natural Gas | Power | FALSE | TRUE | 1 | None | Non-Condensing | Single-Stage | Low | TRUE | FALSE | FALSE | FALSE | 150000 | 70 | [5 empty] | Non Federally-Regulated | 2003-01-23 |  | 2019-12-05
Modine | Airedale | RT84G 48 | Non Patio Heater | Natural Gas | Luminous | FALSE | FALSE | 1 | None | Non-Condensing | Single-Stage | High | FALSE | FALSE | FALSE | TRUE | 82500 | 70 |  | 0.35 |  |  |  | Non Federally-Regulated | 2006-09-18 |  | 2019-12-05
Modine | Airedale | RT90G 47 | Non Patio Heater | Natural Gas | Luminous | FALSE | FALSE | 1 | None | Non-Condensing | Single-Stage | High | FALSE | FALSE | FALSE | TRUE | 90000 | 70 |  | 0.35 |  |  |  | Non Federally-Regulated | 2006-09-18 |  | 2019-12-05
Modine | Airedale | RLP175H3450 | Non Patio Heater | Natural Gas | Power | FALSE | TRUE | 1 | None | Non-Condensing | Single-Stage | Low | TRUE | FALSE | FALSE | FALSE | 175000 | 70 | [5 empty] | Non Federally-Regulated | 2006-09-18 |  | 2019-12-05
Modine | Modine | MT30G 04 | Non Patio Heater | Natural Gas | Luminous | FALSE | FALSE | 1 | None | Non-Condensing | Single-Stage | High | FALSE | FALSE | FALSE | TRUE | 30000 | 70 |  | 0.35 |  |  |  | Non Federally-Regulated | 2003-01-23 |  | 2019-12-05
Modine | Airedale | RV125H3450 | Non Patio Heater | Natural Gas | Induced Draft | FALSE | TRUE | 1 | None | Non-Condensing | Single-Stage | Low | TRUE | FALSE | FALSE | FALSE | 125000 | 70 | [5 empty] | Non Federally-Regulated | 2006-09-18 |  | 2019-12-05
Modine | Modine | TLP50H3430 | Non Patio Heater | Natural Gas | Power | FALSE | TRUE | 1 | None | Non-Condensing | Single-Stage | Low | TRUE | FALSE | FALSE | FALSE | 50000 | 70 | [5 empty] | Non Federally-Regulated | 2003-01-23 |  | 2019-12-05
Modine | Airedale | RLP200H3450 | Non Patio Heater | Natural Gas | Power | FALSE | TRUE | 1 | None | Non-Condensing | Single-Stage | Low | TRUE | FALSE | FALSE | FALSE | 200000 | 70 | [5 empty] | Non Federally-Regulated | 2006-09-18 |  | 2019-12-05
Modine | Modine | MT99G 48 | Non Patio Heater | Natural Gas | Luminous | FALSE | FALSE | 1 | None | Non-Condensing | Single-Stage | High | FALSE | FALSE | FALSE | TRUE | 100500 | 70 |  | 0.35 |  |  |  | Non Federally-Regulated | 2003-01-23 |  | 2019-12-05
Modine | Airedale | RT120G 47 | Non Patio Heater | Natural Gas | Luminous | FALSE | FALSE | 1 | None | Non-Condensing | Single-Stage | High | FALSE | FALSE | FALSE | TRUE | 120000 | 70 |  | 0.35 |  |  |  | Non Federally-Regulated | 2006-09-18 |  | 2019-12-05
Modine | Airedale | RLP100H3450 | Non Patio Heater | Natural Gas | Power | FALSE | TRUE | 1 | None | Non-Condensing | Single-Stage | Low | TRUE | FALSE | FALSE | FALSE | 100000 | 70 | [5 empty] | Non Federally-Regulated | 2006-09-18 |  | 2019-12-05
Modine | Modine | MV100H3435 | Non Patio Heater | Natural Gas | Induced Draft | FALSE | TRUE | 1 | None | Non-Condensing | Single-Stage | Low | TRUE | FALSE | FALSE | FALSE | 100000 | 70 | [5 empty] | Non Federally-Regulated | 2003-01-23 |  | 2019-12-05
Modine | Airedale | RVM75BH0235 | Non Patio Heater | Natural Gas | Induced Draft | FALSE | TRUE | 1 | None | Non-Condensing | Single-Stage | Low | TRUE | FALSE | FALSE | FALSE | 150000 | 70 | [5 empty] | Non Federally-Regulated | 2006-09-18 |  | 2019-12-05
Modine | Airedale | RVM150CH0235 | Non Patio Heater | Natural Gas | Induced Draft | FALSE | TRUE | 1 | None | Non-Condensing | Single-Stage | Low | TRUE | FALSE | FALSE | FALSE | 300000 | 70 | [5 empty] | Non Federally-Regulated | 2006-09-18 |  | 2019-12-05
Modine | Airedale | RLP125H3460 | Non Patio Heater | Natural Gas | Power | FALSE | TRUE | 1 | None | Non-Condensing | Single-Stage | Low | TRUE | FALSE | FALSE | FALSE | 125000 | 70 | [5 empty] | Non Federally-Regulated | 2006-09-18 |  | 2019-12-05
Modine | Modine | TLP125H3440 | Non Patio Heater | Natural Gas | Power | FALSE | TRUE | 1 | None | Non-Condensing | Single-Stage | Low | TRUE | FALSE | FALSE | FALSE | 125000 | 70 | [5 empty] | Non Federally-Regulated | 2003-01-23 |  | 2019-12-05
Modine | Modine | MT66G 04 | Non Patio Heater | Natural Gas | Luminous | FALSE | FALSE | 1 | None | Non-Condensing | Single-Stage | High | FALSE | FALSE | FALSE | TRUE | 67000 | 70 |  | 0.35 |  |  |  | Non Federally-Regulated | 2003-01-23 |  | 2019-12-05
Modine | Modine | MT112G 48 | Non Patio Heater | Natural Gas | Luminous | FALSE | FALSE | 1 | None | Non-Condensing | Single-Stage | High | FALSE | FALSE | FALSE | TRUE | 110000 | 70 |  | 0.35 |  |  |  | Non Federally-Regulated | 2003-01-23 |  | 2019-12-05
Modine | Modine | MT33G 04 | Non Patio Heater | Natural Gas | Luminous | FALSE | FALSE | 1 | None | Non-Condensing | Single-Stage | High | FALSE | FALSE | FALSE | TRUE | 33000 | 70 |  | 0.35 |  |  |  | Non Federally-Regulated | 2003-01-23 |  | 2019-12-05
Modine | Modine | MVM150CH0335 | Non Patio Heater | Natural Gas | Induced Draft | FALSE | TRUE | 1 | None | Non-Condensing | Single-Stage | Low | TRUE | FALSE | FALSE | FALSE | 450000 | 70 | [5 empty] | Non Federally-Regulated | 2003-01-23 |  | 2019-12-05
Modine | Airedale | RVM150CH0335 | Non Patio Heater | Natural Gas | Induced Draft | FALSE | TRUE | 1 | None | Non-Condensing | Single-Stage | Low | TRUE | FALSE | FALSE | FALSE | 450000 | 70 | [5 empty] | Non Federally-Regulated | 2006-09-18 |  | 2019-12-05
Modine | Modine | MVM150AH0335 | Non Patio Heater | Natural Gas | Induced Draft | FALSE | TRUE | 1 | None | Non-Condensing | Single-Stage | Low | TRUE | FALSE | FALSE | FALSE | 450000 | 70 | [5 empty] | Non Federally-Regulated | 2003-01-23 |  | 2019-12-05
Modine | Airedale | RT30G 04 | Non Patio Heater | Natural Gas | Luminous | FALSE | FALSE | 1 | None | Non-Condensing | Single-Stage | High | FALSE | FALSE | FALSE | TRUE | 30000 | 70 |  | 0.35 |  |  |  | Non Federally-Regulated | 2006-09-18 |  | 2019-12-05
Modine | Modine | MV100H3440 | Non Patio Heater | Natural Gas | Induced Draft | FALSE | TRUE | 1 | None | Non-Condensing | Single-Stage | Low | TRUE | FALSE | FALSE | FALSE | 100000 | 70 | [5 empty] | Non Federally-Regulated | 2003-01-23 |  | 2019-12-05
Modine | Airedale | RVM150AH0435 | Non Patio Heater | Natural Gas | Induced Draft | FALSE | TRUE | 1 | None | Non-Condensing | Single-Stage | Low | TRUE | FALSE | FALSE | FALSE | 600000 | 70 | [5 empty] | Non Federally-Regulated | 2006-09-18 |  | 2019-12-05
Modine | Modine | MVM125AH0335 | Non Patio Heater | Natural Gas | Induced Draft | FALSE | TRUE | 1 | None | Non-Condensing | Single-Stage | Low | TRUE | FALSE | FALSE | FALSE | 375000 | 70 | [5 empty] | Non Federally-Regulated | 2003-01-23 |  | 2019-12-05
Modine | Modine | MVM125DH0335 | Non Patio Heater | Natural Gas | Induced Draft | FALSE | TRUE | 1 | None | Non-Condensing | Single-Stage | Low | TRUE | FALSE | FALSE | FALSE | 375000 | 70 | [5 empty] | Non Federally-Regulated | 2003-01-23 |  | 2019-12-05
Modine | Modine | MT56G 08 | Non Patio Heater | Natural Gas | Luminous | FALSE | FALSE | 1 | None | Non-Condensing | Single-Stage | High | FALSE | FALSE | FALSE | TRUE | 55000 | 70 |  | 0.35 |  |  |  | Non Federally-Regulated | 2003-01-23 |  | 2019-12-05
Modine | Modine | MT28G 04 | Non Patio Heater | Natural Gas | Luminous | FALSE | FALSE | 1 | None | Non-Condensing | Single-Stage | High | FALSE | FALSE | FALSE | TRUE | 30000 | 70 |  | 0.35 |  |  |  | Non Federally-Regulated | 2003-01-23 |  | 2019-12-05
Modine | Modine | MVM100DH0435 | Non Patio Heater | Natural Gas | Induced Draft | FALSE | TRUE | 1 | None | Non-Condensing | Single-Stage | Low | TRUE | FALSE | FALSE | FALSE | 400000 | 70 | [5 empty] | Non Federally-Regulated | 2003-01-23 |  | 2019-12-05
Modine | Modine | MVM100AH0435 | Non Patio Heater | Natural Gas | Induced Draft | FALSE | TRUE | 1 | None | Non-Condensing | Single-Stage | Low | TRUE | FALSE | FALSE | FALSE | 400000 | 70 | [5 empty] | Non Federally-Regulated | 2003-01-23 |  | 2019-12-05
Modine | Modine | MVM100CH0435 | Non Patio Heater | Natural Gas | Induced Draft | FALSE | TRUE | 1 | None | Non-Condensing | Single-Stage | Low | TRUE | FALSE | FALSE | FALSE | 400000 | 70 | [5 empty] | Non Federally-Regulated | 2003-01-23 |  | 2019-12-05
Modine | Airedale | RVM150DH0435 | Non Patio Heater | Natural Gas | Induced Draft | FALSE | TRUE | 1 | None | Non-Condensing | Single-Stage | Low | TRUE | FALSE | FALSE | FALSE | 600000 | 70 | [5 empty] | Non Federally-Regulated | 2006-09-18 |  | 2019-12-05
Modine | Airedale | RVM125DH0335 | Non Patio Heater | Natural Gas | Induced Draft | FALSE | TRUE | 1 | None | Non-Condensing | Single-Stage | Low | TRUE | FALSE | FALSE | FALSE | 375000 | 70 | [5 empty] | Non Federally-Regulated | 2006-09-18 |  | 2019-12-05
Modine | Modine | MT66G 47 | Non Patio Heater | Natural Gas | Luminous | FALSE | FALSE | 1 | None | Non-Condensing | Single-Stage | High | FALSE | FALSE | FALSE | TRUE | 67000 | 70 |  | 0.35 |  |  |  | Non Federally-Regulated | 2003-01-23 |  | 2019-12-05
Modine | Airedale | RV75H3435 | Non Patio Heater | Natural Gas | Induced Draft | FALSE | TRUE | 1 | None | Non-Condensing | Single-Stage | Low | TRUE | FALSE | FALSE | FALSE | 75000 | 70 | [5 empty] | Non Federally-Regulated | 2006-09-18 |  | 2019-12-05
Modine | Airedale | RT33C 27 | Non Patio Heater | Natural Gas | Luminous | TRUE | FALSE | 1 | None | Non-Condensing | Single-Stage | High | FALSE | FALSE | FALSE | TRUE | 33000 | 70 |  | 0.35 |  |  |  | Non Federally-Regulated | 2006-09-18 |  | 2019-12-05
Modine | Airedale | RT112C 27 | Non Patio Heater | Natural Gas | Luminous | TRUE | FALSE | 1 | None | Non-Condensing | Single-Stage | High | FALSE | FALSE | FALSE | TRUE | 110000 | 70 |  | 0.35 |  |  |  | Non Federally-Regulated | 2006-09-18 |  | 2019-12-05
Modine | Modine | MT112G 47 | Non Patio Heater | Natural Gas | Luminous | FALSE | FALSE | 1 | None | Non-Condensing | Single-Stage | High | FALSE | FALSE | FALSE | TRUE | 110000 | 70 |  | 0.35 |  |  |  | Non Federally-Regulated | 2003-01-23 |  | 2019-12-05
Modine | Modine | MT30G 48 | Non Patio Heater | Natural Gas | Luminous | FALSE | FALSE | 1 | None | Non-Condensing | Single-Stage | High | FALSE | FALSE | FALSE | TRUE | 30000 | 70 |  | 0.35 |  |  |  | Non Federally-Regulated | 2003-01-23 |  | 2019-12-05
Modine | Airedale | RT99G 48 | Non Patio Heater | Natural Gas | Luminous | FALSE | FALSE | 1 | None | Non-Condensing | Single-Stage | High | FALSE | FALSE | FALSE | TRUE | 100500 | 70 |  | 0.35 |  |  |  | Non Federally-Regulated | 2006-09-18 |  | 2019-12-05
Modine | Airedale | RT28G 48 | Non Patio Heater | Natural Gas | Luminous | FALSE | FALSE | 1 | None | Non-Condensing | Single-Stage | High | FALSE | FALSE | FALSE | TRUE | 30000 | 70 |  | 0.35 |  |  |  | Non Federally-Regulated | 2006-09-18 |  | 2019-12-05
Modine | Airedale | RVM150AH0235 | Non Patio Heater | Natural Gas | Induced Draft | FALSE | TRUE | 1 | None | Non-Condensing | Single-Stage | Low | TRUE | FALSE | FALSE | FALSE | 300000 | 70 | [5 empty] | Non Federally-Regulated | 2006-09-18 |  | 2019-12-05
Modine | Modine | MT60G 47 | Non Patio Heater | Natural Gas | Luminous | FALSE | FALSE | 1 | None | Non-Condensing | Single-Stage | High | FALSE | FALSE | FALSE | TRUE | 60000 | 70 |  | 0.35 |  |  |  | Non Federally-Regulated | 2003-01-23 |  | 2019-12-05
Modine | Modine | MT99G 08 | Non Patio Heater | Natural Gas | Luminous | FALSE | FALSE | 1 | None | Non-Condensing | Single-Stage | High | FALSE | FALSE | FALSE | TRUE | 100500 | 70 |  | 0.35 |  |  |  | Non Federally-Regulated | 2003-01-23 |  | 2019-12-05
Modine | Modine | MVM100BH0235 | Non Patio Heater | Natural Gas | Induced Draft | FALSE | TRUE | 1 | None | Non-Condensing | Single-Stage | Low | TRUE | FALSE | FALSE | FALSE | 200000 | 70 | [5 empty] | Non Federally-Regulated | 2003-01-23 |  | 2019-12-05
Modine | Modine | MT56G 48 | Non Patio Heater | Natural Gas | Luminous | FALSE | FALSE | 1 | None | Non-Condensing | Single-Stage | High | FALSE | FALSE | FALSE | TRUE | 55000 | 70 |  | 0.35 |  |  |  | Non Federally-Regulated | 2003-01-23 |  | 2019-12-05
Modine | Airedale | RVM150DH0335 | Non Patio Heater | Natural Gas | Induced Draft | FALSE | TRUE | 1 | None | Non-Condensing | Single-Stage | Low | TRUE | FALSE | FALSE | FALSE | 450000 | 70 | [5 empty] | Non Federally-Regulated | 2006-09-18 |  | 2019-12-05
Modine | Airedale | RVM150BH0335 | Non Patio Heater | Natural Gas | Induced Draft | FALSE | TRUE | 1 | None | Non-Condensing | Single-Stage | Low | TRUE | FALSE | FALSE | FALSE | 450000 | 70 | [5 empty] | Non Federally-Regulated | 2006-09-18 |  | 2019-12-05
Modine | Modine | MT30G 47 | Non Patio Heater | Natural Gas | Luminous | FALSE | FALSE | 1 | None | Non-Condensing | Single-Stage | High | FALSE | FALSE | FALSE | TRUE | 30000 | 70 |  | 0.35 |  |  |  | Non Federally-Regulated | 2003-01-23 |  | 2019-12-05
Modine | Airedale | RT132G 08 | Non Patio Heater | Natural Gas | Luminous | FALSE | FALSE | 1 | None | Non-Condensing | Single-Stage | High | FALSE | FALSE | FALSE | TRUE | 132000 | 70 |  | 0.35 |  |  |  | Non Federally-Regulated | 2006-09-18 |  | 2019-12-05
Modine | Modine | TLP100H3450 | Non Patio Heater | Natural Gas | Power | FALSE | TRUE | 1 | None | Non-Condensing | Single-Stage | Low | TRUE | FALSE | FALSE | FALSE | 100000 | 70 | [5 empty] | Non Federally-Regulated | 2003-01-23 |  | 2019-12-05
Modine | Airedale | RT99G 04 | Non Patio Heater | Natural Gas | Luminous | FALSE | FALSE | 1 | None | Non-Condensing | Single-Stage | High | FALSE | FALSE | FALSE | TRUE | 100500 | 70 |  | 0.35 |  |  |  | Non Federally-Regulated | 2006-09-18 |  | 2019-12-05
Modine | Airedale | RT30G 47 | Non Patio Heater | Natural Gas | Luminous | FALSE | FALSE | 1 | None | Non-Condensing | Single-Stage | High | FALSE | FALSE | FALSE | TRUE | 30000 | 70 |  | 0.35 |  |  |  | Non Federally-Regulated | 2006-09-18 |  | 2019-12-05
Modine | Modine | MT84C 27 | Non Patio Heater | Natural Gas | Luminous | TRUE | FALSE | 1 | None | Non-Condensing | Single-Stage | High | FALSE | FALSE | FALSE | TRUE | 82500 | 70 |  | 0.35 |  |  |  | Non Federally-Regulated | 2003-01-23 |  | 2019-12-05
Modine | Modine | TLP200H3460 | Non Patio Heater | Natural Gas | Power | FALSE | TRUE | 1 | None | Non-Condensing | Single-Stage | Low | TRUE | FALSE | FALSE | FALSE | 200000 | 70 | [5 empty] | Non Federally-Regulated | 2003-01-23 |  | 2019-12-05
Modine | Airedale | RT56G 08 | Non Patio Heater | Natural Gas | Luminous | FALSE | FALSE | 1 | None | Non-Condensing | Single-Stage | High | FALSE | FALSE | FALSE | TRUE | 55000 | 70 |  | 0.35 |  |  |  | Non Federally-Regulated | 2006-09-18 |  | 2019-12-05
Modine | Airedale | RT112G 04 | Non Patio Heater | Natural Gas | Luminous | FALSE | FALSE | 1 | None | Non-Condensing | Single-Stage | High | FALSE | FALSE | FALSE | TRUE | 110000 | 70 |  | 0.35 |  |  |  | Non Federally-Regulated | 2006-09-18 |  | 2019-12-05
Modine | Modine | MT132G 48 | Non Patio Heater | Natural Gas | Luminous | FALSE | FALSE | 1 | None | Non-Condensing | Single-Stage | High | FALSE | FALSE | FALSE | TRUE | 132000 | 70 |  | 0.35 |  |  |  | Non Federally-Regulated | 2003-01-23 |  | 2019-12-05
Modine | Modine | MT160G 48 | Non Patio Heater | Natural Gas | Luminous | FALSE | FALSE | 1 | None | Non-Condensing | Single-Stage | High | FALSE | FALSE | FALSE | TRUE | 160000 | 70 |  | 0.35 |  |  |  | Non Federally-Regulated | 2003-01-23 |  | 2019-12-05
Modine | Modine | MVM150DH0235 | Non Patio Heater | Natural Gas | Induced Draft | FALSE | TRUE | 1 | None | Non-Condensing | Single-Stage | Low | TRUE | FALSE | FALSE | FALSE | 300000 | 70 | [5 empty] | Non Federally-Regulated | 2003-01-23 |  | 2019-12-05
Modine | Airedale | RVM75CH0235 | Non Patio Heater | Natural Gas | Induced Draft | FALSE | TRUE | 1 | None | Non-Condensing | Single-Stage | Low | TRUE | FALSE | FALSE | FALSE | 150000 | 70 | [5 empty] | Non Federally-Regulated | 2006-09-18 |  | 2019-12-05
Modine | Airedale | RV75H3440 | Non Patio Heater | Natural Gas | Induced Draft | FALSE | TRUE | 1 | None | Non-Condensing | Single-Stage | Low | TRUE | FALSE | FALSE | FALSE | 75000 | 70 | [5 empty] | Non Federally-Regulated | 2006-09-18 |  | 2019-12-05
Modine | Airedale | RVM100CH0435 | Non Patio Heater | Natural Gas | Induced Draft | FALSE | TRUE | 1 | None | Non-Condensing | Single-Stage | Low | TRUE | FALSE | FALSE | FALSE | 400000 | 70 | [5 empty] | Non Federally-Regulated | 2006-09-18 |  | 2019-12-05
Modine | Airedale | RV125H3455 | Non Patio Heater | Natural Gas | Induced Draft | FALSE | TRUE | 1 | None | Non-Condensing | Single-Stage | Low | TRUE | FALSE | FALSE | FALSE | 125000 | 70 | [5 empty] | Non Federally-Regulated | 2006-09-18 |  | 2019-12-05
Modine | Airedale | RT56G 04 | Non Patio Heater | Natural Gas | Luminous | FALSE | FALSE | 1 | None | Non-Condensing | Single-Stage | High | FALSE | FALSE | FALSE | TRUE | 55000 | 70 |  | 0.35 |  |  |  | Non Federally-Regulated | 2006-09-18 |  | 2019-12-05
Modine | Airedale | RVM125BH0235 | Non Patio Heater | Natural Gas | Induced Draft | FALSE | TRUE | 1 | None | Non-Condensing | Single-Stage | Low | TRUE | FALSE | FALSE | FALSE | 250000 | 70 | [5 empty] | Non Federally-Regulated | 2006-09-18 |  | 2019-12-05
Modine | Airedale | RVM150CH0435 | Non Patio Heater | Natural Gas | Induced Draft | FALSE | TRUE | 1 | None | Non-Condensing | Single-Stage | Low | TRUE | FALSE | FALSE | FALSE | 600000 | 70 | [5 empty] | Non Federally-Regulated | 2006-09-18 |  | 2019-12-05
Modine | Modine | MT120G 47 | Non Patio Heater | Natural Gas | Luminous | FALSE | FALSE | 1 | None | Non-Condensing | Single-Stage | High | FALSE | FALSE | FALSE | TRUE | 120000 | 70 |  | 0.35 |  |  |  | Non Federally-Regulated | 2003-01-23 |  | 2019-12-05
Modine | Airedale | RLP85H3430 | Non Patio Heater | Natural Gas | Power | FALSE | TRUE | 1 | None | Non-Condensing | Single-Stage | Low | TRUE | FALSE | FALSE | FALSE | 85000 | 70 | [5 empty] | Non Federally-Regulated | 2006-09-18 |  | 2019-12-05
Modine | Airedale | RLP50H3420 | Non Patio Heater | Natural Gas | Power | FALSE | TRUE | 1 | None | Non-Condensing | Single-Stage | Low | TRUE | FALSE | FALSE | FALSE | 50000 | 70 | [5 empty] | Non Federally-Regulated | 2006-09-18 |  | 2019-12-05
Modine | Modine | MV100H3450 | Non Patio Heater | Natural Gas | Induced Draft | FALSE | TRUE | 1 | None | Non-Condensing | Single-Stage | Low | TRUE | FALSE | FALSE | FALSE | 100000 | 70 | [5 empty] | Non Federally-Regulated | 2003-01-23 |  | 2019-12-05
Modine | Airedale | RLP125H3440 | Non Patio Heater | Natural Gas | Power | FALSE | TRUE | 1 | None | Non-Condensing | Single-Stage | Low | TRUE | FALSE | FALSE | FALSE | 125000 | 70 | [5 empty] | Non Federally-Regulated | 2006-09-18 |  | 2019-12-05
Modine | Modine | MT60C 27 | Non Patio Heater | Natural Gas | Luminous | TRUE | FALSE | 1 | None | Non-Condensing | Single-Stage | High | FALSE | FALSE | FALSE | TRUE | 60000 | 70 |  | 0.35 |  |  |  | Non Federally-Regulated | 2003-01-23 |  | 2019-12-05
Modine | Airedale | RT120G 08 | Non Patio Heater | Natural Gas | Luminous | FALSE | FALSE | 1 | None | Non-Condensing | Single-Stage | High | FALSE | FALSE | FALSE | TRUE | 120000 | 70 |  | 0.35 |  |  |  | Non Federally-Regulated | 2006-09-18 |  | 2019-12-05
Modine | Modine | TLP150H3470 | Non Patio Heater | Natural Gas | Power | FALSE | TRUE | 1 | None | Non-Condensing | Single-Stage | Low | TRUE | FALSE | FALSE | FALSE | 150000 | 70 | [5 empty] | Non Federally-Regulated | 2003-01-23 |  | 2019-12-05
Modine | Airedale | RLP200H3470 | Non Patio Heater | Natural Gas | Power | FALSE | TRUE | 1 | None | Non-Condensing | Single-Stage | Low | TRUE | FALSE | FALSE | FALSE | 200000 | 70 | [5 empty] | Non Federally-Regulated | 2006-09-18 |  | 2019-12-05
Modine | Modine | MV125H3445 | Non Patio Heater | Natural Gas | Induced Draft | FALSE | TRUE | 1 | None | Non-Condensing | Single-Stage | Low | TRUE | FALSE | FALSE | FALSE | 125000 | 70 | [5 empty] | Non Federally-Regulated | 2003-01-23 |  | 2019-12-05
Modine | Airedale | RVM125DH0235 | Non Patio Heater | Natural Gas | Induced Draft | FALSE | TRUE | 1 | None | Non-Condensing | Single-Stage | Low | TRUE | FALSE | FALSE | FALSE | 250000 | 70 | [5 empty] | Non Federally-Regulated | 2006-09-18 |  | 2019-12-05
Modine | Modine | MT84G 48 | Non Patio Heater | Natural Gas | Luminous | FALSE | FALSE | 1 | None | Non-Condensing | Single-Stage | High | FALSE | FALSE | FALSE | TRUE | 82500 | 70 |  | 0.35 |  |  |  | Non Federally-Regulated | 2003-01-23 |  | 2019-12-05
Modine | Airedale | RV150H3460 | Non Patio Heater | Natural Gas | Induced Draft | FALSE | TRUE | 1 | None | Non-Condensing | Single-Stage | Low | TRUE | FALSE | FALSE | FALSE | 150000 | 70 | [5 empty] | Non Federally-Regulated | 2006-09-18 |  | 2019-12-05
Modine | Modine | MT56G 04 | Non Patio Heater | Natural Gas | Luminous | FALSE | FALSE | 1 | None | Non-Condensing | Single-Stage | High | FALSE | FALSE | FALSE | TRUE | 55000 | 70 |  | 0.35 |  |  |  | Non Federally-Regulated | 2003-01-23 |  | 2019-12-05
Modine | Airedale | RV150H3440 | Non Patio Heater | Natural Gas | Induced Draft | FALSE | TRUE | 1 | None | Non-Condensing | Single-Stage | Low | TRUE | FALSE | FALSE | FALSE | 150000 | 70 | [5 empty] | Non Federally-Regulated | 2006-09-18 |  | 2019-12-05
Modine | Airedale | RT84G 47 | Non Patio Heater | Natural Gas | Luminous | FALSE | FALSE | 1 | None | Non-Condensing | Single-Stage | High | FALSE | FALSE | FALSE | TRUE | 82500 | 70 |  | 0.35 |  |  |  | Non Federally-Regulated | 2006-09-18 |  | 2019-12-05
Modine | Modine | MV100H3430 | Non Patio Heater | Natural Gas | Induced Draft | FALSE | TRUE | 1 | None | Non-Condensing | Single-Stage | Low | TRUE | FALSE | FALSE | FALSE | 100000 | 70 | [5 empty] | Non Federally-Regulated | 2003-01-23 |  | 2019-12-05
Modine | Modine | MVM125BH0435 | Non Patio Heater | Natural Gas | Induced Draft | FALSE | TRUE | 1 | None | Non-Condensing | Single-Stage | Low | TRUE | FALSE | FALSE | FALSE | 500000 | 70 | [5 empty] | Non Federally-Regulated | 2003-01-23 |  | 2019-12-05
Modine | Modine | MV75H3430 | Non Patio Heater | Natural Gas | Induced Draft | FALSE | TRUE | 1 | None | Non-Condensing | Single-Stage | Low | TRUE | FALSE | FALSE | FALSE | 75000 | 70 | [5 empty] | Non Federally-Regulated | 2003-01-23 |  | 2019-12-05
Modine | Airedale | RT30G 08 | Non Patio Heater | Natural Gas | Luminous | FALSE | FALSE | 1 | None | Non-Condensing | Single-Stage | High | FALSE | FALSE | FALSE | TRUE | 30000 | 70 |  | 0.35 |  |  |  | Non Federally-Regulated | 2006-09-18 |  | 2019-12-05
Modine | Modine | MVM150CH0435 | Non Patio Heater | Natural Gas | Induced Draft | FALSE | TRUE | 1 | None | Non-Condensing | Single-Stage | Low | TRUE | FALSE | FALSE | FALSE | 600000 | 70 | [5 empty] | Non Federally-Regulated | 2003-01-23 |  | 2019-12-05
Modine | Modine | TLP75H3450 | Non Patio Heater | Natural Gas | Power | FALSE | TRUE | 1 | None | Non-Condensing | Single-Stage | Low | TRUE | FALSE | FALSE | FALSE | 75000 | 70 | [5 empty] | Non Federally-Regulated | 2003-01-23 |  | 2019-12-05
Modine | Modine | MVM125AH0235 | Non Patio Heater | Natural Gas | Induced Draft | FALSE | TRUE | 1 | None | Non-Condensing | Single-Stage | Low | TRUE | FALSE | FALSE | FALSE | 250000 | 70 | [5 empty] | Non Federally-Regulated | 2003-01-23 |  | 2019-12-05
Modine | Modine | MT90G 48 | Non Patio Heater | Natural Gas | Luminous | FALSE | FALSE | 1 | None | Non-Condensing | Single-Stage | High | FALSE | FALSE | FALSE | TRUE | 90000 | 70 |  | 0.35 |  |  |  | Non Federally-Regulated | 2003-01-23 |  | 2019-12-05
Modine | Airedale | RT60G 04 | Non Patio Heater | Natural Gas | Luminous | FALSE | FALSE | 1 | None | Non-Condensing | Single-Stage | High | FALSE | FALSE | FALSE | TRUE | 60000 | 70 |  | 0.35 |  |  |  | Non Federally-Regulated | 2006-09-18 |  | 2019-12-05
Modine | Airedale | RT132C 27 | Non Patio Heater | Natural Gas | Luminous | TRUE | FALSE | 1 | None | Non-Condensing | Single-Stage | High | FALSE | FALSE | FALSE | TRUE | 132000 | 70 |  | 0.35 |  |  |  | Non Federally-Regulated | 2006-09-18 |  | 2019-12-05
Modine | Modine | MVM125DH0235 | Non Patio Heater | Natural Gas | Induced Draft | FALSE | TRUE | 1 | None | Non-Condensing | Single-Stage | Low | TRUE | FALSE | FALSE | FALSE | 250000 | 70 | [5 empty] | Non Federally-Regulated | 2003-01-23 |  | 2019-12-05
Rapid Engineering | Rapid NP | CTHN-80 LP | Non Patio Heater | LPG | Induced Draft | FALSE | FALSE | 1 | None | Non-Condensing | Single-Stage | Low | TRUE | FALSE | TRUE | FALSE | 80000 | 70 | [5 empty] | Non Federally-Regulated | 2007-08-01 |  | 2019-12-05
Rapid Engineering | Rapid NP | CTHN-40 LP | Non Patio Heater | LPG | Induced Draft | FALSE | FALSE | 1 | None | Non-Condensing | Single-Stage | Low | TRUE | FALSE | TRUE | FALSE | 40000 | 70 | [5 empty] | Non Federally-Regulated | 2007-08-01 |  | 2019-12-05
Rapid Engineering | Rapid BH | BH-40 LP | Non Patio Heater | LPG | Induced Draft | FALSE | FALSE | 1 | None | Non-Condensing | Single-Stage | Low | TRUE | FALSE | TRUE | FALSE | 40000 | 70 | [5 empty] | Non Federally-Regulated | 2007-08-01 |  | 2019-12-05
Rapid Engineering | Rapid NP | CTHN-200 LP | Non Patio Heater | LPG | Induced Draft | FALSE | FALSE | 1 | None | Non-Condensing | Single-Stage | Low | TRUE | FALSE | TRUE | FALSE | 200000 | 70 | [5 empty] | Non Federally-Regulated | 2007-08-01 |  | 2019-12-05
Rapid Engineering | Rapid BH | BH-200 LP | Non Patio Heater | LPG | Induced Draft | FALSE | FALSE | 1 | None | Non-Condensing | Single-Stage | Low | TRUE | FALSE | TRUE | FALSE | 200000 | 70 | [5 empty] | Non Federally-Regulated | 2007-08-01 |  | 2019-12-05
Rapid Engineering | Rapid BH | BH-60 LP | Non Patio Heater | LPG | Induced Draft | FALSE | FALSE | 1 | None | Non-Condensing | Single-Stage | Low | TRUE | FALSE | TRUE | FALSE | 60000 | 70 | [5 empty] | Non Federally-Regulated | 2007-08-01 |  | 2019-12-05
Rapid Engineering | Rapid BH | BH-100 LP | Non Patio Heater | LPG | Induced Draft | FALSE | FALSE | 1 | None | Non-Condensing | Single-Stage | Low | TRUE | FALSE | TRUE | FALSE | 100000 | 70 | [5 empty] | Non Federally-Regulated | 2007-08-01 |  | 2019-12-05
Rapid Engineering | Rapid BH | BH-115 LP | Non Patio Heater | LPG | Induced Draft | FALSE | FALSE | 1 | None | Non-Condensing | Single-Stage | Low | TRUE | FALSE | TRUE | FALSE | 115000 | 70 | [5 empty] | Non Federally-Regulated | 2007-08-01 |  | 2019-12-05
Rapid Engineering | Rapid NP | CTHN-100 LP | Non Patio Heater | LPG | Induced Draft | FALSE | FALSE | 1 | None | Non-Condensing | Single-Stage | Low | TRUE | FALSE | TRUE | FALSE | 100000 | 70 | [5 empty] | Non Federally-Regulated | 2007-08-01 |  | 2019-12-05
Rapid Engineering | Rapid NP | CTHN-60 LP | Non Patio Heater | LPG | Induced Draft | FALSE | FALSE | 1 | None | Non-Condensing | Single-Stage | Low | TRUE | FALSE | TRUE | FALSE | 60000 | 70 | [5 empty] | Non Federally-Regulated | 2007-08-01 |  | 2019-12-05
Rapid Engineering | Rapid NP | CTHN-125 LP | Non Patio Heater | LPG | Induced Draft | FALSE | FALSE | 1 | None | Non-Condensing | Single-Stage | Low | TRUE | FALSE | TRUE | FALSE | 125000 | 70 | [5 empty] | Non Federally-Regulated | 2007-08-01 |  | 2019-12-05
Rapid Engineering | Rapid BH | BH-80 LP | Non Patio Heater | LPG | Induced Draft | FALSE | FALSE | 1 | None | Non-Condensing | Single-Stage | Low | TRUE | FALSE | TRUE | FALSE | 80000 | 70 | [5 empty] | Non Federally-Regulated | 2007-08-01 |  | 2019-12-05
Rapid Engineering | Rapid BH | BH-150 LP | Non Patio Heater | LPG | Induced Draft | FALSE | FALSE | 1 | None | Non-Condensing | Single-Stage | Low | TRUE | FALSE | TRUE | FALSE | 150000 | 70 | [5 empty] | Non Federally-Regulated | 2007-08-01 |  | 2019-12-05
Rapid Engineering | Rapid NP | CTHN-175 LP | Non Patio Heater | LPG | Induced Draft | FALSE | FALSE | 1 | None | Non-Condensing | Single-Stage | Low | TRUE | FALSE | TRUE | FALSE | 175000 | 70 | [5 empty] | Non Federally-Regulated | 2007-08-01 |  | 2019-12-05
Rapid Engineering | Rapid NP | CTHN-150 LP | Non Patio Heater | LPG | Induced Draft | FALSE | FALSE | 1 | None | Non-Condensing | Single-Stage | Low | TRUE | FALSE | TRUE | FALSE | 150000 | 70 | [5 empty] | Non Federally-Regulated | 2007-08-01 |  | 2019-12-05
Rapid Engineering | Rapid BH | BH-125 LP | Non Patio Heater | LPG | Induced Draft | FALSE | FALSE | 1 | None | Non-Condensing | Single-Stage | Low | TRUE | FALSE | TRUE | FALSE | 125000 | 70 | [5 empty] | Non Federally-Regulated | 2007-08-01 |  | 2019-12-05
Rapid Engineering | Rapid BH | BH-175 LP | Non Patio Heater | LPG | Induced Draft | FALSE | FALSE | 1 | None | Non-Condensing | Single-Stage | Low | TRUE | FALSE | TRUE | FALSE | 175000 | 70 | [5 empty] | Non Federally-Regulated | 2007-08-01 |  | 2019-12-05
Rapid Engineering | Rapid BH | BH-140 LP | Non Patio Heater | LPG | Induced Draft | FALSE | FALSE | 1 | None | Non-Condensing | Single-Stage | Low | TRUE | FALSE | TRUE | FALSE | 140000 | 70 | [5 empty] | Non Federally-Regulated | 2007-08-01 |  | 2019-12-05
Rapid Engineering | Rapid BH | BH-40 NG | Non Patio Heater | Natural Gas | Induced Draft | FALSE | FALSE | 1 | None | Non-Condensing | Single-Stage | Low | TRUE | FALSE | TRUE | FALSE | 40000 | 70 | [5 empty] | Non Federally-Regulated | 2007-08-01 |  | 2019-12-05
Rapid Engineering | Rapid BH | BH-100 NG | Non Patio Heater | Natural Gas | Induced Draft | FALSE | FALSE | 1 | None | Non-Condensing | Single-Stage | Low | TRUE | FALSE | TRUE | FALSE | 100000 | 70 | [5 empty] | Non Federally-Regulated | 2007-08-01 |  | 2019-12-05
Rapid Engineering | Rapid BH | BH-125 NG | Non Patio Heater | Natural Gas | Induced Draft | FALSE | FALSE | 1 | None | Non-Condensing | Single-Stage | Low | TRUE | FALSE | TRUE | FALSE | 125000 | 70 | [5 empty] | Non Federally-Regulated | 2007-08-01 |  | 2019-12-05
Rapid Engineering | Rapid BH | BH-115 NG | Non Patio Heater | Natural Gas | Induced Draft | FALSE | FALSE | 1 | None | Non-Condensing | Single-Stage | Low | TRUE | FALSE | TRUE | FALSE | 115000 | 70 | [5 empty] | Non Federally-Regulated | 2007-08-01 |  | 2019-12-05
Rapid Engineering | Rapid BH | BH-60 NG | Non Patio Heater | Natural Gas | Induced Draft | FALSE | FALSE | 1 | None | Non-Condensing | Single-Stage | Low | TRUE | FALSE | TRUE | FALSE | 60000 | 70 | [5 empty] | Non Federally-Regulated | 2007-08-01 |  | 2019-12-05
Rapid Engineering | Rapid BH | BH-200 NG | Non Patio Heater | Natural Gas | Induced Draft | FALSE | FALSE | 1 | None | Non-Condensing | Single-Stage | Low | TRUE | FALSE | TRUE | FALSE | 200000 | 70 | [5 empty] | Non Federally-Regulated | 2007-08-01 |  | 2019-12-05
Rapid Engineering | Rapid NP | CTHN-200 NG | Non Patio Heater | Natural Gas | Induced Draft | FALSE | FALSE | 1 | None | Non-Condensing | Single-Stage | Low | TRUE | FALSE | TRUE | FALSE | 200000 | 70 | [5 empty] | Non Federally-Regulated | 2007-08-01 |  | 2019-12-05
Rapid Engineering | Rapid NP | CTHN-80 NG | Non Patio Heater | Natural Gas | Induced Draft | FALSE | FALSE | 1 | None | Non-Condensing | Single-Stage | Low | TRUE | FALSE | TRUE | FALSE | 80000 | 70 | [5 empty] | Non Federally-Regulated | 2007-08-01 |  | 2019-12-05
Rapid Engineering | Rapid BH | BH-140 NG | Non Patio Heater | Natural Gas | Induced Draft | FALSE | FALSE | 1 | None | Non-Condensing | Single-Stage | Low | TRUE | FALSE | TRUE | FALSE | 140000 | 70 | [5 empty] | Non Federally-Regulated | 2007-08-01 |  | 2019-12-05
Rapid Engineering | Rapid NP | CTHN-40 NG | Non Patio Heater | Natural Gas | Induced Draft | FALSE | FALSE | 1 | None | Non-Condensing | Single-Stage | Low | TRUE | FALSE | TRUE | FALSE | 40000 | 70 | [5 empty] | Non Federally-Regulated | 2007-08-01 |  | 2019-12-05
Rapid Engineering | Rapid NP | CTHN-60 NG | Non Patio Heater | Natural Gas | Induced Draft | FALSE | FALSE | 1 | None | Non-Condensing | Single-Stage | Low | TRUE | FALSE | TRUE | FALSE | 60000 | 70 | [5 empty] | Non Federally-Regulated | 2007-08-01 |  | 2019-12-05
Rapid Engineering | Rapid BH | BH-175 NG | Non Patio Heater | Natural Gas | Induced Draft | FALSE | FALSE | 1 | None | Non-Condensing | Single-Stage | Low | TRUE | FALSE | TRUE | FALSE | 175000 | 70 | [5 empty] | Non Federally-Regulated | 2007-08-01 |  | 2019-12-05
Rapid Engineering | Rapid BH | BH-150 NG | Non Patio Heater | Natural Gas | Induced Draft | FALSE | FALSE | 1 | None | Non-Condensing | Single-Stage | Low | TRUE | FALSE | TRUE | FALSE | 150000 | 70 | [5 empty] | Non Federally-Regulated | 2007-08-01 |  | 2019-12-05
Rapid Engineering | Rapid NP | CTHN-175 NG | Non Patio Heater | Natural Gas | Induced Draft | FALSE | FALSE | 1 | None | Non-Condensing | Single-Stage | Low | TRUE | FALSE | TRUE | FALSE | 175000 | 70 | [5 empty] | Non Federally-Regulated | 2007-08-01 |  | 2019-12-05
Rapid Engineering | Rapid NP | CTHN-100 NG | Non Patio Heater | Natural Gas | Induced Draft | FALSE | FALSE | 1 | None | Non-Condensing | Single-Stage | Low | TRUE | FALSE | TRUE | FALSE | 100000 | 70 | [5 empty] | Non Federally-Regulated | 2007-08-01 |  | 2019-12-05
Rapid Engineering | Rapid NP | CTHN-125 NG | Non Patio Heater | Natural Gas | Induced Draft | FALSE | FALSE | 1 | None | Non-Condensing | Single-Stage | Low | TRUE | FALSE | TRUE | FALSE | 125000 | 70 | [5 empty] | Non Federally-Regulated | 2007-08-01 |  | 2019-12-05
Rapid Engineering | Rapid NP | CTHN-150 NG | Non Patio Heater | Natural Gas | Induced Draft | FALSE | FALSE | 1 | None | Non-Condensing | Single-Stage | Low | TRUE | FALSE | TRUE | FALSE | 150000 | 70 | [5 empty] | Non Federally-Regulated | 2007-08-01 |  | 2019-12-05
Rapid Engineering | Rapid BH | BH-80 NG | Non Patio Heater | Natural Gas | Induced Draft | FALSE | FALSE | 1 | None | Non-Condensing | Single-Stage | Low | TRUE | FALSE | TRUE | FALSE | 80000 | 70 | [5 empty] | Non Federally-Regulated | 2007-08-01 |  | 2019-12-05
Reznor | Reznor | VR-100 | Non Patio Heater | Natural Gas | Injection Type | FALSE | FALSE | 1 | None | Non-Condensing | Single-Stage | Low | TRUE | FALSE | TRUE | FALSE | 100000 | 75 | [5 empty] | Non Federally-Regulated | 2003-10-30 |  | 2019-12-05
Reznor | Reznor | VR-200 | Non Patio Heater | Natural Gas | Injection Type | FALSE | FALSE | 1 | None | Non-Condensing | Single-Stage | Low | TRUE | FALSE | TRUE | FALSE | 200000 | 75 | [5 empty] | Non Federally-Regulated | 2003-10-30 |  | 2019-12-05
Reznor | Reznor | VR-50 | Non Patio Heater | Natural Gas | Injection Type | FALSE | FALSE | 1 | None | Non-Condensing | Single-Stage | Low | TRUE | FALSE | TRUE | FALSE | 50000 | 72 | [5 empty] | Non Federally-Regulated | 2003-10-30 |  | 2019-12-05
Reznor | Reznor | VR-175 | Non Patio Heater | Natural Gas | Injection Type | FALSE | FALSE | 1 | None | Non-Condensing | Single-Stage | Low | TRUE | FALSE | TRUE | FALSE | 175000 | 76 | [5 empty] | Non Federally-Regulated | 2003-10-30 |  | 2019-12-05
Reznor | Reznor | VR-125 | Non Patio Heater | Natural Gas | Injection Type | FALSE | FALSE | 1 | None | Non-Condensing | Single-Stage | Low | TRUE | FALSE | TRUE | FALSE | 125000 | 77 | [5 empty] | Non Federally-Regulated | 2003-10-30 |  | 2019-12-05
Reznor | Reznor | VR-75 | Non Patio Heater | Natural Gas | Injection Type | FALSE | FALSE | 1 | None | Non-Condensing | Single-Stage | Low | TRUE | FALSE | TRUE | FALSE | 75000 | 72 | [5 empty] | Non Federally-Regulated | 2003-10-30 |  | 2019-12-05
Reznor | Reznor | VR-150 | Non Patio Heater | Natural Gas | Injection Type | FALSE | FALSE | 1 | None | Non-Condensing | Single-Stage | Low | TRUE | FALSE | TRUE | FALSE | 150000 | 78 | [5 empty] | Non Federally-Regulated | 2003-10-30 |  | 2019-12-05
Roberts Gordon | GordonRay BH | BH-80 LP | Non Patio Heater | LPG | Induced Draft | FALSE | FALSE | 1 | None | Non-Condensing | Single-Stage | Low | TRUE | FALSE | TRUE | FALSE | 80000 | 70 | [5 empty] | Non Federally-Regulated | 2007-08-01 |  | 2019-12-05
Roberts Gordon | GordonRay BH | BH-60 LP | Non Patio Heater | LPG | Induced Draft | FALSE | FALSE | 1 | None | Non-Condensing | Single-Stage | Low | TRUE | FALSE | TRUE | FALSE | 60000 | 70 | [5 empty] | Non Federally-Regulated | 2007-08-01 |  | 2019-12-05
Roberts Gordon | Vantage II | CTH2-60 LP | Non Patio Heater | LPG | Induced Draft | FALSE | FALSE | 1 | None | Non-Condensing | Single-Stage | Low | TRUE | FALSE | TRUE | FALSE | 60000 | 70 | [5 empty] | Non Federally-Regulated | 2007-08-01 |  | 2019-12-05
Roberts Gordon | Vantage TF | TF-120 LP | Non Patio Heater | LPG | Induced Draft | FALSE | FALSE | 1 | None | Non-Condensing | Single-Stage | Low | TRUE | FALSE | TRUE | FALSE | 120000 | 70 | [5 empty] | Non Federally-Regulated | 2007-08-01 |  | 2019-12-05
Roberts Gordon | Vantage NP | CTHN-40 LP | Non Patio Heater | LPG | Induced Draft | FALSE | FALSE | 1 | None | Non-Condensing | Single-Stage | Low | TRUE | FALSE | TRUE | FALSE | 40000 | 70 | [5 empty] | Non Federally-Regulated | 2007-08-01 |  | 2019-12-05
Roberts Gordon | CoRayVac | CRV-B6 LP | Non Patio Heater | LPG | Induced Draft | FALSE | FALSE | 1 | None | Condensing | Single-Stage | Low | TRUE | FALSE | TRUE | FALSE | 60000 | 70 | [5 empty] | Non Federally-Regulated | 2007-08-01 |  | 2019-12-05
Roberts Gordon | Vantage Modulating | CTH3-150 LP | Non Patio Heater | LPG | Induced Draft | FALSE | FALSE | 1 | None | Non-Condensing | Step Modulating | Low | TRUE | FALSE | TRUE | FALSE | 150000 | 70 | [5 empty] | Non Federally-Regulated | 2007-08-01 |  | 2019-12-05
Roberts Gordon | Vantage HE | HE-80 LP | Non Patio Heater | LPG | Induced Draft | FALSE | TRUE | 1 | None | Non-Condensing | Single-Stage | Low | TRUE | FALSE | TRUE | FALSE | 80000 | 70 | [5 empty] | Non Federally-Regulated | 2007-08-01 |  | 2019-12-05
Roberts Gordon | Vantage HE | HE-150 LP | Non Patio Heater | LPG | Induced Draft | FALSE | TRUE | 1 | None | Non-Condensing | Single-Stage | Low | TRUE | FALSE | TRUE | FALSE | 150000 | 70 | [5 empty] | Non Federally-Regulated | 2007-08-01 |  | 2019-12-05
Roberts Gordon | Vantage TF | TF-300 LP | Non Patio Heater | LPG | Induced Draft | FALSE | FALSE | 1 | None | Non-Condensing | Single-Stage | Low | TRUE | FALSE | TRUE | FALSE | 300000 | 70 | [5 empty] | Non Federally-Regulated | 2007-08-01 |  | 2019-12-05
Roberts Gordon | CoRayVac | CRV-B12 LP | Non Patio Heater | LPG | Induced Draft | FALSE | FALSE | 1 | None | Condensing | Single-Stage | Low | TRUE | FALSE | TRUE | FALSE | 120000 | 70 | [5 empty] | Non Federally-Regulated | 2007-08-01 |  | 2019-12-05
Roberts Gordon | Vantage HE | HE-125 LP | Non Patio Heater | LPG | Induced Draft | FALSE | TRUE | 1 | None | Non-Condensing | Single-Stage | Low | TRUE | FALSE | TRUE | FALSE | 125000 | 70 | [5 empty] | Non Federally-Regulated | 2007-08-01 |  | 2019-12-05
Roberts Gordon | Vantage TF | TF-380 LP | Non Patio Heater | LPG | Induced Draft | FALSE | FALSE | 1 | None | Non-Condensing | Single-Stage | Low | TRUE | FALSE | TRUE | FALSE | 380000 | 70 | [5 empty] | Non Federally-Regulated | 2007-08-01 |  | 2019-12-05
Roberts Gordon | Vantage TF | TF-160 LP | Non Patio Heater | LPG | Induced Draft | FALSE | FALSE | 1 | None | Non-Condensing | Single-Stage | Low | TRUE | FALSE | TRUE | FALSE | 160000 | 70 | [5 empty] | Non Federally-Regulated | 2007-08-01 |  | 2019-12-05
Roberts Gordon | Vantage NP | CTHN-200 LP | Non Patio Heater | LPG | Induced Draft | FALSE | FALSE | 1 | None | Non-Condensing | Single-Stage | Low | TRUE | FALSE | TRUE | FALSE | 200000 | 70 | [5 empty] | Non Federally-Regulated | 2007-08-01 |  | 2019-12-05
Roberts Gordon | Vantage TF | TF-200 LP | Non Patio Heater | LPG | Induced Draft | FALSE | FALSE | 1 | None | Non-Condensing | Single-Stage | Low | TRUE | FALSE | TRUE | FALSE | 200000 | 70 | [5 empty] | Non Federally-Regulated | 2007-08-01 |  | 2019-12-05
Roberts Gordon | Caribe | CGTH-30 LP | Non Patio Heater | LPG | Induced Draft | FALSE | FALSE | 1 | None | Non-Condensing | Single-Stage | Low | TRUE | FALSE | TRUE | FALSE | 30000 | 70 | [5 empty] | Non Federally-Regulated | 2007-08-01 |  | 2019-12-05
Roberts Gordon | GordonRay BH | BH-200 LP | Non Patio Heater | LPG | Induced Draft | FALSE | FALSE | 1 | None | Non-Condensing | Single-Stage | Low | TRUE | FALSE | TRUE | FALSE | 200000 | 70 | [5 empty] | Non Federally-Regulated | 2007-08-01 |  | 2019-12-05
Roberts Gordon | Caribe | CGTH-40 LP | Non Patio Heater | LPG | Induced Draft | FALSE | FALSE | 1 | None | Non-Condensing | Single-Stage | Low | TRUE | FALSE | TRUE | FALSE | 40000 | 70 | [5 empty] | Non Federally-Regulated | 2007-08-01 |  | 2019-12-05
Roberts Gordon | Vantage Modulating | CTH3-115 LP | Non Patio Heater | LPG | Induced Draft | FALSE | FALSE | 1 | None | Non-Condensing | Step Modulating | Low | TRUE | FALSE | TRUE | FALSE | 115000 | 70 | [5 empty] | Non Federally-Regulated | 2007-08-01 |  | 2019-12-05
Roberts Gordon | CoRayVac | CRV-B4 LP | Non Patio Heater | LPG | Induced Draft | FALSE | FALSE | 1 | None | Condensing | Single-Stage | Low | TRUE | FALSE | TRUE | FALSE | 40000 | 70 | [5 empty] | Non Federally-Regulated | 2007-08-01 |  | 2019-12-05
Roberts Gordon | Vantage II | CTH2-125 LP | Non Patio Heater | LPG | Induced Draft | FALSE | FALSE | 1 | None | Non-Condensing | Single-Stage | Low | TRUE | FALSE | TRUE | FALSE | 125000 | 70 | [5 empty] | Non Federally-Regulated | 2007-08-01 |  | 2019-12-05
Roberts Gordon | Vantage NP | CTHN-80 LP | Non Patio Heater | LPG | Induced Draft | FALSE | FALSE | 1 | None | Non-Condensing | Single-Stage | Low | TRUE | FALSE | TRUE | FALSE | 80000 | 70 | [5 empty] | Non Federally-Regulated | 2007-08-01 |  | 2019-12-05
Roberts Gordon | Vantage HE | HE-175 LP | Non Patio Heater | LPG | Induced Draft | FALSE | TRUE | 1 | None | Non-Condensing | Single-Stage | Low | TRUE | FALSE | TRUE | FALSE | 175000 | 70 | [5 empty] | Non Federally-Regulated | 2007-08-01 |  | 2019-12-05
Roberts Gordon | Vantage HE | HE-60 LP | Non Patio Heater | LPG | Induced Draft | FALSE | TRUE | 1 | None | Non-Condensing | Single-Stage | Low | TRUE | FALSE | TRUE | FALSE | 60000 | 70 | [5 empty] | Non Federally-Regulated | 2007-08-01 |  | 2019-12-05
Roberts Gordon | Vantage NP | CTHN-175 LP | Non Patio Heater | LPG | Induced Draft | FALSE | FALSE | 1 | None | Non-Condensing | Single-Stage | Low | TRUE | FALSE | TRUE | FALSE | 175000 | 70 | [5 empty] | Non Federally-Regulated | 2007-08-01 |  | 2019-12-05
Roberts Gordon | Vantage NP | CTHN-60 LP | Non Patio Heater | LPG | Induced Draft | FALSE | FALSE | 1 | None | Non-Condensing | Single-Stage | Low | TRUE | FALSE | TRUE | FALSE | 60000 | 70 | [5 empty] | Non Federally-Regulated | 2007-08-01 |  | 2019-12-05
Roberts Gordon | Vantage Modulating | CTH3-80 LP | Non Patio Heater | LPG | Induced Draft | FALSE | FALSE | 1 | None | Non-Condensing | Step Modulating | Low | TRUE | FALSE | TRUE | FALSE | 80000 | 70 | [5 empty] | Non Federally-Regulated | 2007-08-01 |  | 2019-12-05
Roberts Gordon | GordonRay BH | BH-100 LP | Non Patio Heater | LPG | Induced Draft | FALSE | FALSE | 1 | None | Non-Condensing | Single-Stage | Low | TRUE | FALSE | TRUE | FALSE | 100000 | 70 | [5 empty] | Non Federally-Regulated | 2007-08-01 |  | 2019-12-05
Roberts Gordon | Caribe | CGTH-50 LP | Non Patio Heater | LPG | Induced Draft | FALSE | FALSE | 1 | None | Non-Condensing | Single-Stage | Low | TRUE | FALSE | TRUE | FALSE | 50000 | 70 | [5 empty] | Non Federally-Regulated | 2007-08-01 |  | 2019-12-05
Roberts Gordon | GordonRay BH | BH-175 LP | Non Patio Heater | LPG | Induced Draft | FALSE | FALSE | 1 | None | Non-Condensing | Single-Stage | Low | TRUE | FALSE | TRUE | FALSE | 175000 | 70 | [5 empty] | Non Federally-Regulated | 2007-08-01 |  | 2019-12-05
Roberts Gordon | Vantage II | CTH2-80 LP | Non Patio Heater | LPG | Induced Draft | FALSE | FALSE | 1 | None | Non-Condensing | Single-Stage | Low | TRUE | FALSE | TRUE | FALSE | 80000 | 70 | [5 empty] | Non Federally-Regulated | 2007-08-01 |  | 2019-12-05
Roberts Gordon | Vantage NP | CTHN-100 LP | Non Patio Heater | LPG | Induced Draft | FALSE | FALSE | 1 | None | Non-Condensing | Single-Stage | Low | TRUE | FALSE | TRUE | FALSE | 100000 | 70 | [5 empty] | Non Federally-Regulated | 2007-08-01 |  | 2019-12-05
Roberts Gordon | Vantage II | CTH2-40 LP | Non Patio Heater | LPG | Induced Draft | FALSE | FALSE | 1 | None | Non-Condensing | Single-Stage | Low | TRUE | FALSE | TRUE | FALSE | 40000 | 70 | [5 empty] | Non Federally-Regulated | 2007-08-01 |  | 2019-12-05
Roberts Gordon | Vantage II | CTH2-150 LP | Non Patio Heater | LPG | Induced Draft | FALSE | FALSE | 1 | None | Non-Condensing | Single-Stage | Low | TRUE | FALSE | TRUE | FALSE | 150000 | 70 | [5 empty] | Non Federally-Regulated | 2007-08-01 |  | 2019-12-05
Roberts Gordon | CoRayVac | CRV-B10 LP | Non Patio Heater | LPG | Induced Draft | FALSE | FALSE | 1 | None | Condensing | Single-Stage | Low | TRUE | FALSE | TRUE | FALSE | 100000 | 70 | [5 empty] | Non Federally-Regulated | 2007-08-01 |  | 2019-12-05
Roberts Gordon | GordonRay BH | BH-125 LP | Non Patio Heater | LPG | Induced Draft | FALSE | FALSE | 1 | None | Non-Condensing | Single-Stage | Low | TRUE | FALSE | TRUE | FALSE | 125000 | 70 | [5 empty] | Non Federally-Regulated | 2007-08-01 |  | 2019-12-05
Roberts Gordon | Vantage Modulating | CTH3-200 LP | Non Patio Heater | LPG | Induced Draft | FALSE | FALSE | 1 | None | Non-Condensing | Step Modulating | Low | TRUE | FALSE | TRUE | FALSE | 190000 | 70 | [5 empty] | Non Federally-Regulated | 2007-08-01 |  | 2019-12-05
Roberts Gordon | GordonRay BH | BH-40 LP | Non Patio Heater | LPG | Induced Draft | FALSE | FALSE | 1 | None | Non-Condensing | Single-Stage | Low | TRUE | FALSE | TRUE | FALSE | 40000 | 70 | [5 empty] | Non Federally-Regulated | 2007-08-01 |  | 2019-12-05
Roberts Gordon | Vantage II | CTH2-100 LP | Non Patio Heater | LPG | Induced Draft | FALSE | FALSE | 1 | None | Non-Condensing | Single-Stage | Low | TRUE | FALSE | TRUE | FALSE | 100000 | 70 | [5 empty] | Non Federally-Regulated | 2007-08-01 |  | 2019-12-05
Roberts Gordon | GordonRay BH | BH-150 LP | Non Patio Heater | LPG | Induced Draft | FALSE | FALSE | 1 | None | Non-Condensing | Single-Stage | Low | TRUE | FALSE | TRUE | FALSE | 150000 | 70 | [5 empty] | Non Federally-Regulated | 2007-08-01 |  | 2019-12-05
Roberts Gordon | Vantage II | CTH2-175 LP | Non Patio Heater | LPG | Induced Draft | FALSE | FALSE | 1 | None | Non-Condensing | Single-Stage | Low | TRUE | FALSE | TRUE | FALSE | 175000 | 70 | [5 empty] | Non Federally-Regulated | 2007-08-01 |  | 2019-12-05
Roberts Gordon | Vantage TF | TF-350 LP | Non Patio Heater | LPG | Induced Draft | FALSE | FALSE | 1 | None | Non-Condensing | Single-Stage | Low | TRUE | FALSE | TRUE | FALSE | 350000 | 70 | [5 empty] | Non Federally-Regulated | 2007-08-01 |  | 2019-12-05
Roberts Gordon | Vantage HE | HE-40 LP | Non Patio Heater | LPG | Induced Draft | FALSE | TRUE | 1 | None | Non-Condensing | Single-Stage | Low | TRUE | FALSE | TRUE | FALSE | 40000 | 70 | [5 empty] | Non Federally-Regulated | 2007-08-01 |  | 2019-12-05
Roberts Gordon | GordonRay BH | BH-140 LP | Non Patio Heater | LPG | Induced Draft | FALSE | FALSE | 1 | None | Non-Condensing | Single-Stage | Low | TRUE | FALSE | TRUE | FALSE | 140000 | 70 | [5 empty] | Non Federally-Regulated | 2007-08-01 |  | 2019-12-05
Roberts Gordon | Vantage NP | CTHN-125 LP | Non Patio Heater | LPG | Induced Draft | FALSE | FALSE | 1 | None | Non-Condensing | Single-Stage | Low | TRUE | FALSE | TRUE | FALSE | 125000 | 70 | [5 empty] | Non Federally-Regulated | 2007-08-01 |  | 2019-12-05
Roberts Gordon | Vantage NP | CTHN-150 LP | Non Patio Heater | LPG | Induced Draft | FALSE | FALSE | 1 | None | Non-Condensing | Single-Stage | Low | TRUE | FALSE | TRUE | FALSE | 150000 | 70 | [5 empty] | Non Federally-Regulated | 2007-08-01 |  | 2019-12-05
Roberts Gordon | GordonRay BH | BH-115 LP | Non Patio Heater | LPG | Induced Draft | FALSE | FALSE | 1 | None | Non-Condensing | Single-Stage | Low | TRUE | FALSE | TRUE | FALSE | 115000 | 70 | [5 empty] | Non Federally-Regulated | 2007-08-01 |  | 2019-12-05
Roberts Gordon | Vantage TF | TF-250 LP | Non Patio Heater | LPG | Induced Draft | FALSE | FALSE | 1 | None | Non-Condensing | Single-Stage | Low | TRUE | FALSE | TRUE | FALSE | 250000 | 70 | [5 empty] | Non Federally-Regulated | 2007-08-01 |  | 2019-12-05
Roberts Gordon | CoRayVac | CRV-B9 LP | Non Patio Heater | LPG | Induced Draft | FALSE | FALSE | 1 | None | Condensing | Single-Stage | Low | TRUE | FALSE | TRUE | FALSE | 90000 | 70 | [5 empty] | Non Federally-Regulated | 2007-08-01 |  | 2019-12-05
Roberts Gordon | CoRayVac | CRV-B8 LP | Non Patio Heater | LPG | Induced Draft | FALSE | FALSE | 1 | None | Condensing | Single-Stage | Low | TRUE | FALSE | TRUE | FALSE | 80000 | 70 | [5 empty] | Non Federally-Regulated | 2007-08-01 |  | 2019-12-05
Roberts Gordon | Vantage HE | HE-100 LP | Non Patio Heater | LPG | Induced Draft | FALSE | TRUE | 1 | None | Non-Condensing | Single-Stage | Low | TRUE | FALSE | TRUE | FALSE | 100000 | 70 | [5 empty] | Non Federally-Regulated | 2007-08-01 |  | 2019-12-05
Roberts Gordon | GordonRay BH | BH-125 NG | Non Patio Heater | Natural Gas | Induced Draft | FALSE | FALSE | 1 | None | Non-Condensing | Single-Stage | Low | TRUE | FALSE | TRUE | FALSE | 125000 | 70 | [5 empty] | Non Federally-Regulated | 2007-08-01 |  | 2019-12-05
Roberts Gordon | GordonRay BH | BH-115 NG | Non Patio Heater | Natural Gas | Induced Draft | FALSE | FALSE | 1 | None | Non-Condensing | Single-Stage | Low | TRUE | FALSE | TRUE | FALSE | 115000 | 70 | [5 empty] | Non Federally-Regulated | 2007-08-01 |  | 2019-12-05
Roberts Gordon | Caribe | CGTH-40 NG | Non Patio Heater | Natural Gas | Induced Draft | FALSE | FALSE | 1 | None | Non-Condensing | Single-Stage | Low | TRUE | FALSE | TRUE | FALSE | 40000 | 70 | [5 empty] | Non Federally-Regulated | 2007-08-01 |  | 2019-12-05
Roberts Gordon | Vantage Modulating | CTH3-150 NG | Non Patio Heater | Natural Gas | Induced Draft | FALSE | FALSE | 1 | None | Non-Condensing | Step Modulating | Low | TRUE | FALSE | TRUE | FALSE | 150000 | 70 | [5 empty] | Non Federally-Regulated | 2007-08-01 |  | 2019-12-05
Roberts Gordon | Vantage HE | HE-175 NG | Non Patio Heater | Natural Gas | Induced Draft | FALSE | TRUE | 1 | None | Non-Condensing | Single-Stage | Low | TRUE | FALSE | TRUE | FALSE | 175000 | 70 | [5 empty] | Non Federally-Regulated | 2007-08-01 |  | 2019-12-05
Roberts Gordon | Vantage NP | CTHN-175 NG | Non Patio Heater | Natural Gas | Induced Draft | FALSE | FALSE | 1 | None | Non-Condensing | Single-Stage | Low | TRUE | FALSE | TRUE | FALSE | 175000 | 70 | [5 empty] | Non Federally-Regulated | 2007-08-01 |  | 2019-12-05
Roberts Gordon | Vantage NP | CTHN-100 NG | Non Patio Heater | Natural Gas | Induced Draft | FALSE | FALSE | 1 | None | Non-Condensing | Single-Stage | Low | TRUE | FALSE | TRUE | FALSE | 100000 | 70 | [5 empty] | Non Federally-Regulated | 2007-08-01 |  | 2019-12-05
Roberts Gordon | Vantage NP | CTHN-80 NG | Non Patio Heater | Natural Gas | Induced Draft | FALSE | FALSE | 1 | None | Non-Condensing | Single-Stage | Low | TRUE | FALSE | TRUE | FALSE | 80000 | 70 | [5 empty] | Non Federally-Regulated | 2007-08-01 |  | 2019-12-05
Roberts Gordon | CoRayVac | CRV-B4 NG | Non Patio Heater | Natural Gas | Induced Draft | FALSE | FALSE | 1 | None | Condensing | Single-Stage | Low | TRUE | FALSE | TRUE | FALSE | 40000 | 70 | [5 empty] | Non Federally-Regulated | 2007-08-01 |  | 2019-12-05
Roberts Gordon | GordonRay BH | BH-100 NG | Non Patio Heater | Natural Gas | Induced Draft | FALSE | FALSE | 1 | None | Non-Condensing | Single-Stage | Low | TRUE | FALSE | TRUE | FALSE | 100000 | 70 | [5 empty] | Non Federally-Regulated | 2007-08-01 |  | 2019-12-05
Roberts Gordon | Vantage Modulating | CTH3-200 NG | Non Patio Heater | Natural Gas | Induced Draft | FALSE | FALSE | 1 | None | Non-Condensing | Step Modulating | Low | TRUE | FALSE | TRUE | FALSE | 200000 | 70 | [5 empty] | Non Federally-Regulated | 2007-08-01 |  | 2019-12-05
Roberts Gordon | CoRayVac | CRV-B12A NG | Non Patio Heater | Natural Gas | Induced Draft | FALSE | FALSE | 1 | None | Condensing | Single-Stage | Low | TRUE | FALSE | TRUE | FALSE | 110000 | 70 | [5 empty] | Non Federally-Regulated | 2007-08-01 |  | 2019-12-05
Roberts Gordon | Vantage Modulating | CTH3-115 NG | Non Patio Heater | Natural Gas | Induced Draft | FALSE | FALSE | 1 | None | Non-Condensing | Step Modulating | Low | TRUE | FALSE | TRUE | FALSE | 115000 | 70 | [5 empty] | Non Federally-Regulated | 2007-08-01 |  | 2019-12-05
Roberts Gordon | GordonRay BH | BH-150 NG | Non Patio Heater | Natural Gas | Induced Draft | FALSE | FALSE | 1 | None | Non-Condensing | Single-Stage | Low | TRUE | FALSE | TRUE | FALSE | 150000 | 70 | [5 empty] | Non Federally-Regulated | 2007-08-01 |  | 2019-12-05
Roberts Gordon | Vantage II | CTH2-125 NG | Non Patio Heater | Natural Gas | Induced Draft | FALSE | FALSE | 1 | None | Non-Condensing | Single-Stage | Low | TRUE | FALSE | TRUE | FALSE | 125000 | 70 | [5 empty] | Non Federally-Regulated | 2007-08-01 |  | 2019-12-05
Roberts Gordon | Vantage HE | HE-40 NG | Non Patio Heater | Natural Gas | Induced Draft | FALSE | TRUE | 1 | None | Non-Condensing | Single-Stage | Low | TRUE | FALSE | TRUE | FALSE | 40000 | 70 | [5 empty] | Non Federally-Regulated | 2007-08-01 |  | 2019-12-05
Roberts Gordon | Caribe | CGTH-30 NG | Non Patio Heater | Natural Gas | Induced Draft | FALSE | FALSE | 1 | None | Non-Condensing | Single-Stage | Low | TRUE | FALSE | TRUE | FALSE | 30000 | 70 | [5 empty] | Non Federally-Regulated | 2007-08-01 |  | 2019-12-05
Roberts Gordon | Vantage HE | HE-80 NG | Non Patio Heater | Natural Gas | Induced Draft | FALSE | TRUE | 1 | None | Non-Condensing | Single-Stage | Low | TRUE | FALSE | TRUE | FALSE | 80000 | 70 | [5 empty] | Non Federally-Regulated | 2007-08-01 |  | 2019-12-05
Roberts Gordon | GordonRay BH | BH-40 NG | Non Patio Heater | Natural Gas | Induced Draft | FALSE | FALSE | 1 | None | Non-Condensing | Single-Stage | Low | TRUE | FALSE | TRUE | FALSE | 40000 | 70 | [5 empty] | Non Federally-Regulated | 2007-08-01 |  | 2019-12-05
Roberts Gordon | Vantage TF | TF-380 NG | Non Patio Heater | Natural Gas | Induced Draft | FALSE | FALSE | 1 | None | Non-Condensing | Single-Stage | Low | TRUE | FALSE | TRUE | FALSE | 380000 | 70 | [5 empty] | Non Federally-Regulated | 2007-08-01 |  | 2019-12-05
Roberts Gordon | GordonRay BH | BH-140 NG | Non Patio Heater | Natural Gas | Induced Draft | FALSE | FALSE | 1 | None | Non-Condensing | Single-Stage | Low | TRUE | FALSE | TRUE | FALSE | 140000 | 70 | [5 empty] | Non Federally-Regulated | 2007-08-01 |  | 2019-12-05
Roberts Gordon | Vantage TF | TF-300 NG | Non Patio Heater | Natural Gas | Induced Draft | FALSE | FALSE | 1 | None | Non-Condensing | Single-Stage | Low | TRUE | FALSE | TRUE | FALSE | 300000 | 70 | [5 empty] | Non Federally-Regulated | 2007-08-01 |  | 2019-12-05
Roberts Gordon | Vantage TF | TF-250 NG | Non Patio Heater | Natural Gas | Induced Draft | FALSE | FALSE | 1 | None | Non-Condensing | Single-Stage | Low | TRUE | FALSE | TRUE | FALSE | 250000 | 70 | [5 empty] | Non Federally-Regulated | 2007-08-01 |  | 2019-12-05
Roberts Gordon | CoRayVac | CRV-B10 NG | Non Patio Heater | Natural Gas | Induced Draft | FALSE | FALSE | 1 | None | Condensing | Single-Stage | Low | TRUE | FALSE | TRUE | FALSE | 100000 | 70 | [5 empty] | Non Federally-Regulated | 2007-08-01 |  | 2019-12-05
Roberts Gordon | GordonRay BH | BH-175 NG | Non Patio Heater | Natural Gas | Induced Draft | FALSE | FALSE | 1 | None | Non-Condensing | Single-Stage | Low | TRUE | FALSE | TRUE | FALSE | 175000 | 70 | [5 empty] | Non Federally-Regulated | 2007-08-01 |  | 2019-12-05
Roberts Gordon | Caribe | CGTH-50 NG | Non Patio Heater | Natural Gas | Induced Draft | FALSE | FALSE | 1 | None | Non-Condensing | Single-Stage | Low | TRUE | FALSE | TRUE | FALSE | 50000 | 70 | [5 empty] | Non Federally-Regulated | 2007-08-01 |  | 2019-12-05
Roberts Gordon | GordonRay BH | BH-200 NG | Non Patio Heater | Natural Gas | Induced Draft | FALSE | FALSE | 1 | None | Non-Condensing | Single-Stage | Low | TRUE | FALSE | TRUE | FALSE | 200000 | 70 | [5 empty] | Non Federally-Regulated | 2007-08-01 |  | 2019-12-05
Roberts Gordon | CoRayVac | CRV-B6 NG | Non Patio Heater | Natural Gas | Induced Draft | FALSE | FALSE | 1 | None | Condensing | Single-Stage | Low | TRUE | FALSE | TRUE | FALSE | 60000 | 70 | [5 empty] | Non Federally-Regulated | 2007-08-01 |  | 2019-12-05
Roberts Gordon | Vantage HE | HE-150 NG | Non Patio Heater | Natural Gas | Induced Draft | FALSE | TRUE | 1 | None | Non-Condensing | Single-Stage | Low | TRUE | FALSE | TRUE | FALSE | 150000 | 70 | [5 empty] | Non Federally-Regulated | 2007-08-01 |  | 2019-12-05
Roberts Gordon | Vantage II | CTH2-100 NG | Non Patio Heater | Natural Gas | Induced Draft | FALSE | FALSE | 1 | None | Non-Condensing | Single-Stage | Low | TRUE | FALSE | TRUE | FALSE | 100000 | 70 | [5 empty] | Non Federally-Regulated | 2007-08-01 |  | 2019-12-05
Roberts Gordon | Vantage NP | CTHN-150 NG | Non Patio Heater | Natural Gas | Induced Draft | FALSE | FALSE | 1 | None | Non-Condensing | Single-Stage | Low | TRUE | FALSE | TRUE | FALSE | 150000 | 70 | [5 empty] | Non Federally-Regulated | 2007-08-01 |  | 2019-12-05
Roberts Gordon | Vantage Modulating | CTH3-80 NG | Non Patio Heater | Natural Gas | Induced Draft | FALSE | FALSE | 1 | None | Non-Condensing | Step Modulating | Low | TRUE | FALSE | TRUE | FALSE | 80000 | 70 | [5 empty] | Non Federally-Regulated | 2007-08-01 |  | 2019-12-05
Roberts Gordon | Vantage II | CTH2-80 NG | Non Patio Heater | Natural Gas | Induced Draft | FALSE | FALSE | 1 | None | Non-Condensing | Single-Stage | Low | TRUE | FALSE | TRUE | FALSE | 80000 | 70 | [5 empty] | Non Federally-Regulated | 2007-08-01 |  | 2019-12-05
Roberts Gordon | Vantage TF | TF-160 NG | Non Patio Heater | Natural Gas | Induced Draft | FALSE | FALSE | 1 | None | Non-Condensing | Single-Stage | Low | TRUE | FALSE | TRUE | FALSE | 160000 | 70 | [5 empty] | Non Federally-Regulated | 2007-08-01 |  | 2019-12-05
Roberts Gordon | Vantage TF | TF-350 NG | Non Patio Heater | Natural Gas | Induced Draft | FALSE | FALSE | 1 | None | Non-Condensing | Single-Stage | Low | TRUE | FALSE | TRUE | FALSE | 350000 | 70 | [5 empty] | Non Federally-Regulated | 2007-08-01 |  | 2019-12-05
Roberts Gordon | CoRayVac | CRV-B2 NG | Non Patio Heater | Natural Gas | Induced Draft | FALSE | FALSE | 1 | None | Condensing | Single-Stage | Low | TRUE | FALSE | TRUE | FALSE | 20000 | 70 | [5 empty] | Non Federally-Regulated | 2007-08-01 |  | 2019-12-05
Roberts Gordon | Vantage HE | HE-125 NG | Non Patio Heater | Natural Gas | Induced Draft | FALSE | TRUE | 1 | None | Non-Condensing | Single-Stage | Low | TRUE | FALSE | TRUE | FALSE | 125000 | 70 | [5 empty] | Non Federally-Regulated | 2007-08-01 |  | 2019-12-05
Roberts Gordon | Vantage II | CTH2-175 NG | Non Patio Heater | Natural Gas | Induced Draft | FALSE | FALSE | 1 | None | Non-Condensing | Single-Stage | Low | TRUE | FALSE | TRUE | FALSE | 175000 | 70 | [5 empty] | Non Federally-Regulated | 2007-08-01 |  | 2019-12-05
Roberts Gordon | GordonRay BH | BH-80 NG | Non Patio Heater | Natural Gas | Induced Draft | FALSE | FALSE | 1 | None | Non-Condensing | Single-Stage | Low | TRUE | FALSE | TRUE | FALSE | 80000 | 70 | [5 empty] | Non Federally-Regulated | 2007-08-01 |  | 2019-12-05
Roberts Gordon | Vantage NP | CTHN-60 NG | Non Patio Heater | Natural Gas | Induced Draft | FALSE | FALSE | 1 | None | Non-Condensing | Single-Stage | Low | TRUE | FALSE | TRUE | FALSE | 60000 | 70 | [5 empty] | Non Federally-Regulated | 2007-08-01 |  | 2019-12-05
Roberts Gordon | Vantage TF | TF-120 NG | Non Patio Heater | Natural Gas | Induced Draft | FALSE | FALSE | 1 | None | Non-Condensing | Single-Stage | Low | TRUE | FALSE | TRUE | FALSE | 120000 | 70 | [5 empty] | Non Federally-Regulated | 2007-08-01 |  | 2019-12-05
Roberts Gordon | Vantage TF | TF-200 NG | Non Patio Heater | Natural Gas | Induced Draft | FALSE | FALSE | 1 | None | Non-Condensing | Single-Stage | Low | TRUE | FALSE | TRUE | FALSE | 200000 | 70 | [5 empty] | Non Federally-Regulated | 2007-08-01 |  | 2019-12-05
Roberts Gordon | GordonRay BH | BH-60 NG | Non Patio Heater | Natural Gas | Induced Draft | FALSE | FALSE | 1 | None | Non-Condensing | Single-Stage | Low | TRUE | FALSE | TRUE | FALSE | 60000 | 70 | [5 empty] | Non Federally-Regulated | 2007-08-01 |  | 2019-12-05
Roberts Gordon | Vantage NP | CTHN-200 NG | Non Patio Heater | Natural Gas | Induced Draft | FALSE | FALSE | 1 | None | Non-Condensing | Single-Stage | Low | TRUE | FALSE | TRUE | FALSE | 200000 | 70 | [5 empty] | Non Federally-Regulated | 2007-08-01 |  | 2019-12-05
Roberts Gordon | Vantage NP | CTHN-40 NG | Non Patio Heater | Natural Gas | Induced Draft | FALSE | FALSE | 1 | None | Non-Condensing | Single-Stage | Low | TRUE | FALSE | TRUE | FALSE | 40000 | 70 | [5 empty] | Non Federally-Regulated | 2007-08-01 |  | 2019-12-05
Roberts Gordon | Vantage II | CTH2-60 NG | Non Patio Heater | Natural Gas | Induced Draft | FALSE | FALSE | 1 | None | Non-Condensing | Single-Stage | Low | TRUE | FALSE | TRUE | FALSE | 60000 | 70 | [5 empty] | Non Federally-Regulated | 2007-08-01 |  | 2019-12-05
Roberts Gordon | CoRayVac | CRV-B8 NG | Non Patio Heater | Natural Gas | Induced Draft | FALSE | FALSE | 1 | None | Condensing | Single-Stage | Low | TRUE | FALSE | TRUE | FALSE | 80000 | 70 | [5 empty] | Non Federally-Regulated | 2007-08-01 |  | 2019-12-05
Roberts Gordon | Vantage HE | HE-100 NG | Non Patio Heater | Natural Gas | Induced Draft | FALSE | TRUE | 1 | None | Non-Condensing | Single-Stage | Low | TRUE | FALSE | TRUE | FALSE | 100000 | 70 | [5 empty] | Non Federally-Regulated | 2007-08-01 |  | 2019-12-05
Roberts Gordon | Vantage II | CTH2-40 NG | Non Patio Heater | Natural Gas | Induced Draft | FALSE | FALSE | 1 | None | Non-Condensing | Single-Stage | Low | TRUE | FALSE | TRUE | FALSE | 400000 | 70 | [5 empty] | Non Federally-Regulated | 2007-08-01 |  | 2019-12-05
Roberts Gordon | CoRayVac | CRV-B9 NG | Non Patio Heater | Natural Gas | Induced Draft | FALSE | FALSE | 1 | None | Condensing | Single-Stage | Low | TRUE | FALSE | TRUE | FALSE | 90000 | 70 | [5 empty] | Non Federally-Regulated | 2007-08-01 |  | 2019-12-05
Roberts Gordon | Vantage II | CTH2-150 NG | Non Patio Heater | Natural Gas | Induced Draft | FALSE | FALSE | 1 | None | Non-Condensing | Single-Stage | Low | TRUE | FALSE | TRUE | FALSE | 150000 | 70 | [5 empty] | Non Federally-Regulated | 2007-08-01 |  | 2019-12-05
Roberts Gordon | Vantage NP | CTHN-125 NG | Non Patio Heater | Natural Gas | Induced Draft | FALSE | FALSE | 1 | None | Non-Condensing | Single-Stage | Low | TRUE | FALSE | TRUE | FALSE | 125000 | 70 | [5 empty] | Non Federally-Regulated | 2007-08-01 |  | 2019-12-05
Roberts Gordon | Vantage HE | HE-60 NG | Non Patio Heater | Natural Gas | Induced Draft | FALSE | TRUE | 1 | None | Non-Condensing | Single-Stage | Low | TRUE | FALSE | TRUE | FALSE | 60000 | 70 | [5 empty] | Non Federally-Regulated | 2007-08-01 |  | 2019-12-05
Weather-Rite | Weather-Rite BH | BH-150 LP | Non Patio Heater | LPG | Induced Draft | FALSE | FALSE | 1 | None | Non-Condensing | Single-Stage | Low | TRUE | FALSE | TRUE | FALSE | 150000 | 70 | [5 empty] | Non Federally-Regulated | 2007-08-01 |  | 2019-12-05
Weather-Rite | Weather-Rite NP | CTHN-80 LP | Non Patio Heater | LPG | Induced Draft | FALSE | FALSE | 1 | None | Non-Condensing | Single-Stage | Low | TRUE | FALSE | TRUE | FALSE | 80000 | 70 | [5 empty] | Non Federally-Regulated | 2007-08-01 |  | 2019-12-05
Weather-Rite | Weather-Rite NP | CTHN-100 LP | Non Patio Heater | LPG | Induced Draft | FALSE | FALSE | 1 | None | Non-Condensing | Single-Stage | Low | TRUE | FALSE | TRUE | FALSE | 100000 | 70 | [5 empty] | Non Federally-Regulated | 2007-08-01 |  | 2019-12-05
Weather-Rite | Weather-Rite BH | BH-140 LP | Non Patio Heater | LPG | Induced Draft | FALSE | FALSE | 1 | None | Non-Condensing | Single-Stage | Low | TRUE | FALSE | TRUE | FALSE | 140000 | 70 | [5 empty] | Non Federally-Regulated | 2007-08-01 |  | 2019-12-05
Weather-Rite | Weather-Rite BH | BH-125 LP | Non Patio Heater | LPG | Induced Draft | FALSE | FALSE | 1 | None | Non-Condensing | Single-Stage | Low | TRUE | FALSE | TRUE | FALSE | 125000 | 70 | [5 empty] | Non Federally-Regulated | 2007-08-01 |  | 2019-12-05
Weather-Rite | Weather-Rite BH | BH-115 LP | Non Patio Heater | LPG | Induced Draft | FALSE | FALSE | 1 | None | Non-Condensing | Single-Stage | Low | TRUE | FALSE | TRUE | FALSE | 115000 | 70 | [5 empty] | Non Federally-Regulated | 2007-08-01 |  | 2019-12-05
Weather-Rite | Weather-Rite BH | BH-80 LP | Non Patio Heater | LPG | Induced Draft | FALSE | FALSE | 1 | None | Non-Condensing | Single-Stage | Low | TRUE | FALSE | TRUE | FALSE | 80000 | 70 | [5 empty] | Non Federally-Regulated | 2007-08-01 |  | 2019-12-05
Weather-Rite | Weather-Rite BH | BH-200 LP | Non Patio Heater | LPG | Induced Draft | FALSE | FALSE | 1 | None | Non-Condensing | Single-Stage | Low | TRUE | FALSE | TRUE | FALSE | 200000 | 70 | [5 empty] | Non Federally-Regulated | 2007-08-01 |  | 2019-12-05
Weather-Rite | Weather-Rite BH | BH-60 LP | Non Patio Heater | LPG | Induced Draft | FALSE | FALSE | 1 | None | Non-Condensing | Single-Stage | Low | TRUE | FALSE | TRUE | FALSE | 60000 | 70 | [5 empty] | Non Federally-Regulated | 2007-08-01 |  | 2019-12-05
Weather-Rite | Weather-Rite NP | CTHN-40 LP | Non Patio Heater | LPG | Induced Draft | FALSE | FALSE | 1 | None | Non-Condensing | Single-Stage | Low | TRUE | FALSE | TRUE | FALSE | 40000 | 70 | [5 empty] | Non Federally-Regulated | 2007-08-01 |  | 2019-12-05
Weather-Rite | Weather-Rite NP | CTHN-200 LP | Non Patio Heater | LPG | Induced Draft | FALSE | FALSE | 1 | None | Non-Condensing | Single-Stage | Low | TRUE | FALSE | TRUE | FALSE | 200000 | 70 | [5 empty] | Non Federally-Regulated | 2007-08-01 |  | 2019-12-05
Weather-Rite | Weather-Rite NP | CTHN-175 LP | Non Patio Heater | LPG | Induced Draft | FALSE | FALSE | 1 | None | Non-Condensing | Single-Stage | Low | TRUE | FALSE | TRUE | FALSE | 175000 | 70 | [5 empty] | Non Federally-Regulated | 2007-08-01 |  | 2019-12-05
Weather-Rite | Weather-Rite BH | BH-40 LP | Non Patio Heater | LPG | Induced Draft | FALSE | FALSE | 1 | None | Non-Condensing | Single-Stage | Low | TRUE | FALSE | TRUE | FALSE | 40000 | 70 | [5 empty] | Non Federally-Regulated | 2007-08-01 |  | 2019-12-05
Weather-Rite | Weather-Rite BH | BH-175 LP | Non Patio Heater | LPG | Induced Draft | FALSE | FALSE | 1 | None | Non-Condensing | Single-Stage | Low | TRUE | FALSE | TRUE | FALSE | 175000 | 70 | [5 empty] | Non Federally-Regulated | 2007-08-01 |  | 2019-12-05
Weather-Rite | Weather-Rite BH | BH-100 LP | Non Patio Heater | LPG | Induced Draft | FALSE | FALSE | 1 | None | Non-Condensing | Single-Stage | Low | TRUE | FALSE | TRUE | FALSE | 100000 | 70 | [5 empty] | Non Federally-Regulated | 2007-08-01 |  | 2019-12-05
Weather-Rite | Weather-Rite NP | CTHN-125 LP | Non Patio Heater | LPG | Induced Draft | FALSE | FALSE | 1 | None | Non-Condensing | Single-Stage | Low | TRUE | FALSE | TRUE | FALSE | 125000 | 70 | [5 empty] | Non Federally-Regulated | 2007-08-01 |  | 2019-12-05
Weather-Rite | Weather-Rite NP | CTHN-60 LP | Non Patio Heater | LPG | Induced Draft | FALSE | FALSE | 1 | None | Non-Condensing | Single-Stage | Low | TRUE | FALSE | TRUE | FALSE | 60000 | 70 | [5 empty] | Non Federally-Regulated | 2007-08-01 |  | 2019-12-05
Weather-Rite | Weather-Rite NP | CTHN-150 LP | Non Patio Heater | LPG | Induced Draft | FALSE | FALSE | 1 | None | Non-Condensing | Single-Stage | Low | TRUE | FALSE | TRUE | FALSE | 150000 | 70 | [5 empty] | Non Federally-Regulated | 2007-08-01 |  | 2019-12-05
Weather-Rite | Weather-Rite BH | BH-80 NG | Non Patio Heater | Natural Gas | Induced Draft | FALSE | FALSE | 1 | None | Non-Condensing | Single-Stage | Low | TRUE | FALSE | TRUE | FALSE | 80000 | 70 | [5 empty] | Non Federally-Regulated | 2007-08-01 |  | 2019-12-05
Weather-Rite | Weather-Rite NP | CTHN-80 NG | Non Patio Heater | Natural Gas | Induced Draft | FALSE | FALSE | 1 | None | Non-Condensing | Single-Stage | Low | TRUE | FALSE | TRUE | FALSE | 80000 | 70 | [5 empty] | Non Federally-Regulated | 2007-08-01 |  | 2019-12-05
Weather-Rite | Weather-Rite BH | BH-40 NG | Non Patio Heater | Natural Gas | Induced Draft | FALSE | FALSE | 1 | None | Non-Condensing | Single-Stage | Low | TRUE | FALSE | TRUE | FALSE | 40000 | 70 | [5 empty] | Non Federally-Regulated | 2007-08-01 |  | 2019-12-05
Weather-Rite | Weather-Rite BH | BH-200 NG | Non Patio Heater | Natural Gas | Induced Draft | FALSE | FALSE | 1 | None | Non-Condensing | Single-Stage | Low | TRUE | FALSE | TRUE | FALSE | 200000 | 70 | [5 empty] | Non Federally-Regulated | 2007-08-01 |  | 2019-12-05
Weather-Rite | Weather-Rite NP | CTHN-40 NG | Non Patio Heater | Natural Gas | Induced Draft | FALSE | FALSE | 1 | None | Non-Condensing | Single-Stage | Low | TRUE | FALSE | TRUE | FALSE | 40000 | 70 | [5 empty] | Non Federally-Regulated | 2007-08-01 |  | 2019-12-05
Weather-Rite | Weather-Rite NP | CTHN-200 NG | Non Patio Heater | Natural Gas | Induced Draft | FALSE | FALSE | 1 | None | Non-Condensing | Single-Stage | Low | TRUE | FALSE | TRUE | FALSE | 200000 | 70 | [5 empty] | Non Federally-Regulated | 2007-08-01 |  | 2019-12-05
Weather-Rite | Weather-Rite NP | CTHN-60 NG | Non Patio Heater | Natural Gas | Induced Draft | FALSE | FALSE | 1 | None | Non-Condensing | Single-Stage | Low | TRUE | FALSE | TRUE | FALSE | 60000 | 70 | [5 empty] | Non Federally-Regulated | 2007-08-01 |  | 2019-12-05
Weather-Rite | Weather-Rite NP | CTHN-150 NG | Non Patio Heater | Natural Gas | Induced Draft | FALSE | FALSE | 1 | None | Non-Condensing | Single-Stage | Low | TRUE | FALSE | TRUE | FALSE | 150000 | 70 | [5 empty] | Non Federally-Regulated | 2007-08-01 |  | 2019-12-05
Weather-Rite | Weather-Rite BH | BH-100 NG | Non Patio Heater | Natural Gas | Induced Draft | FALSE | FALSE | 1 | None | Non-Condensing | Single-Stage | Low | TRUE | FALSE | TRUE | FALSE | 100000 | 70 | [5 empty] | Non Federally-Regulated | 2007-08-01 |  | 2019-12-05
Weather-Rite | Weather-Rite BH | BH-175 NG | Non Patio Heater | Natural Gas | Induced Draft | FALSE | FALSE | 1 | None | Non-Condensing | Single-Stage | Low | TRUE | FALSE | TRUE | FALSE | 175000 | 70 | [5 empty] | Non Federally-Regulated | 2007-08-01 |  | 2019-12-05
Weather-Rite | Weather-Rite BH | BH-140 NG | Non Patio Heater | Natural Gas | Induced Draft | FALSE | FALSE | 1 | None | Non-Condensing | Single-Stage | Low | TRUE | FALSE | TRUE | FALSE | 140000 | 70 | [5 empty] | Non Federally-Regulated | 2007-08-01 |  | 2019-12-05
Weather-Rite | Weather-Rite BH | BH-115 NG | Non Patio Heater | Natural Gas | Induced Draft | FALSE | FALSE | 1 | None | Non-Condensing | Single-Stage | Low | TRUE | FALSE | TRUE | FALSE | 115000 | 70 | [5 empty] | Non Federally-Regulated | 2007-08-01 |  | 2019-12-05
Weather-Rite | Weather-Rite NP | CTHN-100 NG | Non Patio Heater | Natural Gas | Induced Draft | FALSE | FALSE | 1 | None | Non-Condensing | Single-Stage | Low | TRUE | FALSE | TRUE | FALSE | 100000 | 70 | [5 empty] | Non Federally-Regulated | 2007-08-01 |  | 2019-12-05
Weather-Rite | Weather-Rite BH | BH-125 NG | Non Patio Heater | Natural Gas | Induced Draft | FALSE | FALSE | 1 | None | Non-Condensing | Single-Stage | Low | TRUE | FALSE | TRUE | FALSE | 125000 | 70 | [5 empty] | Non Federally-Regulated | 2007-08-01 |  | 2019-12-05
Weather-Rite | Weather-Rite NP | CTHN-175 NG | Non Patio Heater | Natural Gas | Induced Draft | FALSE | FALSE | 1 | None | Non-Condensing | Single-Stage | Low | TRUE | FALSE | TRUE | FALSE | 175000 | 70 | [5 empty] | Non Federally-Regulated | 2007-08-01 |  | 2019-12-05
Weather-Rite | Weather-Rite NP | CTHN-125 NG | Non Patio Heater | Natural Gas | Induced Draft | FALSE | FALSE | 1 | None | Non-Condensing | Single-Stage | Low | TRUE | FALSE | TRUE | FALSE | 125000 | 70 | [5 empty] | Non Federally-Regulated | 2007-08-01 |  | 2019-12-05
Weather-Rite | Weather-Rite BH | BH-150 NG | Non Patio Heater | Natural Gas | Induced Draft | FALSE | FALSE | 1 | None | Non-Condensing | Single-Stage | Low | TRUE | FALSE | TRUE | FALSE | 150000 | 70 | [5 empty] | Non Federally-Regulated | 2007-08-01 |  | 2019-12-05
Weather-Rite | Weather-Rite BH | BH-60 NG | Non Patio Heater | Natural Gas | Induced Draft | FALSE | FALSE | 1 | None | Non-Condensing | Single-Stage | Low | TRUE | FALSE | TRUE | FALSE | 60000 | 70 | [5 empty] | Non Federally-Regulated | 2007-08-01 |  | 2019-12-05
Detroit Radiant Products Company | Re-Verber-Ray | LD3-20-50N | Non Patio Heater | Natural Gas | Power | FALSE | TRUE | 1 | None | Non-Condensing | Two-Stage Modulating | Low | TRUE | FALSE | TRUE | FALSE | 40000 | 70 | [5 empty] | Non Federally-Regulated | 2020-09-14 |  | 2020-09-14
Detroit Radiant Products Company | Re-Verber-Ray | LD3-20-50P | Non Patio Heater | LPG | Power | FALSE | TRUE | 1 | None | Non-Condensing | Two-Stage Modulating | Low | TRUE | FALSE | TRUE | FALSE | 40000 | 70 | [5 empty] | Non Federally-Regulated | 2020-09-14 |  | 2020-09-14
Detroit Radiant Products Company | Re-Verber-Ray | LD3-30-50N | Non Patio Heater | Natural Gas | Power | FALSE | TRUE | 1 | None | Non-Condensing | Two-Stage Modulating | Low | TRUE | FALSE | TRUE | FALSE | 40000 | 70 | [5 empty] | Non Federally-Regulated | 2020-09-14 |  | 2020-09-14
Detroit Radiant Products Company | Re-Verber-Ray | LD3-30-50P | Non Patio Heater | LPG | Power | FALSE | TRUE | 1 | None | Non-Condensing | Two-Stage Modulating | Low | TRUE | FALSE | TRUE | FALSE | 40000 | 70 | [5 empty] | Non Federally-Regulated | 2020-09-14 |  | 2020-09-14
Modine | Modine Air Systems | RVM100BH0435 | Non Patio Heater | Natural Gas | Induced Draft | FALSE | TRUE | 1 | None | Non-Condensing | Single-Stage | Low | TRUE | FALSE | FALSE | FALSE | 400000 | 70 | [5 empty] | Non Federally-Regulated | 2003-01-23 |  | 2006-09-18
Modine | Modine Air Systems | RT112G 04 | Non Patio Heater | Natural Gas | Luminous | FALSE | FALSE | 1 | None | Non-Condensing | Single-Stage | High | FALSE | FALSE | FALSE | TRUE | 110000 | 70 |  | 0.35 |  |  |  | Non Federally-Regulated | 2003-01-23 |  | 2006-09-18
Modine | Modine Air Systems | RT132G 47 | Non Patio Heater | Natural Gas | Luminous | FALSE | FALSE | 1 | None | Non-Condensing | Single-Stage | High | FALSE | FALSE | FALSE | TRUE | 132000 | 70 |  | 0.35 |  |  |  | Non Federally-Regulated | 2003-01-23 |  | 2006-09-18
Modine | Modine Air Systems | RLP150H7460 | Non Patio Heater | LPG | Power | FALSE | TRUE | 1 | None | Non-Condensing | Single-Stage | Low | TRUE | FALSE | FALSE | FALSE | 150000 | 70 | [5 empty] | Non Federally-Regulated | 2003-01-23 |  | 2006-09-18
Modine | Modine Air Systems | RVM75AH0373 | Non Patio Heater | LPG | Induced Draft | FALSE | TRUE | 1 | None | Non-Condensing | Single-Stage | Low | TRUE | FALSE | FALSE | FALSE | 225000 | 70 | [5 empty] | Non Federally-Regulated | 2003-01-23 |  | 2006-09-18
Modine | Modine Air Systems | RT120G 47 | Non Patio Heater | Natural Gas | Luminous | FALSE | FALSE | 1 | None | Non-Condensing | Single-Stage | High | FALSE | FALSE | FALSE | TRUE | 120000 | 70 |  | 0.35 |  |  |  | Non Federally-Regulated | 2003-01-23 |  | 2006-09-18
Modine | Modine Air Systems | RT66G 08 | Non Patio Heater | Natural Gas | Luminous | FALSE | FALSE | 1 | None | Non-Condensing | Single-Stage | High | FALSE | FALSE | FALSE | TRUE | 67000 | 70 |  | 0.35 |  |  |  | Non Federally-Regulated | 2003-01-23 |  | 2006-09-18
Modine | Modine Air Systems | RLP85H7440 | Non Patio Heater | LPG | Power | FALSE | TRUE | 1 | None | Non-Condensing | Single-Stage | Low | TRUE | FALSE | FALSE | FALSE | 85000 | 70 | [5 empty] | Non Federally-Regulated | 2003-01-23 |  | 2006-09-18
Modine | Modine Air Systems | RVM100AH0373 | Non Patio Heater | LPG | Induced Draft | FALSE | TRUE | 1 | None | Non-Condensing | Single-Stage | Low | TRUE | FALSE | FALSE | FALSE | 300000 | 70 | [5 empty] | Non Federally-Regulated | 2003-01-23 |  | 2006-09-18
Modine | Modine Air Systems | RT33C 27 | Non Patio Heater | Natural Gas | Luminous | TRUE | FALSE | 1 | None | Non-Condensing | Single-Stage | High | FALSE | FALSE | FALSE | TRUE | 33000 | 70 |  | 0.35 |  |  |  | Non Federally-Regulated | 2003-01-23 |  | 2006-09-18
Modine | Modine Air Systems | RT66G 47 | Non Patio Heater | Natural Gas | Luminous | FALSE | FALSE | 1 | None | Non-Condensing | Single-Stage | High | FALSE | FALSE | FALSE | TRUE | 67000 | 70 |  | 0.35 |  |  |  | Non Federally-Regulated | 2003-01-23 |  | 2006-09-18
Modine | Modine Air Systems | RV75H3445 | Non Patio Heater | Natural Gas | Induced Draft | FALSE | TRUE | 1 | None | Non-Condensing | Single-Stage | Low | TRUE | FALSE | FALSE | FALSE | 75000 | 70 | [5 empty] | Non Federally-Regulated | 2003-01-23 |  | 2006-09-18
Modine | Modine Air Systems | RV75H7435 | Non Patio Heater | LPG | Induced Draft | FALSE | TRUE | 1 | None | Non-Condensing | Single-Stage | Low | TRUE | FALSE | FALSE | FALSE | 75000 | 70 | [5 empty] | Non Federally-Regulated | 2003-01-23 |  | 2006-09-18
Modine | Modine Air Systems | RVM100AH0235 | Non Patio Heater | Natural Gas | Induced Draft | FALSE | TRUE | 1 | None | Non-Condensing | Single-Stage | Low | TRUE | FALSE | FALSE | FALSE | 200000 | 70 | [5 empty] | Non Federally-Regulated | 2003-01-23 |  | 2006-09-18
Modine | Modine Air Systems | RVM100BH0373 | Non Patio Heater | LPG | Induced Draft | FALSE | TRUE | 1 | None | Non-Condensing | Single-Stage | Low | TRUE | FALSE | FALSE | FALSE | 300000 | 70 | [5 empty] | Non Federally-Regulated | 2003-01-23 |  | 2006-09-18
Modine | Modine Air Systems | RV75H7430 | Non Patio Heater | LPG | Induced Draft | FALSE | TRUE | 1 | None | Non-Condensing | Single-Stage | Low | TRUE | FALSE | FALSE | FALSE | 75000 | 70 | [5 empty] | Non Federally-Regulated | 2003-01-23 |  | 2006-09-18
Modine | Modine Air Systems | RLP150H3460 | Non Patio Heater | Natural Gas | Power | FALSE | TRUE | 1 | None | Non-Condensing | Single-Stage | Low | TRUE | FALSE | FALSE | FALSE | 150000 | 70 | [5 empty] | Non Federally-Regulated | 2003-01-23 |  | 2006-09-18
Modine | Modine Air Systems | RVM75DH0235 | Non Patio Heater | Natural Gas | Induced Draft | FALSE | TRUE | 1 | None | Non-Condensing | Single-Stage | Low | TRUE | FALSE | FALSE | FALSE | 150000 | 70 | [5 empty] | Non Federally-Regulated | 2003-01-23 |  | 2006-09-18
Modine | Modine Air Systems | RVM100CH0335 | Non Patio Heater | Natural Gas | Induced Draft | FALSE | TRUE | 1 | None | Non-Condensing | Single-Stage | Low | TRUE | FALSE | FALSE | FALSE | 300000 | 70 | [5 empty] | Non Federally-Regulated | 2003-01-23 |  | 2006-09-18
Modine | Modine Air Systems | RT30G 47 | Non Patio Heater | Natural Gas | Luminous | FALSE | FALSE | 1 | None | Non-Condensing | Single-Stage | High | FALSE | FALSE | FALSE | TRUE | 30000 | 70 |  | 0.35 |  |  |  | Non Federally-Regulated | 2003-01-23 |  | 2006-09-18
Modine | Modine Air Systems | RT99C 27 | Non Patio Heater | Natural Gas | Luminous | TRUE | FALSE | 1 | None | Non-Condensing | Single-Stage | High | FALSE | FALSE | FALSE | TRUE | 100500 | 70 |  | 0.35 |  |  |  | Non Federally-Regulated | 2003-01-23 |  | 2006-09-18
Modine | Modine Air Systems | RLP175H3460 | Non Patio Heater | Natural Gas | Power | FALSE | TRUE | 1 | None | Non-Condensing | Single-Stage | Low | TRUE | FALSE | FALSE | FALSE | 175000 | 70 | [5 empty] | Non Federally-Regulated | 2003-01-23 |  | 2006-09-18
Modine | Modine Air Systems | RVM125CH0273 | Non Patio Heater | LPG | Induced Draft | FALSE | TRUE | 1 | None | Non-Condensing | Single-Stage | Low | TRUE | FALSE | FALSE | FALSE | 250000 | 70 | [5 empty] | Non Federally-Regulated | 2003-01-23 |  | 2006-09-18
Modine | Modine Air Systems | RV150H7450 | Non Patio Heater | LPG | Induced Draft | FALSE | TRUE | 1 | None | Non-Condensing | Single-Stage | Low | TRUE | FALSE | FALSE | FALSE | 150000 | 70 | [5 empty] | Non Federally-Regulated | 2003-01-23 |  | 2006-09-18
Modine | Modine Air Systems | RT90G 48 | Non Patio Heater | Natural Gas | Luminous | FALSE | FALSE | 1 | None | Non-Condensing | Single-Stage | High | FALSE | FALSE | FALSE | TRUE | 90000 | 70 |  | 0.35 |  |  |  | Non Federally-Regulated | 2003-01-23 |  | 2006-09-18
Modine | Modine Air Systems | RVM125DH0235 | Non Patio Heater | Natural Gas | Induced Draft | FALSE | TRUE | 1 | None | Non-Condensing | Single-Stage | Low | TRUE | FALSE | FALSE | FALSE | 250000 | 70 | [5 empty] | Non Federally-Regulated | 2003-01-23 |  | 2006-09-18
Modine | Modine Air Systems | RV75H3450 | Non Patio Heater | Natural Gas | Induced Draft | FALSE | TRUE | 1 | None | Non-Condensing | Single-Stage | Low | TRUE | FALSE | FALSE | FALSE | 75000 | 70 | [5 empty] | Non Federally-Regulated | 2003-01-23 |  | 2006-09-18
Modine | Modine Air Systems | RLP175H7470 | Non Patio Heater | LPG | Power | FALSE | TRUE | 1 | None | Non-Condensing | Single-Stage | Low | TRUE | FALSE | FALSE | FALSE | 175000 | 70 | [5 empty] | Non Federally-Regulated | 2003-01-23 |  | 2006-09-18
Modine | Modine Air Systems | RT30C 67 | Non Patio Heater | LPG | Luminous | TRUE | FALSE | 1 | None | Non-Condensing | Single-Stage | High | FALSE | FALSE | FALSE | TRUE | 30000 | 70 |  | 0.35 |  |  |  | Non Federally-Regulated | 2003-01-23 |  | 2006-09-18
Modine | Modine Air Systems | RVM75CH0473 | Non Patio Heater | LPG | Induced Draft | FALSE | TRUE | 1 | None | Non-Condensing | Single-Stage | Low | TRUE | FALSE | FALSE | FALSE | 300000 | 70 | [5 empty] | Non Federally-Regulated | 2003-01-23 |  | 2006-09-18
Modine | Modine Air Systems | RV100H3435 | Non Patio Heater | Natural Gas | Induced Draft | FALSE | TRUE | 1 | None | Non-Condensing | Single-Stage | Low | TRUE | FALSE | FALSE | FALSE | 100000 | 70 | [5 empty] | Non Federally-Regulated | 2003-01-23 |  | 2006-09-18
Modine | Modine Air Systems | RT30G 04 | Non Patio Heater | Natural Gas | Luminous | FALSE | FALSE | 1 | None | Non-Condensing | Single-Stage | High | FALSE | FALSE | FALSE | TRUE | 30000 | 70 |  | 0.35 |  |  |  | Non Federally-Regulated | 2003-01-23 |  | 2006-09-18
Modine | Modine Air Systems | RT60G 04 | Non Patio Heater | Natural Gas | Luminous | FALSE | FALSE | 1 | None | Non-Condensing | Single-Stage | High | FALSE | FALSE | FALSE | TRUE | 60000 | 70 |  | 0.35 |  |  |  | Non Federally-Regulated | 2003-01-23 |  | 2006-09-18
Modine | Modine Air Systems | RT60G 47 | Non Patio Heater | Natural Gas | Luminous | FALSE | FALSE | 1 | None | Non-Condensing | Single-Stage | High | FALSE | FALSE | FALSE | TRUE | 60000 | 70 |  | 0.35 |  |  |  | Non Federally-Regulated | 2003-01-23 |  | 2006-09-18
Modine | Modine Air Systems | RVM125AH0373 | Non Patio Heater | LPG | Induced Draft | FALSE | TRUE | 1 | None | Non-Condensing | Single-Stage | Low | TRUE | FALSE | FALSE | FALSE | 375000 | 70 | [5 empty] | Non Federally-Regulated | 2003-01-23 |  | 2006-09-18
Modine | Modine Air Systems | RLP60H7430 | Non Patio Heater | LPG | Power | FALSE | TRUE | 1 | None | Non-Condensing | Single-Stage | Low | TRUE | FALSE | FALSE | FALSE | 60000 | 70 | [5 empty] | Non Federally-Regulated | 2003-01-23 |  | 2006-09-18
Modine | Modine Air Systems | RT30G 75 | Non Patio Heater | LPG | Luminous | FALSE | FALSE | 1 | None | Non-Condensing | Single-Stage | High | FALSE | FALSE | FALSE | TRUE | 30000 | 70 |  | 0.35 |  |  |  | Non Federally-Regulated | 2003-01-23 |  | 2006-09-18
Modine | Modine Air Systems | RT120G 75 | Non Patio Heater | LPG | Luminous | FALSE | FALSE | 1 | None | Non-Condensing | Single-Stage | High | FALSE | FALSE | FALSE | TRUE | 120000 | 70 |  | 0.35 |  |  |  | Non Federally-Regulated | 2003-01-23 |  | 2006-09-18
Modine | Modine Air Systems | RLP200H7460 | Non Patio Heater | LPG | Power | FALSE | TRUE | 1 | None | Non-Condensing | Single-Stage | Low | TRUE | FALSE | FALSE | FALSE | 200000 | 70 | [5 empty] | Non Federally-Regulated | 2003-01-23 |  | 2006-09-18
Modine | Modine Air Systems | RT90C 67 | Non Patio Heater | LPG | Luminous | TRUE | FALSE | 1 | None | Non-Condensing | Single-Stage | High | FALSE | FALSE | FALSE | TRUE | 90000 | 70 |  | 0.35 |  |  |  | Non Federally-Regulated | 2003-01-23 |  | 2006-09-18
Modine | Modine Air Systems | RVM125BH0373 | Non Patio Heater | LPG | Induced Draft | FALSE | TRUE | 1 | None | Non-Condensing | Single-Stage | Low | TRUE | FALSE | FALSE | FALSE | 375000 | 70 | [5 empty] | Non Federally-Regulated | 2003-01-23 |  | 2006-09-18
Modine | Modine Air Systems | RT60C 27 | Non Patio Heater | Natural Gas | Luminous | TRUE | FALSE | 1 | None | Non-Condensing | Single-Stage | High | FALSE | FALSE | FALSE | TRUE | 60000 | 70 |  | 0.35 |  |  |  | Non Federally-Regulated | 2003-01-23 |  | 2006-09-18
Modine | Modine Air Systems | RT84G 04 | Non Patio Heater | Natural Gas | Luminous | FALSE | FALSE | 1 | None | Non-Condensing | Single-Stage | High | FALSE | FALSE | FALSE | TRUE | 82500 | 70 |  | 0.35 |  |  |  | Non Federally-Regulated | 2003-01-23 |  | 2006-09-18
Modine | Modine Air Systems | RV75H7440 | Non Patio Heater | LPG | Induced Draft | FALSE | TRUE | 1 | None | Non-Condensing | Single-Stage | Low | TRUE | FALSE | FALSE | FALSE | 75000 | 70 | [5 empty] | Non Federally-Regulated | 2003-01-23 |  | 2006-09-18
Modine | Modine Air Systems | RLP125H3440 | Non Patio Heater | Natural Gas | Power | FALSE | TRUE | 1 | None | Non-Condensing | Single-Stage | Low | TRUE | FALSE | FALSE | FALSE | 125000 | 70 | [5 empty] | Non Federally-Regulated | 2003-01-23 |  | 2006-09-18
Modine | Modine Air Systems | RLP200H7450 | Non Patio Heater | LPG | Power | FALSE | TRUE | 1 | None | Non-Condensing | Single-Stage | Low | TRUE | FALSE | FALSE | FALSE | 200000 | 70 | [5 empty] | Non Federally-Regulated | 2003-01-23 |  | 2006-09-18
Modine | Modine Air Systems | RT33G 47 | Non Patio Heater | Natural Gas | Luminous | FALSE | FALSE | 1 | None | Non-Condensing | Single-Stage | High | FALSE | FALSE | FALSE | TRUE | 33000 | 70 |  | 0.35 |  |  |  | Non Federally-Regulated | 2003-01-23 |  | 2006-09-18
Modine | Modine Air Systems | RT120G 97 | Non Patio Heater | LPG | Luminous | FALSE | FALSE | 1 | None | Non-Condensing | Single-Stage | High | FALSE | FALSE | FALSE | TRUE | 120000 | 70 |  | 0.35 |  |  |  | Non Federally-Regulated | 2003-01-23 |  | 2006-09-18
Modine | Modine Air Systems | RT60G 08 | Non Patio Heater | Natural Gas | Luminous | FALSE | FALSE | 1 | None | Non-Condensing | Single-Stage | High | FALSE | FALSE | FALSE | TRUE | 60000 | 70 |  | 0.35 |  |  |  | Non Federally-Regulated | 2003-01-23 |  | 2006-09-18
Modine | Modine Air Systems | RLP175H3470 | Non Patio Heater | Natural Gas | Power | FALSE | TRUE | 1 | None | Non-Condensing | Single-Stage | Low | TRUE | FALSE | FALSE | FALSE | 175000 | 70 | [5 empty] | Non Federally-Regulated | 2003-01-23 |  | 2006-09-18
Modine | Modine Air Systems | RLP75H7430 | Non Patio Heater | LPG | Power | FALSE | TRUE | 1 | None | Non-Condensing | Single-Stage | Low | TRUE | FALSE | FALSE | FALSE | 75000 | 70 | [5 empty] | Non Federally-Regulated | 2003-01-23 |  | 2006-09-18
Modine | Modine Air Systems | RT60G 75 | Non Patio Heater | LPG | Luminous | FALSE | FALSE | 1 | None | Non-Condensing | Single-Stage | High | FALSE | FALSE | FALSE | TRUE | 60000 | 70 |  | 0.35 |  |  |  | Non Federally-Regulated | 2003-01-23 |  | 2006-09-18
Modine | Modine Air Systems | RT90G 97 | Non Patio Heater | LPG | Luminous | FALSE | FALSE | 1 | None | Non-Condensing | Single-Stage | High | FALSE | FALSE | FALSE | TRUE | 90000 | 70 |  | 0.35 |  |  |  | Non Federally-Regulated | 2003-01-23 |  | 2006-09-18
Modine | Modine Air Systems | RT120C 27 | Non Patio Heater | Natural Gas | Luminous | TRUE | FALSE | 1 | None | Non-Condensing | Single-Stage | High | FALSE | FALSE | FALSE | TRUE | 120000 | 70 |  | 0.35 |  |  |  | Non Federally-Regulated | 2003-01-23 |  | 2006-09-18
Modine | Modine Air Systems | RV75H7445 | Non Patio Heater | LPG | Induced Draft | FALSE | TRUE | 1 | None | Non-Condensing | Single-Stage | Low | TRUE | FALSE | FALSE | FALSE | 75000 | 70 | [5 empty] | Non Federally-Regulated | 2003-01-23 |  | 2006-09-18
Modine | Modine Air Systems | RVM100CH0373 | Non Patio Heater | LPG | Induced Draft | FALSE | TRUE | 1 | None | Non-Condensing | Single-Stage | Low | TRUE | FALSE | FALSE | FALSE | 300000 | 70 | [5 empty] | Non Federally-Regulated | 2003-01-23 |  | 2006-09-18
Modine | Modine Air Systems | RT56G 04 | Non Patio Heater | Natural Gas | Luminous | FALSE | FALSE | 1 | None | Non-Condensing | Single-Stage | High | FALSE | FALSE | FALSE | TRUE | 55000 | 70 |  | 0.35 |  |  |  | Non Federally-Regulated | 2003-01-23 |  | 2006-09-18
Modine | Modine Air Systems | RT28G 48 | Non Patio Heater | Natural Gas | Luminous | FALSE | FALSE | 1 | None | Non-Condensing | Single-Stage | High | FALSE | FALSE | FALSE | TRUE | 30000 | 70 |  | 0.35 |  |  |  | Non Federally-Regulated | 2003-01-23 |  | 2006-09-18
Modine | Modine Air Systems | RVM75BH0273 | Non Patio Heater | LPG | Induced Draft | FALSE | TRUE | 1 | None | Non-Condensing | Single-Stage | Low | TRUE | FALSE | FALSE | FALSE | 150000 | 70 | [5 empty] | Non Federally-Regulated | 2003-01-23 |  | 2006-09-18
Modine | Modine Air Systems | RV75H7420 | Non Patio Heater | LPG | Induced Draft | FALSE | TRUE | 1 | None | Non-Condensing | Single-Stage | Low | TRUE | FALSE | FALSE | FALSE | 75000 | 70 | [5 empty] | Non Federally-Regulated | 2003-01-23 |  | 2006-09-18
Modine | Modine Air Systems | RLP85H3430 | Non Patio Heater | Natural Gas | Power | FALSE | TRUE | 1 | None | Non-Condensing | Single-Stage | Low | TRUE | FALSE | FALSE | FALSE | 85000 | 70 | [5 empty] | Non Federally-Regulated | 2003-01-23 |  | 2006-09-18
Modine | Modine Air Systems | RLP100H3450 | Non Patio Heater | Natural Gas | Power | FALSE | TRUE | 1 | None | Non-Condensing | Single-Stage | Low | TRUE | FALSE | FALSE | FALSE | 100000 | 70 | [5 empty] | Non Federally-Regulated | 2003-01-23 |  | 2006-09-18
Modine | Modine Air Systems | RVM125CH0235 | Non Patio Heater | Natural Gas | Induced Draft | FALSE | TRUE | 1 | None | Non-Condensing | Single-Stage | Low | TRUE | FALSE | FALSE | FALSE | 250000 | 70 | [5 empty] | Non Federally-Regulated | 2003-01-23 |  | 2006-09-18
Modine | Modine Air Systems | RVM125CH0473 | Non Patio Heater | LPG | Induced Draft | FALSE | TRUE | 1 | None | Non-Condensing | Single-Stage | Low | TRUE | FALSE | FALSE | FALSE | 500000 | 70 | [5 empty] | Non Federally-Regulated | 2003-01-23 |  | 2006-09-18
Modine | Modine Air Systems | RVM125DH0373 | Non Patio Heater | LPG | Induced Draft | FALSE | TRUE | 1 | None | Non-Condensing | Single-Stage | Low | TRUE | FALSE | FALSE | FALSE | 375000 | 70 | [5 empty] | Non Federally-Regulated | 2003-01-23 |  | 2006-09-18
Modine | Modine Air Systems | RLP200H3450 | Non Patio Heater | Natural Gas | Power | FALSE | TRUE | 1 | None | Non-Condensing | Single-Stage | Low | TRUE | FALSE | FALSE | FALSE | 200000 | 70 | [5 empty] | Non Federally-Regulated | 2003-01-23 |  | 2006-09-18
Modine | Modine Air Systems | RVM75CH0373 | Non Patio Heater | LPG | Induced Draft | FALSE | TRUE | 1 | None | Non-Condensing | Single-Stage | Low | TRUE | FALSE | FALSE | FALSE | 225000 | 70 | [5 empty] | Non Federally-Regulated | 2003-01-23 |  | 2006-09-18
Modine | Modine Air Systems | RT160G 48 | Non Patio Heater | Natural Gas | Luminous | FALSE | FALSE | 1 | None | Non-Condensing | Single-Stage | High | FALSE | FALSE | FALSE | TRUE | 160000 | 70 |  | 0.35 |  |  |  | Non Federally-Regulated | 2003-01-23 |  | 2006-09-18
Modine | Modine Air Systems | RV100H7450 | Non Patio Heater | LPG | Induced Draft | FALSE | TRUE | 1 | None | Non-Condensing | Single-Stage | Low | TRUE | FALSE | FALSE | FALSE | 100000 | 70 | [5 empty] | Non Federally-Regulated | 2003-01-23 |  | 2006-09-18
Modine | Modine Air Systems | RT30C 27 | Non Patio Heater | Natural Gas | Luminous | TRUE | FALSE | 1 | None | Non-Condensing | Single-Stage | High | FALSE | FALSE | FALSE | TRUE | 30000 | 70 |  | 0.35 |  |  |  | Non Federally-Regulated | 2003-01-23 |  | 2006-09-18
Modine | Modine Air Systems | RVM75CH0435 | Non Patio Heater | Natural Gas | Induced Draft | FALSE | TRUE | 1 | None | Non-Condensing | Single-Stage | Low | TRUE | FALSE | FALSE | FALSE | 300000 | 70 | [5 empty] | Non Federally-Regulated | 2003-01-23 |  | 2006-09-18
Modine | Modine Air Systems | RLP85H3440 | Non Patio Heater | Natural Gas | Power | FALSE | TRUE | 1 | None | Non-Condensing | Single-Stage | Low | TRUE | FALSE | FALSE | FALSE | 85000 | 70 | [5 empty] | Non Federally-Regulated | 2003-01-23 |  | 2006-09-18
Modine | Modine Air Systems | RVM125BH0473 | Non Patio Heater | LPG | Induced Draft | FALSE | TRUE | 1 | None | Non-Condensing | Single-Stage | Low | TRUE | FALSE | FALSE | FALSE | 500000 | 70 | [5 empty] | Non Federally-Regulated | 2003-01-23 |  | 2006-09-18
Modine | Modine Air Systems | RLP200H3470 | Non Patio Heater | Natural Gas | Power | FALSE | TRUE | 1 | None | Non-Condensing | Single-Stage | Low | TRUE | FALSE | FALSE | FALSE | 200000 | 70 | [5 empty] | Non Federally-Regulated | 2003-01-23 |  | 2006-09-18
Modine | Modine Air Systems | RLP85H7430 | Non Patio Heater | LPG | Power | FALSE | TRUE | 1 | None | Non-Condensing | Single-Stage | Low | TRUE | FALSE | FALSE | FALSE | 85000 | 70 | [5 empty] | Non Federally-Regulated | 2003-01-23 |  | 2006-09-18
Modine | Modine Air Systems | RVM125AH0273 | Non Patio Heater | LPG | Induced Draft | FALSE | TRUE | 1 | None | Non-Condensing | Single-Stage | Low | TRUE | FALSE | FALSE | FALSE | 250000 | 70 | [5 empty] | Non Federally-Regulated | 2003-01-23 |  | 2006-09-18
Modine | Modine Air Systems | RV100H3450 | Non Patio Heater | Natural Gas | Induced Draft | FALSE | TRUE | 1 | None | Non-Condensing | Single-Stage | Low | TRUE | FALSE | FALSE | FALSE | 100000 | 70 | [5 empty] | Non Federally-Regulated | 2003-01-23 |  | 2006-09-18
Modine | Modine Air Systems | RVM100AH0273 | Non Patio Heater | LPG | Induced Draft | FALSE | TRUE | 1 | None | Non-Condensing | Single-Stage | Low | TRUE | FALSE | FALSE | FALSE | 200000 | 70 | [5 empty] | Non Federally-Regulated | 2003-01-23 |  | 2006-09-18
Modine | Modine Air Systems | RT56G 47 | Non Patio Heater | Natural Gas | Luminous | FALSE | FALSE | 1 | None | Non-Condensing | Single-Stage | High | FALSE | FALSE | FALSE | TRUE | 55000 | 70 |  | 0.35 |  |  |  | Non Federally-Regulated | 2003-01-23 |  | 2006-09-18
Modine | Modine Air Systems | RVM100AH0435 | Non Patio Heater | Natural Gas | Induced Draft | FALSE | TRUE | 1 | None | Non-Condensing | Single-Stage | Low | TRUE | FALSE | FALSE | FALSE | 400000 | 70 | [5 empty] | Non Federally-Regulated | 2003-01-23 |  | 2006-09-18
Modine | Modine Air Systems | RV150H7455 | Non Patio Heater | LPG | Induced Draft | FALSE | TRUE | 1 | None | Non-Condensing | Single-Stage | Low | TRUE | FALSE | FALSE | FALSE | 150000 | 70 | [5 empty] | Non Federally-Regulated | 2003-01-23 |  | 2006-09-18
Modine | Modine Air Systems | RT132G 04 | Non Patio Heater | Natural Gas | Luminous | FALSE | FALSE | 1 | None | Non-Condensing | Single-Stage | High | FALSE | FALSE | FALSE | TRUE | 132000 | 70 |  | 0.35 |  |  |  | Non Federally-Regulated | 2003-01-23 |  | 2006-09-18
Modine | Modine Air Systems | RVM100BH0473 | Non Patio Heater | LPG | Induced Draft | FALSE | TRUE | 1 | None | Non-Condensing | Single-Stage | Low | TRUE | FALSE | FALSE | FALSE | 400000 | 70 | [5 empty] | Non Federally-Regulated | 2003-01-23 |  | 2006-09-18
Modine | Modine Air Systems | RVM150CH0335 | Non Patio Heater | Natural Gas | Induced Draft | FALSE | TRUE | 1 | None | Non-Condensing | Single-Stage | Low | TRUE | FALSE | FALSE | FALSE | 450000 | 70 | [5 empty] | Non Federally-Regulated | 2003-01-23 |  | 2006-09-18
Modine | Modine Air Systems | RT112G 47 | Non Patio Heater | Natural Gas | Luminous | FALSE | FALSE | 1 | None | Non-Condensing | Single-Stage | High | FALSE | FALSE | FALSE | TRUE | 110000 | 70 |  | 0.35 |  |  |  | Non Federally-Regulated | 2003-01-23 |  | 2006-09-18
Modine | Modine Air Systems | RVM100CH0235 | Non Patio Heater | Natural Gas | Induced Draft | FALSE | TRUE | 1 | None | Non-Condensing | Single-Stage | Low | TRUE | FALSE | FALSE | FALSE | 200000 | 70 | [5 empty] | Non Federally-Regulated | 2003-01-23 |  | 2006-09-18
Modine | Modine Air Systems | RVM125AH0435 | Non Patio Heater | Natural Gas | Induced Draft | FALSE | TRUE | 1 | None | Non-Condensing | Single-Stage | Low | TRUE | FALSE | FALSE | FALSE | 500000 | 70 | [5 empty] | Non Federally-Regulated | 2003-01-23 |  | 2006-09-18
Modine | Modine Air Systems | RV125H3460 | Non Patio Heater | Natural Gas | Induced Draft | FALSE | TRUE | 1 | None | Non-Condensing | Single-Stage | Low | TRUE | FALSE | FALSE | FALSE | 125000 | 70 | [5 empty] | Non Federally-Regulated | 2003-01-23 |  | 2006-09-18
Modine | Modine Air Systems | RT84C 27 | Non Patio Heater | Natural Gas | Luminous | TRUE | FALSE | 1 | None | Non-Condensing | Single-Stage | High | FALSE | FALSE | FALSE | TRUE | 82500 | 70 |  | 0.35 |  |  |  | Non Federally-Regulated | 2003-01-23 |  | 2006-09-18
Modine | Modine Air Systems | RT28G 47 | Non Patio Heater | Natural Gas | Luminous | FALSE | FALSE | 1 | None | Non-Condensing | Single-Stage | High | FALSE | FALSE | FALSE | TRUE | 30000 | 70 |  | 0.35 |  |  |  | Non Federally-Regulated | 2003-01-23 |  | 2006-09-18
Modine | Modine Air Systems | RVM150CH0273 | Non Patio Heater | LPG | Induced Draft | FALSE | TRUE | 1 | None | Non-Condensing | Single-Stage | Low | TRUE | FALSE | FALSE | FALSE | 300000 | 70 | [5 empty] | Non Federally-Regulated | 2003-01-23 |  | 2006-09-18
Modine | Modine Air Systems | RVM125CH0335 | Non Patio Heater | Natural Gas | Induced Draft | FALSE | TRUE | 1 | None | Non-Condensing | Single-Stage | Low | TRUE | FALSE | FALSE | FALSE | 375000 | 70 | [5 empty] | Non Federally-Regulated | 2003-01-23 |  | 2006-09-18
Modine | Modine Air Systems | RVM75BH0235 | Non Patio Heater | Natural Gas | Induced Draft | FALSE | TRUE | 1 | None | Non-Condensing | Single-Stage | Low | TRUE | FALSE | FALSE | FALSE | 150000 | 70 | [5 empty] | Non Federally-Regulated | 2003-01-23 |  | 2006-09-18
Modine | Modine Air Systems | RT160G 47 | Non Patio Heater | Natural Gas | Luminous | FALSE | FALSE | 1 | None | Non-Condensing | Single-Stage | High | FALSE | FALSE | FALSE | TRUE | 160000 | 70 |  | 0.35 |  |  |  | Non Federally-Regulated | 2003-01-23 |  | 2006-09-18
Modine | Modine Air Systems | RV125H7455 | Non Patio Heater | LPG | Induced Draft | FALSE | TRUE | 1 | None | Non-Condensing | Single-Stage | Low | TRUE | FALSE | FALSE | FALSE | 125000 | 70 | [5 empty] | Non Federally-Regulated | 2003-01-23 |  | 2006-09-18
Modine | Modine Air Systems | RT132G 08 | Non Patio Heater | Natural Gas | Luminous | FALSE | FALSE | 1 | None | Non-Condensing | Single-Stage | High | FALSE | FALSE | FALSE | TRUE | 132000 | 70 |  | 0.35 |  |  |  | Non Federally-Regulated | 2003-01-23 |  | 2006-09-18
Modine | Modine Air Systems | RLP75H3440 | Non Patio Heater | Natural Gas | Power | FALSE | TRUE | 1 | None | Non-Condensing | Single-Stage | Low | TRUE | FALSE | FALSE | FALSE | 75000 | 70 | [5 empty] | Non Federally-Regulated | 2003-01-23 |  | 2006-09-18
Modine | Modine Air Systems | RLP100H3440 | Non Patio Heater | Natural Gas | Power | FALSE | TRUE | 1 | None | Non-Condensing | Single-Stage | Low | TRUE | FALSE | FALSE | FALSE | 100000 | 70 | [5 empty] | Non Federally-Regulated | 2003-01-23 |  | 2006-09-18
Modine | Modine Air Systems | RLP50H7420 | Non Patio Heater | LPG | Power | FALSE | TRUE | 1 | None | Non-Condensing | Single-Stage | Low | TRUE | FALSE | FALSE | FALSE | 50000 | 70 | [5 empty] | Non Federally-Regulated | 2003-01-23 |  | 2006-09-18
Modine | Modine Air Systems | RT99G 08 | Non Patio Heater | Natural Gas | Luminous | FALSE | FALSE | 1 | None | Non-Condensing | Single-Stage | High | FALSE | FALSE | FALSE | TRUE | 100500 | 70 |  | 0.35 |  |  |  | Non Federally-Regulated | 2003-01-23 |  | 2006-09-18
Modine | Modine Air Systems | RT66C 27 | Non Patio Heater | Natural Gas | Luminous | TRUE | FALSE | 1 | None | Non-Condensing | Single-Stage | High | FALSE | FALSE | FALSE | TRUE | 67000 | 70 |  | 0.35 |  |  |  | Non Federally-Regulated | 2003-01-23 |  | 2006-09-18
Modine | Modine Air Systems | RLP75H7440 | Non Patio Heater | LPG | Power | FALSE | TRUE | 1 | None | Non-Condensing | Single-Stage | Low | TRUE | FALSE | FALSE | FALSE | 75000 | 70 | [5 empty] | Non Federally-Regulated | 2003-01-23 |  | 2006-09-18
Modine | Modine Air Systems | RT60G 97 | Non Patio Heater | LPG | Luminous | FALSE | FALSE | 1 | None | Non-Condensing | Single-Stage | High | FALSE | FALSE | FALSE | TRUE | 60000 | 70 |  | 0.35 |  |  |  | Non Federally-Regulated | 2003-01-23 |  | 2006-09-18
Modine | Modine Air Systems | RVM125BH0335 | Non Patio Heater | Natural Gas | Induced Draft | FALSE | TRUE | 1 | None | Non-Condensing | Single-Stage | Low | TRUE | FALSE | FALSE | FALSE | 375000 | 70 | [5 empty] | Non Federally-Regulated | 2003-01-23 |  | 2006-09-18
Modine | Modine Air Systems | RVM125CH0435 | Non Patio Heater | Natural Gas | Induced Draft | FALSE | TRUE | 1 | None | Non-Condensing | Single-Stage | Low | TRUE | FALSE | FALSE | FALSE | 500000 | 70 | [5 empty] | Non Federally-Regulated | 2003-01-23 |  | 2006-09-18
Modine | Modine Air Systems | RV150H3460 | Non Patio Heater | Natural Gas | Induced Draft | FALSE | TRUE | 1 | None | Non-Condensing | Single-Stage | Low | TRUE | FALSE | FALSE | FALSE | 150000 | 70 | [5 empty] | Non Federally-Regulated | 2003-01-23 |  | 2006-09-18
Modine | Modine Air Systems | RVM150BH0373 | Non Patio Heater | LPG | Induced Draft | FALSE | TRUE | 1 | None | Non-Condensing | Single-Stage | Low | TRUE | FALSE | FALSE | FALSE | 450000 | 70 | [5 empty] | Non Federally-Regulated | 2003-01-23 |  | 2006-09-18
Modine | Modine Air Systems | RLP50H3420 | Non Patio Heater | Natural Gas | Power | FALSE | TRUE | 1 | None | Non-Condensing | Single-Stage | Low | TRUE | FALSE | FALSE | FALSE | 50000 | 70 | [5 empty] | Non Federally-Regulated | 2003-01-23 |  | 2006-09-18
Modine | Modine Air Systems | RT90C 27 | Non Patio Heater | Natural Gas | Luminous | TRUE | FALSE | 1 | None | Non-Condensing | Single-Stage | High | FALSE | FALSE | FALSE | TRUE | 90000 | 70 |  | 0.35 |  |  |  | Non Federally-Regulated | 2003-01-23 |  | 2006-09-18
Modine | Modine Air Systems | RVM75CH0273 | Non Patio Heater | LPG | Induced Draft | FALSE | TRUE | 1 | None | Non-Condensing | Single-Stage | Low | TRUE | FALSE | FALSE | FALSE | 150000 | 70 | [5 empty] | Non Federally-Regulated | 2003-01-23 |  | 2006-09-18
Modine | Modine Air Systems | RT160G 75 | Non Patio Heater | LPG | Luminous | FALSE | FALSE | 1 | None | Non-Condensing | Single-Stage | High | FALSE | FALSE | FALSE | TRUE | 160000 | 70 |  | 0.35 |  |  |  | Non Federally-Regulated | 2003-01-23 |  | 2006-09-18
Modine | Modine Air Systems | RV150H3455 | Non Patio Heater | Natural Gas | Induced Draft | FALSE | TRUE | 1 | None | Non-Condensing | Single-Stage | Low | TRUE | FALSE | FALSE | FALSE | 150000 | 70 | [5 empty] | Non Federally-Regulated | 2003-01-23 |  | 2006-09-18
Modine | Modine Air Systems | RVM75CH0235 | Non Patio Heater | Natural Gas | Induced Draft | FALSE | TRUE | 1 | None | Non-Condensing | Single-Stage | Low | TRUE | FALSE | FALSE | FALSE | 150000 | 70 | [5 empty] | Non Federally-Regulated | 2003-01-23 |  | 2006-09-18
Modine | Modine Air Systems | RLP150H7450 | Non Patio Heater | LPG | Power | FALSE | TRUE | 1 | None | Non-Condensing | Single-Stage | Low | TRUE | FALSE | FALSE | FALSE | 150000 | 70 | [5 empty] | Non Federally-Regulated | 2003-01-23 |  | 2006-09-18
Modine | Modine Air Systems | RVM100AH0335 | Non Patio Heater | Natural Gas | Induced Draft | FALSE | TRUE | 1 | None | Non-Condensing | Single-Stage | Low | TRUE | FALSE | FALSE | FALSE | 300000 | 70 | [5 empty] | Non Federally-Regulated | 2003-01-23 |  | 2006-09-18
Modine | Modine Air Systems | RVM150DH0373 | Non Patio Heater | LPG | Induced Draft | FALSE | TRUE | 1 | None | Non-Condensing | Single-Stage | Low | TRUE | FALSE | FALSE | FALSE | 450000 | 70 | [5 empty] | Non Federally-Regulated | 2003-01-23 |  | 2006-09-18
Modine | Modine Air Systems | RT33G 04 | Non Patio Heater | Natural Gas | Luminous | FALSE | FALSE | 1 | None | Non-Condensing | Single-Stage | High | FALSE | FALSE | FALSE | TRUE | 33000 | 70 |  | 0.35 |  |  |  | Non Federally-Regulated | 2003-01-23 |  | 2006-09-18
Modine | Modine Air Systems | RLP150H7470 | Non Patio Heater | LPG | Power | FALSE | TRUE | 1 | None | Non-Condensing | Single-Stage | Low | TRUE | FALSE | FALSE | FALSE | 150000 | 70 | [5 empty] | Non Federally-Regulated | 2003-01-23 |  | 2006-09-18
Modine | Modine Air Systems | RT30G 48 | Non Patio Heater | Natural Gas | Luminous | FALSE | FALSE | 1 | None | Non-Condensing | Single-Stage | High | FALSE | FALSE | FALSE | TRUE | 30000 | 70 |  | 0.35 |  |  |  | Non Federally-Regulated | 2003-01-23 |  | 2006-09-18
Modine | Modine Air Systems | RV150H3440 | Non Patio Heater | Natural Gas | Induced Draft | FALSE | TRUE | 1 | None | Non-Condensing | Single-Stage | Low | TRUE | FALSE | FALSE | FALSE | 150000 | 70 | [5 empty] | Non Federally-Regulated | 2003-01-23 |  | 2006-09-18
Modine | Modine Air Systems | RLP75H3430 | Non Patio Heater | Natural Gas | Power | FALSE | TRUE | 1 | None | Non-Condensing | Single-Stage | Low | TRUE | FALSE | FALSE | FALSE | 75000 | 70 | [5 empty] | Non Federally-Regulated | 2003-01-23 |  | 2006-09-18
Modine | Modine Air Systems | RLP175H3450 | Non Patio Heater | Natural Gas | Power | FALSE | TRUE | 1 | None | Non-Condensing | Single-Stage | Low | TRUE | FALSE | FALSE | FALSE | 175000 | 70 | [5 empty] | Non Federally-Regulated | 2003-01-23 |  | 2006-09-18
Modine | Modine Air Systems | RV150H7440 | Non Patio Heater | LPG | Induced Draft | FALSE | TRUE | 1 | None | Non-Condensing | Single-Stage | Low | TRUE | FALSE | FALSE | FALSE | 150000 | 70 | [5 empty] | Non Federally-Regulated | 2003-01-23 |  | 2006-09-18
Modine | Modine Air Systems | RV125H7460 | Non Patio Heater | LPG | Induced Draft | FALSE | TRUE | 1 | None | Non-Condensing | Single-Stage | Low | TRUE | FALSE | FALSE | FALSE | 125000 | 70 | [5 empty] | Non Federally-Regulated | 2003-01-23 |  | 2006-09-18
Modine | Modine Air Systems | RLP100H3430 | Non Patio Heater | Natural Gas | Power | FALSE | TRUE | 1 | None | Non-Condensing | Single-Stage | Low | TRUE | FALSE | FALSE | FALSE | 100000 | 70 | [5 empty] | Non Federally-Regulated | 2003-01-23 |  | 2006-09-18
Modine | Modine Air Systems | RVM150DH0235 | Non Patio Heater | Natural Gas | Induced Draft | FALSE | TRUE | 1 | None | Non-Condensing | Single-Stage | Low | TRUE | FALSE | FALSE | FALSE | 300000 | 70 | [5 empty] | Non Federally-Regulated | 2003-01-23 |  | 2006-09-18
Modine | Modine Air Systems | RLP100H7450 | Non Patio Heater | LPG | Power | FALSE | TRUE | 1 | None | Non-Condensing | Single-Stage | Low | TRUE | FALSE | FALSE | FALSE | 100000 | 70 | [5 empty] | Non Federally-Regulated | 2003-01-23 |  | 2006-09-18
Modine | Modine Air Systems | RVM100CH0273 | Non Patio Heater | LPG | Induced Draft | FALSE | TRUE | 1 | None | Non-Condensing | Single-Stage | Low | TRUE | FALSE | FALSE | FALSE | 200000 | 70 | [5 empty] | Non Federally-Regulated | 2003-01-23 |  | 2006-09-18
Modine | Modine Air Systems | RVM125AH0235 | Non Patio Heater | Natural Gas | Induced Draft | FALSE | TRUE | 1 | None | Non-Condensing | Single-Stage | Low | TRUE | FALSE | FALSE | FALSE | 250000 | 70 | [5 empty] | Non Federally-Regulated | 2003-01-23 |  | 2006-09-18
Modine | Modine Air Systems | RVM75DH0373 | Non Patio Heater | LPG | Induced Draft | FALSE | TRUE | 1 | None | Non-Condensing | Single-Stage | Low | TRUE | FALSE | FALSE | FALSE | 225000 | 70 | [5 empty] | Non Federally-Regulated | 2003-01-23 |  | 2006-09-18
Modine | Modine Air Systems | RT56G 08 | Non Patio Heater | Natural Gas | Luminous | FALSE | FALSE | 1 | None | Non-Condensing | Single-Stage | High | FALSE | FALSE | FALSE | TRUE | 55000 | 70 |  | 0.35 |  |  |  | Non Federally-Regulated | 2003-01-23 |  | 2006-09-18
Modine | Modine Air Systems | RT120G 48 | Non Patio Heater | Natural Gas | Luminous | FALSE | FALSE | 1 | None | Non-Condensing | Single-Stage | High | FALSE | FALSE | FALSE | TRUE | 120000 | 70 |  | 0.35 |  |  |  | Non Federally-Regulated | 2003-01-23 |  | 2006-09-18
Modine | Modine Air Systems | RT99G 47 | Non Patio Heater | Natural Gas | Luminous | FALSE | FALSE | 1 | None | Non-Condensing | Single-Stage | High | FALSE | FALSE | FALSE | TRUE | 100500 | 70 |  | 0.35 |  |  |  | Non Federally-Regulated | 2003-01-23 |  | 2006-09-18
Modine | Modine Air Systems | RLP60H3420 | Non Patio Heater | Natural Gas | Power | FALSE | TRUE | 1 | None | Non-Condensing | Single-Stage | Low | TRUE | FALSE | FALSE | FALSE | 60000 | 70 | [5 empty] | Non Federally-Regulated | 2003-01-23 |  | 2006-09-18
Modine | Modine Air Systems | RV125H3440 | Non Patio Heater | Natural Gas | Induced Draft | FALSE | TRUE | 1 | None | Non-Condensing | Single-Stage | Low | TRUE | FALSE | FALSE | FALSE | 125000 | 70 | [5 empty] | Non Federally-Regulated | 2003-01-23 |  | 2006-09-18
Modine | Modine Air Systems | RVM100BH0235 | Non Patio Heater | Natural Gas | Induced Draft | FALSE | TRUE | 1 | None | Non-Condensing | Single-Stage | Low | TRUE | FALSE | FALSE | FALSE | 200000 | 70 | [5 empty] | Non Federally-Regulated | 2003-01-23 |  | 2006-09-18
Modine | Modine Air Systems | RLP75H3450 | Non Patio Heater | Natural Gas | Power | FALSE | TRUE | 1 | None | Non-Condensing | Single-Stage | Low | TRUE | FALSE | FALSE | FALSE | 75000 | 70 | [5 empty] | Non Federally-Regulated | 2003-01-23 |  | 2006-09-18
Modine | Modine Air Systems | RT84G 08 | Non Patio Heater | Natural Gas | Luminous | FALSE | FALSE | 1 | None | Non-Condensing | Single-Stage | High | FALSE | FALSE | FALSE | TRUE | 82500 | 70 |  | 0.35 |  |  |  | Non Federally-Regulated | 2003-01-23 |  | 2006-09-18
Modine | Modine Air Systems | RV150H7445 | Non Patio Heater | LPG | Induced Draft | FALSE | TRUE | 1 | None | Non-Condensing | Single-Stage | Low | TRUE | FALSE | FALSE | FALSE | 150000 | 70 | [5 empty] | Non Federally-Regulated | 2003-01-23 |  | 2006-09-18
Modine | Modine Air Systems | RT90G 47 | Non Patio Heater | Natural Gas | Luminous | FALSE | FALSE | 1 | None | Non-Condensing | Single-Stage | High | FALSE | FALSE | FALSE | TRUE | 90000 | 70 |  | 0.35 |  |  |  | Non Federally-Regulated | 2003-01-23 |  | 2006-09-18
Modine | Modine Air Systems | RVM100CH0473 | Non Patio Heater | LPG | Induced Draft | FALSE | TRUE | 1 | None | Non-Condensing | Single-Stage | Low | TRUE | FALSE | FALSE | FALSE | 400000 | 70 | [5 empty] | Non Federally-Regulated | 2003-01-23 |  | 2006-09-18
Modine | Modine Air Systems | RVM75AH0435 | Non Patio Heater | Natural Gas | Induced Draft | FALSE | TRUE | 1 | None | Non-Condensing | Single-Stage | Low | TRUE | FALSE | FALSE | FALSE | 300000 | 70 | [5 empty] | Non Federally-Regulated | 2003-01-23 |  | 2006-09-18
Modine | Modine Air Systems | RT66G 48 | Non Patio Heater | Natural Gas | Luminous | FALSE | FALSE | 1 | None | Non-Condensing | Single-Stage | High | FALSE | FALSE | FALSE | TRUE | 67000 | 70 |  | 0.35 |  |  |  | Non Federally-Regulated | 2003-01-23 |  | 2006-09-18
Modine | Modine Air Systems | RLP125H3450 | Non Patio Heater | Natural Gas | Power | FALSE | TRUE | 1 | None | Non-Condensing | Single-Stage | Low | TRUE | FALSE | FALSE | FALSE | 125000 | 70 | [5 empty] | Non Federally-Regulated | 2003-01-23 |  | 2006-09-18
Modine | Modine Air Systems | RVM150AH0235 | Non Patio Heater | Natural Gas | Induced Draft | FALSE | TRUE | 1 | None | Non-Condensing | Single-Stage | Low | TRUE | FALSE | FALSE | FALSE | 300000 | 70 | [5 empty] | Non Federally-Regulated | 2003-01-23 |  | 2006-09-18
Modine | Modine Air Systems | RVM150BH0435 | Non Patio Heater | Natural Gas | Induced Draft | FALSE | TRUE | 1 | None | Non-Condensing | Single-Stage | Low | TRUE | FALSE | FALSE | FALSE | 600000 | 70 | [5 empty] | Non Federally-Regulated | 2003-01-23 |  | 2006-09-18
Modine | Modine Air Systems | RV75H3420 | Non Patio Heater | Natural Gas | Induced Draft | FALSE | TRUE | 1 | None | Non-Condensing | Single-Stage | Low | TRUE | FALSE | FALSE | FALSE | 75000 | 70 | [5 empty] | Non Federally-Regulated | 2003-01-23 |  | 2006-09-18
Modine | Modine Air Systems | RT30G 08 | Non Patio Heater | Natural Gas | Luminous | FALSE | FALSE | 1 | None | Non-Condensing | Single-Stage | High | FALSE | FALSE | FALSE | TRUE | 30000 | 70 |  | 0.35 |  |  |  | Non Federally-Regulated | 2003-01-23 |  | 2006-09-18
Modine | Modine Air Systems | RLP125H7460 | Non Patio Heater | LPG | Power | FALSE | TRUE | 1 | None | Non-Condensing | Single-Stage | Low | TRUE | FALSE | FALSE | FALSE | 125000 | 70 | [5 empty] | Non Federally-Regulated | 2003-01-23 |  | 2006-09-18
Modine | Modine Air Systems | RVM150AH0373 | Non Patio Heater | LPG | Induced Draft | FALSE | TRUE | 1 | None | Non-Condensing | Single-Stage | Low | TRUE | FALSE | FALSE | FALSE | 450000 | 70 | [5 empty] | Non Federally-Regulated | 2003-01-23 |  | 2006-09-18
Modine | Modine Air Systems | RT60G 48 | Non Patio Heater | Natural Gas | Luminous | FALSE | FALSE | 1 | None | Non-Condensing | Single-Stage | High | FALSE | FALSE | FALSE | TRUE | 60000 | 70 |  | 0.35 |  |  |  | Non Federally-Regulated | 2003-01-23 |  | 2006-09-18
Modine | Modine Air Systems | RT60C 67 | Non Patio Heater | LPG | Luminous | TRUE | FALSE | 1 | None | Non-Condensing | Single-Stage | High | FALSE | FALSE | FALSE | TRUE | 60000 | 70 |  | 0.35 |  |  |  | Non Federally-Regulated | 2003-01-23 |  | 2006-09-18
Modine | Modine Air Systems | RVM75DH0335 | Non Patio Heater | Natural Gas | Induced Draft | FALSE | TRUE | 1 | None | Non-Condensing | Single-Stage | Low | TRUE | FALSE | FALSE | FALSE | 225000 | 70 | [5 empty] | Non Federally-Regulated | 2003-01-23 |  | 2006-09-18
Modine | Modine Air Systems | RVM150BH0473 | Non Patio Heater | LPG | Induced Draft | FALSE | TRUE | 1 | None | Non-Condensing | Single-Stage | Low | TRUE | FALSE | FALSE | FALSE | 600000 | 70 | [5 empty] | Non Federally-Regulated | 2003-01-23 |  | 2006-09-18
Modine | Modine Air Systems | RT132C 27 | Non Patio Heater | Natural Gas | Luminous | TRUE | FALSE | 1 | None | Non-Condensing | Single-Stage | High | FALSE | FALSE | FALSE | TRUE | 132000 | 70 |  | 0.35 |  |  |  | Non Federally-Regulated | 2003-01-23 |  | 2006-09-18
Modine | Modine Air Systems | RV75H3430 | Non Patio Heater | Natural Gas | Induced Draft | FALSE | TRUE | 1 | None | Non-Condensing | Single-Stage | Low | TRUE | FALSE | FALSE | FALSE | 75000 | 70 | [5 empty] | Non Federally-Regulated | 2003-01-23 |  | 2006-09-18
Modine | Modine Air Systems | RVM125CH0373 | Non Patio Heater | LPG | Induced Draft | FALSE | TRUE | 1 | None | Non-Condensing | Single-Stage | Low | TRUE | FALSE | FALSE | FALSE | 375000 | 70 | [5 empty] | Non Federally-Regulated | 2003-01-23 |  | 2006-09-18
Modine | Modine Air Systems | RV150H7460 | Non Patio Heater | LPG | Induced Draft | FALSE | TRUE | 1 | None | Non-Condensing | Single-Stage | Low | TRUE | FALSE | FALSE | FALSE | 150000 | 70 | [5 empty] | Non Federally-Regulated | 2003-01-23 |  | 2006-09-18
Modine | Modine Air Systems | RVM75AH0335 | Non Patio Heater | Natural Gas | Induced Draft | FALSE | TRUE | 1 | None | Non-Condensing | Single-Stage | Low | TRUE | FALSE | FALSE | FALSE | 225000 | 70 | [5 empty] | Non Federally-Regulated | 2003-01-23 |  | 2006-09-18
Modine | Modine Air Systems | RT120G 08 | Non Patio Heater | Natural Gas | Luminous | FALSE | FALSE | 1 | None | Non-Condensing | Single-Stage | High | FALSE | FALSE | FALSE | TRUE | 120000 | 70 |  | 0.35 |  |  |  | Non Federally-Regulated | 2003-01-23 |  | 2006-09-18
Modine | Modine Air Systems | RT112G 08 | Non Patio Heater | Natural Gas | Luminous | FALSE | FALSE | 1 | None | Non-Condensing | Single-Stage | High | FALSE | FALSE | FALSE | TRUE | 110000 | 70 |  | 0.35 |  |  |  | Non Federally-Regulated | 2003-01-23 |  | 2006-09-18
Modine | Modine Air Systems | RV100H7435 | Non Patio Heater | LPG | Induced Draft | FALSE | TRUE | 1 | None | Non-Condensing | Single-Stage | Low | TRUE | FALSE | FALSE | FALSE | 100000 | 70 | [5 empty] | Non Federally-Regulated | 2003-01-23 |  | 2006-09-18
Modine | Modine Air Systems | RVM125BH0235 | Non Patio Heater | Natural Gas | Induced Draft | FALSE | TRUE | 1 | None | Non-Condensing | Single-Stage | Low | TRUE | FALSE | FALSE | FALSE | 250000 | 70 | [5 empty] | Non Federally-Regulated | 2003-01-23 |  | 2006-09-18
Modine | Modine Air Systems | RT28C 27 | Non Patio Heater | Natural Gas | Luminous | TRUE | FALSE | 1 | None | Non-Condensing | Single-Stage | High | FALSE | FALSE | FALSE | TRUE | 30000 | 70 |  | 0.35 |  |  |  | Non Federally-Regulated | 2003-01-23 |  | 2006-09-18
Modine | Modine Air Systems | RVM75BH0473 | Non Patio Heater | LPG | Induced Draft | FALSE | TRUE | 1 | None | Non-Condensing | Single-Stage | Low | TRUE | FALSE | FALSE | FALSE | 300000 | 70 | [5 empty] | Non Federally-Regulated | 2003-01-23 |  | 2006-09-18
Modine | Modine Air Systems | RLP150H3450 | Non Patio Heater | Natural Gas | Power | FALSE | TRUE | 1 | None | Non-Condensing | Single-Stage | Low | TRUE | FALSE | FALSE | FALSE | 150000 | 70 | [5 empty] | Non Federally-Regulated | 2003-01-23 |  | 2006-09-18
Modine | Modine Air Systems | RLP75H7450 | Non Patio Heater | LPG | Power | FALSE | TRUE | 1 | None | Non-Condensing | Single-Stage | Low | TRUE | FALSE | FALSE | FALSE | 75000 | 70 | [5 empty] | Non Federally-Regulated | 2003-01-23 |  | 2006-09-18
Modine | Modine Air Systems | RVM125AH0335 | Non Patio Heater | Natural Gas | Induced Draft | FALSE | TRUE | 1 | None | Non-Condensing | Single-Stage | Low | TRUE | FALSE | FALSE | FALSE | 375000 | 70 | [5 empty] | Non Federally-Regulated | 2003-01-23 |  | 2006-09-18
Modine | Modine Air Systems | RVM75BH0373 | Non Patio Heater | LPG | Induced Draft | FALSE | TRUE | 1 | None | Non-Condensing | Single-Stage | Low | TRUE | FALSE | FALSE | FALSE | 225000 | 70 | [5 empty] | Non Federally-Regulated | 2003-01-23 |  | 2006-09-18
Modine | Modine Air Systems | RV125H3455 | Non Patio Heater | Natural Gas | Induced Draft | FALSE | TRUE | 1 | None | Non-Condensing | Single-Stage | Low | TRUE | FALSE | FALSE | FALSE | 125000 | 70 | [5 empty] | Non Federally-Regulated | 2003-01-23 |  | 2006-09-18
Modine | Modine Air Systems | RVM150BH0273 | Non Patio Heater | LPG | Induced Draft | FALSE | TRUE | 1 | None | Non-Condensing | Single-Stage | Low | TRUE | FALSE | FALSE | FALSE | 300000 | 70 | [5 empty] | Non Federally-Regulated | 2003-01-23 |  | 2006-09-18
Modine | Modine Air Systems | RLP100H7430 | Non Patio Heater | LPG | Power | FALSE | TRUE | 1 | None | Non-Condensing | Single-Stage | Low | TRUE | FALSE | FALSE | FALSE | 100000 | 70 | [5 empty] | Non Federally-Regulated | 2003-01-23 |  | 2006-09-18
Modine | Modine Air Systems | RVM100DH0373 | Non Patio Heater | LPG | Induced Draft | FALSE | TRUE | 1 | None | Non-Condensing | Single-Stage | Low | TRUE | FALSE | FALSE | FALSE | 300000 | 70 | [5 empty] | Non Federally-Regulated | 2003-01-23 |  | 2006-09-18
Modine | Modine Air Systems | RV125H3450 | Non Patio Heater | Natural Gas | Induced Draft | FALSE | TRUE | 1 | None | Non-Condensing | Single-Stage | Low | TRUE | FALSE | FALSE | FALSE | 125000 | 70 | [5 empty] | Non Federally-Regulated | 2003-01-23 |  | 2006-09-18
Modine | Modine Air Systems | RT90G 08 | Non Patio Heater | Natural Gas | Luminous | FALSE | FALSE | 1 | None | Non-Condensing | Single-Stage | High | FALSE | FALSE | FALSE | TRUE | 90000 | 70 |  | 0.35 |  |  |  | Non Federally-Regulated | 2003-01-23 |  | 2006-09-18
Modine | Modine Air Systems | RT132G 48 | Non Patio Heater | Natural Gas | Luminous | FALSE | FALSE | 1 | None | Non-Condensing | Single-Stage | High | FALSE | FALSE | FALSE | TRUE | 132000 | 70 |  | 0.35 |  |  |  | Non Federally-Regulated | 2003-01-23 |  | 2006-09-18
Modine | Modine Air Systems | RLP125H7440 | Non Patio Heater | LPG | Power | FALSE | TRUE | 1 | None | Non-Condensing | Single-Stage | Low | TRUE | FALSE | FALSE | FALSE | 125000 | 70 | [5 empty] | Non Federally-Regulated | 2003-01-23 |  | 2006-09-18
Modine | Modine Air Systems | RVM100AH0473 | Non Patio Heater | LPG | Induced Draft | FALSE | TRUE | 1 | None | Non-Condensing | Single-Stage | Low | TRUE | FALSE | FALSE | FALSE | 400000 | 70 | [5 empty] | Non Federally-Regulated | 2003-01-23 |  | 2006-09-18
Modine | Modine Air Systems | RV100H7440 | Non Patio Heater | LPG | Induced Draft | FALSE | TRUE | 1 | None | Non-Condensing | Single-Stage | Low | TRUE | FALSE | FALSE | FALSE | 100000 | 70 | [5 empty] | Non Federally-Regulated | 2003-01-23 |  | 2006-09-18
Modine | Modine Air Systems | RLP200H3460 | Non Patio Heater | Natural Gas | Power | FALSE | TRUE | 1 | None | Non-Condensing | Single-Stage | Low | TRUE | FALSE | FALSE | FALSE | 200000 | 70 | [5 empty] | Non Federally-Regulated | 2003-01-23 |  | 2006-09-18
Modine | Modine Air Systems | RVM125AH0473 | Non Patio Heater | LPG | Induced Draft | FALSE | TRUE | 1 | None | Non-Condensing | Single-Stage | Low | TRUE | FALSE | FALSE | FALSE | 500000 | 70 | [5 empty] | Non Federally-Regulated | 2003-01-23 |  | 2006-09-18
Modine | Modine Air Systems | RT90G 04 | Non Patio Heater | Natural Gas | Luminous | FALSE | FALSE | 1 | None | Non-Condensing | Single-Stage | High | FALSE | FALSE | FALSE | TRUE | 90000 | 70 |  | 0.35 |  |  |  | Non Federally-Regulated | 2003-01-23 |  | 2006-09-18
Modine | Modine Air Systems | RT160G 97 | Non Patio Heater | LPG | Luminous | FALSE | FALSE | 1 | None | Non-Condensing | Single-Stage | High | FALSE | FALSE | FALSE | TRUE | 160000 | 70 |  | 0.35 |  |  |  | Non Federally-Regulated | 2003-01-23 |  | 2006-09-18
Modine | Modine Air Systems | RT120G 04 | Non Patio Heater | Natural Gas | Luminous | FALSE | FALSE | 1 | None | Non-Condensing | Single-Stage | High | FALSE | FALSE | FALSE | TRUE | 120000 | 70 |  | 0.35 |  |  |  | Non Federally-Regulated | 2003-01-23 |  | 2006-09-18
Modine | Modine Air Systems | RT56C 27 | Non Patio Heater | Natural Gas | Luminous | TRUE | FALSE | 1 | None | Non-Condensing | Single-Stage | High | FALSE | FALSE | FALSE | TRUE | 55000 | 70 |  | 0.35 |  |  |  | Non Federally-Regulated | 2003-01-23 |  | 2006-09-18
Modine | Modine Air Systems | RT28G 04 | Non Patio Heater | Natural Gas | Luminous | FALSE | FALSE | 1 | None | Non-Condensing | Single-Stage | High | FALSE | FALSE | FALSE | TRUE | 30000 | 70 |  | 0.35 |  |  |  | Non Federally-Regulated | 2003-01-23 |  | 2006-09-18
Modine | Modine Air Systems | RV75H7450 | Non Patio Heater | LPG | Induced Draft | FALSE | TRUE | 1 | None | Non-Condensing | Single-Stage | Low | TRUE | FALSE | FALSE | FALSE | 75000 | 70 | [5 empty] | Non Federally-Regulated | 2003-01-23 |  | 2006-09-18
Modine | Modine Air Systems | RV125H7450 | Non Patio Heater | LPG | Induced Draft | FALSE | TRUE | 1 | None | Non-Condensing | Single-Stage | Low | TRUE | FALSE | FALSE | FALSE | 125000 | 70 | [5 empty] | Non Federally-Regulated | 2003-01-23 |  | 2006-09-18
Modine | Modine Air Systems | RVM75BH0435 | Non Patio Heater | Natural Gas | Induced Draft | FALSE | TRUE | 1 | None | Non-Condensing | Single-Stage | Low | TRUE | FALSE | FALSE | FALSE | 300000 | 70 | [5 empty] | Non Federally-Regulated | 2003-01-23 |  | 2006-09-18
Modine | Modine Air Systems | RLP100H7440 | Non Patio Heater | LPG | Power | FALSE | TRUE | 1 | None | Non-Condensing | Single-Stage | Low | TRUE | FALSE | FALSE | FALSE | 100000 | 70 | [5 empty] | Non Federally-Regulated | 2003-01-23 |  | 2006-09-18
Modine | Modine Air Systems | RT84G 47 | Non Patio Heater | Natural Gas | Luminous | FALSE | FALSE | 1 | None | Non-Condensing | Single-Stage | High | FALSE | FALSE | FALSE | TRUE | 82500 | 70 |  | 0.35 |  |  |  | Non Federally-Regulated | 2003-01-23 |  | 2006-09-18
Modine | Modine Air Systems | RLP200H7470 | Non Patio Heater | LPG | Power | FALSE | TRUE | 1 | None | Non-Condensing | Single-Stage | Low | TRUE | FALSE | FALSE | FALSE | 200000 | 70 | [5 empty] | Non Federally-Regulated | 2003-01-23 |  | 2006-09-18
Modine | Modine Air Systems | RVM150AH0335 | Non Patio Heater | Natural Gas | Induced Draft | FALSE | TRUE | 1 | None | Non-Condensing | Single-Stage | Low | TRUE | FALSE | FALSE | FALSE | 450000 | 70 | [5 empty] | Non Federally-Regulated | 2003-01-23 |  | 2006-09-18
Modine | Modine Air Systems | RV75H3440 | Non Patio Heater | Natural Gas | Induced Draft | FALSE | TRUE | 1 | None | Non-Condensing | Single-Stage | Low | TRUE | FALSE | FALSE | FALSE | 75000 | 70 | [5 empty] | Non Federally-Regulated | 2003-01-23 |  | 2006-09-18
Modine | Modine Air Systems | RLP85H3450 | Non Patio Heater | Natural Gas | Power | FALSE | TRUE | 1 | None | Non-Condensing | Single-Stage | Low | TRUE | FALSE | FALSE | FALSE | 85000 | 70 | [5 empty] | Non Federally-Regulated | 2003-01-23 |  | 2006-09-18
Modine | Modine Air Systems | RVM75AH0273 | Non Patio Heater | LPG | Induced Draft | FALSE | TRUE | 1 | None | Non-Condensing | Single-Stage | Low | TRUE | FALSE | FALSE | FALSE | 150000 | 70 | [5 empty] | Non Federally-Regulated | 2003-01-23 |  | 2006-09-18
Modine | Modine Air Systems | RVM150DH0273 | Non Patio Heater | LPG | Induced Draft | FALSE | TRUE | 1 | None | Non-Condensing | Single-Stage | Low | TRUE | FALSE | FALSE | FALSE | 300000 | 70 | [5 empty] | Non Federally-Regulated | 2003-01-23 |  | 2006-09-18
Modine | Modine Air Systems | RVM75DH0435 | Non Patio Heater | Natural Gas | Induced Draft | FALSE | TRUE | 1 | None | Non-Condensing | Single-Stage | Low | TRUE | FALSE | FALSE | FALSE | 300000 | 70 | [5 empty] | Non Federally-Regulated | 2003-01-23 |  | 2006-09-18
Modine | Modine Air Systems | RVM150BH0235 | Non Patio Heater | Natural Gas | Induced Draft | FALSE | TRUE | 1 | None | Non-Condensing | Single-Stage | Low | TRUE | FALSE | FALSE | FALSE | 300000 | 70 | [5 empty] | Non Federally-Regulated | 2003-01-23 |  | 2006-09-18
Modine | Modine Air Systems | RVM100DH0435 | Non Patio Heater | Natural Gas | Induced Draft | FALSE | TRUE | 1 | None | Non-Condensing | Single-Stage | Low | TRUE | FALSE | FALSE | FALSE | 400000 | 70 | [5 empty] | Non Federally-Regulated | 2003-01-23 |  | 2006-09-18
Modine | Modine Air Systems | RVM100DH0335 | Non Patio Heater | Natural Gas | Induced Draft | FALSE | TRUE | 1 | None | Non-Condensing | Single-Stage | Low | TRUE | FALSE | FALSE | FALSE | 300000 | 70 | [5 empty] | Non Federally-Regulated | 2003-01-23 |  | 2006-09-18
Modine | Modine Air Systems | RV125H3445 | Non Patio Heater | Natural Gas | Induced Draft | FALSE | TRUE | 1 | None | Non-Condensing | Single-Stage | Low | TRUE | FALSE | FALSE | FALSE | 125000 | 70 | [5 empty] | Non Federally-Regulated | 2003-01-23 |  | 2006-09-18
Modine | Modine Air Systems | RVM125BH0435 | Non Patio Heater | Natural Gas | Induced Draft | FALSE | TRUE | 1 | None | Non-Condensing | Single-Stage | Low | TRUE | FALSE | FALSE | FALSE | 500000 | 70 | [5 empty] | Non Federally-Regulated | 2003-01-23 |  | 2006-09-18
Modine | Modine Air Systems | RV150H3445 | Non Patio Heater | Natural Gas | Induced Draft | FALSE | TRUE | 1 | None | Non-Condensing | Single-Stage | Low | TRUE | FALSE | FALSE | FALSE | 150000 | 70 | [5 empty] | Non Federally-Regulated | 2003-01-23 |  | 2006-09-18
Modine | Modine Air Systems | RT30G 97 | Non Patio Heater | LPG | Luminous | FALSE | FALSE | 1 | None | Non-Condensing | Single-Stage | High | FALSE | FALSE | FALSE | TRUE | 30000 | 70 |  | 0.35 |  |  |  | Non Federally-Regulated | 2003-01-23 |  | 2006-09-18
Modine | Modine Air Systems | RV75H3435 | Non Patio Heater | Natural Gas | Induced Draft | FALSE | TRUE | 1 | None | Non-Condensing | Single-Stage | Low | TRUE | FALSE | FALSE | FALSE | 75000 | 70 | [5 empty] | Non Federally-Regulated | 2003-01-23 |  | 2006-09-18
Modine | Modine Air Systems | RVM100CH0435 | Non Patio Heater | Natural Gas | Induced Draft | FALSE | TRUE | 1 | None | Non-Condensing | Single-Stage | Low | TRUE | FALSE | FALSE | FALSE | 400000 | 70 | [5 empty] | Non Federally-Regulated | 2003-01-23 |  | 2006-09-18
Modine | Modine Air Systems | RVM150CH0373 | Non Patio Heater | LPG | Induced Draft | FALSE | TRUE | 1 | None | Non-Condensing | Single-Stage | Low | TRUE | FALSE | FALSE | FALSE | 450000 | 70 | [5 empty] | Non Federally-Regulated | 2003-01-23 |  | 2006-09-18
Modine | Modine Air Systems | RV125H7445 | Non Patio Heater | LPG | Induced Draft | FALSE | TRUE | 1 | None | Non-Condensing | Single-Stage | Low | TRUE | FALSE | FALSE | FALSE | 125000 | 70 | [5 empty] | Non Federally-Regulated | 2003-01-23 |  | 2006-09-18
Modine | Modine Air Systems | RVM75AH0473 | Non Patio Heater | LPG | Induced Draft | FALSE | TRUE | 1 | None | Non-Condensing | Single-Stage | Low | TRUE | FALSE | FALSE | FALSE | 300000 | 70 | [5 empty] | Non Federally-Regulated | 2003-01-23 |  | 2006-09-18
Modine | Modine Air Systems | RVM150AH0273 | Non Patio Heater | LPG | Induced Draft | FALSE | TRUE | 1 | None | Non-Condensing | Single-Stage | Low | TRUE | FALSE | FALSE | FALSE | 300000 | 70 | [5 empty] | Non Federally-Regulated | 2003-01-23 |  | 2006-09-18
Modine | Modine Air Systems | RVM125BH0273 | Non Patio Heater | LPG | Induced Draft | FALSE | TRUE | 1 | None | Non-Condensing | Single-Stage | Low | TRUE | FALSE | FALSE | FALSE | 250000 | 70 | [5 empty] | Non Federally-Regulated | 2003-01-23 |  | 2006-09-18
Modine | Modine Air Systems | RVM75CH0335 | Non Patio Heater | Natural Gas | Induced Draft | FALSE | TRUE | 1 | None | Non-Condensing | Single-Stage | Low | TRUE | FALSE | FALSE | FALSE | 225000 | 70 | [5 empty] | Non Federally-Regulated | 2003-01-23 |  | 2006-09-18
Modine | Modine Air Systems | RV150H3450 | Non Patio Heater | Natural Gas | Induced Draft | FALSE | TRUE | 1 | None | Non-Condensing | Single-Stage | Low | TRUE | FALSE | FALSE | FALSE | 150000 | 70 | [5 empty] | Non Federally-Regulated | 2003-01-23 |  | 2006-09-18
Modine | Modine Air Systems | RLP175H7450 | Non Patio Heater | LPG | Power | FALSE | TRUE | 1 | None | Non-Condensing | Single-Stage | Low | TRUE | FALSE | FALSE | FALSE | 175000 | 70 | [5 empty] | Non Federally-Regulated | 2003-01-23 |  | 2006-09-18
Modine | Modine Air Systems | RLP60H3430 | Non Patio Heater | Natural Gas | Power | FALSE | TRUE | 1 | None | Non-Condensing | Single-Stage | Low | TRUE | FALSE | FALSE | FALSE | 60000 | 70 | [5 empty] | Non Federally-Regulated | 2003-01-23 |  | 2006-09-18
Modine | Modine Air Systems | RV100H7430 | Non Patio Heater | LPG | Induced Draft | FALSE | TRUE | 1 | None | Non-Condensing | Single-Stage | Low | TRUE | FALSE | FALSE | FALSE | 100000 | 70 | [5 empty] | Non Federally-Regulated | 2003-01-23 |  | 2006-09-18
Modine | Modine Air Systems | RVM125DH0473 | Non Patio Heater | LPG | Induced Draft | FALSE | TRUE | 1 | None | Non-Condensing | Single-Stage | Low | TRUE | FALSE | FALSE | FALSE | 500000 | 70 | [5 empty] | Non Federally-Regulated | 2003-01-23 |  | 2006-09-18
Modine | Modine Air Systems | RT28G 08 | Non Patio Heater | Natural Gas | Luminous | FALSE | FALSE | 1 | None | Non-Condensing | Single-Stage | High | FALSE | FALSE | FALSE | TRUE | 30000 | 70 |  | 0.35 |  |  |  | Non Federally-Regulated | 2003-01-23 |  | 2006-09-18
Modine | Modine Air Systems | RVM75DH0473 | Non Patio Heater | LPG | Induced Draft | FALSE | TRUE | 1 | None | Non-Condensing | Single-Stage | Low | TRUE | FALSE | FALSE | FALSE | 300000 | 70 | [5 empty] | Non Federally-Regulated | 2003-01-23 |  | 2006-09-18
Modine | Modine Air Systems | RT33G 48 | Non Patio Heater | Natural Gas | Luminous | FALSE | FALSE | 1 | None | Non-Condensing | Single-Stage | High | FALSE | FALSE | FALSE | TRUE | 33000 | 70 |  | 0.35 |  |  |  | Non Federally-Regulated | 2003-01-23 |  | 2006-09-18
Modine | Modine Air Systems | RT99G 04 | Non Patio Heater | Natural Gas | Luminous | FALSE | FALSE | 1 | None | Non-Condensing | Single-Stage | High | FALSE | FALSE | FALSE | TRUE | 100500 | 70 |  | 0.35 |  |  |  | Non Federally-Regulated | 2003-01-23 |  | 2006-09-18
Modine | Modine Air Systems | RT84G 48 | Non Patio Heater | Natural Gas | Luminous | FALSE | FALSE | 1 | None | Non-Condensing | Single-Stage | High | FALSE | FALSE | FALSE | TRUE | 82500 | 70 |  | 0.35 |  |  |  | Non Federally-Regulated | 2003-01-23 |  | 2006-09-18
Modine | Modine Air Systems | RVM150DH0435 | Non Patio Heater | Natural Gas | Induced Draft | FALSE | TRUE | 1 | None | Non-Condensing | Single-Stage | Low | TRUE | FALSE | FALSE | FALSE | 600000 | 70 | [5 empty] | Non Federally-Regulated | 2003-01-23 |  | 2006-09-18
Modine | Modine Air Systems | RVM150AH0435 | Non Patio Heater | Natural Gas | Induced Draft | FALSE | TRUE | 1 | None | Non-Condensing | Single-Stage | Low | TRUE | FALSE | FALSE | FALSE | 600000 | 70 | [5 empty] | Non Federally-Regulated | 2003-01-23 |  | 2006-09-18
Modine | Modine Air Systems | RLP60H7420 | Non Patio Heater | LPG | Power | FALSE | TRUE | 1 | None | Non-Condensing | Single-Stage | Low | TRUE | FALSE | FALSE | FALSE | 60000 | 70 | [5 empty] | Non Federally-Regulated | 2003-01-23 |  | 2006-09-18
Modine | Modine Air Systems | RVM150CH0473 | Non Patio Heater | LPG | Induced Draft | FALSE | TRUE | 1 | None | Non-Condensing | Single-Stage | Low | TRUE | FALSE | FALSE | FALSE | 600000 | 70 | [5 empty] | Non Federally-Regulated | 2003-01-23 |  | 2006-09-18
Modine | Modine Air Systems | RVM75AH0235 | Non Patio Heater | Natural Gas | Induced Draft | FALSE | TRUE | 1 | None | Non-Condensing | Single-Stage | Low | TRUE | FALSE | FALSE | FALSE | 150000 | 70 | [5 empty] | Non Federally-Regulated | 2003-01-23 |  | 2006-09-18
Modine | Modine Air Systems | RVM150BH0335 | Non Patio Heater | Natural Gas | Induced Draft | FALSE | TRUE | 1 | None | Non-Condensing | Single-Stage | Low | TRUE | FALSE | FALSE | FALSE | 450000 | 70 | [5 empty] | Non Federally-Regulated | 2003-01-23 |  | 2006-09-18
Modine | Modine Air Systems | RT90G 75 | Non Patio Heater | LPG | Luminous | FALSE | FALSE | 1 | None | Non-Condensing | Single-Stage | High | FALSE | FALSE | FALSE | TRUE | 90000 | 70 |  | 0.35 |  |  |  | Non Federally-Regulated | 2003-01-23 |  | 2006-09-18
Modine | Modine Air Systems | RVM75BH0335 | Non Patio Heater | Natural Gas | Induced Draft | FALSE | TRUE | 1 | None | Non-Condensing | Single-Stage | Low | TRUE | FALSE | FALSE | FALSE | 225000 | 70 | [5 empty] | Non Federally-Regulated | 2003-01-23 |  | 2006-09-18
Modine | Modine Air Systems | RVM125DH0335 | Non Patio Heater | Natural Gas | Induced Draft | FALSE | TRUE | 1 | None | Non-Condensing | Single-Stage | Low | TRUE | FALSE | FALSE | FALSE | 375000 | 70 | [5 empty] | Non Federally-Regulated | 2003-01-23 |  | 2006-09-18
Modine | Modine Air Systems | RVM150AH0473 | Non Patio Heater | LPG | Induced Draft | FALSE | TRUE | 1 | None | Non-Condensing | Single-Stage | Low | TRUE | FALSE | FALSE | FALSE | 600000 | 70 | [5 empty] | Non Federally-Regulated | 2003-01-23 |  | 2006-09-18
Modine | Modine Air Systems | RLP50H7430 | Non Patio Heater | LPG | Power | FALSE | TRUE | 1 | None | Non-Condensing | Single-Stage | Low | TRUE | FALSE | FALSE | FALSE | 50000 | 70 | [5 empty] | Non Federally-Regulated | 2003-01-23 |  | 2006-09-18
Modine | Modine Air Systems | RLP50H3430 | Non Patio Heater | Natural Gas | Power | FALSE | TRUE | 1 | None | Non-Condensing | Single-Stage | Low | TRUE | FALSE | FALSE | FALSE | 50000 | 70 | [5 empty] | Non Federally-Regulated | 2003-01-23 |  | 2006-09-18
Modine | Modine Air Systems | RVM100DH0473 | Non Patio Heater | LPG | Induced Draft | FALSE | TRUE | 1 | None | Non-Condensing | Single-Stage | Low | TRUE | FALSE | FALSE | FALSE | 400000 | 70 | [5 empty] | Non Federally-Regulated | 2003-01-23 |  | 2006-09-18
Modine | Modine Air Systems | RVM100DH0273 | Non Patio Heater | LPG | Induced Draft | FALSE | TRUE | 1 | None | Non-Condensing | Single-Stage | Low | TRUE | FALSE | FALSE | FALSE | 200000 | 70 | [5 empty] | Non Federally-Regulated | 2003-01-23 |  | 2006-09-18
Modine | Modine Air Systems | RLP125H7450 | Non Patio Heater | LPG | Power | FALSE | TRUE | 1 | None | Non-Condensing | Single-Stage | Low | TRUE | FALSE | FALSE | FALSE | 125000 | 70 | [5 empty] | Non Federally-Regulated | 2003-01-23 |  | 2006-09-18
Modine | Modine Air Systems | RVM75DH0273 | Non Patio Heater | LPG | Induced Draft | FALSE | TRUE | 1 | None | Non-Condensing | Single-Stage | Low | TRUE | FALSE | FALSE | FALSE | 150000 | 70 | [5 empty] | Non Federally-Regulated | 2003-01-23 |  | 2006-09-18
Modine | Modine Air Systems | RVM150CH0435 | Non Patio Heater | Natural Gas | Induced Draft | FALSE | TRUE | 1 | None | Non-Condensing | Single-Stage | Low | TRUE | FALSE | FALSE | FALSE | 600000 | 70 | [5 empty] | Non Federally-Regulated | 2003-01-23 |  | 2006-09-18
Modine | Modine Air Systems | RLP125H3460 | Non Patio Heater | Natural Gas | Power | FALSE | TRUE | 1 | None | Non-Condensing | Single-Stage | Low | TRUE | FALSE | FALSE | FALSE | 125000 | 70 | [5 empty] | Non Federally-Regulated | 2003-01-23 |  | 2006-09-18
Modine | Modine Air Systems | RT66G 04 | Non Patio Heater | Natural Gas | Luminous | FALSE | FALSE | 1 | None | Non-Condensing | Single-Stage | High | FALSE | FALSE | FALSE | TRUE | 67000 | 70 |  | 0.35 |  |  |  | Non Federally-Regulated | 2003-01-23 |  | 2006-09-18
Modine | Modine Air Systems | RVM150DH0473 | Non Patio Heater | LPG | Induced Draft | FALSE | TRUE | 1 | None | Non-Condensing | Single-Stage | Low | TRUE | FALSE | FALSE | FALSE | 600000 | 70 | [5 empty] | Non Federally-Regulated | 2003-01-23 |  | 2006-09-18
Modine | Modine Air Systems | RVM100DH0235 | Non Patio Heater | Natural Gas | Induced Draft | FALSE | TRUE | 1 | None | Non-Condensing | Single-Stage | Low | TRUE | FALSE | FALSE | FALSE | 200000 | 70 | [5 empty] | Non Federally-Regulated | 2003-01-23 |  | 2006-09-18
Modine | Modine Air Systems | RVM150DH0335 | Non Patio Heater | Natural Gas | Induced Draft | FALSE | TRUE | 1 | None | Non-Condensing | Single-Stage | Low | TRUE | FALSE | FALSE | FALSE | 450000 | 70 | [5 empty] | Non Federally-Regulated | 2003-01-23 |  | 2006-09-18
Modine | Modine Air Systems | RVM125DH0273 | Non Patio Heater | LPG | Induced Draft | FALSE | TRUE | 1 | None | Non-Condensing | Single-Stage | Low | TRUE | FALSE | FALSE | FALSE | 250000 | 70 | [5 empty] | Non Federally-Regulated | 2003-01-23 |  | 2006-09-18
Modine | Modine Air Systems | RT112G 48 | Non Patio Heater | Natural Gas | Luminous | FALSE | FALSE | 1 | None | Non-Condensing | Single-Stage | High | FALSE | FALSE | FALSE | TRUE | 110000 | 70 |  | 0.35 |  |  |  | Non Federally-Regulated | 2003-01-23 |  | 2006-09-18
Modine | Modine Air Systems | RV125H7440 | Non Patio Heater | LPG | Induced Draft | FALSE | TRUE | 1 | None | Non-Condensing | Single-Stage | Low | TRUE | FALSE | FALSE | FALSE | 125000 | 70 | [5 empty] | Non Federally-Regulated | 2003-01-23 |  | 2006-09-18
Modine | Modine Air Systems | RVM125DH0435 | Non Patio Heater | Natural Gas | Induced Draft | FALSE | TRUE | 1 | None | Non-Condensing | Single-Stage | Low | TRUE | FALSE | FALSE | FALSE | 500000 | 70 | [5 empty] | Non Federally-Regulated | 2003-01-23 |  | 2006-09-18
Modine | Modine Air Systems | RT112C 27 | Non Patio Heater | Natural Gas | Luminous | TRUE | FALSE | 1 | None | Non-Condensing | Single-Stage | High | FALSE | FALSE | FALSE | TRUE | 110000 | 70 |  | 0.35 |  |  |  | Non Federally-Regulated | 2003-01-23 |  | 2006-09-18
Modine | Modine Air Systems | RLP85H7450 | Non Patio Heater | LPG | Power | FALSE | TRUE | 1 | None | Non-Condensing | Single-Stage | Low | TRUE | FALSE | FALSE | FALSE | 85000 | 70 | [5 empty] | Non Federally-Regulated | 2003-01-23 |  | 2006-09-18
Modine | Modine Air Systems | RV100H3430 | Non Patio Heater | Natural Gas | Induced Draft | FALSE | TRUE | 1 | None | Non-Condensing | Single-Stage | Low | TRUE | FALSE | FALSE | FALSE | 100000 | 70 | [5 empty] | Non Federally-Regulated | 2003-01-23 |  | 2006-09-18
Modine | Modine Air Systems | RT99G 48 | Non Patio Heater | Natural Gas | Luminous | FALSE | FALSE | 1 | None | Non-Condensing | Single-Stage | High | FALSE | FALSE | FALSE | TRUE | 100500 | 70 |  | 0.35 |  |  |  | Non Federally-Regulated | 2003-01-23 |  | 2006-09-18
Modine | Modine Air Systems | RVM100BH0335 | Non Patio Heater | Natural Gas | Induced Draft | FALSE | TRUE | 1 | None | Non-Condensing | Single-Stage | Low | TRUE | FALSE | FALSE | FALSE | 300000 | 70 | [5 empty] | Non Federally-Regulated | 2003-01-23 |  | 2006-09-18
Modine | Modine Air Systems | RV100H3440 | Non Patio Heater | Natural Gas | Induced Draft | FALSE | TRUE | 1 | None | Non-Condensing | Single-Stage | Low | TRUE | FALSE | FALSE | FALSE | 100000 | 70 | [5 empty] | Non Federally-Regulated | 2003-01-23 |  | 2006-09-18
Modine | Modine Air Systems | RVM150CH0235 | Non Patio Heater | Natural Gas | Induced Draft | FALSE | TRUE | 1 | None | Non-Condensing | Single-Stage | Low | TRUE | FALSE | FALSE | FALSE | 300000 | 70 | [5 empty] | Non Federally-Regulated | 2003-01-23 |  | 2006-09-18
Modine | Modine Air Systems | RT33G 08 | Non Patio Heater | Natural Gas | Luminous | FALSE | FALSE | 1 | None | Non-Condensing | Single-Stage | High | FALSE | FALSE | FALSE | TRUE | 33000 | 70 |  | 0.35 |  |  |  | Non Federally-Regulated | 2003-01-23 |  | 2006-09-18
Modine | Modine Air Systems | RVM100BH0273 | Non Patio Heater | LPG | Induced Draft | FALSE | TRUE | 1 | None | Non-Condensing | Single-Stage | Low | TRUE | FALSE | FALSE | FALSE | 200000 | 70 | [5 empty] | Non Federally-Regulated | 2003-01-23 |  | 2006-09-18
Modine | Modine Air Systems | RLP150H3470 | Non Patio Heater | Natural Gas | Power | FALSE | TRUE | 1 | None | Non-Condensing | Single-Stage | Low | TRUE | FALSE | FALSE | FALSE | 150000 | 70 | [5 empty] | Non Federally-Regulated | 2003-01-23 |  | 2006-09-18
Modine | Modine Air Systems | RLP175H7460 | Non Patio Heater | LPG | Power | FALSE | TRUE | 1 | None | Non-Condensing | Single-Stage | Low | TRUE | FALSE | FALSE | FALSE | 175000 | 70 | [5 empty] | Non Federally-Regulated | 2003-01-23 |  | 2006-09-18
Modine | Modine Air Systems | RT120C 67 | Non Patio Heater | LPG | Luminous | TRUE | FALSE | 1 | None | Non-Condensing | Single-Stage | High | FALSE | FALSE | FALSE | TRUE | 120000 | 70 |  | 0.35 |  |  |  | Non Federally-Regulated | 2003-01-23 |  | 2006-09-18
Modine | Modine Air Systems | RT56G 48 | Non Patio Heater | Natural Gas | Luminous | FALSE | FALSE | 1 | None | Non-Condensing | Single-Stage | High | FALSE | FALSE | FALSE | TRUE | 55000 | 70 |  | 0.35 |  |  |  | Non Federally-Regulated | 2003-01-23 |  | 2006-09-18