## GasSpaceHeatersExport_120420250
Manufacturer | Brand | Model Number | Gas Space Type | Energy Source | Burner Type | Pilot Light? (T/F) | Outdoor Install | Electrical Phase | Draft Equipment | Off Cycle Devices | Flue Gas | Control | Nameplate Input BTUH | Rated Output BTUH | Auxiliary Electrical Power Watts | Average Annual Auxiliary Consumption KWH | Annual Fuel Utilization Efficiency (AFUE) | AFUE Std | Regulatory Status | Add Date | Reference Number | Modified Date
Vermont Castings, Inc. | Insta-Flame by Majestic | SNV30RP | Gravity Type Vented Room Heate | LPG | No Match | TRUE | FALSE | 1 | None | None | Non-Condensing | Single-Stage | 30000 | 21975 |  |  | 64.1 | 64 | Federally-Regulated Consumer Product | 1998-10-15 |  | 2002-04-25
Perfection Products Co. | Perfection | SV733SEL-A | Direct Vent Gravity Type Wall | LPG | No Match | TRUE | FALSE | 1 | None | None | No Match | No Match | 33000 | 23100 |  |  |  |  | Non Federally-Regulated | 1984-03-31 |  | 1998-06-21
Williams Furnace Co. | Monterey | 25GV-Al-3-NAt | Vented Gravity Type Wall Furna | Natural Gas | No Match | TRUE | FALSE | 1 | None | None | No Match | No Match | 25000 | 17500 |  |  |  |  | Non Federally-Regulated | 1985-10-07 |  | 1998-06-21
Empire Comfort Systems | Empire Comfort Systems | RH-65C-1 | Gravity Type Vented Room Heate | LPG | Pressure | TRUE | FALSE | 1 | Draft Diverter | None | Non-Condensing | Single-Stage | 65000 | 45500 |  |  | 65 | 65 | Federally-Regulated Consumer Product | 2013-06-17 |  | 2014-08-28
Heil Quaker | Sears | 867.7582 | Vented Fan Type Wall Furnace | Natural Gas | No Match | FALSE | FALSE | 1 | None | None | No Match | No Match | 30000 | 24000 |  |  |  |  | Non Federally-Regulated | 1985-10-07 |  | 1998-06-21
Williams Furnace Co. | DIRECT-VENT HEATERS BY WILLIAMS | 1773511 | Direct Vent Fan Type Wall Furn | LPG | Power | FALSE | FALSE | 1 |  | None | Non-Condensing | Two-Stage Modulating | 17700 | 14514 | 86 |  | 80 | 75 | Federally-Regulated Consumer Product | 2015-10-01 |  | 2015-11-05
Williams Furnace Co. | DIRECT-VENT HEATERS BY WILLIAMS | 1773512 | Direct Vent Fan Type Wall Furn | Natural Gas | Power | FALSE | FALSE | 1 |  | None | Non-Condensing | Two-Stage Modulating | 17700 | 14514 | 86 |  | 80 | 75 | Federally-Regulated Consumer Product | 2015-10-01 |  | 2015-11-05
Williams Furnace Co. | DIRECT-VENT HEATERS BY WILLIAMS | 743511 | Direct Vent Gravity Type Wall | LPG | Pressure | TRUE | FALSE | 0 |  | None | Non-Condensing | Two-Stage Modulating | 7400 | 5200 |  |  | 72 | 65 | Federally-Regulated Consumer Product | 2015-10-01 |  | 2015-12-04
Williams Furnace Co. | DIRECT-VENT HEATERS BY WILLIAMS | 743512 | Direct Vent Gravity Type Wall | Natural Gas | Pressure | TRUE | FALSE | 0 |  | None | Non-Condensing | Two-Stage Modulating | 7400 | 5200 |  |  | 72 | 65 | Federally-Regulated Consumer Product | 2015-10-01 |  | 2015-12-04
Williams Furnace Co. | DIRECT-VENT HEATERS BY WILLIAMS | 2903511 | Direct Vent Fan Type Wall Furn | LPG | Power | FALSE | FALSE | 1 |  | None | Non-Condensing | Two-Stage Modulating | 29000 | 22000 | 140 |  | 80.5 | 75 | Federally-Regulated Consumer Product | 2015-10-01 |  | 2015-12-04
Williams Furnace Co. | DIRECT-VENT HEATERS BY WILLIAMS | 2903512 | Direct Vent Fan Type Wall Furn | Natural Gas | Power | FALSE | FALSE | 1 |  | None | Non-Condensing | Two-Stage Modulating | 29000 | 22000 | 140 |  | 80.5 | 75 | Federally-Regulated Consumer Product | 2015-10-01 |  | 2015-12-04
Innovative Hearth Products | Superior | DXS3030TMN 25 | Gravity Type Vented Room Heate | Natural Gas | Luminous | TRUE | FALSE | 1 | None | None | Non-Condensing | Single-Stage | 25000 | 17 |  |  | 68.1 | 63 | Federally-Regulated Consumer Product | 2014-01-14 |  | 2016-02-26
Innovative Hearth Products | Superior | DXS3030TMN 25 | Gravity Type Vented Room Heate | LPG | Luminous | TRUE | FALSE | 1 | None | None | Non-Condensing | Single-Stage | 25000 | 17725 |  |  | 70.9 | 63 | Federally-Regulated Consumer Product | 2014-01-14 |  | 2016-02-26
Innovative Hearth Products | Superior | DXS3030TMN 35 | Gravity Type Vented Room Heate | Natural Gas | Luminous | TRUE | FALSE | 1 | None | None | Non-Condensing | Single-Stage | 35000 | 25690 |  |  | 73.4 | 64 | Federally-Regulated Consumer Product | 2014-01-14 |  | 2016-02-26
Innovative Hearth Products | Superior | DXS3030TMN 35 | Gravity Type Vented Room Heate | LPG | Luminous | TRUE | FALSE | 1 | None | None | Non-Condensing | Single-Stage | 35000 | 25865 |  |  | 73.9 | 64 | Federally-Regulated Consumer Product | 2014-01-14 |  | 2016-02-26
Innovative Hearth Products | Ironstrike | Vision 25 | Gravity Type Vented Room Heate | Natural Gas | Luminous | TRUE | FALSE | 1 | None | None | Non-Condensing | Single-Stage | 25000 | 17025 |  |  | 68.1 | 63 | Federally-Regulated Consumer Product | 2014-01-14 |  | 2016-02-26
Innovative Hearth Products | Ironstrike | Vision 25 | Gravity Type Vented Room Heate | LPG | Luminous | TRUE | FALSE | 1 | None | None | Non-Condensing | Single-Stage | 25000 | 17725 |  |  | 70.9 | 63 | Federally-Regulated Consumer Product | 2014-01-14 |  | 2016-02-26
Innovative Hearth Products | Ironstrike | Vision 35 | Gravity Type Vented Room Heate | Natural Gas | Luminous | TRUE | FALSE | 1 | None | None | Non-Condensing | Single-Stage | 35000 | 25690 |  |  | 73.4 | 64 | Federally-Regulated Consumer Product | 2014-01-14 |  | 2016-02-26
Innovative Hearth Products | Ironstrike | Vision 35 | Gravity Type Vented Room Heate | LPG | Luminous | TRUE | FALSE | 1 | None | None | Non-Condensing | Single-Stage | 35000 | 25865 |  |  | 73.9 | 64 | Federally-Regulated Consumer Product | 2014-01-14 |  | 2016-02-26
Rinnai America | Energy Saver | RHFE-1004RFA-N | Vented Fan Type Wall Furnace | Natural Gas | Injection Type | FALSE | FALSE | 1 |  | None | Non-Condensing | Step Modulating | 38400 | 30900 | 6 |  | 80.6 | 75 | Federally-Regulated Consumer Product | 2015-10-01 |  | 2016-03-10
Rinnai America | Energy Saver | RHFE-1004RFA-P | Vented Fan Type Wall Furnace | LPG | Injection Type | FALSE | FALSE | 1 |  | None | Non-Condensing | Step Modulating | 36500 | 29200 | 6 |  | 82 | 75 | Federally-Regulated Consumer Product | 2015-10-01 |  | 2016-03-10
Innovative Hearth Products | Superior | DRT3030DEP | Gravity Type Vented Room Heate | LPG | Luminous | FALSE | FALSE | 1 | None | None | Non-Condensing | Single-Stage | 19000 | 12730 |  |  | 66 | 61 | Federally-Regulated Consumer Product | 2015-03-13 |  | 2016-04-07
Innovative Hearth Products | Superior | DRC3535DEN | Gravity Type Vented Room Heate | Natural Gas | Luminous | FALSE | FALSE | 1 | None | None | Non-Condensing | Single-Stage | 20000 | 14200 |  |  | 70 | 61 | Federally-Regulated Consumer Product | 2015-03-13 |  | 2016-04-12
Innovative Hearth Products | Superior | DRC3535DEP | Gravity Type Vented Room Heate | LPG | Luminous | FALSE | FALSE | 1 | None | None | Non-Condensing | Single-Stage | 19000 | 13490 |  |  | 70 | 61 | Federally-Regulated Consumer Product | 2015-03-13 |  | 2016-04-12
Innovative Hearth Products | Superior | DRC3540DEN | Gravity Type Vented Room Heate | Natural Gas | Luminous | FALSE | FALSE | 1 | None | None | Non-Condensing | Single-Stage | 24000 | 17040 |  |  | 70 | 66 | Federally-Regulated Consumer Product | 2015-03-13 |  | 2016-04-12
Innovative Hearth Products | Superior | DRC3540DEP | Gravity Type Vented Room Heate | LPG | Luminous | FALSE | FALSE | 1 | None | None | Non-Condensing | Single-Stage | 22000 | 15620 |  |  | 70 | 66 | Federally-Regulated Consumer Product | 2015-03-13 |  | 2016-04-12
Innovative Hearth Products | Superior | DRC3545DEN | Gravity Type Vented Room Heate | Natural Gas | Luminous | FALSE | FALSE | 1 | None | None | Non-Condensing | Single-Stage | 28000 | 20160 |  |  | 71 | 67 | Federally-Regulated Consumer Product | 2015-03-13 |  | 2016-04-12
Innovative Hearth Products | Superior | DRC3545DEP | Gravity Type Vented Room Heate | LPG | Luminous | FALSE | FALSE | 1 | None | None | Non-Condensing | Single-Stage | 26000 | 18720 |  |  | 71 | 66 | Federally-Regulated Consumer Product | 2015-03-13 |  | 2016-04-12
Innovative Hearth Products | Superior | DRT3033REN | Gravity Type Vented Room Heate | Natural Gas | Luminous | FALSE | FALSE | 1 | None | None | Non-Condensing | Single-Stage | 14000 | 9240 |  |  | 65 | 61 | Federally-Regulated Consumer Product | 2015-03-13 |  | 2016-04-12
Innovative Hearth Products | Superior | DRT3033REP | Gravity Type Vented Room Heate | LPG | Luminous | FALSE | FALSE | 1 | None | None | Non-Condensing | Single-Stage | 13000 | 8580 |  |  | 65 | 61 | Federally-Regulated Consumer Product | 2015-03-13 |  | 2016-04-12
Innovative Hearth Products | Superior | DRT3033RMN | Gravity Type Vented Room Heate | Natural Gas | Luminous | TRUE | FALSE | 1 | None | None | Non-Condensing | Single-Stage | 14000 | 9240 |  |  | 65 | 61 | Federally-Regulated Consumer Product | 2015-03-13 |  | 2016-04-12
Innovative Hearth Products | Superior | DRT3033RMP | Gravity Type Vented Room Heate | LPG | Luminous | TRUE | FALSE | 1 | None | None | Non-Condensing | Single-Stage | 13000 | 8580 |  |  | 65 | 61 | Federally-Regulated Consumer Product | 2015-03-13 |  | 2016-04-12
Innovative Hearth Products | Superior | DRT3033TEN | Gravity Type Vented Room Heate | Natural Gas | Luminous | FALSE | FALSE | 1 | None | None | Non-Condensing | Single-Stage | 14000 | 9240 |  |  | 65 | 61 | Federally-Regulated Consumer Product | 2015-03-13 |  | 2016-04-12
Innovative Hearth Products | Superior | DRT3033TEP | Gravity Type Vented Room Heate | LPG | Luminous | FALSE | FALSE | 1 | None | None | Non-Condensing | Single-Stage | 13000 | 8580 |  |  | 65 | 61 | Federally-Regulated Consumer Product | 2015-03-13 |  | 2016-04-12
Innovative Hearth Products | Superior | DRT3033TMN | Gravity Type Vented Room Heate | Natural Gas | Luminous | TRUE | FALSE | 1 | None | None | Non-Condensing | Single-Stage | 14000 | 9240 |  |  | 65 | 61 | Federally-Regulated Consumer Product | 2015-03-13 |  | 2016-04-12
Innovative Hearth Products | Superior | DRT3033TMP | Gravity Type Vented Room Heate | LPG | Luminous | TRUE | FALSE | 1 | None | None | Non-Condensing | Single-Stage | 13000 | 8580 |  |  | 65 | 61 | Federally-Regulated Consumer Product | 2015-03-13 |  | 2016-04-12
Innovative Hearth Products | Superior | DRT3035DEN | Gravity Type Vented Room Heate | Natural Gas | Luminous | FALSE | FALSE | 1 | None | None | Non-Condensing | Single-Stage | 16000 | 10720 |  |  | 66 | 61 | Federally-Regulated Consumer Product | 2015-03-13 |  | 2016-04-12
Innovative Hearth Products | Superior | DRT3035DEP | Gravity Type Vented Room Heate | LPG | Luminous | FALSE | FALSE | 1 | None | None | Non-Condensing | Single-Stage | 15000 | 10050 |  |  | 66 | 61 | Federally-Regulated Consumer Product | 2015-03-13 |  | 2016-04-12
Innovative Hearth Products | Superior | DRT3035DMN | Gravity Type Vented Room Heate | Natural Gas | Luminous | TRUE | FALSE | 1 | None | None | Non-Condensing | Single-Stage | 16000 | 10720 |  |  | 66 | 61 | Federally-Regulated Consumer Product | 2015-03-13 |  | 2016-04-12
Innovative Hearth Products | Superior | DRT3035DMP | Gravity Type Vented Room Heate | LPG | Luminous | TRUE | FALSE | 1 | None | None | Non-Condensing | Single-Stage | 15000 | 10050 |  |  | 66 | 61 | Federally-Regulated Consumer Product | 2015-03-13 |  | 2016-04-12
Innovative Hearth Products | Superior | DRT3040DEN | Gravity Type Vented Room Heate | Natural Gas | Luminous | FALSE | FALSE | 1 | None | None | Non-Condensing | Single-Stage | 20000 | 13400 |  |  | 66 | 61 | Federally-Regulated Consumer Product | 2015-03-13 |  | 2016-04-12
Innovative Hearth Products | Superior | DRT3040DEP | Gravity Type Vented Room Heate | LPG | Luminous | FALSE | FALSE | 1 | None | None | Non-Condensing | Single-Stage | 19000 | 12730 |  |  | 66 | 61 | Federally-Regulated Consumer Product | 2015-03-20 |  | 2016-04-12
Innovative Hearth Products | Superior | DRT3040DMN | Gravity Type Vented Room Heate | Natural Gas | Luminous | TRUE | FALSE | 1 | None | None | Non-Condensing | Single-Stage | 20000 | 13400 |  |  | 66 | 61 | Federally-Regulated Consumer Product | 2015-03-13 |  | 2016-04-12
Innovative Hearth Products | Superior | DRT3040DMP | Gravity Type Vented Room Heate | LPG | Luminous | TRUE | FALSE | 1 | None | None | Non-Condensing | Single-Stage | 19000 | 12730 |  |  | 66 | 61 | Federally-Regulated Consumer Product | 2015-03-13 |  | 2016-04-12
Innovative Hearth Products | Superior | DRT3045DEN | Gravity Type Vented Room Heate | Natural Gas | Luminous | FALSE | FALSE | 1 | None | None | Non-Condensing | Single-Stage | 21500 | 14620 |  |  | 67 | 66 | Federally-Regulated Consumer Product | 2015-03-13 |  | 2016-04-12
Innovative Hearth Products | Superior | DRT3045DEP | Gravity Type Vented Room Heate | LPG | Luminous | FALSE | FALSE | 1 | None | None | Non-Condensing | Single-Stage | 21500 | 14620 |  |  | 67 | 66 | Federally-Regulated Consumer Product | 2015-03-13 |  | 2016-04-12
Innovative Hearth Products | Superior | DRT3045DMN | Gravity Type Vented Room Heate | Natural Gas | Luminous | TRUE | FALSE | 1 | None | None | Non-Condensing | Single-Stage | 21500 | 14620 |  |  | 67 | 66 | Federally-Regulated Consumer Product | 2015-03-13 |  | 2016-04-12
Innovative Hearth Products | Superior | DRT3045DMP | Gravity Type Vented Room Heate | LPG | Luminous | TRUE | FALSE | 1 | None | None | Non-Condensing | Single-Stage | 21500 | 14620 |  |  | 67 | 66 | Federally-Regulated Consumer Product | 2015-03-13 |  | 2016-04-12
Innovative Hearth Products | Superior | DRT3535DEN | Gravity Type Vented Room Heate | Natural Gas | Luminous | FALSE | FALSE | 1 | None | None | Non-Condensing | Single-Stage | 20000 | 14200 |  |  | 70 | 61 | Federally-Regulated Consumer Product | 2015-03-13 |  | 2016-04-12
Innovative Hearth Products | Superior | DRT3535DEP | Gravity Type Vented Room Heate | LPG | Luminous | FALSE | FALSE | 1 | None | None | Non-Condensing | Single-Stage | 19000 | 13490 |  |  | 70 | 61 | Federally-Regulated Consumer Product | 2015-03-13 |  | 2016-04-12
Innovative Hearth Products | Superior | DRT3540DEN | Gravity Type Vented Room Heate | Natural Gas | Luminous | FALSE | FALSE | 1 | None | None | Non-Condensing | Single-Stage | 24000 | 17040 |  |  | 70 | 66 | Federally-Regulated Consumer Product | 2015-03-13 |  | 2016-04-12
Innovative Hearth Products | Superior | DRT3540DEP | Gravity Type Vented Room Heate | LPG | Luminous | FALSE | FALSE | 1 | None | None | Non-Condensing | Single-Stage | 22000 | 15620 |  |  | 70 | 66 | Federally-Regulated Consumer Product | 2015-03-13 |  | 2016-04-12
Innovative Hearth Products | Superior | DRT3545DEN | Gravity Type Vented Room Heate | Natural Gas | Luminous | FALSE | FALSE | 1 | None | None | Non-Condensing | Single-Stage | 28000 | 20160 |  |  | 71 | 67 | Federally-Regulated Consumer Product | 2015-03-13 |  | 2016-04-12
Innovative Hearth Products | Superior | DRT3545DEP | Gravity Type Vented Room Heate | LPG | Luminous | FALSE | FALSE | 1 | None | None | Non-Condensing | Single-Stage | 26000 | 18720 |  |  | 71 | 66 | Federally-Regulated Consumer Product | 2015-03-13 |  | 2016-04-12
Innovative Hearth Products | Astria | GEMINI33REN | Gravity Type Vented Room Heate | Natural Gas | Luminous | FALSE | FALSE | 1 | None | None | Non-Condensing | Single-Stage | 14000 | 9240 |  |  | 65 | 61 | Federally-Regulated Consumer Product | 2015-03-13 |  | 2016-04-12
Innovative Hearth Products | Astria | GEMINI33REP | Gravity Type Vented Room Heate | LPG | Luminous | FALSE | FALSE | 1 | None | None | Non-Condensing | Single-Stage | 13000 | 8580 |  |  | 65 | 61 | Federally-Regulated Consumer Product | 2015-03-13 |  | 2016-04-12
Innovative Hearth Products | Astria | GEMINI33RMN | Gravity Type Vented Room Heate | Natural Gas | Luminous | TRUE | FALSE | 1 | None | None | Non-Condensing | Single-Stage | 14000 | 9240 |  |  | 65 | 61 | Federally-Regulated Consumer Product | 2015-03-13 |  | 2016-04-12
Innovative Hearth Products | Astria | GEMINI33RMP | Gravity Type Vented Room Heate | LPG | Luminous | TRUE | FALSE | 1 | None | None | Non-Condensing | Single-Stage | 13000 | 8580 |  |  | 65 | 61 | Federally-Regulated Consumer Product | 2015-03-13 |  | 2016-04-12
Innovative Hearth Products | Astria | GEMINI33TEN | Gravity Type Vented Room Heate | Natural Gas | Luminous | FALSE | FALSE | 1 | None | None | Non-Condensing | Single-Stage | 14000 | 9240 |  |  | 65 | 61 | Federally-Regulated Consumer Product | 2015-03-13 |  | 2016-04-12
Innovative Hearth Products | Astria | GEMINI33TEP | Gravity Type Vented Room Heate | LPG | Luminous | FALSE | FALSE | 1 | None | None | Non-Condensing | Single-Stage | 13000 | 8580 |  |  | 65 | 61 | Federally-Regulated Consumer Product | 2015-03-13 |  | 2016-04-12
Innovative Hearth Products | Astria | GEMINI33TMN | Gravity Type Vented Room Heate | Natural Gas | Luminous | TRUE | FALSE | 1 | None | None | Non-Condensing | Single-Stage | 14000 | 9240 |  |  | 65 | 61 | Federally-Regulated Consumer Product | 2015-03-13 |  | 2016-04-12
Innovative Hearth Products | Astria | GEMINI33TMP | Gravity Type Vented Room Heate | LPG | Luminous | TRUE | FALSE | 1 | None | None | Non-Condensing | Single-Stage | 13000 | 8580 |  |  | 65 | 61 | Federally-Regulated Consumer Product | 2015-03-13 |  | 2016-04-12
Innovative Hearth Products | Astria | GEMINI35DEN | Gravity Type Vented Room Heate | Natural Gas | Luminous | FALSE | FALSE | 1 | None | None | Non-Condensing | Single-Stage | 16000 | 10720 |  |  | 66 | 61 | Federally-Regulated Consumer Product | 2015-03-13 |  | 2016-04-12
Innovative Hearth Products | Astria | GEMINI35DEP | Gravity Type Vented Room Heate | LPG | Luminous | FALSE | FALSE | 1 | None | None | Non-Condensing | Single-Stage | 15000 | 10050 |  |  | 66 | 61 | Federally-Regulated Consumer Product | 2015-03-13 |  | 2016-04-12
Innovative Hearth Products | Astria | GEMINI35DMN | Gravity Type Vented Room Heate | Natural Gas | Luminous | TRUE | FALSE | 1 | None | None | Non-Condensing | Single-Stage | 16000 | 10720 |  |  | 66 | 61 | Federally-Regulated Consumer Product | 2015-03-13 |  | 2016-04-12
Innovative Hearth Products | Astria | GEMINI35DMP | Gravity Type Vented Room Heate | LPG | Luminous | TRUE | FALSE | 1 | None | None | Non-Condensing | Single-Stage | 15000 | 10050 |  |  | 66 | 61 | Federally-Regulated Consumer Product | 2015-03-13 |  | 2016-04-12
Innovative Hearth Products | Astria | GEMINI40DEN | Gravity Type Vented Room Heate | Natural Gas | Luminous | FALSE | FALSE | 1 | None | None | Non-Condensing | Single-Stage | 20000 | 13400 |  |  | 66 | 61 | Federally-Regulated Consumer Product | 2015-03-13 |  | 2016-04-12
Innovative Hearth Products | Astria | GEMINI40DEP | Gravity Type Vented Room Heate | LPG | Luminous | FALSE | FALSE | 1 | None | None | Non-Condensing | Single-Stage | 19000 | 12730 |  |  | 66 | 61 | Federally-Regulated Consumer Product | 2015-03-20 |  | 2016-04-12
Innovative Hearth Products | Astria | GEMINI40DMN | Gravity Type Vented Room Heate | Natural Gas | Luminous | TRUE | FALSE | 1 | None | None | Non-Condensing | Single-Stage | 20000 | 13400 |  |  | 66 | 61 | Federally-Regulated Consumer Product | 2015-03-13 |  | 2016-04-12
Innovative Hearth Products | Astria | GEMINI40DMP | Gravity Type Vented Room Heate | LPG | Luminous | TRUE | FALSE | 1 | None | None | Non-Condensing | Single-Stage | 19000 | 12730 |  |  | 66 | 61 | Federally-Regulated Consumer Product | 2015-03-13 |  | 2016-04-12
Innovative Hearth Products | Astria | GEMINI45DEN | Gravity Type Vented Room Heate | Natural Gas | Luminous | FALSE | FALSE | 1 | None | None | Non-Condensing | Single-Stage | 21500 | 14620 |  |  | 67 | 66 | Federally-Regulated Consumer Product | 2015-03-13 |  | 2016-04-12
Innovative Hearth Products | Astria | GEMINI45DEP | Gravity Type Vented Room Heate | LPG | Luminous | FALSE | FALSE | 1 | None | None | Non-Condensing | Single-Stage | 21500 | 14620 |  |  | 67 | 66 | Federally-Regulated Consumer Product | 2015-03-13 |  | 2016-04-12
Innovative Hearth Products | Astria | GEMINI45DMN | Gravity Type Vented Room Heate | Natural Gas | Luminous | TRUE | FALSE | 1 | None | None | Non-Condensing | Single-Stage | 21500 | 14620 |  |  | 67 | 66 | Federally-Regulated Consumer Product | 2015-03-13 |  | 2016-04-12
Innovative Hearth Products | Astria | GEMINI45DMP | Gravity Type Vented Room Heate | LPG | Luminous | TRUE | FALSE | 1 | None | None | Non-Condensing | Single-Stage | 21500 | 14620 |  |  | 67 | 66 | Federally-Regulated Consumer Product | 2015-03-13 |  | 2016-04-12
Innovative Hearth Products | Astria | SCORPIO35DEN | Gravity Type Vented Room Heate | Natural Gas | Luminous | FALSE | FALSE | 1 | None | None | Non-Condensing | Single-Stage | 20000 | 14200 |  |  | 70 | 61 | Federally-Regulated Consumer Product | 2015-03-13 |  | 2016-04-12
Innovative Hearth Products | Astria | SCORPIO35DEP | Gravity Type Vented Room Heate | LPG | Luminous | FALSE | FALSE | 1 | None | None | Non-Condensing | Single-Stage | 19000 | 13490 |  |  | 70 | 61 | Federally-Regulated Consumer Product | 2015-03-13 |  | 2016-04-12
Innovative Hearth Products | Astria | SCORPIO40DEN | Gravity Type Vented Room Heate | Natural Gas | Luminous | FALSE | FALSE | 1 | None | None | Non-Condensing | Single-Stage | 24000 | 17040 |  |  | 70 | 66 | Federally-Regulated Consumer Product | 2015-03-13 |  | 2016-04-12
Innovative Hearth Products | Astria | SCORPIO40DEP | Gravity Type Vented Room Heate | LPG | Luminous | FALSE | FALSE | 1 | None | None | Non-Condensing | Single-Stage | 22000 | 15620 |  |  | 70 | 66 | Federally-Regulated Consumer Product | 2015-03-13 |  | 2016-04-12
Innovative Hearth Products | Astria | SCORPIO45DEN | Gravity Type Vented Room Heate | Natural Gas | Luminous | FALSE | FALSE | 1 | None | None | Non-Condensing | Single-Stage | 28000 | 20160 |  |  | 71 | 67 | Federally-Regulated Consumer Product | 2015-03-13 |  | 2016-04-12
Innovative Hearth Products | Astria | SCORPIO45DEP | Gravity Type Vented Room Heate | LPG | Luminous | FALSE | FALSE | 1 | None | None | Non-Condensing | Single-Stage | 26000 | 18720 |  |  | 71 | 66 | Federally-Regulated Consumer Product | 2015-03-13 |  | 2016-04-12
Innovative Hearth Products | Astria | SCORPIOCD35DEN | Gravity Type Vented Room Heate | Natural Gas | Luminous | FALSE | FALSE | 1 | None | None | Non-Condensing | Single-Stage | 20000 | 14200 |  |  | 70 | 61 | Federally-Regulated Consumer Product | 2015-03-13 |  | 2016-04-12
Innovative Hearth Products | Astria | SCORPIOCD35DEP | Gravity Type Vented Room Heate | LPG | Luminous | FALSE | FALSE | 1 | None | None | Non-Condensing | Single-Stage | 19000 | 13490 |  |  | 70 | 61 | Federally-Regulated Consumer Product | 2015-03-13 |  | 2016-04-12
Innovative Hearth Products | Astria | SCORPIOCD40DEN | Gravity Type Vented Room Heate | Natural Gas | Luminous | FALSE | FALSE | 1 | None | None | Non-Condensing | Single-Stage | 24000 | 17040 |  |  | 70 | 66 | Federally-Regulated Consumer Product | 2015-03-13 |  | 2016-04-12
Innovative Hearth Products | Astria | SCORPIOCD40DEP | Gravity Type Vented Room Heate | LPG | Luminous | FALSE | FALSE | 1 | None | None | Non-Condensing | Single-Stage | 22000 | 15620 |  |  | 70 | 66 | Federally-Regulated Consumer Product | 2015-03-13 |  | 2016-04-12
Innovative Hearth Products | Astria | SCORPIOCD45DEN | Gravity Type Vented Room Heate | Natural Gas | Luminous | FALSE | FALSE | 1 | None | None | Non-Condensing | Single-Stage | 28000 | 20160 |  |  | 71 | 67 | Federally-Regulated Consumer Product | 2015-03-13 |  | 2016-04-12
Innovative Hearth Products | Astria | SCORPIOCD45DEP | Gravity Type Vented Room Heate | LPG | Luminous | FALSE | FALSE | 1 | None | None | Non-Condensing | Single-Stage | 26000 | 18720 |  |  | 71 | 66 | Federally-Regulated Consumer Product | 2015-03-13 |  | 2016-04-12
Rinnai America | ES38 | RHFE-1004FTA | Direct Vent Fan Type Wall Furn | Natural Gas | Injection Type | FALSE | FALSE | 1 |  | None | Non-Condensing | Step Modulating | 38400 | 30900 | 6 |  | 80.4 | 75 | Federally-Regulated Consumer Product | 2015-10-01 |  | 2016-04-12
Rinnai America | ES38 | RHFE1004FTA | Direct Vent Fan Type Wall Furn | LPG | Injection Type | FALSE | FALSE | 1 |  | None | Non-Condensing | Step Modulating | 36500 | 29200 | 6 |  | 81.4 | 75 | Federally-Regulated Consumer Product | 2015-10-01 |  | 2016-04-12
Empire Comfort Systems | Empire | GWT-25W-3 | Vented Gravity Type Wall Furna | Natural Gas | Pressure | TRUE | FALSE | 0 |  | None | Non-Condensing | Single-Stage | 25000 | 17500 |  |  | 70 | 65 | Federally-Regulated Consumer Product | 2016-04-12 |  | 2016-04-20
Empire Comfort Systems | Empire | GWT-25W-3 | Vented Gravity Type Wall Furna | LPG | Pressure | TRUE | FALSE | 0 |  | None | Non-Condensing | Single-Stage | 25000 | 17500 |  |  | 70 | 65 | Federally-Regulated Consumer Product | 2016-04-12 |  | 2016-04-20
Empire Comfort Systems | Empire | GWT-35W-1 | Vented Gravity Type Wall Furna | Natural Gas | Pressure | TRUE | FALSE | 0 |  | None | Non-Condensing | Single-Stage | 35000 | 24500 |  |  | 66 | 66 | Federally-Regulated Consumer Product | 2016-04-12 |  | 2016-04-20
Empire Comfort Systems | Empire | GWT-35W-1 | Vented Gravity Type Wall Furna | LPG | Pressure | TRUE | FALSE | 0 |  | None | Non-Condensing | Single-Stage | 35000 | 24500 |  |  | 66 | 66 | Federally-Regulated Consumer Product | 2016-04-12 |  | 2016-04-20
Empire Comfort Systems | Empire | GWT-35W-3 | Vented Gravity Type Wall Furna | Natural Gas | Pressure | TRUE | FALSE | 0 |  | None | Non-Condensing | Single-Stage | 35000 | 24500 |  |  | 66 | 66 | Federally-Regulated Consumer Product | 2016-04-12 |  | 2016-04-20
Empire Comfort Systems | Empire | GWT-35W-3 | Vented Gravity Type Wall Furna | LPG | Pressure | TRUE | FALSE | 0 |  | None | Non-Condensing | Single-Stage | 35000 | 24500 |  |  | 66 | 66 | Federally-Regulated Consumer Product | 2016-04-12 |  | 2016-04-20
Empire Comfort Systems | Empire | GWT-50W-1 | Vented Gravity Type Wall Furna | Natural Gas | Pressure | TRUE | FALSE | 0 |  | None | Non-Condensing | Single-Stage | 50000 | 35000 |  |  | 67 | 67 | Federally-Regulated Consumer Product | 2016-04-12 |  | 2016-04-20
Empire Comfort Systems | Empire | GWT-50W-1 | Vented Gravity Type Wall Furna | LPG | Pressure | TRUE | FALSE | 0 |  | None | Non-Condensing | Single-Stage | 50000 | 35000 |  |  | 67 | 67 | Federally-Regulated Consumer Product | 2016-04-12 |  | 2016-04-20
Empire Comfort Systems | Empire | HW250GWW-1 | Vented Gravity Type Wall Furna | Natural Gas | Pressure | TRUE | FALSE | 0 |  | None | Non-Condensing | Single-Stage | 25000 | 17500 |  |  | 70 | 65 | Federally-Regulated Consumer Product | 2016-04-12 |  | 2016-04-20
Empire Comfort Systems | Empire | HW250GWW-1 | Vented Gravity Type Wall Furna | LPG | Pressure | TRUE | FALSE | 0 |  | None | Non-Condensing | Single-Stage | 25000 | 17500 |  |  | 70 | 65 | Federally-Regulated Consumer Product | 2016-04-12 |  | 2016-04-20
Empire Comfort Systems | Empire | HW350GWW-1 | Vented Gravity Type Wall Furna | Natural Gas | Pressure | TRUE | FALSE | 0 |  | None | Non-Condensing | Single-Stage | 35000 | 24500 |  |  | 66 | 66 | Federally-Regulated Consumer Product | 2016-04-12 |  | 2016-04-20
Empire Comfort Systems | Empire | HW350GWW-1 | Vented Gravity Type Wall Furna | LPG | Pressure | TRUE | FALSE | 0 |  | None | Non-Condensing | Single-Stage | 35000 | 24500 |  |  | 66 | 66 | Federally-Regulated Consumer Product | 2016-04-12 |  | 2016-04-20
Empire Comfort Systems | Empire | HW500GWW-1 | Vented Gravity Type Wall Furna | Natural Gas | Pressure | TRUE | FALSE | 0 |  | None | Non-Condensing | Single-Stage | 50000 | 35000 |  |  | 67 | 67 | Federally-Regulated Consumer Product | 2016-04-12 |  | 2016-04-20
Empire Comfort Systems | Empire | HW500GWW-1 | Vented Gravity Type Wall Furna | LPG | Pressure | TRUE | FALSE | 0 |  | None | Non-Condensing | Single-Stage | 50000 | 35000 |  |  | 67 | 67 | Federally-Regulated Consumer Product | 2016-04-12 |  | 2016-04-20
Miles Industries Ltd | Valor Fireplaces | 700I*N | Direct Vent Gravity Type Wall | Natural Gas | Injection Type | FALSE | FALSE | 1 | None | None | Non-Condensing | Two-Stage Modulating | 26000 | 19193 |  |  | 67.6 | 63 | Federally-Regulated Consumer Product | 2012-06-26 |  | 2016-05-04
Miles Industries Ltd | Valor Fireplaces | 739ILN | Direct Vent Gravity Type Wall | Natural Gas | Injection Type | FALSE | FALSE | 1 | None | None | Non-Condensing | Single-Stage | 26000 | 17082 |  |  | 65.7 | 63 | Federally-Regulated Consumer Product | 2008-07-28 |  | 2016-05-04
Miles Industries Ltd | Valor Fireplaces | 1500*N | Direct Vent Gravity Type Wall | Natural Gas | Injection Type | FALSE | FALSE | 1 | None | None | Non-Condensing | Two-Stage Modulating | 30000 | 21705 |  |  | 67.6 | 64 | Federally-Regulated Consumer Product | 2011-09-07 |  | 2016-05-04
Miles Industries Ltd | Valor Fireplaces | 1300I*N | Direct Vent Gravity Type Wall | Natural Gas | Injection Type | FALSE | FALSE | 1 | None | None | Non-Condensing | Single-Stage | 30000 | 21231 |  |  | 68.5 | 64 | Federally-Regulated Consumer Product | 2011-05-25 |  | 2016-05-04
Miles Industries Ltd | Valor Fireplaces | 650I*N | Direct Vent Gravity Type Wall | Natural Gas | Injection Type | FALSE | FALSE | 1 | None | None | Non-Condensing | Single-Stage | 24000 | 17506 |  |  | 70.6 | 63 | Federally-Regulated Consumer Product | 2011-05-25 |  | 2016-05-04
Miles Industries Ltd | Valor Fireplaces | 739ILP | Direct Vent Gravity Type Wall | LPG | Injection Type | FALSE | FALSE | 1 | None | None | Non-Condensing | Single-Stage | 24000 | 15720 |  |  | 65.5 | 63 | Federally-Regulated Consumer Product | 2008-07-28 |  | 2016-05-04
Miles Industries Ltd | Valor Fireplaces | 739I*P | Direct Vent Gravity Type Wall | LPG | Injection Type | FALSE | FALSE | 1 | None | None | Non-Condensing | Single-Stage | 24000 | 16238 |  |  | 65.5 | 63 | Federally-Regulated Consumer Product | 2011-05-25 |  | 2016-05-04
Miles Industries Ltd | Valor Fireplaces | 530I*N | Direct Vent Gravity Type Wall | Natural Gas | Injection Type | FALSE | FALSE | 1 | None | None | Non-Condensing | Single-Stage | 20500 | 15250 |  |  | 69.9 | 63 | Federally-Regulated Consumer Product | 2011-05-25 |  | 2016-05-04
Miles Industries Ltd | Valor Fireplaces | 1300I*P | Direct Vent Gravity Type Wall | LPG | Injection Type | FALSE | FALSE | 1 | None | None | Non-Condensing | Single-Stage | 28000 | 20143 |  |  | 69.7 | 64 | Federally-Regulated Consumer Product | 2011-05-25 |  | 2016-05-04
Miles Industries Ltd | Valor Fireplaces | RF24IDP | Direct Vent Gravity Type Wall | LPG | Injection Type | FALSE | FALSE | 1 | None | None | Non-Condensing | Single-Stage | 24000 | 15713 |  |  | 63.4 | 63 | Federally-Regulated Consumer Product | 2011-05-25 |  | 2016-05-04
Miles Industries Ltd | Valor Fireplaces | RF24IDN | Direct Vent Gravity Type Wall | Natural Gas | Injection Type | FALSE | FALSE | 1 | None | None | Non-Condensing | Single-Stage | 24000 | 15713 |  |  | 63.4 | 63 | Federally-Regulated Consumer Product | 2011-05-25 |  | 2016-05-04
Miles Industries Ltd | Valor Fireplaces | 738BXP | Gravity Type Vented Room Heate | LPG | Injection Type | FALSE | FALSE | 1 | Draft Diverter | None | Non-Condensing | Single-Stage | 24000 | 15216 |  |  | 63.4 | 63 | Federally-Regulated Consumer Product | 2008-07-28 |  | 2016-05-04
Miles Industries Ltd | Valor Fireplaces | RF24XBP | Gravity Type Vented Room Heate | LPG | Injection Type | FALSE | FALSE | 1 | Draft Diverter | None | Non-Condensing | Single-Stage | 19000 | 12737 |  |  | 59.3 | 58 | Federally-Regulated Consumer Product | 2011-05-25 |  | 2016-05-04
Miles Industries Ltd | Valor Fireplaces | 650I*P | Direct Vent Gravity Type Wall | LPG | Injection Type | FALSE | FALSE | 1 | None | None | Non-Condensing | Single-Stage | 24000 | 17506 |  |  | 70.6 | 63 | Federally-Regulated Consumer Product | 2011-05-25 |  | 2016-05-04
Miles Industries Ltd | Valor Fireplaces | 700I*P | Direct Vent Gravity Type Wall | LPG | Injection Type | FALSE | FALSE | 1 | None | None | Non-Condensing | Two-Stage Modulating | 25000 | 18455 |  |  | 67.6 | 63 | Federally-Regulated Consumer Product | 2012-06-26 |  | 2016-05-04
Miles Industries Ltd | Valor Fireplaces | 785ILN | Direct Vent Gravity Type Wall | Natural Gas | Injection Type | FALSE | FALSE | 1 | None | None | Non-Condensing | Single-Stage | 33000 | 23892 |  |  | 64.4 | 64 | Federally-Regulated Consumer Product | 2011-05-25 |  | 2016-05-04
Miles Industries Ltd | Valor Fireplaces | 1500*P | Direct Vent Gravity Type Wall | LPG | Injection Type | FALSE | FALSE | 1 | None | None | Non-Condensing | Two-Stage Modulating | 28000 | 20409 |  |  | 67.7 | 64 | Federally-Regulated Consumer Product | 2011-09-07 |  | 2016-05-04
Miles Industries Ltd | Valor Fireplaces | 739IRP | Direct Vent Gravity Type Wall | LPG | Injection Type | FALSE | FALSE | 1 | None | None | Non-Condensing | Single-Stage | 24000 | 15720 |  |  | 65.5 | 63 | Federally-Regulated Consumer Product | 2008-07-28 |  | 2016-05-04
Miles Industries Ltd | Valor Fireplaces | 530I*P | Direct Vent Gravity Type Wall | LPG | Injection Type | FALSE | FALSE | 1 | None | None | Non-Condensing | Single-Stage | 19000 | 14160 |  |  | 69.7 | 62 | Federally-Regulated Consumer Product | 2011-05-25 |  | 2016-05-04
Miles Industries Ltd | Valor Fireplaces | MF28I*P | Direct Vent Gravity Type Wall | LPG | Injection Type | FALSE | FALSE | 1 | None | None | Non-Condensing | Single-Stage | 28000 | 21246 |  |  | 73.5 | 64 | Federally-Regulated Consumer Product | 2011-05-25 |  | 2016-05-04
Miles Industries Ltd | Valor Fireplaces | 534I*P | Direct Vent Gravity Type Wall | LPG | Injection Type | FALSE | FALSE | 1 | None | None | Non-Condensing | Single-Stage | 24000 | 17506 |  |  | 70.6 | 63 | Federally-Regulated Consumer Product | 2011-05-25 |  | 2016-05-04
Miles Industries Ltd | Valor Fireplaces | 1200EAP | Direct Vent Gravity Type Wall | LPG | Injection Type | FALSE | FALSE | 1 | None | None | Non-Condensing | Single-Stage | 31000 | 21595 |  |  | 67.5 | 64 | Federally-Regulated Consumer Product | 2011-05-25 |  | 2016-05-04
Miles Industries Ltd | Valor Fireplaces | 534I*N | Direct Vent Gravity Type Wall | Natural Gas | Injection Type | FALSE | FALSE | 1 | None | None | Non-Condensing | Single-Stage | 24000 | 17506 |  |  | 70.6 | 63 | Federally-Regulated Consumer Product | 2011-05-25 |  | 2016-05-04
Miles Industries Ltd | Valor Fireplaces | 780IN | Direct Vent Gravity Type Wall | Natural Gas | Injection Type | FALSE | FALSE | 1 | None | None | Non-Condensing | Single-Stage | 30000 | 21882 |  |  | 70.1 | 64 | Federally-Regulated Consumer Product | 2011-05-25 |  | 2016-05-04
Miles Industries Ltd | Valor Fireplaces | 739I*N | Direct Vent Gravity Type Wall | Natural Gas | Injection Type | FALSE | FALSE | 1 | None | None | Non-Condensing | Single-Stage | 26000 | 17628 |  |  | 65.7 | 63 | Federally-Regulated Consumer Product | 2011-05-25 |  | 2016-05-04
Miles Industries Ltd | Valor Fireplaces | MF28I*N | Direct Vent Gravity Type Wall | Natural Gas | Injection Type | FALSE | FALSE | 1 | None | None | Non-Condensing | Single-Stage | 28000 | 20619 |  |  | 71.3 | 64 | Federally-Regulated Consumer Product | 2011-05-25 |  | 2016-05-04
Miles Industries Ltd | Valor Fireplaces | 780IP | Direct Vent Gravity Type Wall | LPG | Injection Type | FALSE | FALSE | 1 | None | None | Non-Condensing | Single-Stage | 28000 | 20115 |  |  | 67.1 | 64 | Federally-Regulated Consumer Product | 2011-05-25 |  | 2016-05-04
Miles Industries Ltd | Valor Fireplaces | 738BXN | Gravity Type Vented Room Heate | Natural Gas | Injection Type | FALSE | FALSE | 1 | Draft Diverter | None | Non-Condensing | Single-Stage | 24000 | 15216 |  |  | 63.4 | 63 | Federally-Regulated Consumer Product | 2008-07-28 |  | 2016-05-04
Miles Industries Ltd | Valor Fireplaces | 1200EAN | Direct Vent Gravity Type Wall | Natural Gas | Injection Type | FALSE | FALSE | 1 | None | None | Non-Condensing | Single-Stage | 36000 | 25286 |  |  | 68 | 64 | Federally-Regulated Consumer Product | 2007-07-06 |  | 2016-05-04
Miles Industries Ltd | Valor Fireplaces | 739IRN | Direct Vent Gravity Type Wall | Natural Gas | Injection Type | FALSE | FALSE | 1 | None | None | Non-Condensing | Single-Stage | 26000 | 17082 |  |  | 65.7 | 63 | Federally-Regulated Consumer Product | 2008-07-28 |  | 2016-05-04
Empire Comfort Systems | Empire | GWT-25W-1 | Vented Gravity Type Wall Furna | Natural Gas | Pressure | TRUE | FALSE | 0 |  | None | Non-Condensing | Single-Stage | 25000 | 17500 |  |  | 70 | 65 | Federally-Regulated Consumer Product | 2016-04-20 |  | 2016-05-24
Empire Comfort Systems | Empire | GWT-25W-1 | Vented Gravity Type Wall Furna | LPG | Pressure | TRUE | FALSE | 0 |  | None | Non-Condensing | Single-Stage | 25000 | 17500 |  |  | 70 | 65 | Federally-Regulated Consumer Product | 2016-04-20 |  | 2016-05-24
Empire Comfort Systems | Empire | 3588X-1 | Gravity Type Floor Furnace | Natural Gas | Pressure | TRUE | FALSE | 0 |  | None | Non-Condensing | Single-Stage | 32500 | 22750 |  |  | 57 | 57 | Federally-Regulated Consumer Product | 2016-08-18 |  | 2016-09-01
Empire Comfort Systems | Empire | 3588X-1 | Gravity Type Floor Furnace | LPG | Pressure | TRUE | FALSE | 0 |  | None | Non-Condensing | Single-Stage | 32500 | 22750 |  |  | 57 | 57 | Federally-Regulated Consumer Product | 2016-08-18 |  | 2016-09-01
Blaze King Industries | Pegasus | 9000 | Gravity Type Vented Room Heate | LPG | No Match | TRUE | FALSE | 1 | None | None | Non-Condensing | Single-Stage | 40000 | 29800 |  |  | 65.1 | 64 | Federally-Regulated Consumer Product | 1993-03-22 |  | 2016-10-13
Blaze King Industries | Pegasus | 7003 | Gravity Type Vented Room Heate | LPG | No Match | TRUE | FALSE | 1 | None | None | Non-Condensing | Single-Stage | 38000 | 29300 |  |  | 67.5 | 64 | Federally-Regulated Consumer Product | 1996-10-22 |  | 2016-10-13
Blaze King Industries | Pegasus | 7003 | Gravity Type Vented Room Heate | Natural Gas | No Match | TRUE | FALSE | 1 | None | None | Non-Condensing | Single-Stage | 38000 | 29800 |  |  | 69 | 64 | Federally-Regulated Consumer Product | 1996-10-22 |  | 2016-10-13
Blaze King Industries | Pegasus | 8003 | Gravity Type Vented Room Heate | LPG | No Match | TRUE | FALSE | 1 | None | None | Non-Condensing | Single-Stage | 38000 | 29300 |  |  | 67.5 | 64 | Federally-Regulated Consumer Product | 1996-10-22 |  | 2016-10-13
Blaze King Industries | Pegasus | 8003 | Gravity Type Vented Room Heate | Natural Gas | No Match | TRUE | FALSE | 1 | None | None | Non-Condensing | Single-Stage | 38000 | 29800 |  |  | 69 | 64 | Federally-Regulated Consumer Product | 1996-10-22 |  | 2016-10-13
Blaze King Industries | Pegasus | 9000 | Gravity Type Vented Room Heate | Natural Gas | No Match | TRUE | FALSE | 1 | None | None | Non-Condensing | Single-Stage | 40000 | 30600 |  |  | 66.3 | 64 | Federally-Regulated Consumer Product | 1993-03-22 |  | 2016-10-13
Blaze King Industries | Pegasus | 9100 | Gravity Type Vented Room Heate | Natural Gas | No Match | TRUE | FALSE | 1 | None | None | Non-Condensing | Single-Stage | 40000 | 33500 |  |  | 71.5 | 64 | Federally-Regulated Consumer Product | 1993-03-22 |  | 2016-10-13
Blaze King Industries | Pegasus | 9100 | Gravity Type Vented Room Heate | LPG | No Match | TRUE | FALSE | 1 | None | None | Non-Condensing | Single-Stage | 38500 | 32000 |  |  | 74.1 | 64 | Federally-Regulated Consumer Product | 1993-03-22 |  | 2016-10-13
Blaze King Industries | Pegasus | 9101 | Gravity Type Vented Room Heate | LPG | No Match | TRUE | FALSE | 1 | None | None | Non-Condensing | Single-Stage | 38000 | 32200 |  |  | 75.6 | 64 | Federally-Regulated Consumer Product | 1994-08-19 |  | 2016-10-13
Blaze King Industries | Pegasus | 9101 | Gravity Type Vented Room Heate | Natural Gas | No Match | TRUE | FALSE | 1 | None | None | Non-Condensing | Single-Stage | 40000 | 33200 |  |  | 73.6 | 64 | Federally-Regulated Consumer Product | 1994-08-19 |  | 2016-10-13
Blaze King Industries | Pegasus | 9200 | Gravity Type Vented Room Heate | LPG | No Match | TRUE | FALSE | 1 | None | None | Non-Condensing | Single-Stage | 38500 | 30800 |  |  | 67.4 | 64 | Federally-Regulated Consumer Product | 1993-03-29 |  | 2016-10-13
Blaze King Industries | Pegasus | 9200 | Gravity Type Vented Room Heate | Natural Gas | No Match | TRUE | FALSE | 1 | None | None | Non-Condensing | Single-Stage | 40000 | 32200 |  |  | 70.2 | 64 | Federally-Regulated Consumer Product | 1993-03-29 |  | 2016-10-13
Blaze King Industries | Pegasus | 9201 | Gravity Type Vented Room Heate | Natural Gas | No Match | TRUE | FALSE | 1 | None | None | Non-Condensing | Single-Stage | 40000 | 32300 |  |  | 67.4 | 64 | Federally-Regulated Consumer Product | 1994-08-19 |  | 2016-10-13
Blaze King Industries | Pegasus | 9201 | Gravity Type Vented Room Heate | LPG | No Match | TRUE | FALSE | 1 | None | None | Non-Condensing | Single-Stage | 38000 | 31200 |  |  | 68.9 | 64 | Federally-Regulated Consumer Product | 1994-08-19 |  | 2016-10-13
Blaze King Industries | Pegasus | 9300 | Direct Vent Gravity Type Wall | LPG | No Match | TRUE | FALSE | 1 | None | None | Non-Condensing | Single-Stage | 37500 | 31500 |  |  | 73.6 | 64 | Federally-Regulated Consumer Product | 1993-12-24 |  | 2016-10-13
Blaze King Industries | Pegasus | 9300 | Direct Vent Gravity Type Wall | Natural Gas | No Match | TRUE | FALSE | 1 | None | None | Non-Condensing | Single-Stage | 38400 | 31500 |  |  | 71.9 | 64 | Federally-Regulated Consumer Product | 1993-12-24 |  | 2016-10-13
Blaze King Industries | Pegasus | 9301 | Direct Vent Gravity Type Wall | Natural Gas | No Match | TRUE | FALSE | 1 | None | None | Non-Condensing | Single-Stage | 38000 | 30700 |  |  | 70.8 | 64 | Federally-Regulated Consumer Product | 1994-08-19 |  | 2016-10-13
Blaze King Industries | Pegasus | 9301 | Direct Vent Gravity Type Wall | LPG | No Match | TRUE | FALSE | 1 | None | None | Non-Condensing | Single-Stage | 38000 | 31400 |  |  | 72.1 | 64 | Federally-Regulated Consumer Product | 1994-08-19 |  | 2016-10-13
Blaze King Industries | Pegasus | 9401 | Direct Vent Gravity Type Wall | Natural Gas | No Match | TRUE | FALSE | 1 | None | None | Non-Condensing | Single-Stage | 38000 | 31700 |  |  | 73.8 | 64 | Federally-Regulated Consumer Product | 1994-05-26 |  | 2016-10-13
Blaze King Industries | Pegasus | 9401 | Direct Vent Gravity Type Wall | LPG | No Match | TRUE | FALSE | 1 | None | None | Non-Condensing | Single-Stage | 38000 | 32500 |  |  | 75.7 | 64 | Federally-Regulated Consumer Product | 1994-05-26 |  | 2016-10-13
Blaze King Industries | Pegasus | 9603T | Gravity Type Vented Room Heate | LPG | No Match | TRUE | FALSE | 1 | None | None | Non-Condensing | Single-Stage | 38000 | 31500 |  |  | 75.5 | 64 | Federally-Regulated Consumer Product | 1996-10-22 |  | 2016-10-13
Blaze King Industries | Pegasus | 9603T | Gravity Type Vented Room Heate | Natural Gas | No Match | TRUE | FALSE | 1 | None | None | Non-Condensing | Single-Stage | 38000 | 30800 |  |  | 73.9 | 64 | Federally-Regulated Consumer Product | 1996-10-22 |  | 2016-10-13
Blaze King Industries | Pegasus | 9603R | Gravity Type Vented Room Heate | Natural Gas | No Match | TRUE | FALSE | 1 | None | None | Non-Condensing | Single-Stage | 36000 | 29200 |  |  | 73.2 | 64 | Federally-Regulated Consumer Product | 1996-10-22 |  | 2016-10-13
Blaze King Industries | Pegasus | 9603R | Gravity Type Vented Room Heate | LPG | No Match | TRUE | FALSE | 1 | None | None | Non-Condensing | Single-Stage | 36000 | 29900 |  |  | 74.6 | 64 | Federally-Regulated Consumer Product | 1996-10-22 |  | 2016-10-13
Blaze King Industries | Pegasus | 9501 | Direct Vent Gravity Type Wall | Natural Gas | No Match | TRUE | FALSE | 1 | None | None | Non-Condensing | Single-Stage | 38000 | 30700 |  |  | 70.8 | 64 | Federally-Regulated Consumer Product | 1994-05-26 |  | 2016-10-13
Blaze King Industries | Pegasus | 9501 | Direct Vent Gravity Type Wall | LPG | No Match | TRUE | FALSE | 1 | None | None | Non-Condensing | Single-Stage | 38000 | 31400 |  |  | 72.1 | 64 | Federally-Regulated Consumer Product | 1994-05-26 |  | 2016-10-13
Blaze King Industries | Blaze King | Pegasus 8004 | Gravity Type Vented Room Heate | LPG | Luminous | TRUE | FALSE | 1 | None | None | Non-Condensing | Single-Stage | 38000 | 29300 |  |  | 67.5 | 64 | Federally-Regulated Consumer Product | 2008-01-22 |  | 2016-10-13
Blaze King Industries | Blaze King | Pegasus 8004 | Gravity Type Vented Room Heate | Natural Gas | Luminous | TRUE | FALSE | 1 | None | None | Non-Condensing | Single-Stage | 38000 | 29800 |  |  | 69 | 64 | Federally-Regulated Consumer Product | 2008-01-22 |  | 2016-10-13
Hussong Manufacturing Co. | Kozy Heat | 55102 ST PAUL | Direct Vent Gravity Type Wall | Natural Gas | No Match | TRUE | FALSE | 1 | None | None | Non-Condensing | Single-Stage | 39000 | 28200 |  |  | 72.3 | 64 | Federally-Regulated Consumer Product | 2002-08-05 |  | 2016-10-18
Hussong Manufacturing Co. | Kozy Heat | 55102 ST PAUL | Direct Vent Gravity Type Wall | LPG | No Match | TRUE | FALSE | 1 | None | None | Non-Condensing | Single-Stage | 39000 | 28600 |  |  | 73.5 | 64 | Federally-Regulated Consumer Product | 2002-08-05 |  | 2016-10-18
Hussong Manufacturing Co. | Kozy Heat | 55345-1 MINNETONKA | Direct Vent Gravity Type Wall | LPG | Pressure | TRUE | FALSE | 1 | None | None | Non-Condensing | Single-Stage | 40000 | 29200 |  |  | 72 | 64 | Federally-Regulated Consumer Product | 2006-05-27 |  | 2016-10-18
Hussong Manufacturing Co. | Kozy Heat | 55345 MINNETONKA | Direct Vent Gravity Type Wall | Natural Gas | Pressure | TRUE | FALSE | 1 | None | None | Non-Condensing | Single-Stage | 40000 | 27600 |  |  | 68 | 64 | Federally-Regulated Consumer Product | 2006-05-27 |  | 2016-10-18
Hussong Manufacturing Co. | Kozy Heat | 55616 Two Harbors | Direct Vent Gravity Type Wall | LPG | Pressure | TRUE | FALSE | 1 | None | None | Non-Condensing | Single-Stage | 14700 | 13073 |  |  | 79.6 | 61 | Federally-Regulated Consumer Product | 2008-09-29 |  | 2016-10-18
Hussong Manufacturing Co. | Kozy Heat | 55616 Two Harbors | Direct Vent Gravity Type Wall | Natural Gas | Pressure | TRUE | FALSE | 1 | None | None | Non-Condensing | Single-Stage | 14600 | 11735 |  |  | 79.3 | 61 | Federally-Regulated Consumer Product | 2008-09-29 |  | 2016-10-18
Hussong Manufacturing Co. | Kozy Heat | 55801 DULUTH | Direct Vent Gravity Type Wall | Natural Gas | Pressure | TRUE | FALSE | 1 | None | None | Non-Condensing | Single-Stage | 23000 | 16030 |  |  | 69.7 | 63 | Federally-Regulated Consumer Product | 2004-10-18 |  | 2016-10-18
Hussong Manufacturing Co. | Kozy Heat | 55801 DULUTH | Direct Vent Gravity Type Wall | LPG | Pressure | TRUE | FALSE | 1 | None | None | Non-Condensing | Single-Stage | 22500 | 15570 |  |  | 69.2 | 63 | Federally-Regulated Consumer Product | 2004-10-18 |  | 2016-10-18
Hussong Manufacturing Co. | Kozy Heat | 56101 WINDOM | Direct Vent Gravity Type Wall | Natural Gas | No Match | TRUE | FALSE | 1 | None | None | Non-Condensing | Single-Stage | 21000 | 15500 |  |  | 67 | 63 | Federally-Regulated Consumer Product | 2002-08-05 |  | 2016-10-18
Hussong Manufacturing Co. | Kozy Heat | 56101 WINDOM | Direct Vent Gravity Type Wall | LPG | No Match | TRUE | FALSE | 1 | None | None | Non-Condensing | Single-Stage | 18000 | 13150 |  |  | 68 | 62 | Federally-Regulated Consumer Product | 2002-08-05 |  | 2016-10-18
Hussong Manufacturing Co. | Kozy Heat | 56150 THE LAKEFIELD | Direct Vent Gravity Type Wall | LPG | No Match | TRUE | FALSE | 1 | None | None | Non-Condensing | Single-Stage | 31500 | 22700 |  |  | 64.3 | 64 | Federally-Regulated Consumer Product | 2000-07-25 |  | 2016-10-18
Hussong Manufacturing Co. | Kozy Heat | 56150 THE LAKEFIELD | Direct Vent Gravity Type Wall | Natural Gas | No Match | TRUE | FALSE | 1 | None | None | Non-Condensing | Single-Stage | 33000 | 23400 |  |  | 64.2 | 64 | Federally-Regulated Consumer Product | 2000-07-25 |  | 2016-10-18
Hussong Manufacturing Co. | Kozy Heat | 56161 OKABENA | Direct Vent Gravity Type Wall | Natural Gas | No Match | TRUE | FALSE | 1 | None | None | Non-Condensing | Single-Stage | 19000 | 13300 |  |  | 64.5 | 62 | Federally-Regulated Consumer Product | 2002-08-05 |  | 2016-10-18
Hussong Manufacturing Co. | Kozy Heat | 56161 OKABENA | Direct Vent Gravity Type Wall | LPG | No Match | TRUE | FALSE | 1 | None | None | Non-Condensing | Single-Stage | 17000 | 12400 |  |  | 64.7 | 62 | Federally-Regulated Consumer Product | 2002-08-05 |  | 2016-10-18
Innovative Hearth Products | Astria | Aries40RMN | Gravity Type Vented Room Heate | Natural Gas | Luminous | TRUE | FALSE | 1 | None | None | Non-Condensing | Single-Stage | 16000 | 10640 |  |  | 65.5 | 57 | Federally-Regulated Consumer Product | 2014-04-21 |  | 2016-10-18
Innovative Hearth Products | Superior | DRT63STTYN | Gravity Type Vented Room Heate | Natural Gas | Luminous | FALSE | FALSE | 1 | None | None | Non-Condensing | Single-Stage | 60000 | 42750 |  |  | 68 | 65 | Federally-Regulated Consumer Product | 2014-01-14 |  | 2016-10-18
Innovative Hearth Products | Superior | DRT35PFDMN | Gravity Type Vented Room Heate | Natural Gas | Luminous | TRUE | FALSE | 1 | None | None | Non-Condensing | Single-Stage | 30000 | 21063 |  |  | 69.2 | 67 | Federally-Regulated Consumer Product | 2015-03-20 |  | 2016-10-18
Innovative Hearth Products | Superior | DRI2530TEN | Gravity Type Vented Room Heate | LPG | Luminous | FALSE | FALSE | 1 | None | None | Non-Condensing | Single-Stage | 37500 | 24788 |  |  | 66.1 | 64 | Federally-Regulated Consumer Product | 2014-01-14 |  | 2016-10-18
Innovative Hearth Products | Superior | DRI3030TEN | Gravity Type Vented Room Heate | LPG | Luminous | FALSE | FALSE | 1 | None | None | Non-Condensing | Single-Stage | 37500 | 24788 |  |  | 66.1 | 64 | Federally-Regulated Consumer Product | 2014-01-14 |  | 2016-10-18
Innovative Hearth Products | Astria | ENVY35TEN | Gravity Type Vented Room Heate | Natural Gas | Luminous | FALSE | FALSE | 1 | None | None | Non-Condensing | Single-Stage | 35500 | 25340 |  |  | 70.6 | 64 | Federally-Regulated Consumer Product | 2014-01-14 |  | 2016-10-18
Innovative Hearth Products | Superior | DRC2035RMN | Gravity Type Vented Room Heate | Natural Gas | Luminous | TRUE | FALSE | 1 | None | None | Non-Condensing | Single-Stage | 14000 | 9310 |  |  | 65.5 | 57 | Federally-Regulated Consumer Product | 2014-04-21 |  | 2016-10-18
Innovative Hearth Products | Astria | Aries45DMP | Gravity Type Vented Room Heate | LPG | Luminous | TRUE | FALSE | 1 | None | None | Non-Condensing | Single-Stage | 19000 | 12730 |  |  | 65 | 58 | Federally-Regulated Consumer Product | 2014-04-21 |  | 2016-10-18
Innovative Hearth Products | Superior | DRT40CRDEN | Gravity Type Vented Room Heate | Natural Gas | Luminous | FALSE | FALSE | 1 | None | None | Non-Condensing | Single-Stage | 31000 | 21427 |  |  | 68.2 | 67 | Federally-Regulated Consumer Product | 2015-03-20 |  | 2016-10-18
Innovative Hearth Products | Astria | EROS35STDMN | Gravity Type Vented Room Heate | Natural Gas | Luminous | TRUE | FALSE | 1 | None | None | Non-Condensing | Single-Stage | 30000 | 20988 |  |  | 68.8 | 67 | Federally-Regulated Consumer Product | 2015-03-20 |  | 2016-10-18
Innovative Hearth Products | Superior | DRC2035REN | Gravity Type Vented Room Heate | Natural Gas | Luminous | FALSE | FALSE | 1 | None | None | Non-Condensing | Single-Stage | 14000 | 9310 |  |  | 65.5 | 57 | Federally-Regulated Consumer Product | 2014-04-21 |  | 2016-10-18
Innovative Hearth Products | Superior | DRC2035TMP | Gravity Type Vented Room Heate | LPG | Luminous | TRUE | FALSE | 1 | None | None | Non-Condensing | Single-Stage | 12000 | 7980 |  |  | 65.5 | 57 | Federally-Regulated Consumer Product | 2014-04-21 |  | 2016-10-18
Innovative Hearth Products | Superior | DRT35STDMP | Gravity Type Vented Room Heate | LPG | Luminous | TRUE | FALSE | 1 | None | None | Non-Condensing | Single-Stage | 28000 | 20000 |  |  | 70.3 | 67 | Federally-Regulated Consumer Product | 2015-03-20 |  | 2016-10-18
Innovative Hearth Products | Superior | DRC2040TMN | Gravity Type Vented Room Heate | Natural Gas | Luminous | TRUE | FALSE | 1 | None | None | Non-Condensing | Single-Stage | 16000 | 10640 |  |  | 65.5 | 57 | Federally-Regulated Consumer Product | 2014-04-21 |  | 2016-10-18
Innovative Hearth Products | Astria | LIBRACL40DMP | Gravity Type Vented Room Heate | LPG | Luminous | TRUE | FALSE | 1 | None | None | Non-Condensing | Single-Stage | 28000 | 19692 |  |  | 69 | 67 | Federally-Regulated Consumer Product | 2015-03-20 |  | 2016-10-18
Innovative Hearth Products | Superior | DRC2045DEP | Gravity Type Vented Room Heate | LPG | Luminous | FALSE | FALSE | 1 | None | None | Non-Condensing | Single-Stage | 19000 | 12730 |  |  | 65 | 58 | Federally-Regulated Consumer Product | 2014-04-21 |  | 2016-10-18
Innovative Hearth Products | Astria | EROS35PFDMP | Gravity Type Vented Room Heate | LPG | Luminous | TRUE | FALSE | 1 | None | None | Non-Condensing | Single-Stage | 28000 | 19849 |  |  | 69.7 | 67 | Federally-Regulated Consumer Product | 2015-03-20 |  | 2016-10-18
Innovative Hearth Products | Superior | DRT2033RMP | Gravity Type Vented Room Heate | LPG | Luminous | TRUE | FALSE | 1 | None | None | Non-Condensing | Single-Stage | 10000 | 6500 |  |  | 64 | 57 | Federally-Regulated Consumer Product | 2014-04-21 |  | 2016-10-18
Innovative Hearth Products | Superior | DRL3042TEP | Gravity Type Vented Room Heate | LPG | Luminous | FALSE | FALSE | 1 | None | None | Non-Condensing | Single-Stage | 20000 | 14800 |  |  | 66.7 | 58 | Federally-Regulated Consumer Product | 2014-01-14 |  | 2016-10-18
Innovative Hearth Products | Astria | Aries45DEP | Gravity Type Vented Room Heate | LPG | Luminous | FALSE | FALSE | 1 | None | None | Non-Condensing | Single-Stage | 19000 | 12730 |  |  | 65 | 58 | Federally-Regulated Consumer Product | 2014-04-22 |  | 2016-10-18
Innovative Hearth Products | Superior | DRL3054TEN | Gravity Type Vented Room Heate | Natural Gas | Luminous | FALSE | FALSE | 1 | None | None | Non-Condensing | Single-Stage | 30000 | 20959 |  |  | 71 | 64 | Federally-Regulated Consumer Product | 2014-01-14 |  | 2016-10-18
Innovative Hearth Products | Superior | DRC2040TEP | Gravity Type Vented Room Heate | LPG | Luminous | FALSE | FALSE | 1 | None | None | Non-Condensing | Single-Stage | 15000 | 9975 |  |  | 65.5 | 57 | Federally-Regulated Consumer Product | 2014-04-21 |  | 2016-10-18
Innovative Hearth Products | Superior | DRT40CRDMP | Gravity Type Vented Room Heate | LPG | Luminous | TRUE | FALSE | 1 | None | None | Non-Condensing | Single-Stage | 28000 | 19692 |  |  | 69 | 67 | Federally-Regulated Consumer Product | 2015-03-20 |  | 2016-10-18
Innovative Hearth Products | Astria | Aries45DEN | Gravity Type Vented Room Heate | Natural Gas | Luminous | FALSE | FALSE | 1 | None | None | Non-Condensing | Single-Stage | 20000 | 13400 |  |  | 65 | 58 | Federally-Regulated Consumer Product | 2014-04-22 |  | 2016-10-18
Innovative Hearth Products | Astria | Aries40TMP | Gravity Type Vented Room Heate | LPG | Luminous | TRUE | FALSE | 1 | None | None | Non-Condensing | Single-Stage | 15000 | 9975 |  |  | 65.5 | 57 | Federally-Regulated Consumer Product | 2014-04-21 |  | 2016-10-18
Innovative Hearth Products | Ironstrike | Serefina CI1500DVF | Gravity Type Vented Room Heate | Natural Gas | Luminous | TRUE | FALSE | 1 | None | None | Non-Condensing | Single-Stage | 28000 | 19320 |  |  | 69 | 64 | Federally-Regulated Consumer Product | 2014-01-14 |  | 2016-10-18
Innovative Hearth Products | Superior | DRC2045DMP | Gravity Type Vented Room Heate | LPG | Luminous | TRUE | FALSE | 1 | None | None | Non-Condensing | Single-Stage | 19000 | 12730 |  |  | 65 | 58 | Federally-Regulated Consumer Product | 2014-04-21 |  | 2016-10-18
Innovative Hearth Products | Astria | LIBRACL40DMN | Gravity Type Vented Room Heate | Natural Gas | Luminous | TRUE | FALSE | 1 | None | None | Non-Condensing | Single-Stage | 31000 | 21256 |  |  | 67.5 | 67 | Federally-Regulated Consumer Product | 2015-03-20 |  | 2016-10-18
Innovative Hearth Products | Superior | DRT4040DMN | Gravity Type Vented Room Heate | Natural Gas | Luminous | TRUE | FALSE | 1 | None | None | Non-Condensing | Single-Stage | 27000 | 18870 |  |  | 68.9 | 66 | Federally-Regulated Consumer Product | 2015-03-20 |  | 2016-10-18
Innovative Hearth Products | Superior | DRT4045DEN | Gravity Type Vented Room Heate | Natural Gas | Luminous | FALSE | FALSE | 1 | None | None | Non-Condensing | Single-Stage | 31000 | 21331 |  |  | 67.8 | 67 | Federally-Regulated Consumer Product | 2015-03-20 |  | 2016-10-18
Innovative Hearth Products | Superior | DRC2035TEN | Gravity Type Vented Room Heate | Natural Gas | Luminous | FALSE | FALSE | 1 | None | None | Non-Condensing | Single-Stage | 14000 | 9310 |  |  | 65.5 | 57 | Federally-Regulated Consumer Product | 2014-04-21 |  | 2016-10-18
Innovative Hearth Products | Ironstrike | Serefina CI1500DVF | Gravity Type Vented Room Heate | LPG | Luminous | TRUE | FALSE | 1 | None | None | Non-Condensing | Single-Stage | 27000 | 19089 |  |  | 70.7 | 63 | Federally-Regulated Consumer Product | 2014-01-14 |  | 2016-10-18
Innovative Hearth Products | Superior | DRI2530TEN | Gravity Type Vented Room Heate | Natural Gas | Luminous | FALSE | FALSE | 1 | None | None | Non-Condensing | Single-Stage | 40000 | 26600 |  |  | 66.5 | 64 | Federally-Regulated Consumer Product | 2014-01-14 |  | 2016-10-18
Innovative Hearth Products | Astria | LIBRACR40DEN | Gravity Type Vented Room Heate | Natural Gas | Luminous | FALSE | FALSE | 1 | None | None | Non-Condensing | Single-Stage | 31000 | 21427 |  |  | 68.2 | 67 | Federally-Regulated Consumer Product | 2015-03-20 |  | 2016-10-18
Innovative Hearth Products | Astria | LIBRACL40DEN | Gravity Type Vented Room Heate | Natural Gas | Luminous | FALSE | FALSE | 1 | None | None | Non-Condensing | Single-Stage | 31000 | 21427 |  |  | 68.2 | 67 | Federally-Regulated Consumer Product | 2015-03-20 |  | 2016-10-18
Innovative Hearth Products | Astria | Rhapsody42TEN | Gravity Type Vented Room Heate | Natural Gas | Luminous | FALSE | FALSE | 1 | None | None | Non-Condensing | Single-Stage | 27000 | 18000 |  |  | 68 | 63 | Federally-Regulated Consumer Product | 2014-01-14 |  | 2016-10-18
Innovative Hearth Products | Ironstrike | RDV40 IPI | Gravity Type Vented Room Heate | Natural Gas | Luminous | FALSE | FALSE | 1 | None | None | Non-Condensing | Single-Stage | 40000 | 26600 |  |  | 66.5 | 64 | Federally-Regulated Consumer Product | 2014-01-14 |  | 2016-10-18
Innovative Hearth Products | Superior | DRI3030TEN | Gravity Type Vented Room Heate | Natural Gas | Luminous | FALSE | FALSE | 1 | None | None | Non-Condensing | Single-Stage | 40000 | 26600 |  |  | 66.5 | 64 | Federally-Regulated Consumer Product | 2014-01-14 |  | 2016-10-18
Innovative Hearth Products | Superior | DRC2040REN | Gravity Type Vented Room Heate | Natural Gas | Luminous | FALSE | FALSE | 1 | None | None | Non-Condensing | Single-Stage | 16000 | 10640 |  |  | 65.5 | 57 | Federally-Regulated Consumer Product | 2014-04-21 |  | 2016-10-18
Innovative Hearth Products | Astria | ENVY40TEN | Gravity Type Vented Room Heate | Natural Gas | Luminous | FALSE | FALSE | 1 | None | None | Non-Condensing | Single-Stage | 41500 | 30075 |  |  | 71.7 | 64 | Federally-Regulated Consumer Product | 2014-01-14 |  | 2016-10-18
Innovative Hearth Products | Astria | EROS35STDEN | Gravity Type Vented Room Heate | Natural Gas | Luminous | FALSE | FALSE | 1 | None | None | Non-Condensing | Single-Stage | 30000 | 22689 |  |  | 74.8 | 67 | Federally-Regulated Consumer Product | 2015-03-20 |  | 2016-10-18
Innovative Hearth Products | Superior | DRT2040REP | Gravity Type Vented Room Heate | LPG | Luminous | FALSE | FALSE | 1 | None | None | Non-Condensing | Single-Stage | 15000 | 9975 |  |  | 65.5 | 57 | Federally-Regulated Consumer Product | 2014-04-21 |  | 2016-10-18
Innovative Hearth Products | Ironstrike | Epic 33 | Gravity Type Vented Room Heate | Natural Gas | Luminous | TRUE | FALSE | 1 | None | None | Non-Condensing | Single-Stage | 33000 | 23595 |  |  | 71.5 | 64 | Federally-Regulated Consumer Product | 2014-01-14 |  | 2016-10-18
Innovative Hearth Products | Astria | Aries40REN | Gravity Type Vented Room Heate | Natural Gas | Luminous | FALSE | FALSE | 1 | None | None | Non-Condensing | Single-Stage | 16000 | 10640 |  |  | 65.5 | 57 | Federally-Regulated Consumer Product | 2014-04-21 |  | 2016-10-18
Innovative Hearth Products | Superior | DRT2045DEP | Gravity Type Vented Room Heate | LPG | Luminous | FALSE | FALSE | 1 | None | None | Non-Condensing | Single-Stage | 19000 | 12730 |  |  | 65 | 58 | Federally-Regulated Consumer Product | 2014-04-21 |  | 2016-10-18
Innovative Hearth Products | Astria | Aries40TEP | Gravity Type Vented Room Heate | LPG | Luminous | FALSE | FALSE | 1 | None | None | Non-Condensing | Single-Stage | 15000 | 9975 |  |  | 65.5 | 57 | Federally-Regulated Consumer Product | 2014-04-21 |  | 2016-10-18
Innovative Hearth Products | Superior | DRT40STDEN | Gravity Type Vented Room Heate | Natural Gas | Luminous | FALSE | FALSE | 1 | None | None | Non-Condensing | Single-Stage | 37000 | 25574 |  |  | 68.2 | 67 | Federally-Regulated Consumer Product | 2015-03-20 |  | 2016-10-18
Innovative Hearth Products | Superior | DRT2040TMN | Gravity Type Vented Room Heate | Natural Gas | Luminous | TRUE | FALSE | 1 | None | None | Non-Condensing | Single-Stage | 16000 | 10640 |  |  | 65.5 | 57 | Federally-Regulated Consumer Product | 2014-04-21 |  | 2016-10-18
Innovative Hearth Products | Superior | DRT40CLDMP | Gravity Type Vented Room Heate | LPG | Luminous | TRUE | FALSE | 1 | None | None | Non-Condensing | Single-Stage | 28000 | 19692 |  |  | 69 | 67 | Federally-Regulated Consumer Product | 2015-03-20 |  | 2016-10-18
Innovative Hearth Products | Superior | DRT35STDEN | Gravity Type Vented Room Heate | Natural Gas | Luminous | FALSE | FALSE | 1 | None | None | Non-Condensing | Single-Stage | 30000 | 22689 |  |  | 74.8 | 67 | Federally-Regulated Consumer Product | 2015-03-20 |  | 2016-10-18
Innovative Hearth Products | Superior | DRT40PFDMN | Gravity Type Vented Room Heate | Natural Gas | Luminous | TRUE | FALSE | 1 | None | None | Non-Condensing | Single-Stage | 37000 | 25962 |  |  | 69.1 | 67 | Federally-Regulated Consumer Product | 2015-03-20 |  | 2016-10-18
Innovative Hearth Products | Astria | LIBRACR40DMP | Gravity Type Vented Room Heate | LPG | Luminous | TRUE | FALSE | 1 | None | None | Non-Condensing | Single-Stage | 28000 | 19692 |  |  | 69 | 67 | Federally-Regulated Consumer Product | 2015-03-20 |  | 2016-10-18
Innovative Hearth Products | Astria | Aries33REN | Gravity Type Vented Room Heate | Natural Gas | Luminous | FALSE | FALSE | 1 | None | None | Non-Condensing | Single-Stage | 12000 | 7800 |  |  | 64 | 57 | Federally-Regulated Consumer Product | 2014-04-21 |  | 2016-10-18
Innovative Hearth Products | Ironstrike | Serefina CI2500DVF | Gravity Type Vented Room Heate | Natural Gas | Luminous | TRUE | FALSE | 1 | None | None | Non-Condensing | Single-Stage | 38500 | 25602 |  |  | 66.5 | 64 | Federally-Regulated Consumer Product | 2014-01-14 |  | 2016-10-18
Innovative Hearth Products | Ironstrike | RDV40 TCC | Gravity Type Vented Room Heate | LPG | Luminous | FALSE | FALSE | 1 | None | None | Non-Condensing | Single-Stage | 37500 | 24788 |  |  | 66.1 | 64 | Federally-Regulated Consumer Product | 2014-01-14 |  | 2016-10-18
Innovative Hearth Products | Astria | Sirius54TEN | Gravity Type Vented Room Heate | Natural Gas | Luminous | FALSE | FALSE | 1 | None | None | Non-Condensing | Single-Stage | 30000 | 20959 |  |  | 71 | 64 | Federally-Regulated Consumer Product | 2014-01-14 |  | 2016-10-18
Innovative Hearth Products | Superior | DRC2033REN | Gravity Type Vented Room Heate | Natural Gas | Luminous | FALSE | FALSE | 1 | None | None | Non-Condensing | Single-Stage | 12000 | 7800 |  |  | 64 | 57 | Federally-Regulated Consumer Product | 2014-04-21 |  | 2016-10-18
Innovative Hearth Products | Superior | DRT2045DMP | Gravity Type Vented Room Heate | LPG | Luminous | TRUE | FALSE | 1 | None | None | Non-Condensing | Single-Stage | 19000 | 12730 |  |  | 65 | 58 | Federally-Regulated Consumer Product | 2014-04-21 |  | 2016-10-18
Innovative Hearth Products | Astria | Aries35REP | Gravity Type Vented Room Heate | LPG | Luminous | FALSE | FALSE | 1 | None | None | Non-Condensing | Single-Stage | 12000 | 7980 |  |  | 65.5 | 57 | Federally-Regulated Consumer Product | 2014-04-21 |  | 2016-10-18
Innovative Hearth Products | Astria | ALTAIR45DMN | Gravity Type Vented Room Heate | Natural Gas | Luminous | TRUE | FALSE | 1 | None | None | Non-Condensing | Single-Stage | 31000 | 21098 |  |  | 67.2 | 67 | Federally-Regulated Consumer Product | 2015-03-20 |  | 2016-10-18
Innovative Hearth Products | Astria | ENVYCD40TEN | Gravity Type Vented Room Heate | Natural Gas | Luminous | FALSE | FALSE | 1 | None | None | Non-Condensing | Single-Stage | 40000 | 28328 |  |  | 70 | 64 | Federally-Regulated Consumer Product | 2014-01-14 |  | 2016-10-18
Innovative Hearth Products | Astria | Aries35RMP | Gravity Type Vented Room Heate | LPG | Luminous | TRUE | FALSE | 1 | None | None | Non-Condensing | Single-Stage | 12000 | 7980 |  |  | 65.5 | 57 | Federally-Regulated Consumer Product | 2014-04-21 |  | 2016-10-18
Innovative Hearth Products | Superior | DRT2033TMN | Gravity Type Vented Room Heate | Natural Gas | Luminous | TRUE | FALSE | 1 | None | None | Non-Condensing | Single-Stage | 12000 | 7800 |  |  | 64 | 57 | Federally-Regulated Consumer Product | 2014-04-21 |  | 2016-10-18
Innovative Hearth Products | Superior | DRT40CLDMN | Gravity Type Vented Room Heate | Natural Gas | Luminous | TRUE | FALSE | 1 | None | None | Non-Condensing | Single-Stage | 31000 | 21256 |  |  | 67.5 | 67 | Federally-Regulated Consumer Product | 2015-03-20 |  | 2016-10-18
Innovative Hearth Products | Superior | DRC2033RMN | Gravity Type Vented Room Heate | Natural Gas | Luminous | TRUE | FALSE | 1 | None | None | Non-Condensing | Single-Stage | 12000 | 7800 |  |  | 64 | 57 | Federally-Regulated Consumer Product | 2014-04-21 |  | 2016-10-18
Innovative Hearth Products | Ironstrike | Epic 40 | Gravity Type Vented Room Heate | LPG | Luminous | TRUE | FALSE | 1 | None | None | Non-Condensing | Single-Stage | 39000 | 30342 |  |  | 77.8 | 64 | Federally-Regulated Consumer Product | 2014-01-14 |  | 2016-10-18
Innovative Hearth Products | Astria | EROS35PFDMN | Gravity Type Vented Room Heate | Natural Gas | Luminous | TRUE | FALSE | 1 | None | None | Non-Condensing | Single-Stage | 30000 | 21063 |  |  | 69.2 | 67 | Federally-Regulated Consumer Product | 2015-03-20 |  | 2016-10-18
Innovative Hearth Products | Superior | DRC2040TEN | Gravity Type Vented Room Heate | Natural Gas | Luminous | FALSE | FALSE | 1 | None | None | Non-Condensing | Single-Stage | 16000 | 10640 |  |  | 65.5 | 57 | Federally-Regulated Consumer Product | 2014-04-21 |  | 2016-10-18
Innovative Hearth Products | Superior | DRT2033RMN | Gravity Type Vented Room Heate | Natural Gas | Luminous | TRUE | FALSE | 1 | None | None | Non-Condensing | Single-Stage | 12000 | 7800 |  |  | 64 | 57 | Federally-Regulated Consumer Product | 2014-04-21 |  | 2016-10-18
Innovative Hearth Products | Superior | DRT4045DMP | Gravity Type Vented Room Heate | LPG | Luminous | TRUE | FALSE | 1 | None | None | Non-Condensing | Single-Stage | 29000 | 21239 |  |  | 72.2 | 67 | Federally-Regulated Consumer Product | 2015-03-20 |  | 2016-10-18
Innovative Hearth Products | Superior | DRC2045DEN | Gravity Type Vented Room Heate | Natural Gas | Luminous | FALSE | FALSE | 1 | None | None | Non-Condensing | Single-Stage | 20000 | 13400 |  |  | 65 | 58 | Federally-Regulated Consumer Product | 2014-04-21 |  | 2016-10-18
Innovative Hearth Products | Superior | DRL3054TEP | Gravity Type Vented Room Heate | LPG | Luminous | FALSE | FALSE | 1 | None | None | Non-Condensing | Single-Stage | 30000 | 20959 |  |  | 71.9 | 64 | Federally-Regulated Consumer Product | 2014-01-14 |  | 2016-10-18
Innovative Hearth Products | Astria | LIBRAPF40DMP | Gravity Type Vented Room Heate | LPG | Luminous | TRUE | FALSE | 1 | None | None | Non-Condensing | Single-Stage | 34000 | 24065 |  |  | 69.8 | 67 | Federally-Regulated Consumer Product | 2015-03-20 |  | 2016-10-18
Innovative Hearth Products | Superior | DRT2033REN | Gravity Type Vented Room Heate | Natural Gas | Luminous | FALSE | FALSE | 1 | None | None | Non-Condensing | Single-Stage | 12000 | 7800 |  |  | 64 | 57 | Federally-Regulated Consumer Product | 2014-04-21 |  | 2016-10-18
Innovative Hearth Products | Superior | DRT35PFDEN | Gravity Type Vented Room Heate | Natural Gas | Luminous | FALSE | FALSE | 1 | None | None | Non-Condensing | Single-Stage | 30000 | 22689 |  |  | 74.8 | 67 | Federally-Regulated Consumer Product | 2015-03-20 |  | 2016-10-18
Innovative Hearth Products | Ironstrike | RDV40 TCC | Gravity Type Vented Room Heate | Natural Gas | Luminous | FALSE | FALSE | 1 | None | None | Non-Condensing | Single-Stage | 40000 | 26600 |  |  | 66.5 | 64 | Federally-Regulated Consumer Product | 2014-01-14 |  | 2016-10-18
Innovative Hearth Products | Astria | Rhapsody54TEN | Gravity Type Vented Room Heate | Natural Gas | Luminous | FALSE | FALSE | 1 | None | None | Non-Condensing | Single-Stage | 37000 | 25527 |  |  | 70.2 | 64 | Federally-Regulated Consumer Product | 2014-01-14 |  | 2016-10-18
Innovative Hearth Products | Superior | DRT4045DMN | Gravity Type Vented Room Heate | Natural Gas | Luminous | TRUE | FALSE | 1 | None | None | Non-Condensing | Single-Stage | 31000 | 21098 |  |  | 67.2 | 67 | Federally-Regulated Consumer Product | 2015-03-20 |  | 2016-10-18
Innovative Hearth Products | Astria | Aries33TMN | Gravity Type Vented Room Heate | Natural Gas | Luminous | TRUE | FALSE | 1 | None | None | Non-Condensing | Single-Stage | 12000 | 7800 |  |  | 64 | 57 | Federally-Regulated Consumer Product | 2014-04-21 |  | 2016-10-18
Innovative Hearth Products | Ironstrike | Serefina CI2500DVF | Gravity Type Vented Room Heate | LPG | Luminous | TRUE | FALSE | 1 | None | None | Non-Condensing | Single-Stage | 34500 | 22598 |  |  | 65.5 | 64 | Federally-Regulated Consumer Product | 2014-01-14 |  | 2016-10-18
Innovative Hearth Products | Astria | Aries33RMN | Gravity Type Vented Room Heate | Natural Gas | Luminous | TRUE | FALSE | 1 | None | None | Non-Condensing | Single-Stage | 12000 | 7800 |  |  | 64 | 57 | Federally-Regulated Consumer Product | 2014-04-21 |  | 2016-10-18
Innovative Hearth Products | Superior | DRT2035TMP | Gravity Type Vented Room Heate | LPG | Luminous | TRUE | FALSE | 1 | None | None | Non-Condensing | Single-Stage | 12000 | 7980 |  |  | 65.5 | 57 | Federally-Regulated Consumer Product | 2014-04-21 |  | 2016-10-18
Innovative Hearth Products | Astria | ENVYCD45TEN | Gravity Type Vented Room Heate | Natural Gas | Luminous | FALSE | FALSE | 1 | None | None | Non-Condensing | Single-Stage | 47000 | 34381 |  |  | 72.5 | 65 | Federally-Regulated Consumer Product | 2014-01-14 |  | 2016-10-18
Innovative Hearth Products | Superior | DRI3030TENC | Gravity Type Vented Room Heate | Natural Gas | Luminous | FALSE | FALSE | 1 | None | None | Non-Condensing | Single-Stage | 32000 | 23072 |  |  | 72.1 | 64 | Federally-Regulated Consumer Product | 2014-01-14 |  | 2016-10-18
Innovative Hearth Products | Superior | DRT2040RMP | Gravity Type Vented Room Heate | LPG | Luminous | TRUE | FALSE | 1 | None | None | Non-Condensing | Single-Stage | 15000 | 9975 |  |  | 65.5 | 57 | Federally-Regulated Consumer Product | 2014-04-21 |  | 2016-10-18
Innovative Hearth Products | Ironstrike | Epic 40 | Gravity Type Vented Room Heate | Natural Gas | Luminous | TRUE | FALSE | 1 | None | None | Non-Condensing | Single-Stage | 40000 | 29440 |  |  | 73.6 | 64 | Federally-Regulated Consumer Product | 2014-01-14 |  | 2016-10-18
Innovative Hearth Products | Astria | LIBRAPF40DMN | Gravity Type Vented Room Heate | Natural Gas | Luminous | TRUE | FALSE | 1 | None | None | Non-Condensing | Single-Stage | 37000 | 25962 |  |  | 69.1 | 67 | Federally-Regulated Consumer Product | 2015-03-20 |  | 2016-10-18
Innovative Hearth Products | Superior | DRC2035TMN | Gravity Type Vented Room Heate | Natural Gas | Luminous | TRUE | FALSE | 1 | None | None | Non-Condensing | Single-Stage | 14000 | 9310 |  |  | 65.5 | 57 | Federally-Regulated Consumer Product | 2014-04-21 |  | 2016-10-18
Innovative Hearth Products | Superior | DRC2045DMN | Gravity Type Vented Room Heate | Natural Gas | Luminous | TRUE | FALSE | 1 | None | None | Non-Condensing | Single-Stage | 20000 | 13400 |  |  | 65 | 58 | Federally-Regulated Consumer Product | 2014-04-21 |  | 2016-10-18
Innovative Hearth Products | Superior | DRT2045DMN | Gravity Type Vented Room Heate | Natural Gas | Luminous | TRUE | FALSE | 1 | None | None | Non-Condensing | Single-Stage | 20000 | 13400 |  |  | 65 | 58 | Federally-Regulated Consumer Product | 2014-04-21 |  | 2016-10-18
Innovative Hearth Products | Ironstrike | Epic 33 | Gravity Type Vented Room Heate | LPG | Luminous | TRUE | FALSE | 1 | None | None | Non-Condensing | Single-Stage | 31000 | 22661 |  |  | 73.1 | 64 | Federally-Regulated Consumer Product | 2014-01-14 |  | 2016-10-18
Innovative Hearth Products | Ironstrike | RDV CD | Gravity Type Vented Room Heate | LPG | Luminous | FALSE | FALSE | 1 | None | None | Non-Condensing | Single-Stage | 27000 | 19602 |  |  | 72.6 | 63 | Federally-Regulated Consumer Product | 2014-01-14 |  | 2016-10-18
Innovative Hearth Products | Astria | Aries35REN | Gravity Type Vented Room Heate | Natural Gas | Luminous | FALSE | FALSE | 1 | None | None | Non-Condensing | Single-Stage | 14000 | 9310 |  |  | 65.5 | 57 | Federally-Regulated Consumer Product | 2014-04-21 |  | 2016-10-18
Innovative Hearth Products | Superior | DRT40PFDMP | Gravity Type Vented Room Heate | LPG | Luminous | TRUE | FALSE | 1 | None | None | Non-Condensing | Single-Stage | 34000 | 24065 |  |  | 69.8 | 67 | Federally-Regulated Consumer Product | 2015-03-20 |  | 2016-10-18
Innovative Hearth Products | Astria | ENVY45TEN | Gravity Type Vented Room Heate | Natural Gas | Luminous | FALSE | FALSE | 1 | None | None | Non-Condensing | Single-Stage | 47000 | 33563 |  |  | 70.7 | 65 | Federally-Regulated Consumer Product | 2014-01-14 |  | 2016-10-18
Innovative Hearth Products | Astria | LIBRAST40DMN | Gravity Type Vented Room Heate | Natural Gas | Luminous | TRUE | FALSE | 1 | None | None | Non-Condensing | Single-Stage | 37000 | 26344 |  |  | 70.3 | 67 | Federally-Regulated Consumer Product | 2015-03-20 |  | 2016-10-18
Innovative Hearth Products | Superior | DRT2035TEN | Gravity Type Vented Room Heate | Natural Gas | Luminous | FALSE | FALSE | 1 | None | None | Non-Condensing | Single-Stage | 14000 | 9310 |  |  | 65.5 | 57 | Federally-Regulated Consumer Product | 2014-04-21 |  | 2016-10-18
Innovative Hearth Products | Astria | Aries35TEN | Gravity Type Vented Room Heate | Natural Gas | Luminous | FALSE | FALSE | 1 | None | None | Non-Condensing | Single-Stage | 14000 | 9310 |  |  | 65.5 | 57 | Federally-Regulated Consumer Product | 2014-04-21 |  | 2016-10-18
Innovative Hearth Products | Astria | MontebelloSTTEN | Gravity Type Vented Room Heate | Natural Gas | Luminous | FALSE | FALSE | 1 | None | None | Non-Condensing | Single-Stage | 60000 | 40800 |  |  | 68 | 65 | Federally-Regulated Consumer Product | 2014-01-14 |  | 2016-10-18
Innovative Hearth Products | Superior | DRT2033REP | Gravity Type Vented Room Heate | LPG | Luminous | FALSE | FALSE | 1 | None | None | Non-Condensing | Single-Stage | 10000 | 6500 |  |  | 64 | 57 | Federally-Regulated Consumer Product | 2014-04-21 |  | 2016-10-18
Innovative Hearth Products | Superior | DRT2040REN | Gravity Type Vented Room Heate | Natural Gas | Luminous | FALSE | FALSE | 1 | None | None | Non-Condensing | Single-Stage | 16000 | 10640 |  |  | 65.5 | 57 | Federally-Regulated Consumer Product | 2014-04-21 |  | 2016-10-18
Innovative Hearth Products | Astria | Aries40REP | Gravity Type Vented Room Heate | LPG | Luminous | FALSE | FALSE | 1 | None | None | Non-Condensing | Single-Stage | 15000 | 9975 |  |  | 65.5 | 57 | Federally-Regulated Consumer Product | 2014-04-21 |  | 2016-10-18
Innovative Hearth Products | Astria | LIBRAST40DEN | Gravity Type Vented Room Heate | Natural Gas | Luminous | FALSE | FALSE | 1 | None | None | Non-Condensing | Single-Stage | 37000 | 25574 |  |  | 68.2 | 67 | Federally-Regulated Consumer Product | 2015-03-20 |  | 2016-10-18
Innovative Hearth Products | Superior | DRT40STDMN | Gravity Type Vented Room Heate | Natural Gas | Luminous | TRUE | FALSE | 1 | None | None | Non-Condensing | Single-Stage | 37000 | 26344 |  |  | 70.3 | 67 | Federally-Regulated Consumer Product | 2015-03-20 |  | 2016-10-18
Innovative Hearth Products | Astria | MontebelloSTTEP | Gravity Type Vented Room Heate | LPG | Luminous | FALSE | FALSE | 1 | None | None | Non-Condensing | Single-Stage | 56000 | 38080 |  |  | 68 | 65 | Federally-Regulated Consumer Product | 2014-01-14 |  | 2016-10-18
Innovative Hearth Products | Astria | Aries40RMP | Gravity Type Vented Room Heate | LPG | Luminous | TRUE | FALSE | 1 | None | None | Non-Condensing | Single-Stage | 15000 | 10 |  |  | 65.5 | 57 | Federally-Regulated Consumer Product | 2014-04-21 |  | 2016-10-18
Innovative Hearth Products | Astria | Aries35TMP | Gravity Type Vented Room Heate | LPG | Luminous | TRUE | FALSE | 1 | None | None | Non-Condensing | Single-Stage | 12000 | 7980 |  |  | 65.5 | 57 | Federally-Regulated Consumer Product | 2014-04-21 |  | 2016-10-18
Innovative Hearth Products | Ironstrike | RDV40 IPI | Gravity Type Vented Room Heate | LPG | Luminous | FALSE | FALSE | 1 | None | None | Non-Condensing | Single-Stage | 37500 | 24788 |  |  | 66.1 | 64 | Federally-Regulated Consumer Product | 2014-01-14 |  | 2016-10-18
Innovative Hearth Products | Superior | DRT40CRDMN | Gravity Type Vented Room Heate | Natural Gas | Luminous | TRUE | FALSE | 1 | None | None | Non-Condensing | Single-Stage | 31000 | 21256 |  |  | 67.5 | 67 | Federally-Regulated Consumer Product | 2015-03-20 |  | 2016-10-18
Innovative Hearth Products | Astria | ALTAIR40DMN | Gravity Type Vented Room Heate | Natural Gas | Luminous | TRUE | FALSE | 1 | None | None | Non-Condensing | Single-Stage | 27000 | 18870 |  |  | 68.9 | 66 | Federally-Regulated Consumer Product | 2015-03-20 |  | 2016-10-18
Innovative Hearth Products | Superior | DRT2035REN | Gravity Type Vented Room Heate | Natural Gas | Luminous | FALSE | FALSE | 1 | None | None | Non-Condensing | Single-Stage | 14000 | 9310 |  |  | 65.5 | 57 | Federally-Regulated Consumer Product | 2014-04-21 |  | 2016-10-18
Innovative Hearth Products | Astria | Aries33TEN | Gravity Type Vented Room Heate | Natural Gas | Luminous | FALSE | FALSE | 1 | None | None | Non-Condensing | Single-Stage | 12000 | 7800 |  |  | 64 | 57 | Federally-Regulated Consumer Product | 2014-04-21 |  | 2016-10-18
Innovative Hearth Products | Superior | DRL6554TEN | Gravity Type Vented Room Heate | Natural Gas | Luminous | FALSE | FALSE | 1 | None | None | Non-Condensing | Single-Stage | 37000 | 25527 |  |  | 70.2 | 64 | Federally-Regulated Consumer Product | 2014-01-14 |  | 2016-10-18
Innovative Hearth Products | Superior | DRT2033TEP | Gravity Type Vented Room Heate | LPG | Luminous | FALSE | FALSE | 1 | None | None | Non-Condensing | Single-Stage | 10000 | 6500 |  |  | 64 | 57 | Federally-Regulated Consumer Product | 2014-04-21 |  | 2016-10-18
Innovative Hearth Products | Superior | DRL6542TEN | Gravity Type Vented Room Heate | Natural Gas | Luminous | FALSE | FALSE | 1 | None | None | Non-Condensing | Single-Stage | 27000 | 18000 |  |  | 68 | 63 | Federally-Regulated Consumer Product | 2014-01-14 |  | 2016-10-18
Innovative Hearth Products | Superior | DRT2040TMP | Gravity Type Vented Room Heate | LPG | Luminous | TRUE | FALSE | 1 | None | None | Non-Condensing | Single-Stage | 15000 | 9975 |  |  | 65.5 | 57 | Federally-Regulated Consumer Product | 2014-04-21 |  | 2016-10-18
Innovative Hearth Products | Astria | Sirius54TEP | Gravity Type Vented Room Heate | LPG | Luminous | FALSE | FALSE | 1 | None | None | Non-Condensing | Single-Stage | 30000 | 20959 |  |  | 71.9 | 64 | Federally-Regulated Consumer Product | 2014-01-14 |  | 2016-10-18
Innovative Hearth Products | Astria | Aries35TEP | Gravity Type Vented Room Heate | LPG | Luminous | FALSE | FALSE | 1 | None | None | Non-Condensing | Single-Stage | 12000 | 7980 |  |  | 65.5 | 57 | Federally-Regulated Consumer Product | 2014-04-21 |  | 2016-10-18
Innovative Hearth Products | Superior | DRC2033REP | Gravity Type Vented Room Heate | LPG | Luminous | FALSE | FALSE | 1 | None | None | Non-Condensing | Single-Stage | 10000 | 6500 |  |  | 64 | 57 | Federally-Regulated Consumer Product | 2014-04-21 |  | 2016-10-18
Innovative Hearth Products | Astria | Aries45DMN | Gravity Type Vented Room Heate | Natural Gas | Luminous | TRUE | FALSE | 1 | None | None | Non-Condensing | Single-Stage | 20000 | 13400 |  |  | 65 | 58 | Federally-Regulated Consumer Product | 2014-04-21 |  | 2016-10-18
Innovative Hearth Products | Astria | Aries35RMN | Gravity Type Vented Room Heate | Natural Gas | Luminous | TRUE | FALSE | 1 | None | None | Non-Condensing | Single-Stage | 14000 | 9310 |  |  | 65.5 | 57 | Federally-Regulated Consumer Product | 2014-04-21 |  | 2016-10-18
Innovative Hearth Products | Superior | DRT63STTEN | Gravity Type Vented Room Heate | Natural Gas | Luminous | FALSE | FALSE | 1 | None | None | Non-Condensing | Single-Stage | 60000 | 40800 |  |  | 68 | 65 | Federally-Regulated Consumer Product | 2014-01-14 |  | 2016-10-18
Innovative Hearth Products | Superior | DRT2033TEN | Gravity Type Vented Room Heate | Natural Gas | Luminous | FALSE | FALSE | 1 | None | None | Non-Condensing | Single-Stage | 12000 | 7800 |  |  | 64 | 57 | Federally-Regulated Consumer Product | 2014-04-21 |  | 2016-10-18
Innovative Hearth Products | Astria | ALTAIR40DMP | Gravity Type Vented Room Heate | LPG | Luminous | TRUE | FALSE | 1 | None | None | Non-Condensing | Single-Stage | 27000 | 18376 |  |  | 67 | 66 | Federally-Regulated Consumer Product | 2015-03-20 |  | 2016-10-18
Innovative Hearth Products | Superior | DRC2035RMP | Gravity Type Vented Room Heate | LPG | Luminous | TRUE | FALSE | 1 | None | None | Non-Condensing | Single-Stage | 12000 | 7980 |  |  | 65.5 | 57 | Federally-Regulated Consumer Product | 2014-04-21 |  | 2016-10-18
Innovative Hearth Products | Astria | Aries33TEP | Gravity Type Vented Room Heate | LPG | Luminous | FALSE | FALSE | 1 | None | None | Non-Condensing | Single-Stage | 10000 | 6500 |  |  | 64 | 57 | Federally-Regulated Consumer Product | 2014-04-21 |  | 2016-10-18
Innovative Hearth Products | Astria | Aries33RMP | Gravity Type Vented Room Heate | LPG | Luminous | TRUE | FALSE | 1 | None | None | Non-Condensing | Single-Stage | 10000 | 6500 |  |  | 64 | 57 | Federally-Regulated Consumer Product | 2014-04-21 |  | 2016-10-18
Innovative Hearth Products | Astria | EROS35PFDEN | Gravity Type Vented Room Heate | Natural Gas | Luminous | FALSE | FALSE | 1 | None | None | Non-Condensing | Single-Stage | 30000 | 22689 |  |  | 74.8 | 67 | Federally-Regulated Consumer Product | 2015-03-20 |  | 2016-10-18
Innovative Hearth Products | Superior | DRT2045DEN | Gravity Type Vented Room Heate | Natural Gas | Luminous | FALSE | FALSE | 1 | None | None | Non-Condensing | Single-Stage | 20000 | 13400 |  |  | 65 | 58 | Federally-Regulated Consumer Product | 2014-04-21 |  | 2016-10-18
Innovative Hearth Products | Superior | DRC2035TEP | Gravity Type Vented Room Heate | LPG | Luminous | FALSE | FALSE | 1 | None | None | Non-Condensing | Single-Stage | 12000 | 7980 |  |  | 65.5 | 57 | Federally-Regulated Consumer Product | 2014-04-21 |  | 2016-10-18
Innovative Hearth Products | Superior | DRC2033TEN | Gravity Type Vented Room Heate | Natural Gas | Luminous | FALSE | FALSE | 1 | None | None | Non-Condensing | Single-Stage | 12000 | 7800 |  |  | 64 | 57 | Federally-Regulated Consumer Product | 2014-04-21 |  | 2016-10-18
Innovative Hearth Products | Superior | DRT2035RMN | Gravity Type Vented Room Heate | Natural Gas | Luminous | TRUE | FALSE | 1 | None | None | Non-Condensing | Single-Stage | 14000 | 9310 |  |  | 65.5 | 57 | Federally-Regulated Consumer Product | 2014-04-21 |  | 2016-10-18
Innovative Hearth Products | Superior | DRT2033TMP | Gravity Type Vented Room Heate | LPG | Luminous | TRUE | FALSE | 1 | None | None | Non-Condensing | Single-Stage | 10000 | 6500 |  |  | 64 | 57 | Federally-Regulated Consumer Product | 2014-04-21 |  | 2016-10-18
Innovative Hearth Products | Superior | DRL3042TEN | Gravity Type Vented Room Heate | Natural Gas | Luminous | FALSE | FALSE | 1 | None | None | Non-Condensing | Single-Stage | 20000 | 14800 |  |  | 66.7 | 58 | Federally-Regulated Consumer Product | 2014-01-14 |  | 2016-10-18
Innovative Hearth Products | Superior | DRT2040TEP | Gravity Type Vented Room Heate | LPG | Luminous | FALSE | FALSE | 1 | None | None | Non-Condensing | Single-Stage | 15000 | 9975 |  |  | 65.5 | 57 | Federally-Regulated Consumer Product | 2014-04-21 |  | 2016-10-18
Innovative Hearth Products | Superior | DRI3030TENC | Gravity Type Vented Room Heate | LPG | Luminous | FALSE | FALSE | 1 | None | None | Non-Condensing | Single-Stage | 27000 | 19602 |  |  | 72.6 | 63 | Federally-Regulated Consumer Product | 2014-01-14 |  | 2016-10-18
Innovative Hearth Products | Astria | Sirius42TEP | Gravity Type Vented Room Heate | LPG | Luminous | FALSE | FALSE | 1 | None | None | Non-Condensing | Single-Stage | 20000 | 14800 |  |  | 66.7 | 58 | Federally-Regulated Consumer Product | 2014-01-14 |  | 2016-10-18
Innovative Hearth Products | Superior | DRT4040DEN | Gravity Type Vented Room Heate | Natural Gas | Luminous | FALSE | FALSE | 1 | None | None | Non-Condensing | Single-Stage | 27000 | 20387 |  |  | 74.5 | 66 | Federally-Regulated Consumer Product | 2015-03-20 |  | 2016-10-18
Innovative Hearth Products | Astria | EROS35STDMP | Gravity Type Vented Room Heate | LPG | Luminous | TRUE | FALSE | 1 | None | None | Non-Condensing | Single-Stage | 28000 | 20000 |  |  | 70.3 | 67 | Federally-Regulated Consumer Product | 2015-03-20 |  | 2016-10-18
Innovative Hearth Products | Superior | DRC2040RMN | Gravity Type Vented Room Heate | Natural Gas | Luminous | TRUE | FALSE | 1 | None | None | Non-Condensing | Single-Stage | 16000 | 10640 |  |  | 65.5 | 57 | Federally-Regulated Consumer Product | 2014-04-21 |  | 2016-10-18
Innovative Hearth Products | Superior | DRT35PFDMP | Gravity Type Vented Room Heate | LPG | Luminous | TRUE | FALSE | 1 | None | None | Non-Condensing | Single-Stage | 28000 | 19849 |  |  | 69.7 | 67 | Federally-Regulated Consumer Product | 2015-03-20 |  | 2016-10-18
Innovative Hearth Products | Astria | Aries33REP | Gravity Type Vented Room Heate | LPG | Luminous | FALSE | FALSE | 1 | None | None | Non-Condensing | Single-Stage | 10000 | 6500 |  |  | 64 | 57 | Federally-Regulated Consumer Product | 2014-04-21 |  | 2016-10-18
Innovative Hearth Products | Superior | DRT63STTEP | Gravity Type Vented Room Heate | LPG | Luminous | FALSE | FALSE | 1 | None | None | Non-Condensing | Single-Stage | 56000 | 38080 |  |  | 68 | 65 | Federally-Regulated Consumer Product | 2014-01-14 |  | 2016-10-18
Innovative Hearth Products | Astria | Aries35TMN | Gravity Type Vented Room Heate | Natural Gas | Luminous | TRUE | FALSE | 1 | None | None | Non-Condensing | Single-Stage | 14000 | 9310 |  |  | 65.5 | 57 | Federally-Regulated Consumer Product | 2014-04-21 |  | 2016-10-18
Innovative Hearth Products | Superior | DRT35STDMN | Gravity Type Vented Room Heate | Natural Gas | Luminous | TRUE | FALSE | 1 | None | None | Non-Condensing | Single-Stage | 30000 | 20988 |  |  | 68.8 | 67 | Federally-Regulated Consumer Product | 2015-03-20 |  | 2016-10-18
Innovative Hearth Products | Superior | DRT40PFDEN | Gravity Type Vented Room Heate | Natural Gas | Luminous | FALSE | FALSE | 1 | None | None | Non-Condensing | Single-Stage | 37000 | 25574 |  |  | 68.2 | 67 | Federally-Regulated Consumer Product | 2015-03-20 |  | 2016-10-18
Innovative Hearth Products | Astria | ENVYCD35TEN | Gravity Type Vented Room Heate | Natural Gas | Luminous | FALSE | FALSE | 1 | None | None | Non-Condensing | Single-Stage | 31000 | 21316 |  |  | 67.8 | 64 | Federally-Regulated Consumer Product | 2014-01-14 |  | 2016-10-18
Innovative Hearth Products | Superior | DRC2033RMP | Gravity Type Vented Room Heate | LPG | Luminous | TRUE | FALSE | 1 | None | None | Non-Condensing | Single-Stage | 10000 | 6500 |  |  | 64 | 57 | Federally-Regulated Consumer Product | 2014-04-21 |  | 2016-10-18
Innovative Hearth Products | Astria | LIBRAST40DMP | Gravity Type Vented Room Heate | LPG | Luminous | TRUE | FALSE | 1 | None | None | Non-Condensing | Single-Stage | 34000 | 24065 |  |  | 69.8 | 67 | Federally-Regulated Consumer Product | 2015-03-20 |  | 2016-10-18
Innovative Hearth Products | Superior | DRT2040RMN | Gravity Type Vented Room Heate | Natural Gas | Luminous | TRUE | FALSE | 1 | None | None | Non-Condensing | Single-Stage | 16000 | 10640 |  |  | 65.5 | 57 | Federally-Regulated Consumer Product | 2014-04-21 |  | 2016-10-18
Innovative Hearth Products | Superior | DRT40STDMP | Gravity Type Vented Room Heate | LPG | Luminous | TRUE | FALSE | 1 | None | None | Non-Condensing | Single-Stage | 34000 | 24065 |  |  | 69.8 | 67 | Federally-Regulated Consumer Product | 2015-03-20 |  | 2016-10-18
Innovative Hearth Products | Superior | DRT2040TEN | Gravity Type Vented Room Heate | Natural Gas | Luminous | FALSE | FALSE | 1 | None | None | Non-Condensing | Single-Stage | 16000 | 10640 |  |  | 65.5 | 57 | Federally-Regulated Consumer Product | 2014-04-21 |  | 2016-10-18
Innovative Hearth Products | Superior | DRC2040REP | Gravity Type Vented Room Heate | LPG | Luminous | FALSE | FALSE | 1 | None | None | Non-Condensing | Single-Stage | 15000 | 9975 |  |  | 65.5 | 57 | Federally-Regulated Consumer Product | 2014-04-21 |  | 2016-10-18
Innovative Hearth Products | Astria | Sirius42TEN | Gravity Type Vented Room Heate | Natural Gas | Luminous | FALSE | FALSE | 1 | None | None | Non-Condensing | Single-Stage | 20000 | 14800 |  |  | 66.7 | 58 | Federally-Regulated Consumer Product | 2014-01-14 |  | 2016-10-18
Innovative Hearth Products | Superior | DRC2033TMN | Gravity Type Vented Room Heate | Natural Gas | Luminous | TRUE | FALSE | 1 | None | None | Non-Condensing | Single-Stage | 12000 | 7800 |  |  | 64 | 57 | Federally-Regulated Consumer Product | 2014-04-21 |  | 2016-10-18
Innovative Hearth Products | Superior | DRT4040DMP | Gravity Type Vented Room Heate | LPG | Luminous | TRUE | FALSE | 1 | None | None | Non-Condensing | Single-Stage | 27000 | 18376 |  |  | 67 | 66 | Federally-Regulated Consumer Product | 2015-03-20 |  | 2016-10-18
Innovative Hearth Products | Superior | DRC2040RMP | Gravity Type Vented Room Heate | LPG | Luminous | TRUE | FALSE | 1 | None | None | Non-Condensing | Single-Stage | 15000 | 9975 |  |  | 65.5 | 57 | Federally-Regulated Consumer Product | 2014-04-21 |  | 2016-10-18
Innovative Hearth Products | Astria | MontebelloSTTYN | Gravity Type Vented Room Heate | Natural Gas | Luminous | FALSE | FALSE | 1 | None | None | Non-Condensing | Single-Stage | 60000 | 42750 |  |  | 68 | 65 | Federally-Regulated Consumer Product | 2014-01-14 |  | 2016-10-18
Innovative Hearth Products | Astria | LIBRACR40DMN | Gravity Type Vented Room Heate | Natural Gas | Luminous | TRUE | FALSE | 1 | None | None | Non-Condensing | Single-Stage | 31000 | 21256 |  |  | 67.5 | 67 | Federally-Regulated Consumer Product | 2015-03-20 |  | 2016-10-18
Innovative Hearth Products | Superior | DRT2035TEP | Gravity Type Vented Room Heate | LPG | Luminous | FALSE | FALSE | 1 | None | None | Non-Condensing | Single-Stage | 12000 | 7980 |  |  | 65.5 | 57 | Federally-Regulated Consumer Product | 2014-04-21 |  | 2016-10-18
Innovative Hearth Products | Astria | Aries40TMN | Gravity Type Vented Room Heate | Natural Gas | Luminous | TRUE | FALSE | 1 | None | None | Non-Condensing | Single-Stage | 16000 | 10640 |  |  | 65.5 | 57 | Federally-Regulated Consumer Product | 2014-04-21 |  | 2016-10-18
Innovative Hearth Products | Superior | DRC2035REP | Gravity Type Vented Room Heate | LPG | Luminous | FALSE | FALSE | 1 | None | None | Non-Condensing | Single-Stage | 12000 | 7980 |  |  | 65.5 | 57 | Federally-Regulated Consumer Product | 2014-04-21 |  | 2016-10-18
Innovative Hearth Products | Superior | DRC2040TMP | Gravity Type Vented Room Heate | LPG | Luminous | TRUE | FALSE | 1 | None | None | Non-Condensing | Single-Stage | 15000 | 9975 |  |  | 65.5 | 57 | Federally-Regulated Consumer Product | 2014-04-21 |  | 2016-10-18
Innovative Hearth Products | Astria | Aries40TEN | Gravity Type Vented Room Heate | Natural Gas | Luminous | FALSE | FALSE | 1 | None | None | Non-Condensing | Single-Stage | 16000 | 10640 |  |  | 65.5 | 57 | Federally-Regulated Consumer Product | 2014-04-21 |  | 2016-10-18
Innovative Hearth Products | Astria | LIBRAPF40DEN | Gravity Type Vented Room Heate | Natural Gas | Luminous | FALSE | FALSE | 1 | None | None | Non-Condensing | Single-Stage | 37000 | 25574 |  |  | 68.2 | 67 | Federally-Regulated Consumer Product | 2015-03-20 |  | 2016-10-18
Innovative Hearth Products | Astria | ALTAIR45DEN | Gravity Type Vented Room Heate | Natural Gas | Luminous | FALSE | FALSE | 1 | None | None | Non-Condensing | Single-Stage | 31000 | 21331 |  |  | 67.8 | 67 | Federally-Regulated Consumer Product | 2015-03-20 |  | 2016-10-18
Innovative Hearth Products | Ironstrike | RDV CD | Gravity Type Vented Room Heate | Natural Gas | Luminous | FALSE | FALSE | 1 | None | None | Non-Condensing | Single-Stage | 32000 | 23072 |  |  | 72.1 | 64 | Federally-Regulated Consumer Product | 2014-01-14 |  | 2016-10-18
Innovative Hearth Products | Astria | ALTAIR45DMP | Gravity Type Vented Room Heate | LPG | Luminous | TRUE | FALSE | 1 | None | None | Non-Condensing | Single-Stage | 29000 | 21239 |  |  | 72.2 | 67 | Federally-Regulated Consumer Product | 2015-03-20 |  | 2016-10-18
Innovative Hearth Products | Superior | DRC2033TEP | Gravity Type Vented Room Heate | LPG | Luminous | FALSE | FALSE | 1 | None | None | Non-Condensing | Single-Stage | 10000 | 6500 |  |  | 64 | 57 | Federally-Regulated Consumer Product | 2014-04-21 |  | 2016-10-18
Innovative Hearth Products | Astria | ALTAIR40DEN | Gravity Type Vented Room Heate | Natural Gas | Luminous | FALSE | FALSE | 1 | None | None | Non-Condensing | Single-Stage | 27000 | 20387 |  |  | 74.5 | 66 | Federally-Regulated Consumer Product | 2015-03-20 |  | 2016-10-18
Innovative Hearth Products | Superior | DRC2033TMP | Gravity Type Vented Room Heate | LPG | Luminous | TRUE | FALSE | 1 | None | None | Non-Condensing | Single-Stage | 10000 | 6500 |  |  | 64 | 57 | Federally-Regulated Consumer Product | 2014-04-21 |  | 2016-10-18
Innovative Hearth Products | Superior | DRT40CLDEN | Gravity Type Vented Room Heate | Natural Gas | Luminous | FALSE | FALSE | 1 | None | None | Non-Condensing | Single-Stage | 31000 | 21427 |  |  | 68.2 | 67 | Federally-Regulated Consumer Product | 2015-03-20 |  | 2016-10-18
Innovative Hearth Products | Superior | DRT2035TMN | Gravity Type Vented Room Heate | Natural Gas | Luminous | TRUE | FALSE | 1 | None | None | Non-Condensing | Single-Stage | 14000 | 9310 |  |  | 65.5 | 57 | Federally-Regulated Consumer Product | 2014-04-21 |  | 2016-10-18
Innovative Hearth Products | Superior | DRT2035REP | Gravity Type Vented Room Heate | LPG | Luminous | FALSE | FALSE | 1 | None | None | Non-Condensing | Single-Stage | 12000 | 7980 |  |  | 65.5 | 57 | Federally-Regulated Consumer Product | 2014-04-21 |  | 2016-10-18
Innovative Hearth Products | Superior | DRT2035RMP | Gravity Type Vented Room Heate | LPG | Luminous | TRUE | FALSE | 1 | None | None | Non-Condensing | Single-Stage | 12000 | 7980 |  |  | 65.5 | 57 | Federally-Regulated Consumer Product | 2014-04-21 |  | 2016-10-18
Innovative Hearth Products | Astria | Aries33TMP | Gravity Type Vented Room Heate | LPG | Luminous | TRUE | FALSE | 1 | None | None | Non-Condensing | Single-Stage | 10000 | 6500 |  |  | 64 | 57 | Federally-Regulated Consumer Product | 2014-04-21 |  | 2016-10-18
Innovative Hearth Products | Superior | DRT3033RMN | Gravity Type Vented Room Heate | Natural Gas | Luminous | TRUE | FALSE | 1 | None | None | Non-Condensing | Single-Stage | 14000 | 9240 |  |  | 61 | 61 | Federally-Regulated Consumer Product | 2016-04-12 |  | 2016-10-18
Innovative Hearth Products | Superior | DRT3033RMP | Gravity Type Vented Room Heate | LPG | Luminous | TRUE | FALSE | 1 | None | None | Non-Condensing | Single-Stage | 13000 | 8580 |  |  | 61 | 61 | Federally-Regulated Consumer Product | 2016-04-12 |  | 2016-10-18
Innovative Hearth Products | Superior | DRT3033TEN | Gravity Type Vented Room Heate | Natural Gas | Luminous | FALSE | FALSE | 1 | None | None | Non-Condensing | Single-Stage | 14000 | 9240 |  |  | 61 | 61 | Federally-Regulated Consumer Product | 2016-04-12 |  | 2016-10-18
Innovative Hearth Products | Superior | DRT3033TEP | Gravity Type Vented Room Heate | LPG | Luminous | FALSE | FALSE | 1 | None | None | Non-Condensing | Single-Stage | 13000 | 8580 |  |  | 61 | 61 | Federally-Regulated Consumer Product | 2016-04-12 |  | 2016-10-18
Innovative Hearth Products | Superior | DRT3033TMN | Gravity Type Vented Room Heate | Natural Gas | Luminous | TRUE | FALSE | 1 | None | None | Non-Condensing | Single-Stage | 14000 | 9240 |  |  | 61 | 61 | Federally-Regulated Consumer Product | 2016-04-12 |  | 2016-10-18
Innovative Hearth Products | Superior | DRT3033TMP | Gravity Type Vented Room Heate | LPG | Luminous | TRUE | FALSE | 1 | None | None | Non-Condensing | Single-Stage | 13000 | 8580 |  |  | 61 | 61 | Federally-Regulated Consumer Product | 2016-04-12 |  | 2016-10-18
Innovative Hearth Products | Superior | DRT3035DEN | Gravity Type Vented Room Heate | Natural Gas | Luminous | FALSE | FALSE | 1 | None | None | Non-Condensing | Single-Stage | 16000 | 10720 |  |  | 61 | 61 | Federally-Regulated Consumer Product | 2016-04-12 |  | 2016-10-18
Innovative Hearth Products | Superior | DRT3035DEP | Gravity Type Vented Room Heate | LPG | Luminous | FALSE | FALSE | 1 | None | None | Non-Condensing | Single-Stage | 15000 | 10050 |  |  | 61 | 61 | Federally-Regulated Consumer Product | 2016-04-12 |  | 2016-10-18
Innovative Hearth Products | Superior | DRT3035DMN | Gravity Type Vented Room Heate | Natural Gas | Luminous | TRUE | FALSE | 1 | None | None | Non-Condensing | Single-Stage | 16000 | 10720 |  |  | 61 | 61 | Federally-Regulated Consumer Product | 2016-04-12 |  | 2016-10-18
Innovative Hearth Products | Superior | DRT3035DMP | Gravity Type Vented Room Heate | LPG | Luminous | TRUE | FALSE | 1 | None | None | Non-Condensing | Single-Stage | 15000 | 10050 |  |  | 61 | 61 | Federally-Regulated Consumer Product | 2016-04-12 |  | 2016-10-18
Innovative Hearth Products | Superior | DRT3040DEN | Gravity Type Vented Room Heate | Natural Gas | Luminous | FALSE | FALSE | 1 | None | None | Non-Condensing | Single-Stage | 20000 | 13400 |  |  | 61 | 61 | Federally-Regulated Consumer Product | 2016-04-12 |  | 2016-10-18
Innovative Hearth Products | Superior | DRT3040DEP | Gravity Type Vented Room Heate | LPG | Luminous | FALSE | FALSE | 1 | None | None | Non-Condensing | Single-Stage | 19000 | 12730 |  |  | 61 | 61 | Federally-Regulated Consumer Product | 2016-04-12 |  | 2016-10-18
Innovative Hearth Products | Superior | DRT3040DMN | Gravity Type Vented Room Heate | Natural Gas | Luminous | TRUE | FALSE | 1 | None | None | Non-Condensing | Single-Stage | 20000 | 13400 |  |  | 61 | 61 | Federally-Regulated Consumer Product | 2016-04-12 |  | 2016-10-18
Innovative Hearth Products | Superior | DRT3040DMP | Gravity Type Vented Room Heate | LPG | Luminous | TRUE | FALSE | 1 | None | None | Non-Condensing | Single-Stage | 19000 | 12730 |  |  | 61 | 61 | Federally-Regulated Consumer Product | 2016-04-12 |  | 2016-10-18
Innovative Hearth Products | Superior | DRT3045DEN | Gravity Type Vented Room Heate | Natural Gas | Luminous | FALSE | FALSE | 1 | None | None | Non-Condensing | Single-Stage | 21500 | 14620 |  |  | 66 | 66 | Federally-Regulated Consumer Product | 2016-04-12 |  | 2016-10-18
Innovative Hearth Products | Superior | DRT3045DEP | Gravity Type Vented Room Heate | LPG | Luminous | FALSE | FALSE | 1 | None | None | Non-Condensing | Single-Stage | 21500 | 14620 |  |  | 66 | 66 | Federally-Regulated Consumer Product | 2016-04-12 |  | 2016-10-18
Innovative Hearth Products | Superior | DRT3045DMN | Gravity Type Vented Room Heate | Natural Gas | Luminous | TRUE | FALSE | 1 | None | None | Non-Condensing | Single-Stage | 21500 | 14620 |  |  | 66 | 66 | Federally-Regulated Consumer Product | 2016-04-12 |  | 2016-10-18
Innovative Hearth Products | Superior | DRT3045DMP | Gravity Type Vented Room Heate | LPG | Luminous | TRUE | FALSE | 1 | None | None | Non-Condensing | Single-Stage | 21500 | 14620 |  |  | 66 | 66 | Federally-Regulated Consumer Product | 2016-04-12 |  | 2016-10-18
Innovative Hearth Products | Superior | DRT3535DEN | Gravity Type Vented Room Heate | Natural Gas | Luminous | FALSE | FALSE | 1 | None | None | Non-Condensing | Single-Stage | 20000 | 14200 |  |  | 66 | 61 | Federally-Regulated Consumer Product | 2016-04-12 |  | 2016-10-18
Innovative Hearth Products | Superior | DRT3535DEP | Gravity Type Vented Room Heate | LPG | Luminous | FALSE | FALSE | 1 | None | None | Non-Condensing | Single-Stage | 19000 | 13490 |  |  | 66 | 61 | Federally-Regulated Consumer Product | 2016-04-12 |  | 2016-10-18
Innovative Hearth Products | Superior | DRT3540DEN | Gravity Type Vented Room Heate | Natural Gas | Luminous | FALSE | FALSE | 1 | None | None | Non-Condensing | Single-Stage | 24000 | 17040 |  |  | 66 | 66 | Federally-Regulated Consumer Product | 2016-04-12 |  | 2016-10-18
Innovative Hearth Products | Superior | DRT3540DEP | Gravity Type Vented Room Heate | LPG | Luminous | FALSE | FALSE | 1 | None | None | Non-Condensing | Single-Stage | 22000 | 15620 |  |  | 66 | 66 | Federally-Regulated Consumer Product | 2016-04-12 |  | 2016-10-18
Innovative Hearth Products | Superior | DRT3545DEN | Gravity Type Vented Room Heate | Natural Gas | Luminous | FALSE | FALSE | 1 | None | None | Non-Condensing | Single-Stage | 28000 | 20160 |  |  | 67 | 67 | Federally-Regulated Consumer Product | 2016-04-12 |  | 2016-10-18
Innovative Hearth Products | Superior | DRT3545DEP | Gravity Type Vented Room Heate | LPG | Luminous | FALSE | FALSE | 1 | None | None | Non-Condensing | Single-Stage | 26000 | 18720 |  |  | 67 | 66 | Federally-Regulated Consumer Product | 2016-04-12 |  | 2016-10-18
Innovative Hearth Products | Astria | GEMINI33REN | Gravity Type Vented Room Heate | Natural Gas | Luminous | FALSE | FALSE | 1 | None | None | Non-Condensing | Single-Stage | 14000 | 9240 |  |  | 61 | 61 | Federally-Regulated Consumer Product | 2016-04-12 |  | 2016-10-18
Innovative Hearth Products | Astria | GEMINI33REP | Gravity Type Vented Room Heate | LPG | Luminous | FALSE | FALSE | 1 | None | None | Non-Condensing | Single-Stage | 13000 | 8580 |  |  | 61 | 61 | Federally-Regulated Consumer Product | 2016-04-12 |  | 2016-10-18
Innovative Hearth Products | Astria | GEMINI33RMN | Gravity Type Vented Room Heate | Natural Gas | Luminous | TRUE | FALSE | 1 | None | None | Non-Condensing | Single-Stage | 14000 | 9240 |  |  | 61 | 61 | Federally-Regulated Consumer Product | 2016-04-12 |  | 2016-10-18
Innovative Hearth Products | Astria | GEMINI33RMP | Gravity Type Vented Room Heate | LPG | Luminous | TRUE | FALSE | 1 | None | None | Non-Condensing | Single-Stage | 13000 | 8580 |  |  | 61 | 61 | Federally-Regulated Consumer Product | 2016-04-12 |  | 2016-10-18
Innovative Hearth Products | Astria | GEMINI33TEN | Gravity Type Vented Room Heate | Natural Gas | Luminous | FALSE | FALSE | 1 | None | None | Non-Condensing | Single-Stage | 14000 | 9240 |  |  | 61 | 61 | Federally-Regulated Consumer Product | 2016-04-12 |  | 2016-10-18
Innovative Hearth Products | Astria | GEMINI33TEP | Gravity Type Vented Room Heate | LPG | Luminous | FALSE | FALSE | 1 | None | None | Non-Condensing | Single-Stage | 13000 | 8580 |  |  | 61 | 61 | Federally-Regulated Consumer Product | 2016-04-12 |  | 2016-10-18
Innovative Hearth Products | Astria | GEMINI33TMN | Gravity Type Vented Room Heate | Natural Gas | Luminous | TRUE | FALSE | 1 | None | None | Non-Condensing | Single-Stage | 14000 | 9240 |  |  | 61 | 61 | Federally-Regulated Consumer Product | 2016-04-12 |  | 2016-10-18
Innovative Hearth Products | Astria | GEMINI33TMP | Gravity Type Vented Room Heate | LPG | Luminous | TRUE | FALSE | 1 | None | None | Non-Condensing | Single-Stage | 13000 | 8580 |  |  | 61 | 61 | Federally-Regulated Consumer Product | 2016-04-12 |  | 2016-10-18
Innovative Hearth Products | Astria | GEMINI35DEN | Gravity Type Vented Room Heate | Natural Gas | Luminous | FALSE | FALSE | 1 | None | None | Non-Condensing | Single-Stage | 16000 | 10720 |  |  | 61 | 61 | Federally-Regulated Consumer Product | 2016-04-12 |  | 2016-10-18
Innovative Hearth Products | Astria | GEMINI35DEP | Gravity Type Vented Room Heate | LPG | Luminous | FALSE | FALSE | 1 | None | None | Non-Condensing | Single-Stage | 15000 | 10050 |  |  | 61 | 61 | Federally-Regulated Consumer Product | 2016-04-12 |  | 2016-10-18
Innovative Hearth Products | Astria | GEMINI35DMN | Gravity Type Vented Room Heate | Natural Gas | Luminous | TRUE | FALSE | 1 | None | None | Non-Condensing | Single-Stage | 16000 | 10720 |  |  | 61 | 61 | Federally-Regulated Consumer Product | 2016-04-12 |  | 2016-10-18
Innovative Hearth Products | Astria | GEMINI35DMP | Gravity Type Vented Room Heate | LPG | Luminous | TRUE | FALSE | 1 | None | None | Non-Condensing | Single-Stage | 15000 | 10050 |  |  | 61 | 61 | Federally-Regulated Consumer Product | 2016-04-12 |  | 2016-10-18
Innovative Hearth Products | Astria | GEMINI40DEN | Gravity Type Vented Room Heate | Natural Gas | Luminous | FALSE | FALSE | 1 | None | None | Non-Condensing | Single-Stage | 20000 | 13400 |  |  | 61 | 61 | Federally-Regulated Consumer Product | 2016-04-12 |  | 2016-10-18
Innovative Hearth Products | Astria | GEMINI40DEP | Gravity Type Vented Room Heate | LPG | Luminous | FALSE | FALSE | 1 | None | None | Non-Condensing | Single-Stage | 19000 | 12730 |  |  | 61 | 61 | Federally-Regulated Consumer Product | 2016-04-12 |  | 2016-10-18
Innovative Hearth Products | Astria | GEMINI40DMN | Gravity Type Vented Room Heate | Natural Gas | Luminous | TRUE | FALSE | 1 | None | None | Non-Condensing | Single-Stage | 20000 | 13400 |  |  | 61 | 61 | Federally-Regulated Consumer Product | 2016-04-12 |  | 2016-10-18
Innovative Hearth Products | Astria | GEMINI40DMP | Gravity Type Vented Room Heate | LPG | Luminous | TRUE | FALSE | 1 | None | None | Non-Condensing | Single-Stage | 19000 | 12730 |  |  | 61 | 61 | Federally-Regulated Consumer Product | 2016-04-12 |  | 2016-10-18
Innovative Hearth Products | Astria | GEMINI45DEN | Gravity Type Vented Room Heate | Natural Gas | Luminous | FALSE | FALSE | 1 | None | None | Non-Condensing | Single-Stage | 21500 | 14620 |  |  | 66 | 66 | Federally-Regulated Consumer Product | 2016-04-12 |  | 2016-10-18
Innovative Hearth Products | Astria | GEMINI45DEP | Gravity Type Vented Room Heate | LPG | Luminous | FALSE | FALSE | 1 | None | None | Non-Condensing | Single-Stage | 21500 | 14620 |  |  | 66 | 66 | Federally-Regulated Consumer Product | 2016-04-12 |  | 2016-10-18
Innovative Hearth Products | Astria | GEMINI45DMN | Gravity Type Vented Room Heate | Natural Gas | Luminous | TRUE | FALSE | 1 | None | None | Non-Condensing | Single-Stage | 21500 | 14620 |  |  | 66 | 66 | Federally-Regulated Consumer Product | 2016-04-12 |  | 2016-10-18
Innovative Hearth Products | Astria | GEMINI45DMP | Gravity Type Vented Room Heate | LPG | Luminous | TRUE | FALSE | 1 | None | None | Non-Condensing | Single-Stage | 21500 | 14620 |  |  | 66 | 66 | Federally-Regulated Consumer Product | 2016-04-12 |  | 2016-10-18
Innovative Hearth Products | Astria | SCORPIO35DEN | Gravity Type Vented Room Heate | Natural Gas | Luminous | FALSE | FALSE | 1 | None | None | Non-Condensing | Single-Stage | 20000 | 14200 |  |  | 66 | 61 | Federally-Regulated Consumer Product | 2016-04-12 |  | 2016-10-18
Innovative Hearth Products | Astria | SCORPIO35DEP | Gravity Type Vented Room Heate | LPG | Luminous | FALSE | FALSE | 1 | None | None | Non-Condensing | Single-Stage | 19000 | 13490 |  |  | 66 | 61 | Federally-Regulated Consumer Product | 2016-04-12 |  | 2016-10-18
Innovative Hearth Products | Astria | SCORPIO40DEN | Gravity Type Vented Room Heate | Natural Gas | Luminous | FALSE | FALSE | 1 | None | None | Non-Condensing | Single-Stage | 24000 | 17040 |  |  | 66 | 66 | Federally-Regulated Consumer Product | 2016-04-12 |  | 2016-10-18
Innovative Hearth Products | Astria | SCORPIO40DEP | Gravity Type Vented Room Heate | LPG | Luminous | FALSE | FALSE | 1 | None | None | Non-Condensing | Single-Stage | 22000 | 15620 |  |  | 66 | 66 | Federally-Regulated Consumer Product | 2016-04-12 |  | 2016-10-18
Innovative Hearth Products | Astria | SCORPIO45DEN | Gravity Type Vented Room Heate | Natural Gas | Luminous | FALSE | FALSE | 1 | None | None | Non-Condensing | Single-Stage | 28000 | 20160 |  |  | 67 | 67 | Federally-Regulated Consumer Product | 2016-04-12 |  | 2016-10-18
Innovative Hearth Products | Astria | SCORPIO45DEP | Gravity Type Vented Room Heate | LPG | Luminous | FALSE | FALSE | 1 | None | None | Non-Condensing | Single-Stage | 26000 | 18720 |  |  | 67 | 66 | Federally-Regulated Consumer Product | 2016-04-12 |  | 2016-10-18
Innovative Hearth Products | Astria | SCORPIOCD35DEN | Gravity Type Vented Room Heate | Natural Gas | Luminous | FALSE | FALSE | 1 | None | None | Non-Condensing | Single-Stage | 20000 | 14200 |  |  | 66 | 61 | Federally-Regulated Consumer Product | 2016-04-12 |  | 2016-10-18
Innovative Hearth Products | Astria | SCORPIOCD35DEP | Gravity Type Vented Room Heate | LPG | Luminous | FALSE | FALSE | 1 | None | None | Non-Condensing | Single-Stage | 19000 | 13490 |  |  | 66 | 61 | Federally-Regulated Consumer Product | 2016-04-12 |  | 2016-10-18
Innovative Hearth Products | Astria | SCORPIOCD40DEN | Gravity Type Vented Room Heate | Natural Gas | Luminous | FALSE | FALSE | 1 | None | None | Non-Condensing | Single-Stage | 24000 | 17040 |  |  | 66 | 66 | Federally-Regulated Consumer Product | 2016-04-12 |  | 2016-10-18
Innovative Hearth Products | Astria | SCORPIOCD40DEP | Gravity Type Vented Room Heate | LPG | Luminous | FALSE | FALSE | 1 | None | None | Non-Condensing | Single-Stage | 22000 | 15620 |  |  | 66 | 66 | Federally-Regulated Consumer Product | 2016-04-12 |  | 2016-10-18
Innovative Hearth Products | Astria | SCORPIOCD45DEN | Gravity Type Vented Room Heate | Natural Gas | Luminous | FALSE | FALSE | 1 | None | None | Non-Condensing | Single-Stage | 28000 | 20160 |  |  | 67 | 67 | Federally-Regulated Consumer Product | 2016-04-12 |  | 2016-10-18
Innovative Hearth Products | Astria | SCORPIOCD45DEP | Gravity Type Vented Room Heate | LPG | Luminous | FALSE | FALSE | 1 | None | None | Non-Condensing | Single-Stage | 26000 | 18720 |  |  | 67 | 66 | Federally-Regulated Consumer Product | 2016-04-12 |  | 2016-10-18
Innovative Hearth Products | Superior | DRC3535DEN | Gravity Type Vented Room Heate | Natural Gas | Luminous | FALSE | FALSE | 1 | None | None | Non-Condensing | Single-Stage | 20000 | 14200 |  |  | 66 | 61 | Federally-Regulated Consumer Product | 2016-04-12 |  | 2016-10-18
Innovative Hearth Products | Superior | DRC3535DEP | Gravity Type Vented Room Heate | LPG | Luminous | FALSE | FALSE | 1 | None | None | Non-Condensing | Single-Stage | 19000 | 13490 |  |  | 66 | 61 | Federally-Regulated Consumer Product | 2016-04-12 |  | 2016-10-18
Innovative Hearth Products | Superior | DRC3540DEN | Gravity Type Vented Room Heate | Natural Gas | Luminous | FALSE | FALSE | 1 | None | None | Non-Condensing | Single-Stage | 24000 | 17040 |  |  | 66 | 66 | Federally-Regulated Consumer Product | 2016-04-12 |  | 2016-10-18
Innovative Hearth Products | Superior | DRC3540DEP | Gravity Type Vented Room Heate | LPG | Luminous | FALSE | FALSE | 1 | None | None | Non-Condensing | Single-Stage | 22000 | 15620 |  |  | 66 | 66 | Federally-Regulated Consumer Product | 2016-04-12 |  | 2016-10-18
Innovative Hearth Products | Superior | DRC3545DEN | Gravity Type Vented Room Heate | Natural Gas | Luminous | FALSE | FALSE | 1 | None | None | Non-Condensing | Single-Stage | 28000 | 20160 |  |  | 67 | 67 | Federally-Regulated Consumer Product | 2016-04-12 |  | 2016-10-18
Innovative Hearth Products | Superior | DRC3545DEP | Gravity Type Vented Room Heate | LPG | Luminous | FALSE | FALSE | 1 | None | None | Non-Condensing | Single-Stage | 26000 | 18720 |  |  | 67 | 66 | Federally-Regulated Consumer Product | 2016-04-12 |  | 2016-10-18
Innovative Hearth Products | Superior | DRT3033REN | Gravity Type Vented Room Heate | Natural Gas | Luminous | FALSE | FALSE | 1 | None | None | Non-Condensing | Single-Stage | 14000 | 9240 |  |  | 61 | 61 | Federally-Regulated Consumer Product | 2016-04-12 |  | 2016-10-18
Innovative Hearth Products | Superior | DRT3033REP | Gravity Type Vented Room Heate | LPG | Luminous | FALSE | FALSE | 1 | None | None | Non-Condensing | Single-Stage | 13000 | 8580 |  |  | 61 | 61 | Federally-Regulated Consumer Product | 2016-04-12 |  | 2016-10-18
Innovative Hearth Products | Superior | MHD35DMN | Gravity Type Vented Room Heate | Natural Gas | Luminous | TRUE | FALSE | 1 | None | None | Non-Condensing | Single-Stage | 16000 | 10720 |  |  | 61 | 61 | Federally-Regulated Consumer Product | 2016-06-09 |  | 2016-10-18
Innovative Hearth Products | Superior | MHD35DMP | Gravity Type Vented Room Heate | LPG | Luminous | TRUE | FALSE | 1 | None | None | Non-Condensing | Single-Stage | 15000 | 10050 |  |  | 61 | 61 | Federally-Regulated Consumer Product | 2016-06-09 |  | 2016-10-18
Innovative Hearth Products | Superior | MHD40DMN | Gravity Type Vented Room Heate | Natural Gas | Luminous | TRUE | FALSE | 1 | None | None | Non-Condensing | Single-Stage | 20000 | 13400 |  |  | 61 | 61 | Federally-Regulated Consumer Product | 2016-06-09 |  | 2016-10-18
Innovative Hearth Products | Superior | MHD40DMP | Gravity Type Vented Room Heate | LPG | Luminous | TRUE | FALSE | 1 | None | None | Non-Condensing | Single-Stage | 19000 | 12730 |  |  | 61 | 61 | Federally-Regulated Consumer Product | 2016-06-09 |  | 2016-10-18
Innovative Hearth Products | Superior | MHD40STDMN | Gravity Type Vented Room Heate | Natural Gas | Luminous | TRUE | FALSE | 1 | None | None | Non-Condensing | Single-Stage | 37000 | 26344 |  |  | 70.3 | 67 | Federally-Regulated Consumer Product | 2016-06-09 |  | 2016-10-18
Innovative Hearth Products | Superior | MHD40PFDMN | Gravity Type Vented Room Heate | Natural Gas | Luminous | TRUE | FALSE | 1 | None | None | Non-Condensing | Single-Stage | 37000 | 25962 |  |  | 69.1 | 67 | Federally-Regulated Consumer Product | 2016-06-09 |  | 2016-10-18
Hussong Manufacturing Co. | Kozy Heat | 711DIRECTVENT | Direct Vent Gravity Type Wall | LPG | No Match | TRUE | FALSE | 1 | None | None | Non-Condensing | Single-Stage | 21000 | 17100 |  |  | 69.8 | 63 | Federally-Regulated Consumer Product | 1994-08-11 |  | 2016-10-20
Hussong Manufacturing Co. | Kozy Heat | 711DIRECTVENT | Direct Vent Gravity Type Wall | Natural Gas | No Match | TRUE | FALSE | 1 | None | None | Non-Condensing | Single-Stage | 21000 | 17100 |  |  | 73.5 | 63 | Federally-Regulated Consumer Product | 1994-08-11 |  | 2016-10-20
Hussong Manufacturing Co. | Kozy Heat | 730UV | Gravity Type Vented Room Heate | Natural Gas | No Match | TRUE | FALSE | 1 | None | None | Non-Condensing | Single-Stage | 44500 | 33400 |  |  | 68.9 | 64 | Federally-Regulated Consumer Product | 1994-05-20 |  | 2016-10-20
Hussong Manufacturing Co. | Kozy Heat | 730UV | Gravity Type Vented Room Heate | LPG | No Match | TRUE | FALSE | 1 | None | None | Non-Condensing | Single-Stage | 44800 | 34500 |  |  | 71.2 | 64 | Federally-Regulated Consumer Product | 1994-05-20 |  | 2016-10-20
Hussong Manufacturing Co. | Kozy Heat | 731DIRECTVENT | Direct Vent Gravity Type Wall | Natural Gas | No Match | TRUE | FALSE | 1 | None | None | Non-Condensing | Single-Stage | 48000 | 36960 |  |  | 71 | 65 | Federally-Regulated Consumer Product | 1994-05-20 |  | 2016-10-20
Hussong Manufacturing Co. | Kozy Heat | 741DIRECTVENT | Direct Vent Gravity Type Wall | Natural Gas | No Match | TRUE | FALSE | 1 | None | None | Non-Condensing | Single-Stage | 36200 | 27500 |  |  | 69.4 | 64 | Federally-Regulated Consumer Product | 1996-01-25 |  | 2016-10-20
Hussong Manufacturing Co. | Kozy Heat | 741DIRECTVENT | Direct Vent Gravity Type Wall | LPG | No Match | TRUE | FALSE | 1 | None | None | Non-Condensing | Single-Stage | 36200 | 28200 |  |  | 71.6 | 64 | Federally-Regulated Consumer Product | 1996-01-25 |  | 2016-10-20
Hussong Manufacturing Co. | Kozy Heat | 56520 BRECKENRIDGE | Direct Vent Gravity Type Wall | Natural Gas | Pressure | FALSE | FALSE | 1 | None | None | Non-Condensing | Single-Stage | 33000 | 23476 |  |  | 70.6 | 64 | Federally-Regulated Consumer Product | 2011-10-03 |  | 2016-10-20
Hussong Manufacturing Co. | Kozy Heat | 56520-1 BRECKENRIDGE | Direct Vent Gravity Type Wall | LPG | Pressure | FALSE | FALSE | 1 | None | None | Non-Condensing | Single-Stage | 31500 | 22440 |  |  | 70.6 | 64 | Federally-Regulated Consumer Product | 2011-10-03 |  | 2016-10-20
Hussong Manufacturing Co. | Kozy Heat | 731DIRECTVENT | Direct Vent Gravity Type Wall | LPG | No Match | TRUE | FALSE | 1 | None | None | Non-Condensing | Single-Stage | 39000 | 30600 |  |  | 72.2 | 64 | Federally-Regulated Consumer Product | 1994-05-20 |  | 2016-10-20
Hussong Manufacturing Co. | Kozy Heat | 740UPVENT | Vented Gravity Type Wall Furna | Natural Gas | No Match | TRUE | FALSE | 1 | None | None | Non-Condensing | Single-Stage | 28000 | 20000 |  |  | 64.6 | 64 | Federally-Regulated Consumer Product | 1995-01-03 |  | 2016-10-20
Hussong Manufacturing Co. | Kozy Heat | 740UPVENT | Vented Gravity Type Wall Furna | LPG | No Match | TRUE | FALSE | 1 | None | None | Non-Condensing | Single-Stage | 25000 | 18500 |  |  | 65.8 | 63 | Federally-Regulated Consumer Product | 1995-01-03 |  | 2016-10-20
Hussong Manufacturing Co. | Kozy Heat | 744SEETHRUFIRECTVENT | Direct Vent Gravity Type Wall | LPG | No Match | TRUE | FALSE | 1 | None | None | Non-Condensing | Single-Stage | 32000 | 25500 |  |  | 68.6 | 64 | Federally-Regulated Consumer Product | 1994-09-28 |  | 2016-10-20
Hussong Manufacturing Co. | Kozy Heat | 744SEETHRUFIRECTVENT | Direct Vent Gravity Type Wall | Natural Gas | No Match | TRUE | FALSE | 1 | None | None | Non-Condensing | Single-Stage | 34000 | 26500 |  |  | 71 | 64 | Federally-Regulated Consumer Product | 1994-09-28 |  | 2016-10-20
Hussong Manufacturing Co. | Kozy Heat | 761DV | Direct Vent Gravity Type Wall | LPG | No Match | TRUE | FALSE | 1 | None | None | Non-Condensing | Single-Stage | 34500 | 25900 |  |  | 68.2 | 64 | Federally-Regulated Consumer Product | 1994-05-20 |  | 2016-10-20
Hussong Manufacturing Co. | Kozy Heat | 842DIRECTVENT | Direct Vent Gravity Type Wall | LPG | No Match | TRUE | FALSE | 1 | None | None | Non-Condensing | Single-Stage | 33000 | 23400 |  |  | 66.5 | 64 | Federally-Regulated Consumer Product | 1997-03-18 |  | 2016-10-20
Hussong Manufacturing Co. | Kozy Heat | 761DV | Direct Vent Gravity Type Wall | Natural Gas | No Match | TRUE | FALSE | 1 | None | None | Non-Condensing | Single-Stage | 33500 | 24600 |  |  | 66.9 | 64 | Federally-Regulated Consumer Product | 1994-05-20 |  | 2016-10-20
Hussong Manufacturing Co. | Kozy Heat | 842DIRECTVENT | Direct Vent Gravity Type Wall | Natural Gas | No Match | TRUE | FALSE | 1 | None | None | Non-Condensing | Single-Stage | 34000 | 23800 |  |  | 66.1 | 64 | Federally-Regulated Consumer Product | 1997-03-18 |  | 2016-10-20
Hussong Manufacturing Co. | Kozy Heat | 911DIRECTVENT | Direct Vent Gravity Type Wall | Natural Gas | No Match | TRUE | FALSE | 1 | None | None | Non-Condensing | Single-Stage | 40000 | 29680 |  |  | 69.8 | 64 | Federally-Regulated Consumer Product | 1998-06-23 |  | 2016-10-20
Hussong Manufacturing Co. | Kozy Heat | 911DIRECTVENT | Direct Vent Gravity Type Wall | LPG | No Match | TRUE | FALSE | 1 | None | None | Non-Condensing | Single-Stage | 30000 | 22380 |  |  | 69.6 | 64 | Federally-Regulated Consumer Product | 1998-06-23 |  | 2016-10-20
Hussong Manufacturing Co. | Kozy Heat | 911XLDIRECTVENT | Direct Vent Gravity Type Wall | Natural Gas | No Match | TRUE | FALSE | 1 | None | None | Non-Condensing | Single-Stage | 36000 | 28116 |  |  | 65.8 | 64 | Federally-Regulated Consumer Product | 1999-07-20 |  | 2016-10-20
Hussong Manufacturing Co. | Kozy Heat | 911XLDIRECTVENT | Direct Vent Gravity Type Wall | LPG | No Match | TRUE | FALSE | 1 | None | None | Non-Condensing | Single-Stage | 34000 | 26826 |  |  | 70.3 | 64 | Federally-Regulated Consumer Product | 1999-07-20 |  | 2016-10-20
Hussong Manufacturing Co. | Kozy Heat | 911XXL | Direct Vent Gravity Type Wall | LPG | Pressure | TRUE | FALSE | 1 | None | None | Non-Condensing | Single-Stage | 42000 | 31800 |  |  | 75.8 | 64 | Federally-Regulated Consumer Product | 2004-10-18 |  | 2016-10-20
Hussong Manufacturing Co. | Kozy Heat | 911XXL | Direct Vent Gravity Type Wall | Natural Gas | Pressure | TRUE | FALSE | 1 | None | None | Non-Condensing | Single-Stage | 42000 | 29100 |  |  | 69.2 | 64 | Federally-Regulated Consumer Product | 2004-10-18 |  | 2016-10-20
Hussong Manufacturing Co. | Kozy Heat | 936DIRECTVENT | Direct Vent Gravity Type Wall | Natural Gas | No Match | TRUE | FALSE | 1 | None | None | Non-Condensing | Single-Stage | 36000 | 25585 |  |  | 66.9 | 64 | Federally-Regulated Consumer Product | 1998-06-23 |  | 2016-10-20
Hussong Manufacturing Co. | Kozy Heat | 936DIRECTVENT | Direct Vent Gravity Type Wall | LPG | No Match | TRUE | FALSE | 1 | None | None | Non-Condensing | Single-Stage | 35000 | 23660 |  |  | 67.6 | 64 | Federally-Regulated Consumer Product | 1998-06-23 |  | 2016-10-20
Hussong Manufacturing Co. | Kozy Heat | 944DIRECTVENT | Direct Vent Gravity Type Wall | Natural Gas | No Match | TRUE | FALSE | 1 | None | None | Non-Condensing | Single-Stage | 40000 | 28280 |  |  | 64.7 | 64 | Federally-Regulated Consumer Product | 1999-07-20 |  | 2016-10-20
Hussong Manufacturing Co. | Kozy Heat | 944DIRECTVENT | Direct Vent Gravity Type Wall | LPG | No Match | TRUE | FALSE | 1 | None | None | Non-Condensing | Single-Stage | 36000 | 25560 |  |  | 64.1 | 64 | Federally-Regulated Consumer Product | 1999-07-20 |  | 2016-10-20
Hussong Manufacturing Co. | Kozy Heat | 961DIRECTVENT | Direct Vent Gravity Type Wall | Natural Gas | No Match | TRUE | FALSE | 1 | None | None | Non-Condensing | Single-Stage | 38000 | 28980 |  |  | 69.7 | 64 | Federally-Regulated Consumer Product | 1999-07-20 |  | 2016-10-20
Hussong Manufacturing Co. | Kozy Heat | 961DIRECTVENT | Direct Vent Gravity Type Wall | LPG | No Match | TRUE | FALSE | 1 | None | None | Non-Condensing | Single-Stage | 38000 | 28600 |  |  | 69.4 | 64 | Federally-Regulated Consumer Product | 1999-07-20 |  | 2016-10-20
Hussong Manufacturing Co. | Kozy Heat | ALP-36-G ALPHA-G | Direct Vent Gravity Type Wall | Natural Gas | Pressure | FALSE | FALSE | 1 | None | None | Non-Condensing | Step Modulating | 48000 | 32500 |  |  | 69.8 | 65 | Federally-Regulated Consumer Product | 2012-04-11 |  | 2016-10-21
Hussong Manufacturing Co. | Kozy Heat | ALP-36-G ALPHA-G | Direct Vent Gravity Type Wall | LPG | Pressure | FALSE | FALSE | 1 | None | None | Non-Condensing | Step Modulating | 42000 | 33000 |  |  | 71.3 | 64 | Federally-Regulated Consumer Product | 2012-04-11 |  | 2016-10-21
Hussong Manufacturing Co. | Kozy Heat | ALP-36-L ALPHA-L | Direct Vent Gravity Type Wall | LPG | Pressure | FALSE | FALSE | 1 | None | None | Non-Condensing | Step Modulating | 46500 | 37000 |  |  | 71.3 | 65 | Federally-Regulated Consumer Product | 2012-04-11 |  | 2016-10-21
Hussong Manufacturing Co. | Kozy Heat | ALP-36-L ALPHA-L | Direct Vent Gravity Type Wall | Natural Gas | Pressure | FALSE | FALSE | 1 | None | None | Non-Condensing | Step Modulating | 48000 | 32500 |  |  | 69.8 | 65 | Federally-Regulated Consumer Product | 2012-04-11 |  | 2016-10-21
Hussong Manufacturing Co. | Kozy Heat | BAY-41-G BAYPORT-41-G | Direct Vent Gravity Type Wall | LPG | Pressure | TRUE | FALSE | 1 | None | None | Non-Condensing | Step Modulating | 27000 | 22108 |  |  | 66.3 | 63 | Federally-Regulated Consumer Product | 2013-08-21 |  | 2016-10-21
Hussong Manufacturing Co. | Kozy Heat | BAY-41-G BAYPORT-41-G | Direct Vent Gravity Type Wall | Natural Gas | Pressure | TRUE | FALSE | 1 | None | None | Non-Condensing | Step Modulating | 27000 | 18219 |  |  | 63.2 | 63 | Federally-Regulated Consumer Product | 2013-08-21 |  | 2016-10-21
Hussong Manufacturing Co. | Kozy Heat | BAY-41-L BAYPORT-41-L | Direct Vent Gravity Type Wall | Natural Gas | Pressure | TRUE | FALSE | 1 | None | None | Non-Condensing | Step Modulating | 27000 | 18219 |  |  | 63.2 | 63 | Federally-Regulated Consumer Product | 2013-08-21 |  | 2016-10-21
Hussong Manufacturing Co. | Kozy Heat | BAY-41-L BAYPORT-41-L | Direct Vent Gravity Type Wall | LPG | Pressure | TRUE | FALSE | 1 | None | None | Non-Condensing | Step Modulating | 27000 | 22108 |  |  | 66.3 | 63 | Federally-Regulated Consumer Product | 2013-08-21 |  | 2016-10-21
Hussong Manufacturing Co. | Kozy Heat | 56701 TRF | Direct Vent Gravity Type Wall | Natural Gas | Pressure | TRUE | FALSE | 1 | None | None | Non-Condensing | Single-Stage | 28000 | 20160 |  |  | 71.7 | 64 | Federally-Regulated Consumer Product | 2004-10-18 |  | 2016-10-21
Hussong Manufacturing Co. | Kozy Heat | 56701 TRF | Direct Vent Gravity Type Wall | LPG | Pressure | TRUE | FALSE | 1 | None | None | Non-Condensing | Single-Stage | 28000 | 20500 |  |  | 73.3 | 64 | Federally-Regulated Consumer Product | 2004-10-18 |  | 2016-10-21
Hussong Manufacturing Co. | Kozy Heat | 942 | Direct Vent Gravity Type Wall | LPG | Pressure | TRUE | FALSE | 1 | None | None | Non-Condensing | Single-Stage | 35500 | 25500 |  |  | 66.1 | 64 | Federally-Regulated Consumer Product | 2008-04-11 |  | 2016-10-21
Hussong Manufacturing Co. | Kozy Heat | 942 | Direct Vent Gravity Type Wall | Natural Gas | Pressure | TRUE | FALSE | 1 | None | None | Non-Condensing | Single-Stage | 39000 | 27500 |  |  | 66.3 | 64 | Federally-Regulated Consumer Product | 2008-04-11 |  | 2016-10-21
Hussong Manufacturing Co. | Kozy Heat | CSK-25 CHASKA-25 | Direct Vent Gravity Type Wall | LPG | Pressure | FALSE | FALSE | 1 | None | None | Non-Condensing | Step Modulating | 13500 | 13000 |  |  | 70.3 | 61 | Federally-Regulated Consumer Product | 2012-09-26 |  | 2016-10-21
Hussong Manufacturing Co. | Kozy Heat | CSK-25 CHASKA-25 | Direct Vent Gravity Type Wall | Natural Gas | Pressure | FALSE | FALSE | 1 | None | None | Non-Condensing | Step Modulating | 26000 | 25000 |  |  | 69.8 | 63 | Federally-Regulated Consumer Product | 2012-09-26 |  | 2016-10-21
Hussong Manufacturing Co. | Kozy Heat | CSK-335 CHASKA-XL | Direct Vent Gravity Type Wall | Natural Gas | Pressure | TRUE | FALSE | 1 | None | None | Non-Condensing | Single-Stage | 36000 | 26867 |  |  | 73.8 | 64 | Federally-Regulated Consumer Product | 2008-04-11 |  | 2016-10-21
Hussong Manufacturing Co. | Kozy Heat | CSK-335 CHASKA-XL | Direct Vent Gravity Type Wall | LPG | Pressure | TRUE | FALSE | 1 | None | None | Non-Condensing | Single-Stage | 36500 | 28835 |  |  | 76.2 | 64 | Federally-Regulated Consumer Product | 2008-04-11 |  | 2016-10-21
Hussong Manufacturing Co. | Kozy Heat | CSK-34-* CHASKA-34-***** | Direct Vent Gravity Type Wall | LPG | Pressure | TRUE | FALSE | 1 | None | None | Non-Condensing | Step Modulating | 34000 | 29123 |  |  | 77 | 64 | Federally-Regulated Consumer Product | 2014-07-29 |  | 2016-10-21
Hussong Manufacturing Co. | Kozy Heat | CSK-34-* CHASKA-34-***** | Direct Vent Gravity Type Wall | Natural Gas | Pressure | TRUE | FALSE | 1 | None | None | Non-Condensing | Step Modulating | 34000 | 25305 |  |  | 75 | 64 | Federally-Regulated Consumer Product | 2014-07-29 |  | 2016-10-21
Hussong Manufacturing Co. | Kozy Heat | CSK31-1 CHASKA | Direct Vent Gravity Type Wall | LPG | Pressure | TRUE | FALSE | 1 | None | None | Non-Condensing | Single-Stage | 28000 | 20100 |  |  | 71.8 | 64 | Federally-Regulated Consumer Product | 2006-05-27 |  | 2016-10-21
Hussong Manufacturing Co. | Kozy Heat | DEL-36 DELANO | Direct Vent Gravity Type Wall | Natural Gas | Pressure | FALSE | FALSE | 1 |  | None | Non-Condensing | Step Modulating | 26000 | 20748 |  |  | 78.9 | 63 | Federally-Regulated Consumer Product | 2011-10-03 |  | 2016-10-21
Hussong Manufacturing Co. | Kozy Heat | DEL-36-1 DELANO | Direct Vent Gravity Type Wall | LPG | Pressure | FALSE | FALSE | 1 |  | None | Non-Condensing | Step Modulating | 25000 | 20295 |  |  | 80.3 | 63 | Federally-Regulated Consumer Product | 2011-10-03 |  | 2016-10-21
Hussong Manufacturing Co. | Kozy Heat | DSL-36 DASSEL | Direct Vent Gravity Type Wall | Natural Gas | Pressure | TRUE | FALSE | 1 | None | None | Non-Condensing | Single-Stage | 26000 | 16848 |  |  | 63.9 | 63 | Federally-Regulated Consumer Product | 2008-04-11 |  | 2016-10-21
Hussong Manufacturing Co. | Kozy Heat | DSL-36 DASSEL | Direct Vent Gravity Type Wall | LPG | Pressure | TRUE | FALSE | 1 | None | None | Non-Condensing | Single-Stage | 26000 | 18304 |  |  | 67.5 | 63 | Federally-Regulated Consumer Product | 2008-04-11 |  | 2016-10-21
Hussong Manufacturing Co. | Kozy Heat | CSK31 CHASKA | Direct Vent Gravity Type Wall | Natural Gas | Luminous | TRUE | FALSE | 1 | None | None | Non-Condensing | Single-Stage | 27500 | 19495 |  |  | 71.9 | 64 | Federally-Regulated Consumer Product | 2006-05-27 |  | 2016-10-21
Hussong Manufacturing Co. | Kozy Heat | JOR-30 JORDAN | Direct Vent Gravity Type Wall | Natural Gas | Pressure | FALSE | FALSE | 1 |  | None | Non-Condensing | Step Modulating | 32000 | 23731 |  |  | 73.2 | 64 | Federally-Regulated Consumer Product | 2011-10-03 |  | 2016-10-21
Hussong Manufacturing Co. | Kozy Heat | JOR-30-1 JORDAN | Direct Vent Gravity Type Wall | LPG | Pressure | FALSE | FALSE | 1 |  | None | Non-Condensing | Step Modulating | 32000 | 24531 |  |  | 75.8 | 64 | Federally-Regulated Consumer Product | 2011-10-03 |  | 2016-10-21
Hussong Manufacturing Co. | Kozy Heat | JOR-34 JORDAN XL | Direct Vent Gravity Type Wall | Natural Gas | Pressure | FALSE | FALSE | 1 |  | None | Non-Condensing | Step Modulating | 37000 | 27346 |  |  | 73.9 | 64 | Federally-Regulated Consumer Product | 2011-10-03 |  | 2016-10-21
Hussong Manufacturing Co. | Kozy Heat | JOR-34-1 JORDAN XL | Direct Vent Gravity Type Wall | LPG | Pressure | FALSE | FALSE | 1 |  | None | Non-Condensing | Step Modulating | 37000 | 27942 |  |  | 74.7 | 64 | Federally-Regulated Consumer Product | 2011-10-03 |  | 2016-10-21
Hussong Manufacturing Co. | Kozy Heat | MPS-30 MINNEAPOLIS | Direct Vent Gravity Type Wall | Natural Gas | Pressure | FALSE | FALSE | 1 |  | None | Non-Condensing | Step Modulating | 26000 | 19281 |  |  | 73.2 | 63 | Federally-Regulated Consumer Product | 2011-10-03 |  | 2016-10-21
Hussong Manufacturing Co. | Kozy Heat | MPS-30-1 MINNEAPOLIS | Direct Vent Gravity Type Wall | LPG | Pressure | FALSE | FALSE | 1 |  | None | Non-Condensing | Step Modulating | 26000 | 19931 |  |  | 75.8 | 63 | Federally-Regulated Consumer Product | 2011-10-03 |  | 2016-10-21
Hussong Manufacturing Co. | Kozy Heat | MPS-34 MINNEAPOLIS XL | Direct Vent Gravity Type Wall | Natural Gas | Pressure | FALSE | FALSE | 1 |  | None | Non-Condensing | Step Modulating | 25000 | 18477 |  |  | 73.9 | 63 | Federally-Regulated Consumer Product | 2011-10-03 |  | 2016-10-21
Hussong Manufacturing Co. | Kozy Heat | MPS-34-1 MINNEAPOLIS XL | Direct Vent Gravity Type Wall | LPG | Pressure | FALSE | FALSE | 1 |  | None | Non-Condensing | Step Modulating | 25000 | 27942 |  |  | 74.7 | 63 | Federally-Regulated Consumer Product | 2011-10-03 |  | 2016-10-21
Hussong Manufacturing Co. | Kozy Heat | NCL-195 Nicollet | Direct Vent Gravity Type Wall | Natural Gas | Pressure | FALSE | FALSE | 1 | None | None | Non-Condensing | Step Modulating | 12500 | 7689 |  |  | 67.7 | 61 | Federally-Regulated Consumer Product | 2011-10-03 |  | 2016-10-21
Hussong Manufacturing Co. | Kozy Heat | NCL-195-1 Nicollet | Direct Vent Gravity Type Wall | LPG | Pressure | FALSE | FALSE | 1 | None | None | Non-Condensing | Step Modulating | 12500 | 8466 |  |  | 65.6 | 61 | Federally-Regulated Consumer Product | 2011-10-03 |  | 2016-10-21
Hussong Manufacturing Co. | Kozy Heat | PRC36 PRINCETON | Direct Vent Gravity Type Wall | Natural Gas | Pressure | TRUE | FALSE | 1 | None | None | Non-Condensing | Single-Stage | 35000 | 23915 |  |  | 67.7 | 64 | Federally-Regulated Consumer Product | 2006-05-27 |  | 2016-10-21
Hussong Manufacturing Co. | Kozy Heat | PRC36-1 PRINCETON | Direct Vent Gravity Type Wall | LPG | Pressure | TRUE | FALSE | 1 | None | None | Non-Condensing | Single-Stage | 34800 | 24990 |  |  | 71.2 | 64 | Federally-Regulated Consumer Product | 2006-05-27 |  | 2016-10-21
Hussong Manufacturing Co. | Kozy Heat | RFD-30 ROCKFORD | Direct Vent Gravity Type Wall | Natural Gas | Pressure | FALSE | FALSE | 1 |  | None | Non-Condensing | Step Modulating | 26000 | 19281 |  |  | 73.2 | 63 | Federally-Regulated Consumer Product | 2011-10-03 |  | 2016-10-21
Hussong Manufacturing Co. | Kozy Heat | RFD-30-1 ROCKFORD | Direct Vent Gravity Type Wall | LPG | Pressure | FALSE | FALSE | 1 |  | None | Non-Condensing | Step Modulating | 26000 | 19931 |  |  | 75.8 | 63 | Federally-Regulated Consumer Product | 2011-10-03 |  | 2016-10-21
Hussong Manufacturing Co. | Kozy Heat | RFD-34 ROCKFORD XL | Direct Vent Gravity Type Wall | Natural Gas | Pressure | FALSE | FALSE | 1 |  | None | Non-Condensing | Step Modulating | 30000 | 22173 |  |  | 73.9 | 64 | Federally-Regulated Consumer Product | 2011-10-03 |  | 2016-10-21
Hussong Manufacturing Co. | Kozy Heat | RFD-34-1 ROCKFORD XL | Direct Vent Gravity Type Wall | LPG | Pressure | FALSE | FALSE | 1 |  | None | Non-Condensing | Step Modulating | 32000 | 27942 |  |  | 74.7 | 64 | Federally-Regulated Consumer Product | 2011-10-03 |  | 2016-10-21
Hussong Manufacturing Co. | Kozy Heat | SLA-36 SLAYTON-36 | Direct Vent Gravity Type Wall | Natural Gas | Pressure | TRUE | FALSE | 1 | None | None | Non-Condensing | Step Modulating | 30710 | 18679 |  |  | 65.7 | 64 | Federally-Regulated Consumer Product | 2013-11-19 |  | 2016-10-24
Hussong Manufacturing Co. | Kozy Heat | SLA-36 SLAYTON-36 | Direct Vent Gravity Type Wall | LPG | Pressure | TRUE | FALSE | 1 | None | None | Non-Condensing | Step Modulating | 31614 | 17001 |  |  | 66.8 | 64 | Federally-Regulated Consumer Product | 2013-11-19 |  | 2016-10-24
Hussong Manufacturing Co. | Kozy Heat | SLA-42 SLAYTON 42 | Direct Vent Gravity Type Wall | LPG | Pressure | TRUE | FALSE | 1 | None | None | Non-Condensing | Step Modulating | 42000 | 21000 |  |  | 69.4 | 64 | Federally-Regulated Consumer Product | 2013-04-08 |  | 2016-10-24
Hussong Manufacturing Co. | Kozy Heat | SLA-42 SLAYTON 42 | Direct Vent Gravity Type Wall | Natural Gas | Pressure | TRUE | FALSE | 1 | None | None | Non-Condensing | Step Modulating | 42000 | 21000 |  |  | 69.4 | 64 | Federally-Regulated Consumer Product | 2013-04-08 |  | 2016-10-24
Hussong Manufacturing Co. | Kozy Heat | SP36 | Direct Vent Gravity Type Wall | Natural Gas | No Match | TRUE | FALSE | 1 | None | None | Non-Condensing | Single-Stage | 32000 | 23500 |  |  | 68.3 | 64 | Federally-Regulated Consumer Product | 2001-06-25 |  | 2016-10-24
Hussong Manufacturing Co. | Kozy Heat | SP36 | Direct Vent Gravity Type Wall | LPG | No Match | TRUE | FALSE | 1 | None | None | Non-Condensing | Single-Stage | 30000 | 22700 |  |  | 66.3 | 64 | Federally-Regulated Consumer Product | 2001-06-25 |  | 2016-10-24
Hussong Manufacturing Co. | Kozy Heat | TMT-3875 TRIMONT | Direct Vent Gravity Type Wall | LPG | Pressure | TRUE | FALSE | 1 | None | None | Non-Condensing | Single-Stage | 46000 | 34592 |  |  | 77.2 | 64 | Federally-Regulated Consumer Product | 2008-04-11 |  | 2016-10-24
Hussong Manufacturing Co. | Kozy Heat | TMT-3875 TRIMONT | Direct Vent Gravity Type Wall | Natural Gas | Pressure | TRUE | FALSE | 1 | None | None | Non-Condensing | Single-Stage | 47000 | 34028 |  |  | 71.7 | 65 | Federally-Regulated Consumer Product | 2008-04-11 |  | 2016-10-24
Hussong Manufacturing Co. | Ambiance Fireplaces | INT-100 INTRIGUE 100 | Direct Vent Gravity Type Wall | LPG | Pressure | FALSE | FALSE | 1 | None | None | Non-Condensing | Step Modulating | 39500 | 30316 |  |  | 75.5 | 64 | Federally-Regulated Consumer Product | 2011-10-03 |  | 2016-10-24
Hussong Manufacturing Co. | Ambiance Fireplaces | INT-100 INTRIGUE 100 | Direct Vent Gravity Type Wall | Natural Gas | Pressure | FALSE | FALSE | 1 | None | None | Non-Condensing | Step Modulating | 39500 | 29834 |  |  | 75.5 | 64 | Federally-Regulated Consumer Product | 2011-10-03 |  | 2016-10-24
Hussong Manufacturing Co. | Ambiance Fireplaces | INT-200 INTRIGUE 200 | Direct Vent Gravity Type Wall | Natural Gas | Pressure | FALSE | FALSE | 1 | None | None | Non-Condensing | Step Modulating | 39500 | 29834 |  |  | 75.5 | 64 | Federally-Regulated Consumer Product | 2011-10-03 |  | 2016-10-24
Hussong Manufacturing Co. | Ambiance Fireplaces | INT-200 INTRIGUE 200 | Direct Vent Gravity Type Wall | LPG | Pressure | FALSE | FALSE | 1 | None | None | Non-Condensing | Step Modulating | 39500 | 30316 |  |  | 75.5 | 64 | Federally-Regulated Consumer Product | 2011-10-03 |  | 2016-10-24
Fireplace Manufacturers - DESA International | Fireplace Manufacturers - DESA International | VC42P | Direct Vent Gravity Type Wall | LPG | Injection Type | FALSE | FALSE | 1 | None | None | Non-Condensing | Single-Stage | 33000 | 21351 |  |  | 64.7 | 64 | Federally-Regulated Consumer Product | 2005-10-18 |  | 2016-10-25
Fireplace Manufacturers - DESA International | Fireplace Manufacturers - DESA International | KC36P | Direct Vent Gravity Type Wall | LPG | Injection Type | FALSE | FALSE | 1 | None | None | Non-Condensing | Single-Stage | 31000 | 20398 |  |  | 65.8 | 64 | Federally-Regulated Consumer Product | 2005-10-18 |  | 2016-10-25
Fireplace Manufacturers - DESA International | Fireplace Manufacturers - DESA International | T32N | Direct Vent Gravity Type Wall | Natural Gas | Injection Type | FALSE | FALSE | 1 | None | None | Non-Condensing | Single-Stage | 17000 | 10812 |  |  | 63.6 | 62 | Federally-Regulated Consumer Product | 2003-06-26 |  | 2016-10-25
Fireplace Manufacturers - DESA International | Fireplace Manufacturers - DESA International | KC42P | Direct Vent Gravity Type Wall | LPG | Injection Type | FALSE | FALSE | 1 | None | None | Non-Condensing | Single-Stage | 36000 | 24264 |  |  | 67.4 | 64 | Federally-Regulated Consumer Product | 2005-10-18 |  | 2016-10-25
Fireplace Manufacturers - DESA International | Fireplace Manufacturers - DESA International | KC42N | Direct Vent Gravity Type Wall | Natural Gas | Injection Type | FALSE | FALSE | 1 | None | None | Non-Condensing | Single-Stage | 38000 | 25194 |  |  | 66.3 | 64 | Federally-Regulated Consumer Product | 2005-10-18 |  | 2016-10-25
Fireplace Manufacturers - DESA International | Fireplace Manufacturers - DESA International | T32P | Direct Vent Gravity Type Wall | LPG | Injection Type | FALSE | FALSE | 1 | None | None | Non-Condensing | Single-Stage | 15000 | 9627 |  |  | 64.1 | 61 | Federally-Regulated Consumer Product | 2003-06-26 |  | 2016-10-25
Fireplace Manufacturers - DESA International | Fireplace Manufacturers - DESA International | VC36N | Direct Vent Gravity Type Wall | Natural Gas | Injection Type | FALSE | FALSE | 1 | None | None | Non-Condensing | Single-Stage | 32000 | 20672 |  |  | 64.6 | 64 | Federally-Regulated Consumer Product | 2005-10-18 |  | 2016-10-25
Fireplace Manufacturers - DESA International | Fireplace Manufacturers - DESA International | TC36P | Direct Vent Gravity Type Wall | LPG | Injection Type | FALSE | FALSE | 1 | None | None | Non-Condensing | Single-Stage | 24000 | 15168 |  |  | 63.2 | 63 | Federally-Regulated Consumer Product | 2005-10-18 |  | 2016-10-25
Fireplace Manufacturers - DESA International | Fireplace Manufacturers - DESA International | CD36TN | Direct Vent Gravity Type Wall | Natural Gas | Injection Type | FALSE | FALSE | 1 | None | None | Non-Condensing | Single-Stage | 21000 | 13272 |  |  | 63.2 | 63 | Federally-Regulated Consumer Product | 2005-10-18 |  | 2016-10-25
Fireplace Manufacturers - DESA International | Fireplace Manufacturers - DESA International | V42N | Direct Vent Gravity Type Wall | Natural Gas | Injection Type | FALSE | FALSE | 1 | None | None | Non-Condensing | Single-Stage | 35000 | 24255 |  |  | 69.3 | 64 | Federally-Regulated Consumer Product | 2003-06-26 |  | 2016-10-25
Fireplace Manufacturers - DESA International | Fireplace Manufacturers - DESA International | CD36TP | Direct Vent Gravity Type Wall | LPG | Injection Type | FALSE | FALSE | 1 | None | None | Non-Condensing | Single-Stage | 20000 | 12760 |  |  | 63.8 | 63 | Federally-Regulated Consumer Product | 2005-10-18 |  | 2016-10-25
Fireplace Manufacturers - DESA International | Fireplace Manufacturers - DESA International | V36P | Direct Vent Gravity Type Wall | LPG | Injection Type | FALSE | FALSE | 1 | None | None | Non-Condensing | Single-Stage | 30000 | 20718 |  |  | 69 | 64 | Federally-Regulated Consumer Product | 2003-06-26 |  | 2016-10-25
Fireplace Manufacturers - DESA International | Fireplace Manufacturers - DESA International | V36N | Direct Vent Gravity Type Wall | Natural Gas | Injection Type | FALSE | FALSE | 1 | None | None | Non-Condensing | Single-Stage | 32000 | 21667 |  |  | 67.7 | 64 | Federally-Regulated Consumer Product | 2003-06-26 |  | 2016-10-25
Fireplace Manufacturers - DESA International | Fireplace Manufacturers - DESA International | V42P | Direct Vent Gravity Type Wall | LPG | Injection Type | FALSE | FALSE | 1 | None | None | Non-Condensing | Single-Stage | 33000 | 22519 |  |  | 68.2 | 64 | Federally-Regulated Consumer Product | 2003-06-26 |  | 2016-10-25
Fireplace Manufacturers - DESA International | Fireplace Manufacturers - DESA International | CD36RP | Direct Vent Gravity Type Wall | LPG | Injection Type | FALSE | FALSE | 1 | None | None | Non-Condensing | Single-Stage | 20000 | 13340 |  |  | 66.7 | 63 | Federally-Regulated Consumer Product | 2005-10-18 |  | 2016-10-25
Fireplace Manufacturers - DESA International | Fireplace Manufacturers - DESA International | KC36N | Direct Vent Gravity Type Wall | Natural Gas | Injection Type | FALSE | FALSE | 1 | None | None | Non-Condensing | Single-Stage | 33000 | 21120 |  |  | 64 | 64 | Federally-Regulated Consumer Product | 2005-10-18 |  | 2016-10-25
Fireplace Manufacturers - DESA International | Fireplace Manufacturers - DESA International | TC36N | Direct Vent Gravity Type Wall | Natural Gas | Injection Type | FALSE | FALSE | 1 | None | None | Non-Condensing | Single-Stage | 26000 | 17082 |  |  | 65.7 | 63 | Federally-Regulated Consumer Product | 2005-10-18 |  | 2016-10-25
Fireplace Manufacturers - DESA International | Fireplace Manufacturers - DESA International | T36N | Direct Vent Gravity Type Wall | Natural Gas | Injection Type | FALSE | FALSE | 1 | None | None | Non-Condensing | Single-Stage | 26000 | 18103 |  |  | 69.6 | 63 | Federally-Regulated Consumer Product | 2003-06-26 |  | 2016-10-25
Fireplace Manufacturers - DESA International | Fireplace Manufacturers - DESA International | T36P | Direct Vent Gravity Type Wall | LPG | Injection Type | FALSE | FALSE | 1 | None | None | Non-Condensing | Single-Stage | 24000 | 16394 |  |  | 68.3 | 63 | Federally-Regulated Consumer Product | 2003-06-26 |  | 2016-10-25
Fireplace Manufacturers - DESA International | Fireplace Manufacturers - DESA International | VC42N | Direct Vent Gravity Type Wall | Natural Gas | Injection Type | FALSE | FALSE | 1 | None | None | Non-Condensing | Single-Stage | 36000 | 23616 |  |  | 65.6 | 64 | Federally-Regulated Consumer Product | 2005-10-18 |  | 2016-10-25
Fireplace Manufacturers - DESA International | Fireplace Manufacturers - DESA International | CD36RN | Direct Vent Gravity Type Wall | Natural Gas | Injection Type | FALSE | FALSE | 1 | None | None | Non-Condensing | Single-Stage | 21000 | 13419 |  |  | 63.9 | 63 | Federally-Regulated Consumer Product | 2005-10-18 |  | 2016-10-25
Fireplace Manufacturers - DESA International | Fireplace Manufacturers - DESA International | VC36P | Direct Vent Gravity Type Wall | LPG | Injection Type | FALSE | FALSE | 1 | None | None | Non-Condensing | Single-Stage | 28000 | 18732 |  |  | 66.9 | 64 | Federally-Regulated Consumer Product | 2005-10-18 |  | 2016-10-25
Fireplace Manufacturers, Inc. | Direct Vent Fireplace | BDVF36T* | Direct Vent Gravity Type Wall | Natural Gas | No Match | TRUE | FALSE | 1 | None | None | Non-Condensing | Single-Stage | 22000 | 15500 |  |  | 64.9 | 63 | Federally-Regulated Consumer Product | 1999-02-09 |  | 2016-10-28
Fireplace Manufacturers, Inc. | Direct Vent Fireplace | DVF36 | Direct Vent Gravity Type Wall | Natural Gas | No Match | TRUE | FALSE | 1 | None | None | Non-Condensing | Single-Stage | 25000 | 18000 |  |  | 64.2 | 63 | Federally-Regulated Consumer Product | 1999-02-09 |  | 2016-10-28
Fireplace Manufacturers, Inc. | Direct Vent Fireplace | BDVF36TP* | Direct Vent Gravity Type Wall | LPG | No Match | TRUE | FALSE | 1 | None | None | Non-Condensing | Single-Stage | 21000 | 15500 |  |  | 66.6 | 63 | Federally-Regulated Consumer Product | 1999-02-09 |  | 2016-10-28
Fireplace Manufacturers, Inc. | Direct Vent Fireplace | DVF36P | Direct Vent Gravity Type Wall | LPG | No Match | TRUE | FALSE | 1 | None | None | Non-Condensing | Single-Stage | 20000 | 14000 |  |  | 64.1 | 63 | Federally-Regulated Consumer Product | 1999-02-09 |  | 2016-10-28
Wolf Steel, Ltd. | Napoleon Fireplaces | CDVS280-N | Direct Vent Gravity Type Wall | Natural Gas | No Match | TRUE | FALSE | 1 | None | None | Non-Condensing | Single-Stage | 30000 | 22500 |  |  | 64 | 64 | Federally-Regulated Consumer Product | 1999-02-10 |  | 2016-11-02
Wolf Steel, Ltd. | Napoleon Fireplaces | CDVS500-N | Direct Vent Gravity Type Wall | Natural Gas | No Match | TRUE | FALSE | 1 | None | None | Non-Condensing | Single-Stage | 44000 | 33000 |  |  | 65 | 64 | Federally-Regulated Consumer Product | 2000-04-24 |  | 2016-11-02
Wolf Steel, Ltd. | Napoleon Fireplaces | CDVS600-N | Gravity Type Vented Room Heate | Natural Gas | No Match | TRUE | FALSE | 1 | None | None | Non-Condensing | Single-Stage | 35000 | 24500 |  |  | 64 | 64 | Federally-Regulated Consumer Product | 2000-04-24 |  | 2016-11-02
Wolf Steel, Ltd. | Napoleon Fireplaces | CS280-N | Gravity Type Vented Room Heate | Natural Gas | No Match | TRUE | FALSE | 1 | None | None | Non-Condensing | Single-Stage | 30000 | 24000 |  |  | 66 | 64 | Federally-Regulated Consumer Product | 1999-02-10 |  | 2016-11-02
Wolf Steel, Ltd. | Napoleon Fireplaces | CDV270-P | Direct Vent Gravity Type Wall | LPG | No Match | TRUE | FALSE | 1 | None | None | Non-Condensing | Single-Stage | 26000 | 18700 |  |  | 65 | 63 | Federally-Regulated Consumer Product | 1999-02-10 |  | 2016-11-02
Wolf Steel, Ltd. | Napoleon Fireplaces | CDVS280-P | Direct Vent Gravity Type Wall | LPG | No Match | TRUE | FALSE | 1 | None | None | Non-Condensing | Single-Stage | 26000 | 19500 |  |  | 65 | 63 | Federally-Regulated Consumer Product | 1999-02-10 |  | 2016-11-02
Wolf Steel, Ltd. | Napoleon Fireplaces | CDVS500-P | Direct Vent Gravity Type Wall | LPG | No Match | TRUE | FALSE | 1 | None | None | Non-Condensing | Single-Stage | 40000 | 30400 |  |  | 67 | 64 | Federally-Regulated Consumer Product | 2000-04-24 |  | 2016-11-02
Wolf Steel, Ltd. | Napoleon Fireplaces | CDVS600-P | Gravity Type Vented Room Heate | LPG | No Match | TRUE | FALSE | 1 | None | None | Non-Condensing | Single-Stage | 31500 | 22050 |  |  | 64 | 64 | Federally-Regulated Consumer Product | 2000-04-24 |  | 2016-11-02
Wolf Steel, Ltd. | Napoleon Fireplaces | CS280-P | Gravity Type Vented Room Heate | LPG | No Match | TRUE | FALSE | 1 | None | None | Non-Condensing | Single-Stage | 26000 | 20800 |  |  | 68 | 63 | Federally-Regulated Consumer Product | 1999-02-10 |  | 2016-11-02
Wolf Steel, Ltd. | Napoleon Fireplaces | GD22-N | Direct Vent Gravity Type Wall | Natural Gas | No Match | TRUE | FALSE | 1 | None | None | Non-Condensing | Single-Stage | 25000 | 18000 |  |  | 63 | 63 | Federally-Regulated Consumer Product | 1997-09-16 |  | 2016-11-02
Wolf Steel, Ltd. | Napoleon Fireplaces | GD22-P | Direct Vent Gravity Type Wall | LPG | No Match | TRUE | FALSE | 1 | None | None | Non-Condensing | Single-Stage | 25000 | 18500 |  |  | 63 | 63 | Federally-Regulated Consumer Product | 1997-09-16 |  | 2016-11-02
Wolf Steel, Ltd. | Napoleon Fireplaces | GD25-N | Direct Vent Gravity Type Wall | Natural Gas | No Match | TRUE | FALSE | 1 | None | None | Non-Condensing | Single-Stage | 25000 | 18000 |  |  | 63 | 63 | Federally-Regulated Consumer Product | 1997-05-28 |  | 2016-11-02
Wolf Steel, Ltd. | Napoleon Fireplaces | GD25-P | Direct Vent Gravity Type Wall | LPG | No Match | TRUE | FALSE | 1 | None | None | Non-Condensing | Single-Stage | 25000 | 18500 |  |  | 63 | 63 | Federally-Regulated Consumer Product | 1997-05-28 |  | 2016-11-02
Wolf Steel, Ltd. | Napoleon Fireplaces | GD27-N | Direct Vent Gravity Type Wall | Natural Gas | No Match | TRUE | FALSE | 1 | None | None | Non-Condensing | Single-Stage | 27000 | 19700 |  |  | 64 | 63 | Federally-Regulated Consumer Product | 1997-05-28 |  | 2016-11-02
Wolf Steel, Ltd. | Napoleon Fireplaces | GD27-P | Direct Vent Gravity Type Wall | LPG | No Match | TRUE | FALSE | 1 | None | None | Non-Condensing | Single-Stage | 27000 | 20000 |  |  | 65 | 63 | Federally-Regulated Consumer Product | 1997-05-28 |  | 2016-11-02
Wolf Steel, Ltd. | Napoleon Fireplaces | GD3200-N | Direct Vent Gravity Type Wall | Natural Gas | No Match | TRUE | FALSE | 1 | None | None | Non-Condensing | Single-Stage | 30000 | 21000 |  |  | 64 | 64 | Federally-Regulated Consumer Product | 1997-05-28 |  | 2016-11-02
Wolf Steel, Ltd. | Napoleon Fireplaces | GD3200-P | Direct Vent Gravity Type Wall | LPG | No Match | TRUE | FALSE | 1 | None | None | Non-Condensing | Single-Stage | 24000 | 17800 |  |  | 64 | 63 | Federally-Regulated Consumer Product | 1997-05-28 |  | 2016-11-02
Wolf Steel, Ltd. | Napoleon Fireplaces | GD3200B-N | Direct Vent Gravity Type Wall | Natural Gas | No Match | TRUE | FALSE | 1 | None | None | Non-Condensing | Single-Stage | 30000 | 21000 |  |  | 64 | 64 | Federally-Regulated Consumer Product | 1997-05-28 |  | 2016-11-02
Wolf Steel, Ltd. | Napoleon Fireplaces | GD3200B-P | Direct Vent Gravity Type Wall | LPG | No Match | TRUE | FALSE | 1 | None | None | Non-Condensing | Single-Stage | 24000 | 17800 |  |  | 64 | 63 | Federally-Regulated Consumer Product | 1997-05-28 |  | 2016-11-02
Wolf Steel, Ltd. | Napoleon Fireplaces | GD33-N | Direct Vent Gravity Type Wall | Natural Gas | No Match | TRUE | FALSE | 1 | None | None | Non-Condensing | Single-Stage | 22000 | 15400 |  |  | 63 | 63 | Federally-Regulated Consumer Product | 1998-03-31 |  | 2016-11-02
Wolf Steel, Ltd. | Napoleon Fireplaces | GD33-P | Direct Vent Gravity Type Wall | LPG | No Match | TRUE | FALSE | 1 | None | None | Non-Condensing | Single-Stage | 22000 | 15400 |  |  | 63 | 63 | Federally-Regulated Consumer Product | 1998-03-31 |  | 2016-11-02
Wolf Steel, Ltd. | Napoleon Fireplaces | GD45-N | Direct Vent Gravity Type Wall | Natural Gas | No Match | TRUE | FALSE | 1 | None | None | Non-Condensing | Single-Stage | 45000 | 32400 |  |  | 64 | 64 | Federally-Regulated Consumer Product | 1997-05-28 |  | 2016-11-02
Wolf Steel, Ltd. | Napoleon Fireplaces | GD45-P | Direct Vent Gravity Type Wall | LPG | No Match | TRUE | FALSE | 1 | None | None | Non-Condensing | Single-Stage | 40000 | 29300 |  |  | 64 | 64 | Federally-Regulated Consumer Product | 1997-05-28 |  | 2016-11-02
Wolf Steel, Ltd. | Napoleon Fireplaces | GD70-P | Direct Vent Gravity Type Wall | LPG | No Match | TRUE | FALSE | 1 | None | None | Non-Condensing | Single-Stage | 33000 | 23400 |  |  | 65 | 64 | Federally-Regulated Consumer Product | 2000-04-24 |  | 2016-11-02
Wolf Steel, Ltd. | Napoleon Fireplaces | GDI50-N | Direct Vent Gravity Type Wall | Natural Gas | No Match | TRUE | FALSE | 1 | None | None | Non-Condensing | Single-Stage | 44000 | 33800 |  |  | 65 | 64 | Federally-Regulated Consumer Product | 1998-03-31 |  | 2016-11-02
Wolf Steel, Ltd. | Napoleon Fireplaces | GDI50-P | Direct Vent Gravity Type Wall | LPG | No Match | TRUE | FALSE | 1 | None | None | Non-Condensing | Single-Stage | 40000 | 31200 |  |  | 70 | 64 | Federally-Regulated Consumer Product | 1998-04-09 |  | 2016-11-02
Wolf Steel, Ltd. | Napoleon Fireplaces | GDS28-N | Direct Vent Gravity Type Wall | Natural Gas | No Match | TRUE | FALSE | 1 | None | None | Non-Condensing | Single-Stage | 30000 | 22500 |  |  | 64 | 64 | Federally-Regulated Consumer Product | 1999-02-10 |  | 2016-11-02
Wolf Steel, Ltd. | Napoleon Fireplaces | GDS28-P | Direct Vent Gravity Type Wall | LPG | No Match | TRUE | FALSE | 1 | None | None | Non-Condensing | Single-Stage | 26000 | 19500 |  |  | 65 | 63 | Federally-Regulated Consumer Product | 1999-02-10 |  | 2016-11-02
Wolf Steel, Ltd. | Napoleon Fireplaces | GDS3700-N | Direct Vent Gravity Type Wall | Natural Gas | No Match | TRUE | FALSE | 1 | None | None | Non-Condensing | Single-Stage | 30000 | 21600 |  |  | 64 | 64 | Federally-Regulated Consumer Product | 1997-05-28 |  | 2016-11-02
Wolf Steel, Ltd. | Napoleon Fireplaces | GDS3700-P | Direct Vent Gravity Type Wall | LPG | No Match | TRUE | FALSE | 1 | None | None | Non-Condensing | Single-Stage | 24000 | 18000 |  |  | 67 | 63 | Federally-Regulated Consumer Product | 1997-05-28 |  | 2016-11-02
Wolf Steel, Ltd. | Napoleon Fireplaces | GDS3700M-N | Direct Vent Gravity Type Wall | Natural Gas | No Match | TRUE | FALSE | 1 | None | None | Non-Condensing | Single-Stage | 27000 | 19440 |  |  | 64 | 63 | Federally-Regulated Consumer Product | 1997-05-28 |  | 2016-11-02
Wolf Steel, Ltd. | Napoleon Fireplaces | GDS3700M-P | Direct Vent Gravity Type Wall | LPG | No Match | TRUE | FALSE | 1 | None | None | Non-Condensing | Single-Stage | 20000 | 15000 |  |  | 67 | 63 | Federally-Regulated Consumer Product | 1997-05-28 |  | 2016-11-02
Wolf Steel, Ltd. | Napoleon Fireplaces | GDS50-N | Direct Vent Gravity Type Wall | Natural Gas | No Match | TRUE | FALSE | 1 | None | None | Non-Condensing | Single-Stage | 44000 | 33000 |  |  | 65 | 64 | Federally-Regulated Consumer Product | 1997-05-28 |  | 2016-11-02
Wolf Steel, Ltd. | Napoleon Fireplaces | GDS50-P | Direct Vent Gravity Type Wall | LPG | No Match | TRUE | FALSE | 1 | None | None | Non-Condensing | Single-Stage | 40000 | 30400 |  |  | 67 | 64 | Federally-Regulated Consumer Product | 1997-05-28 |  | 2016-11-02
Wolf Steel, Ltd. | Napoleon Fireplaces | GDS60-N | Gravity Type Vented Room Heate | Natural Gas | No Match | TRUE | FALSE | 1 | None | None | Non-Condensing | Single-Stage | 35000 | 24500 |  |  | 64 | 64 | Federally-Regulated Consumer Product | 2000-04-24 |  | 2016-11-02
Wolf Steel, Ltd. | Napoleon Fireplaces | GDS60-P | Gravity Type Vented Room Heate | LPG | No Match | TRUE | FALSE | 1 | None | None | Non-Condensing | Single-Stage | 31500 | 22050 |  |  | 64 | 64 | Federally-Regulated Consumer Product | 2000-04-24 |  | 2016-11-02
Wolf Steel, Ltd. | Napoleon Fireplaces | GI3014BN | Gravity Type Vented Room Heate | Natural Gas | No Match | TRUE | FALSE | 1 | None | None | Non-Condensing | Single-Stage | 30000 | 21600 |  |  | 64 | 64 | Federally-Regulated Consumer Product | 1997-05-28 |  | 2016-11-02
Wolf Steel, Ltd. | Napoleon Fireplaces | GI3014BP | Gravity Type Vented Room Heate | LPG | No Match | TRUE | FALSE | 1 | None | None | Non-Condensing | Single-Stage | 24000 | 17000 |  |  | 64 | 63 | Federally-Regulated Consumer Product | 1997-05-28 |  | 2016-11-02
Wolf Steel, Ltd. | Napoleon Fireplaces | GI3014N | Gravity Type Vented Room Heate | Natural Gas | No Match | TRUE | FALSE | 1 | None | None | Non-Condensing | Single-Stage | 30000 | 21600 |  |  | 64 | 64 | Federally-Regulated Consumer Product | 1997-05-28 |  | 2016-11-02
Wolf Steel, Ltd. | Napoleon Fireplaces | GI3014P | Gravity Type Vented Room Heate | LPG | No Match | TRUE | FALSE | 1 | None | None | Non-Condensing | Single-Stage | 24000 | 17000 |  |  | 64 | 63 | Federally-Regulated Consumer Product | 1997-05-28 |  | 2016-11-02
Wolf Steel, Ltd. | Napoleon Fireplaces | GS28-N | Gravity Type Vented Room Heate | Natural Gas | No Match | TRUE | FALSE | 1 | None | None | Non-Condensing | Single-Stage | 30000 | 24000 |  |  | 66 | 64 | Federally-Regulated Consumer Product | 1999-02-10 |  | 2016-11-02
Wolf Steel, Ltd. | Napoleon Fireplaces | GS28-P | Gravity Type Vented Room Heate | LPG | No Match | TRUE | FALSE | 1 | None | None | Non-Condensing | Single-Stage | 26000 | 20800 |  |  | 68 | 63 | Federally-Regulated Consumer Product | 1999-02-10 |  | 2016-11-02
Wolf Steel, Ltd. | Napoleon Fireplaces | GS50-N | Gravity Type Vented Room Heate | Natural Gas | No Match | TRUE | FALSE | 1 | None | None | Non-Condensing | Single-Stage | 44000 | 31200 |  |  | 65 | 64 | Federally-Regulated Consumer Product | 1997-05-28 |  | 2016-11-02
Wolf Steel, Ltd. | Napoleon Fireplaces | GS50-P | Gravity Type Vented Room Heate | LPG | No Match | TRUE | FALSE | 1 | None | None | Non-Condensing | Single-Stage | 40000 | 30000 |  |  | 67 | 64 | Federally-Regulated Consumer Product | 1997-05-28 |  | 2016-11-02
Wolf Steel, Ltd. | Napoleon Fireplaces | CDV270-N | Direct Vent Gravity Type Wall | Natural Gas | No Match | TRUE | FALSE | 1 | None | None | Non-Condensing | Single-Stage | 26000 | 18200 |  |  | 63 | 63 | Federally-Regulated Consumer Product | 1999-02-10 |  | 2016-11-02
Blaze King Industries | Blaze King | Torino 1605 | Gravity Type Vented Room Heate | LPG | Luminous | FALSE | FALSE | 1 | None | None | Non-Condensing | Single-Stage | 35600 | 24500 |  |  | 68.6 | 64 | Federally-Regulated Consumer Product | 2008-01-22 |  | 2016-11-14
Blaze King Industries | Blaze King | Torino 1605 | Gravity Type Vented Room Heate | Natural Gas | Luminous | FALSE | FALSE | 1 | None | None | Non-Condensing | Single-Stage | 35600 | 24500 |  |  | 68.6 | 64 | Federally-Regulated Consumer Product | 2008-01-22 |  | 2016-11-14
Blaze King Industries | Blaze King | Caldera 7405 | Gravity Type Vented Room Heate | LPG | Luminous | FALSE | FALSE | 1 | None | None | Non-Condensing | Single-Stage | 34600 | 23900 |  |  | 67 | 64 | Federally-Regulated Consumer Product | 2008-01-22 |  | 2016-11-14
Blaze King Industries | Blaze King | Caldera 7405 | Gravity Type Vented Room Heate | Natural Gas | Luminous | FALSE | FALSE | 1 | None | None | Non-Condensing | Single-Stage | 34600 | 23900 |  |  | 67 | 64 | Federally-Regulated Consumer Product | 2008-01-22 |  | 2016-11-14
Empire Comfort Systems | Empire | DV215-10SG | Direct Vent Gravity Type Wall | Natural Gas | Pressure | TRUE | FALSE | 0 |  | None | Non-Condensing | Single-Stage | 15000 | 10500 |  |  | 65 | 65 | Federally-Regulated Consumer Product | 2015-11-05 |  | 2017-02-22
Empire Comfort Systems | Empire | DV215-10SG | Direct Vent Gravity Type Wall | LPG | Pressure | TRUE | FALSE | 0 |  | None | Non-Condensing | Single-Stage | 15000 | 10500 |  |  | 65 | 65 | Federally-Regulated Consumer Product | 2015-11-05 |  | 2017-02-22
Empire Comfort Systems | Empire | FAW40IP | Vented Fan Type Wall Furnace | Natural Gas | Pressure | FALSE | FALSE | 1 |  | None | Non-Condensing | Single-Stage | 40000 | 31000 | 168 |  | 75 | 75 | Federally-Regulated Consumer Product | 2015-11-04 |  | 2017-02-22
Empire Comfort Systems | Empire | FAW40IP | Vented Fan Type Wall Furnace | LPG | Pressure | FALSE | FALSE | 1 |  | None | Non-Condensing | Single-Stage | 40000 | 31000 | 168 |  | 75 | 75 | Federally-Regulated Consumer Product | 2015-11-04 |  | 2017-02-22
Empire Comfort Systems | Empire | DVC35SPP-2 | Direct Vent Fan Type Wall Furn | Natural Gas | Pressure | TRUE | FALSE | 1 |  | None | Non-Condensing | Single-Stage | 35000 | 27700 | 168 |  | 75 | 75 | Federally-Regulated Consumer Product | 2015-11-04 |  | 2017-02-22
Empire Comfort Systems | Empire | DVC35SPP-2 | Direct Vent Fan Type Wall Furn | LPG | Pressure | TRUE | FALSE | 1 |  | None | Non-Condensing | Single-Stage | 35000 | 27700 | 168 |  | 75 | 75 | Federally-Regulated Consumer Product | 2015-11-04 |  | 2017-02-22
Empire Comfort Systems | Empire | DVC35IP-2 | Direct Vent Fan Type Wall Furn | Natural Gas | Pressure | FALSE | FALSE | 1 |  | None | Non-Condensing | Single-Stage | 35000 | 27700 | 168 |  | 75 | 75 | Federally-Regulated Consumer Product | 2015-11-04 |  | 2017-02-22
Empire Comfort Systems | Empire | DVC35IP-2 | Direct Vent Fan Type Wall Furn | LPG | Pressure | FALSE | FALSE | 1 |  | None | Non-Condensing | Single-Stage | 35000 | 27700 | 168 |  | 75 | 75 | Federally-Regulated Consumer Product | 2015-11-04 |  | 2017-02-22
Empire Comfort Systems | Empire | FAW40IP-2 | Vented Fan Type Wall Furnace | Natural Gas | Pressure | FALSE | FALSE | 1 |  | None | Non-Condensing | Single-Stage | 40000 | 31000 | 168 |  | 75 | 75 | Federally-Regulated Consumer Product | 2015-11-04 |  | 2017-02-22
Empire Comfort Systems | Empire | FAW40IP-2 | Vented Fan Type Wall Furnace | LPG | Pressure | FALSE | FALSE | 1 |  | None | Non-Condensing | Single-Stage | 40000 | 31000 | 168 |  | 75 | 75 | Federally-Regulated Consumer Product | 2015-11-04 |  | 2017-02-22
Empire Comfort Systems | Empire | DV55IP-1 | Direct Vent Fan Type Wall Furn | Natural Gas | Pressure | FALSE | FALSE | 1 |  | None | Non-Condensing | Single-Stage | 55000 | 43000 | 204 |  | 76 | 76 | Federally-Regulated Consumer Product | 2015-11-04 |  | 2017-02-22
Empire Comfort Systems | Empire | DV55IP-1 | Direct Vent Fan Type Wall Furn | LPG | Pressure | FALSE | FALSE | 1 |  | None | Non-Condensing | Single-Stage | 55000 | 43000 | 204 |  | 76 | 76 | Federally-Regulated Consumer Product | 2015-11-04 |  | 2017-02-22
Empire Comfort Systems | Empire | DV55SPP-1 | Direct Vent Fan Type Wall Furn | Natural Gas | Pressure | TRUE | FALSE | 1 |  | None | Non-Condensing | Single-Stage | 55000 | 43000 | 204 |  | 76 | 76 | Federally-Regulated Consumer Product | 2015-11-04 |  | 2017-02-22
Empire Comfort Systems | Empire | DV55SPP-1 | Direct Vent Fan Type Wall Furn | LPG | Pressure | TRUE | FALSE | 1 |  | None | Non-Condensing | Single-Stage | 55000 | 43000 | 204 |  | 76 | 76 | Federally-Regulated Consumer Product | 2015-11-04 |  | 2017-02-22
Empire Comfort Systems | Empire | DV55SPPX-1 | Direct Vent Fan Type Wall Furn | Natural Gas | Pressure | TRUE | FALSE | 1 |  | None | Non-Condensing | Single-Stage | 55000 | 43000 | 204 |  | 76 | 76 | Federally-Regulated Consumer Product | 2016-08-18 |  | 2017-02-22
Empire Comfort Systems | Empire | DV55SPPX-1 | Direct Vent Fan Type Wall Furn | LPG | Pressure | TRUE | FALSE | 1 |  | None | Non-Condensing | Single-Stage | 55000 | 43000 | 204 |  | 76 | 76 | Federally-Regulated Consumer Product | 2016-08-18 |  | 2017-02-22
Empire Comfort Systems | Empire | DV55IPX-1 | Direct Vent Fan Type Wall Furn | Natural Gas | Pressure | FALSE | FALSE | 1 |  | None | Non-Condensing | Single-Stage | 55000 | 43000 | 204 |  | 76 | 76 | Federally-Regulated Consumer Product | 2016-08-18 |  | 2017-02-22
Empire Comfort Systems | Empire | DV55IPX-1 | Direct Vent Fan Type Wall Furn | LPG | Pressure | FALSE | FALSE | 1 |  | None | Non-Condensing | Single-Stage | 55000 | 43000 | 204 |  | 76 | 76 | Federally-Regulated Consumer Product | 2016-08-18 |  | 2017-02-22
Rinnai America | EX17C | EX17C (RHFE-434FTA) | Direct Vent Fan Type Wall Furn | Natural Gas | Injection Type | FALSE | FALSE | 1 |  | None | Non-Condensing | Step Modulating | 17000 | 13525 | 6 |  | 81 | 75 | Federally-Regulated Consumer Product | 2015-10-01 |  | 2017-02-22
Rinnai America | EX17C | EX17C (RHFE-434FTA) | Direct Vent Fan Type Wall Furn | LPG | Injection Type | FALSE | FALSE | 1 |  | None | Non-Condensing | Step Modulating | 17000 | 13525 | 6 |  | 81 | 75 | Federally-Regulated Consumer Product | 2015-10-01 |  | 2017-02-22
Rinnai | Rinnai | RHFE-558RWTA | Vented Fan Type Wall Furnace | LPG | Injection Type | TRUE | FALSE | 1 | None | None | Non-Condensing | Step Modulating | 20700 | 16560 | 6 | 6 | 81 | 73 | Federally-Regulated Consumer Product | 2017-03-01 |  | 2017-03-01
Rinnai | Rinnai | RHFE-433RFA | Direct Vent Fan Type Wall Furn | LPG | Injection Type | FALSE | FALSE | 1 | None | None | Non-Condensing | Step Modulating | 16700 | 13400 | 6 | 6 | 81 | 73 | Federally-Regulated Consumer Product | 2017-03-01 |  | 2017-03-01
Rinnai | Rinnai | EX08C (RHFE-202FTA) | Direct Vent Fan Type Wall Furn | Natural Gas | Injection Type | FALSE | FALSE | 1 |  | None | Non-Condensing | Step Modulating | 8000 | 6604 | 6604 | 6 | 82 | 75 | Federally-Regulated Consumer Product | 2017-03-01 |  | 2017-03-01
Rinnai | Rinnai | RHFE-263RFAII-N | Direct Vent Fan Type Wall Furn | Natural Gas | Injection Type | FALSE | FALSE | 1 | None | None | Non-Condensing | Step Modulating | 11000 | 8800 | 5 |  | 80 | 73 | Federally-Regulated Consumer Product | 2017-03-01 |  | 2017-03-01
Rinnai | Rinnai | RHFE-433RFA | Direct Vent Fan Type Wall Furn | Natural Gas | Injection Type | FALSE | FALSE | 1 | None | None | Non-Condensing | Step Modulating | 16700 | 13400 | 6 | 6 | 81 | 73 | Federally-Regulated Consumer Product | 2017-03-01 |  | 2017-03-01
Rinnai | Rinnai | RHFE1004FTA | Direct Vent Fan Type Wall Furn | LPG | Injection Type | FALSE | FALSE | 1 |  | None | Non-Condensing | Step Modulating | 36500 | 29200 | 6 | 6 | 81.4 | 73 | Federally-Regulated Consumer Product | 2017-03-01 |  | 2017-03-01
Rinnai | Rinnai | RHFE-433RWTA | Direct Vent Fan Type Wall Furn | LPG | Injection Type | FALSE | FALSE | 1 | None | None | Non-Condensing | Step Modulating | 16700 | 13400 | 6 | 6 | 81 | 73 | Federally-Regulated Consumer Product | 2017-03-01 |  | 2017-03-01
Rinnai | Rinnai | EX22C (RHFE-559FTA) | Direct Vent Fan Type Wall Furn | Natural Gas | Injection Type | FALSE | FALSE | 1 |  | None | Non-Condensing | Step Modulating | 22000 | 17300 | 6 | 6 | 81 | 73 | Federally-Regulated Consumer Product | 2017-03-01 |  | 2017-03-01
Rinnai | Rinnai | RHFE-263RFAII-P | Direct Vent Fan Type Wall Furn | LPG | Injection Type | FALSE | FALSE | 1 | None | None | Non-Condensing | Step Modulating | 11000 | 8800 | 5 |  | 80 | 73 | Federally-Regulated Consumer Product | 2017-03-01 |  | 2017-03-01
Rinnai | Rinnai | RHFE-750ETR | Fan Type Vented Room Heater | Natural Gas | Injection Type | FALSE | FALSE | 1 | None | None | Non-Condensing | Single-Stage | 29000 | 21900 | 5 | 1 | 76.3 | 64 | Federally-Regulated Consumer Product | 2017-03-01 |  | 2017-03-01
Rinnai | Rinnai | RHFE-1004RFA-N | Vented Fan Type Wall Furnace | Natural Gas | Injection Type | FALSE | FALSE | 1 |  | None | Non-Condensing | Step Modulating | 38400 | 30900 | 6 | 6 | 80.6 | 73 | Federally-Regulated Consumer Product | 2017-03-01 |  | 2017-03-01
Rinnai | Rinnai | RHFE-1004RFA-P | Vented Fan Type Wall Furnace | LPG | Injection Type | FALSE | FALSE | 1 |  | None | Non-Condensing | Step Modulating | 36500 | 29200 | 6 | 6 | 82 | 73 | Federally-Regulated Consumer Product | 2017-03-01 |  | 2017-03-01
Rinnai | Rinnai | RHFE-558RWTA | Vented Fan Type Wall Furnace | Natural Gas | Injection Type | TRUE | FALSE | 1 | None | None | Non-Condensing | Step Modulating | 21500 | 17200 | 6 | 6 | 80 | 73 | Federally-Regulated Consumer Product | 2017-03-01 |  | 2017-03-01
Rinnai | Rinnai | EX11C (RHFE-265FTA) | Direct Vent Fan Type Wall Furn | Natural Gas | Injection Type | FALSE | FALSE | 1 |  | None | Non-Condensing | Step Modulating | 11000 | 9000 | 9000 | 2 | 81 | 75 | Federally-Regulated Consumer Product | 2017-03-01 |  | 2017-03-01
Rinnai | Rinnai | RHFE-750ETR | Vented Fan Type Wall Furnace | Natural Gas | Injection Type | FALSE | FALSE | 1 | None | None | Non-Condensing | Single-Stage | 29000 | 21900 | 5 | 1 | 76.3 | 73 | Federally-Regulated Consumer Product | 2017-03-01 |  | 2017-03-01
Rinnai | Rinnai | RHFE-750ETR | Vented Fan Type Wall Furnace | LPG | Injection Type | FALSE | FALSE | 1 | None | None | Non-Condensing | Single-Stage | 28000 | 21840 | 5 | 1 | 79.5 | 73 | Federally-Regulated Consumer Product | 2017-03-01 |  | 2017-03-01
Rinnai | Rinnai | RHFE-1004RFA-P | Direct Vent Fan Type Wall Furn | LPG | Injection Type | FALSE | FALSE | 1 |  | None | Non-Condensing | Step Modulating | 36500 | 29200 | 5 |  | 82 | 73 | Federally-Regulated Consumer Product | 2017-03-01 |  | 2017-03-01
Rinnai | Rinnai | RHFE-558RFA | Vented Fan Type Wall Furnace | LPG | Injection Type | TRUE | FALSE | 1 | None | None | Non-Condensing | Step Modulating | 20700 | 16560 | 6 | 6 | 81 | 73 | Federally-Regulated Consumer Product | 2017-03-01 |  | 2017-03-01
Rinnai | Rinnai | RHFE-1004RFA-N | Direct Vent Fan Type Wall Furn | Natural Gas | Injection Type | FALSE | FALSE | 1 |  | None | Non-Condensing | Step Modulating | 38400 | 30900 | 5 |  | 80.6 | 73 | Federally-Regulated Consumer Product | 2017-03-01 |  | 2017-03-01
Rinnai | Rinnai | RHFE-433RWTA | Direct Vent Fan Type Wall Furn | Natural Gas | Injection Type | FALSE | FALSE | 1 | None | None | Non-Condensing | Step Modulating | 16700 | 13400 | 6 | 6 | 81 | 73 | Federally-Regulated Consumer Product | 2017-03-01 |  | 2017-03-01
Rinnai | Rinnai | RHFE-201RFA-N | Direct Vent Fan Type Wall Furn | Natural Gas | Injection Type | FALSE | FALSE | 1 |  | None | Non-Condensing | Step Modulating | 8000 | 6400 | 5 |  | 80.6 | 73 | Federally-Regulated Consumer Product | 2017-03-01 |  | 2017-03-01
Rinnai | Rinnai | RHFE-1004RFA-P | Direct Vent Fan Type Wall Furn | Natural Gas | Injection Type | FALSE | FALSE | 1 |  | None | Non-Condensing | Step Modulating | 36500 | 29200 | 5 |  | 82 | 73 | Federally-Regulated Consumer Product | 2017-03-01 |  | 2017-03-01
Rinnai | Rinnai | RHFE-1004FTA | Direct Vent Fan Type Wall Furn | Natural Gas | Injection Type | FALSE | FALSE | 1 |  | None | Non-Condensing | Step Modulating | 38400 | 30900 | 6 | 6 | 80.4 | 73 | Federally-Regulated Consumer Product | 2017-03-01 |  | 2017-03-01
Rinnai | Rinnai | EX17C (RHFE-434FTA) | Direct Vent Fan Type Wall Furn | Natural Gas | Injection Type | FALSE | FALSE | 1 |  | None | Non-Condensing | Step Modulating | 17000 | 13525 | 6 | 6 | 81 | 73 | Federally-Regulated Consumer Product | 2017-03-01 |  | 2017-03-01
Rinnai | Rinnai | RHFE-750ERT | Fan Type Vented Room Heater | LPG | Injection Type | FALSE | FALSE | 1 | None | None | Non-Condensing | Single-Stage | 28000 | 21840 | 5 | 1 | 79.5 | 64 | Federally-Regulated Consumer Product | 2017-03-01 |  | 2017-03-01
Rinnai | Rinnai | RHFE-201RFA-P | Direct Vent Fan Type Wall Furn | LPG | Injection Type | FALSE | FALSE | 1 |  | None | Non-Condensing | Step Modulating | 8000 | 6700 | 5 |  | 83.4 | 73 | Federally-Regulated Consumer Product | 2017-03-01 |  | 2017-03-01
Rinnai | Rinnai | RHFE-558RFA | Vented Fan Type Wall Furnace | Natural Gas | Injection Type | TRUE | FALSE | 1 | None | None | Non-Condensing | Step Modulating | 21500 | 17200 | 6 | 6 | 80 | 73 | Federally-Regulated Consumer Product | 2017-03-01 |  | 2017-03-01
Fireplace Products International | Regency | HZ54EPV-LP | Direct Vent Gravity Type Wall | LPG | Luminous | FALSE | FALSE | 1 |  | None | Condensing | Single-Stage | 37000 | 26270 |  |  | 71 | 64 | Federally-Regulated Consumer Product | 2017-03-01 |  | 2017-03-01
Fireplace Products International | Regency | T25-LP | Direct Vent Gravity Type Wall | LPG | Injection Type | TRUE | FALSE | 1 | None | None | Non-Condensing | Single-Stage | 25000 | 19250 |  |  | 66.3 | 63 | Federally-Regulated Consumer Product | 2017-03-01 |  | 2017-03-01
Fireplace Products International | Regency | C33-LP2 | Gravity Type Vented Room Heate | LPG | No Match | TRUE | FALSE | 1 | None | None | Non-Condensing | Single-Stage | 33000 | 23100 |  |  | 64.1 | 64 | Federally-Regulated Consumer Product | 2017-03-01 |  | 2017-03-01
Fireplace Products International | Regency | B41XTCE-LP | Direct Vent Gravity Type Wall | Natural Gas | Luminous | FALSE | FALSE | 1 | None | None | Condensing | Single-Stage | 37500 | 24750 |  |  | 66 | 64 | Federally-Regulated Consumer Product | 2017-03-01 |  | 2017-03-01
Fireplace Products International | Regency | P131-NG | Direct Vent Gravity Type Wall | Natural Gas | No Match | TRUE | FALSE | 1 | None | None | Non-Condensing | Single-Stage | 40000 | 27200 |  |  | 64.2 | 64 | Federally-Regulated Consumer Product | 2017-03-01 |  | 2017-03-01
Fireplace Products International | Regency | H27-NG | Direct Vent Gravity Type Wall | Natural Gas | Luminous | TRUE | FALSE | 1 | None | None | Condensing | Single-Stage | 23000 | 16170 |  |  | 64.5 | 63 | Federally-Regulated Consumer Product | 2017-03-01 |  | 2017-03-01
Fireplace Products International | Regency | U31-LP | Gravity Type Vented Room Heate | LPG | No Match | TRUE | FALSE | 1 | None | None | Non-Condensing | Single-Stage | 27000 | 21200 |  |  | 66.2 | 63 | Federally-Regulated Consumer Product | 2017-03-01 |  | 2017-03-01
Fireplace Products International | Regency | U32SE-LP5 | Direct Vent Gravity Type Wall | LPG | Luminous | FALSE | FALSE | 1 | None | None | Condensing | Single-Stage | 20500 | 13735 |  |  | 67 | 63 | Federally-Regulated Consumer Product | 2017-03-01 |  | 2017-03-01
Fireplace Products International | Regency | HZ33CE-NG | Direct Vent Gravity Type Wall | Natural Gas | Luminous | FALSE | FALSE | 1 | None | None | Condensing | Single-Stage | 17000 | 11050 |  |  | 65 | 62 | Federally-Regulated Consumer Product | 2017-03-01 |  | 2017-03-01
Fireplace Products International | Regency | H25-NG | Direct Vent Gravity Type Wall | Natural Gas | Injection Type | TRUE | FALSE | 1 | None | None | Non-Condensing | Single-Stage | 25000 | 17550 |  |  | 64.1 | 63 | Federally-Regulated Consumer Product | 2017-03-01 |  | 2017-03-01
Fireplace Products International | Regency | L676-LP1 | Direct Vent Gravity Type Wall | LPG | Luminous | TRUE | FALSE | 1 | None | None | Non-Condensing | Single-Stage | 31500 | 20916 |  |  | 66.4 | 64 | Federally-Regulated Consumer Product | 2017-03-01 |  | 2017-03-01
Fireplace Products International | Regency | U32-NG2 | Direct Vent Gravity Type Wall | Natural Gas | Injection Type | TRUE | FALSE | 1 | None | None | Non-Condensing | Single-Stage | 30000 | 23400 |  |  | 64.3 | 64 | Federally-Regulated Consumer Product | 2017-03-01 |  | 2017-03-01
Fireplace Products International | Regency | H25-LP | Direct Vent Gravity Type Wall | LPG | Injection Type | TRUE | FALSE | 1 | None | None | Non-Condensing | Single-Stage | 23000 | 16170 |  |  | 64.5 | 63 | Federally-Regulated Consumer Product | 2017-03-01 |  | 2017-03-01
Fireplace Products International | Regency | L234-NG | Direct Vent Gravity Type Wall | Natural Gas | Luminous | TRUE | FALSE | 1 | None | None | Non-Condensing | Single-Stage | 23500 | 16450 |  |  | 70.1 | 63 | Federally-Regulated Consumer Product | 2017-03-01 |  | 2017-03-01
Fireplace Products International | Regency | H35-NG | Direct Vent Gravity Type Wall | Natural Gas | No Match | TRUE | FALSE | 1 | None | None | Non-Condensing | Single-Stage | 36000 | 27466 |  |  | 71.6 | 64 | Federally-Regulated Consumer Product | 2017-03-01 |  | 2017-03-01
Fireplace Products International | Regency | P121-NG | Direct Vent Gravity Type Wall | Natural Gas | Injection Type | TRUE | FALSE | 1 | None | None | Non-Condensing | Single-Stage | 40000 | 27200 |  |  | 64.2 | 64 | Federally-Regulated Consumer Product | 2017-03-01 |  | 2017-03-01
Fireplace Products International | Regency | U41-LP | Gravity Type Vented Room Heate | LPG | No Match | TRUE | FALSE | 1 | None | None | Non-Condensing | Single-Stage | 38000 | 30400 |  |  | 65.2 | 64 | Federally-Regulated Consumer Product | 2017-03-01 |  | 2017-03-01
Fireplace Products International | Regency | C33-LP | Gravity Type Vented Room Heate | LPG | No Match | TRUE | FALSE | 1 | None | None | Non-Condensing | Single-Stage | 33000 | 24420 |  |  | 67.6 | 64 | Federally-Regulated Consumer Product | 2017-03-01 |  | 2017-03-01
Fireplace Products International | Regency | B36XTE-LP | Direct Vent Gravity Type Wall | LPG | Luminous | FALSE | FALSE | 1 | None | None | Condensing | Single-Stage | 31000 | 20770 |  |  | 67 | 64 | Federally-Regulated Consumer Product | 2017-03-01 |  | 2017-03-01
Fireplace Products International | Regency | U42-NG | Gravity Type Vented Room Heate | Natural Gas | No Match | TRUE | FALSE | 1 | None | None | Non-Condensing | Single-Stage | 42000 | 33000 |  |  | 64.6 | 64 | Federally-Regulated Consumer Product | 2017-03-01 |  | 2017-03-01
Fireplace Products International | Regency | U32E-NG5 | Direct Vent Gravity Type Wall | Natural Gas | Luminous | FALSE | FALSE | 1 | None | None | Condensing | Single-Stage | 30000 | 19800 |  |  | 66 | 64 | Federally-Regulated Consumer Product | 2017-03-01 |  | 2017-03-01
Fireplace Products International | Regency | B41XT-NG | Direct Vent Gravity Type Wall | Natural Gas | Luminous | TRUE | FALSE | 1 | None | None | Condensing | Single-Stage | 42500 | 27625 |  |  | 65 | 64 | Federally-Regulated Consumer Product | 2017-03-01 |  | 2017-03-01
Fireplace Products International | Regency | P95-NG | Direct Vent Gravity Type Wall | Natural Gas | No Match | TRUE | FALSE | 1 | None | None | Non-Condensing | Single-Stage | 45000 | 32625 |  |  | 68.8 | 64 | Federally-Regulated Consumer Product | 2017-03-01 |  | 2017-03-01
Fireplace Products International | Regency | E33-LP | Direct Vent Gravity Type Wall | LPG | Injection Type | TRUE | FALSE | 1 | None | None | Non-Condensing | Single-Stage | 35500 | 23647 |  |  | 66.6 | 64 | Federally-Regulated Consumer Product | 2017-03-01 |  | 2017-03-01
Fireplace Products International | Regency | P36E-NG4 | Direct Vent Gravity Type Wall | Natural Gas | Luminous | FALSE | FALSE | 1 | None | None | Condensing | Single-Stage | 29500 | 20060 |  |  | 68 | 64 | Federally-Regulated Consumer Product | 2017-03-01 |  | 2017-03-01
Fireplace Products International | Regency | GR58H | Gravity Type Vented Room Heate | LPG | No Match | FALSE | FALSE | 1 | None | None | Non-Condensing | Single-Stage | 26250 | 18375 |  |  | 70 | 63 | Federally-Regulated Consumer Product | 2017-03-01 |  | 2017-03-01
Fireplace Products International | Regency | P48-NG | Direct Vent Gravity Type Wall | Natural Gas | Injection Type | TRUE | FALSE | 1 | None | None | Non-Condensing | Single-Stage | 51000 | 33456 |  |  | 65.6 | 65 | Federally-Regulated Consumer Product | 2017-03-01 |  | 2017-03-01
Fireplace Products International | Regency | P33R-LP2 | Direct Vent Gravity Type Wall | LPG | Injection Type | TRUE | FALSE | 1 | None | None | Non-Condensing | Single-Stage | 21000 | 16170 |  |  | 67.2 | 63 | Federally-Regulated Consumer Product | 2017-03-01 |  | 2017-03-01
Fireplace Products International | Regency | P42-NG2 | Direct Vent Gravity Type Wall | Natural Gas | No Match | TRUE | FALSE | 1 | None | None | Non-Condensing | Single-Stage | 35000 | 27300 |  |  | 72.2 | 64 | Federally-Regulated Consumer Product | 2017-03-01 |  | 2017-03-01
Fireplace Products International | Regency | E21-NG | Gravity Type Vented Room Heate | Natural Gas | Injection Type | TRUE | FALSE | 1 | None | None | Non-Condensing | Single-Stage | 23500 | 16215 |  |  | 64.7 | 63 | Federally-Regulated Consumer Product | 2017-03-01 |  | 2017-03-01
Fireplace Products International | Regency | H35-NG | Direct Vent Gravity Type Wall | Natural Gas | Injection Type | TRUE | FALSE | 1 | None | None | Non-Condensing | Single-Stage | 36000 | 27466 |  |  | 71.6 | 64 | Federally-Regulated Consumer Product | 2017-03-01 |  | 2017-03-01
Fireplace Products International | Regency | P121-NG | Direct Vent Gravity Type Wall | Natural Gas | No Match | TRUE | FALSE | 1 | None | None | Non-Condensing | Single-Stage | 40000 | 27200 |  |  | 64.2 | 64 | Federally-Regulated Consumer Product | 2017-03-01 |  | 2017-03-01
Fireplace Products International | Regency | P36D-NG | Direct Vent Gravity Type Wall | Natural Gas | Injection Type | TRUE | FALSE | 1 | None | None | Non-Condensing | Single-Stage | 30000 | 21546 |  |  | 66.6 | 64 | Federally-Regulated Consumer Product | 2017-03-01 |  | 2017-03-01
Fireplace Products International | Regency | H35-LP | Direct Vent Gravity Type Wall | LPG | No Match | TRUE | FALSE | 1 | None | None | Non-Condensing | Single-Stage | 34000 | 26350 |  |  | 73.1 | 64 | Federally-Regulated Consumer Product | 2017-03-01 |  | 2017-03-01
Fireplace Products International | Regency | E61-NG1 | Gravity Type Vented Room Heate | Natural Gas | Injection Type | TRUE | FALSE | 1 | None | None | Non-Condensing | Single-Stage | 38000 | 28652 |  |  | 71 | 64 | Federally-Regulated Consumer Product | 2017-03-01 |  | 2017-03-01
Fireplace Products International | Regency | HZ42STEPV-NG | Direct Vent Gravity Type Wall | Natural Gas | Luminous | FALSE | FALSE | 1 |  | None | Condensing | Single-Stage | 26000 | 17160 |  |  | 66 | 63 | Federally-Regulated Consumer Product | 2017-03-01 |  | 2017-03-01
Fireplace Products International | Regency | HZI540E-NG | Direct Vent Gravity Type Wall | Natural Gas | Luminous | FALSE | FALSE | 1 | None | None | Condensing | Single-Stage | 38000 | 27740 |  |  | 73 | 64 | Federally-Regulated Consumer Product | 2017-03-01 |  | 2017-03-01
Fireplace Products International | Regency | L676-NG1 | Direct Vent Gravity Type Wall | Natural Gas | Luminous | TRUE | FALSE | 1 | None | None | Non-Condensing | Single-Stage | 33000 | 21252 |  |  | 64.4 | 64 | Federally-Regulated Consumer Product | 2017-03-01 |  | 2017-03-01
Fireplace Products International | Regency | P40-NG | Direct Vent Gravity Type Wall | Natural Gas | Injection Type | TRUE | FALSE | 1 | None | None | Non-Condensing | Step Modulating | 45000 | 31815 |  |  | 70.7 | 64 | Federally-Regulated Consumer Product | 2017-03-01 |  | 2017-03-01
Fireplace Products International | Regency | P36-NG4 | Direct Vent Gravity Type Wall | Natural Gas | Luminous | TRUE | FALSE | 1 | None | None | Condensing | Single-Stage | 30000 | 20400 |  |  | 68 | 64 | Federally-Regulated Consumer Product | 2017-03-01 |  | 2017-03-01
Fireplace Products International | Regency | P48-LP | Direct Vent Gravity Type Wall | LPG | Injection Type | TRUE | FALSE | 1 | None | None | Non-Condensing | Single-Stage | 48000 | 31728 |  |  | 66.1 | 65 | Federally-Regulated Consumer Product | 2017-03-01 |  | 2017-03-01
Fireplace Products International | Regency | HZ965E-NG | Direct Vent Gravity Type Wall | Natural Gas | Luminous | FALSE | FALSE | 1 | None | None | Condensing | Single-Stage | 48000 | 34080 |  |  | 72 | 65 | Federally-Regulated Consumer Product | 2017-03-01 |  | 2017-03-01
Fireplace Products International | Regency | HZ42E-LP | Direct Vent Gravity Type Wall | LPG | Luminous | FALSE | FALSE | 1 | None | None | Condensing | Single-Stage | 24500 | 16660 |  |  | 66 | 63 | Federally-Regulated Consumer Product | 2017-03-01 |  | 2017-03-01
Fireplace Products International | Regency | HZ30E-NG | Direct Vent Gravity Type Wall | Natural Gas | Luminous | FALSE | FALSE | 1 | None | None | Condensing | Single-Stage | 14000 | 9310 |  |  | 66.5 | 61 | Federally-Regulated Consumer Product | 2017-03-01 |  | 2017-03-01
Fireplace Products International | Regency | U42-LP | Gravity Type Vented Room Heate | LPG | No Match | TRUE | FALSE | 1 | None | None | Non-Condensing | Single-Stage | 38000 | 30400 |  |  | 65.2 | 64 | Federally-Regulated Consumer Product | 2017-03-01 |  | 2017-03-01
Fireplace Products International | Regency | C34-NG2 | Direct Vent Gravity Type Wall | Natural Gas | No Match | TRUE | FALSE | 1 | None | None | Non-Condensing | Single-Stage | 33000 | 25000 |  |  | 64.7 | 64 | Federally-Regulated Consumer Product | 2017-03-01 |  | 2017-03-01
Fireplace Products International | Regency | H15-NG | Direct Vent Gravity Type Wall | Natural Gas | Injection Type | TRUE | FALSE | 1 | None | None | Non-Condensing | Single-Stage | 18000 | 11592 |  |  | 64.4 | 62 | Federally-Regulated Consumer Product | 2017-03-01 |  | 2017-03-01
Fireplace Products International | Regency | P36-LP3 | Direct Vent Gravity Type Wall | LPG | Injection Type | TRUE | FALSE | 1 | None | None | Non-Condensing | Single-Stage | 30000 | 22050 |  |  | 68.1 | 64 | Federally-Regulated Consumer Product | 2017-03-01 |  | 2017-03-01
Fireplace Products International | Regency | L390E-LP | Direct Vent Gravity Type Wall | LPG | Luminous | FALSE | FALSE | 1 | None | None | Condensing | Single-Stage | 31000 | 22630 |  |  | 73 | 64 | Federally-Regulated Consumer Product | 2017-03-01 |  | 2017-03-01
Fireplace Products International | Regency | P33R-NG2 | Direct Vent Gravity Type Wall | Natural Gas | No Match | TRUE | FALSE | 1 | None | None | Non-Condensing | Single-Stage | 21000 | 15603 |  |  | 65.5 | 63 | Federally-Regulated Consumer Product | 2017-03-01 |  | 2017-03-01
Fireplace Products International | Regency | G36D-LP | Direct Vent Gravity Type Wall | LPG | Injection Type | TRUE | FALSE | 1 | None | None | Non-Condensing | Single-Stage | 26000 | 18457 |  |  | 65.8 | 63 | Federally-Regulated Consumer Product | 2017-03-01 |  | 2017-03-01
Fireplace Products International | Regency | E21-NG | Gravity Type Vented Room Heate | Natural Gas | No Match | TRUE | FALSE | 1 | None | None | Non-Condensing | Single-Stage | 23500 | 16215 |  |  | 64.7 | 63 | Federally-Regulated Consumer Product | 2017-03-01 |  | 2017-03-01
Fireplace Products International | Regency | P42-NG2 | Direct Vent Gravity Type Wall | Natural Gas | Injection Type | TRUE | FALSE | 1 | None | None | Non-Condensing | Single-Stage | 35000 | 27300 |  |  | 72.2 | 64 | Federally-Regulated Consumer Product | 2017-03-01 |  | 2017-03-01
Fireplace Products International | Regency | C33-NG | Gravity Type Vented Room Heate | Natural Gas | No Match | TRUE | FALSE | 1 | None | None | Non-Condensing | Single-Stage | 33000 | 24600 |  |  | 67.3 | 64 | Federally-Regulated Consumer Product | 2017-03-01 |  | 2017-03-01
Fireplace Products International | Regency | P121-LP | Direct Vent Gravity Type Wall | LPG | No Match | TRUE | FALSE | 1 | None | None | Non-Condensing | Single-Stage | 39000 | 26637 |  |  | 64.9 | 64 | Federally-Regulated Consumer Product | 2017-03-01 |  | 2017-03-01
Fireplace Products International | Regency | P36-NG3 | Direct Vent Gravity Type Wall | Natural Gas | No Match | TRUE | FALSE | 1 | None | None | Non-Condensing | Single-Stage | 30000 | 21900 |  |  | 66.1 | 64 | Federally-Regulated Consumer Product | 2017-03-01 |  | 2017-03-01
Fireplace Products International | Regency | P33S-NG4 | Direct Vent Gravity Type Wall | Natural Gas | Luminous | TRUE | FALSE | 1 | None | None | Non-Condensing | Single-Stage | 17000 | 11000 |  |  | 64.8 | 62 | Federally-Regulated Consumer Product | 2017-03-01 |  | 2017-03-01
Fireplace Products International | Regency | P95-NG | Direct Vent Gravity Type Wall | Natural Gas | Injection Type | TRUE | FALSE | 1 | None | None | Non-Condensing | Single-Stage | 45000 | 32625 |  |  | 68.8 | 64 | Federally-Regulated Consumer Product | 2017-03-01 |  | 2017-03-01
Fireplace Products International | Regency | U41IN-NG | Gravity Type Vented Room Heate | Natural Gas | No Match | TRUE | FALSE | 1 | None | None | Non-Condensing | Single-Stage | 42000 | 33000 |  |  | 64.6 | 64 | Federally-Regulated Consumer Product | 2017-03-01 |  | 2017-03-01
Fireplace Products International | Regency | P90-NG | Direct Vent Gravity Type Wall | Natural Gas | No Match | TRUE | FALSE | 1 | None | None | Non-Condensing | Single-Stage | 35000 | 26320 |  |  | 70.3 | 64 | Federally-Regulated Consumer Product | 2017-03-01 |  | 2017-03-01
Fireplace Products International | Regency | HZ30E-LP | Direct Vent Gravity Type Wall | LPG | Luminous | FALSE | FALSE | 1 | None | None | Condensing | Single-Stage | 13000 | 8671 |  |  | 66.7 | 61 | Federally-Regulated Consumer Product | 2017-03-01 |  | 2017-03-01
Fireplace Products International | Regency | U37-NG | Direct Vent Gravity Type Wall | Natural Gas | No Match | TRUE | FALSE | 1 | None | None | Non-Condensing | Single-Stage | 30000 | 22260 |  |  | 68.9 | 64 | Federally-Regulated Consumer Product | 2017-03-01 |  | 2017-03-01
Fireplace Products International | Regency | U43-LP | Gravity Type Vented Room Heate | LPG | No Match | TRUE | FALSE | 1 | None | None | Non-Condensing | Single-Stage | 38000 | 30400 |  |  | 64.9 | 64 | Federally-Regulated Consumer Product | 2017-03-01 |  | 2017-03-01
Fireplace Products International | Regency | HZ40E-LP | Direct Vent Gravity Type Wall | LPG | Luminous | FALSE | FALSE | 1 | None | None | Condensing | Single-Stage | 25500 | 17340 |  |  | 68 | 63 | Federally-Regulated Consumer Product | 2017-03-01 |  | 2017-03-01
Fireplace Products International | Regency | B41XTE-LP1 | Direct Vent Gravity Type Wall | LPG | Luminous | FALSE | FALSE | 1 | None | None | Condensing | Single-Stage | 37500 | 24750 |  |  | 66 | 64 | Federally-Regulated Consumer Product | 2017-03-01 |  | 2017-03-01
Fireplace Products International | Regency | U45-NG | Gravity Type Vented Room Heate | Natural Gas | No Match | TRUE | FALSE | 1 | None | None | Non-Condensing | Single-Stage | 38000 | 28120 |  |  | 65.1 | 64 | Federally-Regulated Consumer Product | 2017-03-01 |  | 2017-03-01
Fireplace Products International | Regency | U41-NG3 | Gravity Type Vented Room Heate | Natural Gas | Injection Type | TRUE | FALSE | 1 | None | None | Non-Condensing | Single-Stage | 38000 | 27550 |  |  | 67.4 | 64 | Federally-Regulated Consumer Product | 2017-03-01 |  | 2017-03-01
Fireplace Products International | Regency | HZI390E-LP | Direct Vent Gravity Type Wall | LPG | Luminous | FALSE | FALSE | 1 | None | None | Condensing | Single-Stage | 31000 | 22010 |  |  | 71 | 64 | Federally-Regulated Consumer Product | 2017-03-01 |  | 2017-03-01
Fireplace Products International | Regency | L390E-NG | Direct Vent Gravity Type Wall | Natural Gas | Luminous | FALSE | FALSE | 1 | None | None | Condensing | Single-Stage | 31000 | 22320 |  |  | 72 | 64 | Federally-Regulated Consumer Product | 2017-03-01 |  | 2017-03-01
Fireplace Products International | Regency | B36XTE-NG | Direct Vent Gravity Type Wall | Natural Gas | Luminous | FALSE | FALSE | 1 | None | None | Condensing | Single-Stage | 31000 | 20460 |  |  | 64 | 64 | Federally-Regulated Consumer Product | 2017-03-01 |  | 2017-03-01
Fireplace Products International | Regency | HZ54-NG | Direct Vent Gravity Type Wall | Natural Gas | Luminous | TRUE | FALSE | 1 | None | None | Non-Condensing | Single-Stage | 41500 | 28695 |  |  | 67 | 64 | Federally-Regulated Consumer Product | 2017-03-01 |  | 2017-03-01
Fireplace Products International | Regency | P33SE-LP4 | Direct Vent Gravity Type Wall | LPG | Luminous | FALSE | FALSE | 1 | None | None | Condensing | Single-Stage | 15500 | 10075 |  |  | 65 | 62 | Federally-Regulated Consumer Product | 2017-03-01 |  | 2017-03-01
Fireplace Products International | Regency | P36E-LP4 | Direct Vent Gravity Type Wall | LPG | Luminous | FALSE | FALSE | 1 | None | None | Condensing | Single-Stage | 28500 | 19380 |  |  | 68 | 64 | Federally-Regulated Consumer Product | 2017-03-01 |  | 2017-03-01
Fireplace Products International | Regency | P33CE-NG | Direct Vent Gravity Type Wall | Natural Gas | Luminous | FALSE | FALSE | 1 | None | None | Condensing | Single-Stage | 20000 | 13400 |  |  | 67 | 63 | Federally-Regulated Consumer Product | 2017-03-01 |  | 2017-03-01
Fireplace Products International | Regency | C33-NG2 | Gravity Type Vented Room Heate | Natural Gas | No Match | TRUE | FALSE | 1 | None | None | Non-Condensing | Single-Stage | 33000 | 23021 |  |  | 64.3 | 64 | Federally-Regulated Consumer Product | 2017-03-01 |  | 2017-03-01
Fireplace Products International | Regency | HZ54E-LP | Direct Vent Gravity Type Wall | LPG | Luminous | FALSE | FALSE | 1 | None | None | Condensing | Single-Stage | 37000 | 26270 |  |  | 71 | 64 | Federally-Regulated Consumer Product | 2017-03-01 |  | 2017-03-01
Fireplace Products International | Regency | U43-NG | Gravity Type Vented Room Heate | Natural Gas | No Match | TRUE | FALSE | 1 | None | None | Non-Condensing | Single-Stage | 42000 | 33000 |  |  | 64.6 | 64 | Federally-Regulated Consumer Product | 2017-03-01 |  | 2017-03-01
Fireplace Products International | Regency | U31-LP2 | Gravity Type Vented Room Heate | LPG | No Match | TRUE | FALSE | 1 | None | None | Non-Condensing | Single-Stage | 27500 | 19400 |  |  | 64.7 | 64 | Federally-Regulated Consumer Product | 2017-03-01 |  | 2017-03-01
Fireplace Products International | Regency | B41XTE-NG1 | Direct Vent Gravity Type Wall | Natural Gas | Luminous | FALSE | FALSE | 1 | None | None | Condensing | Single-Stage | 42500 | 27625 |  |  | 66 | 64 | Federally-Regulated Consumer Product | 2017-03-01 |  | 2017-03-01
Fireplace Products International | Regency | HZ54EPV-NG | Direct Vent Gravity Type Wall | Natural Gas | Luminous | FALSE | FALSE | 1 |  | None | Condensing | Single-Stage | 41500 | 27805 |  |  | 67 | 64 | Federally-Regulated Consumer Product | 2017-03-01 |  | 2017-03-01
Fireplace Products International | Regency | P33S-LP4 | Direct Vent Gravity Type Wall | LPG | Luminous | TRUE | FALSE | 1 | None | None | Non-Condensing | Single-Stage | 15500 | 10137 |  |  | 65.4 | 62 | Federally-Regulated Consumer Product | 2017-03-01 |  | 2017-03-01
Fireplace Products International | Regency | U20-LP | Gravity Type Vented Room Heate | LPG | No Match | TRUE | FALSE | 1 | None | None | Non-Condensing | Single-Stage | 21000 | 16500 |  |  | 64 | 63 | Federally-Regulated Consumer Product | 2017-03-01 |  | 2017-03-01
Fireplace Products International | Regency | U32SE-NG5 | Direct Vent Gravity Type Wall | Natural Gas | Luminous | FALSE | FALSE | 1 | None | None | Condensing | Single-Stage | 24500 | 15680 |  |  | 64 | 63 | Federally-Regulated Consumer Product | 2017-03-01 |  | 2017-03-01
Fireplace Products International | Regency | U41-NG3 | Gravity Type Vented Room Heate | Natural Gas | No Match | TRUE | FALSE | 1 | None | None | Non-Condensing | Single-Stage | 38000 | 27550 |  |  | 67.4 | 64 | Federally-Regulated Consumer Product | 2017-03-01 |  | 2017-03-01
Fireplace Products International | Regency | U38-LP | Gravity Type Vented Room Heate | LPG | Injection Type | TRUE | FALSE | 1 | None | None | Non-Condensing | Single-Stage | 38000 | 26790 |  |  | 65.1 | 64 | Federally-Regulated Consumer Product | 2017-03-01 |  | 2017-03-01
Fireplace Products International | Regency | U41FS-LP | Gravity Type Vented Room Heate | LPG | No Match | TRUE | FALSE | 1 | None | None | Non-Condensing | Single-Stage | 38000 | 30400 |  |  | 64.9 | 64 | Federally-Regulated Consumer Product | 2017-03-01 |  | 2017-03-01
Fireplace Products International | Regency | U41-LP3 | Gravity Type Vented Room Heate | LPG | Injection Type | TRUE | FALSE | 1 | None | None | Non-Condensing | Single-Stage | 38000 | 27778 |  |  | 66.6 | 64 | Federally-Regulated Consumer Product | 2017-03-01 |  | 2017-03-01
Fireplace Products International | Regency | B41XT-LP | Direct Vent Gravity Type Wall | LPG | Luminous | TRUE | FALSE | 1 | None | None | Condensing | Single-Stage | 37500 | 24750 |  |  | 66 | 64 | Federally-Regulated Consumer Product | 2017-03-01 |  | 2017-03-01
Fireplace Products International | Regency | P33E-NG4 | Direct Vent Gravity Type Wall | Natural Gas | Luminous | FALSE | FALSE | 1 | None | None | Condensing | Single-Stage | 20000 | 13400 |  |  | 67 | 63 | Federally-Regulated Consumer Product | 2017-03-01 |  | 2017-03-01
Fireplace Products International | Regency | U31-NG2 | Gravity Type Vented Room Heate | Natural Gas | Injection Type | TRUE | FALSE | 1 | None | None | Non-Condensing | Single-Stage | 30000 | 21000 |  |  | 64.4 | 64 | Federally-Regulated Consumer Product | 2017-03-01 |  | 2017-03-01
Fireplace Products International | Regency | P33E-LP4 | Direct Vent Gravity Type Wall | LPG | Luminous | FALSE | FALSE | 1 | None | None | Condensing | Single-Stage | 20000 | 13400 |  |  | 67 | 63 | Federally-Regulated Consumer Product | 2017-03-01 |  | 2017-03-01
Fireplace Products International | Regency | P33SE-NG4 | Direct Vent Gravity Type Wall | Natural Gas | Luminous | FALSE | FALSE | 1 | None | None | Condensing | Single-Stage | 17000 | 11050 |  |  | 65 | 62 | Federally-Regulated Consumer Product | 2017-03-01 |  | 2017-03-01
Fireplace Products International | Regency | U38-LP | Gravity Type Vented Room Heate | LPG | No Match | TRUE | FALSE | 1 | None | None | Non-Condensing | Single-Stage | 38000 | 26790 |  |  | 65.1 | 64 | Federally-Regulated Consumer Product | 2017-03-01 |  | 2017-03-01
Fireplace Products International | Regency | U20-NG | Gravity Type Vented Room Heate | Natural Gas | No Match | TRUE | FALSE | 1 | None | None | Non-Condensing | Single-Stage | 21000 | 16500 |  |  | 64 | 63 | Federally-Regulated Consumer Product | 2017-03-01 |  | 2017-03-01
Fireplace Products International | Regency | HZ42ST-NG | Direct Vent Gravity Type Wall | Natural Gas | Luminous | TRUE | FALSE | 1 | None | None | Condensing | Single-Stage | 26000 | 18200 |  |  | 66 | 63 | Federally-Regulated Consumer Product | 2017-03-01 |  | 2017-03-01
Fireplace Products International | Regency | U31-LP2 | Gravity Type Vented Room Heate | LPG | Injection Type | TRUE | FALSE | 1 | None | None | Non-Condensing | Single-Stage | 30000 | 24000 |  |  | 64.7 | 64 | Federally-Regulated Consumer Product | 2017-03-01 |  | 2017-03-01
Fireplace Products International | Regency | B36X-LP | Direct Vent Gravity Type Wall | LPG | Luminous | TRUE | FALSE | 1 | None | None | Non-Condensing | Single-Stage | 17500 | 11603 |  |  | 66.3 | 62 | Federally-Regulated Consumer Product | 2017-03-01 |  | 2017-03-01
Fireplace Products International | Regency | P42-LP2 | Direct Vent Gravity Type Wall | LPG | Injection Type | TRUE | FALSE | 1 | None | None | Non-Condensing | Single-Stage | 35000 | 26950 |  |  | 72.4 | 64 | Federally-Regulated Consumer Product | 2017-03-01 |  | 2017-03-01
Fireplace Products International | Regency | B41XTCE-NG | Direct Vent Gravity Type Wall | Natural Gas | Luminous | FALSE | FALSE | 1 | None | None | Condensing | Single-Stage | 42500 | 28050 |  |  | 66 | 64 | Federally-Regulated Consumer Product | 2017-03-01 |  | 2017-03-01
Fireplace Products International | Regency | E33S-LP | Direct Vent Gravity Type Wall | Natural Gas | Luminous | TRUE | FALSE | 1 | None | None | Non-Condensing | Single-Stage | 23000 | 16537 |  |  | 69.6 | 63 | Federally-Regulated Consumer Product | 2017-03-01 |  | 2017-03-01
Fireplace Products International | Regency | 365-NG1 | Gravity Type Vented Room Heate | Natural Gas | Injection Type | TRUE | FALSE | 1 | None | None | Non-Condensing | Single-Stage | 38000 | 27740 |  |  | 68.3 | 64 | Federally-Regulated Consumer Product | 2017-03-01 |  | 2017-03-01
Fireplace Products International | Regency | L234-NG | Direct Vent Gravity Type Wall | LPG | Luminous | TRUE | FALSE | 1 | None | None | Non-Condensing | Single-Stage | 21500 | 15136 |  |  | 70.4 | 63 | Federally-Regulated Consumer Product | 2017-03-01 |  | 2017-03-01
Fireplace Products International | Regency | HZ42STE-NG | Direct Vent Gravity Type Wall | Natural Gas | Luminous | FALSE | FALSE | 1 | None | None | Condensing | Single-Stage | 26000 | 17160 |  |  | 66 | 63 | Federally-Regulated Consumer Product | 2017-03-01 |  | 2017-03-01
Fireplace Products International | Regency | P33R-NG2 | Direct Vent Gravity Type Wall | Natural Gas | Injection Type | TRUE | FALSE | 1 | None | None | Non-Condensing | Single-Stage | 21000 | 15603 |  |  | 65.5 | 63 | Federally-Regulated Consumer Product | 2017-03-01 |  | 2017-03-01
Fireplace Products International | Regency | U38-NG | Gravity Type Vented Room Heate | Natural Gas | No Match | TRUE | FALSE | 1 | None | None | Non-Condensing | Single-Stage | 40000 | 28000 |  |  | 64.5 | 64 | Federally-Regulated Consumer Product | 2017-03-01 |  | 2017-03-01
Fireplace Products International | Regency | C34-LP2 | Gravity Type Vented Room Heate | LPG | Injection Type | TRUE | FALSE | 1 | None | None | Non-Condensing | Single-Stage | 33000 | 25700 |  |  | 68.9 | 64 | Federally-Regulated Consumer Product | 2017-03-01 |  | 2017-03-01
Fireplace Products International | Regency | HZ42ST-LP | Direct Vent Gravity Type Wall | LPG | Luminous | TRUE | FALSE | 1 | None | None | Condensing | Single-Stage | 24500 | 17150 |  |  | 67 | 63 | Federally-Regulated Consumer Product | 2017-03-01 |  | 2017-03-01
Fireplace Products International | Regency | P36-LP3 | Direct Vent Gravity Type Wall | LPG | No Match | TRUE | FALSE | 1 | None | None | Non-Condensing | Single-Stage | 30000 | 22050 |  |  | 68.1 | 64 | Federally-Regulated Consumer Product | 2017-03-01 |  | 2017-03-01
Fireplace Products International | Regency | G36D-NG | Direct Vent Gravity Type Wall | Natural Gas | Injection Type | TRUE | FALSE | 1 | None | None | Non-Condensing | Single-Stage | 26000 | 17883 |  |  | 63.1 | 63 | Federally-Regulated Consumer Product | 2017-03-01 |  | 2017-03-01
Fireplace Products International | Regency | C34-NG2 | Gravity Type Vented Room Heate | Natural Gas | Injection Type | TRUE | FALSE | 1 | None | None | Non-Condensing | Single-Stage | 33000 | 25000 |  |  | 64.7 | 64 | Federally-Regulated Consumer Product | 2017-03-01 |  | 2017-03-01
Fireplace Products International | Regency | U39-LP | Direct Vent Gravity Type Wall | LPG | No Match | TRUE | FALSE | 1 | None | None | Non-Condensing | Single-Stage | 38000 | 29754 |  |  | 73.4 | 64 | Federally-Regulated Consumer Product | 2017-03-01 |  | 2017-03-01
Fireplace Products International | Regency | HZ965E-LP | Direct Vent Gravity Type Wall | LPG | Luminous | FALSE | FALSE | 1 | None | None | Condensing | Single-Stage | 48000 | 34080 |  |  | 72 | 65 | Federally-Regulated Consumer Product | 2017-03-01 |  | 2017-03-01
Fireplace Products International | Regency | U37-LP | Direct Vent Gravity Type Wall | LPG | No Match | TRUE | FALSE | 1 | None | None | Non-Condensing | Single-Stage | 30000 | 22530 |  |  | 70.6 | 64 | Federally-Regulated Consumer Product | 2017-03-01 |  | 2017-03-01
Fireplace Products International | Regency | H25-NG | Direct Vent Gravity Type Wall | Natural Gas | No Match | TRUE | FALSE | 1 | None | None | Non-Condensing | Single-Stage | 25000 | 17550 |  |  | 64.1 | 63 | Federally-Regulated Consumer Product | 2017-03-01 |  | 2017-03-01
Fireplace Products International | Regency | HZ42-LP | Direct Vent Gravity Type Wall | LPG | Luminous | TRUE | FALSE | 1 | None | None | Condensing | Single-Stage | 24500 | 16660 |  |  | 66 | 63 | Federally-Regulated Consumer Product | 2017-03-01 |  | 2017-03-01
Fireplace Products International | Regency | C33-LP2 | Gravity Type Vented Room Heate | LPG | Injection Type | TRUE | FALSE | 1 | None | None | Non-Condensing | Single-Stage | 33000 | 23100 |  |  | 64.1 | 64 | Federally-Regulated Consumer Product | 2017-03-01 |  | 2017-03-01
Fireplace Products International | Regency | P131-LP | Direct Vent Gravity Type Wall | LPG | Injection Type | TRUE | FALSE | 1 | None | None | Non-Condensing | Single-Stage | 39000 | 26637 |  |  | 64.9 | 64 | Federally-Regulated Consumer Product | 2017-03-01 |  | 2017-03-01
Fireplace Products International | Regency | E61-NG1 | Direct Vent Gravity Type Wall | Natural Gas | No Match | TRUE | FALSE | 1 | None | None | Non-Condensing | Single-Stage | 38000 | 28652 |  |  | 71 | 64 | Federally-Regulated Consumer Product | 2017-03-01 |  | 2017-03-01
Fireplace Products International | Regency | B36X-NG | Direct Vent Gravity Type Wall | Natural Gas | Luminous | TRUE | FALSE | 1 | None | None | Non-Condensing | Single-Stage | 18500 | 11951 |  |  | 64.6 | 62 | Federally-Regulated Consumer Product | 2017-03-01 |  | 2017-03-01
Fireplace Products International | Regency | C34-LP2 | Direct Vent Gravity Type Wall | LPG | No Match | TRUE | FALSE | 1 | None | None | Non-Condensing | Single-Stage | 33000 | 25700 |  |  | 68.9 | 64 | Federally-Regulated Consumer Product | 2017-03-01 |  | 2017-03-01
Fireplace Products International | Regency | P131-LP | Direct Vent Gravity Type Wall | LPG | No Match | TRUE | FALSE | 1 | None | None | Non-Condensing | Single-Stage | 39000 | 26637 |  |  | 64.9 | 64 | Federally-Regulated Consumer Product | 2017-03-01 |  | 2017-03-01
Fireplace Products International | Regency | U35-NG | Direct Vent Gravity Type Wall | Natural Gas | No Match | TRUE | FALSE | 1 | None | None | Non-Condensing | Single-Stage | 35000 | 26300 |  |  | 64.1 | 64 | Federally-Regulated Consumer Product | 2017-03-01 |  | 2017-03-01
Fireplace Products International | Regency | HZI234-LP | Direct Vent Gravity Type Wall | LPG | Luminous | FALSE | FALSE | 1 | None | None | Condensing | Single-Stage | 15000 | 9450 |  |  | 63 | 61 | Federally-Regulated Consumer Product | 2017-03-01 |  | 2017-03-01
Fireplace Products International | Regency | U41DVF-LP | Direct Vent Gravity Type Wall | LPG | No Match | TRUE | FALSE | 1 | None | None | Non-Condensing | Single-Stage | 33000 | 24090 |  |  | 64.8 | 64 | Federally-Regulated Consumer Product | 2017-03-01 |  | 2017-03-01
Fireplace Products International | Regency | HZ54E-NG | Direct Vent Gravity Type Wall | Natural Gas | Luminous | FALSE | FALSE | 1 | None | None | Condensing | Single-Stage | 41500 | 27805 |  |  | 67 | 64 | Federally-Regulated Consumer Product | 2017-03-01 |  | 2017-03-01
Fireplace Products International | Regency | P131-NG | Direct Vent Gravity Type Wall | Natural Gas | Injection Type | TRUE | FALSE | 1 | None | None | Non-Condensing | Single-Stage | 40000 | 27200 |  |  | 64.2 | 64 | Federally-Regulated Consumer Product | 2017-03-01 |  | 2017-03-01
Fireplace Products International | Regency | U46-LP | Direct Vent Gravity Type Wall | LPG | No Match | TRUE | FALSE | 1 | None | None | Non-Condensing | Single-Stage | 33000 | 24090 |  |  | 64.8 | 64 | Federally-Regulated Consumer Product | 2017-03-01 |  | 2017-03-01
Fireplace Products International | Regency | U39-NG | Direct Vent Gravity Type Wall | Natural Gas | No Match | TRUE | FALSE | 1 | None | None | Non-Condensing | Single-Stage | 38000 | 29640 |  |  | 73.2 | 64 | Federally-Regulated Consumer Product | 2017-03-01 |  | 2017-03-01
Fireplace Products International | Regency | P33CE-LP | Direct Vent Gravity Type Wall | LPG | Luminous | FALSE | FALSE | 1 | None | None | Condensing | Single-Stage | 20000 | 13400 |  |  | 67 | 63 | Federally-Regulated Consumer Product | 2017-03-01 |  | 2017-03-01
Fireplace Products International | Regency | L900-NG1 | Direct Vent Gravity Type Wall | Natural Gas | Luminous | TRUE | FALSE | 1 | None | None | Non-Condensing | Single-Stage | 41500 | 26851 |  |  | 64.7 | 64 | Federally-Regulated Consumer Product | 2017-03-01 |  | 2017-03-01
Fireplace Products International | Regency | GR57H | Gravity Type Vented Room Heate | Natural Gas | No Match | FALSE | FALSE | 1 | None | None | Non-Condensing | Single-Stage | 26250 | 18375 |  |  | 70 | 63 | Federally-Regulated Consumer Product | 2017-03-01 |  | 2017-03-01
Fireplace Products International | Regency | L965E-NG | Direct Vent Gravity Type Wall | Natural Gas | Luminous | FALSE | FALSE | 1 | None | None | Condensing | Single-Stage | 48000 | 34080 |  |  | 72 | 65 | Federally-Regulated Consumer Product | 2017-03-01 |  | 2017-03-01
Fireplace Products International | Regency | E21-LP | Gravity Type Vented Room Heate | LPG | Injection Type | TRUE | FALSE | 1 | None | None | Non-Condensing | Single-Stage | 22500 | 15638 |  |  | 65.1 | 63 | Federally-Regulated Consumer Product | 2017-03-01 |  | 2017-03-01
Fireplace Products International | Regency | U41FS-NG | Gravity Type Vented Room Heate | Natural Gas | No Match | TRUE | FALSE | 1 | None | None | Non-Condensing | Single-Stage | 42000 | 33000 |  |  | 64.6 | 64 | Federally-Regulated Consumer Product | 2017-03-01 |  | 2017-03-01
Fireplace Products International | Regency | U44-NG | Gravity Type Vented Room Heate | Natural Gas | No Match | TRUE | FALSE | 1 | None | None | Non-Condensing | Single-Stage | 42000 | 33000 |  |  | 64.6 | 64 | Federally-Regulated Consumer Product | 2017-03-01 |  | 2017-03-01
Fireplace Products International | Regency | U35-LP | Direct Vent Gravity Type Wall | LPG | No Match | TRUE | FALSE | 1 | None | None | Non-Condensing | Single-Stage | 35000 | 27000 |  |  | 68.2 | 64 | Federally-Regulated Consumer Product | 2017-03-01 |  | 2017-03-01
Fireplace Products International | Regency | U41DVF-NG | Direct Vent Gravity Type Wall | Natural Gas | No Match | TRUE | FALSE | 1 | None | None | Non-Condensing | Single-Stage | 38000 | 28120 |  |  | 65.1 | 64 | Federally-Regulated Consumer Product | 2017-03-01 |  | 2017-03-01
Fireplace Products International | Regency | P42-LP | Direct Vent Gravity Type Wall | LPG | No Match | TRUE | FALSE | 1 | None | None | Non-Condensing | Single-Stage | 35000 | 25550 |  |  | 68.6 | 64 | Federally-Regulated Consumer Product | 2017-03-01 |  | 2017-03-01
Fireplace Products International | Regency | H15-LP | Direct Vent Gravity Type Wall | LPG | Injection Type | TRUE | FALSE | 1 | None | None | Non-Condensing | Single-Stage | 18000 | 11556 |  |  | 64.2 | 62 | Federally-Regulated Consumer Product | 2017-03-01 |  | 2017-03-01
Fireplace Products International | Regency | E33S-NG | Direct Vent Gravity Type Wall | Natural Gas | Luminous | TRUE | FALSE | 1 | None | None | Non-Condensing | Single-Stage | 26000 | 18090 |  |  | 67.4 | 63 | Federally-Regulated Consumer Product | 2017-03-01 |  | 2017-03-01
Fireplace Products International | Regency | HZ42E-NG | Direct Vent Gravity Type Wall | Natural Gas | Luminous | FALSE | FALSE | 1 | None | None | Condensing | Single-Stage | 26000 | 17680 |  |  | 65 | 63 | Federally-Regulated Consumer Product | 2017-03-01 |  | 2017-03-01
Fireplace Products International | Regency | C34-LP | Direct Vent Gravity Type Wall | LPG | No Match | TRUE | FALSE | 1 | None | None | Non-Condensing | Single-Stage | 33000 | 26100 |  |  | 65.2 | 64 | Federally-Regulated Consumer Product | 2017-03-01 |  | 2017-03-01
Fireplace Products International | Regency | HZ42STE-LP | Direct Vent Gravity Type Wall | LPG | Luminous | FALSE | FALSE | 1 | None | None | Condensing | Single-Stage | 24500 | 16905 |  |  | 69 | 63 | Federally-Regulated Consumer Product | 2017-03-01 |  | 2017-03-01
Fireplace Products International | Regency | U44-LP | Gravity Type Vented Room Heate | LPG | No Match | TRUE | FALSE | 1 | None | None | Non-Condensing | Single-Stage | 38000 | 30400 |  |  | 64.9 | 64 | Federally-Regulated Consumer Product | 2017-03-01 |  | 2017-03-01
Fireplace Products International | Regency | HZ42-NG | Direct Vent Gravity Type Wall | Natural Gas | Luminous | TRUE | FALSE | 1 | None | None | Condensing | Single-Stage | 26000 | 17680 |  |  | 65 | 63 | Federally-Regulated Consumer Product | 2017-03-01 |  | 2017-03-01
Fireplace Products International | Regency | P36-LP4 | Direct Vent Gravity Type Wall | LPG | Luminous | TRUE | FALSE | 1 | None | None | Condensing | Single-Stage | 30000 | 20400 |  |  | 68 | 64 | Federally-Regulated Consumer Product | 2017-03-01 |  | 2017-03-01
Fireplace Products International | Regency | B36XT-NG | Direct Vent Gravity Type Wall | Natural Gas | Luminous | TRUE | FALSE | 1 | None | None | Condensing | Single-Stage | 31000 | 22010 |  |  | 66 | 64 | Federally-Regulated Consumer Product | 2017-03-01 |  | 2017-03-01
Fireplace Products International | Regency | P36D-LP | Direct Vent Gravity Type Wall | LPG | Injection Type | TRUE | FALSE | 1 | None | None | Non-Condensing | Single-Stage | 30000 | 21915 |  |  | 68.4 | 64 | Federally-Regulated Consumer Product | 2017-03-01 |  | 2017-03-01
Fireplace Products International | Regency | P332-LP2 | Direct Vent Gravity Type Wall | LPG | No Match | TRUE | FALSE | 1 | None | None | Non-Condensing | Single-Stage | 21000 | 16170 |  |  | 67.2 | 63 | Federally-Regulated Consumer Product | 2017-03-01 |  | 2017-03-01
Fireplace Products International | Regency | T25-NG | Direct Vent Gravity Type Wall | Natural Gas | Injection Type | TRUE | FALSE | 1 | None | None | Non-Condensing | Single-Stage | 25000 | 18875 |  |  | 65.4 | 63 | Federally-Regulated Consumer Product | 2017-03-01 |  | 2017-03-01
Fireplace Products International | Regency | L965E-LP | Direct Vent Gravity Type Wall | LPG | Luminous | FALSE | FALSE | 1 | None | None | Condensing | Single-Stage | 48000 | 34080 |  |  | 72 | 65 | Federally-Regulated Consumer Product | 2017-03-01 |  | 2017-03-01
Fireplace Products International | Regency | HZI390E-NG | Direct Vent Gravity Type Wall | Natural Gas | Luminous | FALSE | FALSE | 1 | None | None | Condensing | Single-Stage | 31000 | 22320 |  |  | 72 | 64 | Federally-Regulated Consumer Product | 2017-03-01 |  | 2017-03-01
Fireplace Products International | Regency | U45-LP | Direct Vent Gravity Type Wall | LPG | No Match | TRUE | FALSE | 1 | None | None | Non-Condensing | Single-Stage | 38000 | 27797 |  |  | 66.6 | 64 | Federally-Regulated Consumer Product | 2017-03-01 |  | 2017-03-01
Fireplace Products International | Regency | E33-NG | Direct Vent Gravity Type Wall | Natural Gas | Injection Type | TRUE | FALSE | 1 | None | None | Non-Condensing | Single-Stage | 38000 | 24369 |  |  | 64.2 | 64 | Federally-Regulated Consumer Product | 2017-03-01 |  | 2017-03-01
Fireplace Products International | Regency | H25-LP | Direct Vent Gravity Type Wall | LPG | No Match | TRUE | FALSE | 1 | None | None | Non-Condensing | Single-Stage | 23000 | 16170 |  |  | 64.5 | 63 | Federally-Regulated Consumer Product | 2017-03-01 |  | 2017-03-01
Fireplace Products International | Regency | HZ40E-NG | Direct Vent Gravity Type Wall | Natural Gas | Luminous | FALSE | FALSE | 1 | None | None | Condensing | Single-Stage | 26000 | 17420 |  |  | 67 | 63 | Federally-Regulated Consumer Product | 2017-03-01 |  | 2017-03-01
Fireplace Products International | Regency | U32-LP2 | Direct Vent Gravity Type Wall | LPG | No Match | TRUE | FALSE | 1 | None | None | Non-Condensing | Single-Stage | 30000 | 24000 |  |  | 65.6 | 64 | Federally-Regulated Consumer Product | 2017-03-01 |  | 2017-03-01
Fireplace Products International | Regency | L900-LP1 | Direct Vent Gravity Type Wall | LPG | Luminous | TRUE | FALSE | 1 | None | None | Non-Condensing | Single-Stage | 38500 | 25525 |  |  | 66.3 | 64 | Federally-Regulated Consumer Product | 2017-03-01 |  | 2017-03-01
Fireplace Products International | Regency | HZ33CE-LP | Direct Vent Gravity Type Wall | LPG | Luminous | FALSE | FALSE | 1 | None | None | Condensing | Single-Stage | 15500 | 10075 |  |  | 65 | 62 | Federally-Regulated Consumer Product | 2017-03-01 |  | 2017-03-01
Fireplace Products International | Regency | B36XT-LP | Direct Vent Gravity Type Wall | Natural Gas | Luminous | TRUE | FALSE | 1 | None | None | Condensing | Single-Stage | 31000 | 22010 |  |  | 67 | 64 | Federally-Regulated Consumer Product | 2017-03-01 |  | 2017-03-01
Fireplace Products International | Regency | L540E-NG | Direct Vent Gravity Type Wall | Natural Gas | Luminous | FALSE | FALSE | 1 | None | None | Condensing | Single-Stage | 38000 | 27740 |  |  | 73 | 64 | Federally-Regulated Consumer Product | 2017-03-01 |  | 2017-03-01
Fireplace Products International | Regency | U31-NG2 | Gravity Type Vented Room Heate | Natural Gas | No Match | TRUE | FALSE | 1 | None | None | Non-Condensing | Single-Stage | 30000 | 21000 |  |  | 64.4 | 64 | Federally-Regulated Consumer Product | 2017-03-01 |  | 2017-03-01
Fireplace Products International | Regency | U32E-LP5 | Direct Vent Gravity Type Wall | LPG | Luminous | FALSE | FALSE | 1 | None | None | Condensing | Single-Stage | 27000 | 18090 |  |  | 67 | 63 | Federally-Regulated Consumer Product | 2017-03-01 |  | 2017-03-01
Fireplace Products International | Regency | E21-LP | Gravity Type Vented Room Heate | LPG | No Match | TRUE | FALSE | 1 | None | None | Non-Condensing | Single-Stage | 22500 | 15638 |  |  | 65.1 | 63 | Federally-Regulated Consumer Product | 2017-03-01 |  | 2017-03-01
Fireplace Products International | Regency | HZ42STEPV-LP | Direct Vent Gravity Type Wall | LPG | Luminous | FALSE | FALSE | 1 |  | None | Condensing | Single-Stage | 24500 | 16905 |  |  | 69 | 63 | Federally-Regulated Consumer Product | 2017-03-01 |  | 2017-03-01
Fireplace Products International | Regency | HZI234-NG | Direct Vent Gravity Type Wall | Natural Gas | Luminous | FALSE | FALSE | 1 | None | None | Condensing | Single-Stage | 16500 | 10395 |  |  | 63 | 62 | Federally-Regulated Consumer Product | 2017-03-01 |  | 2017-03-01
Fireplace Products International | Regency | U41-LP3 | Gravity Type Vented Room Heate | LPG | No Match | TRUE | FALSE | 1 | None | None | Non-Condensing | Single-Stage | 38000 | 27778 |  |  | 66.6 | 64 | Federally-Regulated Consumer Product | 2017-03-01 |  | 2017-03-01
Fireplace Products International | Regency | C34-NG | Direct Vent Gravity Type Wall | Natural Gas | No Match | TRUE | FALSE | 1 | None | None | Non-Condensing | Single-Stage | 33000 | 25600 |  |  | 65.1 | 64 | Federally-Regulated Consumer Product | 2017-03-01 |  | 2017-03-01
Fireplace Products International | Regency | U41-NG | Gravity Type Vented Room Heate | Natural Gas | No Match | TRUE | FALSE | 1 | None | None | Non-Condensing | Single-Stage | 42000 | 33000 |  |  | 64.6 | 64 | Federally-Regulated Consumer Product | 2017-03-01 |  | 2017-03-01
Fireplace Products International | Regency | L540E-LP | Direct Vent Gravity Type Wall | LPG | Luminous | FALSE | FALSE | 1 | None | None | Condensing | Single-Stage | 38000 | 28500 |  |  | 75 | 64 | Federally-Regulated Consumer Product | 2017-03-01 |  | 2017-03-01
Fireplace Products International | Regency | U32-NG2 | Direct Vent Gravity Type Wall | Natural Gas | No Match | TRUE | FALSE | 1 | None | None | Non-Condensing | Single-Stage | 30000 | 23400 |  |  | 64.3 | 64 | Federally-Regulated Consumer Product | 2017-03-01 |  | 2017-03-01
Fireplace Products International | Regency | P40-LP | Direct Vent Gravity Type Wall | LPG | Injection Type | TRUE | FALSE | 1 | None | None | Non-Condensing | Step Modulating | 40000 | 29160 |  |  | 72.9 | 64 | Federally-Regulated Consumer Product | 2017-03-01 |  | 2017-03-01
Fireplace Products International | Regency | P42-NG | Direct Vent Gravity Type Wall | Natural Gas | No Match | TRUE | FALSE | 1 | None | None | Non-Condensing | Single-Stage | 35000 | 25550 |  |  | 68.1 | 64 | Federally-Regulated Consumer Product | 2017-03-01 |  | 2017-03-01
Fireplace Products International | Regency | U32-LP2 | Direct Vent Gravity Type Wall | LPG | Injection Type | TRUE | FALSE | 1 | None | None | Non-Condensing | Single-Stage | 30000 | 24000 |  |  | 65.6 | 64 | Federally-Regulated Consumer Product | 2017-03-01 |  | 2017-03-01
Fireplace Products International | Regency | HZI540E-LP | Direct Vent Gravity Type Wall | LPG | Luminous | FALSE | FALSE | 1 | None | None | Condensing | Single-Stage | 38000 | 28500 |  |  | 75 | 64 | Federally-Regulated Consumer Product | 2017-03-01 |  | 2017-03-01
Fireplace Products International | Regency | P42-LP2 | Direct Vent Gravity Type Wall | LPG | No Match | TRUE | FALSE | 1 | None | None | Non-Condensing | Single-Stage | 35000 | 26950 |  |  | 72.4 | 64 | Federally-Regulated Consumer Product | 2017-03-01 |  | 2017-03-01
Fireplace Products International | Regency | P121-LP | Direct Vent Gravity Type Wall | LPG | Injection Type | TRUE | FALSE | 1 | None | None | Non-Condensing | Single-Stage | 39000 | 26637 |  |  | 64.9 | 64 | Federally-Regulated Consumer Product | 2017-03-01 |  | 2017-03-01
Fireplace Products International | Regency | H27-LP | Direct Vent Gravity Type Wall | LPG | Luminous | TRUE | FALSE | 1 | None | None | Condensing | Single-Stage | 23000 | 16170 |  |  | 64.5 | 63 | Federally-Regulated Consumer Product | 2017-03-01 |  | 2017-03-01
Fireplace Products International | Regency | U31-NG | Gravity Type Vented Room Heate | Natural Gas | No Match | TRUE | FALSE | 1 | None | None | Non-Condensing | Single-Stage | 30000 | 22800 |  |  | 66.1 | 64 | Federally-Regulated Consumer Product | 2017-03-01 |  | 2017-03-01
Fireplace Products International | Regency | P36-NG3 | Direct Vent Gravity Type Wall | Natural Gas | Injection Type | TRUE | FALSE | 1 | None | None | Non-Condensing | Single-Stage | 30000 | 21900 |  |  | 66.1 | 64 | Federally-Regulated Consumer Product | 2017-03-01 |  | 2017-03-01
Fireplace Products International | Regency | P90-NG | Direct Vent Gravity Type Wall | Natural Gas | Injection Type | TRUE | FALSE | 1 | None | None | Non-Condensing | Single-Stage | 35000 | 26320 |  |  | 70.3 | 64 | Federally-Regulated Consumer Product | 2017-03-01 |  | 2017-03-01
Fireplace Products International | Regency | H35-LP | Direct Vent Gravity Type Wall | LPG | Injection Type | TRUE | FALSE | 1 | None | None | Non-Condensing | Single-Stage | 34000 | 26350 |  |  | 73.1 | 64 | Federally-Regulated Consumer Product | 2017-03-01 |  | 2017-03-01
Fireplace Products International | Regency | U46-NG | Direct Vent Gravity Type Wall | Natural Gas | No Match | TRUE | FALSE | 1 | None | None | Non-Condensing | Single-Stage | 38000 | 28120 |  |  | 65.1 | 64 | Federally-Regulated Consumer Product | 2017-03-01 |  | 2017-03-01
Fireplace Products International | Regency | U38-NG | Gravity Type Vented Room Heate | Natural Gas | Injection Type | TRUE | FALSE | 1 | None | None | Non-Condensing | Single-Stage | 40000 | 28000 |  |  | 64.5 | 64 | Federally-Regulated Consumer Product | 2017-03-01 |  | 2017-03-01
Fireplace Products International | Regency | E65-NG1 | Direct Vent Gravity Type Wall | Natural Gas | No Match | TRUE | FALSE | 1 | None | None | Non-Condensing | Single-Stage | 38000 | 27740 |  |  | 68.3 | 64 | Federally-Regulated Consumer Product | 2017-03-01 |  | 2017-03-01
Fireplace Products International | Regency | C33-NG2 | Gravity Type Vented Room Heate | Natural Gas | Injection Type | TRUE | FALSE | 1 | None | None | Non-Condensing | Single-Stage | 33000 | 23021 |  |  | 64.3 | 64 | Federally-Regulated Consumer Product | 2017-03-01 |  | 2017-03-01
Fireplace Products International | Regency | U41IN-LP | Gravity Type Vented Room Heate | LPG | No Match | TRUE | FALSE | 1 | None | None | Non-Condensing | Single-Stage | 38000 | 30400 |  |  | 65.2 | 64 | Federally-Regulated Consumer Product | 2017-03-01 |  | 2017-03-01
HearthStone | Soapstone | 8702 | Gravity Type Vented Room Heate | Natural Gas | Injection Type | FALSE | FALSE | 1 | None | None | Non-Condensing | Step Modulating | 25000 | 17350 |  |  | 64.6 | 63 | Federally-Regulated Consumer Product | 2017-03-06 |  | 2017-03-06
HearthStone | Soapstone | 8532 | Gravity Type Vented Room Heate | Natural Gas | Injection Type | TRUE | FALSE | 1 | None | None | Non-Condensing | Two-Stage Modulating | 33000 | 26600 |  |  | 70 | 64 | Federally-Regulated Consumer Product | 2017-03-06 |  | 2017-03-06
HearthStone | Contemporary | 8180 | Gravity Type Vented Room Heate | Natural Gas | Injection Type | TRUE | FALSE | 1 | None | None | Non-Condensing | Single-Stage | 26500 | 19600 |  |  | 64.5 | 63 | Federally-Regulated Consumer Product | 2017-03-06 |  | 2017-03-06
HearthStone | Cast Iron | 8850 | Gravity Type Vented Room Heate | LPG | Injection Type | FALSE | FALSE | 1 | None | None | Non-Condensing | Step Modulating | 38000 | 24814 |  |  | 65.3 | 64 | Federally-Regulated Consumer Product | 2017-03-06 |  | 2017-03-06
HearthStone | Soapstone | 8890 | Gravity Type Vented Room Heate | LPG | Injection Type | TRUE | FALSE | 1 | None | None | Non-Condensing | Two-Stage Modulating | 33000 | 26200 |  |  | 71.1 | 64 | Federally-Regulated Consumer Product | 2017-03-06 |  | 2017-03-06
HearthStone | Contemporary | 8160 | Gravity Type Vented Room Heate | LPG | Injection Type | TRUE | FALSE | 1 | None | None | Non-Condensing | Single-Stage | 26500 | 20200 |  |  | 67.4 | 63 | Federally-Regulated Consumer Product | 2017-03-06 |  | 2017-03-06
HearthStone | Cast Iron | 8322 | Gravity Type Vented Room Heate | Natural Gas | Injection Type | FALSE | FALSE | 1 | None | None | Non-Condensing | Step Modulating | 25000 | 17350 |  |  | 64.6 | 63 | Federally-Regulated Consumer Product | 2017-03-06 |  | 2017-03-06
HearthStone | Contemporary | 8140 | Gravity Type Vented Room Heate | Natural Gas | Injection Type | TRUE | FALSE | 1 | None | None | Non-Condensing | Single-Stage | 26500 | 20400 |  |  | 64.6 | 63 | Federally-Regulated Consumer Product | 2017-03-06 |  | 2017-03-06
HearthStone | Cast Iron | 8860 | Gravity Type Vented Room Heate | LPG | Injection Type | FALSE | FALSE | 1 | None | None | Non-Condensing | Step Modulating | 46000 | 31496 |  |  | 68.5 | 64 | Federally-Regulated Consumer Product | 2017-03-06 |  | 2017-03-06
HearthStone | Cast Iron | 8850 | Gravity Type Vented Room Heate | Natural Gas | Injection Type | FALSE | FALSE | 1 | None | None | Non-Condensing | Step Modulating | 38000 | 25422 |  |  | 66.9 | 64 | Federally-Regulated Consumer Product | 2017-03-06 |  | 2017-03-06
HearthStone | Soapstone | 8890 | Gravity Type Vented Room Heate | Natural Gas | Injection Type | TRUE | FALSE | 1 | None | None | Non-Condensing | Two-Stage Modulating | 33000 | 26900 |  |  | 74.5 | 64 | Federally-Regulated Consumer Product | 2017-03-06 |  | 2017-03-06
HearthStone | Cast Iron | 8301 | Gravity Type Vented Room Heate | LPG | Injection Type | TRUE | FALSE | 1 | None | None | Non-Condensing | Single-Stage | 35000 | 25600 |  |  | 65.5 | 64 | Federally-Regulated Consumer Product | 2017-03-06 |  | 2017-03-06
HearthStone | Cast Iron | 8301 | Gravity Type Vented Room Heate | Natural Gas | Injection Type | TRUE | FALSE | 1 | None | None | Non-Condensing | Single-Stage | 35000 | 25600 |  |  | 68.5 | 64 | Federally-Regulated Consumer Product | 2017-03-06 |  | 2017-03-06
HearthStone | Cast Iron | 8762 | Gravity Type Vented Room Heate | LPG | Injection Type | FALSE | FALSE | 1 | None | None | Non-Condensing | Step Modulating | 33000 | 26192 |  |  | 72.8 | 64 | Federally-Regulated Consumer Product | 2017-03-06 |  | 2017-03-06
HearthStone | Cast Iron | 8762 | Gravity Type Vented Room Heate | Natural Gas | Injection Type | FALSE | FALSE | 1 | None | None | Non-Condensing | Step Modulating | 36000 | 28166 |  |  | 73.4 | 64 | Federally-Regulated Consumer Product | 2017-03-06 |  | 2017-03-06
HearthStone | Soapstone | 8761 | Gravity Type Vented Room Heate | LPG | Injection Type | TRUE | FALSE | 1 | None | None | Non-Condensing | Single-Stage | 35000 | 25600 |  |  | 65.5 | 64 | Federally-Regulated Consumer Product | 2017-03-06 |  | 2017-03-06
HearthStone | Cast Iron | 8860 | Gravity Type Vented Room Heate | Natural Gas | Injection Type | FALSE | FALSE | 1 | None | None | Non-Condensing | Step Modulating | 43000 | 28478 |  |  | 66.2 | 64 | Federally-Regulated Consumer Product | 2017-03-06 |  | 2017-03-06
HearthStone | Soapstone | 8050 | Gravity Type Vented Room Heate | LPG | Injection Type | TRUE | FALSE | 1 | None | None | Non-Condensing | Single-Stage | 17500 | 10400 |  |  | 73.1 | 57 | Federally-Regulated Consumer Product | 2017-03-06 |  | 2017-03-06
HearthStone | Cast Iron | 8321 | Gravity Type Vented Room Heate | LPG | Injection Type | TRUE | FALSE | 1 | None | None | Non-Condensing | Single-Stage | 26000 | 18100 |  |  | 64.1 | 63 | Federally-Regulated Consumer Product | 2017-03-06 |  | 2017-03-06
HearthStone | Contemporary | 8160 | Gravity Type Vented Room Heate | Natural Gas | Injection Type | TRUE | FALSE | 1 | None | None | Non-Condensing | Single-Stage | 26500 | 20400 |  |  | 69.7 | 63 | Federally-Regulated Consumer Product | 2017-03-06 |  | 2017-03-06
HearthStone | Soapstone | 8050 | Gravity Type Vented Room Heate | Natural Gas | Injection Type | TRUE | FALSE | 1 | None | None | Non-Condensing | Single-Stage | 18000 | 10600 |  |  | 73.9 | 57 | Federally-Regulated Consumer Product | 2017-03-06 |  | 2017-03-06
HearthStone | Soapstone | 8701 | Gravity Type Vented Room Heate | LPG | Injection Type | TRUE | FALSE | 1 | None | None | Non-Condensing | Single-Stage | 26000 | 18100 |  |  | 64.1 | 63 | Federally-Regulated Consumer Product | 2017-03-06 |  | 2017-03-06
HearthStone | Soapstone | 8532 | Gravity Type Vented Room Heate | LPG | Injection Type | TRUE | FALSE | 1 | None | None | Non-Condensing | Two-Stage Modulating | 33000 | 27400 |  |  | 72.8 | 64 | Federally-Regulated Consumer Product | 2017-03-06 |  | 2017-03-06
HearthStone | Soapstone | 8761 | Gravity Type Vented Room Heate | Natural Gas | Injection Type | TRUE | FALSE | 1 | None | None | Non-Condensing | Single-Stage | 35000 | 25600 |  |  | 68.5 | 64 | Federally-Regulated Consumer Product | 2017-03-06 |  | 2017-03-06
HearthStone | Contemporary | 8140 | Gravity Type Vented Room Heate | LPG | Injection Type | TRUE | FALSE | 1 | None | None | Non-Condensing | Single-Stage | 26500 | 20200 |  |  | 70.4 | 63 | Federally-Regulated Consumer Product | 2017-03-06 |  | 2017-03-06
HearthStone | Cast Iron | 8322 | Gravity Type Vented Room Heate | LPG | Injection Type | FALSE | FALSE | 1 | None | None | Non-Condensing | Step Modulating | 25000 | 19100 |  |  | 68 | 63 | Federally-Regulated Consumer Product | 2017-03-06 |  | 2017-03-06
HearthStone | Soapstone | 8701 | Gravity Type Vented Room Heate | Natural Gas | Injection Type | TRUE | FALSE | 1 | None | None | Non-Condensing | Single-Stage | 26000 | 18100 |  |  | 65.5 | 63 | Federally-Regulated Consumer Product | 2017-03-06 |  | 2017-03-06
HearthStone | Soapstone | 8702 | Gravity Type Vented Room Heate | LPG | Injection Type | FALSE | FALSE | 1 | None | None | Non-Condensing | Step Modulating | 25000 | 19100 |  |  | 68 | 63 | Federally-Regulated Consumer Product | 2017-03-06 |  | 2017-03-06
HearthStone | Soapstone | 8120 | Gravity Type Vented Room Heate | LPG | Injection Type | TRUE | FALSE | 1 | None | None | Non-Condensing | Single-Stage | 11200 | 7494 |  |  | 65.9 | 57 | Federally-Regulated Consumer Product | 2017-03-06 |  | 2017-03-06
HearthStone | Soapstone | 8120 | Gravity Type Vented Room Heate | Natural Gas | Injection Type | TRUE | FALSE | 1 | None | None | Non-Condensing | Single-Stage | 11500 | 7652 |  |  | 65.5 | 57 | Federally-Regulated Consumer Product | 2017-03-06 |  | 2017-03-06
HearthStone | Cast Iron | 8321 | Gravity Type Vented Room Heate | Natural Gas | Injection Type | TRUE | FALSE | 1 | None | None | Non-Condensing | Single-Stage | 26000 | 18100 |  |  | 65.5 | 63 | Federally-Regulated Consumer Product | 2017-03-06 |  | 2017-03-06
HearthStone | Contemporary | 8180 | Gravity Type Vented Room Heate | LPG | Injection Type | TRUE | FALSE | 1 | None | None | Non-Condensing | Single-Stage | 26500 | 20100 |  |  | 66.8 | 63 | Federally-Regulated Consumer Product | 2017-03-06 |  | 2017-03-06
Jotul | 3 Classic Gas Stove | 3 CLASSIC DV HEATER | Gravity Type Vented Room Heate | Natural Gas | No Match | TRUE | FALSE | 1 | None | None | Non-Condensing | Single-Stage | 28000 | 19600 |  |  | 64 | 64 | Federally-Regulated Consumer Product | 2017-03-10 |  | 2017-03-10
Jotul | Sebago | GF 400 DV | Direct Vent Gravity Type Wall | Natural Gas | Injection Type | TRUE | FALSE | 1 | None | None | Non-Condensing | Single-Stage | 32000 | 23300 |  |  | 64.9 | 64 | Federally-Regulated Consumer Product | 2017-03-10 |  | 2017-03-10
Jotul | Katahdin | GI 450 DV II | Direct Vent Gravity Type Wall | Natural Gas | Injection Type | TRUE | FALSE | 1 | None | None | Non-Condensing | Single-Stage | 33000 | 25200 |  |  | 74.1 | 64 | Federally-Regulated Consumer Product | 2017-03-10 |  | 2017-03-10
Jotul | Allagash D Vent | GF300DV | Direct Vent Gravity Type Wall | LPG | Injection Type | TRUE | FALSE | 1 | None | None | Non-Condensing | Single-Stage | 26000 | 19600 |  |  | 67.4 | 63 | Federally-Regulated Consumer Product | 2017-03-10 |  | 2017-03-10
Jotul | Allagash B Vent | GF300BV | Gravity Type Vented Room Heate | Natural Gas | Injection Type | TRUE | FALSE | 1 | None | None | Non-Condensing | Single-Stage | 26000 | 15000 |  |  | 75.9 | 63 | Federally-Regulated Consumer Product | 2017-03-10 |  | 2017-03-10
Jotul | Jotul | 100* | Gravity Type Vented Room Heate | Natural Gas | No Match | FALSE | FALSE | 1 | None | None | Non-Condensing | Single-Stage | 25000 | 18175 |  |  | 65.1 | 63 | Federally-Regulated Consumer Product | 2017-03-10 |  | 2017-03-10
Jotul | Scan | 65i | Direct Vent Gravity Type Wall | LPG | Injection Type | TRUE | FALSE | 1 | None | None | Non-Condensing | Single-Stage | 28000 | 21800 |  |  | 69.9 | 64 | Federally-Regulated Consumer Product | 2017-03-10 |  | 2017-03-10
Jotul | Nordic QT | GF100 | Direct Vent Gravity Type Wall | LPG | Injection Type | TRUE | FALSE | 1 | None | None | Non-Condensing | Single-Stage | 14000 | 10400 |  |  | 67.3 | 61 | Federally-Regulated Consumer Product | 2017-03-10 |  | 2017-03-10
Jotul | Allagash B Vent | GF300BV | Gravity Type Vented Room Heate | LPG | Injection Type | TRUE | FALSE | 1 | None | None | Non-Condensing | Single-Stage | 26000 | 13500 |  |  | 76.5 | 63 | Federally-Regulated Consumer Product | 2017-03-10 |  | 2017-03-10
Jotul | Scan | 70i | Direct Vent Gravity Type Wall | LPG | Injection Type | TRUE | FALSE | 1 | None | None | Non-Condensing | Single-Stage | 38000 | 30900 |  |  | 65.4 | 64 | Federally-Regulated Consumer Product | 2017-03-10 |  | 2017-03-10
Jotul | Little Diamond | GI 350 DV | Direct Vent Gravity Type Wall | LPG | Injection Type | TRUE | FALSE | 1 | None | None | Non-Condensing | Single-Stage | 28000 | 21800 |  |  | 69.9 | 64 | Federally-Regulated Consumer Product | 2017-03-10 |  | 2017-03-10
Jotul | Lillehammer | LILLEHAMMER | Direct Vent Gravity Type Wall | Natural Gas | No Match | TRUE | FALSE | 1 | None | None | Non-Condensing | Single-Stage | 18000 | 14000 |  |  | 66.3 | 62 | Federally-Regulated Consumer Product | 2017-03-10 |  | 2017-03-10
Jotul | Allagash D Vent | GF300DV | Direct Vent Gravity Type Wall | Natural Gas | Injection Type | TRUE | FALSE | 1 | None | None | Non-Condensing | Single-Stage | 26000 | 19100 |  |  | 65.3 | 63 | Federally-Regulated Consumer Product | 2017-03-10 |  | 2017-03-10
Jotul | Allagash | 3DVII | Direct Vent Gravity Type Wall | LPG | No Match | TRUE | FALSE | 1 | None | None | Non-Condensing | Single-Stage | 26000 | 21000 |  |  | 67.2 | 63 | Federally-Regulated Consumer Product | 2017-03-10 |  | 2017-03-10
Jotul | Lillehammer | GF200DVII | Direct Vent Gravity Type Wall | Natural Gas | Injection Type | TRUE | FALSE | 1 | None | None | Non-Condensing | Single-Stage | 20000 | 14500 |  |  | 65.3 | 63 | Federally-Regulated Consumer Product | 2017-03-10 |  | 2017-03-10
Jotul | Acadia | G2550 | Direct Vent Gravity Type Wall | LPG | Injection Type | TRUE | FALSE | 1 | None | None | Non-Condensing | Single-Stage | 28000 | 21700 |  |  | 67.9 | 64 | Federally-Regulated Consumer Product | 2017-03-10 |  | 2017-03-10
Jotul | Atra | GZ 450 DV | Direct Vent Gravity Type Wall | Natural Gas | Injection Type | TRUE | FALSE | 1 | None | None | Non-Condensing | Step Modulating | 28000 | 19000 |  |  | 68.5 | 64 | Federally-Regulated Consumer Product | 2017-03-10 |  | 2017-03-10
Jotul | Scan | 65i | Direct Vent Gravity Type Wall | Natural Gas | Injection Type | TRUE | FALSE | 1 | None | None | Non-Condensing | Single-Stage | 28000 | 21000 |  |  | 68.3 | 64 | Federally-Regulated Consumer Product | 2017-03-10 |  | 2017-03-10
Jotul | Atra | GZ 455 DV | Direct Vent Gravity Type Wall | Natural Gas | Injection Type | TRUE | FALSE | 1 | None | None | Non-Condensing | Step Modulating | 26000 | 18500 |  |  | 68.2 | 63 | Federally-Regulated Consumer Product | 2017-03-10 |  | 2017-03-10
Jotul | Sebago | GF400DV | Direct Vent Gravity Type Wall | Natural Gas | Injection Type | TRUE | FALSE | 1 | None | None | Non-Condensing | Single-Stage | 32000 | 18000 |  |  | 72.5 | 64 | Federally-Regulated Consumer Product | 2017-03-10 |  | 2017-03-10
Jotul | Nordic QT | GF100 | Direct Vent Gravity Type Wall | Natural Gas | Injection Type | TRUE | FALSE | 1 | None | None | Non-Condensing | Single-Stage | 14500 | 10400 |  |  | 64.9 | 61 | Federally-Regulated Consumer Product | 2017-03-10 |  | 2017-03-10
Jotul | Sebago | GF 400 DV IPI | Direct Vent Gravity Type Wall | LPG | Injection Type | TRUE | FALSE | 1 | None | None | Non-Condensing | Two-Stage Modulating | 30000 | 21000 |  |  | 69.5 | 64 | Federally-Regulated Consumer Product | 2017-03-10 |  | 2017-03-10
Jotul | Acadia | G2550 | Direct Vent Gravity Type Wall | Natural Gas | Injection Type | TRUE | FALSE | 1 | None | None | Non-Condensing | Single-Stage | 28000 | 21400 |  |  | 65.4 | 64 | Federally-Regulated Consumer Product | 2017-03-10 |  | 2017-03-10
Jotul | Firelight | GF 600 DV II | Direct Vent Gravity Type Wall | LPG | Injection Type | TRUE | FALSE | 1 | None | None | Non-Condensing | Single-Stage | 40000 | 31200 |  |  | 69.5 | 64 | Federally-Regulated Consumer Product | 2017-03-10 |  | 2017-03-10
Jotul | Great Diamond | GI 550 DV | Direct Vent Gravity Type Wall | LPG | Injection Type | TRUE | FALSE | 1 | None | None | Non-Condensing | Single-Stage | 38000 | 30900 |  |  | 65.4 | 64 | Federally-Regulated Consumer Product | 2017-03-10 |  | 2017-03-10
Jotul | Allagash B Vent | GF3BVII | Direct Vent Gravity Type Wall | Natural Gas | Injection Type | TRUE | FALSE | 1 | None | None | Non-Condensing | Single-Stage | 24000 | 18700 |  |  | 63.2 | 63 | Federally-Regulated Consumer Product | 2017-03-10 |  | 2017-03-10
Jotul | Acadia | GZ550DVII | Direct Vent Gravity Type Wall | LPG | Injection Type | TRUE | FALSE | 1 | None | None | Non-Condensing | Single-Stage | 28000 | 15500 |  |  | 73.7 | 64 | Federally-Regulated Consumer Product | 2017-03-10 |  | 2017-03-10
Jotul | Katahdin | GI 450 DV II | Direct Vent Gravity Type Wall | LPG | Injection Type | TRUE | FALSE | 1 | None | None | Non-Condensing | Single-Stage | 33000 | 26000 |  |  | 75.4 | 64 | Federally-Regulated Consumer Product | 2017-03-10 |  | 2017-03-10
Jotul | Atra | GZ 650 DV | Direct Vent Gravity Type Wall | LPG | Injection Type | TRUE | FALSE | 1 | None | None | Non-Condensing | Step Modulating | 41000 | 28600 |  |  | 64.1 | 64 | Federally-Regulated Consumer Product | 2017-03-10 |  | 2017-03-10
Jotul | Lillehammer | LILLEHAMMER | Direct Vent Gravity Type Wall | LPG | No Match | TRUE | FALSE | 1 | None | None | Non-Condensing | Single-Stage | 18000 | 14200 |  |  | 66.1 | 62 | Federally-Regulated Consumer Product | 2017-03-10 |  | 2017-03-10
Jotul | Sebago | GF400DV | Direct Vent Gravity Type Wall | LPG | Injection Type | TRUE | FALSE | 1 | None | None | Non-Condensing | Single-Stage | 32000 | 16000 |  |  | 75.6 | 64 | Federally-Regulated Consumer Product | 2017-03-10 |  | 2017-03-10
Jotul | Lillehammer | GF200DVII | Direct Vent Gravity Type Wall | LPG | Injection Type | TRUE | FALSE | 1 | None | None | Non-Condensing | Single-Stage | 18000 | 13500 |  |  | 68.4 | 62 | Federally-Regulated Consumer Product | 2017-03-10 |  | 2017-03-10
Jotul | Firelight | GF 600 DV II | Direct Vent Gravity Type Wall | Natural Gas | Injection Type | TRUE | FALSE | 1 | None | None | Non-Condensing | Single-Stage | 40000 | 30400 |  |  | 66.4 | 64 | Federally-Regulated Consumer Product | 2017-03-10 |  | 2017-03-10
Jotul | Scan | 70i | Direct Vent Gravity Type Wall | Natural Gas | Injection Type | TRUE | FALSE | 1 | None | None | Non-Condensing | Single-Stage | 38000 | 29900 |  |  | 65.2 | 64 | Federally-Regulated Consumer Product | 2017-03-10 |  | 2017-03-10
Jotul | Jotul | GF 500 DV IPI | Direct Vent Gravity Type Wall | LPG | Injection Type | TRUE | FALSE | 1 | None | None | Non-Condensing | Single-Stage | 39500 | 26500 |  |  | 67.1 | 64 | Federally-Regulated Consumer Product | 2017-03-10 |  | 2017-03-10
Jotul | Nordic QT | GF100DVII | Direct Vent Gravity Type Wall | Natural Gas | Injection Type | TRUE | FALSE | 1 | None | None | Non-Condensing | Single-Stage | 17000 | 12900 |  |  | 65.6 | 62 | Federally-Regulated Consumer Product | 2017-03-10 |  | 2017-03-10
Jotul | Camden | GI425 | Direct Vent Gravity Type Wall | LPG | Injection Type | TRUE | FALSE | 1 | None | None | Non-Condensing | Single-Stage | 23500 | 18200 |  |  | 67.9 | 63 | Federally-Regulated Consumer Product | 2017-03-10 |  | 2017-03-10
Jotul | Atra | GZ 455 DV | Direct Vent Gravity Type Wall | LPG | Injection Type | TRUE | FALSE | 1 | None | None | Non-Condensing | Step Modulating | 26000 | 19500 |  |  | 72.7 | 63 | Federally-Regulated Consumer Product | 2017-03-10 |  | 2017-03-10
Jotul | Sebago | GF 400 DV IPI | Direct Vent Gravity Type Wall | Natural Gas | Injection Type | TRUE | FALSE | 1 | None | None | Non-Condensing | Two-Stage Modulating | 32000 | 22000 |  |  | 69.3 | 64 | Federally-Regulated Consumer Product | 2017-03-10 |  | 2017-03-10
Jotul | Camden | GI425 | Direct Vent Gravity Type Wall | Natural Gas | Injection Type | TRUE | FALSE | 1 | None | None | Non-Condensing | Single-Stage | 24000 | 18100 |  |  | 63.2 | 63 | Federally-Regulated Consumer Product | 2017-03-10 |  | 2017-03-10
Jotul | Little Diamond | GI 350 DV | Direct Vent Gravity Type Wall | Natural Gas | Injection Type | TRUE | FALSE | 1 | None | None | Non-Condensing | Single-Stage | 28000 | 21000 |  |  | 68.3 | 64 | Federally-Regulated Consumer Product | 2017-03-10 |  | 2017-03-10
Jotul | 3 Classic Gas Stove | JOTUL 3 CLASSIC | Gravity Type Vented Room Heate | Natural Gas | No Match | TRUE | FALSE | 1 | None | None | Non-Condensing | Single-Stage | 26000 | 17810 |  |  | 68.5 | 63 | Federally-Regulated Consumer Product | 2017-03-10 |  | 2017-03-10
Jotul | Lillehammer | GF 200 DV IPI | Direct Vent Gravity Type Wall | Natural Gas | Injection Type | TRUE | FALSE | 1 | None | None | Non-Condensing | Two-Stage Modulating | 20000 | 13700 |  |  | 68.6 | 63 | Federally-Regulated Consumer Product | 2017-03-10 |  | 2017-03-10
Jotul | Nordic QT | GF100DVII | Direct Vent Gravity Type Wall | LPG | Injection Type | TRUE | FALSE | 1 | None | None | Non-Condensing | Single-Stage | 16000 | 12400 |  |  | 66 | 62 | Federally-Regulated Consumer Product | 2017-03-10 |  | 2017-03-10
Jotul | Jotul | GF 370 DV | Direct Vent Gravity Type Wall | Natural Gas | Injection Type | TRUE | FALSE | 1 | None | None | Non-Condensing | Single-Stage | 28000 | 22200 |  |  | 68 | 64 | Federally-Regulated Consumer Product | 2017-03-10 |  | 2017-03-10
Jotul | Sebago | GF 400 DV | Direct Vent Gravity Type Wall | LPG | Injection Type | TRUE | FALSE | 1 | None | None | Non-Condensing | Single-Stage | 32000 | 23600 |  |  | 66.9 | 64 | Federally-Regulated Consumer Product | 2017-03-10 |  | 2017-03-10
Jotul | Atra | GZ 650 DV | Direct Vent Gravity Type Wall | Natural Gas | Injection Type | TRUE | FALSE | 1 | None | None | Non-Condensing | Step Modulating | 41000 | 27400 |  |  | 66.9 | 64 | Federally-Regulated Consumer Product | 2017-03-10 |  | 2017-03-10
Jotul | Scan | 45i | Direct Vent Gravity Type Wall | LPG | Injection Type | TRUE | FALSE | 1 | None | None | Non-Condensing | Single-Stage | 33000 | 26000 |  |  | 75.4 | 64 | Federally-Regulated Consumer Product | 2017-03-10 |  | 2017-03-10
Jotul | Allagash | GF 300 DV IPI | Direct Vent Gravity Type Wall | Natural Gas | Injection Type | TRUE | FALSE | 1 | None | None | Non-Condensing | Two-Stage Modulating | 26000 | 17400 |  |  | 69.6 | 63 | Federally-Regulated Consumer Product | 2017-03-10 |  | 2017-03-10
Jotul | 3 Classic Gas Stove | 3 CLASSIC DV HEATER | Gravity Type Vented Room Heate | LPG | No Match | TRUE | FALSE | 1 | None | None | Non-Condensing | Single-Stage | 25000 | 17500 |  |  | 63 | 63 | Federally-Regulated Consumer Product | 2017-03-10 |  | 2017-03-10
Jotul | Katahdin | GI450 | Direct Vent Gravity Type Wall | LPG | Injection Type | TRUE | FALSE | 1 | None | None | Non-Condensing | Single-Stage | 33000 | 26000 |  |  | 69 | 64 | Federally-Regulated Consumer Product | 2017-03-10 |  | 2017-03-10
Jotul | Sebago | GF 400 BV | Gravity Type Vented Room Heate | Natural Gas | Injection Type | TRUE | FALSE | 1 | None | None | Non-Condensing | Single-Stage | 40000 | 32400 |  |  | 72.2 | 64 | Federally-Regulated Consumer Product | 2017-03-10 |  | 2017-03-10
Jotul | Atra | GZ 450 DV | Direct Vent Gravity Type Wall | LPG | Injection Type | TRUE | FALSE | 1 | None | None | Non-Condensing | Step Modulating | 28000 | 19300 |  |  | 70.6 | 64 | Federally-Regulated Consumer Product | 2017-03-10 |  | 2017-03-10
Jotul | Acadia | GZ550DVII | Direct Vent Gravity Type Wall | Natural Gas | Injection Type | TRUE | FALSE | 1 | None | None | Non-Condensing | Single-Stage | 28000 | 16000 |  |  | 71.9 | 64 | Federally-Regulated Consumer Product | 2017-03-10 |  | 2017-03-10
Jotul | Sebago | GF 400 BV | Gravity Type Vented Room Heate | LPG | Injection Type | TRUE | FALSE | 1 | None | None | Non-Condensing | Single-Stage | 40000 | 33000 |  |  | 73.5 | 64 | Federally-Regulated Consumer Product | 2017-03-10 |  | 2017-03-10
Jotul | Allagash | 3DVII | Direct Vent Gravity Type Wall | Natural Gas | No Match | TRUE | FALSE | 1 | None | None | Non-Condensing | Single-Stage | 26000 | 20000 |  |  | 63.2 | 63 | Federally-Regulated Consumer Product | 2017-03-10 |  | 2017-03-10
Jotul | Great Diamond | GI 550 DV | Direct Vent Gravity Type Wall | Natural Gas | Injection Type | TRUE | FALSE | 1 | None | None | Non-Condensing | Single-Stage | 38000 | 29900 |  |  | 65.2 | 64 | Federally-Regulated Consumer Product | 2017-03-10 |  | 2017-03-10
Jotul | Jotul | GF 500 DV IPI | Direct Vent Gravity Type Wall | Natural Gas | Injection Type | TRUE | FALSE | 1 | None | None | Non-Condensing | Single-Stage | 40000 | 26900 |  |  | 67.3 | 64 | Federally-Regulated Consumer Product | 2017-03-10 |  | 2017-03-10
Jotul | Katahdin | GI450 | Direct Vent Gravity Type Wall | Natural Gas | Injection Type | TRUE | FALSE | 1 | None | None | Non-Condensing | Single-Stage | 33000 | 25400 |  |  | 67.1 | 64 | Federally-Regulated Consumer Product | 2017-03-10 |  | 2017-03-10
Jotul | Allagash B Vent | GF3BVII | Direct Vent Gravity Type Wall | LPG | Injection Type | TRUE | FALSE | 1 | None | None | Non-Condensing | Single-Stage | 24000 | 18700 |  |  | 63.4 | 63 | Federally-Regulated Consumer Product | 2017-03-10 |  | 2017-03-10
Jotul | Firelight | GF600 | Direct Vent Gravity Type Wall | Natural Gas | Injection Type | TRUE | FALSE | 1 | None | None | Non-Condensing | Single-Stage | 40000 | 30400 |  |  | 64.4 | 64 | Federally-Regulated Consumer Product | 2017-03-10 |  | 2017-03-10
Jotul | Firelight | GF600 | Direct Vent Gravity Type Wall | LPG | Injection Type | TRUE | FALSE | 1 | None | None | Non-Condensing | Single-Stage | 40000 | 28900 |  |  | 65.6 | 64 | Federally-Regulated Consumer Product | 2017-03-10 |  | 2017-03-10
Jotul | Scan | 45i | Direct Vent Gravity Type Wall | Natural Gas | Injection Type | TRUE | FALSE | 1 | None | None | Non-Condensing | Single-Stage | 33000 | 25200 |  |  | 74.1 | 64 | Federally-Regulated Consumer Product | 2017-03-10 |  | 2017-03-10
Jotul | Lillehammer | GF 200 DV IPI | Direct Vent Gravity Type Wall | LPG | Injection Type | TRUE | FALSE | 1 | None | None | Non-Condensing | Two-Stage Modulating | 18000 | 12200 |  |  | 69.8 | 62 | Federally-Regulated Consumer Product | 2017-03-10 |  | 2017-03-10
Jotul | Jotul | GF 370 DV | Direct Vent Gravity Type Wall | LPG | Injection Type | TRUE | FALSE | 1 | None | None | Non-Condensing | Single-Stage | 24000 | 16150 |  |  | 68.3 | 63 | Federally-Regulated Consumer Product | 2017-03-10 |  | 2017-03-10
Jotul | Allagash | GF 300 DV IPI | Direct Vent Gravity Type Wall | LPG | Injection Type | TRUE | FALSE | 1 | None | None | Non-Condensing | Two-Stage Modulating | 24000 | 16100 |  |  | 66.9 | 63 | Federally-Regulated Consumer Product | 2017-03-10 |  | 2017-03-10
Empire Comfort Systems | Empire | 3588-4 | Gravity Type Floor Furnace | Natural Gas | Pressure | TRUE | FALSE | 1 |  | None | Non-Condensing | Single-Stage | 32500 | 22750 |  |  | 57 | 57 | Federally-Regulated Consumer Product | 2017-02-22 |  | 2017-03-30
Empire Comfort Systems | Empire | 3588-4 | Gravity Type Floor Furnace | LPG | Pressure | TRUE | FALSE | 1 |  | None | Non-Condensing | Single-Stage | 32500 | 22750 |  |  | 57 | 57 | Federally-Regulated Consumer Product | 2017-02-22 |  | 2017-03-30
Empire Comfort Systems | Empire | 5088-5 | Gravity Type Floor Furnace | Natural Gas | Pressure | TRUE | FALSE | 0 |  | None | Non-Condensing | Single-Stage | 45000 | 31500 |  |  | 58 | 58 | Federally-Regulated Consumer Product | 2017-02-22 |  | 2017-03-30
Empire Comfort Systems | Empire | 5088-5 | Gravity Type Floor Furnace | LPG | Pressure | TRUE | FALSE | 0 |  | None | Non-Condensing | Single-Stage | 45000 | 31500 |  |  | 58 | 58 | Federally-Regulated Consumer Product | 2017-02-22 |  | 2017-03-30
Empire Comfort Systems | Empire | 7088-5 | Gravity Type Floor Furnace | Natural Gas | Pressure | TRUE | FALSE | 0 |  | None | Non-Condensing | Single-Stage | 65000 | 45500 |  |  | 58 | 58 | Federally-Regulated Consumer Product | 2017-02-22 |  | 2017-03-30
Empire Comfort Systems | Empire | 7088-5 | Gravity Type Floor Furnace | LPG | Pressure | TRUE | FALSE | 0 |  | None | Non-Condensing | Single-Stage | 65000 | 45500 |  |  | 58 | 58 | Federally-Regulated Consumer Product | 2017-02-22 |  | 2017-03-30
Empire Comfort Systems | Empire | DV25-4SG | Direct Vent Gravity Type Wall | Natural Gas | Pressure | TRUE | FALSE | 0 |  | None | Non-Condensing | Single-Stage | 25000 | 17500 |  |  | 65 | 65 | Federally-Regulated Consumer Product | 2017-02-22 |  | 2017-03-30
Empire Comfort Systems | Empire | DV25-4SG | Direct Vent Gravity Type Wall | LPG | Pressure | TRUE | FALSE | 0 |  | None | Non-Condensing | Single-Stage | 25000 | 17500 |  |  | 65 | 65 | Federally-Regulated Consumer Product | 2017-02-22 |  | 2017-03-30
Empire Comfort Systems | Empire | FAW-55IP-1 | Vented Fan Type Wall Furnace | Natural Gas | Pressure | TRUE | FALSE | 1 |  | None | Non-Condensing | Single-Stage | 55000 | 42000 | 204 |  | 76 | 76 | Federally-Regulated Consumer Product | 2017-02-22 |  | 2017-03-30
Empire Comfort Systems | Empire | FAW-55IP-1 | Vented Fan Type Wall Furnace | LPG | Pressure | TRUE | FALSE | 1 |  | None | Non-Condensing | Single-Stage | 55000 | 42000 | 204 |  | 76 | 76 | Federally-Regulated Consumer Product | 2017-02-22 |  | 2017-03-30
Empire Comfort Systems | Empire | HWDV081-1 | Direct Vent Gravity Type Wall | Natural Gas | Pressure | TRUE | FALSE | 0 |  | None | Non-Condensing | Single-Stage | 8000 | 5360 |  |  | 65 | 65 | Federally-Regulated Consumer Product | 2017-02-22 |  | 2017-03-30
Empire Comfort Systems | Empire | HWDV081-1 | Direct Vent Gravity Type Wall | LPG | Pressure | TRUE | FALSE | 0 |  | None | Non-Condensing | Single-Stage | 8000 | 5360 |  |  | 65 | 65 | Federally-Regulated Consumer Product | 2017-02-22 |  | 2017-03-30
Empire Comfort Systems | Empire | HWDV150-1 | Direct Vent Gravity Type Wall | Natural Gas | Pressure | TRUE | FALSE | 0 |  | None | Non-Condensing | Single-Stage | 15000 | 10125 |  |  | 65 | 65 | Federally-Regulated Consumer Product | 2017-02-22 |  | 2017-03-30
Empire Comfort Systems | Empire | HWDV150-1 | Direct Vent Gravity Type Wall | LPG | Pressure | TRUE | FALSE | 0 |  | None | Non-Condensing | Single-Stage | 15000 | 10125 |  |  | 65 | 65 | Federally-Regulated Consumer Product | 2017-02-22 |  | 2017-03-30
Empire Comfort Systems | Empire | DV215-10SG | Direct Vent Gravity Type Wall | Natural Gas | Pressure | TRUE | FALSE | 0 |  | None | Non-Condensing | Single-Stage | 15000 | 10500 |  |  | 65 | 65 | Federally-Regulated Consumer Product | 2017-02-22 |  | 2017-03-30
Empire Comfort Systems | Empire | DV215-10SG | Direct Vent Gravity Type Wall | LPG | Pressure | TRUE | FALSE | 0 |  | None | Non-Condensing | Single-Stage | 15000 | 10500 |  |  | 65 | 65 | Federally-Regulated Consumer Product | 2017-02-22 |  | 2017-03-30
Empire Comfort Systems | Empire | FAW40IP | Vented Fan Type Wall Furnace | Natural Gas | Pressure | FALSE | FALSE | 1 |  | None | Non-Condensing | Single-Stage | 40000 | 31000 | 168 |  | 75 | 75 | Federally-Regulated Consumer Product | 2017-02-22 |  | 2017-03-30
Empire Comfort Systems | Empire | FAW40IP | Vented Fan Type Wall Furnace | LPG | Pressure | FALSE | FALSE | 1 |  | None | Non-Condensing | Single-Stage | 40000 | 31000 | 168 |  | 75 | 75 | Federally-Regulated Consumer Product | 2017-02-22 |  | 2017-03-30
Empire Comfort Systems | Empire | DVC35SPP-2 | Direct Vent Fan Type Wall Furn | Natural Gas | Pressure | TRUE | FALSE | 1 |  | None | Non-Condensing | Single-Stage | 35000 | 27700 | 168 |  | 75 | 75 | Federally-Regulated Consumer Product | 2017-02-22 |  | 2017-03-30
Empire Comfort Systems | Empire | DVC35SPP-2 | Direct Vent Fan Type Wall Furn | LPG | Pressure | TRUE | FALSE | 1 |  | None | Non-Condensing | Single-Stage | 35000 | 27700 | 168 |  | 75 | 75 | Federally-Regulated Consumer Product | 2017-02-22 |  | 2017-03-30
Empire Comfort Systems | Empire | DVC35IP-2 | Direct Vent Fan Type Wall Furn | Natural Gas | Pressure | FALSE | FALSE | 1 |  | None | Non-Condensing | Single-Stage | 35000 | 27700 | 168 |  | 75 | 75 | Federally-Regulated Consumer Product | 2017-02-22 |  | 2017-03-30
Empire Comfort Systems | Empire | DVC35IP-2 | Direct Vent Fan Type Wall Furn | LPG | Pressure | FALSE | FALSE | 1 |  | None | Non-Condensing | Single-Stage | 35000 | 27700 | 168 |  | 75 | 75 | Federally-Regulated Consumer Product | 2017-02-22 |  | 2017-03-30
Empire Comfort Systems | Empire | FAW40IP-2 | Vented Fan Type Wall Furnace | Natural Gas | Pressure | FALSE | FALSE | 1 |  | None | Non-Condensing | Single-Stage | 40000 | 31000 | 168 |  | 75 | 75 | Federally-Regulated Consumer Product | 2017-02-22 |  | 2017-03-30
Empire Comfort Systems | Empire | FAW40IP-2 | Vented Fan Type Wall Furnace | LPG | Pressure | FALSE | FALSE | 1 |  | None | Non-Condensing | Single-Stage | 40000 | 31000 | 168 |  | 75 | 75 | Federally-Regulated Consumer Product | 2017-02-22 |  | 2017-03-30
Empire Comfort Systems | Empire | DV55IP-1 | Direct Vent Fan Type Wall Furn | Natural Gas | Pressure | FALSE | FALSE | 1 |  | None | Non-Condensing | Single-Stage | 55000 | 43000 | 204 |  | 76 | 76 | Federally-Regulated Consumer Product | 2017-02-22 |  | 2017-03-30
Empire Comfort Systems | Empire | DV55IP-1 | Direct Vent Fan Type Wall Furn | LPG | Pressure | FALSE | FALSE | 1 |  | None | Non-Condensing | Single-Stage | 55000 | 43000 | 204 |  | 76 | 76 | Federally-Regulated Consumer Product | 2017-02-22 |  | 2017-03-30
Empire Comfort Systems | Empire | DV55SPP-1 | Direct Vent Fan Type Wall Furn | Natural Gas | Pressure | TRUE | FALSE | 1 |  | None | Non-Condensing | Single-Stage | 55000 | 43000 | 204 |  | 76 | 76 | Federally-Regulated Consumer Product | 2017-02-22 |  | 2017-03-30
Empire Comfort Systems | Empire | DV55SPP-1 | Direct Vent Fan Type Wall Furn | LPG | Pressure | TRUE | FALSE | 1 |  | None | Non-Condensing | Single-Stage | 55000 | 43000 | 204 |  | 76 | 76 | Federally-Regulated Consumer Product | 2017-02-22 |  | 2017-03-30
Empire Comfort Systems | Empire | DV55SPPX-1 | Direct Vent Fan Type Wall Furn | Natural Gas | Pressure | TRUE | FALSE | 1 |  | None | Non-Condensing | Single-Stage | 55000 | 43000 | 204 |  | 76 | 76 | Federally-Regulated Consumer Product | 2017-02-22 |  | 2017-03-30
Empire Comfort Systems | Empire | DV55SPPX-1 | Direct Vent Fan Type Wall Furn | LPG | Pressure | TRUE | FALSE | 1 |  | None | Non-Condensing | Single-Stage | 55000 | 43000 | 204 |  | 76 | 76 | Federally-Regulated Consumer Product | 2017-02-22 |  | 2017-03-30
Empire Comfort Systems | Empire | DV55IPX-1 | Direct Vent Fan Type Wall Furn | Natural Gas | Pressure | FALSE | FALSE | 1 |  | None | Non-Condensing | Single-Stage | 55000 | 43000 | 204 |  | 76 | 76 | Federally-Regulated Consumer Product | 2017-02-22 |  | 2017-03-30
Empire Comfort Systems | Empire | DV55IPX-1 | Direct Vent Fan Type Wall Furn | LPG | Pressure | FALSE | FALSE | 1 |  | None | Non-Condensing | Single-Stage | 55000 | 43000 | 204 |  | 76 | 76 | Federally-Regulated Consumer Product | 2017-02-22 |  | 2017-03-30
Empire Comfort Systems | Empire | GWT-25W-3 | Vented Gravity Type Wall Furna | Natural Gas | Pressure | TRUE | FALSE | 0 |  | None | Non-Condensing | Single-Stage | 25000 | 17500 |  |  | 70 | 65 | Federally-Regulated Consumer Product | 2016-04-20 |  | 2017-04-18
Empire Comfort Systems | Empire | GWT-25W-3 | Vented Gravity Type Wall Furna | LPG | Pressure | TRUE | FALSE | 0 |  | None | Non-Condensing | Single-Stage | 25000 | 17500 |  |  | 70 | 65 | Federally-Regulated Consumer Product | 2016-04-20 |  | 2017-04-18
Empire Comfort Systems | Empire | GWT-35W-3 | Vented Gravity Type Wall Furna | Natural Gas | Pressure | TRUE | FALSE | 0 |  | None | Non-Condensing | Single-Stage | 35000 | 24500 |  |  | 66 | 66 | Federally-Regulated Consumer Product | 2016-04-20 |  | 2017-04-18
Empire Comfort Systems | Empire | GWT-35W-3 | Vented Gravity Type Wall Furna | LPG | Pressure | TRUE | FALSE | 0 |  | None | Non-Condensing | Single-Stage | 35000 | 24500 |  |  | 66 | 66 | Federally-Regulated Consumer Product | 2016-04-20 |  | 2017-04-18
Lennox | Superior | CDCR*** | Gravity Type Vented Room Heate | Natural Gas | No Match | TRUE | FALSE | 1 | None | None | Non-Condensing | Single-Stage | 37500 | 27153 |  |  | 68.2 | 64 | Federally-Regulated Consumer Product | 2017-06-22 |  | 2017-06-22
Lennox | Lennox | Vision 35 | Gravity Type Vented Room Heate | Natural Gas | Luminous | TRUE | FALSE | 1 | None | None | Non-Condensing | Single-Stage | 35000 | 25550 |  |  | 73 | 64 | Federally-Regulated Consumer Product | 2017-06-22 |  | 2017-06-22
Lennox | Lennox | MLDVT-35PM | Gravity Type Vented Room Heate | LPG | Luminous | FALSE | FALSE | 1 |  | None | Non-Condensing | Step Modulating | 15000 | 8864 |  |  | 59.1 | 57 | Federally-Regulated Consumer Product | 2017-06-22 |  | 2017-06-22
Lennox | Lennox | Ravenna RDV 40 | Gravity Type Vented Room Heate | Natural Gas | Luminous | TRUE | FALSE | 1 | None | None | Non-Condensing | Single-Stage | 40000 | 26800 |  |  | 67 | 64 | Federally-Regulated Consumer Product | 2017-06-22 |  | 2017-06-22
Lennox | Superior | DR800**N | Direct Vent Gravity Type Wall | Natural Gas | No Match | TRUE | FALSE | 1 | None | None | Non-Condensing | Single-Stage | 32000 | 21952 |  |  | 64.6 | 64 | Federally-Regulated Consumer Product | 2017-06-22 |  | 2017-06-22
Lennox | Lennox | MPLDV-30NE | Gravity Type Vented Room Heate | Natural Gas | Luminous | TRUE | FALSE | 1 | None | None | Non-Condensing | Step Modulating | 13000 | 8580 |  |  | 63 | 57 | Federally-Regulated Consumer Product | 2017-06-22 |  | 2017-06-22
Lennox | Lennox | DRH4035*NM* | Direct Vent Gravity Type Wall | Natural Gas | No Match | TRUE | FALSE | 1 | None | None | Non-Condensing | Single-Stage | 28000 | 20720 |  |  | 70 | 64 | Federally-Regulated Consumer Product | 2017-06-22 |  | 2017-06-22
Lennox | Lennox | LMDV3530CPM | Direct Vent Gravity Type Wall | Natural Gas | Luminous | FALSE | FALSE | 1 | None | None | Non-Condensing | Single-Stage | 20000 | 12864 |  |  | 62.3 | 58 | Federally-Regulated Consumer Product | 2017-06-22 |  | 2017-06-22
Lennox | Lennox | MPLDV-45NE | Gravity Type Vented Room Heate | Natural Gas | Luminous | TRUE | FALSE | 1 | None | None | Non-Condensing | Step Modulating | 26000 | 17160 |  |  | 64 | 63 | Federally-Regulated Consumer Product | 2017-06-22 |  | 2017-06-22
Lennox | Superbo | SLDVT 35 NE | Gravity Type Vented Room Heate | Natural Gas | Luminous | FALSE | FALSE | 1 | None | None | Non-Condensing | Step Modulating | 16000 | 9440 |  |  | 59 | 57 | Federally-Regulated Consumer Product | 2017-06-22 |  | 2017-06-22
Lennox | Lennox | EDV3530CNM | Direct Vent Gravity Type Wall | Natural Gas | Luminous | FALSE | FALSE | 1 | None | None | Condensing | Single-Stage | 27000 | 17620 |  |  | 63.2 | 63 | Federally-Regulated Consumer Product | 2017-06-22 |  | 2017-06-22
Lennox | Lennox | ADAGIO-MN | Gravity Type Vented Room Heate | Natural Gas | Luminous | TRUE | FALSE | 1 | None | None | Non-Condensing | Step Modulating | 13000 | 9100 |  |  | 70 | 57 | Federally-Regulated Consumer Product | 2017-06-22 |  | 2017-06-22
Lennox | Lennox | MLDVT-40PM | Gravity Type Vented Room Heate | LPG | Luminous | FALSE | FALSE | 1 |  | None | Non-Condensing | Step Modulating | 20000 | 12462 |  |  | 62.3 | 58 | Federally-Regulated Consumer Product | 2017-06-22 |  | 2017-06-22
Lennox | Lennox | MLDVT-35NM | Gravity Type Vented Room Heate | Natural Gas | Luminous | FALSE | FALSE | 1 |  | None | Non-Condensing | Step Modulating | 16000 | 9195 |  |  | 57.5 | 57 | Federally-Regulated Consumer Product | 2017-06-22 |  | 2017-06-22
Lennox | Superior | DR500**N | Direct Vent Gravity Type Wall | Natural Gas | No Match | TRUE | FALSE | 1 | None | None | Non-Condensing | Single-Stage | 23000 | 15456 |  |  | 63.2 | 63 | Federally-Regulated Consumer Product | 2017-06-22 |  | 2017-06-22
Lennox | Superbo | SLDVT 40 NE | Gravity Type Vented Room Heate | Natural Gas | Luminous | FALSE | FALSE | 1 | None | None | Non-Condensing | Step Modulating | 20000 | 12400 |  |  | 62 | 58 | Federally-Regulated Consumer Product | 2017-06-22 |  | 2017-06-22
Lennox | Lennox | MPLDV-40PM | Gravity Type Vented Room Heate | LPG | Luminous | TRUE | FALSE | 1 | None | None | Non-Condensing | Step Modulating | 21500 | 14190 |  |  | 65 | 63 | Federally-Regulated Consumer Product | 2017-06-22 |  | 2017-06-22
Lennox | Lennox | ELDV 3530 | Gravity Type Vented Room Heate | Natural Gas | Luminous | TRUE | FALSE | 1 | None | None | Non-Condensing | Single-Stage | 27000 | 18080 |  |  | 63 | 63 | Federally-Regulated Consumer Product | 2017-06-22 |  | 2017-06-22
Lennox | Lennox | MPD4540*** | Gravity Type Vented Room Heate | Natural Gas | No Match | TRUE | FALSE | 1 | None | None | Non-Condensing | Single-Stage | 29000 | 20149 |  |  | 67.3 | 64 | Federally-Regulated Consumer Product | 2017-06-22 |  | 2017-06-22
Lennox | Lennox | LSS40CP | Gravity Type Vented Room Heate | LPG | No Match | TRUE | FALSE | 1 | None | None | Non-Condensing | Single-Stage | 28528 | 28528 |  |  | 70.8 | 64 | Federally-Regulated Consumer Product | 2017-06-22 |  | 2017-06-22
Lennox | Superbo | SLDVT 35 NM | Gravity Type Vented Room Heate | Natural Gas | Luminous | TRUE | FALSE | 1 | None | None | Non-Condensing | Step Modulating | 16000 | 9440 |  |  | 59 | 57 | Federally-Regulated Consumer Product | 2017-06-22 |  | 2017-06-22
Lennox | Superbo | SLDVT 35 PM | Gravity Type Vented Room Heate | LPG | Luminous | TRUE | FALSE | 1 | None | None | Non-Condensing | Step Modulating | 15000 | 9150 |  |  | 61 | 57 | Federally-Regulated Consumer Product | 2017-06-22 |  | 2017-06-22
Lennox | Lennox | ED4035CP** | Direct Vent Gravity Type Wall | LPG | No Match | TRUE | FALSE | 1 | None | None | Non-Condensing | Single-Stage | 30000 | 21120 |  |  | 68.2 | 64 | Federally-Regulated Consumer Product | 2017-06-22 |  | 2017-06-22
Lennox | Lennox | SDDV 4035 | Gravity Type Vented Room Heate | Natural Gas | Luminous | TRUE | FALSE | 1 | None | None | Non-Condensing | Single-Stage | 30000 | 19830 |  |  | 64 | 64 | Federally-Regulated Consumer Product | 2017-06-22 |  | 2017-06-22
Lennox | Superior | D800**N | Direct Vent Gravity Type Wall | Natural Gas | No Match | TRUE | FALSE | 1 | None | None | Non-Condensing | Single-Stage | 32000 | 21952 |  |  | 64.6 | 64 | Federally-Regulated Consumer Product | 2017-06-22 |  | 2017-06-22
Lennox | Lennox | EDVCLPM | Direct Vent Gravity Type Wall | LPG | Luminous | FALSE | FALSE | 1 | None | None | Condensing | Single-Stage | 39000 | 26079 |  |  | 64.8 | 64 | Federally-Regulated Consumer Product | 2017-06-22 |  | 2017-06-22
Lennox | Lennox | EDVI30N | Direct Vent Gravity Type Wall | Natural Gas | Luminous | FALSE | FALSE | 1 | None | None | Condensing | Single-Stage | 30000 | 21933 |  |  | 70.8 | 64 | Federally-Regulated Consumer Product | 2017-06-22 |  | 2017-06-22
Lennox | Lennox | MPDT3328*** | Gravity Type Vented Room Heate | Natural Gas | No Match | TRUE | FALSE | 1 | None | None | Non-Condensing | Single-Stage | 17500 | 11198 |  |  | 61.9 | 57 | Federally-Regulated Consumer Product | 2017-06-22 |  | 2017-06-22
Lennox | Lennox | EDT3530*NM* | Direct Vent Gravity Type Wall | Natural Gas | No Match | TRUE | FALSE | 1 | None | None | Non-Condensing | Single-Stage | 22000 | 15400 |  |  | 67.3 | 63 | Federally-Regulated Consumer Product | 2017-06-22 |  | 2017-06-22
Lennox | Lennox | ED4035*PE | Direct Vent Gravity Type Wall | LPG | No Match | FALSE | FALSE | 1 | None | None | Non-Condensing | Single-Stage | 28000 | 20160 |  |  | 68 | 64 | Federally-Regulated Consumer Product | 2017-06-22 |  | 2017-06-22
Lennox | Lennox | ED3530CN* | Direct Vent Gravity Type Wall | Natural Gas | No Match | TRUE | FALSE | 1 | None | None | Non-Condensing | Single-Stage | 27000 | 17631 |  |  | 63.5 | 63 | Federally-Regulated Consumer Product | 2017-06-22 |  | 2017-06-22
Lennox | Lennox | ED4540*P | Direct Vent Gravity Type Wall | LPG | No Match | TRUE | FALSE | 1 | None | None | Non-Condensing | Single-Stage | 34000 | 24480 |  |  | 68 | 64 | Federally-Regulated Consumer Product | 2017-06-22 |  | 2017-06-22
Lennox | Lennox | NVCD45IN | Gravity Type Vented Room Heate | Natural Gas | Luminous | TRUE | FALSE | 1 | None | None | Non-Condensing | Single-Stage | 47000 | 34381 |  |  | 72.5 | 65 | Federally-Regulated Consumer Product | 2017-06-22 |  | 2017-06-22
Lennox | Lennox | MLDVT-30NE | Gravity Type Vented Room Heate | Natural Gas | Luminous | FALSE | FALSE | 1 |  | None | Non-Condensing | Step Modulating | 13500 | 7950 |  |  | 58.9 | 57 | Federally-Regulated Consumer Product | 2017-06-22 |  | 2017-06-22
Lennox | Lennox | EDVI35P | Direct Vent Gravity Type Wall | LPG | Luminous | FALSE | FALSE | 1 | None | None | Condensing | Single-Stage | 34000 | 24786 |  |  | 72.9 | 64 | Federally-Regulated Consumer Product | 2017-06-22 |  | 2017-06-22
Lennox | Lennox | EDCRN** | Direct Vent Gravity Type Wall | Natural Gas | No Match | TRUE | FALSE | 1 | None | None | Non-Condensing | Single-Stage | 37500 | 27153 |  |  | 68.2 | 64 | Federally-Regulated Consumer Product | 2017-06-22 |  | 2017-06-22
Lennox | Lennox | LMDV3530CNM | Direct Vent Gravity Type Wall | Natural Gas | Luminous | FALSE | FALSE | 1 | None | None | Non-Condensing | Single-Stage | 20000 | 12864 |  |  | 62.3 | 58 | Federally-Regulated Consumer Product | 2017-06-22 |  | 2017-06-22
Lennox | Superior | D800**P | Direct Vent Gravity Type Wall | LPG | No Match | TRUE | FALSE | 1 | None | None | Non-Condensing | Single-Stage | 32000 | 22176 |  |  | 65.2 | 64 | Federally-Regulated Consumer Product | 2017-06-22 |  | 2017-06-22
Lennox | Lennox | EDVPFPM | Direct Vent Gravity Type Wall | LPG | Luminous | FALSE | FALSE | 1 | None | None | Condensing | Single-Stage | 39000 | 26602 |  |  | 66.1 | 64 | Federally-Regulated Consumer Product | 2017-06-22 |  | 2017-06-22
Lennox | Lennox | LSS35CN | Gravity Type Vented Room Heate | Natural Gas | No Match | TRUE | FALSE | 1 | None | None | Non-Condensing | Single-Stage | 33000 | 23915 |  |  | 70.2 | 64 | Federally-Regulated Consumer Product | 2017-06-22 |  | 2017-06-22
Lennox | Superbo | SLDVT 45 PM | Gravity Type Vented Room Heate | LPG | Luminous | TRUE | FALSE | 1 | None | None | Non-Condensing | Step Modulating | 22000 | 14520 |  |  | 66 | 63 | Federally-Regulated Consumer Product | 2017-06-22 |  | 2017-06-22
Lennox | Lennox | LSM40ST-N | Gravity Type Vented Room Heate | Natural Gas | Luminous | FALSE | FALSE | 1 |  | None | Non-Condensing | Step Modulating | 60000 | 40800 |  |  | 68 | 65 | Federally-Regulated Consumer Product | 2017-06-22 |  | 2017-06-22
Lennox | Lennox | EDVI25P | Direct Vent Gravity Type Wall | LPG | Luminous | FALSE | FALSE | 1 | None | None | Condensing | Single-Stage | 25000 | 17115 |  |  | 66.3 | 63 | Federally-Regulated Consumer Product | 2017-06-22 |  | 2017-06-22
Lennox | Lennox | SSDVT4035CNM | Direct Vent Gravity Type Wall | Natural Gas | Luminous | FALSE | FALSE | 1 | None | None | Non-Condensing | Single-Stage | 29000 | 19881 |  |  | 64.9 | 64 | Federally-Regulated Consumer Product | 2017-06-22 |  | 2017-06-22
Lennox | Lennox | MPD4035*** | Gravity Type Vented Room Heate | Natural Gas | No Match | TRUE | FALSE | 1 | None | None | Non-Condensing | Single-Stage | 27000 | 18563 |  |  | 66.6 | 63 | Federally-Regulated Consumer Product | 2017-06-22 |  | 2017-06-22
Lennox | Nordyne | SDV35 | Gravity Type Vented Room Heate | Natural Gas | Luminous | TRUE | FALSE | 1 | None | None | Non-Condensing | Single-Stage | 23000 | 15456 |  |  | 68.2 | 63 | Federally-Regulated Consumer Product | 2017-06-22 |  | 2017-06-22
Lennox | Lennox | EDSTP** | Direct Vent Gravity Type Wall | LPG | No Match | TRUE | FALSE | 1 | None | None | Non-Condensing | Single-Stage | 37500 | 27243 |  |  | 68.5 | 64 | Federally-Regulated Consumer Product | 2017-06-22 |  | 2017-06-22
Lennox | Superior | DT500**N | Direct Vent Gravity Type Wall | Natural Gas | No Match | TRUE | FALSE | 1 | None | None | Non-Condensing | Single-Stage | 23000 | 15456 |  |  | 63.2 | 63 | Federally-Regulated Consumer Product | 2017-06-22 |  | 2017-06-22
Lennox | Lennox | LMDVT3328CNM | Direct Vent Gravity Type Wall | Natural Gas | Luminous | FALSE | FALSE | 1 | None | None | Non-Condensing | Single-Stage | 17500 | 10876 |  |  | 63.6 | 57 | Federally-Regulated Consumer Product | 2017-06-22 |  | 2017-06-22
Lennox | Lennox | LSS40CN | Gravity Type Vented Room Heate | Natural Gas | No Match | TRUE | FALSE | 1 | None | None | Non-Condensing | Single-Stage | 41500 | 30145 |  |  | 70.4 | 64 | Federally-Regulated Consumer Product | 2017-06-22 |  | 2017-06-22
Lennox | Lennox | ED4540CN** | Direct Vent Gravity Type Wall | Natural Gas | No Match | TRUE | FALSE | 1 | None | None | Non-Condensing | Single-Stage | 35000 | 24493 |  |  | 66 | 64 | Federally-Regulated Consumer Product | 2017-06-22 |  | 2017-06-22
Lennox | Lennox | EDVCRPM | Direct Vent Gravity Type Wall | LPG | Luminous | FALSE | FALSE | 1 | None | None | Condensing | Single-Stage | 39000 | 26079 |  |  | 64.8 | 64 | Federally-Regulated Consumer Product | 2017-06-22 |  | 2017-06-22
Lennox | Lennox | EDCLN** | Direct Vent Gravity Type Wall | Natural Gas | No Match | TRUE | FALSE | 1 | None | None | Non-Condensing | Single-Stage | 37500 | 27153 |  |  | 68.2 | 64 | Federally-Regulated Consumer Product | 2017-06-22 |  | 2017-06-22
Lennox | Lennox | MPLDV - 40NM | Gravity Type Vented Room Heate | Natural Gas | Luminous | TRUE | FALSE | 1 | None | None | Non-Condensing | Step Modulating | 25000 | 16500 |  |  | 64 | 63 | Federally-Regulated Consumer Product | 2017-06-22 |  | 2017-06-22
Lennox | Lennox | EDV4540CNM | Direct Vent Gravity Type Wall | Natural Gas | Luminous | FALSE | FALSE | 1 | None | None | Condensing | Single-Stage | 33000 | 21998 |  |  | 64.5 | 64 | Federally-Regulated Consumer Product | 2017-06-22 |  | 2017-06-22
Lennox | Lennox | DTH3530*NM* | Direct Vent Gravity Type Wall | Natural Gas | No Match | TRUE | FALSE | 1 | None | None | Non-Condensing | Single-Stage | 21000 | 15540 |  |  | 70 | 63 | Federally-Regulated Consumer Product | 2017-06-22 |  | 2017-06-22
Lennox | Lennox | MLDVT-30NM | Gravity Type Vented Room Heate | Natural Gas | Luminous | FALSE | FALSE | 1 |  | None | Non-Condensing | Step Modulating | 13500 | 7950 |  |  | 58.9 | 57 | Federally-Regulated Consumer Product | 2017-06-22 |  | 2017-06-22
Lennox | Intertherm | DMPF*** | Direct Vent Gravity Type Wall | Natural Gas | No Match | TRUE | FALSE | 1 | None | None | Non-Condensing | Single-Stage | 37500 | 27153 |  |  | 68.2 | 64 | Federally-Regulated Consumer Product | 2017-06-22 |  | 2017-06-22
Lennox | Superior | D500**P | Direct Vent Gravity Type Wall | LPG | No Match | TRUE | FALSE | 1 | None | None | Non-Condensing | Single-Stage | 23000 | 15686 |  |  | 64.2 | 63 | Federally-Regulated Consumer Product | 2017-06-22 |  | 2017-06-22
Lennox | Lennox | LSS35CP | Gravity Type Vented Room Heate | LPG | No Match | TRUE | FALSE | 1 | None | None | Non-Condensing | Single-Stage | 31000 | 22738 |  |  | 71 | 64 | Federally-Regulated Consumer Product | 2017-06-22 |  | 2017-06-22
Lennox | Lennox | ED4540*PE | Direct Vent Gravity Type Wall | LPG | No Match | FALSE | FALSE | 1 | None | None | Non-Condensing | Single-Stage | 34000 | 24480 |  |  | 68 | 64 | Federally-Regulated Consumer Product | 2017-06-22 |  | 2017-06-22
Lennox | Lennox | LMDVT3328CNE | Direct Vent Gravity Type Wall | LPG | Luminous | FALSE | FALSE | 1 | None | None | Non-Condensing | Single-Stage | 17500 | 10876 |  |  | 63.6 | 62 | Federally-Regulated Consumer Product | 2017-06-22 |  | 2017-06-22
Lennox | Lennox | MPLDV-45PM | Gravity Type Vented Room Heate | LPG | Luminous | TRUE | FALSE | 1 | None | None | Non-Condensing | Step Modulating | 24500 | 16170 |  |  | 67 | 63 | Federally-Regulated Consumer Product | 2017-06-22 |  | 2017-06-22
Lennox | Lennox | EDR3530*PM | Direct Vent Gravity Type Wall | LPG | No Match | TRUE | FALSE | 1 | None | None | Non-Condensing | Single-Stage | 22000 | 16060 |  |  | 69.8 | 63 | Federally-Regulated Consumer Product | 2017-06-22 |  | 2017-06-22
Lennox | Lennox | DRH3025*PM* | Direct Vent Gravity Type Wall | LPG | No Match | TRUE | FALSE | 1 | None | None | Non-Condensing | Single-Stage | 17000 | 12750 |  |  | 70.8 | 62 | Federally-Regulated Consumer Product | 2017-06-22 |  | 2017-06-22
Lennox | Lennox | SSDVR3530CNE | Direct Vent Gravity Type Wall | Natural Gas | Luminous | FALSE | FALSE | 1 | None | None | Non-Condensing | Single-Stage | 23000 | 15456 |  |  | 63.2 | 63 | Federally-Regulated Consumer Product | 2017-06-22 |  | 2017-06-22
Lennox | Lennox | LMDVT3328CNE | Direct Vent Gravity Type Wall | Natural Gas | Luminous | FALSE | FALSE | 1 | None | None | Non-Condensing | Single-Stage | 17500 | 10876 |  |  | 63.6 | 57 | Federally-Regulated Consumer Product | 2017-06-22 |  | 2017-06-22
Lennox | Lennox | LMDVR3328CPM | Direct Vent Gravity Type Wall | LPG | Luminous | FALSE | FALSE | 1 | None | None | Non-Condensing | Single-Stage | 17500 | 10876 |  |  | 63.6 | 62 | Federally-Regulated Consumer Product | 2017-06-22 |  | 2017-06-22
Lennox | Intertherm | BDM35 | Direct Vent Gravity Type Wall | Natural Gas | No Match | TRUE | FALSE | 1 | None | None | Non-Condensing | Single-Stage | 23000 | 15456 |  |  | 63.2 | 63 | Federally-Regulated Consumer Product | 2017-06-22 |  | 2017-06-22
Lennox | Lennox | EDVI25N | Direct Vent Gravity Type Wall | Natural Gas | Luminous | FALSE | FALSE | 1 | None | None | Condensing | Single-Stage | 25000 | 16740 |  |  | 64.8 | 63 | Federally-Regulated Consumer Product | 2017-06-22 |  | 2017-06-22
Lennox | Lennox | MPDR3328*** | Gravity Type Vented Room Heate | Natural Gas | No Match | TRUE | FALSE | 1 | None | None | Non-Condensing | Single-Stage | 17500 | 11062 |  |  | 61.2 | 57 | Federally-Regulated Consumer Product | 2017-06-22 |  | 2017-06-22
Lennox | Lennox | EDVSTNM | Direct Vent Gravity Type Wall | Natural Gas | Luminous | FALSE | FALSE | 1 | None | None | Condensing | Single-Stage | 39000 | 25791 |  |  | 64 | 64 | Federally-Regulated Consumer Product | 2017-06-22 |  | 2017-06-22
Lennox | Lennox | EDV4035CNM | Direct Vent Gravity Type Wall | Natural Gas | Luminous | FALSE | FALSE | 1 | None | None | Condensing | Single-Stage | 30000 | 19833 |  |  | 64 | 64 | Federally-Regulated Consumer Product | 2017-06-22 |  | 2017-06-22
Lennox | Lennox | SSDVPFCNE | Direct Vent Gravity Type Wall | Natural Gas | Luminous | FALSE | FALSE | 1 | None | None | Non-Condensing | Single-Stage | 37500 | 27153 |  |  | 68.2 | 64 | Federally-Regulated Consumer Product | 2017-06-22 |  | 2017-06-22
Lennox | Lennox | DTH3530*PM* | Direct Vent Gravity Type Wall | LPG | No Match | TRUE | FALSE | 1 | None | None | Non-Condensing | Single-Stage | 21000 | 15960 |  |  | 72 | 63 | Federally-Regulated Consumer Product | 2017-06-22 |  | 2017-06-22
Lennox | Lennox | EDVCRNM | Direct Vent Gravity Type Wall | Natural Gas | Luminous | FALSE | FALSE | 1 | None | None | Condensing | Single-Stage | 39000 | 25830 |  |  | 64.2 | 64 | Federally-Regulated Consumer Product | 2017-06-22 |  | 2017-06-22
Lennox | Superior | D600**N | Direct Vent Gravity Type Wall | Natural Gas | No Match | TRUE | FALSE | 1 | None | None | Non-Condensing | Single-Stage | 29000 | 19981 |  |  | 64.9 | 64 | Federally-Regulated Consumer Product | 2017-06-22 |  | 2017-06-22
Lennox | Lennox | ADAGIO-MP | Gravity Type Vented Room Heate | Natural Gas | Luminous | TRUE | FALSE | 1 | None | None | Non-Condensing | Step Modulating | 13000 | 9230 |  |  | 71 | 57 | Federally-Regulated Consumer Product | 2017-06-22 |  | 2017-06-22
Lennox | Lennox | ELDV 4035 | Gravity Type Vented Room Heate | Natural Gas | Luminous | TRUE | FALSE | 1 | None | None | Non-Condensing | Single-Stage | 29000 | 19120 |  |  | 65.5 | 64 | Federally-Regulated Consumer Product | 2017-06-22 |  | 2017-06-22
Lennox | Lennox | ED4540CP** | Direct Vent Gravity Type Wall | LPG | No Match | TRUE | FALSE | 1 | None | None | Non-Condensing | Single-Stage | 35000 | 24675 |  |  | 66.4 | 64 | Federally-Regulated Consumer Product | 2017-06-22 |  | 2017-06-22
Lennox | Lennox | MDR3328C** | Direct Vent Gravity Type Wall | LPG | No Match | TRUE | FALSE | 1 | None | None | Non-Condensing | Single-Stage | 17500 | 10876 |  |  | 63.6 | 62 | Federally-Regulated Consumer Product | 2017-06-22 |  | 2017-06-22
Lennox | Lennox | EDCLP** | Direct Vent Gravity Type Wall | LPG | No Match | TRUE | FALSE | 1 | None | None | Non-Condensing | Single-Stage | 37500 | 27243 |  |  | 68.5 | 64 | Federally-Regulated Consumer Product | 2017-06-22 |  | 2017-06-22
Lennox | Lennox | SSDVT3530CNE | Direct Vent Gravity Type Wall | Natural Gas | Luminous | FALSE | FALSE | 1 | None | None | Non-Condensing | Single-Stage | 23000 | 15456 |  |  | 63.2 | 63 | Federally-Regulated Consumer Product | 2017-06-22 |  | 2017-06-22
Lennox | Superior | DT600**N | Direct Vent Gravity Type Wall | Natural Gas | No Match | TRUE | FALSE | 1 | None | None | Non-Condensing | Single-Stage | 29000 | 19981 |  |  | 64.9 | 64 | Federally-Regulated Consumer Product | 2017-06-22 |  | 2017-06-22
Lennox | Lennox | SSDVR4035CNM | Direct Vent Gravity Type Wall | Natural Gas | Luminous | FALSE | FALSE | 1 | None | None | Non-Condensing | Single-Stage | 29000 | 19881 |  |  | 64.9 | 64 | Federally-Regulated Consumer Product | 2017-06-22 |  | 2017-06-22
Lennox | Superbo | SLDVT 40 NM | Gravity Type Vented Room Heate | Natural Gas | Luminous | TRUE | FALSE | 1 | None | None | Non-Condensing | Step Modulating | 20000 | 12400 |  |  | 62 | 58 | Federally-Regulated Consumer Product | 2017-06-22 |  | 2017-06-22
Lennox | Superior | D600**P | Direct Vent Gravity Type Wall | LPG | No Match | TRUE | FALSE | 1 | None | None | Non-Condensing | Single-Stage | 29000 | 20136 |  |  | 65.3 | 64 | Federally-Regulated Consumer Product | 2017-06-22 |  | 2017-06-22
Lennox | Lennox | NV35IN | Gravity Type Vented Room Heate | Natural Gas | Luminous | TRUE | FALSE | 1 | None | None | Non-Condensing | Single-Stage | 35500 | 25340 |  |  | 70.6 | 64 | Federally-Regulated Consumer Product | 2017-06-22 |  | 2017-06-22
Lennox | Lennox | MPD35STPM | Direct Vent Gravity Type Wall | LPG | Luminous | FALSE | FALSE | 1 | None | None | Condensing | Single-Stage | 28000 | 18561 |  |  | 64.2 | 64 | Federally-Regulated Consumer Product | 2017-06-22 |  | 2017-06-22
Lennox | Lennox | NV40IN | Gravity Type Vented Room Heate | Natural Gas | Luminous | TRUE | FALSE | 1 | None | None | Non-Condensing | Single-Stage | 41500 | 30075 |  |  | 71.7 | 64 | Federally-Regulated Consumer Product | 2017-06-22 |  | 2017-06-22
Lennox | Lennox | ED4540*NM | Direct Vent Gravity Type Wall | Natural Gas | No Match | TRUE | FALSE | 1 | None | None | Non-Condensing | Single-Stage | 35000 | 25550 |  |  | 70 | 64 | Federally-Regulated Consumer Product | 2017-06-22 |  | 2017-06-22
Lennox | Lennox | ADAGIO-EN | Gravity Type Vented Room Heate | Natural Gas | Luminous | TRUE | FALSE | 1 | None | None | Non-Condensing | Step Modulating | 13000 | 9100 |  |  | 70 | 57 | Federally-Regulated Consumer Product | 2017-06-22 |  | 2017-06-22
Lennox | Lennox | Shoreline 40 | Gravity Type Vented Room Heate | Natural Gas | Luminous | TRUE | FALSE | 1 | None | None | Non-Condensing | Single-Stage | 40000 | 27200 |  |  | 68 | 64 | Federally-Regulated Consumer Product | 2017-06-22 |  | 2017-06-22
Lennox | Lennox | MPLDV - 30NM | Gravity Type Vented Room Heate | Natural Gas | Luminous | TRUE | FALSE | 1 | None | None | Non-Condensing | Step Modulating | 13000 | 8580 |  |  | 63 | 57 | Federally-Regulated Consumer Product | 2017-06-22 |  | 2017-06-22
Lennox | Lennox | Vision 25 | Gravity Type Vented Room Heate | Natural Gas | Luminous | TRUE | FALSE | 1 | None | None | Non-Condensing | Single-Stage | 25000 | 17000 |  |  | 68 | 63 | Federally-Regulated Consumer Product | 2017-06-22 |  | 2017-06-22
Lennox | Lennox | EDV3530CNM | Direct Vent Gravity Type Wall | LPG | Luminous | FALSE | FALSE | 1 | None | None | Condensing | Single-Stage | 27000 | 17768 |  |  | 63.7 | 63 | Federally-Regulated Consumer Product | 2017-06-22 |  | 2017-06-22
Lennox | Lennox | ELDV 4540 | Gravity Type Vented Room Heate | Natural Gas | Luminous | TRUE | FALSE | 1 | None | None | Non-Condensing | Single-Stage | 30000 | 19810 |  |  | 64.3 | 64 | Federally-Regulated Consumer Product | 2017-06-22 |  | 2017-06-22
Lennox | Lennox | LMDVT3328CPM | Direct Vent Gravity Type Wall | Natural Gas | Luminous | FALSE | FALSE | 1 | None | None | Non-Condensing | Single-Stage | 17500 | 10876 |  |  | 63.6 | 57 | Federally-Regulated Consumer Product | 2017-06-22 |  | 2017-06-22
Lennox | Lennox | LMDV4035CPM | Direct Vent Gravity Type Wall | Natural Gas | Luminous | FALSE | FALSE | 1 | None | None | Non-Condensing | Single-Stage | 27000 | 18563 |  |  | 66.6 | 63 | Federally-Regulated Consumer Product | 2017-06-22 |  | 2017-06-22
Lennox | Lennox | MPLDV - 35NM | Gravity Type Vented Room Heate | Natural Gas | Luminous | TRUE | FALSE | 1 | None | None | Non-Condensing | Step Modulating | 19000 | 12540 |  |  | 62 | 58 | Federally-Regulated Consumer Product | 2017-06-22 |  | 2017-06-22
Lennox | Lennox | MDT3328C** | Direct Vent Gravity Type Wall | Natural Gas | No Match | TRUE | FALSE | 1 | None | None | Non-Condensing | Single-Stage | 17500 | 10876 |  |  | 63.6 | 62 | Federally-Regulated Consumer Product | 2017-06-22 |  | 2017-06-22
Lennox | Lennox | EDCRP** | Direct Vent Gravity Type Wall | LPG | No Match | TRUE | FALSE | 1 | None | None | Non-Condensing | Single-Stage | 37500 | 27243 |  |  | 68.5 | 64 | Federally-Regulated Consumer Product | 2017-06-22 |  | 2017-06-22
Lennox | Lennox | DRH4035*PM* | Direct Vent Gravity Type Wall | LPG | No Match | TRUE | FALSE | 1 | None | None | Non-Condensing | Single-Stage | 28000 | 20720 |  |  | 69.8 | 64 | Federally-Regulated Consumer Product | 2017-06-22 |  | 2017-06-22
Lennox | Nordyne | SDVST-N | Gravity Type Vented Room Heate | Natural Gas | Luminous | TRUE | FALSE | 1 | None | None | Non-Condensing | Single-Stage | 23000 | 15456 |  |  | 68.2 | 63 | Federally-Regulated Consumer Product | 2017-06-22 |  | 2017-06-22
Lennox | Lennox | ED4035*PM | Direct Vent Gravity Type Wall | LPG | No Match | TRUE | FALSE | 1 | None | None | Non-Condensing | Single-Stage | 28000 | 20160 |  |  | 68 | 64 | Federally-Regulated Consumer Product | 2017-06-22 |  | 2017-06-22
Lennox | Lennox | DRH3025*NM* | Direct Vent Gravity Type Wall | Natural Gas | No Match | TRUE | FALSE | 1 | None | None | Non-Condensing | Single-Stage | 17000 | 12750 |  |  | 71.3 | 62 | Federally-Regulated Consumer Product | 2017-06-22 |  | 2017-06-22
Lennox | Superior | DR600**P | Direct Vent Gravity Type Wall | LPG | No Match | TRUE | FALSE | 1 | None | None | Non-Condensing | Single-Stage | 29000 | 20126 |  |  | 65.3 | 64 | Federally-Regulated Consumer Product | 2017-06-22 |  | 2017-06-22
Lennox | Lennox | SSDVT3530CNM | Direct Vent Gravity Type Wall | Natural Gas | Luminous | FALSE | FALSE | 1 | None | None | Non-Condensing | Single-Stage | 23000 | 15456 |  |  | 63.2 | 63 | Federally-Regulated Consumer Product | 2017-06-22 |  | 2017-06-22
Lennox | Lennox | ED4035CN** | Direct Vent Gravity Type Wall | Natural Gas | No Match | TRUE | FALSE | 1 | None | None | Non-Condensing | Single-Stage | 30000 | 20736 |  |  | 66.9 | 64 | Federally-Regulated Consumer Product | 2017-06-22 |  | 2017-06-22
Lennox | Superior | DT400*** | Direct Vent Gravity Type Wall | Natural Gas | No Match | TRUE | FALSE | 1 | None | None | Non-Condensing | Single-Stage | 17500 | 10876 |  |  | 63.6 | 62 | Federally-Regulated Consumer Product | 2017-06-22 |  | 2017-06-22
Lennox | Lennox | LSM40ST-P | Gravity Type Vented Room Heate | Natural Gas | Luminous | FALSE | FALSE | 1 |  | None | Non-Condensing | Step Modulating | 56000 | 38080 |  |  | 68 | 65 | Federally-Regulated Consumer Product | 2017-06-22 |  | 2017-06-22
Lennox | Lennox | Epic 40 | Gravity Type Vented Room Heate | Natural Gas | Luminous | TRUE | FALSE | 1 | None | None | Non-Condensing | Single-Stage | 40000 | 29600 |  |  | 74 | 64 | Federally-Regulated Consumer Product | 2017-06-22 |  | 2017-06-22
Lennox | Lennox | ED4540*NE | Direct Vent Gravity Type Wall | Natural Gas | No Match | FALSE | FALSE | 1 | None | None | Non-Condensing | Single-Stage | 35000 | 25550 |  |  | 70 | 64 | Federally-Regulated Consumer Product | 2017-06-22 |  | 2017-06-22
Lennox | Superbo | SLDVT 30 NE | Gravity Type Vented Room Heate | Natural Gas | Luminous | FALSE | FALSE | 1 | None | None | Non-Condensing | Step Modulating | 13500 | 7695 |  |  | 57 | 57 | Federally-Regulated Consumer Product | 2017-06-22 |  | 2017-06-22
Lennox | Lennox | NVCD35IN | Gravity Type Vented Room Heate | Natural Gas | Luminous | TRUE | FALSE | 1 | None | None | Non-Condensing | Single-Stage | 31000 | 21316 |  |  | 67.8 | 64 | Federally-Regulated Consumer Product | 2017-06-22 |  | 2017-06-22
Lennox | Superior | D500**N | Direct Vent Gravity Type Wall | Natural Gas | No Match | TRUE | FALSE | 1 | None | None | Non-Condensing | Single-Stage | 23000 | 15456 |  |  | 63.2 | 63 | Federally-Regulated Consumer Product | 2017-06-22 |  | 2017-06-22
Lennox | Superbo | SLDVT 30 PM | Gravity Type Vented Room Heate | LPG | Luminous | TRUE | FALSE | 1 | None | None | Non-Condensing | Step Modulating | 11500 | 6670 |  |  | 58 | 57 | Federally-Regulated Consumer Product | 2017-06-22 |  | 2017-06-22
Lennox | Lennox | DTH4035*NM* | Direct Vent Gravity Type Wall | Natural Gas | No Match | TRUE | FALSE | 1 | None | None | Non-Condensing | Single-Stage | 28000 | 19880 |  |  | 67 | 64 | Federally-Regulated Consumer Product | 2017-06-22 |  | 2017-06-22
Lennox | Lennox | MPLDV-35NE | Gravity Type Vented Room Heate | Natural Gas | Luminous | TRUE | FALSE | 1 | None | None | Non-Condensing | Step Modulating | 19000 | 12540 |  |  | 62 | 58 | Federally-Regulated Consumer Product | 2017-06-22 |  | 2017-06-22
Lennox | Lennox | EDR3530*NM | Direct Vent Gravity Type Wall | Natural Gas | No Match | TRUE | FALSE | 1 | None | None | Non-Condensing | Single-Stage | 22000 | 15400 |  |  | 68.7 | 63 | Federally-Regulated Consumer Product | 2017-06-22 |  | 2017-06-22
Lennox | Lennox | MPLDV-35PM | Gravity Type Vented Room Heate | LPG | Luminous | TRUE | FALSE | 1 | None | None | Non-Condensing | Step Modulating | 18000 | 11880 |  |  | 62 | 57 | Federally-Regulated Consumer Product | 2017-06-22 |  | 2017-06-22
Lennox | Superbo | SLDVT 40 PM | Gravity Type Vented Room Heate | LPG | Luminous | TRUE | FALSE | 1 | None | None | Non-Condensing | Step Modulating | 18000 | 11520 |  |  | 64 | 57 | Federally-Regulated Consumer Product | 2017-06-22 |  | 2017-06-22
Lennox | Lennox | EDPFP** | Direct Vent Gravity Type Wall | LPG | No Match | TRUE | FALSE | 1 | None | None | Non-Condensing | Single-Stage | 37500 | 27243 |  |  | 68.5 | 64 | Federally-Regulated Consumer Product | 2017-06-22 |  | 2017-06-22
Lennox | Lennox | Ravenna RDV 33 | Gravity Type Vented Room Heate | Natural Gas | Luminous | TRUE | FALSE | 1 | None | None | Non-Condensing | Single-Stage | 33000 | 21780 |  |  | 66 | 64 | Federally-Regulated Consumer Product | 2017-06-22 |  | 2017-06-22
Lennox | Lennox | EDVPFNM | Direct Vent Gravity Type Wall | Natural Gas | Luminous | FALSE | FALSE | 1 | None | None | Condensing | Single-Stage | 39000 | 25791 |  |  | 64 | 64 | Federally-Regulated Consumer Product | 2017-06-22 |  | 2017-06-22
Lennox | Lennox | SSDVSTCNE | Direct Vent Gravity Type Wall | Natural Gas | Luminous | FALSE | FALSE | 1 | None | None | Non-Condensing | Single-Stage | 37500 | 27153 |  |  | 68.2 | 64 | Federally-Regulated Consumer Product | 2017-06-22 |  | 2017-06-22
Lennox | Superior | DR600**N | Direct Vent Gravity Type Wall | Natural Gas | No Match | TRUE | FALSE | 1 | None | None | Non-Condensing | Single-Stage | 29000 | 19981 |  |  | 64.9 | 64 | Federally-Regulated Consumer Product | 2017-06-22 |  | 2017-06-22
Lennox | Lennox | SSDVR4035CNE | Direct Vent Gravity Type Wall | Natural Gas | Luminous | FALSE | FALSE | 1 | None | None | Non-Condensing | Single-Stage | 29000 | 19881 |  |  | 64.9 | 64 | Federally-Regulated Consumer Product | 2017-06-22 |  | 2017-06-22
Lennox | Lennox | SSDVSTCNM | Direct Vent Gravity Type Wall | Natural Gas | Luminous | FALSE | FALSE | 1 | None | None | Non-Condensing | Single-Stage | 37500 | 27153 |  |  | 68.2 | 64 | Federally-Regulated Consumer Product | 2017-06-22 |  | 2017-06-22
Lennox | Superior | DT800**P | Direct Vent Gravity Type Wall | LPG | No Match | TRUE | FALSE | 1 | None | None | Non-Condensing | Single-Stage | 32000 | 22176 |  |  | 65.2 | 64 | Federally-Regulated Consumer Product | 2017-06-22 |  | 2017-06-22
Lennox | Lennox | EDSTN** | Direct Vent Gravity Type Wall | Natural Gas | No Match | TRUE | FALSE | 1 | None | None | Non-Condensing | Single-Stage | 37500 | 27153 |  |  | 68.2 | 64 | Federally-Regulated Consumer Product | 2017-06-22 |  | 2017-06-22
Lennox | Lennox | LMDVR3328CNM | Direct Vent Gravity Type Wall | LPG | Luminous | FALSE | FALSE | 1 | None | None | Non-Condensing | Single-Stage | 17500 | 10876 |  |  | 63.6 | 62 | Federally-Regulated Consumer Product | 2017-06-22 |  | 2017-06-22
Lennox | Lennox | SSDVPFCNM | Direct Vent Gravity Type Wall | Natural Gas | Luminous | FALSE | FALSE | 1 | None | None | Non-Condensing | Single-Stage | 37500 | 27153 |  |  | 68.2 | 64 | Federally-Regulated Consumer Product | 2017-06-22 |  | 2017-06-22
Lennox | Lennox | NV45IN | Gravity Type Vented Room Heate | Natural Gas | Luminous | TRUE | FALSE | 1 | None | None | Non-Condensing | Single-Stage | 47000 | 33563 |  |  | 70.7 | 65 | Federally-Regulated Consumer Product | 2017-06-22 |  | 2017-06-22
Lennox | Lennox | ED4035*NM | Direct Vent Gravity Type Wall | Natural Gas | No Match | TRUE | FALSE | 1 | None | None | Non-Condensing | Single-Stage | 30000 | 21600 |  |  | 68.4 | 64 | Federally-Regulated Consumer Product | 2017-06-22 |  | 2017-06-22
Lennox | Lennox | LMDV4035CNE | Direct Vent Gravity Type Wall | Natural Gas | Luminous | FALSE | FALSE | 1 | None | None | Non-Condensing | Single-Stage | 27000 | 18563 |  |  | 66.6 | 63 | Federally-Regulated Consumer Product | 2017-06-22 |  | 2017-06-22
Lennox | Lennox | MPLDV-40NE | Gravity Type Vented Room Heate | Natural Gas | Luminous | TRUE | FALSE | 1 | None | None | Non-Condensing | Step Modulating | 25000 | 16500 |  |  | 64 | 63 | Federally-Regulated Consumer Product | 2017-06-22 |  | 2017-06-22
Lennox | Superior | CDCL*** | Gravity Type Vented Room Heate | Natural Gas | No Match | TRUE | FALSE | 1 | None | None | Non-Condensing | Single-Stage | 37500 | 27153 |  |  | 68.2 | 64 | Federally-Regulated Consumer Product | 2017-06-22 |  | 2017-06-22
Lennox | Lennox | EDV4540CPM | Direct Vent Gravity Type Wall | LPG | Luminous | FALSE | FALSE | 1 | None | None | Condensing | Single-Stage | 33000 | 22427 |  |  | 65.8 | 64 | Federally-Regulated Consumer Product | 2017-06-22 |  | 2017-06-22
Lennox | Superbo | SLDVT 45 NM | Gravity Type Vented Room Heate | Natural Gas | Luminous | TRUE | FALSE | 1 | None | None | Non-Condensing | Step Modulating | 23000 | 14720 |  |  | 64 | 63 | Federally-Regulated Consumer Product | 2017-06-22 |  | 2017-06-22
Lennox | Lennox | EDVI35N | Direct Vent Gravity Type Wall | Natural Gas | Luminous | FALSE | FALSE | 1 | None | None | Condensing | Single-Stage | 35000 | 23678 |  |  | 65.5 | 64 | Federally-Regulated Consumer Product | 2017-06-22 |  | 2017-06-22
Lennox | Lennox | SSDVR3530CNM | Direct Vent Gravity Type Wall | Natural Gas | Luminous | FALSE | FALSE | 1 | None | None | Non-Condensing | Single-Stage | 23000 | 15456 |  |  | 63.2 | 63 | Federally-Regulated Consumer Product | 2017-06-22 |  | 2017-06-22
Lennox | Lennox | Medina 25 | Gravity Type Vented Room Heate | Natural Gas | Luminous | TRUE | FALSE | 1 | None | None | Non-Condensing | Single-Stage | 25000 | 19000 |  |  | 76 | 63 | Federally-Regulated Consumer Product | 2017-06-22 |  | 2017-06-22
Lennox | Lennox | NVCD40IN | Gravity Type Vented Room Heate | Natural Gas | Luminous | TRUE | FALSE | 1 | None | None | Non-Condensing | Single-Stage | 40000 | 28328 |  |  | 70 | 64 | Federally-Regulated Consumer Product | 2017-06-22 |  | 2017-06-22
Lennox | Superior | DR800**P | Direct Vent Gravity Type Wall | LPG | No Match | TRUE | FALSE | 1 | None | None | Non-Condensing | Single-Stage | 32000 | 22176 |  |  | 65.2 | 64 | Federally-Regulated Consumer Product | 2017-06-22 |  | 2017-06-22
Lennox | Lennox | MPLDV-30PM | Gravity Type Vented Room Heate | LPG | Luminous | TRUE | FALSE | 1 | None | None | Non-Condensing | Step Modulating | 11500 | 7590 |  |  | 63 | 57 | Federally-Regulated Consumer Product | 2017-06-22 |  | 2017-06-22
Lennox | Lennox | MLDVT-45PM | Gravity Type Vented Room Heate | LPG | Luminous | FALSE | FALSE | 1 |  | None | Non-Condensing | Step Modulating | 22000 | 13966 |  |  | 63.5 | 63 | Federally-Regulated Consumer Product | 2017-06-22 |  | 2017-06-22
Lennox | Lennox | DTJ3025*NM* | Direct Vent Gravity Type Wall | Natural Gas | No Match | TRUE | FALSE | 1 | None | None | Non-Condensing | Single-Stage | 17000 | 12155 |  |  | 67.4 | 62 | Federally-Regulated Consumer Product | 2017-06-22 |  | 2017-06-22
Lennox | Intertherm | DMST*** | Direct Vent Gravity Type Wall | Natural Gas | No Match | TRUE | FALSE | 1 | None | None | Non-Condensing | Single-Stage | 37500 | 27153 |  |  | 68.2 | 64 | Federally-Regulated Consumer Product | 2017-06-22 |  | 2017-06-22
Lennox | Lennox | DTH3025*PM* | Direct Vent Gravity Type Wall | LPG | No Match | TRUE | FALSE | 1 | None | None | Non-Condensing | Single-Stage | 17000 | 12750 |  |  | 70.6 | 62 | Federally-Regulated Consumer Product | 2017-06-22 |  | 2017-06-22
Lennox | Lennox | MLDVT-30PM | Gravity Type Vented Room Heate | LPG | Luminous | FALSE | FALSE | 1 |  | None | Non-Condensing | Step Modulating | 12500 | 7358 |  |  | 58.9 | 57 | Federally-Regulated Consumer Product | 2017-06-22 |  | 2017-06-22
Lennox | Lennox | EDVCLNM | Direct Vent Gravity Type Wall | Natural Gas | Luminous | FALSE | FALSE | 1 | None | None | Condensing | Single-Stage | 39000 | 25830 |  |  | 64.2 | 64 | Federally-Regulated Consumer Product | 2017-06-22 |  | 2017-06-22
Lennox | Lennox | EDV4035CPM | Direct Vent Gravity Type Wall | LPG | Luminous | FALSE | FALSE | 1 | None | None | Condensing | Single-Stage | 30000 | 19833 |  |  | 64 | 64 | Federally-Regulated Consumer Product | 2017-06-22 |  | 2017-06-22
Lennox | Superior | DR400*** | Direct Vent Gravity Type Wall | Natural Gas | No Match | TRUE | FALSE | 1 | None | None | Non-Condensing | Single-Stage | 17500 | 10876 |  |  | 63.6 | 62 | Federally-Regulated Consumer Product | 2017-06-22 |  | 2017-06-22
Lennox | Superior | CDST*** | Gravity Type Vented Room Heate | Natural Gas | No Match | TRUE | FALSE | 1 | None | None | Non-Condensing | Single-Stage | 37500 | 27153 |  |  | 68.2 | 64 | Federally-Regulated Consumer Product | 2017-06-22 |  | 2017-06-22
Lennox | Lennox | MLDVT-35NE | Gravity Type Vented Room Heate | Natural Gas | Luminous | FALSE | FALSE | 1 |  | None | Non-Condensing | Step Modulating | 16000 | 9195 |  |  | 57.5 | 57 | Federally-Regulated Consumer Product | 2017-06-22 |  | 2017-06-22
Lennox | Lennox | EDVI30P | Direct Vent Gravity Type Wall | LPG | Luminous | FALSE | FALSE | 1 | None | None | Condensing | Single-Stage | 28000 | 20838 |  |  | 72.1 | 64 | Federally-Regulated Consumer Product | 2017-06-22 |  | 2017-06-22
Lennox | Superior | CDPF*** | Gravity Type Vented Room Heate | Natural Gas | No Match | TRUE | FALSE | 1 | None | None | Non-Condensing | Single-Stage | 37500 | 27153 |  |  | 68.2 | 64 | Federally-Regulated Consumer Product | 2017-06-22 |  | 2017-06-22
Lennox | Superior | DT600**P | Direct Vent Gravity Type Wall | LPG | No Match | TRUE | FALSE | 1 | None | None | Non-Condensing | Single-Stage | 29000 | 20126 |  |  | 65.3 | 64 | Federally-Regulated Consumer Product | 2017-06-22 |  | 2017-06-22
Lennox | Lennox | Ravelle 30 NG | Gravity Type Vented Room Heate | Natural Gas | Luminous | TRUE | FALSE | 1 | None | None | Non-Condensing | Single-Stage | 30000 | 20100 |  |  | 67 | 64 | Federally-Regulated Consumer Product | 2017-06-22 |  | 2017-06-22
Lennox | Lennox | DRH3530*PM* | Direct Vent Gravity Type Wall | LPG | No Match | TRUE | FALSE | 1 | None | None | Non-Condensing | Single-Stage | 21000 | 15540 |  |  | 70.2 | 63 | Federally-Regulated Consumer Product | 2017-06-22 |  | 2017-06-22
Lennox | Lennox | ED4035*NE | Direct Vent Gravity Type Wall | Natural Gas | No Match | FALSE | FALSE | 1 | None | None | Non-Condensing | Single-Stage | 30000 | 21600 |  |  | 68.4 | 64 | Federally-Regulated Consumer Product | 2017-06-22 |  | 2017-06-22
Lennox | Superior | DT500**P | Direct Vent Gravity Type Wall | LPG | No Match | TRUE | FALSE | 1 | None | None | Non-Condensing | Single-Stage | 23000 | 15686 |  |  | 64.2 | 63 | Federally-Regulated Consumer Product | 2017-06-22 |  | 2017-06-22
Lennox | Lennox | DTH4035*PM* | Direct Vent Gravity Type Wall | LPG | No Match | TRUE | FALSE | 1 | None | None | Non-Condensing | Single-Stage | 28000 | 20160 |  |  | 67.7 | 64 | Federally-Regulated Consumer Product | 2017-06-22 |  | 2017-06-22
Lennox | Superbo | SLDVT 30 NM | Gravity Type Vented Room Heate | Natural Gas | Luminous | TRUE | FALSE | 1 | None | None | Non-Condensing | Step Modulating | 13500 | 7695 |  |  | 57 | 57 | Federally-Regulated Consumer Product | 2017-06-22 |  | 2017-06-22
Lennox | Lennox | ED3530CP* | Direct Vent Gravity Type Wall | LPG | No Match | TRUE | FALSE | 1 | None | None | Non-Condensing | Single-Stage | 27000 | 18414 |  |  | 64.2 | 63 | Federally-Regulated Consumer Product | 2017-06-22 |  | 2017-06-22
Lennox | Lennox | MPD3530*** | Gravity Type Vented Room Heate | Natural Gas | No Match | TRUE | FALSE | 1 | None | None | Non-Condensing | Single-Stage | 20000 | 12864 |  |  | 62.3 | 58 | Federally-Regulated Consumer Product | 2017-06-22 |  | 2017-06-22
Lennox | Lennox | SDDV 3530 | Gravity Type Vented Room Heate | Natural Gas | Luminous | TRUE | FALSE | 1 | None | None | Non-Condensing | Single-Stage | 27000 | 17620 |  |  | 63.2 | 63 | Federally-Regulated Consumer Product | 2017-06-22 |  | 2017-06-22
Lennox | Lennox | MPLDV-45NM | Gravity Type Vented Room Heate | Natural Gas | Luminous | TRUE | FALSE | 1 | None | None | Non-Condensing | Step Modulating | 26000 | 17160 |  |  | 64 | 63 | Federally-Regulated Consumer Product | 2017-06-22 |  | 2017-06-22
Lennox | Lennox | SSDVT4035CNE | Direct Vent Gravity Type Wall | Natural Gas | Luminous | FALSE | FALSE | 1 | None | None | Non-Condensing | Single-Stage | 29000 | 19881 |  |  | 64.9 | 64 | Federally-Regulated Consumer Product | 2017-06-22 |  | 2017-06-22
Lennox | Superior | DT800**N | Direct Vent Gravity Type Wall | Natural Gas | No Match | TRUE | FALSE | 1 | None | None | Non-Condensing | Single-Stage | 32000 | 21952 |  |  | 64.6 | 64 | Federally-Regulated Consumer Product | 2017-06-22 |  | 2017-06-22
Lennox | Lennox | LMDV3530CNE | Direct Vent Gravity Type Wall | Natural Gas | Luminous | FALSE | FALSE | 1 | None | None | Non-Condensing | Single-Stage | 20000 | 12864 |  |  | 62.3 | 58 | Federally-Regulated Consumer Product | 2017-06-22 |  | 2017-06-22
Lennox | Lennox | EDT3530*PM | Direct Vent Gravity Type Wall | LPG | No Match | TRUE | FALSE | 1 | None | None | Non-Condensing | Single-Stage | 22000 | 16060 |  |  | 69.8 | 63 | Federally-Regulated Consumer Product | 2017-06-22 |  | 2017-06-22
Lennox | Superior | DR500**P | Direct Vent Gravity Type Wall | LPG | No Match | TRUE | FALSE | 1 | None | None | Non-Condensing | Single-Stage | 23000 | 15686 |  |  | 64.2 | 63 | Federally-Regulated Consumer Product | 2017-06-22 |  | 2017-06-22
Lennox | Superbo | SLDVT 45 NE | Gravity Type Vented Room Heate | Natural Gas | Luminous | FALSE | FALSE | 1 | None | None | Non-Condensing | Step Modulating | 23000 | 14720 |  |  | 64 | 63 | Federally-Regulated Consumer Product | 2017-06-22 |  | 2017-06-22
Lennox | Lennox | EDPFN** | Direct Vent Gravity Type Wall | Natural Gas | No Match | TRUE | FALSE | 1 | None | None | Non-Condensing | Single-Stage | 37500 | 27153 |  |  | 68.2 | 64 | Federally-Regulated Consumer Product | 2017-06-22 |  | 2017-06-22
Lennox | Lennox | Shoreline 33 | Gravity Type Vented Room Heate | Natural Gas | Luminous | TRUE | FALSE | 1 | None | None | Non-Condensing | Single-Stage | 33000 | 21450 |  |  | 65 | 64 | Federally-Regulated Consumer Product | 2017-06-22 |  | 2017-06-22
Lennox | Lennox | MPD35STNM | Direct Vent Gravity Type Wall | Natural Gas | Luminous | FALSE | FALSE | 1 | None | None | Condensing | Single-Stage | 30000 | 20013 |  |  | 64.6 | 64 | Federally-Regulated Consumer Product | 2017-06-22 |  | 2017-06-22
Lennox | Lennox | DRH3530*NM* | Direct Vent Gravity Type Wall | Natural Gas | No Match | TRUE | FALSE | 1 | None | None | Non-Condensing | Single-Stage | 21000 | 15330 |  |  | 68.5 | 63 | Federally-Regulated Consumer Product | 2017-06-22 |  | 2017-06-22
Lennox | Lennox | EDVSTPM | Direct Vent Gravity Type Wall | LPG | Luminous | FALSE | FALSE | 1 | None | None | Condensing | Single-Stage | 39000 | 26602 |  |  | 66.1 | 64 | Federally-Regulated Consumer Product | 2017-06-22 |  | 2017-06-22
Lennox | Lennox | LMDV4035CNM | Direct Vent Gravity Type Wall | Natural Gas | Luminous | FALSE | FALSE | 1 | None | None | Non-Condensing | Single-Stage | 27000 | 18563 |  |  | 66.6 | 63 | Federally-Regulated Consumer Product | 2017-06-22 |  | 2017-06-22
Louisville Tin &amp; Stove Co. | Louisville Tin & Stove Co. | CF358* | Direct Vent Fan Type Wall Furn | LPG | Injection Type | FALSE | FALSE | 1 | Draft Diverter | None | Non-Condensing | Single-Stage | 35000 | 28000 | 2 |  | 75.4 | 73 | Federally-Regulated Consumer Product | 2007-11-20 |  | 2017-06-29
Louisville Tin &amp; Stove Co. | Cozy | DVCF654 | Direct Vent Fan Type Wall Furn | LPG | No Match | TRUE | FALSE | 1 | None | None | Non-Condensing | Single-Stage | 62500 | 48750 |  |  | 74.3 | 74 | Federally-Regulated Consumer Product | 1991-12-05 |  | 2017-06-29
Louisville Tin &amp; Stove Co. | Cozy | CF653C | Vented Fan Type Wall Furnace | Natural Gas | No Match | TRUE | FALSE | 1 | None | None | Non-Condensing | Single-Stage | 65000 | 52000 |  |  | 74.1 | 74 | Federally-Regulated Consumer Product | 2002-12-16 |  | 2017-06-29
Louisville Tin &amp; Stove Co. | Cozy | W351E | Vented Gravity Type Wall Furna | Natural Gas | No Match | TRUE | FALSE | 1 | None | None | Non-Condensing | Single-Stage | 35000 | 24500 |  |  | 64.1 | 64 | Federally-Regulated Consumer Product | 2002-12-16 |  | 2017-06-29
Louisville Tin &amp; Stove Co. | Louisville Tin & Stove Co. | BBT103* | Direct Vent Gravity Type Wall | Natural Gas | Induced Draft | FALSE | FALSE | 1 |  | None | Non-Condensing | Single-Stage | 9000 | 7200 |  |  | 80 | 59 | Federally-Regulated Consumer Product | 2011-07-18 |  | 2017-06-29
Louisville Tin &amp; Stove Co. | Cozy | VC201 | Gravity Type Vented Room Heate | Natural Gas | No Match | TRUE | FALSE | 1 | None | None | Non-Condensing | Single-Stage | 20000 | 16000 |  |  | 59 | 58 | Federally-Regulated Consumer Product | 1994-10-20 |  | 2017-06-29
Louisville Tin &amp; Stove Co. | Cozy | VC202 | Gravity Type Vented Room Heate | LPG | No Match | TRUE | FALSE | 1 | None | None | Non-Condensing | Single-Stage | 20000 | 16000 |  |  | 59 | 58 | Federally-Regulated Consumer Product | 1994-10-20 |  | 2017-06-29
Louisville Tin &amp; Stove Co. | Cozy | W255D | Vented Gravity Type Wall Furna | Natural Gas | No Match | TRUE | FALSE | 1 | None | None | Non-Condensing | Single-Stage | 25000 | 17500 |  |  | 63.3 | 63 | Federally-Regulated Consumer Product | 1993-05-18 |  | 2017-06-29
Louisville Tin &amp; Stove Co. | Cozy | VCR701 | Gravity Type Vented Room Heate | Natural Gas | No Match | TRUE | FALSE | 1 | None | None | Non-Condensing | Single-Stage | 70000 | 51000 |  |  | 65 | 65 | Federally-Regulated Consumer Product | 1994-10-20 |  | 2017-06-29
Louisville Tin &amp; Stove Co. | Louisville Tin & Stove Co. | CF354* | Vented Fan Type Wall Furnace | LPG | Injection Type | FALSE | FALSE | 1 |  | None | Non-Condensing | Single-Stage | 35000 | 28000 | 2 |  | 74.8 | 73 | Federally-Regulated Consumer Product | 2011-06-23 |  | 2017-06-29
Louisville Tin &amp; Stove Co. | Louisville Tin & Stove Co. | 90N30* | Gravity Type Floor Furnace | Natural Gas | Injection Type | TRUE | FALSE | 0 | Draft Hood | None | Non-Condensing | Single-Stage | 30000 | 21000 |  |  | 57 | 56 | Federally-Regulated Consumer Product | 2012-01-03 |  | 2017-06-29
Louisville Tin &amp; Stove Co. | Louisville Tin & Stove Co. | CF554D | Vented Fan Type Wall Furnace | LPG | Injection Type | TRUE | FALSE | 1 |  | None | Non-Condensing | Single-Stage | 55000 | 42000 | 100 | 86 | 76 | 74 | Federally-Regulated Consumer Product | 2013-06-17 |  | 2017-06-29
Louisville Tin &amp; Stove Co. | Cozy | VC201A | Gravity Type Vented Room Heate | Natural Gas | No Match | TRUE | FALSE | 1 | None | None | Non-Condensing | Single-Stage | 20000 | 14000 |  |  | 59 | 58 | Federally-Regulated Consumer Product | 2002-12-16 |  | 2017-06-29
Louisville Tin &amp; Stove Co. | Cozy | CDV155B | Direct Vent Gravity Type Wall | Natural Gas | No Match | TRUE | FALSE | 1 | None | None | Non-Condensing | Single-Stage | 15000 | 10500 |  |  | 64 | 61 | Federally-Regulated Consumer Product | 2002-12-16 |  | 2017-06-29
Louisville Tin &amp; Stove Co. | Louisville Tin & Stove Co. | 90P75* | Gravity Type Floor Furnace | LPG | Injection Type | TRUE | FALSE | 0 | Draft Hood | None | Non-Condensing | Single-Stage | 75000 | 52500 |  |  | 58 | 57 | Federally-Regulated Consumer Product | 2011-07-18 |  | 2017-06-29
Louisville Tin &amp; Stove Co. | Cozy | 90N75A | Gravity Type Floor Furnace | LPG | No Match | TRUE | FALSE | 1 | None | None | Non-Condensing | Single-Stage | 75000 | 52500 |  |  | 58 | 57 | Federally-Regulated Consumer Product | 2002-12-16 |  | 2017-06-29
Louisville Tin &amp; Stove Co. | Louisville Tin & Stove Co. | W351E | Vented Gravity Type Wall Furna | Natural Gas | Injection Type | TRUE | FALSE | 0 | Draft Diverter | None | Non-Condensing | Single-Stage | 35000 | 24500 |  |  | 64.1 | 64 | Federally-Regulated Consumer Product | 2007-11-20 |  | 2017-06-29
Louisville Tin &amp; Stove Co. | Cozy | W256E | Vented Gravity Type Wall Furna | LPG | No Match | TRUE | FALSE | 1 | None | None | Non-Condensing | Single-Stage | 25000 | 17500 |  |  | 63 | 63 | Federally-Regulated Consumer Product | 2002-12-16 |  | 2017-06-29
Louisville Tin &amp; Stove Co. | Cozy | CDV255B | Direct Vent Gravity Type Wall | Natural Gas | No Match | TRUE | FALSE | 1 | None | None | Non-Condensing | Single-Stage | 25000 | 17500 |  |  | 63 | 63 | Federally-Regulated Consumer Product | 2002-12-16 |  | 2017-06-29
Louisville Tin &amp; Stove Co. | Cozy | CDV151 | Direct Vent Gravity Type Wall | Natural Gas | No Match | TRUE | FALSE | 1 | None | None | Non-Condensing | Single-Stage | 15000 | 10500 |  |  | 64 | 61 | Federally-Regulated Consumer Product | 1991-11-13 |  | 2017-06-29
Louisville Tin &amp; Stove Co. | Louisville Tin & Stove Co. | VC351B | Gravity Type Vented Room Heate | Natural Gas | Injection Type | TRUE | FALSE | 0 |  | None | Non-Condensing | Single-Stage | 35000 | 25000 |  |  | 67 | 64 | Federally-Regulated Consumer Product | 2013-06-17 |  | 2017-06-29
Louisville Tin &amp; Stove Co. | Cozy | CF557C | Vented Fan Type Wall Furnace | Natural Gas | No Match | TRUE | FALSE | 1 | None | None | Non-Condensing | Single-Stage | 55000 | 44000 |  |  | 75 | 74 | Federally-Regulated Consumer Product | 2002-12-16 |  | 2017-06-29
Louisville Tin &amp; Stove Co. | Cozy | C120-B | Gravity Type Vented Room Heate | Natural Gas | No Match | TRUE | FALSE | 1 | None | None | Non-Condensing | Single-Stage | 20000 | 14000 |  |  | 59 | 58 | Federally-Regulated Consumer Product | 1991-11-13 |  | 2017-06-29
Louisville Tin &amp; Stove Co. | Cozy | DVCF558B | Direct Vent Fan Type Wall Furn | LPG | No Match | FALSE | FALSE | 1 | None | None | Non-Condensing | Single-Stage | 55000 | 44000 |  |  | 75 | 74 | Federally-Regulated Consumer Product | 2002-12-16 |  | 2017-06-29
Louisville Tin &amp; Stove Co. | Louisville Tin & Stove Co. | CF504* | Direct Vent Fan Type Wall Furn | LPG | Injection Type | TRUE | FALSE | 1 | Draft Diverter | None | Non-Condensing | Single-Stage | 50000 | 40000 | 2 |  | 74.3 | 74 | Federally-Regulated Consumer Product | 2007-11-20 |  | 2017-06-29
Louisville Tin &amp; Stove Co. | Cozy | W255E | Vented Gravity Type Wall Furna | Natural Gas | No Match | TRUE | FALSE | 1 | None | None | Non-Condensing | Single-Stage | 25000 | 17500 |  |  | 63 | 63 | Federally-Regulated Consumer Product | 2002-12-16 |  | 2017-06-29
Louisville Tin &amp; Stove Co. | Cozy | VCR702 | Gravity Type Vented Room Heate | LPG | No Match | TRUE | FALSE | 1 | None | None | Non-Condensing | Single-Stage | 70000 | 51000 |  |  | 65 | 65 | Federally-Regulated Consumer Product | 1994-10-20 |  | 2017-06-29
Louisville Tin &amp; Stove Co. | Cozy | DVCF654A | Direct Vent Fan Type Wall Furn | LPG | No Match | TRUE | FALSE | 1 | None | None | Non-Condensing | Single-Stage | 62500 | 48750 |  |  | 74.3 | 74 | Federally-Regulated Consumer Product | 1995-04-20 |  | 2017-06-29
Louisville Tin &amp; Stove Co. | Cozy | DVCF403B | Direct Vent Fan Type Wall Furn | Natural Gas | No Match | TRUE | FALSE | 1 | None | None | Non-Condensing | Single-Stage | 40000 | 32000 |  |  | 74.5 | 73 | Federally-Regulated Consumer Product | 2002-12-16 |  | 2017-06-29
Louisville Tin &amp; Stove Co. | Cozy | DVCF654B | Direct Vent Fan Type Wall Furn | LPG | No Match | TRUE | FALSE | 1 | None | None | Non-Condensing | Single-Stage | 62500 | 48750 |  |  | 74.3 | 74 | Federally-Regulated Consumer Product | 2002-12-16 |  | 2017-06-29
Louisville Tin &amp; Stove Co. | Cozy | W352E | Vented Gravity Type Wall Furna | LPG | No Match | TRUE | FALSE | 1 | None | None | Non-Condensing | Single-Stage | 35000 | 24500 |  |  | 64.1 | 64 | Federally-Regulated Consumer Product | 2002-12-16 |  | 2017-06-29
Louisville Tin &amp; Stove Co. | Cozy | MHDV306 | Direct Vent Gravity Type Wall | LPG | No Match | TRUE | FALSE | 1 | None | None | Non-Condensing | Single-Stage | 30000 | 21000 |  |  | 65.1 | 64 | Federally-Regulated Consumer Product | 1993-06-25 |  | 2017-06-29
Louisville Tin &amp; Stove Co. | Louisville Tin & Stove Co. | CF357* | Direct Vent Fan Type Wall Furn | Natural Gas | Injection Type | FALSE | FALSE | 1 | Draft Diverter | None | Non-Condensing | Single-Stage | 35000 | 28000 | 2 |  | 75.4 | 73 | Federally-Regulated Consumer Product | 2007-11-20 |  | 2017-06-29
Louisville Tin &amp; Stove Co. | Cozy | VC352A | Gravity Type Vented Room Heate | LPG | No Match | TRUE | FALSE | 1 | None | None | Non-Condensing | Single-Stage | 35000 | 24500 |  |  | 66.6 | 64 | Federally-Regulated Consumer Product | 2002-12-16 |  | 2017-06-29
Louisville Tin &amp; Stove Co. | Cozy | BBT104 | Direct Vent Gravity Type Wall | LPG | Induced Draft | FALSE | FALSE | 1 | None | None | Non-Condensing | Single-Stage | 9000 | 7200 |  |  | 80 | 59 | Federally-Regulated Consumer Product | 2004-11-23 |  | 2017-06-29
Louisville Tin &amp; Stove Co. | Cozy | W506E | Vented Gravity Type Wall Furna | LPG | No Match | TRUE | FALSE | 1 | None | None | Non-Condensing | Single-Stage | 50000 | 35000 |  |  | 65.1 | 65 | Federally-Regulated Consumer Product | 2002-12-16 |  | 2017-06-29
Louisville Tin &amp; Stove Co. | Louisville Tin & Stove Co. | W501E | Vented Gravity Type Wall Furna | Natural Gas | Injection Type | TRUE | FALSE | 0 | Draft Diverter | None | Non-Condensing | Single-Stage | 50000 | 35000 |  |  | 65.1 | 65 | Federally-Regulated Consumer Product | 2007-11-20 |  | 2017-06-29
Louisville Tin &amp; Stove Co. | Louisville Tin & Stove Co. | CF553D | Vented Fan Type Wall Furnace | Natural Gas | Injection Type | TRUE | FALSE | 1 |  | None | Non-Condensing | Single-Stage | 55000 | 42000 | 100 | 86 | 76 | 74 | Federally-Regulated Consumer Product | 2013-06-17 |  | 2017-06-29
Louisville Tin &amp; Stove Co. | Louisville Tin & Stove Co. | W355G | Vented Gravity Type Wall Furna | Natural Gas | Injection Type | TRUE | FALSE | 0 |  | None | Non-Condensing | Single-Stage | 35000 | 24000 |  |  | 66 | 64 | Federally-Regulated Consumer Product | 2014-08-28 |  | 2017-06-29
Louisville Tin &amp; Stove Co. | Cozy | CDV256B | Direct Vent Gravity Type Wall | LPG | No Match | TRUE | FALSE | 1 | None | None | Non-Condensing | Single-Stage | 25000 | 17500 |  |  | 63 | 63 | Federally-Regulated Consumer Product | 2002-12-16 |  | 2017-06-29
Louisville Tin &amp; Stove Co. | Louisville Tin & Stove Co. | DVCF407C | Direct Vent Fan Type Wall Furn | Natural Gas | Injection Type | FALSE | FALSE | 1 |  | None | Non-Condensing | Single-Stage | 40000 | 32000 | 141 | 121 | 75 | 73 | Federally-Regulated Consumer Product | 2013-06-17 |  | 2017-06-29
Louisville Tin &amp; Stove Co. | Louisville Tin & Stove Co. | HEDV254* | Direct Vent Fan Type Wall Furn | LPG | Induced Draft | FALSE | FALSE | 1 |  | None | Non-Condensing | Single-Stage | 25000 | 20000 | 122 | 105 | 80 | 73 | Federally-Regulated Consumer Product | 2011-07-18 |  | 2017-06-29
Louisville Tin &amp; Stove Co. | Louisville Tin & Stove Co. | DVCF 653* | Vented Fan Type Wall Furnace | Natural Gas | Injection Type | TRUE | FALSE | 1 |  | None | Non-Condensing | Single-Stage | 62500 | 50000 | 2 |  | 74.3 | 74 | Federally-Regulated Consumer Product | 2007-11-20 |  | 2017-06-29
Louisville Tin &amp; Stove Co. | Cozy | CF357C | Vented Fan Type Wall Furnace | Natural Gas | No Match | TRUE | FALSE | 1 | None | None | Non-Condensing | Single-Stage | 35000 | 28000 |  |  | 75.4 | 73 | Federally-Regulated Consumer Product | 2002-12-16 |  | 2017-06-29
Louisville Tin &amp; Stove Co. | Cozy | VCR351 | Gravity Type Vented Room Heate | Natural Gas | No Match | TRUE | FALSE | 1 | None | None | Non-Condensing | Single-Stage | 35000 | 28000 |  |  | 65.5 | 64 | Federally-Regulated Consumer Product | 1994-10-20 |  | 2017-06-29
Louisville Tin &amp; Stove Co. | Cozy | 90P65 | Gravity Type Floor Furnace | LPG | No Match | TRUE | FALSE | 1 | None | None | Non-Condensing | Single-Stage | 62000 | 43400 |  |  | 58 | 57 | Federally-Regulated Consumer Product | 1991-11-13 |  | 2017-06-29
Louisville Tin &amp; Stove Co. | Louisville Tin & Stove Co. | HEDV404* | Direct Vent Fan Type Wall Furn | LPG | Induced Draft | FALSE | FALSE | 1 |  | None | Non-Condensing | Single-Stage | 40000 | 32000 | 138 | 113 | 80.1 | 73 | Federally-Regulated Consumer Product | 2011-07-18 |  | 2017-06-29
Louisville Tin &amp; Stove Co. | Cozy | C220-B | Gravity Type Vented Room Heate | LPG | No Match | TRUE | FALSE | 1 | None | None | Non-Condensing | Single-Stage | 20000 | 14000 |  |  | 59 | 58 | Federally-Regulated Consumer Product | 1991-11-13 |  | 2017-06-29
Louisville Tin &amp; Stove Co. | Louisville Tin & Stove Co. | DVCF 408* | Vented Fan Type Wall Furnace | LPG | Injection Type | FALSE | FALSE | 1 |  | None | Non-Condensing | Single-Stage | 40000 | 32000 | 2 |  | 76.1 | 73 | Federally-Regulated Consumer Product | 2007-11-20 |  | 2017-06-29
Louisville Tin &amp; Stove Co. | Cozy | 90N50 | Gravity Type Floor Furnace | Natural Gas | No Match | TRUE | FALSE | 1 | None | None | Non-Condensing | Single-Stage | 50000 | 35000 |  |  | 58 | 57 | Federally-Regulated Consumer Product | 1991-11-13 |  | 2017-06-29
Louisville Tin &amp; Stove Co. | Louisville Tin & Stove Co. | DVCF403C | Direct Vent Fan Type Wall Furn | Natural Gas | Injection Type | TRUE | FALSE | 1 |  | None | Non-Condensing | Single-Stage | 40000 | 32000 | 138 | 115 | 75 | 73 | Federally-Regulated Consumer Product | 2013-06-17 |  | 2017-06-29
Louisville Tin &amp; Stove Co. | Louisville Tin & Stove Co. | 90P65* | Gravity Type Floor Furnace | LPG | Injection Type | TRUE | FALSE | 0 | Draft Hood | None | Non-Condensing | Single-Stage | 62000 | 43400 |  |  | 58 | 57 | Federally-Regulated Consumer Product | 2011-07-18 |  | 2017-06-29
Louisville Tin &amp; Stove Co. | Cozy | DVCF404A | Direct Vent Fan Type Wall Furn | LPG | No Match | TRUE | FALSE | 1 | None | None | Non-Condensing | Single-Stage | 40000 | 32000 |  |  | 75 | 73 | Federally-Regulated Consumer Product | 1994-11-04 |  | 2017-06-29
Louisville Tin &amp; Stove Co. | Cozy | VCR501A | Gravity Type Vented Room Heate | Natural Gas | No Match | TRUE | FALSE | 1 | None | None | Non-Condensing | Single-Stage | 50000 | 35000 |  |  | 65 | 65 | Federally-Regulated Consumer Product | 2002-12-16 |  | 2017-06-29
Louisville Tin &amp; Stove Co. | Cozy | W501D | Vented Gravity Type Wall Furna | Natural Gas | No Match | TRUE | FALSE | 1 | None | None | Non-Condensing | Single-Stage | 50000 | 35000 |  |  | 65.1 | 65 | Federally-Regulated Consumer Product | 1993-05-18 |  | 2017-06-29
Louisville Tin &amp; Stove Co. | Cozy | HEDV403 | Direct Vent Fan Type Wall Furn | Natural Gas | No Match | FALSE | FALSE | 1 | None | None | Non-Condensing | Single-Stage | 40000 | 32000 |  |  | 80.1 | 73 | Federally-Regulated Consumer Product | 2001-06-29 |  | 2017-06-29
Louisville Tin &amp; Stove Co. | Louisville Tin & Stove Co. | VC702B | Gravity Type Vented Room Heate | LPG | Injection Type | TRUE | FALSE | 0 |  | None | Non-Condensing | Single-Stage | 70000 | 51000 |  |  | 68 | 65 | Federally-Regulated Consumer Product | 2013-06-17 |  | 2017-06-29
Louisville Tin &amp; Stove Co. | Louisville Tin & Stove Co. | WOW403* | Direct Vent Fan Type Wall Furn | Natural Gas | Induced Draft | FALSE | FALSE | 1 |  | None | Non-Condensing | Single-Stage | 40000 | 29500 | 191 | 151 | 75 | 73 | Federally-Regulated Consumer Product | 2013-06-17 |  | 2017-06-29
Louisville Tin &amp; Stove Co. | Cozy | W505D | Vented Gravity Type Wall Furna | Natural Gas | No Match | TRUE | FALSE | 1 | None | None | Non-Condensing | Single-Stage | 50000 | 35000 |  |  | 65.1 | 65 | Federally-Regulated Consumer Product | 1993-05-18 |  | 2017-06-29
Louisville Tin &amp; Stove Co. | Louisville Tin & Stove Co. | DVCF557C | Direct Vent Fan Type Wall Furn | Natural Gas | Injection Type | FALSE | FALSE | 1 |  | None | Non-Condensing | Single-Stage | 55000 | 44000 | 156 | 131 | 76 | 74 | Federally-Regulated Consumer Product | 2013-06-17 |  | 2017-06-29
Louisville Tin &amp; Stove Co. | Cozy | DVCF408B | Direct Vent Fan Type Wall Furn | LPG | No Match | FALSE | FALSE | 1 | None | None | Non-Condensing | Single-Stage | 40000 | 32000 |  |  | 76.1 | 73 | Federally-Regulated Consumer Product | 2002-12-16 |  | 2017-06-29
Louisville Tin &amp; Stove Co. | Cozy | CDV336 | Direct Vent Gravity Type Wall | LPG | No Match | TRUE | FALSE | 1 | None | None | Non-Condensing | Single-Stage | 33000 | 23100 |  |  | 64 | 64 | Federally-Regulated Consumer Product | 1991-11-13 |  | 2017-06-29
Louisville Tin &amp; Stove Co. | Louisville Tin & Stove Co. | W355G-1-D | Vented Gravity Type Wall Furna | Natural Gas | Injection Type | TRUE | FALSE | 0 |  | None | Non-Condensing | Single-Stage | 35000 | 23100 |  |  | 66 | 64 | Federally-Regulated Consumer Product | 2014-08-28 |  | 2017-06-29
Louisville Tin &amp; Stove Co. | Louisville Tin & Stove Co. | VCR501B | Gravity Type Vented Room Heate | Natural Gas | Injection Type | TRUE | FALSE | 1 |  | None | Non-Condensing | Single-Stage | 50000 | 35500 |  |  | 68 | 65 | Federally-Regulated Consumer Product | 2013-06-17 |  | 2017-06-29
Louisville Tin &amp; Stove Co. | Cozy | W502E | Vented Gravity Type Wall Furna | LPG | No Match | TRUE | FALSE | 1 | None | None | Non-Condensing | Single-Stage | 50000 | 35000 |  |  | 65.1 | 65 | Federally-Regulated Consumer Product | 2002-12-16 |  | 2017-06-29
Louisville Tin &amp; Stove Co. | Cozy | VC701 | Gravity Type Vented Room Heate | Natural Gas | No Match | TRUE | FALSE | 1 | None | None | Non-Condensing | Single-Stage | 70000 | 51000 |  |  | 65 | 65 | Federally-Regulated Consumer Product | 1994-10-20 |  | 2017-06-29
Louisville Tin &amp; Stove Co. | Cozy | CF654A | Vented Fan Type Wall Furnace | LPG | No Match | TRUE | FALSE | 1 | None | None | Non-Condensing | Single-Stage | 65000 | 52000 |  |  | 74.1 | 74 | Federally-Regulated Consumer Product | 1992-06-01 |  | 2017-06-29
Louisville Tin &amp; Stove Co. | Louisville Tin & Stove Co. | WOW254* | Vented Fan Type Wall Furnace | LPG | Induced Draft | FALSE | FALSE | 1 |  | None | Non-Condensing | Single-Stage | 20000 | 14600 | 4 |  | 73 | 73 | Federally-Regulated Consumer Product | 2007-11-20 |  | 2017-06-29
Louisville Tin &amp; Stove Co. | Louisville Tin & Stove Co. | VCR701B | Gravity Type Vented Room Heate | Natural Gas | Injection Type | TRUE | FALSE | 0 |  | None | Non-Condensing | Single-Stage | 70000 | 50000 |  |  | 68 | 65 | Federally-Regulated Consumer Product | 2013-06-17 |  | 2017-06-29
Louisville Tin &amp; Stove Co. | Louisville Tin & Stove Co. | CDV336C | Direct Vent Gravity Type Wall | LPG | Injection Type | TRUE | FALSE | 1 |  | None | Non-Condensing | Single-Stage | 33000 | 23100 |  |  | 66 | 64 | Federally-Regulated Consumer Product | 2013-06-17 |  | 2017-06-29
Louisville Tin &amp; Stove Co. | Louisville Tin & Stove Co. | CDV256C | Direct Vent Gravity Type Wall | LPG | Injection Type | TRUE | FALSE | 0 |  | None | Non-Condensing | Single-Stage | 25000 | 17500 |  |  | 65 | 63 | Federally-Regulated Consumer Product | 2013-06-17 |  | 2017-06-29
Louisville Tin &amp; Stove Co. | Cozy | BBT53 | Direct Vent Gravity Type Wall | Natural Gas | Induced Draft | FALSE | FALSE | 1 | None | None | Non-Condensing | Single-Stage | 5000 | 3650 |  |  | 73 | 59 | Federally-Regulated Consumer Product | 2004-11-23 |  | 2017-06-29
Louisville Tin &amp; Stove Co. | Louisville Tin & Stove Co. | HEDV403* | Direct Vent Fan Type Wall Furn | Natural Gas | Induced Draft | FALSE | FALSE | 1 |  | None | Non-Condensing | Single-Stage | 40000 | 32000 | 138 | 113 | 80.1 | 73 | Federally-Regulated Consumer Product | 2011-07-18 |  | 2017-06-29
Louisville Tin &amp; Stove Co. | Louisville Tin & Stove Co. | W502E | Vented Gravity Type Wall Furna | LPG | Injection Type | TRUE | FALSE | 0 | Draft Diverter | None | Non-Condensing | Single-Stage | 50000 | 35000 |  |  | 65.1 | 65 | Federally-Regulated Consumer Product | 2007-11-20 |  | 2017-06-29
Louisville Tin &amp; Stove Co. | Cozy | W501E | Vented Gravity Type Wall Furna | Natural Gas | No Match | TRUE | FALSE | 1 | None | None | Non-Condensing | Single-Stage | 50000 | 35000 |  |  | 65.1 | 65 | Federally-Regulated Consumer Product | 2002-12-16 |  | 2017-06-29
Louisville Tin &amp; Stove Co. | Cozy | CDV331 | Direct Vent Gravity Type Wall | Natural Gas | No Match | TRUE | FALSE | 1 | None | None | Non-Condensing | Single-Stage | 33000 | 23100 |  |  | 64 | 64 | Federally-Regulated Consumer Product | 1991-11-13 |  | 2017-06-29
Louisville Tin &amp; Stove Co. | Cozy | CR260-B | Gravity Type Vented Room Heate | LPG | No Match | TRUE | FALSE | 1 | None | None | Non-Condensing | Single-Stage | 60000 | 42000 |  |  | 66 | 65 | Federally-Regulated Consumer Product | 1991-11-13 |  | 2017-06-29
Louisville Tin &amp; Stove Co. | Cozy | W351D | Vented Gravity Type Wall Furna | Natural Gas | No Match | TRUE | FALSE | 1 | None | None | Non-Condensing | Single-Stage | 35000 | 24500 |  |  | 64.1 | 64 | Federally-Regulated Consumer Product | 1993-05-18 |  | 2017-06-29
Louisville Tin &amp; Stove Co. | Cozy | VC351 | Gravity Type Vented Room Heate | Natural Gas | No Match | TRUE | FALSE | 1 | None | None | Non-Condensing | Single-Stage | 35000 | 28000 |  |  | 66 | 64 | Federally-Regulated Consumer Product | 1994-10-20 |  | 2017-06-29
Louisville Tin &amp; Stove Co. | Cozy | CF358C | Vented Fan Type Wall Furnace | LPG | No Match | TRUE | FALSE | 1 | None | None | Non-Condensing | Single-Stage | 35000 | 28000 |  |  | 75.4 | 73 | Federally-Regulated Consumer Product | 2002-12-16 |  | 2017-06-29
Louisville Tin &amp; Stove Co. | Louisville Tin & Stove Co. | WOW253* | Vented Fan Type Wall Furnace | Natural Gas | Induced Draft | FALSE | FALSE | 1 |  | None | Non-Condensing | Single-Stage | 20000 | 14600 | 4 |  | 73 | 73 | Federally-Regulated Consumer Product | 2007-11-20 |  | 2017-06-29
Louisville Tin &amp; Stove Co. | Cozy | VCR502A | Gravity Type Vented Room Heate | LPG | No Match | TRUE | FALSE | 1 | None | None | Non-Condensing | Single-Stage | 50000 | 35000 |  |  | 65 | 65 | Federally-Regulated Consumer Product | 2002-12-16 |  | 2017-06-29
Louisville Tin &amp; Stove Co. | Louisville Tin & Stove Co. | HEDV254* | Vented Fan Type Wall Furnace | LPG | Induced Draft | FALSE | FALSE | 1 | None | None | Non-Condensing | Single-Stage | 25000 | 20000 | 4 |  | 80 | 73 | Federally-Regulated Consumer Product | 2007-11-20 |  | 2017-06-29
Louisville Tin &amp; Stove Co. | Louisville Tin & Stove Co. | CF403D | Vented Fan Type Wall Furnace | Natural Gas | Injection Type | TRUE | FALSE | 1 |  | None | Non-Condensing | Single-Stage | 40000 | 32000 | 100 | 86 | 75 | 73 | Federally-Regulated Consumer Product | 2013-06-17 |  | 2017-06-29
Louisville Tin &amp; Stove Co. | Cozy | CF653A | Vented Fan Type Wall Furnace | Natural Gas | No Match | TRUE | FALSE | 1 | None | None | Non-Condensing | Single-Stage | 65000 | 52000 |  |  | 74.1 | 74 | Federally-Regulated Consumer Product | 1992-06-01 |  | 2017-06-29
Louisville Tin &amp; Stove Co. | Cozy | CDV156B | Direct Vent Gravity Type Wall | LPG | No Match | TRUE | FALSE | 1 | None | None | Non-Condensing | Single-Stage | 15000 | 10500 |  |  | 64 | 61 | Federally-Regulated Consumer Product | 2002-12-16 |  | 2017-06-29
Louisville Tin &amp; Stove Co. | Louisville Tin & Stove Co. | 90N50* | Gravity Type Floor Furnace | Natural Gas | Injection Type | TRUE | FALSE | 0 | Draft Hood | None | Non-Condensing | Single-Stage | 50000 | 35000 |  |  | 58 | 57 | Federally-Regulated Consumer Product | 2011-07-18 |  | 2017-06-29
Louisville Tin &amp; Stove Co. | Cozy | VCR352A | Gravity Type Vented Room Heate | LPG | No Match | TRUE | FALSE | 1 | None | None | Non-Condensing | Single-Stage | 35000 | 24500 |  |  | 65.5 | 64 | Federally-Regulated Consumer Product | 2002-12-16 |  | 2017-06-29
Louisville Tin &amp; Stove Co. | Louisville Tin & Stove Co. | W256G-1-D | Vented Gravity Type Wall Furna | LPG | Injection Type | TRUE | FALSE | 0 |  | None | Non-Condensing | Single-Stage | 25000 | 16250 |  |  | 65 | 63 | Federally-Regulated Consumer Product | 2014-08-28 |  | 2017-06-29
Louisville Tin &amp; Stove Co. | Cozy | DVCF403 | Direct Vent Fan Type Wall Furn | Natural Gas | No Match | TRUE | FALSE | 1 | None | None | Non-Condensing | Single-Stage | 40000 | 32000 |  |  | 74.5 | 73 | Federally-Regulated Consumer Product | 1991-12-05 |  | 2017-06-29
Louisville Tin &amp; Stove Co. | Louisville Tin & Stove Co. | DVCF 407* | Vented Fan Type Wall Furnace | Natural Gas | Injection Type | FALSE | FALSE | 1 |  | None | Non-Condensing | Single-Stage | 40000 | 32000 | 2 |  | 76.1 | 73 | Federally-Regulated Consumer Product | 2007-11-20 |  | 2017-06-29
Louisville Tin &amp; Stove Co. | Cozy | VCR702A | Gravity Type Vented Room Heate | LPG | No Match | TRUE | FALSE | 1 | None | None | Non-Condensing | Single-Stage | 70000 | 49000 |  |  | 65 | 65 | Federally-Regulated Consumer Product | 2002-12-16 |  | 2017-06-29
Louisville Tin &amp; Stove Co. | Cozy | CDV336B | Direct Vent Gravity Type Wall | LPG | No Match | TRUE | FALSE | 1 | None | None | Non-Condensing | Single-Stage | 33000 | 17500 |  |  | 64 | 64 | Federally-Regulated Consumer Product | 2002-12-16 |  | 2017-06-29
Louisville Tin &amp; Stove Co. | Louisville Tin & Stove Co. | VC201* | Gravity Type Vented Room Heate | Natural Gas | Injection Type | TRUE | FALSE | 0 | Draft Diverter | None | Non-Condensing | Single-Stage | 20000 | 14000 |  |  | 59 | 58 | Federally-Regulated Consumer Product | 2011-06-14 |  | 2017-06-29
Louisville Tin &amp; Stove Co. | Cozy | VC702A | Gravity Type Vented Room Heate | LPG | No Match | TRUE | FALSE | 1 | None | None | Non-Condensing | Single-Stage | 70000 | 49000 |  |  | 65 | 65 | Federally-Regulated Consumer Product | 2002-12-16 |  | 2017-06-29
Louisville Tin &amp; Stove Co. | Louisville Tin & Stove Co. | W505G | Vented Gravity Type Wall Furna | Natural Gas | Injection Type | TRUE | FALSE | 0 |  | None | Non-Condensing | Single-Stage | 50000 | 35500 |  |  | 70 | 65 | Federally-Regulated Consumer Product | 2013-06-17 |  | 2017-06-29
Louisville Tin &amp; Stove Co. | Cozy | CDV335 | Direct Vent Gravity Type Wall | Natural Gas | No Match | TRUE | FALSE | 1 | None | None | Non-Condensing | Single-Stage | 33000 | 23100 |  |  | 64 | 64 | Federally-Regulated Consumer Product | 1991-11-13 |  | 2017-06-29
Louisville Tin &amp; Stove Co. | Cozy | W256D | Vented Gravity Type Wall Furna | LPG | No Match | TRUE | FALSE | 1 | None | None | Non-Condensing | Single-Stage | 25000 | 17500 |  |  | 63.3 | 63 | Federally-Regulated Consumer Product | 1993-05-18 |  | 2017-06-29
Louisville Tin &amp; Stove Co. | Louisville Tin & Stove Co. | DVCF 404* | Vented Fan Type Wall Furnace | LPG | Injection Type | TRUE | FALSE | 1 |  | None | Non-Condensing | Single-Stage | 40000 | 32000 | 2 |  | 74.5 | 73 | Federally-Regulated Consumer Product | 2007-11-20 |  | 2017-06-29
Louisville Tin &amp; Stove Co. | Louisville Tin & Stove Co. | DVCF404C | Direct Vent Fan Type Wall Furn | LPG | Injection Type | TRUE | FALSE | 1 |  | None | Non-Condensing | Single-Stage | 40000 | 32000 | 138 | 115 | 75 | 73 | Federally-Regulated Consumer Product | 2013-06-17 |  | 2017-06-29
Louisville Tin &amp; Stove Co. | Cozy | CF504A | Vented Fan Type Wall Furnace | LPG | No Match | TRUE | FALSE | 1 | None | None | Non-Condensing | Single-Stage | 50000 | 40000 |  |  | 74.3 | 74 | Federally-Regulated Consumer Product | 1992-06-01 |  | 2017-06-29
Louisville Tin &amp; Stove Co. | Louisville Tin & Stove Co. | VC352B | Gravity Type Vented Room Heate | LPG | Injection Type | TRUE | FALSE | 0 |  | None | Non-Condensing | Single-Stage | 35000 | 25000 |  |  | 67 | 64 | Federally-Regulated Consumer Product | 2013-06-17 |  | 2017-06-29
Louisville Tin &amp; Stove Co. | Cozy | W356E | Vented Gravity Type Wall Furna | LPG | No Match | TRUE | FALSE | 1 | None | None | Non-Condensing | Single-Stage | 35000 | 24500 |  |  | 64.1 | 64 | Federally-Regulated Consumer Product | 2002-12-16 |  | 2017-06-29
Louisville Tin &amp; Stove Co. | Cozy | DVCF557B | Direct Vent Fan Type Wall Furn | Natural Gas | No Match | FALSE | FALSE | 1 | None | None | Non-Condensing | Single-Stage | 55000 | 44000 |  |  | 75 | 74 | Federally-Regulated Consumer Product | 2002-12-16 |  | 2017-06-29
Louisville Tin &amp; Stove Co. | Cozy | CDV256 | Direct Vent Gravity Type Wall | LPG | No Match | TRUE | FALSE | 1 | None | None | Non-Condensing | Single-Stage | 25000 | 17500 |  |  | 63 | 63 | Federally-Regulated Consumer Product | 1991-11-13 |  | 2017-06-29
Louisville Tin &amp; Stove Co. | Cozy | C250-B | Gravity Type Vented Room Heate | LPG | No Match | TRUE | FALSE | 1 | None | None | Non-Condensing | Single-Stage | 50000 | 35000 |  |  | 66 | 65 | Federally-Regulated Consumer Product | 1991-11-13 |  | 2017-06-29
Louisville Tin &amp; Stove Co. | Louisville Tin & Stove Co. | WOW254* | Direct Vent Fan Type Wall Furn | LPG | Induced Draft | FALSE | FALSE | 1 |  | None | Non-Condensing | Single-Stage | 20000 | 15000 | 141 | 117 | 75 | 73 | Federally-Regulated Consumer Product | 2013-06-17 |  | 2017-06-29
Louisville Tin &amp; Stove Co. | Cozy | CR150-B | Gravity Type Vented Room Heate | Natural Gas | No Match | TRUE | FALSE | 1 | None | None | Non-Condensing | Single-Stage | 50000 | 35000 |  |  | 66 | 65 | Federally-Regulated Consumer Product | 1991-11-13 |  | 2017-06-29
Louisville Tin &amp; Stove Co. | Cozy | 90N30A | Gravity Type Floor Furnace | Natural Gas | No Match | TRUE | FALSE | 1 | None | None | Non-Condensing | Single-Stage | 30000 | 21000 |  |  | 57 | 56 | Federally-Regulated Consumer Product | 2002-12-16 |  | 2017-06-29
Louisville Tin &amp; Stove Co. | Louisville Tin & Stove Co. | CF558* | Direct Vent Fan Type Wall Furn | LPG | Injection Type | FALSE | FALSE | 1 | Draft Diverter | None | Non-Condensing | Single-Stage | 55000 | 44000 | 2 |  | 76 | 74 | Federally-Regulated Consumer Product | 2007-11-20 |  | 2017-06-29
Louisville Tin &amp; Stove Co. | Louisville Tin & Stove Co. | W255G-1-D | Vented Gravity Type Wall Furna | Natural Gas | Injection Type | TRUE | FALSE | 0 |  | None | Non-Condensing | Single-Stage | 25000 | 17500 |  |  | 70 | 63 | Federally-Regulated Consumer Product | 2014-08-28 |  | 2017-06-29
Louisville Tin &amp; Stove Co. | Louisville Tin & Stove Co. | HEDV404* | Vented Fan Type Wall Furnace | LPG | Induced Draft | FALSE | FALSE | 1 | Draft Diverter | None | Non-Condensing | Single-Stage | 40000 | 32000 | 4 |  | 80.1 | 73 | Federally-Regulated Consumer Product | 2007-11-20 |  | 2017-06-29
Louisville Tin &amp; Stove Co. | Cozy | MHDV156 | Direct Vent Gravity Type Wall | LPG | No Match | TRUE | FALSE | 1 | None | None | Non-Condensing | Single-Stage | 15000 | 10500 |  |  | 64 | 61 | Federally-Regulated Consumer Product | 1993-06-25 |  | 2017-06-29
Louisville Tin &amp; Stove Co. | Louisville Tin & Stove Co. | 90N75* | Gravity Type Floor Furnace | Natural Gas | Injection Type | TRUE | FALSE | 0 | Draft Hood | None | Non-Condensing | Single-Stage | 75000 | 52500 |  |  | 58 | 57 | Federally-Regulated Consumer Product | 2011-07-18 |  | 2017-06-29
Louisville Tin &amp; Stove Co. | Cozy | W505E | Vented Gravity Type Wall Furna | Natural Gas | No Match | TRUE | FALSE | 1 | None | None | Non-Condensing | Single-Stage | 50000 | 35000 |  |  | 65.1 | 65 | Federally-Regulated Consumer Product | 2002-12-16 |  | 2017-06-29
Louisville Tin &amp; Stove Co. | Louisville Tin & Stove Co. | CF407D | Vented Fan Type Wall Furnace | Natural Gas | Injection Type | FALSE | FALSE | 1 |  | None | Non-Condensing | Single-Stage | 40000 | 32000 | 100 | 86 | 75 | 73 | Federally-Regulated Consumer Product | 2013-06-17 |  | 2017-06-29
Louisville Tin &amp; Stove Co. | Louisville Tin & Stove Co. | CF557* | Direct Vent Fan Type Wall Furn | Natural Gas | Injection Type | FALSE | FALSE | 1 | Draft Diverter | None | Non-Condensing | Single-Stage | 55000 | 44000 | 2 |  | 76 | 74 | Federally-Regulated Consumer Product | 2007-11-20 |  | 2017-06-29
Louisville Tin &amp; Stove Co. | Cozy | CDV152 | Direct Vent Gravity Type Wall | LPG | No Match | TRUE | FALSE | 1 | None | None | Non-Condensing | Single-Stage | 15000 | 10500 |  |  | 64 | 61 | Federally-Regulated Consumer Product | 1991-11-13 |  | 2017-06-29
Louisville Tin &amp; Stove Co. | Louisville Tin & Stove Co. | CDV335C | Direct Vent Gravity Type Wall | Natural Gas | Injection Type | TRUE | FALSE | 0 |  | None | Non-Condensing | Single-Stage | 33000 | 23100 |  |  | 66 | 64 | Federally-Regulated Consumer Product | 2013-06-17 |  | 2017-06-29
Louisville Tin &amp; Stove Co. | Louisville Tin & Stove Co. | DVCF408C | Direct Vent Fan Type Wall Furn | LPG | Injection Type | FALSE | FALSE | 1 |  | None | Non-Condensing | Single-Stage | 40000 | 32000 | 138 | 121 | 75 | 73 | Federally-Regulated Consumer Product | 2013-06-17 |  | 2017-06-29
Louisville Tin &amp; Stove Co. | Cozy | VC501A | Gravity Type Vented Room Heate | Natural Gas | No Match | TRUE | FALSE | 1 | None | None | Non-Condensing | Single-Stage | 50000 | 35000 |  |  | 65 | 65 | Federally-Regulated Consumer Product | 2002-12-16 |  | 2017-06-29
Louisville Tin &amp; Stove Co. | Louisville Tin & Stove Co. | W356G-1-D | Vented Gravity Type Wall Furna | LPG | Injection Type | TRUE | FALSE | 0 |  | None | Non-Condensing | Single-Stage | 33000 | 21780 |  |  | 66 | 64 | Federally-Regulated Consumer Product | 2014-08-28 |  | 2017-06-29
Louisville Tin &amp; Stove Co. | Louisville Tin & Stove Co. | DVCF553C | Direct Vent Fan Type Wall Furn | Natural Gas | Injection Type | TRUE | FALSE | 1 |  | None | Non-Condensing | Single-Stage | 55000 | 44000 | 156 | 129 | 76 | 74 | Federally-Regulated Consumer Product | 2013-06-17 |  | 2017-06-29
Louisville Tin &amp; Stove Co. | Louisville Tin & Stove Co. | CF654* | Direct Vent Fan Type Wall Furn | LPG | Injection Type | TRUE | FALSE | 1 | Draft Diverter | None | Non-Condensing | Single-Stage | 65000 | 52000 | 2 |  | 74.1 | 74 | Federally-Regulated Consumer Product | 2007-11-20 |  | 2017-06-29
Louisville Tin &amp; Stove Co. | Cozy | VCR502 | Gravity Type Vented Room Heate | LPG | No Match | TRUE | FALSE | 1 | None | None | Non-Condensing | Single-Stage | 50000 | 39000 |  |  | 65 | 65 | Federally-Regulated Consumer Product | 1994-10-20 |  | 2017-06-29
Louisville Tin &amp; Stove Co. | Cozy | C135-B | Gravity Type Vented Room Heate | Natural Gas | No Match | TRUE | FALSE | 1 | None | None | Non-Condensing | Single-Stage | 35000 | 24500 |  |  | 65 | 64 | Federally-Regulated Consumer Product | 1991-11-13 |  | 2017-06-29
Louisville Tin &amp; Stove Co. | Cozy | C160-B | Gravity Type Vented Room Heate | Natural Gas | No Match | TRUE | FALSE | 1 | None | None | Non-Condensing | Single-Stage | 60000 | 42000 |  |  | 66 | 65 | Federally-Regulated Consumer Product | 1991-11-13 |  | 2017-06-29
Louisville Tin &amp; Stove Co. | Louisville Tin & Stove Co. | CF503* | Direct Vent Fan Type Wall Furn | Natural Gas | Injection Type | TRUE | FALSE | 1 | Draft Diverter | None | Non-Condensing | Single-Stage | 50000 | 40000 | 2 |  | 74.3 | 74 | Federally-Regulated Consumer Product | 2007-11-20 |  | 2017-06-29
Louisville Tin &amp; Stove Co. | Cozy | VCR701A | Gravity Type Vented Room Heate | Natural Gas | No Match | TRUE | FALSE | 1 | None | None | Non-Condensing | Single-Stage | 70000 | 49000 |  |  | 65 | 65 | Federally-Regulated Consumer Product | 2002-12-16 |  | 2017-06-29
Louisville Tin &amp; Stove Co. | Louisville Tin & Stove Co. | 90N65* | Gravity Type Floor Furnace | Natural Gas | Injection Type | TRUE | FALSE | 0 | Draft Hood | None | Non-Condensing | Single-Stage | 62000 | 43400 |  |  | 58 | 57 | Federally-Regulated Consumer Product | 2011-06-14 |  | 2017-06-29
Louisville Tin &amp; Stove Co. | Louisville Tin & Stove Co. | HEDV253* | Vented Fan Type Wall Furnace | Natural Gas | Induced Draft | FALSE | FALSE | 1 | None | None | Non-Condensing | Single-Stage | 25000 | 20000 | 4 |  | 80 | 73 | Federally-Regulated Consumer Product | 2007-11-20 |  | 2017-06-29
Louisville Tin &amp; Stove Co. | Cozy | VCR501 | Gravity Type Vented Room Heate | Natural Gas | No Match | TRUE | FALSE | 1 | None | None | Non-Condensing | Single-Stage | 50000 | 39000 |  |  | 65 | 65 | Federally-Regulated Consumer Product | 1994-10-20 |  | 2017-06-29
Louisville Tin &amp; Stove Co. | Cozy | DVCF653B | Direct Vent Fan Type Wall Furn | Natural Gas | No Match | TRUE | FALSE | 1 | None | None | Non-Condensing | Single-Stage | 62500 | 48750 |  |  | 74.3 | 74 | Federally-Regulated Consumer Product | 2002-12-16 |  | 2017-06-29
Louisville Tin &amp; Stove Co. | Louisville Tin & Stove Co. | W506G | Vented Gravity Type Wall Furna | LPG | Injection Type | TRUE | FALSE | 0 |  | None | Non-Condensing | Single-Stage | 50000 | 35500 |  |  | 70 | 65 | Federally-Regulated Consumer Product | 2013-06-17 |  | 2017-06-29
Louisville Tin &amp; Stove Co. | Cozy | CDV156 | Direct Vent Gravity Type Wall | LPG | No Match | TRUE | FALSE | 1 | None | None | Non-Condensing | Single-Stage | 15000 | 10500 |  |  | 64 | 61 | Federally-Regulated Consumer Product | 1993-06-25 |  | 2017-06-29
Louisville Tin &amp; Stove Co. | Cozy | VC202A | Gravity Type Vented Room Heate | LPG | No Match | TRUE | FALSE | 1 | None | None | Non-Condensing | Single-Stage | 20000 | 14000 |  |  | 59 | 58 | Federally-Regulated Consumer Product | 2002-12-16 |  | 2017-06-29
Louisville Tin &amp; Stove Co. | Louisville Tin & Stove Co. | DVCF 557* | Vented Fan Type Wall Furnace | Natural Gas | Injection Type | FALSE | FALSE | 1 |  | None | Non-Condensing | Single-Stage | 55000 | 44000 | 2 |  | 77.6 | 74 | Federally-Regulated Consumer Product | 2007-11-20 |  | 2017-06-29
Louisville Tin &amp; Stove Co. | Louisville Tin & Stove Co. | VCR502B | Gravity Type Vented Room Heate | LPG | Luminous | TRUE | FALSE | 0 |  | None | Non-Condensing | Single-Stage | 50000 | 35500 |  |  | 68 | 65 | Federally-Regulated Consumer Product | 2013-06-17 |  | 2017-06-29
Louisville Tin &amp; Stove Co. | Cozy | W352D | Vented Gravity Type Wall Furna | LPG | No Match | TRUE | FALSE | 1 | None | None | Non-Condensing | Single-Stage | 35000 | 24500 |  |  | 64.1 | 64 | Federally-Regulated Consumer Product | 1993-05-18 |  | 2017-06-29
Louisville Tin &amp; Stove Co. | Cozy | W356D | Vented Gravity Type Wall Furna | LPG | No Match | TRUE | FALSE | 1 | None | None | Non-Condensing | Single-Stage | 35000 | 24500 |  |  | 64.1 | 64 | Federally-Regulated Consumer Product | 1993-05-18 |  | 2017-06-29
Louisville Tin &amp; Stove Co. | Louisville Tin & Stove Co. | VC701B | Gravity Type Vented Room Heate | Natural Gas | Injection Type | TRUE | FALSE | 0 |  | None | Non-Condensing | Single-Stage | 70000 | 51000 |  |  | 68 | 65 | Federally-Regulated Consumer Product | 2013-06-17 |  | 2017-06-29
Louisville Tin &amp; Stove Co. | Louisville Tin & Stove Co. | CDV155C | Direct Vent Gravity Type Wall | Natural Gas | Injection Type | TRUE | FALSE | 0 |  | None | Non-Condensing | Single-Stage | 15000 | 10000 |  |  | 65 | 61 | Federally-Regulated Consumer Product | 2013-06-17 |  | 2017-06-29
Louisville Tin &amp; Stove Co. | Louisville Tin & Stove Co. | W251E | Vented Gravity Type Wall Furna | Natural Gas | Injection Type | TRUE | FALSE | 0 | Draft Diverter | None | Non-Condensing | Single-Stage | 25000 | 17500 |  |  | 63 | 63 | Federally-Regulated Consumer Product | 2007-11-20 |  | 2017-06-29
Louisville Tin &amp; Stove Co. | Cozy | W251D | Vented Gravity Type Wall Furna | Natural Gas | No Match | TRUE | FALSE | 1 | None | None | Non-Condensing | Single-Stage | 25000 | 17500 |  |  | 63.3 | 63 | Federally-Regulated Consumer Product | 1993-05-18 |  | 2017-06-29
Louisville Tin &amp; Stove Co. | Louisville Tin & Stove Co. | DVCF558C | Direct Vent Fan Type Wall Furn | LPG | Injection Type | FALSE | FALSE | 1 |  | None | Non-Condensing | Single-Stage | 55000 | 44000 | 155 | 131 | 76 | 74 | Federally-Regulated Consumer Product | 2013-06-17 |  | 2017-06-29
Louisville Tin &amp; Stove Co. | Cozy | CDV252 | Direct Vent Gravity Type Wall | LPG | No Match | TRUE | FALSE | 1 | None | None | Non-Condensing | Single-Stage | 25000 | 17500 |  |  | 63 | 63 | Federally-Regulated Consumer Product | 1991-11-13 |  | 2017-06-29
Louisville Tin &amp; Stove Co. | Cozy | CR160-B | Gravity Type Vented Room Heate | Natural Gas | No Match | TRUE | FALSE | 1 | None | None | Non-Condensing | Single-Stage | 60000 | 42000 |  |  | 66 | 65 | Federally-Regulated Consumer Product | 1991-11-13 |  | 2017-06-29
Louisville Tin &amp; Stove Co. | Louisville Tin & Stove Co. | DVCF554C | Direct Vent Fan Type Wall Furn | LPG | Injection Type | TRUE | FALSE | 1 |  | None | Non-Condensing | Single-Stage | 55000 | 44000 | 156 | 129 | 76 | 74 | Federally-Regulated Consumer Product | 2013-06-17 |  | 2017-06-29
Louisville Tin &amp; Stove Co. | Louisville Tin & Stove Co. | DVCF 403* | Vented Fan Type Wall Furnace | Natural Gas | Injection Type | TRUE | FALSE | 1 |  | None | Non-Condensing | Single-Stage | 40000 | 32000 | 2 |  | 74.5 | 73 | Federally-Regulated Consumer Product | 2007-11-20 |  | 2017-06-29
Louisville Tin &amp; Stove Co. | Louisville Tin & Stove Co. | W356G | Vented Gravity Type Wall Furna | LPG | Injection Type | TRUE | FALSE | 0 |  | None | Non-Condensing | Single-Stage | 35000 | 24000 |  |  | 66 | 64 | Federally-Regulated Consumer Product | 2013-06-17 |  | 2017-06-29
Louisville Tin &amp; Stove Co. | Cozy | CDV255 | Direct Vent Gravity Type Wall | Natural Gas | No Match | TRUE | FALSE | 1 | None | None | Non-Condensing | Single-Stage | 25000 | 17500 |  |  | 63 | 63 | Federally-Regulated Consumer Product | 1991-11-13 |  | 2017-06-29
Louisville Tin &amp; Stove Co. | Cozy | CF558C | Vented Fan Type Wall Furnace | LPG | No Match | TRUE | FALSE | 1 | None | None | Non-Condensing | Single-Stage | 55000 | 44000 |  |  | 75 | 74 | Federally-Regulated Consumer Product | 2002-12-16 |  | 2017-06-29
Louisville Tin &amp; Stove Co. | Cozy | VCR351A | Gravity Type Vented Room Heate | Natural Gas | No Match | TRUE | FALSE | 1 | None | None | Non-Condensing | Single-Stage | 35000 | 24500 |  |  | 65.5 | 64 | Federally-Regulated Consumer Product | 2002-12-16 |  | 2017-06-29
Louisville Tin &amp; Stove Co. | Cozy | BBT54 | Direct Vent Gravity Type Wall | LPG | Induced Draft | FALSE | FALSE | 1 | None | None | Non-Condensing | Single-Stage | 5000 | 3650 |  |  | 73 | 59 | Federally-Regulated Consumer Product | 2004-11-23 |  | 2017-06-29
Louisville Tin &amp; Stove Co. | Cozy | C150-B | Gravity Type Vented Room Heate | Natural Gas | No Match | TRUE | FALSE | 1 | None | None | Non-Condensing | Single-Stage | 50000 | 35000 |  |  | 66 | 65 | Federally-Regulated Consumer Product | 1991-11-13 |  | 2017-06-29
Louisville Tin &amp; Stove Co. | Cozy | CF503C | Vented Fan Type Wall Furnace | Natural Gas | No Match | TRUE | FALSE | 1 | None | None | Non-Condensing | Single-Stage | 50000 | 40000 |  |  | 74.3 | 74 | Federally-Regulated Consumer Product | 2002-12-16 |  | 2017-06-29
Louisville Tin &amp; Stove Co. | Cozy | VC701A | Gravity Type Vented Room Heate | Natural Gas | No Match | TRUE | FALSE | 1 | None | None | Non-Condensing | Single-Stage | 70000 | 49000 |  |  | 65 | 65 | Federally-Regulated Consumer Product | 2002-12-16 |  | 2017-06-29
Louisville Tin &amp; Stove Co. | Louisville Tin & Stove Co. | CDV255C | Direct Vent Gravity Type Wall | Natural Gas | Injection Type | TRUE | FALSE | 0 |  | None | Non-Condensing | Single-Stage | 25000 | 17500 |  |  | 65 | 63 | Federally-Regulated Consumer Product | 2013-06-17 |  | 2017-06-29
Louisville Tin &amp; Stove Co. | Cozy | MHDV156 | Direct Vent Gravity Type Wall | Natural Gas | No Match | TRUE | FALSE | 1 | None | None | Non-Condensing | Single-Stage | 15000 | 10500 |  |  | 64 | 61 | Federally-Regulated Consumer Product | 1993-06-25 |  | 2017-06-29
Louisville Tin &amp; Stove Co. | Louisville Tin & Stove Co. | VC501B | Gravity Type Vented Room Heate | Natural Gas | Injection Type | TRUE | FALSE | 0 |  | None | Non-Condensing | Single-Stage | 50000 | 36000 |  |  | 68 | 65 | Federally-Regulated Consumer Product | 2013-06-17 |  | 2017-06-29
Louisville Tin &amp; Stove Co. | Louisville Tin & Stove Co. | W252E | Vented Gravity Type Wall Furna | LPG | Injection Type | TRUE | FALSE | 0 | Draft Diverter | None | Non-Condensing | Single-Stage | 25000 | 17500 |  |  | 63 | 63 | Federally-Regulated Consumer Product | 2007-11-20 |  | 2017-06-29
Louisville Tin &amp; Stove Co. | Cozy | DVCF407B | Direct Vent Fan Type Wall Furn | Natural Gas | No Match | FALSE | FALSE | 1 | None | None | Non-Condensing | Single-Stage | 40000 | 32000 |  |  | 76.1 | 73 | Federally-Regulated Consumer Product | 2002-12-16 |  | 2017-06-29
Louisville Tin &amp; Stove Co. | Cozy | 90N50A | Gravity Type Floor Furnace | LPG | No Match | TRUE | FALSE | 1 | None | None | Non-Condensing | Single-Stage | 50000 | 35000 |  |  | 58 | 57 | Federally-Regulated Consumer Product | 2002-12-16 |  | 2017-06-29
Louisville Tin &amp; Stove Co. | Cozy | CF503A | Vented Fan Type Wall Furnace | Natural Gas | No Match | TRUE | FALSE | 1 | None | None | Non-Condensing | Single-Stage | 50000 | 40000 |  |  | 74.3 | 74 | Federally-Regulated Consumer Product | 1992-06-01 |  | 2017-06-29
Louisville Tin &amp; Stove Co. | Louisville Tin & Stove Co. | W352E | Vented Gravity Type Wall Furna | LPG | Injection Type | TRUE | FALSE | 0 | Draft Diverter | None | Non-Condensing | Single-Stage | 35000 | 24500 |  |  | 64.1 | 64 | Federally-Regulated Consumer Product | 2007-11-20 |  | 2017-06-29
Louisville Tin &amp; Stove Co. | Cozy | HEDV404 | Direct Vent Fan Type Wall Furn | LPG | No Match | FALSE | FALSE | 1 | None | None | Non-Condensing | Single-Stage | 40000 | 32000 |  |  | 80.1 | 73 | Federally-Regulated Consumer Product | 2001-06-29 |  | 2017-06-29
Louisville Tin &amp; Stove Co. | Cozy | CDV335B | Direct Vent Gravity Type Wall | Natural Gas | No Match | TRUE | FALSE | 1 | None | None | Non-Condensing | Single-Stage | 33000 | 17500 |  |  | 64 | 64 | Federally-Regulated Consumer Product | 2002-12-16 |  | 2017-06-29
Louisville Tin &amp; Stove Co. | Louisville Tin & Stove Co. | CF408D | Vented Fan Type Wall Furnace | LPG | Injection Type | FALSE | FALSE | 1 |  | None | Non-Condensing | Single-Stage | 40000 | 32000 | 100 | 86 | 75 | 73 | Federally-Regulated Consumer Product | 2013-06-17 |  | 2017-06-29
Louisville Tin &amp; Stove Co. | Cozy | VC352 | Gravity Type Vented Room Heate | LPG | No Match | TRUE | FALSE | 1 | None | None | Non-Condensing | Single-Stage | 35000 | 28000 |  |  | 66 | 64 | Federally-Regulated Consumer Product | 1994-10-20 |  | 2017-06-29
Louisville Tin &amp; Stove Co. | Cozy | CF353A | Vented Fan Type Wall Furnace | Natural Gas | No Match | TRUE | FALSE | 1 | None | None | Non-Condensing | Single-Stage | 35000 | 28000 |  |  | 74.8 | 73 | Federally-Regulated Consumer Product | 1992-06-01 |  | 2017-06-29
Louisville Tin &amp; Stove Co. | Cozy | DVCF653A | Direct Vent Fan Type Wall Furn | Natural Gas | No Match | TRUE | FALSE | 1 | None | None | Non-Condensing | Single-Stage | 62500 | 48750 |  |  | 74.3 | 74 | Federally-Regulated Consumer Product | 1995-04-20 |  | 2017-06-29
Louisville Tin &amp; Stove Co. | Louisville Tin & Stove Co. | VC201B | Gravity Type Vented Room Heate | Natural Gas | Injection Type | TRUE | FALSE | 0 |  | None | Non-Condensing | Single-Stage | 20000 | 14000 |  |  | 61 | 58 | Federally-Regulated Consumer Product | 2013-06-17 |  | 2017-06-29
Louisville Tin &amp; Stove Co. | Louisville Tin & Stove Co. | CF557D | Vented Fan Type Wall Furnace | Natural Gas | Injection Type | FALSE | FALSE | 1 |  | None | Non-Condensing | Single-Stage | 55000 | 42500 | 100 | 86 | 76 | 74 | Federally-Regulated Consumer Product | 2013-06-17 |  | 2017-06-29
Louisville Tin &amp; Stove Co. | Cozy | 90N65 | Gravity Type Floor Furnace | Natural Gas | No Match | TRUE | FALSE | 1 | None | None | Non-Condensing | Single-Stage | 62000 | 43400 |  |  | 58 | 57 | Federally-Regulated Consumer Product | 1991-11-13 |  | 2017-06-29
Louisville Tin &amp; Stove Co. | Cozy | MHDV306 | Direct Vent Gravity Type Wall | Natural Gas | No Match | TRUE | FALSE | 1 | None | None | Non-Condensing | Single-Stage | 30000 | 21000 |  |  | 65.1 | 64 | Federally-Regulated Consumer Product | 1993-06-25 |  | 2017-06-29
Louisville Tin &amp; Stove Co. | Louisville Tin & Stove Co. | HEDV403* | Vented Fan Type Wall Furnace | Natural Gas | Induced Draft | FALSE | FALSE | 1 |  | None | Non-Condensing | Single-Stage | 40000 | 32000 | 4 |  | 80.1 | 73 | Federally-Regulated Consumer Product | 2007-11-20 |  | 2017-06-29
Louisville Tin &amp; Stove Co. | Louisville Tin & Stove Co. | VCR351B | Gravity Type Vented Room Heate | Natural Gas | Injection Type | TRUE | FALSE | 0 |  | None | Non-Condensing | Single-Stage | 35000 | 24750 |  |  | 67 | 64 | Federally-Regulated Consumer Product | 2013-06-17 |  | 2017-06-29
Louisville Tin &amp; Stove Co. | Cozy | CDV251 | Direct Vent Gravity Type Wall | Natural Gas | No Match | TRUE | FALSE | 1 | None | None | Non-Condensing | Single-Stage | 25000 | 17500 |  |  | 63 | 63 | Federally-Regulated Consumer Product | 1991-11-13 |  | 2017-06-29
Louisville Tin &amp; Stove Co. | Louisville Tin & Stove Co. | 90N65* | Gravity Type Floor Furnace | Natural Gas | Injection Type | TRUE | FALSE | 1 |  | None | Non-Condensing | Single-Stage | 62000 | 43400 |  |  | 58 | 57 | Federally-Regulated Consumer Product | 2011-08-22 |  | 2017-06-29
Louisville Tin &amp; Stove Co. | Louisville Tin & Stove Co. | VC502B | Gravity Type Vented Room Heate | LPG | Injection Type | TRUE | FALSE | 0 |  | None | Non-Condensing | Single-Stage | 50000 | 36000 |  |  | 68 | 65 | Federally-Regulated Consumer Product | 2013-06-17 |  | 2017-06-29
Louisville Tin &amp; Stove Co. | Cozy | 90P75 | Gravity Type Floor Furnace | LPG | No Match | TRUE | FALSE | 1 | None | None | Non-Condensing | Single-Stage | 75000 | 52500 |  |  | 58 | 57 | Federally-Regulated Consumer Product | 1991-11-13 |  | 2017-06-29
Louisville Tin &amp; Stove Co. | Cozy | DVCF404 | Direct Vent Fan Type Wall Furn | LPG | No Match | TRUE | FALSE | 1 | None | None | Non-Condensing | Single-Stage | 40000 | 32000 |  |  | 74.5 | 73 | Federally-Regulated Consumer Product | 1991-12-05 |  | 2017-06-29
Louisville Tin &amp; Stove Co. | Louisville Tin & Stove Co. | DVCF 558* | Vented Fan Type Wall Furnace | LPG | Injection Type | FALSE | FALSE | 1 |  | None | Non-Condensing | Single-Stage | 55000 | 44000 | 2 |  | 77.6 | 74 | Federally-Regulated Consumer Product | 2007-11-20 |  | 2017-06-29
Louisville Tin &amp; Stove Co. | Louisville Tin & Stove Co. | 90P30* | Gravity Type Floor Furnace | LPG | Injection Type | TRUE | FALSE | 0 | Draft Hood | None | Non-Condensing | Single-Stage | 30000 | 21000 |  |  | 57 | 56 | Federally-Regulated Consumer Product | 2011-07-18 |  | 2017-06-29
Louisville Tin &amp; Stove Co. | Louisville Tin & Stove Co. | CF354* | Direct Vent Fan Type Wall Furn | LPG | Injection Type | FALSE | FALSE | 1 | Draft Diverter | None | Non-Condensing | Single-Stage | 35000 | 28000 | 2 |  | 74.8 | 73 | Federally-Regulated Consumer Product | 2007-11-20 |  | 2017-06-29
Louisville Tin &amp; Stove Co. | Cozy | W506D | Vented Gravity Type Wall Furna | LPG | No Match | TRUE | FALSE | 1 | None | None | Non-Condensing | Single-Stage | 50000 | 35000 |  |  | 65.1 | 65 | Federally-Regulated Consumer Product | 1993-05-18 |  | 2017-06-29
Louisville Tin &amp; Stove Co. | Cozy | W355E | Vented Gravity Type Wall Furna | Natural Gas | No Match | TRUE | FALSE | 1 | None | None | Non-Condensing | Single-Stage | 35000 | 24500 |  |  | 64.1 | 64 | Federally-Regulated Consumer Product | 2002-12-16 |  | 2017-06-29
Louisville Tin &amp; Stove Co. | Louisville Tin & Stove Co. | BBT53* | Direct Vent Gravity Type Wall | Natural Gas | Induced Draft | FALSE | FALSE | 1 |  | None | Non-Condensing | Single-Stage | 5000 | 3650 |  |  | 73 | 59 | Federally-Regulated Consumer Product | 2011-07-18 |  | 2017-06-29
Louisville Tin &amp; Stove Co. | Cozy | C235-B | Gravity Type Vented Room Heate | LPG | No Match | TRUE | FALSE | 1 | None | None | Non-Condensing | Single-Stage | 35000 | 24500 |  |  | 65 | 64 | Federally-Regulated Consumer Product | 1991-11-13 |  | 2017-06-29
Louisville Tin &amp; Stove Co. | Louisville Tin & Stove Co. | CF353* | Direct Vent Fan Type Wall Furn | Natural Gas | Injection Type | TRUE | FALSE | 1 | Draft Diverter | None | Non-Condensing | Single-Stage | 35000 | 28000 | 2 |  | 74.8 | 73 | Federally-Regulated Consumer Product | 2007-11-20 |  | 2017-06-29
Louisville Tin &amp; Stove Co. | Louisville Tin & Stove Co. | 90P50* | Gravity Type Floor Furnace | LPG | Injection Type | TRUE | FALSE | 0 | Draft Hood | None | Non-Condensing | Single-Stage | 50000 | 35000 |  |  | 58 | 57 | Federally-Regulated Consumer Product | 2011-07-18 |  | 2017-06-29
Louisville Tin &amp; Stove Co. | Louisville Tin & Stove Co. | BBT54* | Direct Vent Gravity Type Wall | LPG | Induced Draft | FALSE | FALSE | 1 |  | None | Non-Condensing | Single-Stage | 5000 | 3650 |  |  | 73 | 59 | Federally-Regulated Consumer Product | 2011-07-18 |  | 2017-06-29
Louisville Tin &amp; Stove Co. | Cozy | W252E | Vented Gravity Type Wall Furna | LPG | No Match | TRUE | FALSE | 1 | None | None | Non-Condensing | Single-Stage | 25000 | 17500 |  |  | 63 | 63 | Federally-Regulated Consumer Product | 2002-12-16 |  | 2017-06-29
Louisville Tin &amp; Stove Co. | Cozy | DVCF653 | Direct Vent Fan Type Wall Furn | Natural Gas | No Match | TRUE | FALSE | 1 | None | None | Non-Condensing | Single-Stage | 62500 | 48750 |  |  | 74.3 | 74 | Federally-Regulated Consumer Product | 1991-12-05 |  | 2017-06-29
Louisville Tin &amp; Stove Co. | Cozy | CF354A | Vented Fan Type Wall Furnace | LPG | No Match | TRUE | FALSE | 1 | None | None | Non-Condensing | Single-Stage | 35000 | 28000 |  |  | 74.8 | 73 | Federally-Regulated Consumer Product | 1992-06-01 |  | 2017-06-29
Louisville Tin &amp; Stove Co. | Louisville Tin & Stove Co. | CDV156C | Direct Vent Gravity Type Wall | LPG | Injection Type | TRUE | FALSE | 0 |  | None | Non-Condensing | Single-Stage | 15000 | 10000 |  |  | 65 | 61 | Federally-Regulated Consumer Product | 2013-06-17 |  | 2017-06-29
Louisville Tin &amp; Stove Co. | Louisville Tin & Stove Co. | HEDV253* | Direct Vent Fan Type Wall Furn | Natural Gas | Induced Draft | FALSE | FALSE | 1 |  | None | Non-Condensing | Single-Stage | 25000 | 20000 | 122 | 105 | 80 | 73 | Federally-Regulated Consumer Product | 2011-07-18 |  | 2017-06-29
Louisville Tin &amp; Stove Co. | Cozy | BBT103 | Direct Vent Gravity Type Wall | Natural Gas | Induced Draft | FALSE | FALSE | 1 | None | None | Non-Condensing | Single-Stage | 9000 | 7200 |  |  | 80 | 59 | Federally-Regulated Consumer Product | 2004-11-23 |  | 2017-06-29
Louisville Tin &amp; Stove Co. | Cozy | CR135-B | Gravity Type Vented Room Heate | Natural Gas | No Match | TRUE | FALSE | 1 | None | None | Non-Condensing | Single-Stage | 35000 | 24500 |  |  | 65 | 64 | Federally-Regulated Consumer Product | 1991-11-13 |  | 2017-06-29
Louisville Tin &amp; Stove Co. | Cozy | VC351A | Gravity Type Vented Room Heate | Natural Gas | No Match | TRUE | FALSE | 1 | None | None | Non-Condensing | Single-Stage | 35000 | 24500 |  |  | 66.6 | 64 | Federally-Regulated Consumer Product | 2002-12-16 |  | 2017-06-29
Louisville Tin &amp; Stove Co. | Louisville Tin & Stove Co. | VCR702B | Gravity Type Vented Room Heate | LPG | Injection Type | TRUE | FALSE | 0 |  | None | Non-Condensing | Single-Stage | 70000 | 50000 |  |  | 68 | 65 | Federally-Regulated Consumer Product | 2013-06-17 |  | 2017-06-29
Louisville Tin &amp; Stove Co. | Cozy | 90P30 | Gravity Type Floor Furnace | LPG | No Match | TRUE | FALSE | 1 | None | None | Non-Condensing | Single-Stage | 30000 | 21000 |  |  | 57 | 56 | Federally-Regulated Consumer Product | 1991-11-13 |  | 2017-06-29
Louisville Tin &amp; Stove Co. | Cozy | CF354C | Vented Fan Type Wall Furnace | LPG | No Match | TRUE | FALSE | 1 | None | None | Non-Condensing | Single-Stage | 35000 | 28000 |  |  | 74 | 73 | Federally-Regulated Consumer Product | 2002-12-16 |  | 2017-06-29
Louisville Tin &amp; Stove Co. | Louisville Tin & Stove Co. | WOW404* | Direct Vent Fan Type Wall Furn | LPG | Induced Draft | FALSE | FALSE | 1 |  | None | Non-Condensing | Single-Stage | 40000 | 29500 | 191 | 151 | 75 | 73 | Federally-Regulated Consumer Product | 2013-06-17 |  | 2017-06-29
Louisville Tin &amp; Stove Co. | Louisville Tin & Stove Co. | CF558D | Vented Fan Type Wall Furnace | LPG | Injection Type | FALSE | FALSE | 1 |  | None | Non-Condensing | Single-Stage | 55000 | 42500 | 100 | 86 | 76 | 74 | Federally-Regulated Consumer Product | 2013-06-17 |  | 2017-06-29
Louisville Tin &amp; Stove Co. | Cozy | 90N30 | Gravity Type Floor Furnace | Natural Gas | No Match | TRUE | FALSE | 1 | None | None | Non-Condensing | Single-Stage | 30000 | 21000 |  |  | 57 | 56 | Federally-Regulated Consumer Product | 1991-11-13 |  | 2017-06-29
Louisville Tin &amp; Stove Co. | Cozy | CR235-B | Gravity Type Vented Room Heate | LPG | No Match | TRUE | FALSE | 1 | None | None | Non-Condensing | Single-Stage | 35000 | 24500 |  |  | 65 | 64 | Federally-Regulated Consumer Product | 1991-11-13 |  | 2017-06-29
Louisville Tin &amp; Stove Co. | Cozy | W355D | Vented Gravity Type Wall Furna | Natural Gas | No Match | TRUE | FALSE | 1 | None | None | Non-Condensing | Single-Stage | 35000 | 24500 |  |  | 64.1 | 64 | Federally-Regulated Consumer Product | 1993-05-18 |  | 2017-06-29
Louisville Tin &amp; Stove Co. | Louisville Tin & Stove Co. | W255G | Vented Gravity Type Wall Furna | Natural Gas | Injection Type | TRUE | FALSE | 0 |  | None | Non-Condensing | Single-Stage | 25000 | 16500 |  |  | 70 | 63 | Federally-Regulated Consumer Product | 2013-06-17 |  | 2017-06-29
Louisville Tin &amp; Stove Co. | Louisville Tin & Stove Co. | VCR352B | Gravity Type Vented Room Heate | LPG | Injection Type | TRUE | FALSE | 0 |  | None | Non-Condensing | Single-Stage | 35000 | 24750 |  |  | 67 | 64 | Federally-Regulated Consumer Product | 2013-06-17 |  | 2017-06-29
Louisville Tin &amp; Stove Co. | Louisville Tin & Stove Co. | BBT104* | Direct Vent Gravity Type Wall | LPG | Induced Draft | FALSE | FALSE | 1 |  | None | Non-Condensing | Single-Stage | 9000 | 7200 |  |  | 80 | 59 | Federally-Regulated Consumer Product | 2011-07-18 |  | 2017-06-29
Louisville Tin &amp; Stove Co. | Cozy | DVCF404B | Direct Vent Fan Type Wall Furn | LPG | No Match | TRUE | FALSE | 1 | None | None | Non-Condensing | Single-Stage | 40000 | 32000 |  |  | 74.5 | 73 | Federally-Regulated Consumer Product | 2002-12-16 |  | 2017-06-29
Louisville Tin &amp; Stove Co. | Cozy | CF504C | Vented Fan Type Wall Furnace | LPG | No Match | TRUE | FALSE | 1 | None | None | Non-Condensing | Single-Stage | 50000 | 40000 |  |  | 74.3 | 74 | Federally-Regulated Consumer Product | 2002-12-16 |  | 2017-06-29
Louisville Tin &amp; Stove Co. | Louisville Tin & Stove Co. | W256G | Vented Gravity Type Wall Furna | LPG | Injection Type | TRUE | FALSE | 0 |  | None | Non-Condensing | Single-Stage | 25000 | 16500 |  |  | 70 | 63 | Federally-Regulated Consumer Product | 2013-06-17 |  | 2017-06-29
Louisville Tin &amp; Stove Co. | Cozy | VC501 | Gravity Type Vented Room Heate | Natural Gas | No Match | TRUE | FALSE | 1 | None | None | Non-Condensing | Single-Stage | 50000 | 39000 |  |  | 66 | 65 | Federally-Regulated Consumer Product | 1994-10-20 |  | 2017-06-29
Louisville Tin &amp; Stove Co. | Cozy | 90P50 | Gravity Type Floor Furnace | LPG | No Match | TRUE | FALSE | 1 | None | None | Non-Condensing | Single-Stage | 50000 | 35000 |  |  | 58 | 57 | Federally-Regulated Consumer Product | 1991-11-13 |  | 2017-06-29
Louisville Tin &amp; Stove Co. | Cozy | W251E | Vented Gravity Type Wall Furna | Natural Gas | No Match | TRUE | FALSE | 1 | None | None | Non-Condensing | Single-Stage | 25000 | 17500 |  |  | 63 | 63 | Federally-Regulated Consumer Product | 2002-12-16 |  | 2017-06-29
Louisville Tin &amp; Stove Co. | Cozy | CDV332 | Direct Vent Gravity Type Wall | LPG | No Match | TRUE | FALSE | 1 | None | None | Non-Condensing | Single-Stage | 33000 | 23100 |  |  | 64 | 64 | Federally-Regulated Consumer Product | 1991-11-13 |  | 2017-06-29
Louisville Tin &amp; Stove Co. | Cozy | 90N65A | Gravity Type Floor Furnace | Natural Gas | No Match | TRUE | FALSE | 1 | None | None | Non-Condensing | Single-Stage | 62000 | 43400 |  |  | 58 | 57 | Federally-Regulated Consumer Product | 2002-12-16 |  | 2017-06-29
Louisville Tin &amp; Stove Co. | Louisville Tin & Stove Co. | WOW404* | Vented Fan Type Wall Furnace | LPG | Induced Draft | FALSE | FALSE | 1 |  | None | Non-Condensing | Single-Stage | 40000 | 29200 | 4 |  | 73 | 73 | Federally-Regulated Consumer Product | 2007-11-20 |  | 2017-06-29
Louisville Tin &amp; Stove Co. | Cozy | CR250-B | Gravity Type Vented Room Heate | LPG | No Match | TRUE | FALSE | 1 | None | None | Non-Condensing | Single-Stage | 50000 | 35000 |  |  | 66 | 65 | Federally-Regulated Consumer Product | 1991-11-13 |  | 2017-06-29
Louisville Tin &amp; Stove Co. | Louisville Tin & Stove Co. | DVCF 654* | Vented Fan Type Wall Furnace | LPG | Injection Type | TRUE | FALSE | 1 |  | None | Non-Condensing | Single-Stage | 62500 | 50000 | 2 |  | 74.3 | 74 | Federally-Regulated Consumer Product | 2007-11-20 |  | 2017-06-29
Louisville Tin &amp; Stove Co. | Cozy | VC702 | Gravity Type Vented Room Heate | LPG | No Match | TRUE | FALSE | 1 | None | None | Non-Condensing | Single-Stage | 70000 | 51000 |  |  | 65 | 65 | Federally-Regulated Consumer Product | 1994-10-20 |  | 2017-06-29
Louisville Tin &amp; Stove Co. | Cozy | CF654C | Vented Fan Type Wall Furnace | LPG | No Match | TRUE | FALSE | 1 | None | None | Non-Condensing | Single-Stage | 65000 | 52000 |  |  | 74.1 | 74 | Federally-Regulated Consumer Product | 2002-12-16 |  | 2017-06-29
Louisville Tin &amp; Stove Co. | Louisville Tin & Stove Co. | CF404D | Vented Fan Type Wall Furnace | LPG | Injection Type | TRUE | FALSE | 1 |  | None | Non-Condensing | Single-Stage | 40000 | 32000 | 100 | 86 | 75 | 73 | Federally-Regulated Consumer Product | 2013-06-17 |  | 2017-06-29
Louisville Tin &amp; Stove Co. | Cozy | VCR352 | Gravity Type Vented Room Heate | LPG | No Match | TRUE | FALSE | 1 | None | None | Non-Condensing | Single-Stage | 35000 | 28000 |  |  | 65.5 | 64 | Federally-Regulated Consumer Product | 1994-10-20 |  | 2017-06-29
Louisville Tin &amp; Stove Co. | Cozy | W252D | Vented Gravity Type Wall Furna | LPG | No Match | TRUE | FALSE | 1 | None | None | Non-Condensing | Single-Stage | 25000 | 17500 |  |  | 63.3 | 63 | Federally-Regulated Consumer Product | 1993-05-18 |  | 2017-06-29
Louisville Tin &amp; Stove Co. | Cozy | VC502 | Gravity Type Vented Room Heate | LPG | No Match | TRUE | FALSE | 1 | None | None | Non-Condensing | Single-Stage | 50000 | 39000 |  |  | 66 | 65 | Federally-Regulated Consumer Product | 1994-10-20 |  | 2017-06-29
Louisville Tin &amp; Stove Co. | Cozy | 90N75 | Gravity Type Floor Furnace | Natural Gas | No Match | TRUE | FALSE | 1 | None | None | Non-Condensing | Single-Stage | 75000 | 52500 |  |  | 58 | 57 | Federally-Regulated Consumer Product | 1991-11-13 |  | 2017-06-29
Louisville Tin &amp; Stove Co. | Cozy | W502D | Vented Gravity Type Wall Furna | LPG | No Match | TRUE | FALSE | 1 | None | None | Non-Condensing | Single-Stage | 50000 | 35000 |  |  | 65.1 | 65 | Federally-Regulated Consumer Product | 1993-06-25 |  | 2017-06-29
Louisville Tin &amp; Stove Co. | Louisville Tin & Stove Co. | WOW403* | Vented Fan Type Wall Furnace | Natural Gas | Induced Draft | FALSE | FALSE | 1 |  | None | Non-Condensing | Single-Stage | 40000 | 29200 | 4 |  | 73 | 73 | Federally-Regulated Consumer Product | 2007-11-20 |  | 2017-06-29
Louisville Tin &amp; Stove Co. | Cozy | DVCF403A | Direct Vent Fan Type Wall Furn | Natural Gas | No Match | TRUE | FALSE | 1 | None | None | Non-Condensing | Single-Stage | 40000 | 32000 |  |  | 75 | 73 | Federally-Regulated Consumer Product | 1994-11-04 |  | 2017-06-29
Louisville Tin &amp; Stove Co. | Louisville Tin & Stove Co. | VC202B | Gravity Type Vented Room Heate | LPG | Injection Type | TRUE | FALSE | 0 |  | None | Non-Condensing | Single-Stage | 20000 | 14000 |  |  | 61 | 58 | Federally-Regulated Consumer Product | 2013-06-17 |  | 2017-06-29
Louisville Tin &amp; Stove Co. | Cozy | C260-B | Gravity Type Vented Room Heate | LPG | No Match | TRUE | FALSE | 1 | None | None | Non-Condensing | Single-Stage | 60000 | 42000 |  |  | 66 | 65 | Federally-Regulated Consumer Product | 1991-11-13 |  | 2017-06-29
Louisville Tin &amp; Stove Co. | Cozy | CDV155 | Direct Vent Gravity Type Wall | Natural Gas | No Match | TRUE | FALSE | 1 | None | None | Non-Condensing | Single-Stage | 15000 | 10500 |  |  | 64 | 61 | Federally-Regulated Consumer Product | 1993-06-25 |  | 2017-06-29
Louisville Tin &amp; Stove Co. | Cozy | VC502A | Gravity Type Vented Room Heate | LPG | No Match | TRUE | FALSE | 1 | None | None | Non-Condensing | Single-Stage | 50000 | 35000 |  |  | 65 | 65 | Federally-Regulated Consumer Product | 2002-12-16 |  | 2017-06-29
Louisville Tin &amp; Stove Co. | Louisville Tin & Stove Co. | WOW253* | Direct Vent Fan Type Wall Furn | Natural Gas | Induced Draft | FALSE | FALSE | 1 |  | None | Non-Condensing | Single-Stage | 20000 | 15000 | 141 | 117 | 75 | 73 | Federally-Regulated Consumer Product | 2013-06-17 |  | 2017-06-29
Louisville Tin &amp; Stove Co. | Cozy | CF353C | Vented Fan Type Wall Furnace | Natural Gas | No Match | TRUE | FALSE | 1 | None | None | Non-Condensing | Single-Stage | 35000 | 28000 |  |  | 74 | 73 | Federally-Regulated Consumer Product | 2002-12-16 |  | 2017-06-29
Louisville Tin &amp; Stove Co. | Louisville Tin & Stove Co. | CF653* | Direct Vent Fan Type Wall Furn | Natural Gas | Injection Type | TRUE | FALSE | 1 | Draft Diverter | None | Non-Condensing | Single-Stage | 65000 | 52000 | 2 |  | 74.1 | 74 | Federally-Regulated Consumer Product | 2007-11-20 |  | 2017-06-29
Louisville Tin &amp; Stove Co. | Cozy | 90P30* | Gravity Type Floor Furnace | LPG | Injection Type | TRUE | FALSE | 0 |  | None | Non-Condensing | Single-Stage | 30000 | 21000 |  |  | 57 | 57 | Federally-Regulated Consumer Product | 2016-02-23 |  | 2017-06-29
Louisville Tin &amp; Stove Co. | Cozy | 90P50* | Gravity Type Floor Furnace | LPG | Injection Type | TRUE | FALSE | 0 |  | None | Non-Condensing | Single-Stage | 50000 | 35000 |  |  | 58 | 58 | Federally-Regulated Consumer Product | 2016-02-23 |  | 2017-06-29
Louisville Tin &amp; Stove Co. | Cozy | 90P65* | Gravity Type Floor Furnace | LPG | Injection Type | TRUE | FALSE | 0 |  | None | Non-Condensing | Single-Stage | 62000 | 43400 |  |  | 58 | 58 | Federally-Regulated Consumer Product | 2016-02-23 |  | 2017-06-29
Louisville Tin &amp; Stove Co. | Cozy | 90N75* | Gravity Type Floor Furnace | Natural Gas | Injection Type | TRUE | FALSE | 0 |  | None | Non-Condensing | Single-Stage | 75000 | 52500 |  |  | 58 | 58 | Federally-Regulated Consumer Product | 2016-06-03 |  | 2017-06-29
Louisville Tin &amp; Stove Co. | Cozy | BBT54* | Direct Vent Gravity Type Wall | LPG | Induced Draft | FALSE | FALSE | 1 |  | None | Non-Condensing | Single-Stage | 5000 | 3650 |  |  | 73 | 65 | Federally-Regulated Consumer Product | 2016-06-03 |  | 2017-06-29
Louisville Tin &amp; Stove Co. | Cozy | BBT104* | Direct Vent Gravity Type Wall | LPG | Induced Draft | FALSE | FALSE | 1 |  | None | Non-Condensing | Single-Stage | 9000 | 7200 |  |  | 80 | 65 | Federally-Regulated Consumer Product | 2016-06-03 |  | 2017-06-29
Louisville Tin &amp; Stove Co. | Cozy | HEDV404* | Direct Vent Fan Type Wall Furn | LPG | Induced Draft | FALSE | FALSE | 1 |  | None | Non-Condensing | Single-Stage | 40000 | 32000 | 138 |  | 80.1 | 75 | Federally-Regulated Consumer Product | 2016-06-03 |  | 2017-06-29
Louisville Tin &amp; Stove Co. | Cozy | WOW254* | Direct Vent Fan Type Wall Furn | LPG | Induced Draft | FALSE | FALSE | 1 |  | None | Non-Condensing | Single-Stage | 20000 | 15000 | 141 |  | 75 | 75 | Federally-Regulated Consumer Product | 2016-06-03 |  | 2017-06-29
Louisville Tin &amp; Stove Co. | Cozy | WOW404* | Direct Vent Fan Type Wall Furn | LPG | Induced Draft | FALSE | FALSE | 1 |  | None | Non-Condensing | Single-Stage | 40000 | 29500 | 191 |  | 75 | 75 | Federally-Regulated Consumer Product | 2016-06-03 |  | 2017-06-29
Louisville Tin &amp; Stove Co. | Cozy | HEDV254* | Direct Vent Fan Type Wall Furn | LPG | Induced Draft | FALSE | FALSE | 1 |  | None | Non-Condensing | Single-Stage | 25000 | 20000 | 122 |  | 80 | 75 | Federally-Regulated Consumer Product | 2016-06-03 |  | 2017-06-29
Louisville Tin &amp; Stove Co. | Cozy | CF404D | Vented Fan Type Wall Furnace | LPG | Injection Type | TRUE | FALSE | 1 |  | None | Non-Condensing | Single-Stage | 40000 | 32000 | 100 |  | 75 | 75 | Federally-Regulated Consumer Product | 2016-06-03 |  | 2017-06-29
Louisville Tin &amp; Stove Co. | Cozy | CF407D | Vented Fan Type Wall Furnace | Natural Gas | Injection Type | FALSE | FALSE | 1 |  | None | Non-Condensing | Single-Stage | 40000 | 32000 | 100 |  | 75 | 75 | Federally-Regulated Consumer Product | 2016-06-03 |  | 2017-06-29
Louisville Tin &amp; Stove Co. | Cozy | CF408D | Vented Fan Type Wall Furnace | LPG | Injection Type | FALSE | FALSE | 1 |  | None | Non-Condensing | Single-Stage | 40000 | 32000 | 100 |  | 75 | 75 | Federally-Regulated Consumer Product | 2016-06-03 |  | 2017-06-29
Louisville Tin &amp; Stove Co. | Cozy | CF554D | Vented Fan Type Wall Furnace | LPG | Injection Type | TRUE | FALSE | 1 |  | None | Non-Condensing | Single-Stage | 55000 | 42000 | 100 |  | 76 | 76 | Federally-Regulated Consumer Product | 2016-06-03 |  | 2017-06-29
Louisville Tin &amp; Stove Co. | Cozy | CF557D | Vented Fan Type Wall Furnace | Natural Gas | Injection Type | FALSE | FALSE | 1 |  | None | Non-Condensing | Single-Stage | 55000 | 42500 | 100 |  | 76 | 76 | Federally-Regulated Consumer Product | 2016-06-03 |  | 2017-06-29
Louisville Tin &amp; Stove Co. | Cozy | CF558D | Vented Fan Type Wall Furnace | LPG | Injection Type | FALSE | FALSE | 1 |  | None | Non-Condensing | Single-Stage | 55000 | 42500 | 100 |  | 76 | 76 | Federally-Regulated Consumer Product | 2016-06-03 |  | 2017-06-29
Louisville Tin &amp; Stove Co. | Cozy | DVCF407C | Direct Vent Fan Type Wall Furn | Natural Gas | Injection Type | FALSE | FALSE | 1 |  | None | Non-Condensing | Single-Stage | 40000 | 32000 | 141 |  | 75 | 75 | Federally-Regulated Consumer Product | 2016-06-03 |  | 2017-06-29
Louisville Tin &amp; Stove Co. | Cozy | DVCF408C | Direct Vent Fan Type Wall Furn | LPG | Injection Type | FALSE | FALSE | 1 |  | None | Non-Condensing | Single-Stage | 40000 | 32000 | 138 |  | 75 | 75 | Federally-Regulated Consumer Product | 2016-06-03 |  | 2017-06-29
Louisville Tin &amp; Stove Co. | Cozy | DVCF554C | Direct Vent Fan Type Wall Furn | LPG | Injection Type | TRUE | FALSE | 1 |  | None | Non-Condensing | Single-Stage | 55000 | 44000 | 156 |  | 76 | 76 | Federally-Regulated Consumer Product | 2016-06-03 |  | 2017-06-29
Louisville Tin &amp; Stove Co. | Cozy | DVCF557C | Direct Vent Fan Type Wall Furn | Natural Gas | Injection Type | FALSE | FALSE | 1 |  | None | Non-Condensing | Single-Stage | 55000 | 44000 | 156 |  | 76 | 76 | Federally-Regulated Consumer Product | 2016-06-03 |  | 2017-06-29
Louisville Tin &amp; Stove Co. | Cozy | DVCF558C | Direct Vent Fan Type Wall Furn | LPG | Injection Type | FALSE | FALSE | 1 |  | None | Non-Condensing | Single-Stage | 55000 | 44000 | 155 |  | 76 | 76 | Federally-Regulated Consumer Product | 2016-06-03 |  | 2017-06-29
Louisville Tin &amp; Stove Co. | Cozy | VC202B | Gravity Type Vented Room Heate | LPG | Injection Type | TRUE | FALSE | 0 |  | None | Non-Condensing | Single-Stage | 20000 | 14000 |  |  | 61 | 61 | Federally-Regulated Consumer Product | 2016-06-03 |  | 2017-06-29
Louisville Tin &amp; Stove Co. | Cozy | VC502B | Gravity Type Vented Room Heate | LPG | Injection Type | TRUE | FALSE | 0 |  | None | Non-Condensing | Single-Stage | 50000 | 36000 |  |  | 68 | 68 | Federally-Regulated Consumer Product | 2016-06-03 |  | 2017-06-29
Louisville Tin &amp; Stove Co. | Cozy | VC701B | Gravity Type Vented Room Heate | Natural Gas | Injection Type | TRUE | FALSE | 0 |  | None | Non-Condensing | Single-Stage | 70000 | 51000 |  |  | 68 | 68 | Federally-Regulated Consumer Product | 2016-06-03 |  | 2017-06-29
Louisville Tin &amp; Stove Co. | Cozy | VC702B | Gravity Type Vented Room Heate | LPG | Injection Type | TRUE | FALSE | 0 |  | None | Non-Condensing | Single-Stage | 70000 | 51000 |  |  | 68 | 68 | Federally-Regulated Consumer Product | 2016-06-03 |  | 2017-06-29
Louisville Tin &amp; Stove Co. | Cozy | VCR351B | Gravity Type Vented Room Heate | Natural Gas | Injection Type | TRUE | FALSE | 0 |  | None | Non-Condensing | Single-Stage | 35000 | 24750 |  |  | 67 | 67 | Federally-Regulated Consumer Product | 2016-06-03 |  | 2017-06-29
Louisville Tin &amp; Stove Co. | Cozy | VCR352B | Gravity Type Vented Room Heate | LPG | Injection Type | TRUE | FALSE | 0 |  | None | Non-Condensing | Single-Stage | 35000 | 24750 |  |  | 67 | 67 | Federally-Regulated Consumer Product | 2016-06-03 |  | 2017-06-29
Louisville Tin &amp; Stove Co. | Cozy | VCR501B | Gravity Type Vented Room Heate | Natural Gas | Injection Type | TRUE | FALSE | 1 |  | None | Non-Condensing | Single-Stage | 50000 | 35500 |  |  | 68 | 68 | Federally-Regulated Consumer Product | 2016-06-03 |  | 2017-06-29
Louisville Tin &amp; Stove Co. | Cozy | VCR701B | Gravity Type Vented Room Heate | Natural Gas | Injection Type | TRUE | FALSE | 0 |  | None | Non-Condensing | Single-Stage | 70000 | 50000 |  |  | 68 | 68 | Federally-Regulated Consumer Product | 2016-06-03 |  | 2017-06-29
Louisville Tin &amp; Stove Co. | Cozy | VCR702B | Gravity Type Vented Room Heate | LPG | Injection Type | TRUE | FALSE | 0 |  | None | Non-Condensing | Single-Stage | 70000 | 50000 |  |  | 68 | 68 | Federally-Regulated Consumer Product | 2016-06-03 |  | 2017-06-29
Louisville Tin &amp; Stove Co. | Cozy | W355G-1-D | Vented Gravity Type Wall Furna | Natural Gas | Injection Type | TRUE | FALSE | 0 |  | None | Non-Condensing | Single-Stage | 35000 | 23100 |  |  | 66 | 66 | Federally-Regulated Consumer Product | 2016-06-03 |  | 2017-06-29
Louisville Tin &amp; Stove Co. | Cozy | W356G-1-D | Vented Gravity Type Wall Furna | LPG | Injection Type | TRUE | FALSE | 0 |  | None | Non-Condensing | Single-Stage | 33000 | 21780 |  |  | 66 | 66 | Federally-Regulated Consumer Product | 2016-06-03 |  | 2017-06-29
Louisville Tin &amp; Stove Co. | Cozy | W255G-1-D | Vented Gravity Type Wall Furna | Natural Gas | Injection Type | TRUE | FALSE | 0 |  | None | Non-Condensing | Single-Stage | 25000 | 17500 |  |  | 70 | 65 | Federally-Regulated Consumer Product | 2016-06-03 |  | 2017-06-29
Louisville Tin &amp; Stove Co. | Cozy | W256G-1-D | Vented Gravity Type Wall Furna | LPG | Injection Type | TRUE | FALSE | 0 |  | None | Non-Condensing | Single-Stage | 25000 | 16250 |  |  | 65 | 65 | Federally-Regulated Consumer Product | 2016-06-03 |  | 2017-06-29
Lennox Industries Inc. | Lennox | ADAGIO-EN | Gravity Type Vented Room Heate | Natural Gas | Luminous | TRUE | FALSE | 1 | None | None | Non-Condensing | Step Modulating | 13000 | 9100 |  |  | 70 | 57 | Federally-Regulated Consumer Product | 2008-10-28 |  | 2017-07-13
Lennox Industries Inc. | Lennox | ADAGIO-MN | Gravity Type Vented Room Heate | Natural Gas | Luminous | TRUE | FALSE | 1 | None | None | Non-Condensing | Step Modulating | 13000 | 9100 |  |  | 70 | 57 | Federally-Regulated Consumer Product | 2008-10-28 |  | 2017-07-13
Lennox Industries Inc. | Lennox | ADAGIO-MP | Gravity Type Vented Room Heate | Natural Gas | Luminous | TRUE | FALSE | 1 | None | None | Non-Condensing | Step Modulating | 13000 | 9230 |  |  | 71 | 57 | Federally-Regulated Consumer Product | 2008-10-28 |  | 2017-07-13
Lennox Industries Inc. | Lennox | EDV3530CNM | Direct Vent Gravity Type Wall | Natural Gas | Luminous | FALSE | FALSE | 1 | None | None | Condensing | Single-Stage | 27000 | 17620 |  |  | 63.2 | 63 | Federally-Regulated Consumer Product | 2005-04-14 |  | 2017-07-13
Lennox Industries Inc. | Lennox | EDV3530CNM | Direct Vent Gravity Type Wall | LPG | Luminous | FALSE | FALSE | 1 | None | None | Condensing | Single-Stage | 27000 | 17768 |  |  | 63.7 | 63 | Federally-Regulated Consumer Product | 2005-04-14 |  | 2017-07-13
Lennox Industries Inc. | Lennox | EDV4035CNM | Direct Vent Gravity Type Wall | Natural Gas | Luminous | FALSE | FALSE | 1 | None | None | Condensing | Single-Stage | 30000 | 19833 |  |  | 64 | 64 | Federally-Regulated Consumer Product | 2005-04-14 |  | 2017-07-13
Lennox Industries Inc. | Lennox | EDV4035CPM | Direct Vent Gravity Type Wall | LPG | Luminous | FALSE | FALSE | 1 | None | None | Condensing | Single-Stage | 30000 | 19833 |  |  | 64 | 64 | Federally-Regulated Consumer Product | 2005-04-14 |  | 2017-07-13
Lennox Industries Inc. | Lennox | EDV4540CNM | Direct Vent Gravity Type Wall | Natural Gas | Luminous | FALSE | FALSE | 1 | None | None | Condensing | Single-Stage | 33000 | 21998 |  |  | 64.5 | 64 | Federally-Regulated Consumer Product | 2005-04-14 |  | 2017-07-13
Lennox Industries Inc. | Lennox | EDV4540CPM | Direct Vent Gravity Type Wall | LPG | Luminous | FALSE | FALSE | 1 | None | None | Condensing | Single-Stage | 33000 | 22427 |  |  | 65.8 | 64 | Federally-Regulated Consumer Product | 2005-04-14 |  | 2017-07-13
Lennox Industries Inc. | Lennox | EDVCLNM | Direct Vent Gravity Type Wall | Natural Gas | Luminous | FALSE | FALSE | 1 | None | None | Condensing | Single-Stage | 39000 | 25830 |  |  | 64.2 | 64 | Federally-Regulated Consumer Product | 2005-04-14 |  | 2017-07-13
Lennox Industries Inc. | Lennox | EDVCLPM | Direct Vent Gravity Type Wall | LPG | Luminous | FALSE | FALSE | 1 | None | None | Condensing | Single-Stage | 39000 | 26079 |  |  | 64.8 | 64 | Federally-Regulated Consumer Product | 2005-04-14 |  | 2017-07-13
Lennox Industries Inc. | Lennox | EDVCRNM | Direct Vent Gravity Type Wall | Natural Gas | Luminous | FALSE | FALSE | 1 | None | None | Condensing | Single-Stage | 39000 | 25830 |  |  | 64.2 | 64 | Federally-Regulated Consumer Product | 2005-04-14 |  | 2017-07-13
Lennox Industries Inc. | Lennox | EDVI25N | Direct Vent Gravity Type Wall | Natural Gas | Luminous | FALSE | FALSE | 1 | None | None | Condensing | Single-Stage | 25000 | 16740 |  |  | 64.8 | 63 | Federally-Regulated Consumer Product | 2005-04-14 |  | 2017-07-13
Lennox Industries Inc. | Lennox | EDVI25P | Direct Vent Gravity Type Wall | LPG | Luminous | FALSE | FALSE | 1 | None | None | Condensing | Single-Stage | 25000 | 17115 |  |  | 66.3 | 63 | Federally-Regulated Consumer Product | 2005-04-14 |  | 2017-07-13
Lennox Industries Inc. | Lennox | EDVI30N | Direct Vent Gravity Type Wall | Natural Gas | Luminous | FALSE | FALSE | 1 | None | None | Condensing | Single-Stage | 30000 | 21933 |  |  | 70.8 | 64 | Federally-Regulated Consumer Product | 2005-04-14 |  | 2017-07-13
Lennox Industries Inc. | Lennox | EDVI30P | Direct Vent Gravity Type Wall | LPG | Luminous | FALSE | FALSE | 1 | None | None | Condensing | Single-Stage | 28000 | 20838 |  |  | 72.1 | 64 | Federally-Regulated Consumer Product | 2005-04-14 |  | 2017-07-13
Lennox Industries Inc. | Lennox | EDVI35N | Direct Vent Gravity Type Wall | Natural Gas | Luminous | FALSE | FALSE | 1 | None | None | Condensing | Single-Stage | 35000 | 23678 |  |  | 65.5 | 64 | Federally-Regulated Consumer Product | 2005-04-14 |  | 2017-07-13
Lennox Industries Inc. | Lennox | EDVI35P | Direct Vent Gravity Type Wall | LPG | Luminous | FALSE | FALSE | 1 | None | None | Condensing | Single-Stage | 34000 | 24786 |  |  | 72.9 | 64 | Federally-Regulated Consumer Product | 2005-04-14 |  | 2017-07-13
Lennox Industries Inc. | Lennox | EDVPFNM | Direct Vent Gravity Type Wall | Natural Gas | Luminous | FALSE | FALSE | 1 | None | None | Condensing | Single-Stage | 39000 | 25791 |  |  | 64 | 64 | Federally-Regulated Consumer Product | 2005-04-14 |  | 2017-07-13
Lennox Industries Inc. | Lennox | EDVPFPM | Direct Vent Gravity Type Wall | LPG | Luminous | FALSE | FALSE | 1 | None | None | Condensing | Single-Stage | 39000 | 26602 |  |  | 66.1 | 64 | Federally-Regulated Consumer Product | 2005-04-14 |  | 2017-07-13
Lennox Industries Inc. | Lennox | EDVSTNM | Direct Vent Gravity Type Wall | Natural Gas | Luminous | FALSE | FALSE | 1 | None | None | Condensing | Single-Stage | 39000 | 25791 |  |  | 64 | 64 | Federally-Regulated Consumer Product | 2005-04-14 |  | 2017-07-13
Lennox Industries Inc. | Lennox | EDVSTPM | Direct Vent Gravity Type Wall | LPG | Luminous | FALSE | FALSE | 1 | None | None | Condensing | Single-Stage | 39000 | 26602 |  |  | 66.1 | 64 | Federally-Regulated Consumer Product | 2005-04-14 |  | 2017-07-13
Lennox Industries Inc. | Lennox | ELDV 3530 | Gravity Type Vented Room Heate | Natural Gas | Luminous | TRUE | FALSE | 1 | None | None | Non-Condensing | Single-Stage | 27000 | 18080 |  |  | 63 | 63 | Federally-Regulated Consumer Product | 2007-03-09 |  | 2017-07-13
Lennox Industries Inc. | Lennox | ELDV 4035 | Gravity Type Vented Room Heate | Natural Gas | Luminous | TRUE | FALSE | 1 | None | None | Non-Condensing | Single-Stage | 29000 | 19120 |  |  | 65.5 | 64 | Federally-Regulated Consumer Product | 2007-03-09 |  | 2017-07-13
Lennox Industries Inc. | Lennox | ELDV 4540 | Gravity Type Vented Room Heate | Natural Gas | Luminous | TRUE | FALSE | 1 | None | None | Non-Condensing | Single-Stage | 30000 | 19810 |  |  | 64.3 | 64 | Federally-Regulated Consumer Product | 2007-03-09 |  | 2017-07-13
Lennox Industries Inc. | Lennox | Epic 40 | Gravity Type Vented Room Heate | Natural Gas | Luminous | TRUE | FALSE | 1 | None | None | Non-Condensing | Single-Stage | 40000 | 29600 |  |  | 74 | 64 | Federally-Regulated Consumer Product | 2007-08-16 |  | 2017-07-13
Lennox Industries Inc. | Lennox | LMDV3530CNE | Direct Vent Gravity Type Wall | Natural Gas | Luminous | FALSE | FALSE | 1 | None | None | Non-Condensing | Single-Stage | 20000 | 12864 |  |  | 62.3 | 58 | Federally-Regulated Consumer Product | 2005-05-06 |  | 2017-07-13
Lennox Industries Inc. | Lennox | LMDV3530CNM | Direct Vent Gravity Type Wall | Natural Gas | Luminous | FALSE | FALSE | 1 | None | None | Non-Condensing | Single-Stage | 20000 | 12864 |  |  | 62.3 | 58 | Federally-Regulated Consumer Product | 2005-05-06 |  | 2017-07-13
Lennox Industries Inc. | Lennox | LMDV3530CPM | Direct Vent Gravity Type Wall | Natural Gas | Luminous | FALSE | FALSE | 1 | None | None | Non-Condensing | Single-Stage | 20000 | 12864 |  |  | 62.3 | 58 | Federally-Regulated Consumer Product | 2005-05-06 |  | 2017-07-13
Lennox Industries Inc. | Lennox | LMDV4035CNE | Direct Vent Gravity Type Wall | Natural Gas | Luminous | FALSE | FALSE | 1 | None | None | Non-Condensing | Single-Stage | 27000 | 18563 |  |  | 66.6 | 63 | Federally-Regulated Consumer Product | 2005-05-06 |  | 2017-07-13
Lennox Industries Inc. | Lennox | LMDV4035CNM | Direct Vent Gravity Type Wall | Natural Gas | Luminous | FALSE | FALSE | 1 | None | None | Non-Condensing | Single-Stage | 27000 | 18563 |  |  | 66.6 | 63 | Federally-Regulated Consumer Product | 2005-05-06 |  | 2017-07-13
Lennox Industries Inc. | Lennox | LMDV4035CPM | Direct Vent Gravity Type Wall | Natural Gas | Luminous | FALSE | FALSE | 1 | None | None | Non-Condensing | Single-Stage | 27000 | 18563 |  |  | 66.6 | 63 | Federally-Regulated Consumer Product | 2005-05-06 |  | 2017-07-13
Lennox Industries Inc. | Lennox | LMDVR3328CNM | Direct Vent Gravity Type Wall | LPG | Luminous | FALSE | FALSE | 1 | None | None | Non-Condensing | Single-Stage | 17500 | 10876 |  |  | 63.6 | 62 | Federally-Regulated Consumer Product | 2005-05-06 |  | 2017-07-13
Lennox Industries Inc. | Lennox | LMDVR3328CPM | Direct Vent Gravity Type Wall | LPG | Luminous | FALSE | FALSE | 1 | None | None | Non-Condensing | Single-Stage | 17500 | 10876 |  |  | 63.6 | 62 | Federally-Regulated Consumer Product | 2005-05-06 |  | 2017-07-13
Lennox Industries Inc. | Lennox | LMDVT3328CNE | Direct Vent Gravity Type Wall | Natural Gas | Luminous | FALSE | FALSE | 1 | None | None | Non-Condensing | Single-Stage | 17500 | 10876 |  |  | 63.6 | 57 | Federally-Regulated Consumer Product | 2005-05-06 |  | 2017-07-13
Lennox Industries Inc. | Lennox | LMDVT3328CNE | Direct Vent Gravity Type Wall | LPG | Luminous | FALSE | FALSE | 1 | None | None | Non-Condensing | Single-Stage | 17500 | 10876 |  |  | 63.6 | 62 | Federally-Regulated Consumer Product | 2005-05-06 |  | 2017-07-13
Lennox Industries Inc. | Lennox | LMDVT3328CNM | Direct Vent Gravity Type Wall | Natural Gas | Luminous | FALSE | FALSE | 1 | None | None | Non-Condensing | Single-Stage | 17500 | 10876 |  |  | 63.6 | 57 | Federally-Regulated Consumer Product | 2005-05-06 |  | 2017-07-13
Lennox Industries Inc. | Lennox | LMDVT3328CPM | Direct Vent Gravity Type Wall | Natural Gas | Luminous | FALSE | FALSE | 1 | None | None | Non-Condensing | Single-Stage | 17500 | 10876 |  |  | 63.6 | 57 | Federally-Regulated Consumer Product | 2005-05-06 |  | 2017-07-13
Lennox Industries Inc. | Lennox | LSM40ST-N | Gravity Type Vented Room Heate | Natural Gas | Luminous | FALSE | FALSE | 1 |  | None | Non-Condensing | Step Modulating | 60000 | 40800 |  |  | 68 | 65 | Federally-Regulated Consumer Product | 2011-06-03 |  | 2017-07-13
Lennox Industries Inc. | Lennox | LSM40ST-P | Gravity Type Vented Room Heate | Natural Gas | Luminous | FALSE | FALSE | 1 |  | None | Non-Condensing | Step Modulating | 56000 | 38080 |  |  | 68 | 65 | Federally-Regulated Consumer Product | 2011-06-03 |  | 2017-07-13
Lennox Industries Inc. | Lennox | Medina 25 | Gravity Type Vented Room Heate | Natural Gas | Luminous | TRUE | FALSE | 1 | None | None | Non-Condensing | Single-Stage | 25000 | 19000 |  |  | 76 | 63 | Federally-Regulated Consumer Product | 2007-08-16 |  | 2017-07-13
Lennox Industries Inc. | Lennox | MLDVT-30NE | Gravity Type Vented Room Heate | Natural Gas | Luminous | FALSE | FALSE | 1 |  | None | Non-Condensing | Step Modulating | 13500 | 7950 |  |  | 58.9 | 57 | Federally-Regulated Consumer Product | 2011-06-03 |  | 2017-07-13
Lennox Industries Inc. | Lennox | MLDVT-30NM | Gravity Type Vented Room Heate | Natural Gas | Luminous | FALSE | FALSE | 1 |  | None | Non-Condensing | Step Modulating | 13500 | 7950 |  |  | 58.9 | 57 | Federally-Regulated Consumer Product | 2011-06-03 |  | 2017-07-13
Lennox Industries Inc. | Lennox | MLDVT-30PM | Gravity Type Vented Room Heate | LPG | Luminous | FALSE | FALSE | 1 |  | None | Non-Condensing | Step Modulating | 12500 | 7358 |  |  | 58.9 | 57 | Federally-Regulated Consumer Product | 2011-06-03 |  | 2017-07-13
Lennox Industries Inc. | Lennox | MLDVT-35NE | Gravity Type Vented Room Heate | Natural Gas | Luminous | FALSE | FALSE | 1 |  | None | Non-Condensing | Step Modulating | 16000 | 9195 |  |  | 57.5 | 57 | Federally-Regulated Consumer Product | 2011-06-03 |  | 2017-07-13
Lennox Industries Inc. | Lennox | MLDVT-35NM | Gravity Type Vented Room Heate | Natural Gas | Luminous | FALSE | FALSE | 1 |  | None | Non-Condensing | Step Modulating | 16000 | 9195 |  |  | 57.5 | 57 | Federally-Regulated Consumer Product | 2011-06-03 |  | 2017-07-13
Lennox Industries Inc. | Lennox | MLDVT-35PM | Gravity Type Vented Room Heate | LPG | Luminous | FALSE | FALSE | 1 |  | None | Non-Condensing | Step Modulating | 15000 | 8864 |  |  | 59.1 | 57 | Federally-Regulated Consumer Product | 2011-06-03 |  | 2017-07-13
Lennox Industries Inc. | Lennox | MLDVT-40PM | Gravity Type Vented Room Heate | LPG | Luminous | FALSE | FALSE | 1 |  | None | Non-Condensing | Step Modulating | 20000 | 12462 |  |  | 62.3 | 58 | Federally-Regulated Consumer Product | 2011-06-03 |  | 2017-07-13
Lennox Industries Inc. | Lennox | MLDVT-45PM | Gravity Type Vented Room Heate | LPG | Luminous | FALSE | FALSE | 1 |  | None | Non-Condensing | Step Modulating | 22000 | 13966 |  |  | 63.5 | 63 | Federally-Regulated Consumer Product | 2011-06-03 |  | 2017-07-13
Lennox Industries Inc. | Lennox | MPD35STNM | Direct Vent Gravity Type Wall | Natural Gas | Luminous | FALSE | FALSE | 1 | None | None | Condensing | Single-Stage | 30000 | 20013 |  |  | 64.6 | 64 | Federally-Regulated Consumer Product | 2005-04-14 |  | 2017-07-13
Lennox Industries Inc. | Lennox | MPD35STPM | Direct Vent Gravity Type Wall | LPG | Luminous | FALSE | FALSE | 1 | None | None | Condensing | Single-Stage | 28000 | 18561 |  |  | 64.2 | 64 | Federally-Regulated Consumer Product | 2005-04-14 |  | 2017-07-13
Lennox Industries Inc. | Lennox | MPLDV - 30NM | Gravity Type Vented Room Heate | Natural Gas | Luminous | TRUE | FALSE | 1 | None | None | Non-Condensing | Step Modulating | 13000 | 8580 |  |  | 63 | 57 | Federally-Regulated Consumer Product | 2008-04-25 |  | 2017-07-13
Lennox Industries Inc. | Lennox | MPLDV - 35NM | Gravity Type Vented Room Heate | Natural Gas | Luminous | TRUE | FALSE | 1 | None | None | Non-Condensing | Step Modulating | 19000 | 12540 |  |  | 62 | 58 | Federally-Regulated Consumer Product | 2008-04-25 |  | 2017-07-13
Lennox Industries Inc. | Lennox | MPLDV - 40NM | Gravity Type Vented Room Heate | Natural Gas | Luminous | TRUE | FALSE | 1 | None | None | Non-Condensing | Step Modulating | 25000 | 16500 |  |  | 64 | 63 | Federally-Regulated Consumer Product | 2008-04-25 |  | 2017-07-13
Lennox Industries Inc. | Lennox | MPLDV-30NE | Gravity Type Vented Room Heate | Natural Gas | Luminous | TRUE | FALSE | 1 | None | None | Non-Condensing | Step Modulating | 13000 | 8580 |  |  | 63 | 57 | Federally-Regulated Consumer Product | 2008-04-25 |  | 2017-07-13
Lennox Industries Inc. | Lennox | MPLDV-30PM | Gravity Type Vented Room Heate | LPG | Luminous | TRUE | FALSE | 1 | None | None | Non-Condensing | Step Modulating | 11500 | 7590 |  |  | 63 | 57 | Federally-Regulated Consumer Product | 2008-04-25 |  | 2017-07-13
Lennox Industries Inc. | Lennox | MPLDV-35NE | Gravity Type Vented Room Heate | Natural Gas | Luminous | TRUE | FALSE | 1 | None | None | Non-Condensing | Step Modulating | 19000 | 12540 |  |  | 62 | 58 | Federally-Regulated Consumer Product | 2008-04-25 |  | 2017-07-13
Lennox Industries Inc. | Lennox | MPLDV-35PM | Gravity Type Vented Room Heate | LPG | Luminous | TRUE | FALSE | 1 | None | None | Non-Condensing | Step Modulating | 18000 | 11880 |  |  | 62 | 57 | Federally-Regulated Consumer Product | 2008-04-25 |  | 2017-07-13
Lennox Industries Inc. | Lennox | MPLDV-40NE | Gravity Type Vented Room Heate | Natural Gas | Luminous | TRUE | FALSE | 1 | None | None | Non-Condensing | Step Modulating | 25000 | 16500 |  |  | 64 | 63 | Federally-Regulated Consumer Product | 2008-04-25 |  | 2017-07-13
Lennox Industries Inc. | Lennox | MPLDV-40PM | Gravity Type Vented Room Heate | LPG | Luminous | TRUE | FALSE | 1 | None | None | Non-Condensing | Step Modulating | 21500 | 14190 |  |  | 65 | 63 | Federally-Regulated Consumer Product | 2008-04-25 |  | 2017-07-13
Lennox Industries Inc. | Lennox | MPLDV-45NE | Gravity Type Vented Room Heate | Natural Gas | Luminous | TRUE | FALSE | 1 | None | None | Non-Condensing | Step Modulating | 26000 | 17160 |  |  | 64 | 63 | Federally-Regulated Consumer Product | 2008-04-25 |  | 2017-07-13
Lennox Industries Inc. | Lennox | MPLDV-45NM | Gravity Type Vented Room Heate | Natural Gas | Luminous | TRUE | FALSE | 1 | None | None | Non-Condensing | Step Modulating | 26000 | 17160 |  |  | 64 | 63 | Federally-Regulated Consumer Product | 2008-04-25 |  | 2017-07-13
Lennox Industries Inc. | Lennox | MPLDV-45PM | Gravity Type Vented Room Heate | LPG | Luminous | TRUE | FALSE | 1 | None | None | Non-Condensing | Step Modulating | 24500 | 16170 |  |  | 67 | 63 | Federally-Regulated Consumer Product | 2008-04-25 |  | 2017-07-13
Lennox Industries Inc. | Lennox | NV35IN | Gravity Type Vented Room Heate | Natural Gas | Luminous | TRUE | FALSE | 1 | None | None | Non-Condensing | Single-Stage | 35500 | 25340 |  |  | 70.6 | 64 | Federally-Regulated Consumer Product | 2013-10-01 |  | 2017-07-13
Lennox Industries Inc. | Lennox | NV40IN | Gravity Type Vented Room Heate | Natural Gas | Luminous | TRUE | FALSE | 1 | None | None | Non-Condensing | Single-Stage | 41500 | 30075 |  |  | 71.7 | 64 | Federally-Regulated Consumer Product | 2013-10-01 |  | 2017-07-13
Lennox Industries Inc. | Lennox | NV45IN | Gravity Type Vented Room Heate | Natural Gas | Luminous | TRUE | FALSE | 1 | None | None | Non-Condensing | Single-Stage | 47000 | 33563 |  |  | 70.7 | 65 | Federally-Regulated Consumer Product | 2013-10-01 |  | 2017-07-13
Lennox Industries Inc. | Lennox | NVCD35IN | Gravity Type Vented Room Heate | Natural Gas | Luminous | TRUE | FALSE | 1 | None | None | Non-Condensing | Single-Stage | 31000 | 21316 |  |  | 67.8 | 64 | Federally-Regulated Consumer Product | 2013-10-01 |  | 2017-07-13
Lennox Industries Inc. | Lennox | NVCD40IN | Gravity Type Vented Room Heate | Natural Gas | Luminous | TRUE | FALSE | 1 | None | None | Non-Condensing | Single-Stage | 40000 | 28328 |  |  | 70 | 64 | Federally-Regulated Consumer Product | 2013-10-01 |  | 2017-07-13
Lennox Industries Inc. | Lennox | NVCD45IN | Gravity Type Vented Room Heate | Natural Gas | Luminous | TRUE | FALSE | 1 | None | None | Non-Condensing | Single-Stage | 47000 | 34381 |  |  | 72.5 | 65 | Federally-Regulated Consumer Product | 2013-10-01 |  | 2017-07-13
Lennox Industries Inc. | Lennox | Ravelle 30 NG | Gravity Type Vented Room Heate | Natural Gas | Luminous | TRUE | FALSE | 1 | None | None | Non-Condensing | Single-Stage | 30000 | 20100 |  |  | 67 | 64 | Federally-Regulated Consumer Product | 2007-08-23 |  | 2017-07-13
Lennox Industries Inc. | Lennox | Ravenna RDV 33 | Gravity Type Vented Room Heate | Natural Gas | Luminous | TRUE | FALSE | 1 | None | None | Non-Condensing | Single-Stage | 33000 | 21780 |  |  | 66 | 64 | Federally-Regulated Consumer Product | 2007-08-16 |  | 2017-07-13
Lennox Industries Inc. | Lennox | Ravenna RDV 40 | Gravity Type Vented Room Heate | Natural Gas | Luminous | TRUE | FALSE | 1 | None | None | Non-Condensing | Single-Stage | 40000 | 26800 |  |  | 67 | 64 | Federally-Regulated Consumer Product | 2007-08-16 |  | 2017-07-13
Lennox Industries Inc. | Lennox | SDDV 3530 | Gravity Type Vented Room Heate | Natural Gas | Luminous | TRUE | FALSE | 1 | None | None | Non-Condensing | Single-Stage | 27000 | 17620 |  |  | 63.2 | 63 | Federally-Regulated Consumer Product | 2007-03-09 |  | 2017-07-13
Lennox Industries Inc. | Lennox | SDDV 4035 | Gravity Type Vented Room Heate | Natural Gas | Luminous | TRUE | FALSE | 1 | None | None | Non-Condensing | Single-Stage | 30000 | 19830 |  |  | 64 | 64 | Federally-Regulated Consumer Product | 2007-03-09 |  | 2017-07-13
Lennox Industries Inc. | Nordyne | SDV35 | Gravity Type Vented Room Heate | Natural Gas | Luminous | TRUE | FALSE | 1 | None | None | Non-Condensing | Single-Stage | 23000 | 15456 |  |  | 68.2 | 63 | Federally-Regulated Consumer Product | 2007-03-09 |  | 2017-07-13
Lennox Industries Inc. | Nordyne | SDVST-N | Gravity Type Vented Room Heate | Natural Gas | Luminous | TRUE | FALSE | 1 | None | None | Non-Condensing | Single-Stage | 23000 | 15456 |  |  | 68.2 | 63 | Federally-Regulated Consumer Product | 2007-03-09 |  | 2017-07-13
Lennox Industries Inc. | Lennox | Shoreline 33 | Gravity Type Vented Room Heate | Natural Gas | Luminous | TRUE | FALSE | 1 | None | None | Non-Condensing | Single-Stage | 33000 | 21450 |  |  | 65 | 64 | Federally-Regulated Consumer Product | 2007-08-16 |  | 2017-07-13
Lennox Industries Inc. | Lennox | Shoreline 40 | Gravity Type Vented Room Heate | Natural Gas | Luminous | TRUE | FALSE | 1 | None | None | Non-Condensing | Single-Stage | 40000 | 27200 |  |  | 68 | 64 | Federally-Regulated Consumer Product | 2007-08-16 |  | 2017-07-13
Lennox Industries Inc. | Superbo | SLDVT 30 NE | Gravity Type Vented Room Heate | Natural Gas | Luminous | FALSE | FALSE | 1 | None | None | Non-Condensing | Step Modulating | 13500 | 7695 |  |  | 57 | 57 | Federally-Regulated Consumer Product | 2009-01-23 |  | 2017-07-13
Lennox Industries Inc. | Superbo | SLDVT 30 NM | Gravity Type Vented Room Heate | Natural Gas | Luminous | TRUE | FALSE | 1 | None | None | Non-Condensing | Step Modulating | 13500 | 7695 |  |  | 57 | 57 | Federally-Regulated Consumer Product | 2009-01-23 |  | 2017-07-13
Lennox Industries Inc. | Superbo | SLDVT 30 PM | Gravity Type Vented Room Heate | LPG | Luminous | TRUE | FALSE | 1 | None | None | Non-Condensing | Step Modulating | 11500 | 6670 |  |  | 58 | 57 | Federally-Regulated Consumer Product | 2009-01-23 |  | 2017-07-13
Lennox Industries Inc. | Superbo | SLDVT 35 NE | Gravity Type Vented Room Heate | Natural Gas | Luminous | FALSE | FALSE | 1 | None | None | Non-Condensing | Step Modulating | 16000 | 9440 |  |  | 59 | 57 | Federally-Regulated Consumer Product | 2009-01-23 |  | 2017-07-13
Lennox Industries Inc. | Superbo | SLDVT 35 NM | Gravity Type Vented Room Heate | Natural Gas | Luminous | TRUE | FALSE | 1 | None | None | Non-Condensing | Step Modulating | 16000 | 9440 |  |  | 59 | 57 | Federally-Regulated Consumer Product | 2009-01-23 |  | 2017-07-13
Lennox Industries Inc. | Superbo | SLDVT 35 PM | Gravity Type Vented Room Heate | LPG | Luminous | TRUE | FALSE | 1 | None | None | Non-Condensing | Step Modulating | 15000 | 9150 |  |  | 61 | 57 | Federally-Regulated Consumer Product | 2009-01-23 |  | 2017-07-13
Lennox Industries Inc. | Superbo | SLDVT 40 NE | Gravity Type Vented Room Heate | Natural Gas | Luminous | FALSE | FALSE | 1 | None | None | Non-Condensing | Step Modulating | 20000 | 12400 |  |  | 62 | 58 | Federally-Regulated Consumer Product | 2009-01-23 |  | 2017-07-13
Lennox Industries Inc. | Superbo | SLDVT 40 NM | Gravity Type Vented Room Heate | Natural Gas | Luminous | TRUE | FALSE | 1 | None | None | Non-Condensing | Step Modulating | 20000 | 12400 |  |  | 62 | 58 | Federally-Regulated Consumer Product | 2009-01-23 |  | 2017-07-13
Lennox Industries Inc. | Superbo | SLDVT 40 PM | Gravity Type Vented Room Heate | LPG | Luminous | TRUE | FALSE | 1 | None | None | Non-Condensing | Step Modulating | 18000 | 11520 |  |  | 64 | 57 | Federally-Regulated Consumer Product | 2009-01-23 |  | 2017-07-13
Lennox Industries Inc. | Superbo | SLDVT 45 NE | Gravity Type Vented Room Heate | Natural Gas | Luminous | FALSE | FALSE | 1 | None | None | Non-Condensing | Step Modulating | 23000 | 14720 |  |  | 64 | 63 | Federally-Regulated Consumer Product | 2009-01-23 |  | 2017-07-13
Lennox Industries Inc. | Superbo | SLDVT 45 NM | Gravity Type Vented Room Heate | Natural Gas | Luminous | TRUE | FALSE | 1 | None | None | Non-Condensing | Step Modulating | 23000 | 14720 |  |  | 64 | 63 | Federally-Regulated Consumer Product | 2009-01-23 |  | 2017-07-13
Lennox Industries Inc. | Superbo | SLDVT 45 PM | Gravity Type Vented Room Heate | LPG | Luminous | TRUE | FALSE | 1 | None | None | Non-Condensing | Step Modulating | 22000 | 14520 |  |  | 66 | 63 | Federally-Regulated Consumer Product | 2009-01-23 |  | 2017-07-13
Lennox Industries Inc. | Lennox | SSDVPFCNE | Direct Vent Gravity Type Wall | Natural Gas | Luminous | FALSE | FALSE | 1 | None | None | Non-Condensing | Single-Stage | 37500 | 27153 |  |  | 68.2 | 64 | Federally-Regulated Consumer Product | 2005-05-06 |  | 2017-07-13
Lennox Industries Inc. | Lennox | SSDVPFCNM | Direct Vent Gravity Type Wall | Natural Gas | Luminous | FALSE | FALSE | 1 | None | None | Non-Condensing | Single-Stage | 37500 | 27153 |  |  | 68.2 | 64 | Federally-Regulated Consumer Product | 2005-05-06 |  | 2017-07-13
Lennox Industries Inc. | Lennox | SSDVR3530CNE | Direct Vent Gravity Type Wall | Natural Gas | Luminous | FALSE | FALSE | 1 | None | None | Non-Condensing | Single-Stage | 23000 | 15456 |  |  | 63.2 | 63 | Federally-Regulated Consumer Product | 2005-05-06 |  | 2017-07-13
Lennox Industries Inc. | Lennox | SSDVR3530CNM | Direct Vent Gravity Type Wall | Natural Gas | Luminous | FALSE | FALSE | 1 | None | None | Non-Condensing | Single-Stage | 23000 | 15456 |  |  | 63.2 | 63 | Federally-Regulated Consumer Product | 2005-05-06 |  | 2017-07-13
Lennox Industries Inc. | Lennox | SSDVR4035CNE | Direct Vent Gravity Type Wall | Natural Gas | Luminous | FALSE | FALSE | 1 | None | None | Non-Condensing | Single-Stage | 29000 | 19881 |  |  | 64.9 | 64 | Federally-Regulated Consumer Product | 2005-05-06 |  | 2017-07-13
Lennox Industries Inc. | Lennox | SSDVR4035CNM | Direct Vent Gravity Type Wall | Natural Gas | Luminous | FALSE | FALSE | 1 | None | None | Non-Condensing | Single-Stage | 29000 | 19881 |  |  | 64.9 | 64 | Federally-Regulated Consumer Product | 2005-05-06 |  | 2017-07-13
Lennox Industries Inc. | Lennox | SSDVSTCNE | Direct Vent Gravity Type Wall | Natural Gas | Luminous | FALSE | FALSE | 1 | None | None | Non-Condensing | Single-Stage | 37500 | 27153 |  |  | 68.2 | 64 | Federally-Regulated Consumer Product | 2005-05-06 |  | 2017-07-13
Lennox Industries Inc. | Lennox | SSDVSTCNM | Direct Vent Gravity Type Wall | Natural Gas | Luminous | FALSE | FALSE | 1 | None | None | Non-Condensing | Single-Stage | 37500 | 27153 |  |  | 68.2 | 64 | Federally-Regulated Consumer Product | 2005-05-06 |  | 2017-07-13
Lennox Industries Inc. | Lennox | SSDVT3530CNM | Direct Vent Gravity Type Wall | Natural Gas | Luminous | FALSE | FALSE | 1 | None | None | Non-Condensing | Single-Stage | 23000 | 15456 |  |  | 63.2 | 63 | Federally-Regulated Consumer Product | 2005-05-06 |  | 2017-07-13
Lennox Industries Inc. | Lennox | SSDVT4035CNE | Direct Vent Gravity Type Wall | Natural Gas | Luminous | FALSE | FALSE | 1 | None | None | Non-Condensing | Single-Stage | 29000 | 19881 |  |  | 64.9 | 64 | Federally-Regulated Consumer Product | 2005-05-06 |  | 2017-07-13
Lennox Industries Inc. | Lennox | SSDVT4035CNM | Direct Vent Gravity Type Wall | Natural Gas | Luminous | FALSE | FALSE | 1 | None | None | Non-Condensing | Single-Stage | 29000 | 19881 |  |  | 64.9 | 64 | Federally-Regulated Consumer Product | 2005-05-06 |  | 2017-07-13
Lennox Industries Inc. | Lennox | Vision 25 | Gravity Type Vented Room Heate | Natural Gas | Luminous | TRUE | FALSE | 1 | None | None | Non-Condensing | Single-Stage | 25000 | 17000 |  |  | 68 | 63 | Federally-Regulated Consumer Product | 2007-08-16 |  | 2017-07-13
Lennox Industries Inc. | Lennox | Vision 35 | Gravity Type Vented Room Heate | Natural Gas | Luminous | TRUE | FALSE | 1 | None | None | Non-Condensing | Single-Stage | 35000 | 25550 |  |  | 73 | 64 | Federally-Regulated Consumer Product | 2007-08-16 |  | 2017-07-13
Lennox Industries Inc. | Intertherm | BDM35 | Direct Vent Gravity Type Wall | Natural Gas | No Match | TRUE | FALSE | 1 | None | None | Non-Condensing | Single-Stage | 23000 | 15456 |  |  | 63.2 | 63 | Federally-Regulated Consumer Product | 2001-05-17 |  | 2017-07-13
Lennox Industries Inc. | Superior | CDCL*** | Gravity Type Vented Room Heate | Natural Gas | No Match | TRUE | FALSE | 1 | None | None | Non-Condensing | Single-Stage | 37500 | 27153 |  |  | 68.2 | 64 | Federally-Regulated Consumer Product | 2001-08-31 |  | 2017-07-13
Lennox Industries Inc. | Superior | CDCR*** | Gravity Type Vented Room Heate | Natural Gas | No Match | TRUE | FALSE | 1 | None | None | Non-Condensing | Single-Stage | 37500 | 27153 |  |  | 68.2 | 64 | Federally-Regulated Consumer Product | 2001-08-31 |  | 2017-07-13
Lennox Industries Inc. | Superior | CDPF*** | Gravity Type Vented Room Heate | Natural Gas | No Match | TRUE | FALSE | 1 | None | None | Non-Condensing | Single-Stage | 37500 | 27153 |  |  | 68.2 | 64 | Federally-Regulated Consumer Product | 2001-08-31 |  | 2017-07-13
Lennox Industries Inc. | Superior | CDST*** | Gravity Type Vented Room Heate | Natural Gas | No Match | TRUE | FALSE | 1 | None | None | Non-Condensing | Single-Stage | 37500 | 27153 |  |  | 68.2 | 64 | Federally-Regulated Consumer Product | 2001-08-31 |  | 2017-07-13
Lennox Industries Inc. | Superior | D500**N | Direct Vent Gravity Type Wall | Natural Gas | No Match | TRUE | FALSE | 1 | None | None | Non-Condensing | Single-Stage | 23000 | 15456 |  |  | 63.2 | 63 | Federally-Regulated Consumer Product | 2001-05-17 |  | 2017-07-13
Lennox Industries Inc. | Superior | D500**P | Direct Vent Gravity Type Wall | LPG | No Match | TRUE | FALSE | 1 | None | None | Non-Condensing | Single-Stage | 23000 | 15686 |  |  | 64.2 | 63 | Federally-Regulated Consumer Product | 2001-05-17 |  | 2017-07-13
Lennox Industries Inc. | Superior | D600**N | Direct Vent Gravity Type Wall | Natural Gas | No Match | TRUE | FALSE | 1 | None | None | Non-Condensing | Single-Stage | 29000 | 19981 |  |  | 64.9 | 64 | Federally-Regulated Consumer Product | 2001-05-17 |  | 2017-07-13
Lennox Industries Inc. | Superior | D600**P | Direct Vent Gravity Type Wall | LPG | No Match | TRUE | FALSE | 1 | None | None | Non-Condensing | Single-Stage | 29000 | 20136 |  |  | 65.3 | 64 | Federally-Regulated Consumer Product | 2001-05-17 |  | 2017-07-13
Lennox Industries Inc. | Superior | D800**N | Direct Vent Gravity Type Wall | Natural Gas | No Match | TRUE | FALSE | 1 | None | None | Non-Condensing | Single-Stage | 32000 | 21952 |  |  | 64.6 | 64 | Federally-Regulated Consumer Product | 2001-05-17 |  | 2017-07-13
Lennox Industries Inc. | Superior | D800**P | Direct Vent Gravity Type Wall | LPG | No Match | TRUE | FALSE | 1 | None | None | Non-Condensing | Single-Stage | 32000 | 22176 |  |  | 65.2 | 64 | Federally-Regulated Consumer Product | 2001-05-17 |  | 2017-07-13
Lennox Industries Inc. | Intertherm | DMPF*** | Direct Vent Gravity Type Wall | Natural Gas | No Match | TRUE | FALSE | 1 | None | None | Non-Condensing | Single-Stage | 37500 | 27153 |  |  | 68.2 | 64 | Federally-Regulated Consumer Product | 2001-05-17 |  | 2017-07-13
Lennox Industries Inc. | Intertherm | DMST*** | Direct Vent Gravity Type Wall | Natural Gas | No Match | TRUE | FALSE | 1 | None | None | Non-Condensing | Single-Stage | 37500 | 27153 |  |  | 68.2 | 64 | Federally-Regulated Consumer Product | 2001-05-17 |  | 2017-07-13
Lennox Industries Inc. | Superior | DR400*** | Direct Vent Gravity Type Wall | Natural Gas | No Match | TRUE | FALSE | 1 | None | None | Non-Condensing | Single-Stage | 17500 | 10876 |  |  | 63.6 | 62 | Federally-Regulated Consumer Product | 2001-05-17 |  | 2017-07-13
Lennox Industries Inc. | Superior | DR500**N | Direct Vent Gravity Type Wall | Natural Gas | No Match | TRUE | FALSE | 1 | None | None | Non-Condensing | Single-Stage | 23000 | 15456 |  |  | 63.2 | 63 | Federally-Regulated Consumer Product | 2001-05-17 |  | 2017-07-13
Lennox Industries Inc. | Superior | DR500**P | Direct Vent Gravity Type Wall | LPG | No Match | TRUE | FALSE | 1 | None | None | Non-Condensing | Single-Stage | 23000 | 15686 |  |  | 64.2 | 63 | Federally-Regulated Consumer Product | 2001-05-17 |  | 2017-07-13
Lennox Industries Inc. | Superior | DR600**N | Direct Vent Gravity Type Wall | Natural Gas | No Match | TRUE | FALSE | 1 | None | None | Non-Condensing | Single-Stage | 29000 | 19981 |  |  | 64.9 | 64 | Federally-Regulated Consumer Product | 2001-05-17 |  | 2017-07-13
Lennox Industries Inc. | Superior | DR600**P | Direct Vent Gravity Type Wall | LPG | No Match | TRUE | FALSE | 1 | None | None | Non-Condensing | Single-Stage | 29000 | 20126 |  |  | 65.3 | 64 | Federally-Regulated Consumer Product | 2001-05-17 |  | 2017-07-13
Lennox Industries Inc. | Superior | DR800**N | Direct Vent Gravity Type Wall | Natural Gas | No Match | TRUE | FALSE | 1 | None | None | Non-Condensing | Single-Stage | 32000 | 21952 |  |  | 64.6 | 64 | Federally-Regulated Consumer Product | 2001-05-17 |  | 2017-07-13
Lennox Industries Inc. | Superior | DR800**P | Direct Vent Gravity Type Wall | LPG | No Match | TRUE | FALSE | 1 | None | None | Non-Condensing | Single-Stage | 32000 | 22176 |  |  | 65.2 | 64 | Federally-Regulated Consumer Product | 2001-05-17 |  | 2017-07-13
Lennox Industries Inc. | Lennox | DRH3025*NM* | Direct Vent Gravity Type Wall | Natural Gas | No Match | TRUE | FALSE | 1 | None | None | Non-Condensing | Single-Stage | 17000 | 12750 |  |  | 71.3 | 62 | Federally-Regulated Consumer Product | 1999-01-14 |  | 2017-07-13
Lennox Industries Inc. | Lennox | DRH3025*PM* | Direct Vent Gravity Type Wall | LPG | No Match | TRUE | FALSE | 1 | None | None | Non-Condensing | Single-Stage | 17000 | 12750 |  |  | 70.8 | 62 | Federally-Regulated Consumer Product | 1999-01-14 |  | 2017-07-13
Lennox Industries Inc. | Lennox | DRH3530*NM* | Direct Vent Gravity Type Wall | Natural Gas | No Match | TRUE | FALSE | 1 | None | None | Non-Condensing | Single-Stage | 21000 | 15330 |  |  | 68.5 | 63 | Federally-Regulated Consumer Product | 1999-01-14 |  | 2017-07-13
Lennox Industries Inc. | Lennox | DRH3530*PM* | Direct Vent Gravity Type Wall | LPG | No Match | TRUE | FALSE | 1 | None | None | Non-Condensing | Single-Stage | 21000 | 15540 |  |  | 70.2 | 63 | Federally-Regulated Consumer Product | 1999-01-14 |  | 2017-07-13
Lennox Industries Inc. | Lennox | DRH4035*NM* | Direct Vent Gravity Type Wall | Natural Gas | No Match | TRUE | FALSE | 1 | None | None | Non-Condensing | Single-Stage | 28000 | 20720 |  |  | 70 | 64 | Federally-Regulated Consumer Product | 1999-01-14 |  | 2017-07-13
Lennox Industries Inc. | Superior | DT400*** | Direct Vent Gravity Type Wall | Natural Gas | No Match | TRUE | FALSE | 1 | None | None | Non-Condensing | Single-Stage | 17500 | 10876 |  |  | 63.6 | 62 | Federally-Regulated Consumer Product | 2001-05-17 |  | 2017-07-13
Lennox Industries Inc. | Superior | DT500**N | Direct Vent Gravity Type Wall | Natural Gas | No Match | TRUE | FALSE | 1 | None | None | Non-Condensing | Single-Stage | 23000 | 15456 |  |  | 63.2 | 63 | Federally-Regulated Consumer Product | 2001-05-17 |  | 2017-07-13
Lennox Industries Inc. | Superior | DT500**P | Direct Vent Gravity Type Wall | LPG | No Match | TRUE | FALSE | 1 | None | None | Non-Condensing | Single-Stage | 23000 | 15686 |  |  | 64.2 | 63 | Federally-Regulated Consumer Product | 2001-05-17 |  | 2017-07-13
Lennox Industries Inc. | Superior | DT600**N | Direct Vent Gravity Type Wall | Natural Gas | No Match | TRUE | FALSE | 1 | None | None | Non-Condensing | Single-Stage | 29000 | 19981 |  |  | 64.9 | 64 | Federally-Regulated Consumer Product | 2001-05-17 |  | 2017-07-13
Lennox Industries Inc. | Superior | DT600**P | Direct Vent Gravity Type Wall | LPG | No Match | TRUE | FALSE | 1 | None | None | Non-Condensing | Single-Stage | 29000 | 20126 |  |  | 65.3 | 64 | Federally-Regulated Consumer Product | 2001-05-17 |  | 2017-07-13
Lennox Industries Inc. | Superior | DT800**N | Direct Vent Gravity Type Wall | Natural Gas | No Match | TRUE | FALSE | 1 | None | None | Non-Condensing | Single-Stage | 32000 | 21952 |  |  | 64.6 | 64 | Federally-Regulated Consumer Product | 2001-05-17 |  | 2017-07-13
Lennox Industries Inc. | Superior | DT800**P | Direct Vent Gravity Type Wall | LPG | No Match | TRUE | FALSE | 1 | None | None | Non-Condensing | Single-Stage | 32000 | 22176 |  |  | 65.2 | 64 | Federally-Regulated Consumer Product | 2001-05-17 |  | 2017-07-13
Lennox Industries Inc. | Lennox | DTH3025*PM* | Direct Vent Gravity Type Wall | LPG | No Match | TRUE | FALSE | 1 | None | None | Non-Condensing | Single-Stage | 17000 | 12750 |  |  | 70.6 | 62 | Federally-Regulated Consumer Product | 1999-01-14 |  | 2017-07-13
Lennox Industries Inc. | Lennox | DTH3530*NM* | Direct Vent Gravity Type Wall | Natural Gas | No Match | TRUE | FALSE | 1 | None | None | Non-Condensing | Single-Stage | 21000 | 15540 |  |  | 70 | 63 | Federally-Regulated Consumer Product | 1999-01-14 |  | 2017-07-13
Lennox Industries Inc. | Lennox | DTH3530*PM* | Direct Vent Gravity Type Wall | LPG | No Match | TRUE | FALSE | 1 | None | None | Non-Condensing | Single-Stage | 21000 | 15960 |  |  | 72 | 63 | Federally-Regulated Consumer Product | 1999-01-14 |  | 2017-07-13
Lennox Industries Inc. | Lennox | DTH4035*NM* | Direct Vent Gravity Type Wall | Natural Gas | No Match | TRUE | FALSE | 1 | None | None | Non-Condensing | Single-Stage | 28000 | 19880 |  |  | 67 | 64 | Federally-Regulated Consumer Product | 1999-01-14 |  | 2017-07-13
Lennox Industries Inc. | Lennox | DTH4035*PM* | Direct Vent Gravity Type Wall | LPG | No Match | TRUE | FALSE | 1 | None | None | Non-Condensing | Single-Stage | 28000 | 20160 |  |  | 67.7 | 64 | Federally-Regulated Consumer Product | 1999-01-14 |  | 2017-07-13
Lennox Industries Inc. | Lennox | DTJ3025*NM* | Direct Vent Gravity Type Wall | Natural Gas | No Match | TRUE | FALSE | 1 | None | None | Non-Condensing | Single-Stage | 17000 | 12155 |  |  | 67.4 | 62 | Federally-Regulated Consumer Product | 1999-01-14 |  | 2017-07-13
Lennox Industries Inc. | Lennox | ED3530CN* | Direct Vent Gravity Type Wall | Natural Gas | No Match | TRUE | FALSE | 1 | None | None | Non-Condensing | Single-Stage | 27000 | 17631 |  |  | 63.5 | 63 | Federally-Regulated Consumer Product | 2001-05-17 |  | 2017-07-13
Lennox Industries Inc. | Lennox | ED3530CP* | Direct Vent Gravity Type Wall | LPG | No Match | TRUE | FALSE | 1 | None | None | Non-Condensing | Single-Stage | 27000 | 18414 |  |  | 64.2 | 63 | Federally-Regulated Consumer Product | 2001-05-17 |  | 2017-07-13
Lennox Industries Inc. | Lennox | ED4035*NE | Direct Vent Gravity Type Wall | Natural Gas | No Match | FALSE | FALSE | 1 | None | None | Non-Condensing | Single-Stage | 30000 | 21600 |  |  | 68.4 | 64 | Federally-Regulated Consumer Product | 1999-01-14 |  | 2017-07-13
Lennox Industries Inc. | Lennox | ED4035*NM | Direct Vent Gravity Type Wall | Natural Gas | No Match | TRUE | FALSE | 1 | None | None | Non-Condensing | Single-Stage | 30000 | 21600 |  |  | 68.4 | 64 | Federally-Regulated Consumer Product | 1999-01-14 |  | 2017-07-13
Lennox Industries Inc. | Lennox | ED4035*PE | Direct Vent Gravity Type Wall | LPG | No Match | FALSE | FALSE | 1 | None | None | Non-Condensing | Single-Stage | 28000 | 20160 |  |  | 68 | 64 | Federally-Regulated Consumer Product | 1999-01-14 |  | 2017-07-13
Lennox Industries Inc. | Lennox | ED4035*PM | Direct Vent Gravity Type Wall | LPG | No Match | TRUE | FALSE | 1 | None | None | Non-Condensing | Single-Stage | 28000 | 20160 |  |  | 68 | 64 | Federally-Regulated Consumer Product | 1999-01-14 |  | 2017-07-13
Lennox Industries Inc. | Lennox | ED4035CN** | Direct Vent Gravity Type Wall | Natural Gas | No Match | TRUE | FALSE | 1 | None | None | Non-Condensing | Single-Stage | 30000 | 20736 |  |  | 66.9 | 64 | Federally-Regulated Consumer Product | 2001-05-17 |  | 2017-07-13
Lennox Industries Inc. | Lennox | ED4035CP** | Direct Vent Gravity Type Wall | LPG | No Match | TRUE | FALSE | 1 | None | None | Non-Condensing | Single-Stage | 30000 | 21120 |  |  | 68.2 | 64 | Federally-Regulated Consumer Product | 2001-05-17 |  | 2017-07-13
Lennox Industries Inc. | Lennox | ED4540*NE | Direct Vent Gravity Type Wall | Natural Gas | No Match | FALSE | FALSE | 1 | None | None | Non-Condensing | Single-Stage | 35000 | 25550 |  |  | 70 | 64 | Federally-Regulated Consumer Product | 1999-01-14 |  | 2017-07-13
Lennox Industries Inc. | Lennox | ED4540*NM | Direct Vent Gravity Type Wall | Natural Gas | No Match | TRUE | FALSE | 1 | None | None | Non-Condensing | Single-Stage | 35000 | 25550 |  |  | 70 | 64 | Federally-Regulated Consumer Product | 1999-01-14 |  | 2017-07-13
Lennox Industries Inc. | Lennox | ED4540*P | Direct Vent Gravity Type Wall | LPG | No Match | TRUE | FALSE | 1 | None | None | Non-Condensing | Single-Stage | 34000 | 24480 |  |  | 68 | 64 | Federally-Regulated Consumer Product | 1999-01-14 |  | 2017-07-13
Lennox Industries Inc. | Lennox | ED4540*PE | Direct Vent Gravity Type Wall | LPG | No Match | FALSE | FALSE | 1 | None | None | Non-Condensing | Single-Stage | 34000 | 24480 |  |  | 68 | 64 | Federally-Regulated Consumer Product | 1999-01-14 |  | 2017-07-13
Lennox Industries Inc. | Lennox | ED4540CN** | Direct Vent Gravity Type Wall | Natural Gas | No Match | TRUE | FALSE | 1 | None | None | Non-Condensing | Single-Stage | 35000 | 24493 |  |  | 66 | 64 | Federally-Regulated Consumer Product | 2001-05-17 |  | 2017-07-13
Lennox Industries Inc. | Lennox | ED4540CP** | Direct Vent Gravity Type Wall | LPG | No Match | TRUE | FALSE | 1 | None | None | Non-Condensing | Single-Stage | 35000 | 24675 |  |  | 66.4 | 64 | Federally-Regulated Consumer Product | 2001-05-17 |  | 2017-07-13
Lennox Industries Inc. | Lennox | EDCLN** | Direct Vent Gravity Type Wall | Natural Gas | No Match | TRUE | FALSE | 1 | None | None | Non-Condensing | Single-Stage | 37500 | 27153 |  |  | 68.2 | 64 | Federally-Regulated Consumer Product | 2001-05-17 |  | 2017-07-13
Lennox Industries Inc. | Lennox | EDCLP** | Direct Vent Gravity Type Wall | LPG | No Match | TRUE | FALSE | 1 | None | None | Non-Condensing | Single-Stage | 37500 | 27243 |  |  | 68.5 | 64 | Federally-Regulated Consumer Product | 2001-05-17 |  | 2017-07-13
Lennox Industries Inc. | Lennox | EDCRN** | Direct Vent Gravity Type Wall | Natural Gas | No Match | TRUE | FALSE | 1 | None | None | Non-Condensing | Single-Stage | 37500 | 27153 |  |  | 68.2 | 64 | Federally-Regulated Consumer Product | 2001-05-17 |  | 2017-07-13
Lennox Industries Inc. | Lennox | EDCRP** | Direct Vent Gravity Type Wall | LPG | No Match | TRUE | FALSE | 1 | None | None | Non-Condensing | Single-Stage | 37500 | 27243 |  |  | 68.5 | 64 | Federally-Regulated Consumer Product | 2001-05-17 |  | 2017-07-13
Lennox Industries Inc. | Lennox | EDPFN** | Direct Vent Gravity Type Wall | Natural Gas | No Match | TRUE | FALSE | 1 | None | None | Non-Condensing | Single-Stage | 37500 | 27153 |  |  | 68.2 | 64 | Federally-Regulated Consumer Product | 2001-05-17 |  | 2017-07-13
Lennox Industries Inc. | Lennox | EDPFP** | Direct Vent Gravity Type Wall | LPG | No Match | TRUE | FALSE | 1 | None | None | Non-Condensing | Single-Stage | 37500 | 27243 |  |  | 68.5 | 64 | Federally-Regulated Consumer Product | 2001-05-17 |  | 2017-07-13
Lennox Industries Inc. | Lennox | EDR3530*NM | Direct Vent Gravity Type Wall | Natural Gas | No Match | TRUE | FALSE | 1 | None | None | Non-Condensing | Single-Stage | 22000 | 15400 |  |  | 68.7 | 63 | Federally-Regulated Consumer Product | 1999-01-14 |  | 2017-07-13
Lennox Industries Inc. | Lennox | EDR3530*PM | Direct Vent Gravity Type Wall | LPG | No Match | TRUE | FALSE | 1 | None | None | Non-Condensing | Single-Stage | 22000 | 16060 |  |  | 69.8 | 63 | Federally-Regulated Consumer Product | 1999-01-14 |  | 2017-07-13
Lennox Industries Inc. | Lennox | EDSTN** | Direct Vent Gravity Type Wall | Natural Gas | No Match | TRUE | FALSE | 1 | None | None | Non-Condensing | Single-Stage | 37500 | 27153 |  |  | 68.2 | 64 | Federally-Regulated Consumer Product | 2001-05-17 |  | 2017-07-13
Lennox Industries Inc. | Lennox | EDSTP** | Direct Vent Gravity Type Wall | LPG | No Match | TRUE | FALSE | 1 | None | None | Non-Condensing | Single-Stage | 37500 | 27243 |  |  | 68.5 | 64 | Federally-Regulated Consumer Product | 2001-05-17 |  | 2017-07-13
Lennox Industries Inc. | Lennox | EDT3530*NM* | Direct Vent Gravity Type Wall | Natural Gas | No Match | TRUE | FALSE | 1 | None | None | Non-Condensing | Single-Stage | 22000 | 15400 |  |  | 67.3 | 63 | Federally-Regulated Consumer Product | 1999-01-14 |  | 2017-07-13
Lennox Industries Inc. | Lennox | EDT3530*PM | Direct Vent Gravity Type Wall | LPG | No Match | TRUE | FALSE | 1 | None | None | Non-Condensing | Single-Stage | 22000 | 16060 |  |  | 69.8 | 63 | Federally-Regulated Consumer Product | 1999-01-14 |  | 2017-07-13
Lennox Industries Inc. | Lennox | EDVCRPM | Direct Vent Gravity Type Wall | LPG | Luminous | FALSE | FALSE | 1 | None | None | Condensing | Single-Stage | 39000 | 26079 |  |  | 64.8 | 64 | Federally-Regulated Consumer Product | 2005-04-14 |  | 2017-07-13
Lennox Industries Inc. | Lennox | LSS35CN | Gravity Type Vented Room Heate | Natural Gas | No Match | TRUE | FALSE | 1 | None | None | Non-Condensing | Single-Stage | 33000 | 23915 |  |  | 70.2 | 64 | Federally-Regulated Consumer Product | 2002-08-05 |  | 2017-07-13
Lennox Industries Inc. | Lennox | LSS35CP | Gravity Type Vented Room Heate | LPG | No Match | TRUE | FALSE | 1 | None | None | Non-Condensing | Single-Stage | 31000 | 22738 |  |  | 71 | 64 | Federally-Regulated Consumer Product | 2002-08-05 |  | 2017-07-13
Lennox Industries Inc. | Lennox | LSS40CN | Gravity Type Vented Room Heate | Natural Gas | No Match | TRUE | FALSE | 1 | None | None | Non-Condensing | Single-Stage | 41500 | 30145 |  |  | 70.4 | 64 | Federally-Regulated Consumer Product | 2002-08-05 |  | 2017-07-13
Lennox Industries Inc. | Lennox | LSS40CP | Gravity Type Vented Room Heate | LPG | No Match | TRUE | FALSE | 1 | None | None | Non-Condensing | Single-Stage | 28528 | 28528 |  |  | 70.8 | 64 | Federally-Regulated Consumer Product | 2002-08-05 |  | 2017-07-13
Lennox Industries Inc. | Lennox | MDR3328C** | Direct Vent Gravity Type Wall | LPG | No Match | TRUE | FALSE | 1 | None | None | Non-Condensing | Single-Stage | 17500 | 10876 |  |  | 63.6 | 62 | Federally-Regulated Consumer Product | 2001-05-17 |  | 2017-07-13
Lennox Industries Inc. | Lennox | MDT3328C** | Direct Vent Gravity Type Wall | Natural Gas | No Match | TRUE | FALSE | 1 | None | None | Non-Condensing | Single-Stage | 17500 | 10876 |  |  | 63.6 | 62 | Federally-Regulated Consumer Product | 2001-05-17 |  | 2017-07-13
Lennox Industries Inc. | Lennox | MPD3530*** | Gravity Type Vented Room Heate | Natural Gas | No Match | TRUE | FALSE | 1 | None | None | Non-Condensing | Single-Stage | 20000 | 12864 |  |  | 62.3 | 58 | Federally-Regulated Consumer Product | 2001-08-31 |  | 2017-07-13
Lennox Industries Inc. | Lennox | MPD4035*** | Gravity Type Vented Room Heate | Natural Gas | No Match | TRUE | FALSE | 1 | None | None | Non-Condensing | Single-Stage | 27000 | 18563 |  |  | 66.6 | 63 | Federally-Regulated Consumer Product | 2001-08-31 |  | 2017-07-13
Lennox Industries Inc. | Lennox | MPD4540*** | Gravity Type Vented Room Heate | Natural Gas | No Match | TRUE | FALSE | 1 | None | None | Non-Condensing | Single-Stage | 29000 | 20149 |  |  | 67.3 | 64 | Federally-Regulated Consumer Product | 2001-08-31 |  | 2017-07-13
Lennox Industries Inc. | Lennox | MPDR3328*** | Gravity Type Vented Room Heate | Natural Gas | No Match | TRUE | FALSE | 1 | None | None | Non-Condensing | Single-Stage | 17500 | 11062 |  |  | 61.2 | 57 | Federally-Regulated Consumer Product | 2001-08-31 |  | 2017-07-13
Lennox Industries Inc. | Lennox | MPDT3328*** | Gravity Type Vented Room Heate | Natural Gas | No Match | TRUE | FALSE | 1 | None | None | Non-Condensing | Single-Stage | 17500 | 11198 |  |  | 61.9 | 57 | Federally-Regulated Consumer Product | 2001-08-31 |  | 2017-07-13
Lennox Industries Inc. | Lennox | SSDVT3530CNE | Direct Vent Gravity Type Wall | Natural Gas | Luminous | FALSE | FALSE | 1 | None | None | Non-Condensing | Single-Stage | 23000 | 15456 |  |  | 63.2 | 63 | Federally-Regulated Consumer Product | 2005-05-06 |  | 2017-07-13
Lennox Industries Inc. | Lennox | DRH4035*PM* | Direct Vent Gravity Type Wall | LPG | No Match | TRUE | FALSE | 1 | None | None | Non-Condensing | Single-Stage | 28000 | 20720 |  |  | 69.8 | 64 | Federally-Regulated Consumer Product | 1999-01-14 |  | 2017-07-13
Hearthstone Quality Home Heating Products, Inc. | Hearthstone Cast & Stone Stoves | 8760 SAN DV | Gravity Type Vented Room Heate | LPG | No Match | TRUE | FALSE | 1 | None | None | Non-Condensing | Single-Stage | 36000 | 25900 |  |  | 66 | 64 | Federally-Regulated Consumer Product | 2000-06-27 |  | 2017-11-13
Hearthstone Quality Home Heating Products, Inc. | Hearthstone Cast & Stone Stoves | 8521 STG BV | Gravity Type Vented Room Heate | LPG | No Match | TRUE | FALSE | 1 | None | None | Non-Condensing | Single-Stage | 40000 | 30200 |  |  | 69.9 | 64 | Federally-Regulated Consumer Product | 2000-06-27 |  | 2017-11-13
Hearthstone Quality Home Heating Products, Inc. | Contemporary | 8160 | Gravity Type Vented Room Heate | Natural Gas | Injection Type | TRUE | FALSE | 1 | None | None | Non-Condensing | Single-Stage | 26500 | 20400 |  |  | 69.7 | 63 | Federally-Regulated Consumer Product | 2008-12-30 |  | 2017-11-13
Hearthstone Quality Home Heating Products, Inc. | Hearthstone Cast & Stone Stoves | 8760 SAN DV | Gravity Type Vented Room Heate | Natural Gas | No Match | TRUE | FALSE | 1 | None | None | Non-Condensing | Single-Stage | 36000 | 27000 |  |  | 64.8 | 64 | Federally-Regulated Consumer Product | 2000-06-27 |  | 2017-11-13
Hearthstone Quality Home Heating Products, Inc. | Contemporary | 8140 | Gravity Type Vented Room Heate | Natural Gas | Injection Type | TRUE | FALSE | 1 | None | None | Non-Condensing | Single-Stage | 26500 | 20400 |  |  | 64.6 | 63 | Federally-Regulated Consumer Product | 2008-12-30 |  | 2017-11-13
Hearthstone Quality Home Heating Products, Inc. | Cast Iron | 8322 | Gravity Type Vented Room Heate | Natural Gas | Injection Type | FALSE | FALSE | 1 | None | None | Non-Condensing | Step Modulating | 25000 | 17350 |  |  | 64.6 | 63 | Federally-Regulated Consumer Product | 2011-11-08 |  | 2017-11-13
Hearthstone Quality Home Heating Products, Inc. | Hearthstone Cast & Stone Stoves | 8531 STG DV | Gravity Type Vented Room Heate | Natural Gas | No Match | TRUE | FALSE | 1 | None | None | Non-Condensing | Single-Stage | 36000 | 29400 |  |  | 76.3 | 64 | Federally-Regulated Consumer Product | 2000-06-27 |  | 2017-11-13
Hearthstone Quality Home Heating Products, Inc. | Contemporary | 8180 | Gravity Type Vented Room Heate | Natural Gas | Injection Type | TRUE | FALSE | 1 | None | None | Non-Condensing | Single-Stage | 26500 | 19600 |  |  | 64.5 | 63 | Federally-Regulated Consumer Product | 2008-12-30 |  | 2017-11-13
Hearthstone Quality Home Heating Products, Inc. | Soapstone | 8532 | Gravity Type Vented Room Heate | Natural Gas | Injection Type | TRUE | FALSE | 1 | None | None | Non-Condensing | Two-Stage Modulating | 33000 | 26600 |  |  | 70 | 64 | Federally-Regulated Consumer Product | 2008-12-30 |  | 2017-11-13
Hearthstone Quality Home Heating Products, Inc. | Soapstone | 8702 | Gravity Type Vented Room Heate | Natural Gas | Injection Type | FALSE | FALSE | 1 | None | None | Non-Condensing | Step Modulating | 25000 | 17350 |  |  | 64.6 | 63 | Federally-Regulated Consumer Product | 2011-11-08 |  | 2017-11-13
Hearthstone Quality Home Heating Products, Inc. | Cast Iron | 8850 | Gravity Type Vented Room Heate | LPG | Injection Type | FALSE | FALSE | 1 | None | None | Non-Condensing | Step Modulating | 38000 | 24814 |  |  | 65.3 | 64 | Federally-Regulated Consumer Product | 2011-11-08 |  | 2017-11-13
Hearthstone Quality Home Heating Products, Inc. | Soapstone | 8890 | Gravity Type Vented Room Heate | LPG | Injection Type | TRUE | FALSE | 1 | None | None | Non-Condensing | Two-Stage Modulating | 33000 | 26200 |  |  | 71.1 | 64 | Federally-Regulated Consumer Product | 2008-12-30 |  | 2017-11-13
Hearthstone Quality Home Heating Products, Inc. | Hearthstone Cast Iron Stoves | 8300 CHA DV | Gravity Type Vented Room Heate | LPG | No Match | TRUE | FALSE | 1 | None | None | Non-Condensing | Single-Stage | 37000 | 26800 |  |  | 64.2 | 64 | Federally-Regulated Consumer Product | 2000-06-27 |  | 2017-11-13
Hearthstone Quality Home Heating Products, Inc. | Cast Iron | 8860 | Gravity Type Vented Room Heate | LPG | Injection Type | FALSE | FALSE | 1 | None | None | Non-Condensing | Step Modulating | 46000 | 31496 |  |  | 68.5 | 64 | Federally-Regulated Consumer Product | 2011-11-08 |  | 2017-11-13
Hearthstone Quality Home Heating Products, Inc. | Cast Iron | 8850 | Gravity Type Vented Room Heate | Natural Gas | Injection Type | FALSE | FALSE | 1 | None | None | Non-Condensing | Step Modulating | 38000 | 25422 |  |  | 66.9 | 64 | Federally-Regulated Consumer Product | 2011-11-08 |  | 2017-11-13
Hearthstone Quality Home Heating Products, Inc. | Hearthstone Cast Iron Stoves | 8300 CHA DV | Gravity Type Vented Room Heate | Natural Gas | No Match | TRUE | FALSE | 1 | None | None | Non-Condensing | Single-Stage | 37000 | 26200 |  |  | 67 | 64 | Federally-Regulated Consumer Product | 2000-06-27 |  | 2017-11-13
Hearthstone Quality Home Heating Products, Inc. | Hearthstone Cast & Stone Stoves | 8720 TUC BV | Gravity Type Vented Room Heate | LPG | No Match | TRUE | FALSE | 1 | None | None | Non-Condensing | Single-Stage | 26000 | 20600 |  |  | 75.8 | 63 | Federally-Regulated Consumer Product | 2000-06-27 |  | 2017-11-13
Hearthstone Quality Home Heating Products, Inc. | Soapstone | 8890 | Gravity Type Vented Room Heate | Natural Gas | Injection Type | TRUE | FALSE | 1 | None | None | Non-Condensing | Two-Stage Modulating | 33000 | 26900 |  |  | 74.5 | 64 | Federally-Regulated Consumer Product | 2008-12-30 |  | 2017-11-13
Hearthstone Quality Home Heating Products, Inc. | Cast Iron | 8301 | Gravity Type Vented Room Heate | LPG | Injection Type | TRUE | FALSE | 1 | None | None | Non-Condensing | Single-Stage | 35000 | 25600 |  |  | 65.5 | 64 | Federally-Regulated Consumer Product | 2008-12-30 |  | 2017-11-13
Hearthstone Quality Home Heating Products, Inc. | Cast Iron | 8301 | Gravity Type Vented Room Heate | Natural Gas | Injection Type | TRUE | FALSE | 1 | None | None | Non-Condensing | Single-Stage | 35000 | 25600 |  |  | 68.5 | 64 | Federally-Regulated Consumer Product | 2008-12-30 |  | 2017-11-13
Hearthstone Quality Home Heating Products, Inc. | Hearthstone Cast & Stone Stoves | 8521 STG BV | Gravity Type Vented Room Heate | Natural Gas | No Match | TRUE | FALSE | 1 | None | None | Non-Condensing | Single-Stage | 40000 | 31200 |  |  | 68.7 | 64 | Federally-Regulated Consumer Product | 2000-06-27 |  | 2017-11-13
Hearthstone Quality Home Heating Products, Inc. | Cast Iron | 8762 | Gravity Type Vented Room Heate | LPG | Injection Type | FALSE | FALSE | 1 | None | None | Non-Condensing | Step Modulating | 33000 | 26192 |  |  | 72.8 | 64 | Federally-Regulated Consumer Product | 2011-11-08 |  | 2017-11-13
Hearthstone Quality Home Heating Products, Inc. | Cast Iron | 8762 | Gravity Type Vented Room Heate | Natural Gas | Injection Type | FALSE | FALSE | 1 | None | None | Non-Condensing | Step Modulating | 36000 | 28166 |  |  | 73.4 | 64 | Federally-Regulated Consumer Product | 2011-11-08 |  | 2017-11-13
Hearthstone Quality Home Heating Products, Inc. | Soapstone | 8761 | Gravity Type Vented Room Heate | LPG | Injection Type | TRUE | FALSE | 1 | None | None | Non-Condensing | Single-Stage | 35000 | 25600 |  |  | 65.5 | 64 | Federally-Regulated Consumer Product | 2008-12-30 |  | 2017-11-13
Hearthstone Quality Home Heating Products, Inc. | Cast Iron | 8860 | Gravity Type Vented Room Heate | Natural Gas | Injection Type | FALSE | FALSE | 1 | None | None | Non-Condensing | Step Modulating | 43000 | 28478 |  |  | 66.2 | 64 | Federally-Regulated Consumer Product | 2011-11-08 |  | 2017-11-13
Hearthstone Quality Home Heating Products, Inc. | Soapstone | 8050 | Gravity Type Vented Room Heate | LPG | Injection Type | TRUE | FALSE | 1 | None | None | Non-Condensing | Single-Stage | 17500 | 10400 |  |  | 73.1 | 57 | Federally-Regulated Consumer Product | 2008-12-30 |  | 2017-11-13
Hearthstone Quality Home Heating Products, Inc. | Hearthstone Cast & Stone Stoves | 8830 WIN DV | Gravity Type Vented Room Heate | Natural Gas | No Match | TRUE | FALSE | 1 | None | None | Non-Condensing | Single-Stage | 32000 | 24000 |  |  | 73.6 | 64 | Federally-Regulated Consumer Product | 2000-06-27 |  | 2017-11-13
Hearthstone Quality Home Heating Products, Inc. | Cast Iron | 8321 | Gravity Type Vented Room Heate | LPG | Injection Type | TRUE | FALSE | 1 | None | None | Non-Condensing | Single-Stage | 26000 | 18100 |  |  | 64.1 | 63 | Federally-Regulated Consumer Product | 2008-12-30 |  | 2017-11-13
Hearthstone Quality Home Heating Products, Inc. | Hearthstone Cast & Stone Stoves | 8531 STG DV | Gravity Type Vented Room Heate | LPG | No Match | TRUE | FALSE | 1 | None | None | Non-Condensing | Single-Stage | 35000 | 28900 |  |  | 77.3 | 64 | Federally-Regulated Consumer Product | 2000-06-27 |  | 2017-11-13
Hearthstone Quality Home Heating Products, Inc. | Hearthstone Cast & Stone Stoves | 8700 TUC DV | Gravity Type Vented Room Heate | LPG | No Match | TRUE | FALSE | 1 | None | None | Non-Condensing | Single-Stage | 26000 | 20000 |  |  | 70.7 | 63 | Federally-Regulated Consumer Product | 2000-06-27 |  | 2017-11-13
Hearthstone Quality Home Heating Products, Inc. | Soapstone | 8050 | Gravity Type Vented Room Heate | Natural Gas | Injection Type | TRUE | FALSE | 1 | None | None | Non-Condensing | Single-Stage | 18000 | 10600 |  |  | 73.9 | 57 | Federally-Regulated Consumer Product | 2008-12-30 |  | 2017-11-13
Hearthstone Quality Home Heating Products, Inc. | Hearthstone Cast Iron Stoves | 8320 STO DV | Gravity Type Vented Room Heate | Natural Gas | No Match | TRUE | FALSE | 1 | None | None | Non-Condensing | Single-Stage | 25000 | 17800 |  |  | 64.6 | 63 | Federally-Regulated Consumer Product | 2000-06-27 |  | 2017-11-13
Hearthstone Quality Home Heating Products, Inc. | Soapstone | 8532 | Gravity Type Vented Room Heate | LPG | Injection Type | TRUE | FALSE | 1 | None | None | Non-Condensing | Two-Stage Modulating | 33000 | 27400 |  |  | 72.8 | 64 | Federally-Regulated Consumer Product | 2008-12-30 |  | 2017-11-13
Hearthstone Quality Home Heating Products, Inc. | Soapstone | 8761 | Gravity Type Vented Room Heate | Natural Gas | Injection Type | TRUE | FALSE | 1 | None | None | Non-Condensing | Single-Stage | 35000 | 25600 |  |  | 68.5 | 64 | Federally-Regulated Consumer Product | 2008-12-30 |  | 2017-11-13
Hearthstone Quality Home Heating Products, Inc. | Contemporary | 8140 | Gravity Type Vented Room Heate | LPG | Injection Type | TRUE | FALSE | 1 | None | None | Non-Condensing | Single-Stage | 26500 | 20200 |  |  | 70.4 | 63 | Federally-Regulated Consumer Product | 2008-12-30 |  | 2017-11-13
Hearthstone Quality Home Heating Products, Inc. | Soapstone | 8702 | Gravity Type Vented Room Heate | LPG | Injection Type | FALSE | FALSE | 1 | None | None | Non-Condensing | Step Modulating | 25000 | 19100 |  |  | 68 | 63 | Federally-Regulated Consumer Product | 2011-11-08 |  | 2017-11-13
Hearthstone Quality Home Heating Products, Inc. | Soapstone | 8120 | Gravity Type Vented Room Heate | LPG | Injection Type | TRUE | FALSE | 1 | None | None | Non-Condensing | Single-Stage | 11200 | 7494 |  |  | 65.9 | 57 | Federally-Regulated Consumer Product | 2008-12-30 |  | 2017-11-13
Hearthstone Quality Home Heating Products, Inc. | Hearthstone Cast & Stone Stoves | 8720 TUC BV | Gravity Type Vented Room Heate | Natural Gas | No Match | TRUE | FALSE | 1 | None | None | Non-Condensing | Single-Stage | 26000 | 20000 |  |  | 72.4 | 63 | Federally-Regulated Consumer Product | 2000-06-27 |  | 2017-11-13
Hearthstone Quality Home Heating Products, Inc. | Hearthstone Cast & Stone Stoves | 8700 TUC DV | Gravity Type Vented Room Heate | Natural Gas | No Match | TRUE | FALSE | 1 | None | None | Non-Condensing | Single-Stage | 26000 | 17500 |  |  | 67.8 | 63 | Federally-Regulated Consumer Product | 2000-06-27 |  | 2017-11-13
Hearthstone Quality Home Heating Products, Inc. | Hearthstone Cast & Stone Stoves | 8830 WIN DV | Gravity Type Vented Room Heate | LPG | No Match | TRUE | FALSE | 1 | None | None | Non-Condensing | Single-Stage | 32000 | 24500 |  |  | 73.9 | 64 | Federally-Regulated Consumer Product | 2000-06-27 |  | 2017-11-13
Hearthstone Quality Home Heating Products, Inc. | Hearthstone Cast Iron Stoves | 8870 KIL DV | Gravity Type Vented Room Heate | Natural Gas | No Match | TRUE | FALSE | 1 | None | None | Non-Condensing | Single-Stage | 31000 | 23200 |  |  | 64.4 | 64 | Federally-Regulated Consumer Product | 2000-06-27 |  | 2017-11-13
Hearthstone Quality Home Heating Products, Inc. | Cast Iron | 8321 | Gravity Type Vented Room Heate | Natural Gas | Injection Type | TRUE | FALSE | 1 | None | None | Non-Condensing | Single-Stage | 26000 | 18100 |  |  | 65.5 | 63 | Federally-Regulated Consumer Product | 2008-12-30 |  | 2017-11-13
Hearthstone Quality Home Heating Products, Inc. | Contemporary | 8180 | Gravity Type Vented Room Heate | LPG | Injection Type | TRUE | FALSE | 1 | None | None | Non-Condensing | Single-Stage | 26500 | 20100 |  |  | 66.8 | 63 | Federally-Regulated Consumer Product | 2008-12-30 |  | 2017-11-13
Hearthstone Quality Home Heating Products, Inc. | Soapstone | 8120 | Gravity Type Vented Room Heate | Natural Gas | Injection Type | TRUE | FALSE | 1 | None | None | Non-Condensing | Single-Stage | 11500 | 7652 |  |  | 65.5 | 57 | Federally-Regulated Consumer Product | 2008-12-30 |  | 2017-11-13
Hearthstone Quality Home Heating Products, Inc. | Soapstone | 8701 | Gravity Type Vented Room Heate | Natural Gas | Injection Type | TRUE | FALSE | 1 | None | None | Non-Condensing | Single-Stage | 26000 | 18100 |  |  | 65.5 | 63 | Federally-Regulated Consumer Product | 2008-12-30 |  | 2017-11-13
Hearthstone Quality Home Heating Products, Inc. | Cast Iron | 8322 | Gravity Type Vented Room Heate | LPG | Injection Type | FALSE | FALSE | 1 | None | None | Non-Condensing | Step Modulating | 25000 | 19100 |  |  | 68 | 63 | Federally-Regulated Consumer Product | 2011-11-08 |  | 2017-11-13
Hearthstone Quality Home Heating Products, Inc. | Soapstone | 8701 | Gravity Type Vented Room Heate | LPG | Injection Type | TRUE | FALSE | 1 | None | None | Non-Condensing | Single-Stage | 26000 | 18100 |  |  | 64.1 | 63 | Federally-Regulated Consumer Product | 2008-12-30 |  | 2017-11-13
Hearthstone Quality Home Heating Products, Inc. | Hearthstone Cast Iron Stoves | 8870 KIL DV | Gravity Type Vented Room Heate | LPG | No Match | TRUE | FALSE | 1 | None | None | Non-Condensing | Single-Stage | 31000 | 23800 |  |  | 65.2 | 64 | Federally-Regulated Consumer Product | 2000-06-27 |  | 2017-11-13
Hearthstone Quality Home Heating Products, Inc. | Hearthstone Cast Iron Stoves | 8320 STO DV | Gravity Type Vented Room Heate | LPG | No Match | TRUE | FALSE | 1 | None | None | Non-Condensing | Single-Stage | 25000 | 18300 |  |  | 66.5 | 63 | Federally-Regulated Consumer Product | 2000-06-27 |  | 2017-11-13
Hearthstone Quality Home Heating Products, Inc. | Contemporary | 8160 | Gravity Type Vented Room Heate | LPG | Injection Type | TRUE | FALSE | 1 | None | None | Non-Condensing | Single-Stage | 26500 | 20200 |  |  | 67.4 | 63 | Federally-Regulated Consumer Product | 2008-12-30 |  | 2017-11-13
Cozy Heating Systems, LLC | Cozy | W506G | Vented Gravity Type Wall Furna | LPG | Injection Type | TRUE | FALSE | 0 |  | None | Non-Condensing | Single-Stage | 50000 | 35500 |  |  | 70 | 67 | Federally-Regulated Consumer Product | 2017-07-24 |  | 2018-04-26
Cozy Heating Systems, LLC | Cozy | W505G | Vented Gravity Type Wall Furna | Natural Gas | Injection Type | TRUE | FALSE | 0 |  | None | Non-Condensing | Single-Stage | 50000 | 35500 |  |  | 70 | 67 | Federally-Regulated Consumer Product | 2017-07-24 |  | 2018-04-26
Cozy Heating Systems, LLC | Cozy | W356G | Vented Gravity Type Wall Furna | LPG | Injection Type | TRUE | FALSE | 0 |  | None | Non-Condensing | Single-Stage | 35000 | 24000 |  |  | 66 | 66 | Federally-Regulated Consumer Product | 2017-07-24 |  | 2018-04-26
Cozy Heating Systems, LLC | Cozy | W355G | Vented Gravity Type Wall Furna | Natural Gas | Injection Type | TRUE | FALSE | 0 |  | None | Non-Condensing | Single-Stage | 35000 | 24000 |  |  | 66 | 66 | Federally-Regulated Consumer Product | 2017-07-24 |  | 2018-04-26
Cozy Heating Systems, LLC | Cozy | W256G | Vented Gravity Type Wall Furna | LPG | Injection Type | TRUE | FALSE | 0 |  | None | Non-Condensing | Single-Stage | 25000 | 16500 |  |  | 70 | 65 | Federally-Regulated Consumer Product | 2017-07-24 |  | 2018-04-26
Cozy Heating Systems, LLC | Cozy | W255G | Vented Gravity Type Wall Furna | Natural Gas | Injection Type | TRUE | FALSE | 0 |  | None | Non-Condensing | Single-Stage | 25000 | 16500 |  |  | 70 | 65 | Federally-Regulated Consumer Product | 2017-07-24 |  | 2018-04-26
Cozy Heating Systems, LLC | Cozy | CDV155C | Direct Vent Gravity Type Wall | Natural Gas | Injection Type | TRUE | FALSE | 0 |  | None | Non-Condensing | Single-Stage | 15000 | 10000 |  |  | 65 | 65 | Federally-Regulated Consumer Product | 2017-07-24 |  | 2018-04-26
Cozy Heating Systems, LLC | Cozy | CF403D | Vented Fan Type Wall Furnace | Natural Gas | Injection Type | TRUE | FALSE | 1 |  | None | Non-Condensing | Single-Stage | 40000 | 32000 | 100 |  | 75 | 75 | Federally-Regulated Consumer Product | 2017-07-24 |  | 2018-04-26
Cozy Heating Systems, LLC | Cozy | CDV256C | Direct Vent Gravity Type Wall | LPG | Injection Type | TRUE | FALSE | 0 |  | None | Non-Condensing | Single-Stage | 25000 | 17500 |  |  | 65 | 65 | Federally-Regulated Consumer Product | 2017-07-24 |  | 2018-04-26
Cozy Heating Systems, LLC | Cozy | CDV156C | Direct Vent Gravity Type Wall | LPG | Injection Type | TRUE | FALSE | 0 |  | None | Non-Condensing | Single-Stage | 15000 | 10000 |  |  | 65 | 65 | Federally-Regulated Consumer Product | 2017-07-24 |  | 2018-04-26
Cozy Heating Systems, LLC | Cozy | CDV335C | Direct Vent Gravity Type Wall | Natural Gas | Injection Type | TRUE | FALSE | 0 |  | None | Non-Condensing | Single-Stage | 33000 | 23100 |  |  | 66 | 66 | Federally-Regulated Consumer Product | 2017-07-24 |  | 2018-04-26
Cozy Heating Systems, LLC | Cozy | CDV255C | Direct Vent Gravity Type Wall | Natural Gas | Injection Type | TRUE | FALSE | 0 |  | None | Non-Condensing | Single-Stage | 25000 | 17500 |  |  | 65 | 65 | Federally-Regulated Consumer Product | 2017-07-24 |  | 2018-04-26
Cozy Heating Systems, LLC | Cozy | VC501B | Gravity Type Vented Room Heate | Natural Gas | Injection Type | TRUE | FALSE | 0 |  | None | Non-Condensing | Single-Stage | 50000 | 36000 |  |  | 68 | 68 | Federally-Regulated Consumer Product | 2017-07-24 |  | 2018-04-26
Cozy Heating Systems, LLC | Cozy | VC351B | Gravity Type Vented Room Heate | Natural Gas | Injection Type | TRUE | FALSE | 0 |  | None | Non-Condensing | Single-Stage | 35000 | 25000 |  |  | 67 | 67 | Federally-Regulated Consumer Product | 2017-07-24 |  | 2018-04-26
Cozy Heating Systems, LLC | Cozy | VC201B | Gravity Type Vented Room Heate | Natural Gas | Injection Type | TRUE | FALSE | 0 |  | None | Non-Condensing | Single-Stage | 20000 | 14000 |  |  | 61 | 61 | Federally-Regulated Consumer Product | 2017-07-24 |  | 2018-04-26
Cozy Heating Systems, LLC | Cozy | DVCF553C | Direct Vent Fan Type Wall Furn | Natural Gas | Injection Type | TRUE | FALSE | 1 |  | None | Non-Condensing | Single-Stage | 55000 | 44000 | 138 |  | 76 | 76 | Federally-Regulated Consumer Product | 2017-07-24 |  | 2018-04-26
Cozy Heating Systems, LLC | Cozy | DVCF403C | Direct Vent Fan Type Wall Furn | Natural Gas | Injection Type | TRUE | FALSE | 1 |  | None | Non-Condensing | Single-Stage | 40000 | 32000 | 138 |  | 75 | 75 | Federally-Regulated Consumer Product | 2017-07-24 |  | 2018-04-26
Cozy Heating Systems, LLC | Cozy | CF553D | Vented Fan Type Wall Furnace | Natural Gas | Injection Type | TRUE | FALSE | 1 |  | None | Non-Condensing | Single-Stage | 55000 | 42000 | 100 |  | 76 | 76 | Federally-Regulated Consumer Product | 2017-07-24 |  | 2018-04-26
Empire Comfort Systems | Empire | DV25-5SG | Direct Vent Gravity Type Wall | Natural Gas | Pressure | TRUE | FALSE | 0 |  | None | Non-Condensing | Single-Stage | 25000 | 17500 |  |  | 65 | 65 | Federally-Regulated Consumer Product | 2016-08-18 |  | 2018-04-30
Empire Comfort Systems | Empire | HW500GW0XX1-3 | Vented Gravity Type Wall Furna | LPG | Pressure | TRUE | FALSE | 0 |  | None | Non-Condensing | Single-Stage | 50000 | 35000 |  |  | 67 | 67 | Federally-Regulated Consumer Product | 2016-08-18 |  | 2018-04-30
Empire Comfort Systems | Empire | HWDV081-1 | Direct Vent Gravity Type Wall | Natural Gas | Pressure | TRUE | FALSE | 0 |  | None | Non-Condensing | Single-Stage | 8000 | 5360 |  |  | 65 | 65 | Federally-Regulated Consumer Product | 2017-03-30 |  | 2018-04-30
Empire Comfort Systems | Empire | DVC55IPX-1 | Direct Vent Fan Type Wall Furn | Natural Gas | Pressure | FALSE | FALSE | 1 |  | None | Non-Condensing | Single-Stage | 55000 | 43000 | 204 |  | 76 | 76 | Federally-Regulated Consumer Product | 2016-08-18 |  | 2018-04-30
Empire Comfort Systems | Empire | GWT25W-2 | Vented Gravity Type Wall Furna | LPG | Pressure | TRUE | FALSE | 0 |  | None | Non-Condensing | Single-Stage | 25000 | 17500 |  |  | 70 | 65 | Federally-Regulated Consumer Product | 2016-08-18 |  | 2018-04-30
Empire Comfort Systems | Empire | GWT25W-2 | Vented Gravity Type Wall Furna | Natural Gas | Pressure | TRUE | FALSE | 0 |  | None | Non-Condensing | Single-Stage | 25000 | 17500 |  |  | 70 | 65 | Federally-Regulated Consumer Product | 2016-08-18 |  | 2018-04-30
Empire Comfort Systems | Empire | HW250GW0XX1-3 | Vented Gravity Type Wall Furna | LPG | Pressure | TRUE | FALSE | 0 |  | None | Non-Condensing | Single-Stage | 25000 | 17500 |  |  | 70 | 65 | Federally-Regulated Consumer Product | 2016-08-18 |  | 2018-04-30
Empire Comfort Systems | Empire | HW250GW0XX1-3 | Vented Gravity Type Wall Furna | Natural Gas | Pressure | TRUE | FALSE | 0 |  | None | Non-Condensing | Single-Stage | 25000 | 17500 |  |  | 70 | 65 | Federally-Regulated Consumer Product | 2016-08-18 |  | 2018-04-30
Empire Comfort Systems | Empire | HWDV081-1 | Direct Vent Gravity Type Wall | LPG | Pressure | TRUE | FALSE | 0 |  | None | Non-Condensing | Single-Stage | 8000 | 5360 |  |  | 65 | 65 | Federally-Regulated Consumer Product | 2017-03-30 |  | 2018-04-30
Empire Comfort Systems | Empire | FAW55SPPX-1 | Vented Fan Type Wall Furnace | Natural Gas | Pressure | TRUE | FALSE | 1 |  | None | Non-Condensing | Single-Stage | 55000 | 42000 | 204 |  | 76 | 76 | Federally-Regulated Consumer Product | 2016-08-18 |  | 2018-04-30
Empire Comfort Systems | Empire | HWDV081BX-1 | Direct Vent Gravity Type Wall | LPG | Pressure | TRUE | FALSE | 0 |  | None | Non-Condensing | Single-Stage | 8000 | 5360 |  |  | 65 | 65 | Federally-Regulated Consumer Product | 2017-09-08 |  | 2018-04-30
Empire Comfort Systems | Empire | HWDV081BX-1 | Direct Vent Gravity Type Wall | Natural Gas | Pressure | TRUE | FALSE | 0 |  | None | Non-Condensing | Single-Stage | 8000 | 5360 |  |  | 65 | 65 | Federally-Regulated Consumer Product | 2017-09-08 |  | 2018-04-30
Empire Comfort Systems | Empire | DVC55IPX-1 | Direct Vent Fan Type Wall Furn | LPG | Pressure | FALSE | FALSE | 1 |  | None | Non-Condensing | Single-Stage | 55000 | 43000 | 204 |  | 76 | 76 | Federally-Regulated Consumer Product | 2016-08-18 |  | 2018-04-30
Empire Comfort Systems | Empire | 7088-5 | Gravity Type Floor Furnace | Natural Gas | Pressure | TRUE | FALSE | 0 |  | None | Non-Condensing | Single-Stage | 65000 | 45500 |  |  | 58 | 58 | Federally-Regulated Consumer Product | 2017-03-30 |  | 2018-04-30
Empire Comfort Systems | Empire | 3588-4 | Gravity Type Floor Furnace | LPG | Pressure | TRUE | FALSE | 1 |  | None | Non-Condensing | Single-Stage | 32500 | 22750 |  |  | 57 | 57 | Federally-Regulated Consumer Product | 2017-03-30 |  | 2018-04-30
Empire Comfort Systems | Empire | 3588-4 | Gravity Type Floor Furnace | Natural Gas | Pressure | TRUE | FALSE | 1 |  | None | Non-Condensing | Single-Stage | 32500 | 22750 |  |  | 57 | 57 | Federally-Regulated Consumer Product | 2017-03-30 |  | 2018-04-30
Empire Comfort Systems | Empire | FAW55SPPX-1 | Vented Fan Type Wall Furnace | LPG | Pressure | TRUE | FALSE | 1 |  | None | Non-Condensing | Single-Stage | 55000 | 42000 | 204 |  | 76 | 76 | Federally-Regulated Consumer Product | 2016-08-18 |  | 2018-04-30
Empire Comfort Systems | Empire | 7088X-1 | Gravity Type Floor Furnace | Natural Gas | Pressure | TRUE | FALSE | 0 |  | None | Non-Condensing | Single-Stage | 65000 | 45500 |  |  | 58 | 58 | Federally-Regulated Consumer Product | 2016-08-18 |  | 2018-04-30
Empire Comfort Systems | Empire | DVC35IPX-1 | Direct Vent Fan Type Wall Furn | LPG | Pressure | FALSE | FALSE | 1 |  | None | Non-Condensing | Single-Stage | 35000 | 27700 | 168 |  | 75 | 75 | Federally-Regulated Consumer Product | 2016-08-18 |  | 2018-04-30
Empire Comfort Systems | Empire | DVC35IPX-1 | Direct Vent Fan Type Wall Furn | Natural Gas | Pressure | FALSE | FALSE | 1 |  | None | Non-Condensing | Single-Stage | 35000 | 27700 | 168 |  | 75 | 75 | Federally-Regulated Consumer Product | 2016-08-18 |  | 2018-04-30
Empire Comfort Systems | Empire | RH25-8 | Gravity Type Vented Room Heate | LPG | Pressure | TRUE | FALSE | 1 |  | None | Non-Condensing | Single-Stage | 25000 | 17500 |  |  | 66 | 66 | Federally-Regulated Consumer Product | 2017-08-14 |  | 2018-04-30
Empire Comfort Systems | Empire | RH25-8 | Gravity Type Vented Room Heate | Natural Gas | Pressure | TRUE | FALSE | 1 |  | None | Non-Condensing | Single-Stage | 25000 | 17500 |  |  | 66 | 66 | Federally-Regulated Consumer Product | 2017-08-14 |  | 2018-04-30
Empire Comfort Systems | Empire | 7088-5 | Gravity Type Floor Furnace | LPG | Pressure | TRUE | FALSE | 0 |  | None | Non-Condensing | Single-Stage | 65000 | 45500 |  |  | 58 | 58 | Federally-Regulated Consumer Product | 2017-03-30 |  | 2018-04-30
Empire Comfort Systems | Empire | DVC55SPPX-1 | Direct Vent Fan Type Wall Furn | Natural Gas | Pressure | TRUE | FALSE | 1 |  | None | Non-Condensing | Single-Stage | 55000 | 43000 | 204 |  | 76 | 76 | Federally-Regulated Consumer Product | 2016-08-18 |  | 2018-04-30
Empire Comfort Systems | Empire | DV55SPP-1 | Direct Vent Fan Type Wall Furn | LPG | Pressure | TRUE | FALSE | 1 |  | None | Non-Condensing | Single-Stage | 55000 | 43000 | 204 |  | 76 | 76 | Federally-Regulated Consumer Product | 2017-03-30 |  | 2018-04-30
Empire Comfort Systems | Empire | DV55SPP-1 | Direct Vent Fan Type Wall Furn | Natural Gas | Pressure | TRUE | FALSE | 1 |  | None | Non-Condensing | Single-Stage | 55000 | 43000 | 204 |  | 76 | 76 | Federally-Regulated Consumer Product | 2017-03-30 |  | 2018-04-30
Empire Comfort Systems | Empire | 7088X-1 | Gravity Type Floor Furnace | LPG | Pressure | TRUE | FALSE | 0 |  | None | Non-Condensing | Single-Stage | 65000 | 45500 |  |  | 58 | 58 | Federally-Regulated Consumer Product | 2016-08-18 |  | 2018-04-30
Empire Comfort Systems | Empire | HW350GW0XX1-3 | Vented Gravity Type Wall Furna | Natural Gas | Pressure | TRUE | FALSE | 0 |  | None | Non-Condensing | Single-Stage | 35000 | 24500 |  |  | 66 | 66 | Federally-Regulated Consumer Product | 2016-08-18 |  | 2018-04-30
Empire Comfort Systems | Empire | GWT50W-2 | Vented Gravity Type Wall Furna | LPG | Pressure | TRUE | FALSE | 0 |  | None | Non-Condensing | Single-Stage | 50000 | 35000 |  |  | 67 | 67 | Federally-Regulated Consumer Product | 2016-08-18 |  | 2018-04-30
Empire Comfort Systems | Empire | GWT50W-2 | Vented Gravity Type Wall Furna | Natural Gas | Pressure | TRUE | FALSE | 0 |  | None | Non-Condensing | Single-Stage | 50000 | 35000 |  |  | 67 | 67 | Federally-Regulated Consumer Product | 2016-08-18 |  | 2018-04-30
Empire Comfort Systems | Empire | DVC55SPPX-1 | Direct Vent Fan Type Wall Furn | LPG | Pressure | TRUE | FALSE | 1 |  | None | Non-Condensing | Single-Stage | 55000 | 43000 | 204 |  | 76 | 76 | Federally-Regulated Consumer Product | 2016-08-18 |  | 2018-04-30
Empire Comfort Systems | Empire | FAW40IPX-1 | Vented Fan Type Wall Furnace | LPG | Pressure | FALSE | FALSE | 1 |  | None | Non-Condensing | Single-Stage | 40000 | 31000 | 168 |  | 75 | 75 | Federally-Regulated Consumer Product | 2016-08-18 |  | 2018-04-30
Empire Comfort Systems | Empire | FAW40IPX-1 | Vented Fan Type Wall Furnace | Natural Gas | Pressure | FALSE | FALSE | 1 |  | None | Non-Condensing | Single-Stage | 40000 | 31000 | 168 |  | 75 | 75 | Federally-Regulated Consumer Product | 2016-08-18 |  | 2018-04-30
Empire Comfort Systems | Empire | HW350GWW-1 | Vented Gravity Type Wall Furna | LPG | Pressure | TRUE | FALSE | 0 |  | None | Non-Condensing | Single-Stage | 35000 | 24500 |  |  | 66 | 66 | Federally-Regulated Consumer Product | 2016-04-20 |  | 2018-04-30
Empire Comfort Systems | Empire | HW350GWW-1 | Vented Gravity Type Wall Furna | Natural Gas | Pressure | TRUE | FALSE | 0 |  | None | Non-Condensing | Single-Stage | 35000 | 24500 |  |  | 66 | 66 | Federally-Regulated Consumer Product | 2016-04-20 |  | 2018-04-30
Empire Comfort Systems | Empire | HW350GW0XX1-3 | Vented Gravity Type Wall Furna | LPG | Pressure | TRUE | FALSE | 0 |  | None | Non-Condensing | Single-Stage | 35000 | 24500 |  |  | 66 | 66 | Federally-Regulated Consumer Product | 2016-08-18 |  | 2018-04-30
Empire Comfort Systems | Empire | DV25-4SG | Direct Vent Gravity Type Wall | Natural Gas | Pressure | TRUE | FALSE | 0 |  | None | Non-Condensing | Single-Stage | 25000 | 17500 |  |  | 65 | 65 | Federally-Regulated Consumer Product | 2017-03-30 |  | 2018-04-30
Empire Comfort Systems | Empire | RH50B-7 | Gravity Type Vented Room Heate | LPG | Pressure | TRUE | FALSE | 1 |  | None | Non-Condensing | Single-Stage | 50000 | 35000 |  |  | 68 | 68 | Federally-Regulated Consumer Product | 2015-11-04 |  | 2018-04-30
Empire Comfort Systems | Empire | RH50B-7 | Gravity Type Vented Room Heate | Natural Gas | Pressure | TRUE | FALSE | 1 |  | None | Non-Condensing | Single-Stage | 50000 | 35000 |  |  | 68 | 68 | Federally-Regulated Consumer Product | 2015-11-04 |  | 2018-04-30
Empire Comfort Systems | Empire | HWDV150-1 | Direct Vent Gravity Type Wall | LPG | Pressure | TRUE | FALSE | 0 |  | None | Non-Condensing | Single-Stage | 15000 | 10125 |  |  | 65 | 65 | Federally-Regulated Consumer Product | 2017-03-30 |  | 2018-04-30
Empire Comfort Systems | Empire | HWDV150-1 | Direct Vent Gravity Type Wall | Natural Gas | Pressure | TRUE | FALSE | 0 |  | None | Non-Condensing | Single-Stage | 15000 | 10125 |  |  | 65 | 65 | Federally-Regulated Consumer Product | 2017-03-30 |  | 2018-04-30
Empire Comfort Systems | Empire | HW500GWW-1 | Vented Gravity Type Wall Furna | LPG | Pressure | TRUE | FALSE | 0 |  | None | Non-Condensing | Single-Stage | 50000 | 35000 |  |  | 67 | 67 | Federally-Regulated Consumer Product | 2016-04-20 |  | 2018-04-30
Empire Comfort Systems | Empire | HW500GWW-1 | Vented Gravity Type Wall Furna | Natural Gas | Pressure | TRUE | FALSE | 0 |  | None | Non-Condensing | Single-Stage | 50000 | 35000 |  |  | 67 | 67 | Federally-Regulated Consumer Product | 2016-04-20 |  | 2018-04-30
Empire Comfort Systems | Empire | FAW40IP-2 | Vented Fan Type Wall Furnace | LPG | Pressure | FALSE | FALSE | 1 |  | None | Non-Condensing | Single-Stage | 40000 | 31000 | 168 |  | 75 | 75 | Federally-Regulated Consumer Product | 2017-03-30 |  | 2018-04-30
Empire Comfort Systems | Empire | FAW40IP-2 | Vented Fan Type Wall Furnace | Natural Gas | Pressure | FALSE | FALSE | 1 |  | None | Non-Condensing | Single-Stage | 40000 | 31000 | 168 |  | 75 | 75 | Federally-Regulated Consumer Product | 2017-03-30 |  | 2018-04-30
Empire Comfort Systems | Empire | DV25-4SG | Direct Vent Gravity Type Wall | LPG | Pressure | TRUE | FALSE | 0 |  | None | Non-Condensing | Single-Stage | 25000 | 17500 |  |  | 65 | 65 | Federally-Regulated Consumer Product | 2017-03-30 |  | 2018-04-30
Empire Comfort Systems | Empire | GWT-25W-1 | Vented Gravity Type Wall Furna | Natural Gas | Pressure | TRUE | FALSE | 0 |  | None | Non-Condensing | Single-Stage | 25000 | 17500 |  |  | 70 | 65 | Federally-Regulated Consumer Product | 2016-05-24 |  | 2018-04-30
Empire Comfort Systems | Empire | 5088X-1 | Gravity Type Floor Furnace | LPG | Pressure | TRUE | FALSE | 0 |  | None | Non-Condensing | Single-Stage | 45000 | 31500 |  |  | 58 | 58 | Federally-Regulated Consumer Product | 2016-08-18 |  | 2018-04-30
Empire Comfort Systems | Empire | 5088X-1 | Gravity Type Floor Furnace | Natural Gas | Pressure | TRUE | FALSE | 0 |  | None | Non-Condensing | Single-Stage | 45000 | 31500 |  |  | 58 | 58 | Federally-Regulated Consumer Product | 2016-08-18 |  | 2018-04-30
Empire Comfort Systems | Empire | DV215SGX-1 | Direct Vent Gravity Type Wall | LPG | Pressure | TRUE | FALSE | 0 |  | None | Non-Condensing | Single-Stage | 15000 | 10500 |  |  | 65 | 65 | Federally-Regulated Consumer Product | 2016-08-18 |  | 2018-04-30
Empire Comfort Systems | Empire | DV215SGX-1 | Direct Vent Gravity Type Wall | Natural Gas | Pressure | TRUE | FALSE | 0 |  | None | Non-Condensing | Single-Stage | 15000 | 10500 |  |  | 65 | 65 | Federally-Regulated Consumer Product | 2016-08-18 |  | 2018-04-30
Empire Comfort Systems | Empire | FAW40IP | Vented Fan Type Wall Furnace | Natural Gas | Pressure | FALSE | FALSE | 1 |  | None | Non-Condensing | Single-Stage | 40000 | 31000 | 168 |  | 75 | 75 | Federally-Regulated Consumer Product | 2017-03-30 |  | 2018-04-30
Empire Comfort Systems | Empire | DV215-10SG | Direct Vent Gravity Type Wall | LPG | Pressure | TRUE | FALSE | 0 |  | None | Non-Condensing | Single-Stage | 15000 | 10500 |  |  | 65 | 65 | Federally-Regulated Consumer Product | 2017-03-30 |  | 2018-04-30
Empire Comfort Systems | Empire | DV215-10SG | Direct Vent Gravity Type Wall | Natural Gas | Pressure | TRUE | FALSE | 0 |  | None | Non-Condensing | Single-Stage | 15000 | 10500 |  |  | 65 | 65 | Federally-Regulated Consumer Product | 2017-03-30 |  | 2018-04-30
Empire Comfort Systems | Empire | DVC35SPP-2 | Direct Vent Fan Type Wall Furn | LPG | Pressure | TRUE | FALSE | 1 |  | None | Non-Condensing | Single-Stage | 35000 | 27700 | 168 |  | 75 | 75 | Federally-Regulated Consumer Product | 2017-03-30 |  | 2018-04-30
Empire Comfort Systems | Empire | DVC35SPP-2 | Direct Vent Fan Type Wall Furn | Natural Gas | Pressure | TRUE | FALSE | 1 |  | None | Non-Condensing | Single-Stage | 35000 | 27700 | 168 |  | 75 | 75 | Federally-Regulated Consumer Product | 2017-03-30 |  | 2018-04-30
Empire Comfort Systems | Empire | GWT-25W-1 | Vented Gravity Type Wall Furna | LPG | Pressure | TRUE | FALSE | 0 |  | None | Non-Condensing | Single-Stage | 25000 | 17500 |  |  | 70 | 65 | Federally-Regulated Consumer Product | 2016-05-24 |  | 2018-04-30
Empire Comfort Systems | Empire | GWT35W-2 | Vented Gravity Type Wall Furna | LPG | Pressure | TRUE | FALSE | 0 |  | None | Non-Condensing | Single-Stage | 35000 | 24500 |  |  | 66 | 66 | Federally-Regulated Consumer Product | 2016-08-18 |  | 2018-04-30
Empire Comfort Systems | Empire | GWT35W-2 | Vented Gravity Type Wall Furna | Natural Gas | Pressure | TRUE | FALSE | 0 |  | None | Non-Condensing | Single-Stage | 35000 | 24500 |  |  | 66 | 66 | Federally-Regulated Consumer Product | 2016-08-18 |  | 2018-04-30
Empire Comfort Systems | Empire | FAW40IP | Vented Fan Type Wall Furnace | LPG | Pressure | FALSE | FALSE | 1 |  | None | Non-Condensing | Single-Stage | 40000 | 31000 | 168 |  | 75 | 75 | Federally-Regulated Consumer Product | 2017-03-30 |  | 2018-04-30
Empire Comfort Systems | Empire | DVC35IP-2 | Direct Vent Fan Type Wall Furn | Natural Gas | Pressure | FALSE | FALSE | 1 |  | None | Non-Condensing | Single-Stage | 35000 | 27700 | 168 |  | 75 | 75 | Federally-Regulated Consumer Product | 2017-03-30 |  | 2018-04-30
Empire Comfort Systems | Empire | DV210SGX | Direct Vent Gravity Type Wall | LPG | Pressure | TRUE | FALSE | 0 |  | None | Non-Condensing | Single-Stage | 10000 | 7000 |  |  | 65 | 65 | Federally-Regulated Consumer Product | 2016-07-08 |  | 2018-04-30
Empire Comfort Systems | Empire | DV210SGX | Direct Vent Gravity Type Wall | Natural Gas | Pressure | TRUE | FALSE | 0 |  | None | Non-Condensing | Single-Stage | 10000 | 7000 |  |  | 65 | 65 | Federally-Regulated Consumer Product | 2016-07-08 |  | 2018-04-30
Empire Comfort Systems | Empire | 5088-5 | Gravity Type Floor Furnace | LPG | Pressure | TRUE | FALSE | 0 |  | None | Non-Condensing | Single-Stage | 45000 | 31500 |  |  | 58 | 58 | Federally-Regulated Consumer Product | 2017-03-30 |  | 2018-04-30
Empire Comfort Systems | Empire | 5088-5 | Gravity Type Floor Furnace | Natural Gas | Pressure | TRUE | FALSE | 0 |  | None | Non-Condensing | Single-Stage | 45000 | 31500 |  |  | 58 | 58 | Federally-Regulated Consumer Product | 2017-03-30 |  | 2018-04-30
Empire Comfort Systems | Empire | DVC35SPPX-1 | Direct Vent Fan Type Wall Furn | Natural Gas | Pressure | TRUE | FALSE | 1 |  | None | Non-Condensing | Single-Stage | 35000 | 27700 | 168 |  | 75 | 75 | Federally-Regulated Consumer Product | 2016-08-18 |  | 2018-04-30
Empire Comfort Systems | Empire | HWDV150X-1 | Direct Vent Gravity Type Wall | LPG | Pressure | TRUE | FALSE | 0 |  | None | Non-Condensing | Single-Stage | 15000 | 10125 |  |  | 65 | 65 | Federally-Regulated Consumer Product | 2016-08-18 |  | 2018-04-30
Empire Comfort Systems | Empire | HWDV150X-1 | Direct Vent Gravity Type Wall | Natural Gas | Pressure | TRUE | FALSE | 0 |  | None | Non-Condensing | Single-Stage | 15000 | 10125 |  |  | 65 | 65 | Federally-Regulated Consumer Product | 2016-08-18 |  | 2018-04-30
Empire Comfort Systems | Empire | HW250GWW-1 | Vented Gravity Type Wall Furna | LPG | Pressure | TRUE | FALSE | 0 |  | None | Non-Condensing | Single-Stage | 25000 | 17500 |  |  | 70 | 65 | Federally-Regulated Consumer Product | 2016-04-20 |  | 2018-04-30
Empire Comfort Systems | Empire | HW250GWW-1 | Vented Gravity Type Wall Furna | Natural Gas | Pressure | TRUE | FALSE | 0 |  | None | Non-Condensing | Single-Stage | 25000 | 17500 |  |  | 70 | 65 | Federally-Regulated Consumer Product | 2016-04-20 |  | 2018-04-30
Empire Comfort Systems | Empire | DVC35IP-2 | Direct Vent Fan Type Wall Furn | LPG | Pressure | FALSE | FALSE | 1 |  | None | Non-Condensing | Single-Stage | 35000 | 27700 | 168 |  | 75 | 75 | Federally-Regulated Consumer Product | 2017-03-30 |  | 2018-04-30
Empire Comfort Systems | Empire | DV55IP-1 | Direct Vent Fan Type Wall Furn | LPG | Pressure | FALSE | FALSE | 1 |  | None | Non-Condensing | Single-Stage | 55000 | 43000 | 204 |  | 76 | 76 | Federally-Regulated Consumer Product | 2017-03-30 |  | 2018-04-30
Empire Comfort Systems | Empire | DV55IP-1 | Direct Vent Fan Type Wall Furn | Natural Gas | Pressure | FALSE | FALSE | 1 |  | None | Non-Condensing | Single-Stage | 55000 | 43000 | 204 |  | 76 | 76 | Federally-Regulated Consumer Product | 2017-03-30 |  | 2018-04-30
Empire Comfort Systems | Empire | DVC35SPPX-1 | Direct Vent Fan Type Wall Furn | LPG | Pressure | TRUE | FALSE | 1 |  | None | Non-Condensing | Single-Stage | 35000 | 27700 | 168 |  | 75 | 75 | Federally-Regulated Consumer Product | 2016-08-18 |  | 2018-04-30
Empire Comfort Systems | Empire | FAW55IPX-1 | Vented Fan Type Wall Furnace | Natural Gas | Pressure | FALSE | FALSE | 1 |  | None | Non-Condensing | Single-Stage | 55000 | 42000 | 204 |  | 76 | 76 | Federally-Regulated Consumer Product | 2016-08-18 |  | 2018-04-30
Empire Comfort Systems | Empire | HWDV150BX-1 | Direct Vent Gravity Type Wall | LPG | Pressure | TRUE | FALSE | 0 |  | None | Non-Condensing | Single-Stage | 15000 | 10125 |  |  | 65 | 65 | Federally-Regulated Consumer Product | 2017-09-08 |  | 2018-04-30
Empire Comfort Systems | Empire | HWDV150BX-1 | Direct Vent Gravity Type Wall | Natural Gas | Pressure | TRUE | FALSE | 0 |  | None | Non-Condensing | Single-Stage | 15000 | 10125 |  |  | 65 | 65 | Federally-Regulated Consumer Product | 2017-09-08 |  | 2018-04-30
Empire Comfort Systems | Empire | FAW40SPP | Vented Fan Type Wall Furnace | LPG | Pressure | TRUE | FALSE | 1 |  | None | Non-Condensing | Single-Stage | 40000 | 31000 | 168 |  | 75 | 75 | Federally-Regulated Consumer Product | 2015-11-04 |  | 2018-04-30
Empire Comfort Systems | Empire | FAW40SPP | Vented Fan Type Wall Furnace | Natural Gas | Pressure | TRUE | FALSE | 1 |  | None | Non-Condensing | Single-Stage | 40000 | 31000 | 168 |  | 75 | 75 | Federally-Regulated Consumer Product | 2015-11-04 |  | 2018-04-30
Empire Comfort Systems | Empire | FAW55IPX-1 | Vented Fan Type Wall Furnace | LPG | Pressure | FALSE | FALSE | 1 |  | None | Non-Condensing | Single-Stage | 55000 | 42000 | 204 |  | 76 | 76 | Federally-Regulated Consumer Product | 2016-08-18 |  | 2018-04-30
Empire Comfort Systems | Empire | RH65B-7 | Gravity Type Vented Room Heate | LPG | Pressure | TRUE | FALSE | 1 |  | None | Non-Condensing | Single-Stage | 65000 | 45500 |  |  | 68 | 68 | Federally-Regulated Consumer Product | 2015-11-04 |  | 2018-04-30
Empire Comfort Systems | Empire | RH65B-7 | Gravity Type Vented Room Heate | Natural Gas | Pressure | TRUE | FALSE | 1 |  | None | Non-Condensing | Single-Stage | 65000 | 45500 |  |  | 68 | 68 | Federally-Regulated Consumer Product | 2015-11-04 |  | 2018-04-30
Empire Comfort Systems | Empire | 3588X-1 | Gravity Type Floor Furnace | LPG | Pressure | TRUE | FALSE | 0 |  | None | Non-Condensing | Single-Stage | 32500 | 22750 |  |  | 57 | 57 | Federally-Regulated Consumer Product | 2016-09-01 |  | 2018-04-30
Empire Comfort Systems | Empire | 3588X-1 | Gravity Type Floor Furnace | Natural Gas | Pressure | TRUE | FALSE | 0 |  | None | Non-Condensing | Single-Stage | 32500 | 22750 |  |  | 57 | 57 | Federally-Regulated Consumer Product | 2016-09-01 |  | 2018-04-30
Empire Comfort Systems | Empire | FAW40SPPX-1 | Vented Fan Type Wall Furnace | LPG | Pressure | TRUE | FALSE | 1 |  | None | Non-Condensing | Single-Stage | 40000 | 31000 | 168 |  | 75 | 75 | Federally-Regulated Consumer Product | 2016-08-18 |  | 2018-04-30
Empire Comfort Systems | Empire | FAW40SPPX-1 | Vented Fan Type Wall Furnace | Natural Gas | Pressure | TRUE | FALSE | 1 |  | None | Non-Condensing | Single-Stage | 40000 | 31000 | 168 |  | 75 | 75 | Federally-Regulated Consumer Product | 2016-08-18 |  | 2018-04-30
Empire Comfort Systems | Empire | DV210-10SG | Direct Vent Gravity Type Wall | LPG | Pressure | TRUE | FALSE | 0 |  | None | Non-Condensing | Single-Stage | 10000 | 7000 |  |  | 65 | 65 | Federally-Regulated Consumer Product | 2015-11-05 |  | 2018-04-30
Empire Comfort Systems | Empire | DV210-10SG | Direct Vent Gravity Type Wall | Natural Gas | Pressure | TRUE | FALSE | 0 |  | None | Non-Condensing | Single-Stage | 10000 | 7000 |  |  | 65 | 65 | Federally-Regulated Consumer Product | 2015-11-05 |  | 2018-04-30
Empire Comfort Systems | Empire | GWT-35W-1 | Vented Gravity Type Wall Furna | LPG | Pressure | TRUE | FALSE | 0 |  | None | Non-Condensing | Single-Stage | 35000 | 24500 |  |  | 66 | 66 | Federally-Regulated Consumer Product | 2016-04-20 |  | 2018-04-30
Empire Comfort Systems | Empire | GWT-35W-1 | Vented Gravity Type Wall Furna | Natural Gas | Pressure | TRUE | FALSE | 0 |  | None | Non-Condensing | Single-Stage | 35000 | 24500 |  |  | 66 | 66 | Federally-Regulated Consumer Product | 2016-04-20 |  | 2018-04-30
Empire Comfort Systems | Empire | FAW-55IP-1 | Vented Fan Type Wall Furnace | LPG | Pressure | TRUE | FALSE | 1 |  | None | Non-Condensing | Single-Stage | 55000 | 42000 | 204 |  | 76 | 76 | Federally-Regulated Consumer Product | 2017-03-30 |  | 2018-04-30
Empire Comfort Systems | Empire | FAW-55IP-1 | Vented Fan Type Wall Furnace | Natural Gas | Pressure | TRUE | FALSE | 1 |  | None | Non-Condensing | Single-Stage | 55000 | 42000 | 204 |  | 76 | 76 | Federally-Regulated Consumer Product | 2017-03-30 |  | 2018-04-30
Empire Comfort Systems | Empire | DV55SPPX-1 | Direct Vent Fan Type Wall Furn | Natural Gas | Pressure | TRUE | FALSE | 1 |  | None | Non-Condensing | Single-Stage | 55000 | 43000 | 204 |  | 76 | 76 | Federally-Regulated Consumer Product | 2017-03-30 |  | 2018-04-30
Empire Comfort Systems | Empire | RH25-7 | Gravity Type Vented Room Heate | LPG | Pressure | TRUE | FALSE | 1 |  | None | Non-Condensing | Single-Stage | 25000 | 17500 |  |  | 66 | 66 | Federally-Regulated Consumer Product | 2017-08-14 |  | 2018-04-30
Empire Comfort Systems | Empire | RH25-7 | Gravity Type Vented Room Heate | Natural Gas | Pressure | TRUE | FALSE | 1 |  | None | Non-Condensing | Single-Stage | 25000 | 17500 |  |  | 66 | 66 | Federally-Regulated Consumer Product | 2017-08-14 |  | 2018-04-30
Empire Comfort Systems | Empire | DV55IPX-1 | Direct Vent Fan Type Wall Furn | LPG | Pressure | FALSE | FALSE | 1 |  | None | Non-Condensing | Single-Stage | 55000 | 43000 | 204 |  | 76 | 76 | Federally-Regulated Consumer Product | 2017-03-30 |  | 2018-04-30
Empire Comfort Systems | Empire | DV55IPX-1 | Direct Vent Fan Type Wall Furn | Natural Gas | Pressure | FALSE | FALSE | 1 |  | None | Non-Condensing | Single-Stage | 55000 | 43000 | 204 |  | 76 | 76 | Federally-Regulated Consumer Product | 2017-03-30 |  | 2018-04-30
Empire Comfort Systems | Empire | HW500GW0XX1-3 | Vented Gravity Type Wall Furna | Natural Gas | Pressure | TRUE | FALSE | 0 |  | None | Non-Condensing | Single-Stage | 50000 | 35000 |  |  | 67 | 67 | Federally-Regulated Consumer Product | 2016-08-18 |  | 2018-04-30
Empire Comfort Systems | Empire | HWDV081X-1 | Direct Vent Gravity Type Wall | LPG | Pressure | TRUE | FALSE | 0 |  | None | Non-Condensing | Single-Stage | 8000 | 5360 |  |  | 65 | 65 | Federally-Regulated Consumer Product | 2016-08-18 |  | 2018-04-30
Empire Comfort Systems | Empire | HWDV081X-1 | Direct Vent Gravity Type Wall | Natural Gas | Pressure | TRUE | FALSE | 0 |  | None | Non-Condensing | Single-Stage | 8000 | 5360 |  |  | 65 | 65 | Federally-Regulated Consumer Product | 2016-08-18 |  | 2018-04-30
Empire Comfort Systems | Empire | GWT-50W-1 | Vented Gravity Type Wall Furna | LPG | Pressure | TRUE | FALSE | 0 |  | None | Non-Condensing | Single-Stage | 50000 | 35000 |  |  | 67 | 67 | Federally-Regulated Consumer Product | 2016-04-20 |  | 2018-04-30
Empire Comfort Systems | Empire | GWT-50W-1 | Vented Gravity Type Wall Furna | Natural Gas | Pressure | TRUE | FALSE | 0 |  | None | Non-Condensing | Single-Stage | 50000 | 35000 |  |  | 67 | 67 | Federally-Regulated Consumer Product | 2016-04-20 |  | 2018-04-30
Empire Comfort Systems | Empire | DV55SPPX-1 | Direct Vent Fan Type Wall Furn | LPG | Pressure | TRUE | FALSE | 1 |  | None | Non-Condensing | Single-Stage | 55000 | 43000 | 204 |  | 76 | 76 | Federally-Regulated Consumer Product | 2017-03-30 |  | 2018-04-30
Rinnai America | Energy Saver | EX38C (RHFE-1005FTA) | Direct Vent Fan Type Wall Furn | LPG | Induced Draft | FALSE | FALSE | 1 |  | None | Non-Condensing | Step Modulating | 38400 | 31500 | 117 |  | 80 | 75 | Federally-Regulated Consumer Product | 2015-10-01 |  | 2018-04-30
Rinnai America | Energy Saver | EX38C (RHFE-1005FTA) | Direct Vent Fan Type Wall Furn | Natural Gas | Induced Draft | FALSE | FALSE | 1 |  | None | Non-Condensing | Step Modulating | 38400 | 31500 | 117 |  | 80 | 75 | Federally-Regulated Consumer Product | 2015-10-01 |  | 2018-04-30
Rinnai America | EX08C | EX08C (RHFE-202FTA) | Direct Vent Fan Type Wall Furn | LPG | Injection Type | FALSE | FALSE | 1 |  | None | Non-Condensing | Step Modulating | 8000 | 6604 | 6 |  | 82 | 75 | Federally-Regulated Consumer Product | 2015-10-01 |  | 2018-04-30
Rinnai America | EX08C | EX08C (RHFE-202FTA) | Direct Vent Fan Type Wall Furn | Natural Gas | Injection Type | FALSE | FALSE | 1 |  | None | Non-Condensing | Step Modulating | 8000 | 6604 | 6 |  | 82 | 75 | Federally-Regulated Consumer Product | 2015-10-01 |  | 2018-04-30
Rinnai America | EX11C | EX11C (RHFE-265FTA) | Direct Vent Fan Type Wall Furn | LPG | Injection Type | FALSE | FALSE | 1 |  | None | Non-Condensing | Step Modulating | 11000 | 9000 | 6 |  | 81 | 75 | Federally-Regulated Consumer Product | 2015-10-01 |  | 2018-04-30
Rinnai America | EX11C | EX11C (RHFE-265FTA) | Direct Vent Fan Type Wall Furn | Natural Gas | Injection Type | FALSE | FALSE | 1 |  | None | Non-Condensing | Step Modulating | 11000 | 9000 | 6 |  | 81 | 75 | Federally-Regulated Consumer Product | 2015-10-01 |  | 2018-04-30
Rinnai America | EX17C | EX17C (RHFE-434FTA) | Direct Vent Fan Type Wall Furn | LPG | Injection Type | FALSE | FALSE | 1 |  | None | Non-Condensing | Step Modulating | 16700 | 13525 | 6 |  | 81 | 75 | Federally-Regulated Consumer Product | 2017-02-22 |  | 2018-04-30
Rinnai America | EX17C | EX17C (RHFE-434FTA) | Direct Vent Fan Type Wall Furn | Natural Gas | Injection Type | FALSE | FALSE | 1 |  | None | Non-Condensing | Step Modulating | 16700 | 13525 | 6 |  | 81 | 75 | Federally-Regulated Consumer Product | 2017-02-22 |  | 2018-04-30
Rinnai America | EX22C | EX22C (RHFE-559FTA) | Direct Vent Fan Type Wall Furn | LPG | Injection Type | FALSE | FALSE | 1 |  | None | Non-Condensing | Step Modulating | 22000 | 17300 | 6 |  | 81 | 75 | Federally-Regulated Consumer Product | 2015-10-01 |  | 2018-04-30
Rinnai America | EX22C | EX22C (RHFE-559FTA) | Direct Vent Fan Type Wall Furn | Natural Gas | Injection Type | FALSE | FALSE | 1 |  | None | Non-Condensing | Step Modulating | 22000 | 17300 | 6 |  | 81 | 75 | Federally-Regulated Consumer Product | 2015-10-01 |  | 2018-04-30
Rinnai America | Rinnai | EX38CT (RHFE-1005FTA2) | Direct Vent Fan Type Wall Furn | LPG | Injection Type | FALSE | FALSE | 1 |  | None | Non-Condensing | Step Modulating | 38400 | 31500 | 117 |  | 80 | 75 | Federally-Regulated Consumer Product | 2017-02-22 |  | 2018-04-30
Rinnai America | Rinnai | EX38CT (RHFE-1005FTA2) | Direct Vent Fan Type Wall Furn | Natural Gas | Injection Type | FALSE | FALSE | 1 |  | None | Non-Condensing | Step Modulating | 38400 | 31500 | 117 |  | 80 | 75 | Federally-Regulated Consumer Product | 2017-02-22 |  | 2018-04-30
Rinnai America | Rinnai | EX08CT (RHFE-202FTA2) | Direct Vent Fan Type Wall Furn | LPG | Injection Type | FALSE | FALSE | 1 |  | None | Non-Condensing | Step Modulating | 8000 | 6604 | 6 |  | 82 | 75 | Federally-Regulated Consumer Product | 2017-02-22 |  | 2018-04-30
Rinnai America | Rinnai | EX08CT (RHFE-202FTA2) | Direct Vent Fan Type Wall Furn | Natural Gas | Injection Type | FALSE | FALSE | 1 |  | None | Non-Condensing | Step Modulating | 8000 | 6604 | 6 |  | 82 | 75 | Federally-Regulated Consumer Product | 2017-02-22 |  | 2018-04-30
Rinnai America | Rinnai | EX22CT (RHFE-559FTA2) | Direct Vent Fan Type Wall Furn | LPG | Injection Type | FALSE | FALSE | 1 |  | None | Non-Condensing | Step Modulating | 21500 | 17300 | 6 |  | 81 | 75 | Federally-Regulated Consumer Product | 2017-02-22 |  | 2018-04-30
Rinnai America | Rinnai | EX22CT (RHFE-559FTA2) | Direct Vent Fan Type Wall Furn | Natural Gas | Injection Type | FALSE | FALSE | 1 |  | None | Non-Condensing | Step Modulating | 21500 | 17300 | 6 |  | 81 | 75 | Federally-Regulated Consumer Product | 2017-02-22 |  | 2018-04-30
Rinnai America | Rinnai | EX17CT (RHFE-434FTA2) | Direct Vent Fan Type Wall Furn | LPG | Injection Type | FALSE | FALSE | 1 |  | None | Non-Condensing | Step Modulating | 16700 | 13525 | 6 |  | 81 | 75 | Federally-Regulated Consumer Product | 2017-02-22 |  | 2018-04-30
Rinnai America | Rinnai | EX17CT (RHFE-434FTA2) | Direct Vent Fan Type Wall Furn | Natural Gas | Injection Type | FALSE | FALSE | 1 |  | None | Non-Condensing | Step Modulating | 16700 | 13525 | 6 |  | 81 | 75 | Federally-Regulated Consumer Product | 2017-02-22 |  | 2018-04-30
Rinnai America | Rinnai | EX11CT (RHFE-265FTA2) | Direct Vent Fan Type Wall Furn | LPG | Injection Type | FALSE | FALSE | 1 |  | None | Non-Condensing | Step Modulating | 11000 | 9000 | 6 |  | 81 | 75 | Federally-Regulated Consumer Product | 2017-02-22 |  | 2018-04-30
Rinnai America | Rinnai | EX11CT (RHFE-265FTA2) | Direct Vent Fan Type Wall Furn | Natural Gas | Injection Type | FALSE | FALSE | 1 |  | None | Non-Condensing | Step Modulating | 11000 | 9000 | 6 |  | 81 | 75 | Federally-Regulated Consumer Product | 2017-02-22 |  | 2018-04-30
Rinnai America | Williams | 3003822 | Direct Vent Gravity Type Wall | Natural Gas | Pressure | TRUE | FALSE | 0 |  | None | Non-Condensing | Single-Stage | 30000 | 21000 |  |  | 66 | 66 | Federally-Regulated Consumer Product | 2018-04-30 |  | 2018-06-08
Rinnai America | Williams | 3003821 | Direct Vent Gravity Type Wall | LPG | Pressure | TRUE | FALSE | 0 |  | None | Non-Condensing | Single-Stage | 30000 | 21000 |  |  | 66 | 66 | Federally-Regulated Consumer Product | 2018-04-30 |  | 2018-06-08
Rinnai America | Williams | 6005622A | Gravity Type Floor Furnace | Natural Gas | Pressure | TRUE | FALSE | 0 |  | None | Non-Condensing | Single-Stage | 60000 | 42000 |  |  | 58 | 58 | Federally-Regulated Consumer Product | 2018-04-30 |  | 2018-06-08
Rinnai America | Williams | 6005621A | Gravity Type Floor Furnace | LPG | Pressure | TRUE | FALSE | 0 |  | None | Non-Condensing | Single-Stage | 60000 | 42000 |  |  | 58 | 58 | Federally-Regulated Consumer Product | 2018-04-30 |  | 2018-06-08
Rinnai America | Williams | 4505622A | Gravity Type Floor Furnace | Natural Gas | Pressure | TRUE | FALSE | 0 |  | None | Non-Condensing | Single-Stage | 45000 | 31500 |  |  | 58 | 58 | Federally-Regulated Consumer Product | 2018-04-30 |  | 2018-06-08
Rinnai America | Williams | 2203822 | Direct Vent Gravity Type Wall | Natural Gas | Pressure | TRUE | FALSE | 0 |  | None | Non-Condensing | Single-Stage | 22000 | 16462 |  |  | 67 | 65 | Federally-Regulated Consumer Product | 2018-04-30 |  | 2018-06-08
Rinnai America | Williams | 5507331 | Direct Vent Fan Type Wall Furn | LPG | Pressure | FALSE | FALSE | 1 |  | None | Non-Condensing | Single-Stage | 55000 | 42500 | 360 |  | 76.5 | 76 | Federally-Regulated Consumer Product | 2018-04-30 |  | 2018-06-08
Rinnai America | Williams | 1753011 | Direct Vent Fan Type Wall Furn | LPG | Induced Draft | FALSE | FALSE | 1 |  | None | Condensing | Step Modulating | 17500 | 16400 | 138 |  | 93 | 75 | Federally-Regulated Consumer Product | 2018-04-30 |  | 2018-06-08
Rinnai America | Williams | 1753012 | Direct Vent Fan Type Wall Furn | Natural Gas | Induced Draft | FALSE | FALSE | 1 |  | None | Condensing | Step Modulating | 17500 | 16400 | 138 |  | 93 | 75 | Federally-Regulated Consumer Product | 2018-04-30 |  | 2018-06-08
Rinnai America | Williams | 743511 | Direct Vent Gravity Type Wall | LPG | Pressure | TRUE | FALSE | 0 |  | None | Non-Condensing | Two-Stage Modulating | 7400 | 5500 |  |  | 72 | 65 | Federally-Regulated Consumer Product | 2018-04-30 |  | 2018-06-08
Rinnai America | Williams | 743512 | Direct Vent Gravity Type Wall | Natural Gas | Pressure | TRUE | FALSE | 0 |  | None | Non-Condensing | Two-Stage Modulating | 7400 | 5500 |  |  | 72 | 65 | Federally-Regulated Consumer Product | 2018-04-30 |  | 2018-06-08
Rinnai America | Williams | 4007332 | Direct Vent Fan Type Wall Furn | Natural Gas | Pressure | FALSE | FALSE | 1 |  | None | Non-Condensing | Single-Stage | 40000 | 32000 | 0 |  | 76.5 | 75 | Federally-Regulated Consumer Product | 2018-04-30 |  | 2018-06-08
Rinnai America | Williams | 4007732 | Direct Vent Fan Type Wall Furn | Natural Gas | Pressure | TRUE | FALSE | 1 |  | None | Non-Condensing | Single-Stage | 40000 | 32000 | 0 |  | 75.4 | 75 | Federally-Regulated Consumer Product | 2018-04-30 |  | 2018-06-08
Rinnai America | Williams | 5507332 | Direct Vent Fan Type Wall Furn | Natural Gas | Pressure | FALSE | FALSE | 1 |  | None | Non-Condensing | Single-Stage | 55000 | 42500 | 360 |  | 76.5 | 76 | Federally-Regulated Consumer Product | 2018-04-30 |  | 2018-06-08
Rinnai America | Williams | 4007331 | Direct Vent Fan Type Wall Furn | LPG | Pressure | FALSE | FALSE | 1 |  | None | Non-Condensing | Single-Stage | 40000 | 32000 | 0 |  | 76.5 | 75 | Federally-Regulated Consumer Product | 2018-04-30 |  | 2018-06-08
Rinnai America | Williams | 4007731 | Direct Vent Fan Type Wall Furn | LPG | Pressure | TRUE | FALSE | 1 |  | None | Non-Condensing | Single-Stage | 40000 | 32000 | 0 |  | 75.4 | 75 | Federally-Regulated Consumer Product | 2018-04-30 |  | 2018-06-08
Rinnai America | Williams | 5009822 | Vented Gravity Type Wall Furna | Natural Gas | Pressure | TRUE | FALSE | 0 |  | None | Non-Condensing | Single-Stage | 50000 | 38000 |  |  | 70 | 67 | Federally-Regulated Consumer Product | 2018-04-30 |  | 2018-06-08
Rinnai America | Williams | 2509822 | Vented Gravity Type Wall Furna | Natural Gas | Pressure | TRUE | FALSE | 0 |  | None | Non-Condensing | Single-Stage | 25000 | 19200 |  |  | 71 | 65 | Federally-Regulated Consumer Product | 2018-04-30 |  | 2018-06-08
Rinnai America | Williams | 2903512 | Direct Vent Fan Type Wall Furn | Natural Gas | Power | FALSE | FALSE | 1 |  | None | Non-Condensing | Two-Stage Modulating | 29000 | 22000 | 140 |  | 75 | 75 | Federally-Regulated Consumer Product | 2018-04-30 |  | 2018-06-08
Rinnai America | Williams | 2903511 | Direct Vent Fan Type Wall Furn | LPG | Power | FALSE | FALSE | 1 |  | None | Non-Condensing | Two-Stage Modulating | 29000 | 22000 | 140 |  | 75 | 75 | Federally-Regulated Consumer Product | 2018-04-30 |  | 2018-06-08
Rinnai America | Williams | 1773512 | Direct Vent Fan Type Wall Furn | Natural Gas | Power | FALSE | FALSE | 1 |  | None | Non-Condensing | Two-Stage Modulating | 17700 | 13500 | 86 |  | 76 | 75 | Federally-Regulated Consumer Product | 2018-04-30 |  | 2018-06-08
Rinnai America | Williams | 1773511 | Direct Vent Fan Type Wall Furn | LPG | Power | FALSE | FALSE | 1 |  | None | Non-Condensing | Two-Stage Modulating | 17700 | 13500 | 86 |  | 76 | 75 | Federally-Regulated Consumer Product | 2018-04-30 |  | 2018-06-08
Rinnai America | Williams | 500(1,2)(5,9)22A | Gravity Type Vented Room Heate | Natural Gas | Pressure | TRUE | FALSE | 0 |  | None | Non-Condensing | Single-Stage | 50000 | 34500 |  |  | 68 | 68 | Federally-Regulated Consumer Product | 2018-04-30 |  | 2018-06-08
Rinnai America | Williams | 500(1,2)(5,9)21A | Gravity Type Vented Room Heate | LPG | Pressure | TRUE | FALSE | 0 |  | None | Non-Condensing | Single-Stage | 50000 | 34500 |  |  | 68 | 68 | Federally-Regulated Consumer Product | 2018-04-30 |  | 2018-06-08
Rinnai America | Williams | 350(1,2)(5,9)22A | Gravity Type Vented Room Heate | Natural Gas | Pressure | TRUE | FALSE | 0 |  | Electro-Mechanical Inlet Dampe | Non-Condensing | Single-Stage | 35000 | 25000 |  |  | 68 | 67 | Federally-Regulated Consumer Product | 2018-04-30 |  | 2018-06-08
Rinnai America | Williams | 350(1,2)(5,9)21A | Gravity Type Vented Room Heate | LPG | Pressure | TRUE | FALSE | 0 |  | None | Non-Condensing | Single-Stage | 35000 | 25000 |  |  | 68 | 67 | Federally-Regulated Consumer Product | 2018-04-30 |  | 2018-06-08
Rinnai America | Williams | 2001622A | Gravity Type Vented Room Heate | Natural Gas | Pressure | TRUE | FALSE | 0 |  | None | Non-Condensing | Single-Stage | 20000 | 15500 |  |  | 71 | 61 | Federally-Regulated Consumer Product | 2018-04-30 |  | 2018-06-08
Rinnai America | Williams | 2001621A | Gravity Type Vented Room Heate | LPG | Pressure | TRUE | FALSE | 0 |  | None | Non-Condensing | Single-Stage | 20000 | 15500 |  |  | 71 | 61 | Federally-Regulated Consumer Product | 2018-04-30 |  | 2018-06-08
Rinnai America | Williams | 2509621A | Vented Gravity Type Wall Furna | LPG | Pressure | TRUE | FALSE | 0 |  | None | Non-Condensing | Single-Stage | 25000 | 17870 |  |  | 67 | 65 | Federally-Regulated Consumer Product | 2018-04-30 |  | 2018-06-08
Rinnai America | Williams | 3509822 | Vented Gravity Type Wall Furna | Natural Gas | Pressure | TRUE | FALSE | 0 |  | None | Non-Condensing | Single-Stage | 35000 | 25000 |  |  | 68.8 | 66 | Federally-Regulated Consumer Product | 2018-04-30 |  | 2018-06-08
Rinnai America | Williams | 3509821 | Vented Gravity Type Wall Furna | LPG | Pressure | TRUE | FALSE | 0 |  | None | Non-Condensing | Single-Stage | 35000 | 25000 |  |  | 68.8 | 66 | Federally-Regulated Consumer Product | 2018-04-30 |  | 2018-06-08
Rinnai America | Williams | 4505621A | Gravity Type Floor Furnace | LPG | Pressure | TRUE | FALSE | 0 |  | None | Non-Condensing | Single-Stage | 45000 | 31500 |  |  | 58 | 58 | Federally-Regulated Consumer Product | 2018-04-30 |  | 2018-06-08
Rinnai America | Williams | 650(1,2)(5,9)22A | Gravity Type Vented Room Heate | Natural Gas | Pressure | TRUE | FALSE | 0 |  | None | Non-Condensing | Single-Stage | 65000 | 47000 |  |  | 70 | 68 | Federally-Regulated Consumer Product | 2018-04-30 |  | 2018-06-08
Rinnai America | Williams | 650(1,2)(5,9)21A | Gravity Type Vented Room Heate | LPG | Pressure | TRUE | FALSE | 0 |  | None | Non-Condensing | Single-Stage | 65000 | 47000 |  |  | 70 | 68 | Federally-Regulated Consumer Product | 2018-04-30 |  | 2018-06-08
Rinnai America | Williams | 2509821 | Vented Gravity Type Wall Furna | LPG | Pressure | TRUE | FALSE | 0 |  | None | Non-Condensing | Single-Stage | 25000 | 19200 |  |  | 71 | 65 | Federally-Regulated Consumer Product | 2018-04-30 |  | 2018-06-08
Rinnai America | Williams | 5009622A | Vented Gravity Type Wall Furna | Natural Gas | Pressure | TRUE | FALSE | 0 |  | None | Non-Condensing | Single-Stage | 50000 | 36900 |  |  | 67 | 67 | Federally-Regulated Consumer Product | 2018-04-30 |  | 2018-06-08
Rinnai America | Williams | 5009621A | Vented Gravity Type Wall Furna | LPG | Pressure | TRUE | FALSE | 0 |  | None | Non-Condensing | Single-Stage | 50000 | 36900 |  |  | 67 | 67 | Federally-Regulated Consumer Product | 2018-04-30 |  | 2018-06-08
Rinnai America | Williams | 3509622A | Vented Gravity Type Wall Furna | Natural Gas | Pressure | TRUE | FALSE | 0 |  | None | Non-Condensing | Single-Stage | 35000 | 23700 |  |  | 66 | 66 | Federally-Regulated Consumer Product | 2018-04-30 |  | 2018-06-08
Rinnai America | Williams | 3509621A | Vented Gravity Type Wall Furna | LPG | Pressure | TRUE | FALSE | 0 |  | None | Non-Condensing | Single-Stage | 35000 | 23700 |  |  | 66 | 66 | Federally-Regulated Consumer Product | 2018-04-30 |  | 2018-06-08
Rinnai America | Williams | 2509622A | Vented Gravity Type Wall Furna | Natural Gas | Pressure | TRUE | FALSE | 0 |  | None | Non-Condensing | Single-Stage | 25000 | 17870 |  |  | 67 | 65 | Federally-Regulated Consumer Product | 2018-04-30 |  | 2018-06-08
Rinnai America | Williams | 3508631 | Vented Fan Type Wall Furnace | LPG | Pressure | TRUE | FALSE | 1 |  | None | Non-Condensing | Single-Stage | 35000 | 28000 | 96 |  | 75 | 75 | Federally-Regulated Consumer Product | 2018-04-30 |  | 2018-06-08
Rinnai America | Williams | 1403822 | Direct Vent Gravity Type Wall | Natural Gas | Pressure | TRUE | FALSE | 0 |  | None | Non-Condensing | Single-Stage | 14000 | 9800 |  |  | 65 | 65 | Federally-Regulated Consumer Product | 2018-04-30 |  | 2018-06-08
Rinnai America | Williams | 1403821 | Direct Vent Gravity Type Wall | LPG | Pressure | TRUE | FALSE | 0 |  | None | Non-Condensing | Single-Stage | 14000 | 9800 |  |  | 65 | 65 | Federally-Regulated Consumer Product | 2018-04-30 |  | 2018-06-08
Rinnai America | Williams | 6007732 | Direct Vent Fan Type Wall Furn | Natural Gas | Pressure | TRUE | FALSE | 1 |  | None | Non-Condensing | Single-Stage | 60000 | 47000 | 360 |  | 76.1 | 76 | Federally-Regulated Consumer Product | 2018-04-30 |  | 2018-06-08
Rinnai America | Williams | 6007731 | Direct Vent Fan Type Wall Furn | LPG | Pressure | TRUE | FALSE | 1 |  | None | Non-Condensing | Single-Stage | 60000 | 47000 | 360 |  | 76.1 | 76 | Federally-Regulated Consumer Product | 2018-04-30 |  | 2018-06-08
Rinnai America | Williams | 5009821 | Vented Gravity Type Wall Furna | LPG | Pressure | TRUE | FALSE | 0 |  | None | Non-Condensing | Single-Stage | 50000 | 38000 |  |  | 70 | 67 | Federally-Regulated Consumer Product | 2018-04-30 |  | 2018-06-08
Rinnai America | Williams | 6008831 | Vented Fan Type Wall Furnace | LPG | Pressure | TRUE | FALSE | 1 |  | None | Non-Condensing | Single-Stage | 60000 | 45500 | 360 |  | 76 | 76 | Federally-Regulated Consumer Product | 2018-04-30 |  | 2018-06-08
Rinnai America | Williams | 5508232 | Vented Fan Type Wall Furnace | Natural Gas | Pressure | FALSE | FALSE | 1 |  | None | Non-Condensing | Single-Stage | 55000 | 42500 | 360 |  | 76 | 76 | Federally-Regulated Consumer Product | 2018-04-30 |  | 2018-06-08
Rinnai America | Williams | 5508231 | Vented Fan Type Wall Furnace | LPG | Pressure | FALSE | FALSE | 1 |  | None | Non-Condensing | Single-Stage | 55000 | 42500 | 360 |  | 76 | 76 | Federally-Regulated Consumer Product | 2018-04-30 |  | 2018-06-08
Rinnai America | Williams | 5008632 | Vented Fan Type Wall Furnace | Natural Gas | Pressure | TRUE | FALSE | 1 |  | None | Non-Condensing | Single-Stage | 50000 | 40000 | 264 |  | 76 | 76 | Federally-Regulated Consumer Product | 2018-04-30 |  | 2018-06-08
Rinnai America | Williams | 5008631 | Vented Fan Type Wall Furnace | LPG | Pressure | TRUE | FALSE | 1 |  | None | Non-Condensing | Single-Stage | 50000 | 40000 | 264 |  | 76 | 76 | Federally-Regulated Consumer Product | 2018-04-30 |  | 2018-06-08
Rinnai America | Williams | 3508632 | Vented Fan Type Wall Furnace | Natural Gas | Pressure | TRUE | FALSE | 1 |  | None | Non-Condensing | Single-Stage | 35000 | 28000 | 96 |  | 75 | 75 | Federally-Regulated Consumer Product | 2018-04-30 |  | 2018-06-08
Rinnai America | Williams | 2203821 | Direct Vent Gravity Type Wall | LPG | Pressure | TRUE | FALSE | 0 |  | None | Non-Condensing | Single-Stage | 22000 | 16462 |  |  | 67 | 65 | Federally-Regulated Consumer Product | 2018-04-30 |  | 2018-06-08
Rinnai America | Williams | 6508632 | Vented Fan Type Wall Furnace | Natural Gas | Pressure | TRUE | FALSE | 1 |  | None | Non-Condensing | Single-Stage | 65000 | 48000 | 360 |  | 76 | 76 | Federally-Regulated Consumer Product | 2018-04-30 |  | 2018-06-08
Rinnai America | Williams | 6508631 | Vented Fan Type Wall Furnace | LPG | Pressure | TRUE | FALSE | 1 |  | None | Non-Condensing | Single-Stage | 65000 | 48000 | 360 |  | 76 | 76 | Federally-Regulated Consumer Product | 2018-04-30 |  | 2018-06-08
Rinnai America | Williams | 3508232 | Vented Fan Type Wall Furnace | Natural Gas | Pressure | FALSE | FALSE | 1 |  | None | Non-Condensing | Single-Stage | 35000 | 28000 | 96 |  | 75 | 75 | Federally-Regulated Consumer Product | 2018-04-30 |  | 2018-06-08
Rinnai America | Williams | 3508231 | Vented Fan Type Wall Furnace | LPG | Pressure | FALSE | FALSE | 1 |  | None | Non-Condensing | Single-Stage | 35000 | 28000 | 96 |  | 75 | 75 | Federally-Regulated Consumer Product | 2018-04-30 |  | 2018-06-08
Rinnai America | Williams | 6008832 | Vented Fan Type Wall Furnace | Natural Gas | Pressure | TRUE | FALSE | 1 |  | None | Non-Condensing | Single-Stage | 60000 | 45500 | 360 |  | 76 | 76 | Federally-Regulated Consumer Product | 2018-04-30 |  | 2018-06-08
Williams Furnace Co. | Williams | 1403821 | Direct Vent Gravity Type Wall | LPG | Pressure | TRUE | FALSE | 0 |  | None | Non-Condensing | Single-Stage | 14000 | 10200 |  |  | 65 | 61 | Federally-Regulated Consumer Product | 2013-06-17 |  | 2018-06-08
Williams Furnace Co. | Williams | 1403822 | Direct Vent Gravity Type Wall | Natural Gas | Pressure | TRUE | FALSE | 0 |  | None | Non-Condensing | Single-Stage | 14000 | 10200 |  |  | 65 | 61 | Federally-Regulated Consumer Product | 2013-06-17 |  | 2018-06-08
Williams Furnace Co. | Williams | 1773511 | Direct Vent Fan Type Wall Furn | LPG | Power | FALSE | FALSE | 1 |  | None | Non-Condensing | Two-Stage Modulating | 17700 | 14514 | 86 | 63 | 80.6 | 73 | Federally-Regulated Consumer Product | 2012-05-08 |  | 2018-06-08
Williams Furnace Co. | Williams | 1773512 | Direct Vent Fan Type Wall Furn | Natural Gas | Power | FALSE | FALSE | 1 |  | None | Non-Condensing | Two-Stage Modulating | 17700 | 14514 | 86 | 63 | 80.6 | 73 | Federally-Regulated Consumer Product | 2012-05-08 |  | 2018-06-08
Williams Furnace Co. | Williams | 2203821 | Direct Vent Gravity Type Wall | LPG | Pressure | TRUE | FALSE | 0 |  | None | Non-Condensing | Single-Stage | 22000 | 16462 |  |  | 67 | 63 | Federally-Regulated Consumer Product | 2013-07-10 |  | 2018-06-08
Williams Furnace Co. | Williams | 2203822 | Direct Vent Gravity Type Wall | Natural Gas | Pressure | TRUE | FALSE | 0 |  | None | Non-Condensing | Single-Stage | 22000 | 16462 |  |  | 67 | 63 | Federally-Regulated Consumer Product | 2013-07-10 |  | 2018-06-08
Williams Furnace Co. | Williams | 2509821 | Vented Gravity Type Wall Furna | LPG | Pressure | TRUE | FALSE | 0 |  | None | Non-Condensing | Single-Stage | 25000 | 19200 |  |  | 71 | 63 | Federally-Regulated Consumer Product | 2013-06-17 |  | 2018-06-08
Williams Furnace Co. | Williams | 2509822 | Vented Gravity Type Wall Furna | Natural Gas | Pressure | TRUE | FALSE | 0 |  | None | Non-Condensing | Single-Stage | 25000 | 19200 |  |  | 71 | 63 | Federally-Regulated Consumer Product | 2012-11-16 |  | 2018-06-08
Williams Furnace Co. | Williams | 2903511 | Direct Vent Fan Type Wall Furn | LPG | Power | FALSE | FALSE | 1 |  | None | Non-Condensing | Two-Stage Modulating | 29000 | 23817 | 140 | 102 | 80.5 | 73 | Federally-Regulated Consumer Product | 2014-05-07 |  | 2018-06-08
Williams Furnace Co. | Williams | 2903512 | Direct Vent Fan Type Wall Furn | Natural Gas | Power | FALSE | FALSE | 1 |  | None | Non-Condensing | Two-Stage Modulating | 29000 | 23817 | 140 | 102 | 80.5 | 73 | Federally-Regulated Consumer Product | 2012-05-08 |  | 2018-06-08
Williams Furnace Co. | Williams | 3508231 | Vented Fan Type Wall Furnace | LPG | Pressure | FALSE | FALSE | 1 |  | None | Non-Condensing | Single-Stage | 35000 | 28000 | 96 | 69 | 75 | 73 | Federally-Regulated Consumer Product | 2013-07-10 |  | 2018-06-08
Williams Furnace Co. | Williams | 3508232 | Vented Fan Type Wall Furnace | Natural Gas | Pressure | FALSE | FALSE | 1 |  | None | Non-Condensing | Single-Stage | 35000 | 28000 | 96 | 69 | 75 | 73 | Federally-Regulated Consumer Product | 2013-07-10 |  | 2018-06-08
Williams Furnace Co. | Williams | 3508631 | Vented Fan Type Wall Furnace | LPG | Pressure | TRUE | FALSE | 1 |  | None | Non-Condensing | Single-Stage | 35000 | 28000 | 96 | 69 | 75 | 73 | Federally-Regulated Consumer Product | 2013-07-10 |  | 2018-06-08
Williams Furnace Co. | Williams | 3508632 | Vented Fan Type Wall Furnace | Natural Gas | Pressure | TRUE | FALSE | 1 |  | None | Non-Condensing | Single-Stage | 35000 | 28000 | 96 | 69 | 75 | 73 | Federally-Regulated Consumer Product | 2013-07-10 |  | 2018-06-08
Williams Furnace Co. | Williams | 3509821 | Vented Gravity Type Wall Furna | LPG | Pressure | TRUE | FALSE | 0 |  | None | Non-Condensing | Single-Stage | 35000 | 25000 |  |  | 68.8 | 64 | Federally-Regulated Consumer Product | 2013-06-17 |  | 2018-06-08
Williams Furnace Co. | Williams | 3509822 | Vented Gravity Type Wall Furna | Natural Gas | Pressure | TRUE | FALSE | 0 |  | None | Non-Condensing | Single-Stage | 35000 | 25000 |  |  | 68.8 | 64 | Federally-Regulated Consumer Product | 2013-06-17 |  | 2018-06-08
Williams Furnace Co. | Williams | 4007331 | Direct Vent Fan Type Wall Furn | LPG | Pressure | FALSE | FALSE | 1 |  | None | Non-Condensing | Single-Stage | 40000 | 32000 | 0 | 0 | 76.5 | 73 | Federally-Regulated Consumer Product | 2012-05-02 |  | 2018-06-08
Williams Furnace Co. | Williams | 4007332 | Direct Vent Fan Type Wall Furn | Natural Gas | Pressure | FALSE | FALSE | 1 |  | None | Non-Condensing | Single-Stage | 40000 | 32000 | 0 | 0 | 76.5 | 73 | Federally-Regulated Consumer Product | 2012-04-02 |  | 2018-06-08
Williams Furnace Co. | Williams | 4007731 | Direct Vent Fan Type Wall Furn | LPG | Pressure | TRUE | FALSE | 1 |  | None | Non-Condensing | Single-Stage | 40000 | 32000 | 0 | 0 | 75.4 | 73 | Federally-Regulated Consumer Product | 2012-05-02 |  | 2018-06-08
Williams Furnace Co. | Williams | 4007732 | Direct Vent Fan Type Wall Furn | Natural Gas | Pressure | TRUE | FALSE | 1 |  | None | Non-Condensing | Single-Stage | 40000 | 32000 | 0 | 0 | 75.4 | 73 | Federally-Regulated Consumer Product | 2012-05-02 |  | 2018-06-08
Williams Furnace Co. | Williams | 5008631 | Vented Fan Type Wall Furnace | LPG | Pressure | TRUE | FALSE | 1 |  | None | Non-Condensing | Single-Stage | 50000 | 40000 | 264 | 190 | 76 | 74 | Federally-Regulated Consumer Product | 2013-07-10 |  | 2018-06-08
Williams Furnace Co. | Williams | 5008632 | Vented Fan Type Wall Furnace | Natural Gas | Pressure | TRUE | FALSE | 1 |  | None | Non-Condensing | Single-Stage | 50000 | 40000 | 264 | 190 | 76 | 74 | Federally-Regulated Consumer Product | 2013-07-10 |  | 2018-06-08
Williams Furnace Co. | Williams | 5009821 | Vented Gravity Type Wall Furna | LPG | Pressure | TRUE | FALSE | 0 |  | None | Non-Condensing | Single-Stage | 50000 | 38000 |  |  | 71 | 65 | Federally-Regulated Consumer Product | 2014-02-04 |  | 2018-06-08
Williams Furnace Co. | Williams | 5009822 | Vented Gravity Type Wall Furna | Natural Gas | Pressure | TRUE | FALSE | 0 |  | None | Non-Condensing | Single-Stage | 50000 | 38000 |  |  | 71 | 65 | Federally-Regulated Consumer Product | 2014-02-04 |  | 2018-06-08
Williams Furnace Co. | Williams | 5507331 | Direct Vent Fan Type Wall Furn | LPG | Pressure | FALSE | FALSE | 1 |  | None | Non-Condensing | Single-Stage | 55000 | 42500 | 360 | 259 | 76.5 | 74 | Federally-Regulated Consumer Product | 2013-06-17 |  | 2018-06-08
Williams Furnace Co. | Williams | 5507332 | Direct Vent Fan Type Wall Furn | Natural Gas | Pressure | FALSE | FALSE | 1 |  | None | Non-Condensing | Single-Stage | 55000 | 42500 | 360 | 259 | 76.5 | 74 | Federally-Regulated Consumer Product | 2013-06-17 |  | 2018-06-08
Williams Furnace Co. | Williams | 5508231 | Vented Fan Type Wall Furnace | LPG | Pressure | FALSE | FALSE | 1 |  | None | Non-Condensing | Single-Stage | 55000 | 42500 | 360 | 259 | 76 | 74 | Federally-Regulated Consumer Product | 2013-07-10 |  | 2018-06-08
Williams Furnace Co. | Williams | 5508232 | Vented Fan Type Wall Furnace | Natural Gas | Pressure | FALSE | FALSE | 1 |  | None | Non-Condensing | Single-Stage | 55000 | 42500 | 360 | 259 | 76 | 74 | Federally-Regulated Consumer Product | 2013-07-10 |  | 2018-06-08
Williams Furnace Co. | Williams | 6007731 | Direct Vent Fan Type Wall Furn | LPG | Pressure | TRUE | FALSE | 1 |  | None | Non-Condensing | Single-Stage | 60000 | 47000 | 360 | 259 | 76.1 | 74 | Federally-Regulated Consumer Product | 2013-06-17 |  | 2018-06-08
Williams Furnace Co. | Williams | 6007732 | Direct Vent Fan Type Wall Furn | Natural Gas | Pressure | TRUE | FALSE | 1 |  | None | Non-Condensing | Single-Stage | 60000 | 47000 | 360 | 259 | 76.1 | 74 | Federally-Regulated Consumer Product | 2013-06-17 |  | 2018-06-08
Williams Furnace Co. | Williams | 6508631 | Vented Fan Type Wall Furnace | LPG | Pressure | TRUE | FALSE | 1 |  | None | Non-Condensing | Single-Stage | 65000 | 48000 | 360 | 259 | 76 | 74 | Federally-Regulated Consumer Product | 2013-07-10 |  | 2018-06-08
Williams Furnace Co. | Williams | 6508632 | Vented Fan Type Wall Furnace | Natural Gas | Pressure | TRUE | FALSE | 1 |  | None | Non-Condensing | Single-Stage | 65000 | 48000 | 360 | 259 | 76 | 74 | Federally-Regulated Consumer Product | 2013-07-10 |  | 2018-06-08
Williams Furnace Co. | Williams | 2001621A | Gravity Type Vented Room Heate | LPG | Pressure | TRUE | FALSE | 0 |  | None | Non-Condensing | Single-Stage | 20000 | 15500 |  |  | 71 | 61 | Federally-Regulated Consumer Product | 2015-04-20 |  | 2018-06-08
Williams Furnace Co. | Williams | 2001622A | Gravity Type Vented Room Heate | Natural Gas | Pressure | TRUE | FALSE | 0 |  | None | Non-Condensing | Single-Stage | 20000 | 15500 |  |  | 71 | 61 | Federally-Regulated Consumer Product | 2015-04-20 |  | 2018-06-08
Williams Furnace Co. | Williams | 2509621A | Vented Gravity Type Wall Furna | LPG | Pressure | TRUE | FALSE | 0 |  | None | Non-Condensing | Single-Stage | 25000 | 17870 |  |  | 67 | 63 | Federally-Regulated Consumer Product | 2013-06-17 |  | 2018-06-08
Williams Furnace Co. | Williams | 2509622A | Vented Gravity Type Wall Furna | Natural Gas | Pressure | TRUE | FALSE | 0 |  | None | Non-Condensing | Single-Stage | 25000 | 17870 |  |  | 67 | 63 | Federally-Regulated Consumer Product | 2013-06-17 |  | 2018-06-08
Williams Furnace Co. | Williams | 350(1,2)(5,9)21A | Gravity Type Vented Room Heate | LPG | Pressure | TRUE | FALSE | 0 |  | None | Non-Condensing | Single-Stage | 35000 | 25000 |  |  | 68 | 64 | Federally-Regulated Consumer Product | 2014-08-28 |  | 2018-06-08
Williams Furnace Co. | Williams | 350(1,2)(5,9)22A | Gravity Type Vented Room Heate | Natural Gas | Pressure | TRUE | FALSE | 0 |  | Electro-Mechanical Inlet Dampe | Non-Condensing | Single-Stage | 35000 | 25000 |  |  | 68 | 64 | Federally-Regulated Consumer Product | 2014-08-28 |  | 2018-06-08
Williams Furnace Co. | Williams | 3509621A | Vented Gravity Type Wall Furna | LPG | Pressure | TRUE | FALSE | 0 |  | None | Non-Condensing | Single-Stage | 35000 | 23700 |  |  | 66 | 64 | Federally-Regulated Consumer Product | 2013-06-17 |  | 2018-06-08
Williams Furnace Co. | Williams | 3509622A | Vented Gravity Type Wall Furna | Natural Gas | Pressure | TRUE | FALSE | 0 |  | None | Non-Condensing | Single-Stage | 35000 | 23700 |  |  | 66 | 64 | Federally-Regulated Consumer Product | 2013-06-17 |  | 2018-06-08
Williams Furnace Co. | Williams | 4505621A | Gravity Type Floor Furnace | LPG | Pressure | TRUE | FALSE | 0 |  | None | Non-Condensing | Single-Stage | 45000 | 31500 |  |  | 58 | 57 | Federally-Regulated Consumer Product | 2013-11-12 |  | 2018-06-08
Williams Furnace Co. | Williams | 4505622A | Gravity Type Floor Furnace | Natural Gas | Pressure | TRUE | FALSE | 0 |  | None | Non-Condensing | Single-Stage | 45000 | 31500 |  |  | 58 | 57 | Federally-Regulated Consumer Product | 2013-11-12 |  | 2018-06-08
Williams Furnace Co. | Williams | 500(1,2)(5,9)21A | Gravity Type Vented Room Heate | LPG | Pressure | TRUE | FALSE | 0 |  | None | Non-Condensing | Single-Stage | 50000 | 34500 |  |  | 68 | 65 | Federally-Regulated Consumer Product | 2014-08-28 |  | 2018-06-08
Williams Furnace Co. | Williams | 500(1,2)(5,9)22A | Gravity Type Vented Room Heate | Natural Gas | Pressure | TRUE | FALSE | 0 |  | None | Non-Condensing | Single-Stage | 50000 | 34500 |  |  | 68 | 65 | Federally-Regulated Consumer Product | 2014-08-28 |  | 2018-06-08
Williams Furnace Co. | Williams | 5009621A | Vented Gravity Type Wall Furna | LPG | Pressure | TRUE | FALSE | 0 |  | None | Non-Condensing | Single-Stage | 50000 | 36900 |  |  | 69 | 65 | Federally-Regulated Consumer Product | 2013-06-17 |  | 2018-06-08
Williams Furnace Co. | Williams | 5009622A | Vented Gravity Type Wall Furna | Natural Gas | Pressure | TRUE | FALSE | 0 |  | None | Non-Condensing | Single-Stage | 50000 | 36900 |  |  | 69 | 65 | Federally-Regulated Consumer Product | 2013-06-17 |  | 2018-06-08
Williams Furnace Co. | Williams | 6005621A | Gravity Type Floor Furnace | LPG | Pressure | TRUE | FALSE | 0 |  | None | Non-Condensing | Single-Stage | 60000 | 42000 |  |  | 58 | 57 | Federally-Regulated Consumer Product | 2013-11-12 |  | 2018-06-08
Williams Furnace Co. | Williams | 6005622A | Gravity Type Floor Furnace | Natural Gas | Pressure | TRUE | FALSE | 0 |  | None | Non-Condensing | Single-Stage | 60000 | 42000 |  |  | 58 | 57 | Federally-Regulated Consumer Product | 2013-11-12 |  | 2018-06-08
Williams Furnace Co. | Williams | 650(1,2)(5,9)21A | Gravity Type Vented Room Heate | LPG | Pressure | TRUE | FALSE | 0 |  | None | Non-Condensing | Single-Stage | 65000 | 47000 |  |  | 70 | 65 | Federally-Regulated Consumer Product | 2014-08-28 |  | 2018-06-08
Williams Furnace Co. | Williams | 650(1,2)(5,9)22A | Gravity Type Vented Room Heate | Natural Gas | Pressure | TRUE | FALSE | 0 |  | None | Non-Condensing | Single-Stage | 65000 | 47000 |  |  | 70 | 65 | Federally-Regulated Consumer Product | 2014-08-28 |  | 2018-06-08
Williams Furnace Co. | Williams | 1753011 | Direct Vent Fan Type Wall Furn | LPG | Induced Draft | FALSE | FALSE | 1 |  | None | Non-Condensing | Step Modulating | 17500 | 16400 | 138 |  | 93 | 75 | Federally-Regulated Consumer Product | 2017-05-10 |  | 2018-06-08
Williams Furnace Co. | Williams | 1753012 | Direct Vent Fan Type Wall Furn | Natural Gas | Induced Draft | FALSE | FALSE | 1 |  | None | Non-Condensing | Step Modulating | 17500 | 16400 | 138 |  | 93 | 75 | Federally-Regulated Consumer Product | 2017-04-18 |  | 2018-06-08
Majestic Products Co. | Majestic | GE330N | Direct Vent Gravity Type Wall | Natural Gas | No Match | TRUE | FALSE | 1 | None | None | Non-Condensing | Single-Stage | 19000 | 14500 |  |  | 67 | 62 | Federally-Regulated Consumer Product | 1995-11-17 |  | 2019-02-28
Majestic Products Co. | Majestic | GE336N | Direct Vent Gravity Type Wall | Natural Gas | No Match | TRUE | FALSE | 1 | None | None | Non-Condensing | Single-Stage | 25000 | 18500 |  |  | 66.4 | 63 | Federally-Regulated Consumer Product | 1995-11-17 |  | 2019-02-28
Majestic Products Co. | Majestic | GE336L | Direct Vent Gravity Type Wall | LPG | No Match | TRUE | FALSE | 1 | None | None | Non-Condensing | Single-Stage | 25000 | 19000 |  |  | 67.6 | 63 | Federally-Regulated Consumer Product | 1995-11-17 |  | 2019-02-28
Majestic Products Co. | Majestic | GE330L | Direct Vent Gravity Type Wall | LPG | No Match | TRUE | FALSE | 1 | None | None | Non-Condensing | Single-Stage | 19000 | 15000 |  |  | 69 | 62 | Federally-Regulated Consumer Product | 1995-11-17 |  | 2019-02-28
Majestic Products Co. | Majestic | GE342L | Direct Vent Gravity Type Wall | LPG | No Match | TRUE | FALSE | 1 | None | None | Non-Condensing | Single-Stage | 32000 | 24500 |  |  | 68.6 | 64 | Federally-Regulated Consumer Product | 1995-11-17 |  | 2019-02-28
Majestic Products Co. | Majestic | GE342N | Direct Vent Gravity Type Wall | Natural Gas | No Match | TRUE | FALSE | 1 | None | None | Non-Condensing | Single-Stage | 32000 | 23500 |  |  | 65.6 | 64 | Federally-Regulated Consumer Product | 1995-11-17 |  | 2019-02-28
Old Time Stove Co., Inc. | Old Time Stove Co., Inc. | 100N | Gravity Type Vented Room Heate | Natural Gas | No Match | TRUE | FALSE | 1 | None | None | Non-Condensing | Single-Stage | 26000 | 18200 |  |  | 63.7 | 63 | Federally-Regulated Consumer Product | 1995-08-02 |  | 2019-06-06
Old Time Stove Co., Inc. | Old Time Stove Co., Inc. | 100LP | Gravity Type Vented Room Heate | LPG | No Match | TRUE | FALSE | 1 | None | None | Non-Condensing | Single-Stage | 23000 | 16100 |  |  | 63.7 | 63 | Federally-Regulated Consumer Product | 1995-08-02 |  | 2019-06-06
Old Time Stove Co., Inc. | Old Time Stove Co., Inc. | 200LP | Direct Vent Gravity Type Wall | LPG | No Match | TRUE | FALSE | 1 | None | None | Non-Condensing | Single-Stage | 23000 | 16100 |  |  | 63.7 | 63 | Federally-Regulated Consumer Product | 1995-08-02 |  | 2019-06-06
Old Time Stove Co., Inc. | Old Time Stove Co., Inc. | 200N | Direct Vent Gravity Type Wall | Natural Gas | No Match | TRUE | FALSE | 1 | None | None | Non-Condensing | Single-Stage | 26000 | 18200 |  |  | 63.7 | 63 | Federally-Regulated Consumer Product | 1995-08-02 |  | 2019-06-06
Orbis | Mark Series | MARKIII NAT | Direct Vent Gravity Type Wall | Natural Gas | No Match | TRUE | FALSE | 1 | None | None | Non-Condensing | Single-Stage | 20000 | 14558 |  |  | 64.7 | 63 | Federally-Regulated Consumer Product | 1995-04-12 |  | 2019-06-06
Orbis | Mark Series | MARKI NAT | Direct Vent Gravity Type Wall | Natural Gas | No Match | TRUE | FALSE | 1 | None | None | Non-Condensing | Single-Stage | 8000 | 6106 |  |  | 62.5 | 59 | Federally-Regulated Consumer Product | 1995-04-12 |  | 2019-06-06
Orbis | Mark Series | MARKII NAT | Direct Vent Gravity Type Wall | Natural Gas | No Match | TRUE | FALSE | 1 | None | None | Non-Condensing | Single-Stage | 15000 | 11109 |  |  | 62.8 | 61 | Federally-Regulated Consumer Product | 1995-04-12 |  | 2019-06-06
Orrville Products | Comfortec | C30TN | Gravity Type Vented Room Heate | Natural Gas | No Match | TRUE | FALSE | 1 | None | None | Non-Condensing | Single-Stage | 30000 | 21000 |  |  | 64 | 64 | Federally-Regulated Consumer Product | 1995-06-02 |  | 2019-06-06
Orrville Products | Comfortec | C60TP | Gravity Type Vented Room Heate | LPG | No Match | TRUE | FALSE | 1 | None | None | Non-Condensing | Single-Stage | 21000 | 14700 |  |  | 64 | 63 | Federally-Regulated Consumer Product | 1995-06-02 |  | 2019-06-06
Orrville Products | Comfortec | C60TN | Gravity Type Vented Room Heate | Natural Gas | No Match | TRUE | FALSE | 1 | None | None | Non-Condensing | Single-Stage | 30000 | 21000 |  |  | 64 | 64 | Federally-Regulated Consumer Product | 1995-06-02 |  | 2019-06-06
Orrville Products | Comfortec | CDV34RN | Direct Vent Gravity Type Wall | Natural Gas | No Match | TRUE | FALSE | 1 | None | None | Non-Condensing | Single-Stage | 23500 | 16450 |  |  | 63 | 63 | Federally-Regulated Consumer Product | 1995-06-02 |  | 2019-06-06
Orrville Products | Comfortec | CDV40RN | Direct Vent Gravity Type Wall | Natural Gas | No Match | TRUE | FALSE | 1 | None | None | Non-Condensing | Single-Stage | 35000 | 24500 |  |  | 68.6 | 64 | Federally-Regulated Consumer Product | 1995-06-02 |  | 2019-06-06
Orrville Products | Comfortec | CDV32RN | Direct Vent Gravity Type Wall | Natural Gas | No Match | TRUE | FALSE | 1 | None | None | Non-Condensing | Single-Stage | 21500 | 15050 |  |  | 63.4 | 63 | Federally-Regulated Consumer Product | 1995-06-02 |  | 2019-06-06
Orrville Products | Comfortec | CDV36RP | Direct Vent Gravity Type Wall | LPG | No Match | TRUE | FALSE | 1 | None | None | Non-Condensing | Single-Stage | 21000 | 14700 |  |  | 66 | 63 | Federally-Regulated Consumer Product | 1995-06-02 |  | 2019-06-06
Orrville Products | Comfortec | CDV36RN | Direct Vent Gravity Type Wall | Natural Gas | No Match | TRUE | FALSE | 1 | None | None | Non-Condensing | Single-Stage | 26000 | 18200 |  |  | 66 | 63 | Federally-Regulated Consumer Product | 1995-06-02 |  | 2019-06-06
Orrville Products | Comfortec | CDV40RP | Direct Vent Gravity Type Wall | LPG | No Match | TRUE | FALSE | 1 | None | None | Non-Condensing | Single-Stage | 25000 | 17500 |  |  | 68.6 | 63 | Federally-Regulated Consumer Product | 1995-06-02 |  | 2019-06-06
Orrville Products | Comfortec | CFSDV30TP | Direct Vent Gravity Type Wall | LPG | No Match | TRUE | FALSE | 1 | None | None | Non-Condensing | Single-Stage | 21000 | 14700 |  |  | 69.8 | 63 | Federally-Regulated Consumer Product | 1995-06-02 |  | 2019-06-06
Orrville Products | Comfortec | CFSDV30TN | Direct Vent Gravity Type Wall | Natural Gas | No Match | TRUE | FALSE | 1 | None | None | Non-Condensing | Single-Stage | 30000 | 21000 |  |  | 69.8 | 64 | Federally-Regulated Consumer Product | 1995-06-02 |  | 2019-06-06
Orrville Products | Comfortec | CDV34RP | Direct Vent Gravity Type Wall | LPG | No Match | TRUE | FALSE | 1 | None | None | Non-Condensing | Single-Stage | 21000 | 14700 |  |  | 63 | 63 | Federally-Regulated Consumer Product | 1995-06-02 |  | 2019-06-06
Orrville Products | Comfortec | CDV32RP | Direct Vent Gravity Type Wall | LPG | No Match | TRUE | FALSE | 1 | None | None | Non-Condensing | Single-Stage | 18000 | 12600 |  |  | 63.4 | 62 | Federally-Regulated Consumer Product | 1995-06-02 |  | 2019-06-06
Orrville Products | Comfortec | C25RN | Gravity Type Vented Room Heate | Natural Gas | No Match | TRUE | FALSE | 1 | None | None | Non-Condensing | Single-Stage | 20000 | 15400 |  |  | 74.4 | 58 | Federally-Regulated Consumer Product | 1993-04-09 |  | 2019-06-06
Orrville Products | Comfortec | C30TP | Gravity Type Vented Room Heate | LPG | No Match | TRUE | FALSE | 1 | None | None | Non-Condensing | Single-Stage | 21000 | 14700 |  |  | 64 | 63 | Federally-Regulated Consumer Product | 1995-06-02 |  | 2019-06-06
Orrville Products | Comfortec | C25RP | Gravity Type Vented Room Heate | LPG | No Match | TRUE | FALSE | 1 | None | None | Non-Condensing | Single-Stage | 18000 | 13900 |  |  | 74.4 | 57 | Federally-Regulated Consumer Product | 1993-04-09 |  | 2019-06-06
Aladdin Steel Products | Quadra-Fire | GB40FSNG | Gravity Type Vented Room Heate | Natural Gas | No Match | TRUE | FALSE | 1 | None | None | Non-Condensing | Single-Stage | 40000 | 32560 |  |  | 66 | 64 | Federally-Regulated Consumer Product | 1996-10-16 |  | 2019-06-06
Aladdin Steel Products | Quadra-Fire | DVI32LP | Direct Vent Gravity Type Wall | LPG | No Match | TRUE | FALSE | 1 | None | None | Non-Condensing | Single-Stage | 32000 | 27808 |  |  | 78.2 | 64 | Federally-Regulated Consumer Product | 1997-10-08 |  | 2019-06-06
Aladdin Steel Products | Quadra-Fire | GBDV40NG | Gravity Type Vented Room Heate | Natural Gas | No Match | TRUE | FALSE | 1 | None | None | Non-Condensing | Single-Stage | 40000 | 33400 |  |  | 73.1 | 64 | Federally-Regulated Consumer Product | 1997-10-08 |  | 2019-06-06
Aladdin Steel Products | Quadra-Fire | GB40ING | Gravity Type Vented Room Heate | Natural Gas | No Match | TRUE | FALSE | 1 | None | None | Non-Condensing | Single-Stage | 46000 | 35420 |  |  | 65 | 64 | Federally-Regulated Consumer Product | 1996-10-16 |  | 2019-06-06
Aladdin Steel Products | Quadra-Fire | GB40ILP | Gravity Type Vented Room Heate | LPG | No Match | TRUE | FALSE | 1 | None | None | Non-Condensing | Single-Stage | 40000 | 32000 |  |  | 66 | 64 | Federally-Regulated Consumer Product | 1996-10-16 |  | 2019-06-06
Aladdin Steel Products | Quadra-Fire | DVI32NG | Direct Vent Gravity Type Wall | Natural Gas | No Match | TRUE | FALSE | 1 | None | None | Non-Condensing | Single-Stage | 32000 | 26800 |  |  | 75.6 | 64 | Federally-Regulated Consumer Product | 1997-10-08 |  | 2019-06-06
Aladdin Steel Products | Quadra-Fire | GB40FSLP | Gravity Type Vented Room Heate | Natural Gas | No Match | TRUE | FALSE | 1 | None | None | Non-Condensing | Single-Stage | 40000 | 33200 |  |  | 68 | 64 | Federally-Regulated Consumer Product | 1996-10-16 |  | 2019-06-06
Aladdin Steel Products | Quadra-Fire | DV44NG | Direct Vent Gravity Type Wall | Natural Gas | No Match | TRUE | FALSE | 1 | None | None | Non-Condensing | Single-Stage | 43000 | 34752 |  |  | 73 | 64 | Federally-Regulated Consumer Product | 1996-10-16 |  | 2019-06-06
Aladdin Steel Products | Quadra-Fire | DV44LP | Direct Vent Gravity Type Wall | LPG | No Match | TRUE | FALSE | 1 | None | None | Non-Condensing | Single-Stage | 43000 | 35525 |  |  | 74 | 64 | Federally-Regulated Consumer Product | 1996-10-16 |  | 2019-06-06
Aladdin Steel Products | Quadra-Fire | GBDV40LP | Gravity Type Vented Room Heate | LPG | No Match | TRUE | FALSE | 1 | None | None | Non-Condensing | Single-Stage | 40000 | 33600 |  |  | 73.6 | 64 | Federally-Regulated Consumer Product | 1997-10-08 |  | 2019-06-06
Pacific Energy Gas Stoves | Pacific Energy | SUPER 27 GAS | Direct Vent Gravity Type Wall | LPG | No Match | TRUE | FALSE | 1 | None | None | Non-Condensing | Single-Stage | 32000 | 22432 |  |  | 70.1 | 64 | Federally-Regulated Consumer Product | 2000-07-07 |  | 2019-06-06
Pacific Energy Gas Stoves | Pacific Energy | CLASSIC GAS | Direct Vent Gravity Type Wall | LPG | No Match | TRUE | FALSE | 1 | None | None | Non-Condensing | Single-Stage | 32000 | 22432 |  |  | 70.1 | 64 | Federally-Regulated Consumer Product | 2000-07-07 |  | 2019-06-06
Pacific Energy Gas Stoves | Pacific Energy | MIRAGE INSERT | Gravity Type Vented Room Heate | Natural Gas | No Match | TRUE | FALSE | 1 | None | None | Non-Condensing | Single-Stage | 30000 | 20430 |  |  | 68.1 | 64 | Federally-Regulated Consumer Product | 1993-05-25 |  | 2019-06-06
Pacific Energy Gas Stoves | Pacific Energy | THE ESTATE | Direct Vent Gravity Type Wall | LPG | No Match | TRUE | FALSE | 1 | None | None | Non-Condensing | Single-Stage | 25000 | 17300 |  |  | 69.2 | 63 | Federally-Regulated Consumer Product | 1995-06-12 |  | 2019-06-06
Pacific Energy Gas Stoves | Pacific Energy | MIRAGE DV B-VENT | Gravity Type Vented Room Heate | Natural Gas | No Match | TRUE | FALSE | 1 | None | None | Non-Condensing | Single-Stage | 25000 | 17025 |  |  | 68.1 | 63 | Federally-Regulated Consumer Product | 1995-06-12 |  | 2019-06-06
Pacific Energy Gas Stoves | Pacific Energy | MIRAGE HEARTH | Gravity Type Vented Room Heate | LPG | No Match | TRUE | FALSE | 1 | None | None | Non-Condensing | Single-Stage | 27500 | 18673 |  |  | 67.9 | 64 | Federally-Regulated Consumer Product | 1993-05-25 |  | 2019-06-06
Pacific Energy Gas Stoves | Pacific Energy | MIRAGE FS | Gravity Type Vented Room Heate | Natural Gas | No Match | TRUE | FALSE | 1 | None | None | Non-Condensing | Single-Stage | 30000 | 20430 |  |  | 68.1 | 64 | Federally-Regulated Consumer Product | 1993-05-25 |  | 2019-06-06
Pacific Energy Gas Stoves | Pacific Energy | OXFORD | Direct Vent Gravity Type Wall | Natural Gas | No Match | TRUE | FALSE | 1 | None | None | Non-Condensing | Single-Stage | 21000 | 14385 |  |  | 68.5 | 63 | Federally-Regulated Consumer Product | 1999-03-16 |  | 2019-06-06
Pacific Energy Gas Stoves | Pacific Energy | ESTEEM | Direct Vent Gravity Type Wall | LPG | No Match | TRUE | FALSE | 1 | None | None | Non-Condensing | Single-Stage | 21000 | 14511 |  |  | 69.1 | 63 | Federally-Regulated Consumer Product | 1999-03-16 |  | 2019-06-06
Pacific Energy Gas Stoves | Pacific Energy | OXFORD | Direct Vent Gravity Type Wall | LPG | No Match | TRUE | FALSE | 1 | None | None | Non-Condensing | Single-Stage | 21000 | 14385 |  |  | 68.5 | 63 | Federally-Regulated Consumer Product | 1999-03-16 |  | 2019-06-06
Pacific Energy Gas Stoves | Pacific Energy | SUPER 27 GAS | Direct Vent Gravity Type Wall | Natural Gas | No Match | TRUE | FALSE | 1 | None | None | Non-Condensing | Single-Stage | 41750 | 29977 |  |  | 71.8 | 64 | Federally-Regulated Consumer Product | 2000-07-07 |  | 2019-06-06
Pacific Energy Gas Stoves | Pacific Energy | MIRAGE DV B-VENT | Gravity Type Vented Room Heate | LPG | No Match | TRUE | FALSE | 1 | None | None | Non-Condensing | Single-Stage | 25000 | 17025 |  |  | 68.1 | 63 | Federally-Regulated Consumer Product | 1995-06-12 |  | 2019-06-06
Pacific Energy Gas Stoves | Pacific Energy | MIRAGE INSERT | Gravity Type Vented Room Heate | LPG | No Match | TRUE | FALSE | 1 | None | None | Non-Condensing | Single-Stage | 27500 | 18673 |  |  | 67.9 | 64 | Federally-Regulated Consumer Product | 1993-05-25 |  | 2019-06-06
Pacific Energy Gas Stoves | Pacific Energy | ESTEEM | Direct Vent Gravity Type Wall | Natural Gas | No Match | TRUE | FALSE | 1 | None | None | Non-Condensing | Single-Stage | 21000 | 14511 |  |  | 69.1 | 63 | Federally-Regulated Consumer Product | 1999-03-16 |  | 2019-06-06
Pacific Energy Gas Stoves | Pacific Energy | MIRAGE INSERT B | Gravity Type Vented Room Heate | Natural Gas | No Match | TRUE | FALSE | 1 | None | None | Non-Condensing | Single-Stage | 30000 | 20490 |  |  | 68.3 | 64 | Federally-Regulated Consumer Product | 1995-06-12 |  | 2019-06-06
Pacific Energy Gas Stoves | Pacific Energy | MIRAGE FS | Gravity Type Vented Room Heate | LPG | No Match | TRUE | FALSE | 1 | None | None | Non-Condensing | Single-Stage | 27500 | 18673 |  |  | 67.9 | 64 | Federally-Regulated Consumer Product | 1993-05-25 |  | 2019-06-06
Pacific Energy Gas Stoves | Pacific Energy | MIRAGE INSERT B | Gravity Type Vented Room Heate | LPG | No Match | TRUE | FALSE | 1 | None | None | Non-Condensing | Single-Stage | 30000 | 20490 |  |  | 68.3 | 64 | Federally-Regulated Consumer Product | 1995-06-12 |  | 2019-06-06
Pacific Energy Gas Stoves | Pacific Energy | MIRAGE HEARTH | Gravity Type Vented Room Heate | Natural Gas | No Match | TRUE | FALSE | 1 | None | None | Non-Condensing | Single-Stage | 30000 | 20430 |  |  | 68.1 | 64 | Federally-Regulated Consumer Product | 1993-05-25 |  | 2019-06-06
Pacific Energy Gas Stoves | Pacific Energy | CLASSIC GAS | Direct Vent Gravity Type Wall | Natural Gas | No Match | TRUE | FALSE | 1 | None | None | Non-Condensing | Single-Stage | 41750 | 29977 |  |  | 71.8 | 64 | Federally-Regulated Consumer Product | 2000-07-07 |  | 2019-06-06
Pacific Energy Gas Stoves | Pacific Energy | THE ESTATE | Direct Vent Gravity Type Wall | Natural Gas | No Match | TRUE | FALSE | 1 | None | None | Non-Condensing | Single-Stage | 30000 | 20760 |  |  | 69.2 | 64 | Federally-Regulated Consumer Product | 1995-06-12 |  | 2019-06-06
Pacific Energy Gas Stoves | Pacific Energy | MIRAGE DV | Direct Vent Gravity Type Wall | Natural Gas | No Match | TRUE | FALSE | 1 | None | None | Non-Condensing | Single-Stage | 25000 | 17225 |  |  | 68.9 | 63 | Federally-Regulated Consumer Product | 1995-06-12 |  | 2019-06-06
Pacific Energy Gas Stoves | Pacific Energy | MIRAGE DV | Direct Vent Gravity Type Wall | LPG | No Match | TRUE | FALSE | 1 | None | None | Non-Condensing | Single-Stage | 25000 | 17225 |  |  | 68.9 | 63 | Federally-Regulated Consumer Product | 1995-06-12 |  | 2019-06-06
Pyro Industries, Inc. | Whitfield | WG-1 | Gravity Type Vented Room Heate | Natural Gas | No Match | TRUE | FALSE | 1 | None | None | Non-Condensing | Single-Stage | 28000 | 22000 |  |  | 68.1 | 64 | Federally-Regulated Consumer Product | 1993-08-16 |  | 2019-06-06
Canadian Heating Products, Inc. ( Montigo ) | Del Ray | MD34DV | Direct Vent Gravity Type Wall | Natural Gas | No Match | TRUE | FALSE | 1 | None | None | Non-Condensing | Single-Stage | 25000 | 17975 |  |  | 63.3 | 63 | Federally-Regulated Consumer Product | 1999-10-15 |  | 2019-06-06
Canadian Heating Products, Inc. ( Montigo ) | Del Ray | DS21 | Direct Vent Gravity Type Wall | Natural Gas | No Match | TRUE | FALSE | 1 | None | None | Non-Condensing | Single-Stage | 21000 | 15456 |  |  | 63.3 | 63 | Federally-Regulated Consumer Product | 1999-12-22 |  | 2019-06-06
Canadian Heating Products, Inc. ( Montigo ) | Montigo | ME38DV-I | Direct Vent Gravity Type Wall | Natural Gas | No Match | FALSE | FALSE | 1 | None | None | Non-Condensing | Single-Stage | 22000 | 15514 |  |  | 63.2 | 63 | Federally-Regulated Consumer Product | 2000-01-26 |  | 2019-06-06
Canadian Heating Products, Inc. ( Montigo ) | Del Ray | ME38DV-I | Direct Vent Gravity Type Wall | Natural Gas | No Match | FALSE | FALSE | 1 | None | None | Non-Condensing | Single-Stage | 22000 | 15514 |  |  | 63.2 | 63 | Federally-Regulated Consumer Product | 2000-01-26 |  | 2019-06-06
Canadian Heating Products, Inc. ( Montigo ) | Del Ray | M38DV-ST | Direct Vent Gravity Type Wall | Natural Gas | No Match | TRUE | FALSE | 1 | None | None | Non-Condensing | Single-Stage | 32000 | 22400 |  |  | 64.3 | 64 | Federally-Regulated Consumer Product | 1999-10-21 |  | 2019-06-06
Canadian Heating Products, Inc. ( Montigo ) | Del Ray | ME38DV | Direct Vent Gravity Type Wall | Natural Gas | No Match | TRUE | FALSE | 1 | None | None | Non-Condensing | Single-Stage | 22000 | 15514 |  |  | 63.2 | 63 | Federally-Regulated Consumer Product | 2000-01-26 |  | 2019-06-06
Canadian Heating Products, Inc. ( Montigo ) | Montigo | MD38DV-I | Direct Vent Gravity Type Wall | Natural Gas | No Match | FALSE | FALSE | 1 | None | None | Non-Condensing | Single-Stage | 28000 | 20468 |  |  | 66.6 | 64 | Federally-Regulated Consumer Product | 1999-10-21 |  | 2019-06-06
Canadian Heating Products, Inc. ( Montigo ) | Del Ray | MW38DV-I | Direct Vent Gravity Type Wall | Natural Gas | No Match | FALSE | FALSE | 1 | None | None | Non-Condensing | Single-Stage | 29000 | 21605 |  |  | 64.1 | 64 | Federally-Regulated Consumer Product | 1999-12-22 |  | 2019-06-06
Canadian Heating Products, Inc. ( Montigo ) | Del Ray | MW38DV | Direct Vent Gravity Type Wall | Natural Gas | No Match | TRUE | FALSE | 1 | None | None | Non-Condensing | Single-Stage | 29000 | 21605 |  |  | 64.1 | 64 | Federally-Regulated Consumer Product | 1999-10-21 |  | 2019-06-06
Canadian Heating Products, Inc. ( Montigo ) | Montigo | MD38DV | Direct Vent Gravity Type Wall | Natural Gas | No Match | TRUE | FALSE | 1 | None | None | Non-Condensing | Single-Stage | 28000 | 20468 |  |  | 66.6 | 64 | Federally-Regulated Consumer Product | 1999-10-21 |  | 2019-06-06
Canadian Heating Products, Inc. ( Montigo ) | Montigo | ME34DV | Direct Vent Gravity Type Wall | Natural Gas | No Match | TRUE | FALSE | 1 | None | None | Non-Condensing | Single-Stage | 21000 | 15456 |  |  | 63.3 | 63 | Federally-Regulated Consumer Product | 1999-10-21 |  | 2019-06-06
Canadian Heating Products, Inc. ( Montigo ) | Del Ray | M38DV-ST-I | Direct Vent Gravity Type Wall | Natural Gas | No Match | FALSE | FALSE | 1 | None | None | Non-Condensing | Single-Stage | 32000 | 22400 |  |  | 66.5 | 64 | Federally-Regulated Consumer Product | 1999-10-21 |  | 2019-06-06
Canadian Heating Products, Inc. ( Montigo ) | Montigo | ME34DV-I | Direct Vent Gravity Type Wall | Natural Gas | No Match | FALSE | FALSE | 1 | None | None | Non-Condensing | Single-Stage | 21000 | 15456 |  |  | 63.3 | 63 | Federally-Regulated Consumer Product | 1999-10-21 |  | 2019-06-06
Canadian Heating Products, Inc. ( Montigo ) | Del Ray | DS34 | Direct Vent Gravity Type Wall | Natural Gas | No Match | TRUE | FALSE | 1 | None | None | Non-Condensing | Single-Stage | 25000 | 17975 |  |  | 63.3 | 63 | Federally-Regulated Consumer Product | 1999-12-22 |  | 2019-06-06
Canadian Heating Products, Inc. ( Montigo ) | Montigo | ME38DV | Direct Vent Gravity Type Wall | Natural Gas | No Match | TRUE | FALSE | 1 | None | None | Non-Condensing | Single-Stage | 22000 | 15514 |  |  | 63.2 | 63 | Federally-Regulated Consumer Product | 2000-01-26 |  | 2019-06-06
Canadian Heating Products, Inc. ( Montigo ) | Montigo | MD34-DV | Direct Vent Gravity Type Wall | Natural Gas | No Match | TRUE | FALSE | 1 | None | None | Non-Condensing | Single-Stage | 25000 | 17975 |  |  | 63.3 | 63 | Federally-Regulated Consumer Product | 1999-10-15 |  | 2019-06-06
Canadian Heating Products, Inc. ( Montigo ) | Montigo | M38DV-ST | Direct Vent Gravity Type Wall | Natural Gas | No Match | TRUE | FALSE | 1 | None | None | Non-Condensing | Single-Stage | 32000 | 22400 |  |  | 64.3 | 64 | Federally-Regulated Consumer Product | 1999-10-21 |  | 2019-06-06
Canadian Heating Products, Inc. ( Montigo ) | Del Ray | ME34DV | Direct Vent Gravity Type Wall | Natural Gas | No Match | TRUE | FALSE | 1 | None | None | Non-Condensing | Single-Stage | 21000 | 15456 |  |  | 63.3 | 63 | Federally-Regulated Consumer Product | 1999-10-21 |  | 2019-06-06
Canadian Heating Products, Inc. ( Montigo ) | Montigo | MW38DV-I | Direct Vent Gravity Type Wall | Natural Gas | No Match | FALSE | FALSE | 1 | None | None | Non-Condensing | Single-Stage | 29000 | 21605 |  |  | 64.1 | 64 | Federally-Regulated Consumer Product | 1999-12-22 |  | 2019-06-06
Canadian Heating Products, Inc. ( Montigo ) | Del Ray | DS34-I | Direct Vent Gravity Type Wall | Natural Gas | No Match | FALSE | FALSE | 1 | None | None | Non-Condensing | Single-Stage | 25000 | 17975 |  |  | 63.3 | 63 | Federally-Regulated Consumer Product | 1999-12-22 |  | 2019-06-06
Canadian Heating Products, Inc. ( Montigo ) | Del Ray | MD38DV | Direct Vent Gravity Type Wall | Natural Gas | No Match | TRUE | FALSE | 1 | None | None | Non-Condensing | Single-Stage | 28000 | 20468 |  |  | 66.6 | 64 | Federally-Regulated Consumer Product | 1999-10-21 |  | 2019-06-06
Canadian Heating Products, Inc. ( Montigo ) | Del Ray | ME34DV-I | Direct Vent Gravity Type Wall | Natural Gas | No Match | FALSE | FALSE | 1 | None | None | Non-Condensing | Single-Stage | 21000 | 15456 |  |  | 63.3 | 63 | Federally-Regulated Consumer Product | 1999-10-21 |  | 2019-06-06
Canadian Heating Products, Inc. ( Montigo ) | Del Ray | DC38 | Direct Vent Gravity Type Wall | Natural Gas | No Match | TRUE | FALSE | 1 | None | None | Non-Condensing | Single-Stage | 29000 | 21605 |  |  | 64.1 | 64 | Federally-Regulated Consumer Product | 1999-12-22 |  | 2019-06-06
Canadian Heating Products, Inc. ( Montigo ) | Del Ray | DS21-I | Direct Vent Gravity Type Wall | Natural Gas | No Match | FALSE | FALSE | 1 | None | None | Non-Condensing | Single-Stage | 21000 | 15456 |  |  | 63.3 | 63 | Federally-Regulated Consumer Product | 1999-12-22 |  | 2019-06-06
Canadian Heating Products, Inc. ( Montigo ) | Montigo | MD34DV-I | Direct Vent Gravity Type Wall | Natural Gas | No Match | FALSE | FALSE | 1 | None | None | Non-Condensing | Single-Stage | 25000 | 17975 |  |  | 63.3 | 63 | Federally-Regulated Consumer Product | 1999-10-15 |  | 2019-06-06
Canadian Heating Products, Inc. ( Montigo ) | Del Ray | MD38DV-I | Direct Vent Gravity Type Wall | Natural Gas | No Match | FALSE | FALSE | 1 | None | None | Non-Condensing | Single-Stage | 28000 | 20468 |  |  | 66.6 | 64 | Federally-Regulated Consumer Product | 1999-10-21 |  | 2019-06-06
Canadian Heating Products, Inc. ( Montigo ) | Del Ray | DC38-I | Direct Vent Gravity Type Wall | Natural Gas | No Match | FALSE | FALSE | 1 | None | None | Non-Condensing | Single-Stage | 29000 | 21605 |  |  | 64.1 | 64 | Federally-Regulated Consumer Product | 1999-12-22 |  | 2019-06-06
Canadian Heating Products, Inc. ( Montigo ) | Del Ray | MD34DV-I | Direct Vent Gravity Type Wall | Natural Gas | No Match | FALSE | FALSE | 1 | None | None | Non-Condensing | Single-Stage | 25000 | 17975 |  |  | 63.3 | 63 | Federally-Regulated Consumer Product | 1999-10-15 |  | 2019-06-06
Canadian Heating Products, Inc. ( Montigo ) | Montigo | M38DV-ST-I | Direct Vent Gravity Type Wall | Natural Gas | No Match | FALSE | FALSE | 1 | None | None | Non-Condensing | Single-Stage | 32000 | 22400 |  |  | 66.5 | 64 | Federally-Regulated Consumer Product | 1999-10-21 |  | 2019-06-06
Canadian Heating Products, Inc. ( Montigo ) | Montigo | MW38DV | Direct Vent Gravity Type Wall | Natural Gas | No Match | TRUE | FALSE | 1 | None | None | Non-Condensing | Single-Stage | 29000 | 21605 |  |  | 64.1 | 64 | Federally-Regulated Consumer Product | 1999-10-21 |  | 2019-06-06
Regency Industries Canada | Regency Industries Canada | U29-LP | Direct Vent Gravity Type Wall | LPG | No Match | TRUE | FALSE | 1 | None | None | Non-Condensing | Single-Stage | 27000 | 19850 |  |  | 67.1 | 63 | Federally-Regulated Consumer Product | 1998-09-18 |  | 2019-06-06
Regency Industries Canada | Regency Industries Canada | T25-LP | Direct Vent Gravity Type Wall | LPG | No Match | TRUE | FALSE | 1 | None | None | Non-Condensing | Single-Stage | 25000 | 19250 |  |  | 72 | 63 | Federally-Regulated Consumer Product | 2001-12-24 |  | 2019-06-06
Regency Industries Canada | Regency Industries Canada | P36-NG | Direct Vent Gravity Type Wall | Natural Gas | No Match | TRUE | FALSE | 1 | None | None | Non-Condensing | Single-Stage | 30000 | 22000 |  |  | 66.1 | 64 | Federally-Regulated Consumer Product | 1998-09-18 |  | 2019-06-06
Regency Industries Canada | Regency Industries Canada | U28-NG | Gravity Type Vented Room Heate | Natural Gas | No Match | TRUE | FALSE | 1 | None | None | Non-Condensing | Single-Stage | 27000 | 18700 |  |  | 63.5 | 63 | Federally-Regulated Consumer Product | 1998-09-18 |  | 2019-06-06
Regency Industries Canada | Regency Industries Canada | U29-NG | Direct Vent Gravity Type Wall | Natural Gas | No Match | TRUE | FALSE | 1 | None | None | Non-Condensing | Single-Stage | 27000 | 19850 |  |  | 67 | 63 | Federally-Regulated Consumer Product | 1998-09-18 |  | 2019-06-06
Regency Industries Canada | Regency Industries Canada | T25-NG | Direct Vent Gravity Type Wall | Natural Gas | No Match | TRUE | FALSE | 1 | None | None | Non-Condensing | Single-Stage | 25000 | 18875 |  |  | 68.4 | 63 | Federally-Regulated Consumer Product | 2001-12-24 |  | 2019-06-06
Regency Industries Canada | Regency Industries Canada | P36-LP | Direct Vent Gravity Type Wall | LPG | No Match | TRUE | FALSE | 1 | None | None | Non-Condensing | Single-Stage | 30000 | 22000 |  |  | 68.1 | 64 | Federally-Regulated Consumer Product | 1998-09-18 |  | 2019-06-06
Regency Industries Canada | Regency Industries Canada | U32-LP | Direct Vent Gravity Type Wall | LPG | No Match | TRUE | FALSE | 1 | None | None | Non-Condensing | Single-Stage | 30000 | 22700 |  |  | 69.9 | 64 | Federally-Regulated Consumer Product | 1998-09-18 |  | 2019-06-06
Regency Industries Canada | Regency Industries Canada | U32-NG | Direct Vent Gravity Type Wall | Natural Gas | No Match | TRUE | FALSE | 1 | None | None | Non-Condensing | Single-Stage | 30000 | 22350 |  |  | 67.4 | 64 | Federally-Regulated Consumer Product | 1998-09-18 |  | 2019-06-06
Regency Industries Canada | Regency Industries Canada | U28-LP | Gravity Type Vented Room Heate | LPG | No Match | TRUE | FALSE | 1 | None | None | Non-Condensing | Single-Stage | 27000 | 18700 |  |  | 63.7 | 63 | Federally-Regulated Consumer Product | 1998-09-18 |  | 2019-06-06
Rika | Austroflamm | ESPRIT | Gravity Type Vented Room Heate | Natural Gas | No Match | TRUE | FALSE | 1 | None | None | Non-Condensing | Single-Stage | 44000 | 34600 |  |  | 74.6 | 64 | Federally-Regulated Consumer Product | 1994-08-19 |  | 2019-06-06
CFM Majestic, Inc. ( Purchased by Monessen Hearth Systems Company 7/25/2008) | Northern Flame | DVRT443RFN | Gravity Type Vented Room Heate | Natural Gas | No Match | TRUE | FALSE | 1 | None | None | Non-Condensing | Single-Stage | 33000 | 23100 |  |  | 64 | 64 | Federally-Regulated Consumer Product | 2000-06-29 |  | 2019-06-06
CFM Majestic, Inc. ( Purchased by Monessen Hearth Systems Company 7/25/2008) | Insta-Flame by Majestic | RHE42TP | Vented Gravity Type Wall Furna | LPG | No Match | TRUE | FALSE | 1 | None | None | Non-Condensing | Single-Stage | 37000 | 25900 |  |  | 66 | 64 | Federally-Regulated Consumer Product | 1998-11-10 |  | 2019-06-06
CFM Majestic, Inc. ( Purchased by Monessen Hearth Systems Company 7/25/2008) | Insta-Flame by Majestic | 39LDVREN | Gravity Type Vented Room Heate | Natural Gas | Luminous | FALSE | FALSE | 1 | None | None | Non-Condensing | Single-Stage | 23000 | 16100 | 0 | 0 | 63 | 63 | Federally-Regulated Consumer Product | 2005-09-29 |  | 2019-06-06
CFM Majestic, Inc. ( Purchased by Monessen Hearth Systems Company 7/25/2008) | Northern Flame | D336RN | Direct Vent Gravity Type Wall | Natural Gas | No Match | TRUE | FALSE | 1 | None | None | Non-Condensing | Single-Stage | 26000 | 18200 |  |  | 66 | 63 | Federally-Regulated Consumer Product | 1997-11-20 |  | 2019-06-06
CFM Majestic, Inc. ( Purchased by Monessen Hearth Systems Company 7/25/2008) | Insta-Flame by Majestic | RHEDV32RN | Direct Vent Gravity Type Wall | Natural Gas | No Match | TRUE | FALSE | 1 | None | None | Non-Condensing | Single-Stage | 27000 | 18900 |  |  | 66 | 63 | Federally-Regulated Consumer Product | 1998-11-10 |  | 2019-06-06
CFM Majestic, Inc. ( Purchased by Monessen Hearth Systems Company 7/25/2008) | Insta-Flame by Majestic | 33BDVTRN | Gravity Type Vented Room Heate | Natural Gas | No Match | TRUE | FALSE | 1 | None | None | Non-Condensing | Single-Stage | 15000 | 9750 |  |  | 57 | 57 | Federally-Regulated Consumer Product | 2000-06-29 |  | 2019-06-06
CFM Majestic, Inc. ( Purchased by Monessen Hearth Systems Company 7/25/2008) | Northern Flame by Majestic | DR333TN | Direct Vent Gravity Type Wall | Natural Gas | No Match | TRUE | FALSE | 1 | None | None | Non-Condensing | Single-Stage | 20000 | 14000 |  |  | 66 | 63 | Federally-Regulated Consumer Product | 1997-11-20 |  | 2019-06-06
CFM Majestic, Inc. ( Purchased by Monessen Hearth Systems Company 7/25/2008) | Insta-Flame | DV40RP | Direct Vent Gravity Type Wall | LPG | No Match | TRUE | FALSE | 1 | None | None | Non-Condensing | Single-Stage | 25000 | 17500 |  |  | 68.6 | 63 | Federally-Regulated Consumer Product | 1997-11-20 |  | 2019-06-06
CFM Majestic, Inc. ( Purchased by Monessen Hearth Systems Company 7/25/2008) | Northern Flame by Majestic | AB132RP | Vented Gravity Type Wall Furna | LPG | No Match | TRUE | FALSE | 1 | None | None | Non-Condensing | Single-Stage | 30000 | 21000 |  |  | 66 | 64 | Federally-Regulated Consumer Product | 1997-11-20 |  | 2019-06-06
CFM Majestic, Inc. ( Purchased by Monessen Hearth Systems Company 7/25/2008) | Northern Flame by Majestic | D222R-MH | Direct Vent Gravity Type Wall | Natural Gas | No Match | TRUE | FALSE | 1 | None | None | Non-Condensing | Single-Stage | 30000 | 22500 |  |  | 65 | 64 | Federally-Regulated Consumer Product | 1998-03-31 |  | 2019-06-06
CFM Majestic, Inc. ( Purchased by Monessen Hearth Systems Company 7/25/2008) | Insta-Flame by Majestic | FS32RP | Vented Gravity Type Wall Furna | LPG | No Match | TRUE | FALSE | 1 | None | None | Non-Condensing | Single-Stage | 30000 | 21000 |  |  | 64 | 64 | Federally-Regulated Consumer Product | 1997-11-20 |  | 2019-06-06
CFM Majestic, Inc. ( Purchased by Monessen Hearth Systems Company 7/25/2008) | Insta-Flame by Majestic | DV360RN | Gravity Type Vented Room Heate | Natural Gas | No Match | TRUE | FALSE | 1 | None | None | Non-Condensing | Single-Stage | 30000 | 21000 |  |  | 64 | 64 | Federally-Regulated Consumer Product | 2000-10-26 |  | 2019-06-06
CFM Majestic, Inc. ( Purchased by Monessen Hearth Systems Company 7/25/2008) | Insta-Flame by Majestic | 33XDVEN | Gravity Type Vented Room Heate | Natural Gas | Luminous | FALSE | FALSE | 1 | None | None | Non-Condensing | Single-Stage | 21500 | 15050 | 0 | 0 | 65 | 63 | Federally-Regulated Consumer Product | 2005-09-29 |  | 2019-06-06
CFM Majestic, Inc. ( Purchased by Monessen Hearth Systems Company 7/25/2008) | Insta-Flame by Majestic | FSDV32TN | Direct Vent Gravity Type Wall | Natural Gas | No Match | TRUE | FALSE | 1 | None | None | Non-Condensing | Single-Stage | 30000 | 21000 |  |  | 65 | 64 | Federally-Regulated Consumer Product | 1997-11-20 |  | 2019-06-06
CFM Majestic, Inc. ( Purchased by Monessen Hearth Systems Company 7/25/2008) | Insta-Flame by Majestic | DVR39TN | Direct Vent Gravity Type Wall | Natural Gas | No Match | TRUE | FALSE | 1 | None | None | Non-Condensing | Single-Stage | 30000 | 21000 |  |  | 66 | 64 | Federally-Regulated Consumer Product | 1997-11-20 |  | 2019-06-06
CFM Majestic, Inc. ( Purchased by Monessen Hearth Systems Company 7/25/2008) | Insta-Flame by Majestic | FSDV22R-MH | Direct Vent Gravity Type Wall | Natural Gas | No Match | TRUE | FALSE | 1 | None | None | Non-Condensing | Single-Stage | 30000 | 22500 |  |  | 65 | 64 | Federally-Regulated Consumer Product | 1998-03-31 |  | 2019-06-06
CFM Majestic, Inc. ( Purchased by Monessen Hearth Systems Company 7/25/2008) | Burns & How | BHDTRN | Gravity Type Vented Room Heate | Natural Gas | No Match | TRUE | FALSE | 1 | None | None | Non-Condensing | Single-Stage | 18000 | 12600 |  |  | 58 | 57 | Federally-Regulated Consumer Product | 1999-07-20 |  | 2019-06-06
CFM Majestic, Inc. ( Purchased by Monessen Hearth Systems Company 7/25/2008) | Insta-Flame by Majestic | RFS42TP | Vented Gravity Type Wall Furna | LPG | No Match | TRUE | FALSE | 1 | None | None | Non-Condensing | Single-Stage | 37000 | 25900 |  |  | 64 | 64 | Federally-Regulated Consumer Product | 1998-11-10 |  | 2019-06-06
CFM Majestic, Inc. ( Purchased by Monessen Hearth Systems Company 7/25/2008) | Insta-Flame | FSDV30RP | Direct Vent Gravity Type Wall | LPG | No Match | TRUE | FALSE | 1 | None | None | Non-Condensing | Single-Stage | 21000 | 14700 |  |  | 69.8 | 63 | Federally-Regulated Consumer Product | 1997-11-20 |  | 2019-06-06
CFM Majestic, Inc. ( Purchased by Monessen Hearth Systems Company 7/25/2008) | Insta-Flame by Majestic | RHEDV42TP | Direct Vent Gravity Type Wall | LPG | No Match | TRUE | FALSE | 1 | None | None | Non-Condensing | Single-Stage | 35000 | 24500 |  |  | 66 | 64 | Federally-Regulated Consumer Product | 1998-11-10 |  | 2019-06-06
CFM Majestic, Inc. ( Purchased by Monessen Hearth Systems Company 7/25/2008) | Insta-Flame by Majestic | 360DVSLRN | Gravity Type Vented Room Heate | Natural Gas | No Match | TRUE | FALSE | 1 | None | None | Non-Condensing | Single-Stage | 38000 | 29260 |  |  | 75 | 64 | Federally-Regulated Consumer Product | 2000-06-29 |  | 2019-06-06
CFM Majestic, Inc. ( Purchased by Monessen Hearth Systems Company 7/25/2008) | Insta-Flame by Majestic | DVRSLFN | Direct Vent Gravity Type Wall | Natural Gas | No Match | TRUE | FALSE | 1 | None | None | Non-Condensing | Single-Stage | 30000 | 21000 |  |  | 67 | 64 | Federally-Regulated Consumer Product | 1997-11-20 |  | 2019-06-06
CFM Majestic, Inc. ( Purchased by Monessen Hearth Systems Company 7/25/2008) | Insta-Flame by Majestic | 43BDVTEN | Gravity Type Vented Room Heate | Natural Gas | No Match | TRUE | FALSE | 1 | None | None | Non-Condensing | Single-Stage | 25000 | 17500 |  |  | 63 | 63 | Federally-Regulated Consumer Product | 1999-04-15 |  | 2019-06-06
CFM Majestic, Inc. ( Purchased by Monessen Hearth Systems Company 7/25/2008) | Insta-Flame by Majestic | HEB32TN | Vented Gravity Type Wall Furna | Natural Gas | No Match | TRUE | FALSE | 1 | None | None | Non-Condensing | Single-Stage | 30000 | 21000 |  |  | 66 | 64 | Federally-Regulated Consumer Product | 1997-11-20 |  | 2019-06-06
CFM Majestic, Inc. ( Purchased by Monessen Hearth Systems Company 7/25/2008) | Insta-Flame by Majestic | RFSDV34RFN | Gravity Type Vented Room Heate | Natural Gas | No Match | TRUE | FALSE | 1 | None | None | Non-Condensing | Single-Stage | 30000 | 21600 |  |  | 70 | 64 | Federally-Regulated Consumer Product | 2001-09-28 |  | 2019-06-06
CFM Majestic, Inc. ( Purchased by Monessen Hearth Systems Company 7/25/2008) | Insta-Flame by Majestic | RFSDV32RN | Direct Vent Gravity Type Wall | Natural Gas | No Match | TRUE | FALSE | 1 | None | None | Non-Condensing | Single-Stage | 30000 | 21000 |  |  | 65 | 64 | Federally-Regulated Consumer Product | 1998-11-10 |  | 2019-06-06
CFM Majestic, Inc. ( Purchased by Monessen Hearth Systems Company 7/25/2008) | Insta-Flame by Majestic | FS22RP | Vented Gravity Type Wall Furna | LPG | No Match | TRUE | FALSE | 1 | None | None | Non-Condensing | Single-Stage | 30000 | 21000 |  |  | 64 | 64 | Federally-Regulated Consumer Product | 1997-11-20 |  | 2019-06-06
CFM Majestic, Inc. ( Purchased by Monessen Hearth Systems Company 7/25/2008) | Northern Flame | DVRT339RFN | Gravity Type Vented Room Heate | Natural Gas | No Match | TRUE | FALSE | 1 | None | None | Non-Condensing | Single-Stage | 30000 | 21000 |  |  | 64 | 64 | Federally-Regulated Consumer Product | 2000-06-29 |  | 2019-06-06
CFM Majestic, Inc. ( Purchased by Monessen Hearth Systems Company 7/25/2008) | Insta-Flame by Majestic | FSDV32R-MH | Direct Vent Gravity Type Wall | Natural Gas | No Match | TRUE | FALSE | 1 | None | None | Non-Condensing | Single-Stage | 30000 | 22500 |  |  | 65 | 64 | Federally-Regulated Consumer Product | 1998-03-31 |  | 2019-06-06
CFM Majestic, Inc. ( Purchased by Monessen Hearth Systems Company 7/25/2008) | Northern Flame | DVRT339EN | Gravity Type Vented Room Heate | Natural Gas | No Match | FALSE | FALSE | 1 | None | None | Non-Condensing | Single-Stage | 30000 | 21000 |  |  | 64 | 64 | Federally-Regulated Consumer Product | 2001-09-28 |  | 2019-06-06
CFM Majestic, Inc. ( Purchased by Monessen Hearth Systems Company 7/25/2008) | Northern Flame | DVRT339RN | Gravity Type Vented Room Heate | Natural Gas | No Match | TRUE | FALSE | 1 | None | None | Non-Condensing | Single-Stage | 30000 | 21000 |  |  | 64 | 64 | Federally-Regulated Consumer Product | 2000-06-29 |  | 2019-06-06
CFM Majestic, Inc. ( Purchased by Monessen Hearth Systems Company 7/25/2008) | Insta-Flame | DV32TP | Direct Vent Gravity Type Wall | LPG | No Match | TRUE | FALSE | 1 | None | None | Non-Condensing | Single-Stage | 18000 | 12600 |  |  | 63.4 | 62 | Federally-Regulated Consumer Product | 1997-11-20 |  | 2019-06-06
CFM Majestic, Inc. ( Purchased by Monessen Hearth Systems Company 7/25/2008) | Insta-Flame by Majestic | HEB42RN | Vented Gravity Type Wall Furna | Natural Gas | No Match | TRUE | FALSE | 1 | None | None | Non-Condensing | Single-Stage | 40000 | 28000 |  |  | 66 | 64 | Federally-Regulated Consumer Product | 1997-11-20 |  | 2019-06-06
CFM Majestic, Inc. ( Purchased by Monessen Hearth Systems Company 7/25/2008) | Northern Flame | AB130MP | Vented Gravity Type Wall Furna | LPG | No Match | TRUE | FALSE | 1 | None | None | Non-Condensing | Single-Stage | 21000 | 14700 |  |  | 64.2 | 63 | Federally-Regulated Consumer Product | 1997-11-20 |  | 2019-06-06
CFM Majestic, Inc. ( Purchased by Monessen Hearth Systems Company 7/25/2008) | Northern Flame | DVRT336RN | Gravity Type Vented Room Heate | Natural Gas | No Match | TRUE | FALSE | 1 | None | None | Non-Condensing | Single-Stage | 25000 | 17500 |  |  | 63 | 63 | Federally-Regulated Consumer Product | 2000-06-29 |  | 2019-06-06
CFM Majestic, Inc. ( Purchased by Monessen Hearth Systems Company 7/25/2008) | Insta-Flame by Majestic | HE32MP | Vented Gravity Type Wall Furna | LPG | No Match | TRUE | FALSE | 1 | None | None | Non-Condensing | Single-Stage | 30000 | 21000 |  |  | 66 | 64 | Federally-Regulated Consumer Product | 1997-11-20 |  | 2019-06-06
CFM Majestic, Inc. ( Purchased by Monessen Hearth Systems Company 7/25/2008) | Insta-Flame by Majestic | DVR39RN | Direct Vent Gravity Type Wall | Natural Gas | No Match | TRUE | FALSE | 1 | None | None | Non-Condensing | Single-Stage | 30000 | 21000 |  |  | 66 | 64 | Federally-Regulated Consumer Product | 1997-11-20 |  | 2019-06-06
CFM Majestic, Inc. ( Purchased by Monessen Hearth Systems Company 7/25/2008) | Insta-Flame by Majestic | FS42RN | Vented Gravity Type Wall Furna | Natural Gas | No Match | TRUE | FALSE | 1 | None | None | Non-Condensing | Single-Stage | 40000 | 28000 |  |  | 64 | 64 | Federally-Regulated Consumer Product | 1997-11-20 |  | 2019-06-06
CFM Majestic, Inc. ( Purchased by Monessen Hearth Systems Company 7/25/2008) | Insta-Flame by Majestic | DV360RFP | Gravity Type Vented Room Heate | LPG | No Match | TRUE | FALSE | 1 | None | None | Non-Condensing | Single-Stage | 30000 | 21000 |  |  | 64 | 64 | Federally-Regulated Consumer Product | 2000-10-26 |  | 2019-06-06
CFM Majestic, Inc. ( Purchased by Monessen Hearth Systems Company 7/25/2008) | Insta-Flame by Majestic | 36BDVTRP | Gravity Type Vented Room Heate | LPG | No Match | TRUE | FALSE | 1 | None | None | Non-Condensing | Single-Stage | 18000 | 12600 |  |  | 58 | 57 | Federally-Regulated Consumer Product | 1999-04-15 |  | 2019-06-06
CFM Majestic, Inc. ( Purchased by Monessen Hearth Systems Company 7/25/2008) | Insta-Flame by Majestic | DVT36TN | Direct Vent Gravity Type Wall | Natural Gas | No Match | TRUE | FALSE | 1 | None | None | Non-Condensing | Single-Stage | 25000 | 17500 |  |  | 66 | 63 | Federally-Regulated Consumer Product | 1997-11-20 |  | 2019-06-06
CFM Majestic, Inc. ( Purchased by Monessen Hearth Systems Company 7/25/2008) | Majestic | GE330N | Direct Vent Gravity Type Wall | Natural Gas | No Match | TRUE | FALSE | 1 | None | None | Non-Condensing | Single-Stage | 19000 | 14500 |  |  | 67 | 62 | Federally-Regulated Consumer Product | 1995-11-17 |  | 2019-06-06
CFM Majestic, Inc. ( Purchased by Monessen Hearth Systems Company 7/25/2008) | Insta-Flame | HEB30TP | Vented Gravity Type Wall Furna | LPG | No Match | TRUE | FALSE | 1 | None | None | Non-Condensing | Single-Stage | 21000 | 14700 |  |  | 64.2 | 63 | Federally-Regulated Consumer Product | 1997-11-20 |  | 2019-06-06
CFM Majestic, Inc. ( Purchased by Monessen Hearth Systems Company 7/25/2008) | Insta-Flame by Majestic | RHEDV25TN | Direct Vent Gravity Type Wall | Natural Gas | No Match | TRUE | FALSE | 1 | None | None | Non-Condensing | Single-Stage | 22000 | 15400 |  |  | 66 | 63 | Federally-Regulated Consumer Product | 1998-11-10 |  | 2019-06-06
CFM Majestic, Inc. ( Purchased by Monessen Hearth Systems Company 7/25/2008) | Insta-Flame by Majestic | LHERDV30RFN | Gravity Type Vented Room Heate | Natural Gas | Luminous | TRUE | FALSE | 1 | None | None | Non-Condensing | Single-Stage | 30000 | 21000 | 0 | 0 | 65 | 64 | Federally-Regulated Consumer Product | 2005-09-29 |  | 2019-06-06
CFM Majestic, Inc. ( Purchased by Monessen Hearth Systems Company 7/25/2008) | Insta-Flame by Majestic | 360DVS3RP | Gravity Type Vented Room Heate | LPG | No Match | TRUE | FALSE | 1 | None | None | Non-Condensing | Single-Stage | 38000 | 29260 |  |  | 75 | 64 | Federally-Regulated Consumer Product | 2000-06-29 |  | 2019-06-06
CFM Majestic, Inc. ( Purchased by Monessen Hearth Systems Company 7/25/2008) | Insta-Flame by Majestic | LHECDV30RN | Gravity Type Vented Room Heate | Natural Gas | Luminous | TRUE | FALSE | 1 | None | None | Non-Condensing | Single-Stage | 30000 | 21000 | 0 | 0 | 66 | 64 | Federally-Regulated Consumer Product | 2005-09-29 |  | 2019-06-06
CFM Majestic, Inc. ( Purchased by Monessen Hearth Systems Company 7/25/2008) | Insta-Flame | DVS2RN | Direct Vent Gravity Type Wall | Natural Gas | No Match | TRUE | FALSE | 1 | None | None | Non-Condensing | Single-Stage | 30000 | 21000 |  |  | 66.2 | 64 | Federally-Regulated Consumer Product | 1997-11-20 |  | 2019-06-06
CFM Majestic, Inc. ( Purchased by Monessen Hearth Systems Company 7/25/2008) | Insta-Flame by Majestic | 33BDVTEP | Gravity Type Vented Room Heate | LPG | No Match | TRUE | FALSE | 1 | None | None | Non-Condensing | Single-Stage | 15000 | 9750 |  |  | 57 | 57 | Federally-Regulated Consumer Product | 2000-06-29 |  | 2019-06-06
CFM Majestic, Inc. ( Purchased by Monessen Hearth Systems Company 7/25/2008) | Insta-Flame by Majestic | HEB32MP | Vented Gravity Type Wall Furna | LPG | No Match | TRUE | FALSE | 1 | None | None | Non-Condensing | Single-Stage | 30000 | 21000 |  |  | 66 | 64 | Federally-Regulated Consumer Product | 1997-11-20 |  | 2019-06-06
CFM Majestic, Inc. ( Purchased by Monessen Hearth Systems Company 7/25/2008) | Insta-Flame by Majestic | 36BDVTRN | Gravity Type Vented Room Heate | Natural Gas | No Match | TRUE | FALSE | 1 | None | None | Non-Condensing | Single-Stage | 18000 | 12600 |  |  | 58 | 57 | Federally-Regulated Consumer Product | 1999-04-15 |  | 2019-06-06
CFM Majestic, Inc. ( Purchased by Monessen Hearth Systems Company 7/25/2008) | Northern Flame | A130MP | Vented Gravity Type Wall Furna | LPG | No Match | TRUE | FALSE | 1 | None | None | Non-Condensing | Single-Stage | 21000 | 14000 |  |  | 64 | 63 | Federally-Regulated Consumer Product | 1997-11-20 |  | 2019-06-06
CFM Majestic, Inc. ( Purchased by Monessen Hearth Systems Company 7/25/2008) | Northern Flame | AB130RP | Vented Gravity Type Wall Furna | LPG | No Match | TRUE | FALSE | 1 | None | None | Non-Condensing | Single-Stage | 21000 | 14700 |  |  | 64.2 | 63 | Federally-Regulated Consumer Product | 1997-11-20 |  | 2019-06-06
CFM Majestic, Inc. ( Purchased by Monessen Hearth Systems Company 7/25/2008) | Northern Flame | D334MP | Direct Vent Gravity Type Wall | LPG | No Match | TRUE | FALSE | 1 | None | None | Non-Condensing | Single-Stage | 21000 | 14700 |  |  | 63 | 63 | Federally-Regulated Consumer Product | 1997-11-20 |  | 2019-06-06
CFM Majestic, Inc. ( Purchased by Monessen Hearth Systems Company 7/25/2008) | Insta-Flame by Majestic | RFSDV32RMH | Gravity Type Vented Room Heate | Natural Gas | No Match | TRUE | FALSE | 1 | None | None | Non-Condensing | Single-Stage | 30000 | 21000 |  |  | 65 | 64 | Federally-Regulated Consumer Product | 2001-09-28 |  | 2019-06-06
CFM Majestic, Inc. ( Purchased by Monessen Hearth Systems Company 7/25/2008) | Insta-Flame by Majestic | DVRT36RN | Gravity Type Vented Room Heate | Natural Gas | No Match | TRUE | FALSE | 1 | None | None | Non-Condensing | Single-Stage | 25000 | 17500 |  |  | 63 | 63 | Federally-Regulated Consumer Product | 2000-06-29 |  | 2019-06-06
CFM Majestic, Inc. ( Purchased by Monessen Hearth Systems Company 7/25/2008) | Insta-Flame | FS30RP | Gravity Type Vented Room Heate | LPG | No Match | TRUE | FALSE | 1 | None | None | Non-Condensing | Single-Stage | 21000 | 14700 |  |  | 64.7 | 63 | Federally-Regulated Consumer Product | 1997-11-20 |  | 2019-06-06
CFM Majestic, Inc. ( Purchased by Monessen Hearth Systems Company 7/25/2008) | Insta-Flame by Majestic | 360DVS2EN | Gravity Type Vented Room Heate | Natural Gas | No Match | FALSE | FALSE | 1 | None | None | Non-Condensing | Single-Stage | 38000 | 29260 |  |  | 75 | 64 | Federally-Regulated Consumer Product | 2001-09-28 |  | 2019-06-06
CFM Majestic, Inc. ( Purchased by Monessen Hearth Systems Company 7/25/2008) | Northern Flame by Majestic | A132RP | Vented Gravity Type Wall Furna | LPG | No Match | TRUE | FALSE | 1 | None | None | Non-Condensing | Single-Stage | 30000 | 21000 |  |  | 66 | 64 | Federally-Regulated Consumer Product | 1997-11-20 |  | 2019-06-06
CFM Majestic, Inc. ( Purchased by Monessen Hearth Systems Company 7/25/2008) | Insta-Flame by Majestic | DVRTSBRP | Gravity Type Vented Room Heate | LPG | No Match | TRUE | FALSE | 1 | None | None | Non-Condensing | Single-Stage | 30000 | 20500 |  |  | 64 | 64 | Federally-Regulated Consumer Product | 2001-09-28 |  | 2019-06-06
CFM Majestic, Inc. ( Purchased by Monessen Hearth Systems Company 7/25/2008) | Insta-Flame by Majestic | 33BDVRRP | Gravity Type Vented Room Heate | LPG | No Match | TRUE | FALSE | 1 | None | None | Non-Condensing | Single-Stage | 15000 | 10500 |  |  | 57 | 57 | Federally-Regulated Consumer Product | 1999-04-15 |  | 2019-06-06
CFM Majestic, Inc. ( Purchased by Monessen Hearth Systems Company 7/25/2008) | Insta-Flame by Majestic | DV580RN | Gravity Type Vented Room Heate | Natural Gas | No Match | TRUE | FALSE | 1 | None | None | Non-Condensing | Single-Stage | 38000 | 26600 |  |  | 64 | 64 | Federally-Regulated Consumer Product | 2000-10-26 |  | 2019-06-06
CFM Majestic, Inc. ( Purchased by Monessen Hearth Systems Company 7/25/2008) | Insta-Flame by Majestic | RHE32RP | Vented Gravity Type Wall Furna | LPG | No Match | TRUE | FALSE | 1 | None | None | Non-Condensing | Single-Stage | 30000 | 21000 |  |  | 66 | 64 | Federally-Regulated Consumer Product | 1998-11-10 |  | 2019-06-06
CFM Majestic, Inc. ( Purchased by Monessen Hearth Systems Company 7/25/2008) | Insta-Flame by Majestic | 33BDVTEN | Gravity Type Vented Room Heate | Natural Gas | No Match | TRUE | FALSE | 1 | None | None | Non-Condensing | Single-Stage | 15000 | 9750 |  |  | 57 | 57 | Federally-Regulated Consumer Product | 2000-06-29 |  | 2019-06-06
CFM Majestic, Inc. ( Purchased by Monessen Hearth Systems Company 7/25/2008) | Northern Flame by Majestic | A132RN | Vented Gravity Type Wall Furna | Natural Gas | No Match | TRUE | FALSE | 1 | None | None | Non-Condensing | Single-Stage | 30000 | 21000 |  |  | 66 | 64 | Federally-Regulated Consumer Product | 1997-11-20 |  | 2019-06-06
CFM Majestic, Inc. ( Purchased by Monessen Hearth Systems Company 7/25/2008) | Insta-Flame by Majestic | 36BDVTEN | Gravity Type Vented Room Heate | Natural Gas | No Match | TRUE | FALSE | 1 | None | None | Non-Condensing | Single-Stage | 18000 | 12600 |  |  | 58 | 57 | Federally-Regulated Consumer Product | 1999-04-15 |  | 2019-06-06
CFM Majestic, Inc. ( Purchased by Monessen Hearth Systems Company 7/25/2008) | Insta-Flame by Majestic | 33XDVEP | Gravity Type Vented Room Heate | LPG | Luminous | FALSE | FALSE | 1 | None | None | Non-Condensing | Single-Stage | 21500 | 15050 | 0 | 0 | 65 | 63 | Federally-Regulated Consumer Product | 2005-09-29 |  | 2019-06-06
CFM Majestic, Inc. ( Purchased by Monessen Hearth Systems Company 7/25/2008) | Insta-Flame by Majestic | RHE32TN | Vented Gravity Type Wall Furna | Natural Gas | No Match | TRUE | FALSE | 1 | None | None | Non-Condensing | Single-Stage | 30000 | 21000 |  |  | 66 | 64 | Federally-Regulated Consumer Product | 1998-11-10 |  | 2019-06-06
CFM Majestic, Inc. ( Purchased by Monessen Hearth Systems Company 7/25/2008) | Insta-Flame by Majestic | HE25RP | Gravity Type Vented Room Heate | LPG | No Match | TRUE | FALSE | 1 | None | None | Non-Condensing | Single-Stage | 20000 | 14000 |  |  | 58 | 58 | Federally-Regulated Consumer Product | 1997-11-20 |  | 2019-06-06
CFM Majestic, Inc. ( Purchased by Monessen Hearth Systems Company 7/25/2008) | Majestic | GE336N | Direct Vent Gravity Type Wall | Natural Gas | No Match | TRUE | FALSE | 1 | None | None | Non-Condensing | Single-Stage | 25000 | 18500 |  |  | 66.4 | 63 | Federally-Regulated Consumer Product | 1995-11-17 |  | 2019-06-06
CFM Majestic, Inc. ( Purchased by Monessen Hearth Systems Company 7/25/2008) | Insta-Flame | DV34RP | Direct Vent Gravity Type Wall | LPG | No Match | TRUE | FALSE | 1 | None | None | Non-Condensing | Single-Stage | 21000 | 14700 |  |  | 63 | 63 | Federally-Regulated Consumer Product | 1997-11-20 |  | 2019-06-06
CFM Majestic, Inc. ( Purchased by Monessen Hearth Systems Company 7/25/2008) | Insta-Flame by Majestic | FSDV32TP | Direct Vent Gravity Type Wall | LPG | No Match | TRUE | FALSE | 1 | None | None | Non-Condensing | Single-Stage | 30000 | 21000 |  |  | 65 | 64 | Federally-Regulated Consumer Product | 1997-11-20 |  | 2019-06-06
CFM Majestic, Inc. ( Purchased by Monessen Hearth Systems Company 7/25/2008) | Insta-Flame by Majestic | 360DVS2RP | Gravity Type Vented Room Heate | LPG | No Match | TRUE | FALSE | 1 | None | None | Non-Condensing | Single-Stage | 38000 | 29260 |  |  | 75 | 64 | Federally-Regulated Consumer Product | 2000-06-29 |  | 2019-06-06
CFM Majestic, Inc. ( Purchased by Monessen Hearth Systems Company 7/25/2008) | Northern Flame | A120TP | Gravity Type Vented Room Heate | LPG | No Match | TRUE | FALSE | 1 | None | None | Non-Condensing | Single-Stage | 17000 | 11900 |  |  | 63.1 | 57 | Federally-Regulated Consumer Product | 1997-11-20 |  | 2019-06-06
CFM Majestic, Inc. ( Purchased by Monessen Hearth Systems Company 7/25/2008) | Insta-Flame by Majestic | DVR33TN | Direct Vent Gravity Type Wall | Natural Gas | No Match | TRUE | FALSE | 1 | None | None | Non-Condensing | Single-Stage | 20000 | 14000 |  |  | 66 | 63 | Federally-Regulated Consumer Product | 1997-11-20 |  | 2019-06-06
CFM Majestic, Inc. ( Purchased by Monessen Hearth Systems Company 7/25/2008) | Insta-Flame by Majestic | LHECDV20RFP | Gravity Type Vented Room Heate | LPG | Luminous | TRUE | FALSE | 1 | None | None | Non-Condensing | Single-Stage | 20000 | 14000 | 0 | 0 | 65 | 58 | Federally-Regulated Consumer Product | 2005-09-29 |  | 2019-06-06
CFM Majestic, Inc. ( Purchased by Monessen Hearth Systems Company 7/25/2008) | Northern Flame by Majestic | DR336TN | Direct Vent Gravity Type Wall | Natural Gas | No Match | TRUE | FALSE | 1 | None | None | Non-Condensing | Single-Stage | 25000 | 17500 |  |  | 66 | 63 | Federally-Regulated Consumer Product | 1997-11-20 |  | 2019-06-06
CFM Majestic, Inc. ( Purchased by Monessen Hearth Systems Company 7/25/2008) | Insta-Flame by Majestic | RFS32RN | Vented Gravity Type Wall Furna | Natural Gas | No Match | TRUE | FALSE | 1 | None | None | Non-Condensing | Single-Stage | 30000 | 21000 |  |  | 64 | 64 | Federally-Regulated Consumer Product | 1998-11-10 |  | 2019-06-06
CFM Majestic, Inc. ( Purchased by Monessen Hearth Systems Company 7/25/2008) | Insta-Flame by Majestic | 43LDVTEP | Gravity Type Vented Room Heate | LPG | Luminous | FALSE | FALSE | 1 | None | None | Non-Condensing | Single-Stage | 24000 | 16800 | 0 | 0 | 63 | 63 | Federally-Regulated Consumer Product | 2005-09-29 |  | 2019-06-06
CFM Majestic, Inc. ( Purchased by Monessen Hearth Systems Company 7/25/2008) | Insta-Flame by Majestic | LHECDV30RFP | Gravity Type Vented Room Heate | LPG | Luminous | TRUE | FALSE | 1 | None | None | Non-Condensing | Single-Stage | 30000 | 21000 | 0 | 0 | 66 | 64 | Federally-Regulated Consumer Product | 2005-09-29 |  | 2019-06-06
CFM Majestic, Inc. ( Purchased by Monessen Hearth Systems Company 7/25/2008) | Insta-Flame by Majestic | 33LDVTRP | Gravity Type Vented Room Heate | LPG | Luminous | TRUE | FALSE | 1 | None | None | Non-Condensing | Single-Stage | 16000 | 11200 | 0 | 0 | 58 | 57 | Federally-Regulated Consumer Product | 2005-09-29 |  | 2019-06-06
CFM Majestic, Inc. ( Purchased by Monessen Hearth Systems Company 7/25/2008) | Insta-Flame by Majestic | LHEC20RN | Gravity Type Vented Room Heate | Natural Gas | Luminous | TRUE | FALSE | 1 | None | None | Non-Condensing | Single-Stage | 20000 | 14000 | 0 | 0 | 60 | 58 | Federally-Regulated Consumer Product | 2005-09-29 |  | 2019-06-06
CFM Majestic, Inc. ( Purchased by Monessen Hearth Systems Company 7/25/2008) | Insta-Flame by Majestic | LHER20RFP | Gravity Type Vented Room Heate | LPG | Luminous | TRUE | FALSE | 1 | None | None | Non-Condensing | Single-Stage | 20000 | 14000 | 0 | 0 | 59 | 58 | Federally-Regulated Consumer Product | 2005-09-29 |  | 2019-06-06
CFM Majestic, Inc. ( Purchased by Monessen Hearth Systems Company 7/25/2008) | Insta-Flame by Majestic | LHER30EP | Gravity Type Vented Room Heate | LPG | Luminous | FALSE | FALSE | 1 | None | None | Non-Condensing | Single-Stage | 30000 | 21000 | 0 | 0 | 64 | 64 | Federally-Regulated Consumer Product | 2005-09-29 |  | 2019-06-06
CFM Majestic, Inc. ( Purchased by Monessen Hearth Systems Company 7/25/2008) | Insta-Flame by Majestic | 33BDVTRP | Gravity Type Vented Room Heate | LPG | No Match | TRUE | FALSE | 1 | None | None | Non-Condensing | Single-Stage | 15000 | 9750 |  |  | 57 | 57 | Federally-Regulated Consumer Product | 2000-06-29 |  | 2019-06-06
CFM Majestic, Inc. ( Purchased by Monessen Hearth Systems Company 7/25/2008) | Insta-Flame by Majestic | DVRSRRN | Direct Vent Gravity Type Wall | Natural Gas | No Match | TRUE | FALSE | 1 | None | None | Non-Condensing | Single-Stage | 30000 | 21000 |  |  | 67 | 64 | Federally-Regulated Consumer Product | 1997-11-20 |  | 2019-06-06
CFM Majestic, Inc. ( Purchased by Monessen Hearth Systems Company 7/25/2008) | Insta-Flame by Majestic | RFS22TP | Vented Gravity Type Wall Furna | LPG | No Match | TRUE | FALSE | 1 | None | None | Non-Condensing | Single-Stage | 30000 | 21000 |  |  | 64 | 64 | Federally-Regulated Consumer Product | 1998-11-10 |  | 2019-06-06
CFM Majestic, Inc. ( Purchased by Monessen Hearth Systems Company 7/25/2008) | Insta-Flame by Majestic | FS22TN | Vented Gravity Type Wall Furna | Natural Gas | No Match | TRUE | FALSE | 1 | None | None | Non-Condensing | Single-Stage | 30000 | 21000 |  |  | 64 | 64 | Federally-Regulated Consumer Product | 1997-11-20 |  | 2019-06-06
CFM Majestic, Inc. ( Purchased by Monessen Hearth Systems Company 7/25/2008) | Insta-Flame by Majestic | RFS34RP | Vented Gravity Type Wall Furna | LPG | No Match | TRUE | FALSE | 1 | None | None | Non-Condensing | Single-Stage | 30000 | 21300 |  |  | 69 | 64 | Federally-Regulated Consumer Product | 1999-04-15 |  | 2019-06-06
CFM Majestic, Inc. ( Purchased by Monessen Hearth Systems Company 7/25/2008) | Insta-Flame by Majestic | RFSDV34TN | Gravity Type Vented Room Heate | Natural Gas | No Match | TRUE | FALSE | 1 | None | None | Non-Condensing | Single-Stage | 30000 | 21600 |  |  | 70 | 64 | Federally-Regulated Consumer Product | 2001-09-28 |  | 2019-06-06
CFM Majestic, Inc. ( Purchased by Monessen Hearth Systems Company 7/25/2008) | Insta-Flame by Majestic | DVRTSBEP | Gravity Type Vented Room Heate | LPG | No Match | FALSE | FALSE | 1 | None | None | Non-Condensing | Single-Stage | 30000 | 20500 |  |  | 64 | 64 | Federally-Regulated Consumer Product | 2001-10-25 |  | 2019-06-06
CFM Majestic, Inc. ( Purchased by Monessen Hearth Systems Company 7/25/2008) | Insta-Flame by Majestic | RFS32TN | Vented Gravity Type Wall Furna | Natural Gas | No Match | TRUE | FALSE | 1 | None | None | Non-Condensing | Single-Stage | 30000 | 21000 |  |  | 64 | 64 | Federally-Regulated Consumer Product | 1998-11-10 |  | 2019-06-06
CFM Majestic, Inc. ( Purchased by Monessen Hearth Systems Company 7/25/2008) | Insta-Flame by Majestic | 39LDVTRP | Gravity Type Vented Room Heate | LPG | Luminous | TRUE | FALSE | 1 | None | None | Non-Condensing | Single-Stage | 22500 | 15750 | 0 | 0 | 63 | 63 | Federally-Regulated Consumer Product | 2005-09-29 |  | 2019-06-06
CFM Majestic, Inc. ( Purchased by Monessen Hearth Systems Company 7/25/2008) | Insta-Flame | FA20RN | Gravity Type Vented Room Heate | Natural Gas | No Match | TRUE | FALSE | 1 | None | None | Non-Condensing | Single-Stage | 20000 | 14000 |  |  | 63.1 | 58 | Federally-Regulated Consumer Product | 1997-11-20 |  | 2019-06-06
CFM Majestic, Inc. ( Purchased by Monessen Hearth Systems Company 7/25/2008) | Insta-Flame by Majestic | 36XDVRFP | Gravity Type Vented Room Heate | LPG | Luminous | TRUE | FALSE | 1 | None | None | Non-Condensing | Single-Stage | 27500 | 19250 | 0 | 0 | 64 | 64 | Federally-Regulated Consumer Product | 2005-09-29 |  | 2019-06-06
CFM Majestic, Inc. ( Purchased by Monessen Hearth Systems Company 7/25/2008) | Insta-Flame by Majestic | RFSDV32RP | Direct Vent Gravity Type Wall | LPG | No Match | TRUE | FALSE | 1 | None | None | Non-Condensing | Single-Stage | 30000 | 21000 |  |  | 65 | 64 | Federally-Regulated Consumer Product | 1998-11-10 |  | 2019-06-06
CFM Majestic, Inc. ( Purchased by Monessen Hearth Systems Company 7/25/2008) | Northern Flame by Majestic | DR336R-MH | Direct Vent Gravity Type Wall | Natural Gas | No Match | TRUE | FALSE | 1 | None | None | Non-Condensing | Single-Stage | 25000 | 18000 |  |  | 66 | 63 | Federally-Regulated Consumer Product | 1998-03-31 |  | 2019-06-06
CFM Majestic, Inc. ( Purchased by Monessen Hearth Systems Company 7/25/2008) | Insta-Flame | DV40RMH | Direct Vent Gravity Type Wall | Natural Gas | No Match | TRUE | FALSE | 1 | None | None | Non-Condensing | Single-Stage | 35000 | 24500 |  |  | 68.6 | 64 | Federally-Regulated Consumer Product | 1997-11-20 |  | 2019-06-06
CFM Majestic, Inc. ( Purchased by Monessen Hearth Systems Company 7/25/2008) | Insta-Flame by Majestic | LHEC30RP | Gravity Type Vented Room Heate | LPG | Luminous | TRUE | FALSE | 1 | None | None | Non-Condensing | Single-Stage | 30000 | 21000 | 0 | 0 | 64 | 64 | Federally-Regulated Consumer Product | 2005-09-29 |  | 2019-06-06
CFM Majestic, Inc. ( Purchased by Monessen Hearth Systems Company 7/25/2008) | Insta-Flame | DVS3RP | Direct Vent Gravity Type Wall | LPG | No Match | TRUE | FALSE | 1 | None | None | Non-Condensing | Single-Stage | 25000 | 17500 |  |  | 64.1 | 63 | Federally-Regulated Consumer Product | 1997-11-20 |  | 2019-06-06
CFM Majestic, Inc. ( Purchased by Monessen Hearth Systems Company 7/25/2008) | Insta-Flame | DV40TP | Direct Vent Gravity Type Wall | LPG | No Match | TRUE | FALSE | 1 | None | None | Non-Condensing | Single-Stage | 25000 | 17500 |  |  | 68.6 | 63 | Federally-Regulated Consumer Product | 1997-11-20 |  | 2019-06-06
CFM Majestic, Inc. ( Purchased by Monessen Hearth Systems Company 7/25/2008) | Northern Flame by Majestic | A222TP | Vented Gravity Type Wall Furna | LPG | No Match | TRUE | FALSE | 1 | None | None | Non-Condensing | Single-Stage | 30000 | 21000 |  |  | 64 | 64 | Federally-Regulated Consumer Product | 1997-11-20 |  | 2019-06-06
CFM Majestic, Inc. ( Purchased by Monessen Hearth Systems Company 7/25/2008) | Insta-Flame by Majestic | LHER20RFN | Gravity Type Vented Room Heate | Natural Gas | Luminous | TRUE | FALSE | 1 | None | None | Non-Condensing | Single-Stage | 20000 | 14000 | 0 | 0 | 59 | 58 | Federally-Regulated Consumer Product | 2005-09-29 |  | 2019-06-06
CFM Majestic, Inc. ( Purchased by Monessen Hearth Systems Company 7/25/2008) | Northern Flame by Majestic | D132RP | Direct Vent Gravity Type Wall | LPG | No Match | TRUE | FALSE | 1 | None | None | Non-Condensing | Single-Stage | 27000 | 18900 |  |  | 66 | 63 | Federally-Regulated Consumer Product | 1997-11-20 |  | 2019-06-06
CFM Majestic, Inc. ( Purchased by Monessen Hearth Systems Company 7/25/2008) | Insta-Flame by Majestic | RHEDV32RP | Direct Vent Gravity Type Wall | LPG | No Match | TRUE | FALSE | 1 | None | None | Non-Condensing | Single-Stage | 27000 | 18900 |  |  | 66 | 63 | Federally-Regulated Consumer Product | 1998-11-10 |  | 2019-06-06
CFM Majestic, Inc. ( Purchased by Monessen Hearth Systems Company 7/25/2008) | Northern Flame | DVRT336RFP | Gravity Type Vented Room Heate | LPG | No Match | TRUE | FALSE | 1 | None | None | Non-Condensing | Single-Stage | 25000 | 17500 |  |  | 63 | 63 | Federally-Regulated Consumer Product | 2000-06-29 |  | 2019-06-06
CFM Majestic, Inc. ( Purchased by Monessen Hearth Systems Company 7/25/2008) | Insta-Flame | DV32RP | Direct Vent Gravity Type Wall | LPG | No Match | TRUE | FALSE | 1 | None | None | Non-Condensing | Single-Stage | 18000 | 12600 |  |  | 63.4 | 62 | Federally-Regulated Consumer Product | 1997-11-20 |  | 2019-06-06
CFM Majestic, Inc. ( Purchased by Monessen Hearth Systems Company 7/25/2008) | Northern Flame by Majestic | DT336RP | Direct Vent Gravity Type Wall | LPG | No Match | TRUE | FALSE | 1 | None | None | Non-Condensing | Single-Stage | 25000 | 17500 |  |  | 66 | 63 | Federally-Regulated Consumer Product | 1997-11-20 |  | 2019-06-06
CFM Majestic, Inc. ( Purchased by Monessen Hearth Systems Company 7/25/2008) | Insta-Flame by Majestic | DVRT43EP | Gravity Type Vented Room Heate | LPG | No Match | FALSE | FALSE | 1 | None | None | Non-Condensing | Single-Stage | 31500 | 22050 |  |  | 64 | 64 | Federally-Regulated Consumer Product | 2001-09-28 |  | 2019-06-06
CFM Majestic, Inc. ( Purchased by Monessen Hearth Systems Company 7/25/2008) | Insta-Flame by Majestic | LHECDV30RP | Gravity Type Vented Room Heate | LPG | Luminous | TRUE | FALSE | 1 | None | None | Non-Condensing | Single-Stage | 30000 | 21000 | 0 | 0 | 66 | 64 | Federally-Regulated Consumer Product | 2005-09-29 |  | 2019-06-06
CFM Majestic, Inc. ( Purchased by Monessen Hearth Systems Company 7/25/2008) | Insta-Flame by Majestic | RFSDV42RP | Direct Vent Gravity Type Wall | LPG | No Match | TRUE | FALSE | 1 | None | None | Non-Condensing | Single-Stage | 37000 | 25900 |  |  | 65 | 64 | Federally-Regulated Consumer Product | 1998-11-10 |  | 2019-06-06
CFM Majestic, Inc. ( Purchased by Monessen Hearth Systems Company 7/25/2008) | Insta-Flame by Majestic | DVRTSBRN | Gravity Type Vented Room Heate | Natural Gas | No Match | TRUE | FALSE | 1 | None | None | Non-Condensing | Single-Stage | 30000 | 20500 |  |  | 64 | 64 | Federally-Regulated Consumer Product | 2001-09-28 |  | 2019-06-06
CFM Majestic, Inc. ( Purchased by Monessen Hearth Systems Company 7/25/2008) | Northern Flame | D334MN | Direct Vent Gravity Type Wall | Natural Gas | No Match | TRUE | FALSE | 1 | None | None | Non-Condensing | Single-Stage | 23500 | 16450 |  |  | 63 | 63 | Federally-Regulated Consumer Product | 1997-11-20 |  | 2019-06-06
CFM Majestic, Inc. ( Purchased by Monessen Hearth Systems Company 7/25/2008) | Insta-Flame by Majestic | DV580RFP | Gravity Type Vented Room Heate | LPG | No Match | TRUE | FALSE | 1 | None | None | Non-Condensing | Single-Stage | 38000 | 26600 |  |  | 64 | 64 | Federally-Regulated Consumer Product | 2000-10-26 |  | 2019-06-06
CFM Majestic, Inc. ( Purchased by Monessen Hearth Systems Company 7/25/2008) | Northern Flame | DVRT339RFP | Gravity Type Vented Room Heate | LPG | No Match | TRUE | FALSE | 1 | None | None | Non-Condensing | Single-Stage | 30000 | 21000 |  |  | 64 | 64 | Federally-Regulated Consumer Product | 2000-06-29 |  | 2019-06-06
CFM Majestic, Inc. ( Purchased by Monessen Hearth Systems Company 7/25/2008) | Northern Flame by Majestic | DR336TP | Direct Vent Gravity Type Wall | LPG | No Match | TRUE | FALSE | 1 | None | None | Non-Condensing | Single-Stage | 25000 | 17500 |  |  | 66 | 63 | Federally-Regulated Consumer Product | 1997-11-20 |  | 2019-06-06
CFM Majestic, Inc. ( Purchased by Monessen Hearth Systems Company 7/25/2008) | Insta-Flame | DV34RN | Direct Vent Gravity Type Wall | Natural Gas | No Match | TRUE | FALSE | 1 | None | None | Non-Condensing | Single-Stage | 23500 | 16450 |  |  | 63 | 63 | Federally-Regulated Consumer Product | 1997-11-20 |  | 2019-06-06
CFM Majestic, Inc. ( Purchased by Monessen Hearth Systems Company 7/25/2008) | Insta-Flame by Majestic | DVRSLTP | Direct Vent Gravity Type Wall | LPG | No Match | TRUE | FALSE | 1 | None | None | Non-Condensing | Single-Stage | 30000 | 21000 |  |  | 67 | 64 | Federally-Regulated Consumer Product | 1997-11-20 |  | 2019-06-06
CFM Majestic, Inc. ( Purchased by Monessen Hearth Systems Company 7/25/2008) | Insta-Flame by Majestic | HEB42TP | Vented Gravity Type Wall Furna | LPG | No Match | TRUE | FALSE | 1 | None | None | Non-Condensing | Single-Stage | 37000 | 25900 |  |  | 66 | 64 | Federally-Regulated Consumer Product | 1997-11-20 |  | 2019-06-06
CFM Majestic, Inc. ( Purchased by Monessen Hearth Systems Company 7/25/2008) | Northern Flame | D130-1TP | Direct Vent Gravity Type Wall | LPG | No Match | TRUE | FALSE | 1 | None | None | Non-Condensing | Single-Stage | 21000 | 14700 |  |  | 69.5 | 63 | Federally-Regulated Consumer Product | 1997-11-20 |  | 2019-06-06
CFM Majestic, Inc. ( Purchased by Monessen Hearth Systems Company 7/25/2008) | Insta-Flame by Majestic | LHER30RP | Gravity Type Vented Room Heate | LPG | Luminous | TRUE | FALSE | 1 | None | None | Non-Condensing | Single-Stage | 30000 | 21000 | 0 | 0 | 64 | 64 | Federally-Regulated Consumer Product | 2005-09-29 |  | 2019-06-06
CFM Majestic, Inc. ( Purchased by Monessen Hearth Systems Company 7/25/2008) | Insta-Flame by Majestic | RFSDV24RP | Gravity Type Vented Room Heate | LPG | No Match | TRUE | FALSE | 1 | None | None | Non-Condensing | Single-Stage | 20000 | 14000 |  |  | 63 | 58 | Federally-Regulated Consumer Product | 2001-09-28 |  | 2019-06-06
CFM Majestic, Inc. ( Purchased by Monessen Hearth Systems Company 7/25/2008) | Northern Flame by Majestic | A222RN | Vented Gravity Type Wall Furna | Natural Gas | No Match | TRUE | FALSE | 1 | None | None | Non-Condensing | Single-Stage | 30000 | 21000 |  |  | 64 | 64 | Federally-Regulated Consumer Product | 1997-11-20 |  | 2019-06-06
CFM Majestic, Inc. ( Purchased by Monessen Hearth Systems Company 7/25/2008) | Northern Flame by Majestic | DT336RN | Direct Vent Gravity Type Wall | Natural Gas | No Match | TRUE | FALSE | 1 | None | None | Non-Condensing | Single-Stage | 25000 | 17500 |  |  | 66 | 63 | Federally-Regulated Consumer Product | 1997-11-20 |  | 2019-06-06
CFM Majestic, Inc. ( Purchased by Monessen Hearth Systems Company 7/25/2008) | Insta-Flame by Majestic | RHEDV32TP | Direct Vent Gravity Type Wall | LPG | No Match | TRUE | FALSE | 1 | None | None | Non-Condensing | Single-Stage | 27000 | 18900 |  |  | 66 | 63 | Federally-Regulated Consumer Product | 1998-11-10 |  | 2019-06-06
CFM Majestic, Inc. ( Purchased by Monessen Hearth Systems Company 7/25/2008) | Insta-Flame | FA20RP | Gravity Type Vented Room Heate | LPG | No Match | TRUE | FALSE | 1 | None | None | Non-Condensing | Single-Stage | 17000 | 11900 |  |  | 63.1 | 57 | Federally-Regulated Consumer Product | 1997-11-20 |  | 2019-06-06
CFM Majestic, Inc. ( Purchased by Monessen Hearth Systems Company 7/25/2008) | Insta-Flame by Majestic | DVTS2TN | Direct Vent Gravity Type Wall | Natural Gas | No Match | TRUE | FALSE | 1 | None | None | Non-Condensing | Single-Stage | 34000 | 23800 |  |  | 67 | 64 | Federally-Regulated Consumer Product | 1997-11-20 |  | 2019-06-06
CFM Majestic, Inc. ( Purchased by Monessen Hearth Systems Company 7/25/2008) | Northern Flame by Majestic | DR333RP | Direct Vent Gravity Type Wall | LPG | No Match | TRUE | FALSE | 1 | None | None | Non-Condensing | Single-Stage | 20000 | 14000 |  |  | 66 | 63 | Federally-Regulated Consumer Product | 1997-11-20 |  | 2019-06-06
CFM Majestic, Inc. ( Purchased by Monessen Hearth Systems Company 7/25/2008) | Insta-Flame by Majestic | FSDV32RP | Direct Vent Gravity Type Wall | LPG | No Match | TRUE | FALSE | 1 | None | None | Non-Condensing | Single-Stage | 30000 | 21000 |  |  | 65 | 64 | Federally-Regulated Consumer Product | 1997-11-20 |  | 2019-06-06
CFM Majestic, Inc. ( Purchased by Monessen Hearth Systems Company 7/25/2008) | Insta-Flame by Majestic | DVTS2RN | Direct Vent Gravity Type Wall | Natural Gas | No Match | TRUE | FALSE | 1 | None | None | Non-Condensing | Single-Stage | 34000 | 23800 |  |  | 67 | 64 | Federally-Regulated Consumer Product | 1997-11-20 |  | 2019-06-06
CFM Majestic, Inc. ( Purchased by Monessen Hearth Systems Company 7/25/2008) | Insta-Flame by Majestic | DVRT39RFP | Gravity Type Vented Room Heate | LPG | No Match | TRUE | FALSE | 1 | None | None | Non-Condensing | Single-Stage | 30000 | 21000 |  |  | 64 | 64 | Federally-Regulated Consumer Product | 2000-06-29 |  | 2019-06-06
CFM Majestic, Inc. ( Purchased by Monessen Hearth Systems Company 7/25/2008) | Insta-Flame by Majestic | RFSDV24RFN | Gravity Type Vented Room Heate | Natural Gas | No Match | TRUE | FALSE | 1 | None | None | Non-Condensing | Single-Stage | 20000 | 14000 |  |  | 63 | 58 | Federally-Regulated Consumer Product | 2001-09-28 |  | 2019-06-06
CFM Majestic, Inc. ( Purchased by Monessen Hearth Systems Company 7/25/2008) | Insta-Flame by Majestic | 36LDVREN | Gravity Type Vented Room Heate | Natural Gas | Luminous | FALSE | FALSE | 1 | None | None | Non-Condensing | Single-Stage | 19500 | 13650 | 0 | 0 | 58 | 58 | Federally-Regulated Consumer Product | 2005-09-29 |  | 2019-06-06
CFM Majestic, Inc. ( Purchased by Monessen Hearth Systems Company 7/25/2008) | Northern Flame by Majestic | A232TN | Vented Gravity Type Wall Furna | Natural Gas | No Match | TRUE | FALSE | 1 | None | None | Non-Condensing | Single-Stage | 30000 | 21000 |  |  | 64 | 64 | Federally-Regulated Consumer Product | 1997-11-20 |  | 2019-06-06
CFM Majestic, Inc. ( Purchased by Monessen Hearth Systems Company 7/25/2008) | Insta-Flame by Majestic | HE32MN | Vented Gravity Type Wall Furna | Natural Gas | No Match | TRUE | FALSE | 1 | None | None | Non-Condensing | Single-Stage | 30000 | 21000 |  |  | 66 | 64 | Federally-Regulated Consumer Product | 1997-11-20 |  | 2019-06-06
CFM Majestic, Inc. ( Purchased by Monessen Hearth Systems Company 7/25/2008) | Insta-Flame by Majestic | 39XDVRP | Gravity Type Vented Room Heate | LPG | Luminous | TRUE | FALSE | 1 | None | None | Non-Condensing | Single-Stage | 31000 | 21700 | 0 | 0 | 64 | 64 | Federally-Regulated Consumer Product | 2005-09-29 |  | 2019-06-06
CFM Majestic, Inc. ( Purchased by Monessen Hearth Systems Company 7/25/2008) | Northern Flame by Majestic | D222RP | Direct Vent Gravity Type Wall | LPG | No Match | TRUE | FALSE | 1 | None | None | Non-Condensing | Single-Stage | 30000 | 21000 |  |  | 65 | 64 | Federally-Regulated Consumer Product | 1997-11-20 |  | 2019-06-06
CFM Majestic, Inc. ( Purchased by Monessen Hearth Systems Company 7/25/2008) | Insta-Flame by Majestic | 43LDVTRN | Gravity Type Vented Room Heate | Natural Gas | Luminous | TRUE | FALSE | 1 | None | None | Non-Condensing | Single-Stage | 26000 | 18200 | 0 | 0 | 63 | 63 | Federally-Regulated Consumer Product | 2005-09-29 |  | 2019-06-06
CFM Majestic, Inc. ( Purchased by Monessen Hearth Systems Company 7/25/2008) | Insta-Flame by Majestic | DVHVAC36NG | Direct Vent Gravity Type Wall | Natural Gas | No Match | TRUE | FALSE | 1 | None | None | Non-Condensing | Single-Stage | 40000 | 32370 |  |  | 77.1 | 64 | Federally-Regulated Consumer Product | 1999-04-15 |  | 2019-06-06
CFM Majestic, Inc. ( Purchased by Monessen Hearth Systems Company 7/25/2008) | Insta-Flame | HE30MN | Vented Gravity Type Wall Furna | Natural Gas | No Match | TRUE | FALSE | 1 | None | None | Non-Condensing | Single-Stage | 30000 | 21000 |  |  | 64 | 64 | Federally-Regulated Consumer Product | 1997-11-20 |  | 2019-06-06
CFM Majestic, Inc. ( Purchased by Monessen Hearth Systems Company 7/25/2008) | Insta-Flame by Majestic | FSDV22TN | Direct Vent Gravity Type Wall | Natural Gas | No Match | TRUE | FALSE | 1 | None | None | Non-Condensing | Single-Stage | 30000 | 21000 |  |  | 65 | 64 | Federally-Regulated Consumer Product | 1997-11-20 |  | 2019-06-06
CFM Majestic, Inc. ( Purchased by Monessen Hearth Systems Company 7/25/2008) | Insta-Flame by Majestic | 33LDVRRP | Gravity Type Vented Room Heate | LPG | Luminous | TRUE | FALSE | 1 | None | None | Non-Condensing | Single-Stage | 16000 | 11200 | 0 | 0 | 58 | 57 | Federally-Regulated Consumer Product | 2005-09-29 |  | 2019-06-06
CFM Majestic, Inc. ( Purchased by Monessen Hearth Systems Company 7/25/2008) | Insta-Flame by Majestic | FSDV42RP | Direct Vent Gravity Type Wall | LPG | No Match | TRUE | FALSE | 1 | None | None | Non-Condensing | Single-Stage | 37000 | 25900 |  |  | 65 | 64 | Federally-Regulated Consumer Product | 1997-11-20 |  | 2019-06-06
CFM Majestic, Inc. ( Purchased by Monessen Hearth Systems Company 7/25/2008) | Burns & How | BHDRRP | Gravity Type Vented Room Heate | LPG | No Match | TRUE | FALSE | 1 | None | None | Non-Condensing | Single-Stage | 18000 | 12600 |  |  | 58 | 57 | Federally-Regulated Consumer Product | 1999-07-20 |  | 2019-06-06
CFM Majestic, Inc. ( Purchased by Monessen Hearth Systems Company 7/25/2008) | Northern Flame by Majestic | A125RN | Gravity Type Vented Room Heate | Natural Gas | No Match | TRUE | FALSE | 1 | None | None | Non-Condensing | Single-Stage | 20000 | 14000 |  |  | 58 | 58 | Federally-Regulated Consumer Product | 1997-11-20 |  | 2019-06-06
CFM Majestic, Inc. ( Purchased by Monessen Hearth Systems Company 7/25/2008) | Insta-Flame by Majestic | RFSDV42RFP | Gravity Type Vented Room Heate | LPG | No Match | TRUE | FALSE | 1 | None | None | Non-Condensing | Single-Stage | 37000 | 25900 |  |  | 65 | 64 | Federally-Regulated Consumer Product | 2001-09-28 |  | 2019-06-06
CFM Majestic, Inc. ( Purchased by Monessen Hearth Systems Company 7/25/2008) | Insta-Flame by Majestic | 360DVSRRP | Gravity Type Vented Room Heate | LPG | No Match | TRUE | FALSE | 1 | None | None | Non-Condensing | Single-Stage | 38000 | 29260 |  |  | 75 | 64 | Federally-Regulated Consumer Product | 2000-06-29 |  | 2019-06-06
CFM Majestic, Inc. ( Purchased by Monessen Hearth Systems Company 7/25/2008) | Insta-Flame by Majestic | DVT36TP | Direct Vent Gravity Type Wall | LPG | No Match | TRUE | FALSE | 1 | None | None | Non-Condensing | Single-Stage | 25000 | 17500 |  |  | 66 | 63 | Federally-Regulated Consumer Product | 1997-11-20 |  | 2019-06-06
CFM Majestic, Inc. ( Purchased by Monessen Hearth Systems Company 7/25/2008) | Insta-Flame by Majestic | LHERDV20EP | Gravity Type Vented Room Heate | LPG | Luminous | FALSE | FALSE | 1 | None | None | Non-Condensing | Single-Stage | 20000 | 14000 | 0 | 0 | 64 | 58 | Federally-Regulated Consumer Product | 2005-09-29 |  | 2019-06-06
CFM Majestic, Inc. ( Purchased by Monessen Hearth Systems Company 7/25/2008) | Insta-Flame by Majestic | FSDV42TP | Direct Vent Gravity Type Wall | LPG | No Match | TRUE | FALSE | 1 | None | None | Non-Condensing | Single-Stage | 37000 | 25900 |  |  | 65 | 64 | Federally-Regulated Consumer Product | 1997-11-20 |  | 2019-06-06
CFM Majestic, Inc. ( Purchased by Monessen Hearth Systems Company 7/25/2008) | Insta-Flame by Majestic | 43LDVREN | Gravity Type Vented Room Heate | Natural Gas | Luminous | FALSE | FALSE | 1 | None | None | Non-Condensing | Single-Stage | 26000 | 18200 | 0 | 0 | 63 | 63 | Federally-Regulated Consumer Product | 2005-09-29 |  | 2019-06-06
CFM Majestic, Inc. ( Purchased by Monessen Hearth Systems Company 7/25/2008) | Insta-Flame by Majestic | RFSDV32RFP | Gravity Type Vented Room Heate | LPG | No Match | TRUE | FALSE | 1 | None | None | Non-Condensing | Single-Stage | 30000 | 21000 |  |  | 65 | 64 | Federally-Regulated Consumer Product | 2001-09-28 |  | 2019-06-06
CFM Majestic, Inc. ( Purchased by Monessen Hearth Systems Company 7/25/2008) | Insta-Flame by Majestic | FS42TN | Vented Gravity Type Wall Furna | Natural Gas | No Match | TRUE | FALSE | 1 | None | None | Non-Condensing | Single-Stage | 40000 | 28000 |  |  | 64 | 64 | Federally-Regulated Consumer Product | 1997-11-20 |  | 2019-06-06
CFM Majestic, Inc. ( Purchased by Monessen Hearth Systems Company 7/25/2008) | Insta-Flame by Majestic | LHECDV30EP | Gravity Type Vented Room Heate | LPG | Luminous | FALSE | FALSE | 1 | None | None | Non-Condensing | Single-Stage | 30000 | 21000 | 0 | 0 | 66 | 64 | Federally-Regulated Consumer Product | 2005-09-29 |  | 2019-06-06
CFM Majestic, Inc. ( Purchased by Monessen Hearth Systems Company 7/25/2008) | Insta-Flame by Majestic | 36XDVEN | Gravity Type Vented Room Heate | Natural Gas | Luminous | FALSE | FALSE | 1 | None | None | Non-Condensing | Single-Stage | 27500 | 19250 | 0 | 0 | 64 | 64 | Federally-Regulated Consumer Product | 2005-09-29 |  | 2019-06-06
CFM Majestic, Inc. ( Purchased by Monessen Hearth Systems Company 7/25/2008) | Insta-Flame by Majestic | 39XDVRFN | Gravity Type Vented Room Heate | Natural Gas | Luminous | TRUE | FALSE | 1 | None | None | Non-Condensing | Single-Stage | 31000 | 21700 | 0 | 0 | 64 | 64 | Federally-Regulated Consumer Product | 2005-09-29 |  | 2019-06-06
CFM Majestic, Inc. ( Purchased by Monessen Hearth Systems Company 7/25/2008) | Insta-Flame by Majestic | DVRT39EN | Gravity Type Vented Room Heate | Natural Gas | No Match | FALSE | FALSE | 1 | None | None | Non-Condensing | Single-Stage | 30000 | 21000 |  |  | 64 | 64 | Federally-Regulated Consumer Product | 2001-09-28 |  | 2019-06-06
CFM Majestic, Inc. ( Purchased by Monessen Hearth Systems Company 7/25/2008) | Insta-Flame by Majestic | DVT36RN | Direct Vent Gravity Type Wall | Natural Gas | No Match | TRUE | FALSE | 1 | None | None | Non-Condensing | Single-Stage | 25000 | 17500 |  |  | 66 | 63 | Federally-Regulated Consumer Product | 1997-11-20 |  | 2019-06-06
CFM Majestic, Inc. ( Purchased by Monessen Hearth Systems Company 7/25/2008) | Insta-Flame by Majestic | DVRSRTN | Direct Vent Gravity Type Wall | Natural Gas | No Match | TRUE | FALSE | 1 | None | None | Non-Condensing | Single-Stage | 30000 | 21000 |  |  | 67 | 64 | Federally-Regulated Consumer Product | 1997-11-20 |  | 2019-06-06
CFM Majestic, Inc. ( Purchased by Monessen Hearth Systems Company 7/25/2008) | Insta-Flame by Majestic | 33XDVRRP | Gravity Type Vented Room Heate | LPG | Luminous | TRUE | FALSE | 1 | None | None | Non-Condensing | Single-Stage | 21500 | 15050 | 0 | 0 | 65 | 63 | Federally-Regulated Consumer Product | 2005-09-29 |  | 2019-06-06
CFM Majestic, Inc. ( Purchased by Monessen Hearth Systems Company 7/25/2008) | Insta-Flame by Majestic | 39XDVRN | Gravity Type Vented Room Heate | Natural Gas | Luminous | TRUE | FALSE | 1 | None | None | Non-Condensing | Single-Stage | 31000 | 21700 | 0 | 0 | 64 | 64 | Federally-Regulated Consumer Product | 2005-09-29 |  | 2019-06-06
CFM Majestic, Inc. ( Purchased by Monessen Hearth Systems Company 7/25/2008) | Insta-Flame by Majestic | 43BDVTRP | Gravity Type Vented Room Heate | LPG | No Match | TRUE | FALSE | 1 | None | None | Non-Condensing | Single-Stage | 25000 | 17500 |  |  | 63 | 63 | Federally-Regulated Consumer Product | 1999-04-15 |  | 2019-06-06
CFM Majestic, Inc. ( Purchased by Monessen Hearth Systems Company 7/25/2008) | Northern Flame | DVRT339RP | Gravity Type Vented Room Heate | LPG | No Match | TRUE | FALSE | 1 | None | None | Non-Condensing | Single-Stage | 30000 | 21000 |  |  | 64 | 64 | Federally-Regulated Consumer Product | 2000-06-29 |  | 2019-06-06
CFM Majestic, Inc. ( Purchased by Monessen Hearth Systems Company 7/25/2008) | Insta-Flame by Majestic | RFSDV42EP | Gravity Type Vented Room Heate | LPG | No Match | FALSE | FALSE | 1 | None | None | Non-Condensing | Single-Stage | 37000 | 25900 |  |  | 65 | 64 | Federally-Regulated Consumer Product | 2001-09-28 |  | 2019-06-06
CFM Majestic, Inc. ( Purchased by Monessen Hearth Systems Company 7/25/2008) | Insta-Flame by Majestic | DVRT36RFP | Gravity Type Vented Room Heate | LPG | No Match | TRUE | FALSE | 1 | None | None | Non-Condensing | Single-Stage | 25000 | 17500 |  |  | 63 | 63 | Federally-Regulated Consumer Product | 2000-06-29 |  | 2019-06-06
CFM Majestic, Inc. ( Purchased by Monessen Hearth Systems Company 7/25/2008) | Insta-Flame by Majestic | RFS42RN | Vented Gravity Type Wall Furna | Natural Gas | No Match | TRUE | FALSE | 1 | None | None | Non-Condensing | Single-Stage | 40000 | 28000 |  |  | 64 | 64 | Federally-Regulated Consumer Product | 1998-11-10 |  | 2019-06-06
CFM Majestic, Inc. ( Purchased by Monessen Hearth Systems Company 7/25/2008) | Northern Flame by Majestic | D232RN | Direct Vent Gravity Type Wall | Natural Gas | No Match | TRUE | FALSE | 1 | None | None | Non-Condensing | Single-Stage | 30000 | 21000 |  |  | 65 | 64 | Federally-Regulated Consumer Product | 1997-11-20 |  | 2019-06-06
CFM Majestic, Inc. ( Purchased by Monessen Hearth Systems Company 7/25/2008) | Insta-Flame by Majestic | 36LDVTEN | Gravity Type Vented Room Heate | Natural Gas | Luminous | FALSE | FALSE | 1 | None | None | Non-Condensing | Single-Stage | 19500 | 13650 | 0 | 0 | 58 | 58 | Federally-Regulated Consumer Product | 2005-09-29 |  | 2019-06-06
CFM Majestic, Inc. ( Purchased by Monessen Hearth Systems Company 7/25/2008) | Insta-Flame by Majestic | RFSDV22EN | Gravity Type Vented Room Heate | Natural Gas | No Match | FALSE | FALSE | 1 | None | None | Non-Condensing | Single-Stage | 30000 | 21000 |  |  | 65 | 64 | Federally-Regulated Consumer Product | 2001-09-28 |  | 2019-06-06
CFM Majestic, Inc. ( Purchased by Monessen Hearth Systems Company 7/25/2008) | Insta-Flame by Majestic | 33XDVRFN | Gravity Type Vented Room Heate | Natural Gas | Luminous | TRUE | FALSE | 1 | None | None | Non-Condensing | Single-Stage | 21500 | 15050 | 0 | 0 | 65 | 63 | Federally-Regulated Consumer Product | 2005-09-29 |  | 2019-06-06
CFM Majestic, Inc. ( Purchased by Monessen Hearth Systems Company 7/25/2008) | Insta-Flame by Majestic | 33XDVRP | Gravity Type Vented Room Heate | LPG | Luminous | TRUE | FALSE | 1 | None | None | Non-Condensing | Single-Stage | 21500 | 15050 | 0 | 0 | 65 | 63 | Federally-Regulated Consumer Product | 2005-09-29 |  | 2019-06-06
CFM Majestic, Inc. ( Purchased by Monessen Hearth Systems Company 7/25/2008) | Northern Flame by Majestic | AB132TN | Vented Gravity Type Wall Furna | Natural Gas | No Match | TRUE | FALSE | 1 | None | None | Non-Condensing | Single-Stage | 30000 | 21000 |  |  | 66 | 64 | Federally-Regulated Consumer Product | 1997-11-20 |  | 2019-06-06
CFM Majestic, Inc. ( Purchased by Monessen Hearth Systems Company 7/25/2008) | Majestic | GE336L | Direct Vent Gravity Type Wall | LPG | No Match | TRUE | FALSE | 1 | None | None | Non-Condensing | Single-Stage | 25000 | 19000 |  |  | 67.6 | 63 | Federally-Regulated Consumer Product | 1995-11-17 |  | 2019-06-06
CFM Majestic, Inc. ( Purchased by Monessen Hearth Systems Company 7/25/2008) | Insta-Flame by Majestic | 39LDVREP | Gravity Type Vented Room Heate | LPG | Luminous | FALSE | FALSE | 1 | None | None | Non-Condensing | Single-Stage | 22500 | 15750 | 0 | 0 | 63 | 63 | Federally-Regulated Consumer Product | 2005-09-29 |  | 2019-06-06
CFM Majestic, Inc. ( Purchased by Monessen Hearth Systems Company 7/25/2008) | Northern Flame by Majestic | AB132TP | Vented Gravity Type Wall Furna | LPG | No Match | TRUE | FALSE | 1 | None | None | Non-Condensing | Single-Stage | 30000 | 21000 |  |  | 66 | 64 | Federally-Regulated Consumer Product | 1997-11-20 |  | 2019-06-06
CFM Majestic, Inc. ( Purchased by Monessen Hearth Systems Company 7/25/2008) | Insta-Flame by Majestic | RFSDV22TN | Direct Vent Gravity Type Wall | Natural Gas | No Match | TRUE | FALSE | 1 | None | None | Non-Condensing | Single-Stage | 30000 | 21000 |  |  | 65 | 64 | Federally-Regulated Consumer Product | 1998-11-10 |  | 2019-06-06
CFM Majestic, Inc. ( Purchased by Monessen Hearth Systems Company 7/25/2008) | Northern Flame | D332RP | Direct Vent Gravity Type Wall | LPG | No Match | TRUE | FALSE | 1 | None | None | Non-Condensing | Single-Stage | 18000 | 12600 |  |  | 63.4 | 62 | Federally-Regulated Consumer Product | 1997-11-20 |  | 2019-06-06
CFM Majestic, Inc. ( Purchased by Monessen Hearth Systems Company 7/25/2008) | Northern Flame by Majestic | A232RN | Vented Gravity Type Wall Furna | Natural Gas | No Match | TRUE | FALSE | 1 | None | None | Non-Condensing | Single-Stage | 30000 | 21000 |  |  | 64 | 64 | Federally-Regulated Consumer Product | 1997-11-20 |  | 2019-06-06
CFM Majestic, Inc. ( Purchased by Monessen Hearth Systems Company 7/25/2008) | Insta-Flame by Majestic | DVRT36EP | Gravity Type Vented Room Heate | LPG | No Match | FALSE | FALSE | 1 | None | None | Non-Condensing | Single-Stage | 25000 | 17500 |  |  | 63 | 63 | Federally-Regulated Consumer Product | 2001-09-28 |  | 2019-06-06
CFM Majestic, Inc. ( Purchased by Monessen Hearth Systems Company 7/25/2008) | Northern Flame | D336TP | Direct Vent Gravity Type Wall | LPG | No Match | TRUE | FALSE | 1 | None | None | Non-Condensing | Single-Stage | 21000 | 14700 |  |  | 66 | 63 | Federally-Regulated Consumer Product | 1997-11-20 |  | 2019-06-06
CFM Majestic, Inc. ( Purchased by Monessen Hearth Systems Company 7/25/2008) | Insta-Flame by Majestic | RFSDV34EN | Gravity Type Vented Room Heate | Natural Gas | No Match | FALSE | FALSE | 1 | None | None | Non-Condensing | Single-Stage | 30000 | 21600 |  |  | 70 | 64 | Federally-Regulated Consumer Product | 2001-09-28 |  | 2019-06-06
CFM Majestic, Inc. ( Purchased by Monessen Hearth Systems Company 7/25/2008) | Insta-Flame by Majestic | RES34RN | Vented Gravity Type Wall Furna | Natural Gas | No Match | TRUE | FALSE | 1 | None | None | Non-Condensing | Single-Stage | 30000 | 21300 |  |  | 69 | 64 | Federally-Regulated Consumer Product | 1999-04-15 |  | 2019-06-06
CFM Majestic, Inc. ( Purchased by Monessen Hearth Systems Company 7/25/2008) | Insta-Flame by Majestic | DVRT36RFN | Gravity Type Vented Room Heate | Natural Gas | No Match | TRUE | FALSE | 1 | None | None | Non-Condensing | Single-Stage | 25000 | 17500 |  |  | 63 | 63 | Federally-Regulated Consumer Product | 2000-06-29 |  | 2019-06-06
CFM Majestic, Inc. ( Purchased by Monessen Hearth Systems Company 7/25/2008) | Northern Flame by Majestic | D222TN | Direct Vent Gravity Type Wall | Natural Gas | No Match | TRUE | FALSE | 1 | None | None | Non-Condensing | Single-Stage | 30000 | 21000 |  |  | 65 | 64 | Federally-Regulated Consumer Product | 1997-11-20 |  | 2019-06-06
CFM Majestic, Inc. ( Purchased by Monessen Hearth Systems Company 7/25/2008) | Insta-Flame | HEB30RN | Vented Gravity Type Wall Furna | Natural Gas | No Match | TRUE | FALSE | 1 | None | None | Non-Condensing | Single-Stage | 30000 | 21000 |  |  | 64.2 | 64 | Federally-Regulated Consumer Product | 1997-11-20 |  | 2019-06-06
CFM Majestic, Inc. ( Purchased by Monessen Hearth Systems Company 7/25/2008) | Insta-Flame by Majestic | RHE25MN | Gravity Type Vented Room Heate | Natural Gas | No Match | TRUE | FALSE | 1 | None | None | Non-Condensing | Single-Stage | 22000 | 15400 |  |  | 65 | 63 | Federally-Regulated Consumer Product | 1998-11-10 |  | 2019-06-06
CFM Majestic, Inc. ( Purchased by Monessen Hearth Systems Company 7/25/2008) | Insta-Flame by Majestic | FSDV42RN | Direct Vent Gravity Type Wall | Natural Gas | No Match | TRUE | FALSE | 1 | None | None | Non-Condensing | Single-Stage | 40000 | 28000 |  |  | 65 | 64 | Federally-Regulated Consumer Product | 1997-11-20 |  | 2019-06-06
CFM Majestic, Inc. ( Purchased by Monessen Hearth Systems Company 7/25/2008) | Northern Flame | D230TN | Direct Vent Gravity Type Wall | Natural Gas | No Match | TRUE | FALSE | 1 | None | None | Non-Condensing | Single-Stage | 30000 | 21000 |  |  | 69.8 | 64 | Federally-Regulated Consumer Product | 1997-11-20 |  | 2019-06-06
CFM Majestic, Inc. ( Purchased by Monessen Hearth Systems Company 7/25/2008) | Insta-Flame by Majestic | RFSDV34RMH | Direct Vent Gravity Type Wall | Natural Gas | No Match | TRUE | FALSE | 1 | None | None | Non-Condensing | Single-Stage | 30000 | 21600 |  |  | 70 | 64 | Federally-Regulated Consumer Product | 1999-04-15 |  | 2019-06-06
CFM Majestic, Inc. ( Purchased by Monessen Hearth Systems Company 7/25/2008) | Insta-Flame by Majestic | DVRSRTP | Direct Vent Gravity Type Wall | LPG | No Match | TRUE | FALSE | 1 | None | None | Non-Condensing | Single-Stage | 30000 | 21000 |  |  | 67 | 64 | Federally-Regulated Consumer Product | 1997-11-20 |  | 2019-06-06
CFM Majestic, Inc. ( Purchased by Monessen Hearth Systems Company 7/25/2008) | Northern Flame by Majestic | D132TN | Direct Vent Gravity Type Wall | Natural Gas | No Match | TRUE | FALSE | 1 | None | None | Non-Condensing | Single-Stage | 27000 | 18900 |  |  | 66 | 63 | Federally-Regulated Consumer Product | 1997-11-20 |  | 2019-06-06
CFM Majestic, Inc. ( Purchased by Monessen Hearth Systems Company 7/25/2008) | Insta-Flame by Majestic | 33XDVRFP | Gravity Type Vented Room Heate | LPG | Luminous | TRUE | FALSE | 1 | None | None | Non-Condensing | Single-Stage | 21500 | 15050 | 0 | 0 | 65 | 63 | Federally-Regulated Consumer Product | 2005-09-29 |  | 2019-06-06
CFM Majestic, Inc. ( Purchased by Monessen Hearth Systems Company 7/25/2008) | Northern Flame by Majestic | A125RP | Gravity Type Vented Room Heate | LPG | No Match | TRUE | FALSE | 1 | None | None | Non-Condensing | Single-Stage | 20000 | 14000 |  |  | 58 | 58 | Federally-Regulated Consumer Product | 1997-11-20 |  | 2019-06-06
CFM Majestic, Inc. ( Purchased by Monessen Hearth Systems Company 7/25/2008) | Insta-Flame | DVS3RN | Direct Vent Gravity Type Wall | Natural Gas | No Match | TRUE | FALSE | 1 | None | None | Non-Condensing | Single-Stage | 34000 | 23800 |  |  | 64.1 | 64 | Federally-Regulated Consumer Product | 1997-11-20 |  | 2019-06-06
CFM Majestic, Inc. ( Purchased by Monessen Hearth Systems Company 7/25/2008) | Northern Flame | DVRT443EP | Gravity Type Vented Room Heate | LPG | No Match | FALSE | FALSE | 1 | None | None | Non-Condensing | Single-Stage | 31500 | 22050 |  |  | 64 | 64 | Federally-Regulated Consumer Product | 2001-09-28 |  | 2019-06-06
CFM Majestic, Inc. ( Purchased by Monessen Hearth Systems Company 7/25/2008) | Insta-Flame by Majestic | RHE25RP | Gravity Type Vented Room Heate | LPG | No Match | TRUE | FALSE | 1 | None | None | Non-Condensing | Single-Stage | 20000 | 14000 |  |  | 65 | 58 | Federally-Regulated Consumer Product | 1998-11-10 |  | 2019-06-06
CFM Majestic, Inc. ( Purchased by Monessen Hearth Systems Company 7/25/2008) | Insta-Flame | DV40RN | Direct Vent Gravity Type Wall | Natural Gas | No Match | TRUE | FALSE | 1 | None | None | Non-Condensing | Single-Stage | 35000 | 24500 |  |  | 68.6 | 64 | Federally-Regulated Consumer Product | 1997-11-20 |  | 2019-06-06
CFM Majestic, Inc. ( Purchased by Monessen Hearth Systems Company 7/25/2008) | Insta-Flame by Majestic | LHERDV30RFP | Gravity Type Vented Room Heate | LPG | Luminous | TRUE | FALSE | 1 | None | None | Non-Condensing | Single-Stage | 30000 | 21000 | 0 | 0 | 65 | 64 | Federally-Regulated Consumer Product | 2005-09-29 |  | 2019-06-06
CFM Majestic, Inc. ( Purchased by Monessen Hearth Systems Company 7/25/2008) | Insta-Flame by Majestic | RFSDV32RMH | Gravity Type Vented Room Heate | LPG | No Match | TRUE | FALSE | 1 | None | None | Non-Condensing | Single-Stage | 30000 | 21000 |  |  | 65 | 64 | Federally-Regulated Consumer Product | 2001-09-28 |  | 2019-06-06
CFM Majestic, Inc. ( Purchased by Monessen Hearth Systems Company 7/25/2008) | Insta-Flame by Majestic | RFS22RP | Vented Gravity Type Wall Furna | LPG | No Match | TRUE | FALSE | 1 | None | None | Non-Condensing | Single-Stage | 30000 | 21000 |  |  | 64 | 64 | Federally-Regulated Consumer Product | 1998-11-10 |  | 2019-06-06
CFM Majestic, Inc. ( Purchased by Monessen Hearth Systems Company 7/25/2008) | Northern Flame by Majestic | A232TP | Vented Gravity Type Wall Furna | LPG | No Match | TRUE | FALSE | 1 | None | None | Non-Condensing | Single-Stage | 30000 | 21000 |  |  | 64 | 64 | Federally-Regulated Consumer Product | 1997-11-20 |  | 2019-06-06
CFM Majestic, Inc. ( Purchased by Monessen Hearth Systems Company 7/25/2008) | Northern Flame | D130-1RN | Direct Vent Gravity Type Wall | Natural Gas | No Match | TRUE | FALSE | 1 | None | None | Non-Condensing | Single-Stage | 27000 | 18900 |  |  | 69.5 | 63 | Federally-Regulated Consumer Product | 1997-11-20 |  | 2019-06-06
CFM Majestic, Inc. ( Purchased by Monessen Hearth Systems Company 7/25/2008) | Insta-Flame | DV40TN | Direct Vent Gravity Type Wall | Natural Gas | No Match | TRUE | FALSE | 1 | None | None | Non-Condensing | Single-Stage | 35000 | 24500 |  |  | 68.6 | 64 | Federally-Regulated Consumer Product | 1997-11-20 |  | 2019-06-06
CFM Majestic, Inc. ( Purchased by Monessen Hearth Systems Company 7/25/2008) | Insta-Flame by Majestic | RFSDV22RFN | Gravity Type Vented Room Heate | Natural Gas | No Match | TRUE | FALSE | 1 | None | None | Non-Condensing | Single-Stage | 30000 | 21000 |  |  | 65 | 64 | Federally-Regulated Consumer Product | 2001-09-28 |  | 2019-06-06
CFM Majestic, Inc. ( Purchased by Monessen Hearth Systems Company 7/25/2008) | Insta-Flame by Majestic | 360DVS3EP | Gravity Type Vented Room Heate | LPG | No Match | FALSE | FALSE | 1 | None | None | Non-Condensing | Single-Stage | 38000 | 29260 |  |  | 75 | 64 | Federally-Regulated Consumer Product | 2001-09-28 |  | 2019-06-06
CFM Majestic, Inc. ( Purchased by Monessen Hearth Systems Company 7/25/2008) | Insta-Flame by Majestic | RFSDVWREN | Gravity Type Vented Room Heate | Natural Gas | No Match | FALSE | FALSE | 1 | None | None | Non-Condensing | Single-Stage | 20000 | 14000 |  |  | 63 | 58 | Federally-Regulated Consumer Product | 2001-09-28 |  | 2019-06-06
CFM Majestic, Inc. ( Purchased by Monessen Hearth Systems Company 7/25/2008) | Insta-Flame by Majestic | 33LDVRRN | Gravity Type Vented Room Heate | Natural Gas | Luminous | TRUE | FALSE | 1 | None | None | Non-Condensing | Single-Stage | 16000 | 11200 | 0 | 0 | 58 | 57 | Federally-Regulated Consumer Product | 2005-09-29 |  | 2019-06-06
CFM Majestic, Inc. ( Purchased by Monessen Hearth Systems Company 7/25/2008) | Insta-Flame by Majestic | 360DVS2RN | Gravity Type Vented Room Heate | Natural Gas | No Match | TRUE | FALSE | 1 | None | None | Non-Condensing | Single-Stage | 38000 | 29260 |  |  | 75 | 64 | Federally-Regulated Consumer Product | 2000-06-29 |  | 2019-06-06
CFM Majestic, Inc. ( Purchased by Monessen Hearth Systems Company 7/25/2008) | Insta-Flame by Majestic | DVR36TN | Direct Vent Gravity Type Wall | Natural Gas | No Match | TRUE | FALSE | 1 | None | None | Non-Condensing | Single-Stage | 25000 | 17500 |  |  | 66 | 63 | Federally-Regulated Consumer Product | 1997-11-20 |  | 2019-06-06
CFM Majestic, Inc. ( Purchased by Monessen Hearth Systems Company 7/25/2008) | Insta-Flame by Majestic | DVR36R-MH | Direct Vent Gravity Type Wall | Natural Gas | No Match | TRUE | FALSE | 1 | None | None | Non-Condensing | Single-Stage | 25000 | 18750 |  |  | 66 | 63 | Federally-Regulated Consumer Product | 1998-03-31 |  | 2019-06-06
CFM Majestic, Inc. ( Purchased by Monessen Hearth Systems Company 7/25/2008) | Insta-Flame by Majestic | LHECDV20RN | Gravity Type Vented Room Heate | Natural Gas | Luminous | TRUE | FALSE | 1 | None | None | Non-Condensing | Single-Stage | 20000 | 14000 | 0 | 0 | 65 | 58 | Federally-Regulated Consumer Product | 2005-09-29 |  | 2019-06-06
CFM Majestic, Inc. ( Purchased by Monessen Hearth Systems Company 7/25/2008) | Insta-Flame by Majestic | 36LDVTEP | Gravity Type Vented Room Heate | LPG | Luminous | FALSE | FALSE | 1 | None | None | Non-Condensing | Single-Stage | 19500 | 13650 | 0 | 0 | 58 | 58 | Federally-Regulated Consumer Product | 2005-09-29 |  | 2019-06-06
CFM Majestic, Inc. ( Purchased by Monessen Hearth Systems Company 7/25/2008) | Insta-Flame by Majestic | HEB32TP | Vented Gravity Type Wall Furna | LPG | No Match | TRUE | FALSE | 1 | None | None | Non-Condensing | Single-Stage | 30000 | 21000 |  |  | 66 | 64 | Federally-Regulated Consumer Product | 1997-11-20 |  | 2019-06-06
CFM Majestic, Inc. ( Purchased by Monessen Hearth Systems Company 7/25/2008) | Northern Flame | D334RN | Direct Vent Gravity Type Wall | Natural Gas | No Match | TRUE | FALSE | 1 | None | None | Non-Condensing | Single-Stage | 23500 | 16450 |  |  | 63 | 63 | Federally-Regulated Consumer Product | 1997-11-20 |  | 2019-06-06
CFM Majestic, Inc. ( Purchased by Monessen Hearth Systems Company 7/25/2008) | Insta-Flame by Majestic | DVRT36EN | Gravity Type Vented Room Heate | Natural Gas | No Match | FALSE | FALSE | 1 | None | None | Non-Condensing | Single-Stage | 25000 | 17500 |  |  | 63 | 63 | Federally-Regulated Consumer Product | 2001-09-28 |  | 2019-06-06
CFM Majestic, Inc. ( Purchased by Monessen Hearth Systems Company 7/25/2008) | Insta-Flame by Majestic | RFSDV42TP | Direct Vent Gravity Type Wall | LPG | No Match | TRUE | FALSE | 1 | None | None | Non-Condensing | Single-Stage | 37000 | 25900 |  |  | 65 | 64 | Federally-Regulated Consumer Product | 1998-11-10 |  | 2019-06-06
CFM Majestic, Inc. ( Purchased by Monessen Hearth Systems Company 7/25/2008) | Insta-Flame by Majestic | DVRT41RN | Gravity Type Vented Room Heate | Natural Gas | Luminous | TRUE | FALSE | 1 | None | None | Non-Condensing | Single-Stage | 36000 | 25200 | 0 | 0 | 64 | 64 | Federally-Regulated Consumer Product | 2005-09-29 |  | 2019-06-06
CFM Majestic, Inc. ( Purchased by Monessen Hearth Systems Company 7/25/2008) | Insta-Flame by Majestic | DVRT41RFP | Gravity Type Vented Room Heate | LPG | Luminous | TRUE | FALSE | 1 | None | None | Non-Condensing | Single-Stage | 36000 | 25200 | 0 | 0 | 64 | 64 | Federally-Regulated Consumer Product | 2005-09-29 |  | 2019-06-06
CFM Majestic, Inc. ( Purchased by Monessen Hearth Systems Company 7/25/2008) | Insta-Flame by Majestic | DVT43TP | Direct Vent Gravity Type Wall | LPG | No Match | TRUE | FALSE | 1 | None | None | Non-Condensing | Single-Stage | 31500 | 22050 |  |  | 65 | 64 | Federally-Regulated Consumer Product | 1997-11-20 |  | 2019-06-06
CFM Majestic, Inc. ( Purchased by Monessen Hearth Systems Company 7/25/2008) | Insta-Flame by Majestic | LHERDV30EP | Gravity Type Vented Room Heate | LPG | Luminous | FALSE | FALSE | 1 | None | None | Non-Condensing | Single-Stage | 30000 | 21000 | 0 | 0 | 65 | 64 | Federally-Regulated Consumer Product | 2005-09-29 |  | 2019-06-06
CFM Majestic, Inc. ( Purchased by Monessen Hearth Systems Company 7/25/2008) | Insta-Flame | FA20TP | Gravity Type Vented Room Heate | LPG | No Match | TRUE | FALSE | 1 | None | None | Non-Condensing | Single-Stage | 17000 | 11900 |  |  | 63.1 | 57 | Federally-Regulated Consumer Product | 1997-11-20 |  | 2019-06-06
CFM Majestic, Inc. ( Purchased by Monessen Hearth Systems Company 7/25/2008) | Northern Flame | AB30RN | Vented Gravity Type Wall Furna | Natural Gas | No Match | TRUE | FALSE | 1 | None | None | Non-Condensing | Single-Stage | 30000 | 21000 |  |  | 64.2 | 64 | Federally-Regulated Consumer Product | 1997-11-20 |  | 2019-06-06
CFM Majestic, Inc. ( Purchased by Monessen Hearth Systems Company 7/25/2008) | Insta-Flame | DV36RP | Direct Vent Gravity Type Wall | LPG | No Match | TRUE | FALSE | 1 | None | None | Non-Condensing | Single-Stage | 21000 | 14700 |  |  | 66 | 63 | Federally-Regulated Consumer Product | 1997-11-20 |  | 2019-06-06
CFM Majestic, Inc. ( Purchased by Monessen Hearth Systems Company 7/25/2008) | Insta-Flame by Majestic | RFSDV34EP | Gravity Type Vented Room Heate | LPG | No Match | FALSE | FALSE | 1 | None | None | Non-Condensing | Single-Stage | 30000 | 21600 |  |  | 70 | 64 | Federally-Regulated Consumer Product | 2001-09-28 |  | 2019-06-06
CFM Majestic, Inc. ( Purchased by Monessen Hearth Systems Company 7/25/2008) | Insta-Flame by Majestic | 33XDVREN | Gravity Type Vented Room Heate | Natural Gas | Luminous | FALSE | FALSE | 1 | None | None | Non-Condensing | Single-Stage | 21500 | 15050 | 0 | 0 | 65 | 63 | Federally-Regulated Consumer Product | 2005-09-29 |  | 2019-06-06
CFM Majestic, Inc. ( Purchased by Monessen Hearth Systems Company 7/25/2008) | Insta-Flame by Majestic | RHE42RN | Vented Gravity Type Wall Furna | Natural Gas | No Match | TRUE | FALSE | 1 | None | None | Non-Condensing | Single-Stage | 40000 | 28000 |  |  | 66 | 64 | Federally-Regulated Consumer Product | 1998-11-10 |  | 2019-06-06
CFM Majestic, Inc. ( Purchased by Monessen Hearth Systems Company 7/25/2008) | Northern Flame | A120RN | Gravity Type Vented Room Heate | Natural Gas | No Match | TRUE | FALSE | 1 | None | None | Non-Condensing | Single-Stage | 20000 | 14000 |  |  | 63.1 | 58 | Federally-Regulated Consumer Product | 1997-11-20 |  | 2019-06-06
CFM Majestic, Inc. ( Purchased by Monessen Hearth Systems Company 7/25/2008) | Insta-Flame by Majestic | 36XDVRFN | Gravity Type Vented Room Heate | Natural Gas | Luminous | TRUE | FALSE | 1 | None | None | Non-Condensing | Single-Stage | 27500 | 19250 | 0 | 0 | 64 | 64 | Federally-Regulated Consumer Product | 2005-09-29 |  | 2019-06-06
CFM Majestic, Inc. ( Purchased by Monessen Hearth Systems Company 7/25/2008) | Insta-Flame by Majestic | 39BDVRRP | Gravity Type Vented Room Heate | LPG | No Match | TRUE | FALSE | 1 | None | None | Non-Condensing | Single-Stage | 22000 | 15400 |  |  | 63 | 63 | Federally-Regulated Consumer Product | 1999-04-15 |  | 2019-06-06
CFM Majestic, Inc. ( Purchased by Monessen Hearth Systems Company 7/25/2008) | Insta-Flame by Majestic | 36LDVRRP | Gravity Type Vented Room Heate | LPG | Luminous | TRUE | FALSE | 1 | None | None | Non-Condensing | Single-Stage | 19500 | 13650 | 0 | 0 | 58 | 58 | Federally-Regulated Consumer Product | 2005-09-29 |  | 2019-06-06
CFM Majestic, Inc. ( Purchased by Monessen Hearth Systems Company 7/25/2008) | Insta-Flame by Majestic | DV580RFN | Gravity Type Vented Room Heate | Natural Gas | No Match | TRUE | FALSE | 1 | None | None | Non-Condensing | Single-Stage | 38000 | 26600 |  |  | 64 | 64 | Federally-Regulated Consumer Product | 2000-10-26 |  | 2019-06-06
CFM Majestic, Inc. ( Purchased by Monessen Hearth Systems Company 7/25/2008) | Insta-Flame by Majestic | 43BDVREP | Gravity Type Vented Room Heate | LPG | No Match | TRUE | FALSE | 1 | None | None | Non-Condensing | Single-Stage | 25000 | 17500 |  |  | 63 | 63 | Federally-Regulated Consumer Product | 1999-04-15 |  | 2019-06-06
CFM Majestic, Inc. ( Purchased by Monessen Hearth Systems Company 7/25/2008) | Insta-Flame by Majestic | DV360RFN | Gravity Type Vented Room Heate | Natural Gas | No Match | TRUE | FALSE | 1 | None | None | Non-Condensing | Single-Stage | 30000 | 21000 |  |  | 64 | 64 | Federally-Regulated Consumer Product | 2000-10-26 |  | 2019-06-06
CFM Majestic, Inc. ( Purchased by Monessen Hearth Systems Company 7/25/2008) | Insta-Flame by Majestic | DVR33EN | Gravity Type Vented Room Heate | Natural Gas | No Match | FALSE | FALSE | 1 | None | None | Non-Condensing | Single-Stage | 20000 | 14000 |  |  | 66 | 58 | Federally-Regulated Consumer Product | 2001-09-28 |  | 2019-06-06
CFM Majestic, Inc. ( Purchased by Monessen Hearth Systems Company 7/25/2008) | Insta-Flame by Majestic | FSDV32R-MH | Direct Vent Gravity Type Wall | LPG | No Match | TRUE | FALSE | 1 | None | None | Non-Condensing | Single-Stage | 30000 | 22500 |  |  | 65 | 64 | Federally-Regulated Consumer Product | 1998-03-31 |  | 2019-06-06
CFM Majestic, Inc. ( Purchased by Monessen Hearth Systems Company 7/25/2008) | Insta-Flame by Majestic | 36BDVRRP | Gravity Type Vented Room Heate | LPG | No Match | TRUE | FALSE | 1 | None | None | Non-Condensing | Single-Stage | 18000 | 12600 |  |  | 58 | 57 | Federally-Regulated Consumer Product | 1999-04-15 |  | 2019-06-06
CFM Majestic, Inc. ( Purchased by Monessen Hearth Systems Company 7/25/2008) | Insta-Flame by Majestic | 36LDVREP | Gravity Type Vented Room Heate | LPG | Luminous | FALSE | FALSE | 1 | None | None | Non-Condensing | Single-Stage | 19500 | 13650 | 0 | 0 | 58 | 58 | Federally-Regulated Consumer Product | 2005-09-29 |  | 2019-06-06
CFM Majestic, Inc. ( Purchased by Monessen Hearth Systems Company 7/25/2008) | Insta-Flame by Majestic | RHEDV42TN | Direct Vent Gravity Type Wall | Natural Gas | No Match | TRUE | FALSE | 1 | None | None | Non-Condensing | Single-Stage | 35000 | 24500 |  |  | 66 | 64 | Federally-Regulated Consumer Product | 1998-11-10 |  | 2019-06-06
CFM Majestic, Inc. ( Purchased by Monessen Hearth Systems Company 7/25/2008) | Insta-Flame by Majestic | 39BDVRRN | Gravity Type Vented Room Heate | Natural Gas | No Match | TRUE | FALSE | 1 | None | None | Non-Condensing | Single-Stage | 22000 | 15400 |  |  | 63 | 63 | Federally-Regulated Consumer Product | 1999-04-15 |  | 2019-06-06
CFM Majestic, Inc. ( Purchased by Monessen Hearth Systems Company 7/25/2008) | Northern Flame by Majestic | D132TP | Direct Vent Gravity Type Wall | LPG | No Match | TRUE | FALSE | 1 | None | None | Non-Condensing | Single-Stage | 27000 | 18900 |  |  | 66 | 63 | Federally-Regulated Consumer Product | 1997-11-20 |  | 2019-06-06
CFM Majestic, Inc. ( Purchased by Monessen Hearth Systems Company 7/25/2008) | Insta-Flame by Majestic | RFS22TN | Vented Gravity Type Wall Furna | Natural Gas | No Match | TRUE | FALSE | 1 | None | None | Non-Condensing | Single-Stage | 30000 | 21000 |  |  | 64 | 64 | Federally-Regulated Consumer Product | 1998-11-10 |  | 2019-06-06
CFM Majestic, Inc. ( Purchased by Monessen Hearth Systems Company 7/25/2008) | Insta-Flame by Majestic | RFSDV22TP | Direct Vent Gravity Type Wall | LPG | No Match | TRUE | FALSE | 1 | None | None | Non-Condensing | Single-Stage | 30000 | 21000 |  |  | 65 | 64 | Federally-Regulated Consumer Product | 1998-11-10 |  | 2019-06-06
CFM Majestic, Inc. ( Purchased by Monessen Hearth Systems Company 7/25/2008) | Insta-Flame by Majestic | RFSDV34RMH | Direct Vent Gravity Type Wall | LPG | No Match | TRUE | FALSE | 1 | None | None | Non-Condensing | Single-Stage | 30000 | 21600 |  |  | 70 | 64 | Federally-Regulated Consumer Product | 1999-04-15 |  | 2019-06-06
CFM Majestic, Inc. ( Purchased by Monessen Hearth Systems Company 7/25/2008) | Insta-Flame | HEB30MP | Vented Gravity Type Wall Furna | LPG | No Match | TRUE | FALSE | 1 | None | None | Non-Condensing | Single-Stage | 21000 | 14700 |  |  | 64.2 | 63 | Federally-Regulated Consumer Product | 1997-11-20 |  | 2019-06-06
CFM Majestic, Inc. ( Purchased by Monessen Hearth Systems Company 7/25/2008) | Insta-Flame by Majestic | 39LDVRRP | Gravity Type Vented Room Heate | LPG | Luminous | TRUE | FALSE | 1 | None | None | Non-Condensing | Single-Stage | 22500 | 15750 | 0 | 0 | 63 | 63 | Federally-Regulated Consumer Product | 2005-09-29 |  | 2019-06-06
CFM Majestic, Inc. ( Purchased by Monessen Hearth Systems Company 7/25/2008) | Insta-Flame | FS30TN | Gravity Type Vented Room Heate | Natural Gas | No Match | TRUE | FALSE | 1 | None | None | Non-Condensing | Single-Stage | 30000 | 21000 |  |  | 64.7 | 64 | Federally-Regulated Consumer Product | 1997-11-20 |  | 2019-06-06
CFM Majestic, Inc. ( Purchased by Monessen Hearth Systems Company 7/25/2008) | Insta-Flame by Majestic | LHERDV30RP | Gravity Type Vented Room Heate | LPG | Luminous | TRUE | FALSE | 1 | None | None | Non-Condensing | Single-Stage | 30000 | 21000 | 0 | 0 | 65 | 64 | Federally-Regulated Consumer Product | 2005-09-29 |  | 2019-06-06
CFM Majestic, Inc. ( Purchased by Monessen Hearth Systems Company 7/25/2008) | Insta-Flame by Majestic | RHEB42RP | Vented Gravity Type Wall Furna | LPG | No Match | TRUE | FALSE | 1 | None | None | Non-Condensing | Single-Stage | 37000 | 25900 |  |  | 66 | 64 | Federally-Regulated Consumer Product | 1998-11-10 |  | 2019-06-06
CFM Majestic, Inc. ( Purchased by Monessen Hearth Systems Company 7/25/2008) | Insta-Flame by Majestic | 33LDVTEN | Gravity Type Vented Room Heate | Natural Gas | Luminous | FALSE | FALSE | 1 | None | None | Non-Condensing | Single-Stage | 16000 | 11200 | 0 | 0 | 58 | 57 | Federally-Regulated Consumer Product | 2005-09-29 |  | 2019-06-06
CFM Majestic, Inc. ( Purchased by Monessen Hearth Systems Company 7/25/2008) | Insta-Flame by Majestic | DVRT41RFN | Gravity Type Vented Room Heate | Natural Gas | Luminous | TRUE | FALSE | 1 | None | None | Non-Condensing | Single-Stage | 36000 | 25200 | 0 | 0 | 64 | 64 | Federally-Regulated Consumer Product | 2005-09-29 |  | 2019-06-06
CFM Majestic, Inc. ( Purchased by Monessen Hearth Systems Company 7/25/2008) | Insta-Flame by Majestic | RFSDV42TN | Direct Vent Gravity Type Wall | Natural Gas | No Match | TRUE | FALSE | 1 | None | None | Non-Condensing | Single-Stage | 40000 | 28000 |  |  | 65 | 64 | Federally-Regulated Consumer Product | 1998-11-10 |  | 2019-06-06
CFM Majestic, Inc. ( Purchased by Monessen Hearth Systems Company 7/25/2008) | Northern Flame by Majestic | D232R-MH | Direct Vent Gravity Type Wall | Natural Gas | No Match | TRUE | FALSE | 1 | None | None | Non-Condensing | Single-Stage | 30000 | 22500 |  |  | 65 | 64 | Federally-Regulated Consumer Product | 1998-03-31 |  | 2019-06-06
CFM Majestic, Inc. ( Purchased by Monessen Hearth Systems Company 7/25/2008) | Northern Flame | DVRT443RN | Gravity Type Vented Room Heate | Natural Gas | No Match | TRUE | FALSE | 1 | None | None | Non-Condensing | Single-Stage | 33000 | 23100 |  |  | 64 | 64 | Federally-Regulated Consumer Product | 2000-06-29 |  | 2019-06-06
CFM Majestic, Inc. ( Purchased by Monessen Hearth Systems Company 7/25/2008) | Insta-Flame by Majestic | DVR39TP | Direct Vent Gravity Type Wall | LPG | No Match | TRUE | FALSE | 1 | None | None | Non-Condensing | Single-Stage | 30000 | 21000 |  |  | 66 | 64 | Federally-Regulated Consumer Product | 1997-11-20 |  | 2019-06-06
CFM Majestic, Inc. ( Purchased by Monessen Hearth Systems Company 7/25/2008) | Northern Flame | D130-1RP | Direct Vent Gravity Type Wall | LPG | No Match | TRUE | FALSE | 1 | None | None | Non-Condensing | Single-Stage | 21000 | 14700 |  |  | 69.5 | 63 | Federally-Regulated Consumer Product | 1997-11-20 |  | 2019-06-06
CFM Majestic, Inc. ( Purchased by Monessen Hearth Systems Company 7/25/2008) | Insta-Flame | HE30RN | Vented Gravity Type Wall Furna | Natural Gas | No Match | TRUE | FALSE | 1 | None | None | Non-Condensing | Single-Stage | 30000 | 21000 |  |  | 64 | 64 | Federally-Regulated Consumer Product | 1997-11-20 |  | 2019-06-06
CFM Majestic, Inc. ( Purchased by Monessen Hearth Systems Company 7/25/2008) | Insta-Flame by Majestic | DVRT43EN | Gravity Type Vented Room Heate | Natural Gas | No Match | FALSE | FALSE | 1 | None | None | Non-Condensing | Single-Stage | 33000 | 23100 |  |  | 64 | 64 | Federally-Regulated Consumer Product | 2001-09-28 |  | 2019-06-06
CFM Majestic, Inc. ( Purchased by Monessen Hearth Systems Company 7/25/2008) | Insta-Flame by Majestic | 33BDVREN | Gravity Type Vented Room Heate | Natural Gas | No Match | TRUE | FALSE | 1 | None | None | Non-Condensing | Single-Stage | 15000 | 10500 |  |  | 57 | 57 | Federally-Regulated Consumer Product | 1999-04-15 |  | 2019-06-06
CFM Majestic, Inc. ( Purchased by Monessen Hearth Systems Company 7/25/2008) | Northern Flame | D130-1TN | Direct Vent Gravity Type Wall | Natural Gas | No Match | TRUE | FALSE | 1 | None | None | Non-Condensing | Single-Stage | 27000 | 18900 |  |  | 69.5 | 63 | Federally-Regulated Consumer Product | 1997-11-20 |  | 2019-06-06
CFM Majestic, Inc. ( Purchased by Monessen Hearth Systems Company 7/25/2008) | Insta-Flame | HEDV30-1RP | Direct Vent Gravity Type Wall | LPG | No Match | TRUE | FALSE | 1 | None | None | Non-Condensing | Single-Stage | 21000 | 14700 |  |  | 69.5 | 63 | Federally-Regulated Consumer Product | 1997-11-20 |  | 2019-06-06
CFM Majestic, Inc. ( Purchased by Monessen Hearth Systems Company 7/25/2008) | Northern Flame by Majestic | A125MP | Gravity Type Vented Room Heate | LPG | No Match | TRUE | FALSE | 1 | None | None | Non-Condensing | Single-Stage | 20000 | 14000 |  |  | 58 | 58 | Federally-Regulated Consumer Product | 1997-11-20 |  | 2019-06-06
CFM Majestic, Inc. ( Purchased by Monessen Hearth Systems Company 7/25/2008) | Insta-Flame by Majestic | 33LDVREP | Gravity Type Vented Room Heate | LPG | Luminous | FALSE | FALSE | 1 | None | None | Non-Condensing | Single-Stage | 16000 | 11200 | 0 | 0 | 58 | 57 | Federally-Regulated Consumer Product | 2005-09-29 |  | 2019-06-06
CFM Majestic, Inc. ( Purchased by Monessen Hearth Systems Company 7/25/2008) | Insta-Flame by Majestic | LHER30RN | Gravity Type Vented Room Heate | Natural Gas | Luminous | TRUE | FALSE | 1 | None | None | Non-Condensing | Single-Stage | 30000 | 21000 | 0 | 0 | 64 | 64 | Federally-Regulated Consumer Product | 2005-09-29 |  | 2019-06-06
CFM Majestic, Inc. ( Purchased by Monessen Hearth Systems Company 7/25/2008) | Insta-Flame by Majestic | LHER30RFN | Gravity Type Vented Room Heate | Natural Gas | Luminous | TRUE | FALSE | 1 | None | None | Non-Condensing | Single-Stage | 30000 | 21000 | 0 | 0 | 64 | 64 | Federally-Regulated Consumer Product | 2005-09-29 |  | 2019-06-06
CFM Majestic, Inc. ( Purchased by Monessen Hearth Systems Company 7/25/2008) | Northern Flame by Majestic | A125MN | Gravity Type Vented Room Heate | Natural Gas | No Match | TRUE | FALSE | 1 | None | None | Non-Condensing | Single-Stage | 20000 | 14000 |  |  | 58 | 58 | Federally-Regulated Consumer Product | 1997-11-20 |  | 2019-06-06
CFM Majestic, Inc. ( Purchased by Monessen Hearth Systems Company 7/25/2008) | Northern Flame by Majestic | DR336R-MH | Direct Vent Gravity Type Wall | LPG | No Match | TRUE | FALSE | 1 | None | None | Non-Condensing | Single-Stage | 25000 | 18000 |  |  | 66 | 63 | Federally-Regulated Consumer Product | 1998-03-31 |  | 2019-06-06
CFM Majestic, Inc. ( Purchased by Monessen Hearth Systems Company 7/25/2008) | Northern Flame | DVRT443EN | Gravity Type Vented Room Heate | Natural Gas | No Match | FALSE | FALSE | 1 | None | None | Non-Condensing | Single-Stage | 33000 | 23100 |  |  | 64 | 64 | Federally-Regulated Consumer Product | 2001-09-28 |  | 2019-06-06
CFM Majestic, Inc. ( Purchased by Monessen Hearth Systems Company 7/25/2008) | Insta-Flame by Majestic | DVRSRRP | Direct Vent Gravity Type Wall | LPG | No Match | TRUE | FALSE | 1 | None | None | Non-Condensing | Single-Stage | 30000 | 21000 |  |  | 67 | 64 | Federally-Regulated Consumer Product | 1997-11-20 |  | 2019-06-06
CFM Majestic, Inc. ( Purchased by Monessen Hearth Systems Company 7/25/2008) | Insta-Flame by Majestic | RFSDV24EN | Gravity Type Vented Room Heate | Natural Gas | No Match | FALSE | FALSE | 1 | None | None | Non-Condensing | Single-Stage | 20000 | 14000 |  |  | 63 | 58 | Federally-Regulated Consumer Product | 2001-10-25 |  | 2019-06-06
CFM Majestic, Inc. ( Purchased by Monessen Hearth Systems Company 7/25/2008) | Insta-Flame by Majestic | HE25RN | Gravity Type Vented Room Heate | Natural Gas | No Match | TRUE | FALSE | 1 | None | None | Non-Condensing | Single-Stage | 20000 | 14000 |  |  | 58 | 58 | Federally-Regulated Consumer Product | 1997-11-20 |  | 2019-06-06
CFM Majestic, Inc. ( Purchased by Monessen Hearth Systems Company 7/25/2008) | Insta-Flame by Majestic | 360DVSLEP | Gravity Type Vented Room Heate | LPG | No Match | FALSE | FALSE | 1 | None | None | Non-Condensing | Single-Stage | 38000 | 29260 |  |  | 75 | 64 | Federally-Regulated Consumer Product | 2001-09-28 |  | 2019-06-06
CFM Majestic, Inc. ( Purchased by Monessen Hearth Systems Company 7/25/2008) | Northern Flame | AB30MN | Vented Gravity Type Wall Furna | Natural Gas | No Match | TRUE | FALSE | 1 | None | None | Non-Condensing | Single-Stage | 30000 | 21000 |  |  | 64.2 | 64 | Federally-Regulated Consumer Product | 1997-11-20 |  | 2019-06-06
CFM Majestic, Inc. ( Purchased by Monessen Hearth Systems Company 7/25/2008) | Insta-Flame by Majestic | LHEC20EP | Gravity Type Vented Room Heate | LPG | Luminous | FALSE | FALSE | 1 | None | None | Non-Condensing | Single-Stage | 20000 | 14000 | 0 | 0 | 60 | 58 | Federally-Regulated Consumer Product | 2005-09-29 |  | 2019-06-06
CFM Majestic, Inc. ( Purchased by Monessen Hearth Systems Company 7/25/2008) | Insta-Flame by Majestic | RFSDV34RN | Direct Vent Gravity Type Wall | Natural Gas | No Match | TRUE | FALSE | 1 | None | None | Non-Condensing | Single-Stage | 30000 | 21600 |  |  | 70 | 64 | Federally-Regulated Consumer Product | 1999-04-15 |  | 2019-06-06
CFM Majestic, Inc. ( Purchased by Monessen Hearth Systems Company 7/25/2008) | Insta-Flame by Majestic | HE32RN | Vented Gravity Type Wall Furna | Natural Gas | No Match | TRUE | FALSE | 1 | None | None | Non-Condensing | Single-Stage | 30000 | 21000 |  |  | 66 | 64 | Federally-Regulated Consumer Product | 1997-11-20 |  | 2019-06-06
CFM Majestic, Inc. ( Purchased by Monessen Hearth Systems Company 7/25/2008) | Insta-Flame by Majestic | DVBR42RN | Gravity Type Vented Room Heate | Natural Gas | No Match | TRUE | FALSE | 1 | None | None | Non-Condensing | Single-Stage | 27000 | 18900 |  |  | 63 | 63 | Federally-Regulated Consumer Product | 1999-06-09 |  | 2019-06-06
CFM Majestic, Inc. ( Purchased by Monessen Hearth Systems Company 7/25/2008) | Insta-Flame by Majestic | DVTS2TP | Direct Vent Gravity Type Wall | LPG | No Match | TRUE | FALSE | 1 | None | None | Non-Condensing | Single-Stage | 34000 | 23800 |  |  | 67 | 64 | Federally-Regulated Consumer Product | 1997-11-20 |  | 2019-06-06
CFM Majestic, Inc. ( Purchased by Monessen Hearth Systems Company 7/25/2008) | Insta-Flame by Majestic | RHEDV32TN | Direct Vent Gravity Type Wall | Natural Gas | No Match | TRUE | FALSE | 1 | None | None | Non-Condensing | Single-Stage | 27000 | 18900 |  |  | 66 | 63 | Federally-Regulated Consumer Product | 1998-11-10 |  | 2019-06-06
CFM Majestic, Inc. ( Purchased by Monessen Hearth Systems Company 7/25/2008) | Insta-Flame by Majestic | HEB42RP | Vented Gravity Type Wall Furna | LPG | No Match | TRUE | FALSE | 1 | None | None | Non-Condensing | Single-Stage | 37000 | 25900 |  |  | 66 | 64 | Federally-Regulated Consumer Product | 1997-11-20 |  | 2019-06-06
CFM Majestic, Inc. ( Purchased by Monessen Hearth Systems Company 7/25/2008) | Insta-Flame by Majestic | 36LDVRRN | Gravity Type Vented Room Heate | Natural Gas | Luminous | TRUE | FALSE | 1 | None | None | Non-Condensing | Single-Stage | 19500 | 13650 | 0 | 0 | 58 | 58 | Federally-Regulated Consumer Product | 2005-09-29 |  | 2019-06-06
CFM Majestic, Inc. ( Purchased by Monessen Hearth Systems Company 7/25/2008) | Insta-Flame by Majestic | FS32TP | Vented Gravity Type Wall Furna | LPG | No Match | TRUE | FALSE | 1 | None | None | Non-Condensing | Single-Stage | 30000 | 21000 |  |  | 64 | 64 | Federally-Regulated Consumer Product | 1997-11-20 |  | 2019-06-06
CFM Majestic, Inc. ( Purchased by Monessen Hearth Systems Company 7/25/2008) | Insta-Flame by Majestic | LHERDV20RFN | Gravity Type Vented Room Heate | Natural Gas | Luminous | TRUE | FALSE | 1 | None | None | Non-Condensing | Single-Stage | 20000 | 14000 | 0 | 0 | 64 | 58 | Federally-Regulated Consumer Product | 2005-09-29 |  | 2019-06-06
CFM Majestic, Inc. ( Purchased by Monessen Hearth Systems Company 7/25/2008) | Insta-Flame by Majestic | RFSDV32RFN | Gravity Type Vented Room Heate | Natural Gas | No Match | TRUE | FALSE | 1 | None | None | Non-Condensing | Single-Stage | 30000 | 21000 |  |  | 65 | 64 | Federally-Regulated Consumer Product | 2001-09-28 |  | 2019-06-06
CFM Majestic, Inc. ( Purchased by Monessen Hearth Systems Company 7/25/2008) | Insta-Flame by Majestic | DVRS3TP | Direct Vent Gravity Type Wall | LPG | No Match | TRUE | FALSE | 1 | None | None | Non-Condensing | Single-Stage | 32000 | 22400 |  |  | 67 | 64 | Federally-Regulated Consumer Product | 1997-11-20 |  | 2019-06-06
CFM Majestic, Inc. ( Purchased by Monessen Hearth Systems Company 7/25/2008) | Insta-Flame by Majestic | DVRT39RP | Gravity Type Vented Room Heate | LPG | No Match | TRUE | FALSE | 1 | None | None | Non-Condensing | Single-Stage | 30000 | 21000 |  |  | 64 | 64 | Federally-Regulated Consumer Product | 2000-06-29 |  | 2019-06-06
CFM Majestic, Inc. ( Purchased by Monessen Hearth Systems Company 7/25/2008) | Northern Flame by Majestic | AB132MN | Vented Gravity Type Wall Furna | Natural Gas | No Match | TRUE | FALSE | 1 | None | None | Non-Condensing | Single-Stage | 30000 | 21000 |  |  | 66 | 64 | Federally-Regulated Consumer Product | 1997-11-20 |  | 2019-06-06
CFM Majestic, Inc. ( Purchased by Monessen Hearth Systems Company 7/25/2008) | Insta-Flame by Majestic | HE25MP | Gravity Type Vented Room Heate | LPG | No Match | TRUE | FALSE | 1 | None | None | Non-Condensing | Single-Stage | 20000 | 14000 |  |  | 58 | 58 | Federally-Regulated Consumer Product | 1997-11-20 |  | 2019-06-06
CFM Majestic, Inc. ( Purchased by Monessen Hearth Systems Company 7/25/2008) | Insta-Flame by Majestic | DVRTSBRFN | Gravity Type Vented Room Heate | Natural Gas | No Match | TRUE | FALSE | 1 | None | None | Non-Condensing | Single-Stage | 30000 | 20500 |  |  | 64 | 64 | Federally-Regulated Consumer Product | 2001-09-28 |  | 2019-06-06
CFM Majestic, Inc. ( Purchased by Monessen Hearth Systems Company 7/25/2008) | Insta-Flame by Majestic | 33XDVRRN | Gravity Type Vented Room Heate | Natural Gas | Luminous | TRUE | FALSE | 1 | None | None | Non-Condensing | Single-Stage | 21500 | 15050 | 0 | 0 | 65 | 63 | Federally-Regulated Consumer Product | 2005-09-29 |  | 2019-06-06
CFM Majestic, Inc. ( Purchased by Monessen Hearth Systems Company 7/25/2008) | Insta-Flame by Majestic | 33BDVRRN | Gravity Type Vented Room Heate | Natural Gas | No Match | TRUE | FALSE | 1 | None | None | Non-Condensing | Single-Stage | 15000 | 10500 |  |  | 57 | 57 | Federally-Regulated Consumer Product | 1999-04-15 |  | 2019-06-06
CFM Majestic, Inc. ( Purchased by Monessen Hearth Systems Company 7/25/2008) | Insta-Flame by Majestic | RFSDV24RN | Gravity Type Vented Room Heate | Natural Gas | No Match | TRUE | FALSE | 1 | None | None | Non-Condensing | Single-Stage | 20000 | 14000 |  |  | 63 | 58 | Federally-Regulated Consumer Product | 2001-09-28 |  | 2019-06-06
CFM Majestic, Inc. ( Purchased by Monessen Hearth Systems Company 7/25/2008) | Insta-Flame by Majestic | 39BDVREP | Gravity Type Vented Room Heate | LPG | No Match | TRUE | FALSE | 1 | None | None | Non-Condensing | Single-Stage | 22000 | 15400 |  |  | 63 | 63 | Federally-Regulated Consumer Product | 1999-04-15 |  | 2019-06-06
CFM Majestic, Inc. ( Purchased by Monessen Hearth Systems Company 7/25/2008) | Insta-Flame by Majestic | DVRTSBEN | Gravity Type Vented Room Heate | Natural Gas | No Match | FALSE | FALSE | 1 | None | None | Non-Condensing | Single-Stage | 30000 | 20500 |  |  | 64 | 64 | Federally-Regulated Consumer Product | 2001-09-28 |  | 2019-06-06
CFM Majestic, Inc. ( Purchased by Monessen Hearth Systems Company 7/25/2008) | Insta-Flame by Majestic | LHER30EN | Gravity Type Vented Room Heate | Natural Gas | Luminous | FALSE | FALSE | 1 | None | None | Non-Condensing | Single-Stage | 30000 | 21000 | 0 | 0 | 64 | 64 | Federally-Regulated Consumer Product | 2005-09-29 |  | 2019-06-06
CFM Majestic, Inc. ( Purchased by Monessen Hearth Systems Company 7/25/2008) | Insta-Flame by Majestic | LHEC20EN | Gravity Type Vented Room Heate | Natural Gas | Luminous | FALSE | FALSE | 1 | None | None | Non-Condensing | Single-Stage | 20000 | 14000 | 0 | 0 | 60 | 58 | Federally-Regulated Consumer Product | 2005-09-29 |  | 2019-06-06
CFM Majestic, Inc. ( Purchased by Monessen Hearth Systems Company 7/25/2008) | Insta-Flame | FA20MN | Gravity Type Vented Room Heate | Natural Gas | No Match | TRUE | FALSE | 1 | None | None | Non-Condensing | Single-Stage | 20000 | 14000 |  |  | 63.1 | 58 | Federally-Regulated Consumer Product | 1997-11-20 |  | 2019-06-06
CFM Majestic, Inc. ( Purchased by Monessen Hearth Systems Company 7/25/2008) | Insta-Flame by Majestic | RFSDV42RFN | Gravity Type Vented Room Heate | Natural Gas | No Match | TRUE | FALSE | 1 | None | None | Non-Condensing | Single-Stage | 40000 | 28000 |  |  | 65 | 64 | Federally-Regulated Consumer Product | 2001-09-28 |  | 2019-06-06
CFM Majestic, Inc. ( Purchased by Monessen Hearth Systems Company 7/25/2008) | Insta-Flame by Majestic | DVR33TP | Direct Vent Gravity Type Wall | LPG | No Match | TRUE | FALSE | 1 | None | None | Non-Condensing | Single-Stage | 20000 | 14000 |  |  | 66 | 63 | Federally-Regulated Consumer Product | 1997-11-20 |  | 2019-06-06
CFM Majestic, Inc. ( Purchased by Monessen Hearth Systems Company 7/25/2008) | Insta-Flame by Majestic | LHECDV20EP | Gravity Type Vented Room Heate | LPG | Luminous | FALSE | FALSE | 1 | None | None | Non-Condensing | Single-Stage | 20000 | 14000 | 0 | 0 | 65 | 58 | Federally-Regulated Consumer Product | 2005-09-29 |  | 2019-06-06
CFM Majestic, Inc. ( Purchased by Monessen Hearth Systems Company 7/25/2008) | Insta-Flame by Majestic | 39LDVTEN | Gravity Type Vented Room Heate | Natural Gas | Luminous | FALSE | FALSE | 1 | None | None | Non-Condensing | Single-Stage | 23000 | 16100 | 0 | 0 | 63 | 63 | Federally-Regulated Consumer Product | 2005-09-29 |  | 2019-06-06
CFM Majestic, Inc. ( Purchased by Monessen Hearth Systems Company 7/25/2008) | Insta-Flame by Majestic | RFS32TP | Vented Gravity Type Wall Furna | LPG | No Match | TRUE | FALSE | 1 | None | None | Non-Condensing | Single-Stage | 30000 | 21000 |  |  | 64 | 64 | Federally-Regulated Consumer Product | 1998-11-10 |  | 2019-06-06
CFM Majestic, Inc. ( Purchased by Monessen Hearth Systems Company 7/25/2008) | Insta-Flame by Majestic | RHEDV42RN | Direct Vent Gravity Type Wall | Natural Gas | No Match | TRUE | FALSE | 1 | None | None | Non-Condensing | Single-Stage | 35000 | 24500 |  |  | 66 | 64 | Federally-Regulated Consumer Product | 1998-11-10 |  | 2019-06-06
CFM Majestic, Inc. ( Purchased by Monessen Hearth Systems Company 7/25/2008) | Insta-Flame by Majestic | 36XDVRN | Gravity Type Vented Room Heate | Natural Gas | Luminous | TRUE | FALSE | 1 | None | None | Non-Condensing | Single-Stage | 27500 | 19250 | 0 | 0 | 64 | 64 | Federally-Regulated Consumer Product | 2005-09-29 |  | 2019-06-06
CFM Majestic, Inc. ( Purchased by Monessen Hearth Systems Company 7/25/2008) | Insta-Flame by Majestic | 360DVSLEN | Gravity Type Vented Room Heate | Natural Gas | No Match | FALSE | FALSE | 1 | None | None | Non-Condensing | Single-Stage | 38000 | 29260 |  |  | 75 | 64 | Federally-Regulated Consumer Product | 2001-09-28 |  | 2019-06-06
CFM Majestic, Inc. ( Purchased by Monessen Hearth Systems Company 7/25/2008) | Insta-Flame by Majestic | 39XDVEP | Gravity Type Vented Room Heate | LPG | Luminous | FALSE | FALSE | 1 | None | None | Non-Condensing | Single-Stage | 31000 | 21700 | 0 | 0 | 64 | 64 | Federally-Regulated Consumer Product | 2005-09-29 |  | 2019-06-06
CFM Majestic, Inc. ( Purchased by Monessen Hearth Systems Company 7/25/2008) | Insta-Flame by Majestic | HEDV32RN | Direct Vent Gravity Type Wall | Natural Gas | No Match | TRUE | FALSE | 1 | None | None | Non-Condensing | Single-Stage | 27000 | 18900 |  |  | 66 | 63 | Federally-Regulated Consumer Product | 1997-11-20 |  | 2019-06-06
CFM Majestic, Inc. ( Purchased by Monessen Hearth Systems Company 7/25/2008) | Northern Flame | DVRT339EP | Gravity Type Vented Room Heate | LPG | No Match | FALSE | FALSE | 1 | None | None | Non-Condensing | Single-Stage | 30000 | 21000 |  |  | 64 | 64 | Federally-Regulated Consumer Product | 2001-09-28 |  | 2019-06-06
CFM Majestic, Inc. ( Purchased by Monessen Hearth Systems Company 7/25/2008) | Insta-Flame by Majestic | DV580RP | Gravity Type Vented Room Heate | LPG | No Match | TRUE | FALSE | 1 | None | None | Non-Condensing | Single-Stage | 38000 | 26600 |  |  | 64 | 64 | Federally-Regulated Consumer Product | 2000-10-26 |  | 2019-06-06
CFM Majestic, Inc. ( Purchased by Monessen Hearth Systems Company 7/25/2008) | Insta-Flame | HEDV30-1TP | Direct Vent Gravity Type Wall | LPG | No Match | TRUE | FALSE | 1 | None | None | Non-Condensing | Single-Stage | 21000 | 14700 |  |  | 69.5 | 63 | Federally-Regulated Consumer Product | 1997-11-20 |  | 2019-06-06
CFM Majestic, Inc. ( Purchased by Monessen Hearth Systems Company 7/25/2008) | Insta-Flame by Majestic | DVR36R-MH | Direct Vent Gravity Type Wall | LPG | No Match | TRUE | FALSE | 1 | None | None | Non-Condensing | Single-Stage | 25000 | 18750 |  |  | 66 | 63 | Federally-Regulated Consumer Product | 1998-03-31 |  | 2019-06-06
CFM Majestic, Inc. ( Purchased by Monessen Hearth Systems Company 7/25/2008) | Insta-Flame by Majestic | HE32TP | Vented Gravity Type Wall Furna | LPG | No Match | TRUE | FALSE | 1 | None | None | Non-Condensing | Single-Stage | 30000 | 21000 |  |  | 66 | 64 | Federally-Regulated Consumer Product | 1997-11-20 |  | 2019-06-06
CFM Majestic, Inc. ( Purchased by Monessen Hearth Systems Company 7/25/2008) | Insta-Flame by Majestic | DVHVAC36LP | Direct Vent Gravity Type Wall | LPG | No Match | TRUE | FALSE | 1 | None | None | Non-Condensing | Single-Stage | 40000 | 32370 |  |  | 77.1 | 64 | Federally-Regulated Consumer Product | 1999-04-15 |  | 2019-06-06
CFM Majestic, Inc. ( Purchased by Monessen Hearth Systems Company 7/25/2008) | Insta-Flame by Majestic | FSDV32RN | Direct Vent Gravity Type Wall | Natural Gas | No Match | TRUE | FALSE | 1 | None | None | Non-Condensing | Single-Stage | 30000 | 21000 |  |  | 65 | 64 | Federally-Regulated Consumer Product | 1997-11-20 |  | 2019-06-06
CFM Majestic, Inc. ( Purchased by Monessen Hearth Systems Company 7/25/2008) | Insta-Flame by Majestic | DVT39TN | Direct Vent Gravity Type Wall | Natural Gas | No Match | TRUE | FALSE | 1 | None | None | Non-Condensing | Single-Stage | 30000 | 21000 |  |  | 66 | 64 | Federally-Regulated Consumer Product | 1997-11-20 |  | 2019-06-06
CFM Majestic, Inc. ( Purchased by Monessen Hearth Systems Company 7/25/2008) | Insta-Flame by Majestic | LHER20EN | Gravity Type Vented Room Heate | Natural Gas | Luminous | FALSE | FALSE | 1 | None | None | Non-Condensing | Single-Stage | 20000 | 14000 | 0 | 0 | 59 | 58 | Federally-Regulated Consumer Product | 2005-09-29 |  | 2019-06-06
CFM Majestic, Inc. ( Purchased by Monessen Hearth Systems Company 7/25/2008) | Insta-Flame by Majestic | 39XDVEN | Gravity Type Vented Room Heate | Natural Gas | Luminous | FALSE | FALSE | 1 | None | None | Non-Condensing | Single-Stage | 31000 | 21700 | 0 | 0 | 64 | 64 | Federally-Regulated Consumer Product | 2005-09-29 |  | 2019-06-06
CFM Majestic, Inc. ( Purchased by Monessen Hearth Systems Company 7/25/2008) | Insta-Flame by Majestic | HE25TP | Gravity Type Vented Room Heate | LPG | No Match | TRUE | FALSE | 1 | None | None | Non-Condensing | Single-Stage | 20000 | 14000 |  |  | 58 | 58 | Federally-Regulated Consumer Product | 1997-11-20 |  | 2019-06-06
CFM Majestic, Inc. ( Purchased by Monessen Hearth Systems Company 7/25/2008) | Insta-Flame by Majestic | DVRT39RFN | Gravity Type Vented Room Heate | Natural Gas | No Match | TRUE | FALSE | 1 | None | None | Non-Condensing | Single-Stage | 30000 | 21000 |  |  | 64 | 64 | Federally-Regulated Consumer Product | 2000-06-29 |  | 2019-06-06
CFM Majestic, Inc. ( Purchased by Monessen Hearth Systems Company 7/25/2008) | Insta-Flame by Majestic | LHER20RN | Gravity Type Vented Room Heate | Natural Gas | Luminous | TRUE | FALSE | 1 | None | None | Non-Condensing | Single-Stage | 20000 | 14000 | 0 | 0 | 59 | 58 | Federally-Regulated Consumer Product | 2005-09-29 |  | 2019-06-06
CFM Majestic, Inc. ( Purchased by Monessen Hearth Systems Company 7/25/2008) | Insta-Flame | DV34MN | Direct Vent Gravity Type Wall | Natural Gas | No Match | TRUE | FALSE | 1 | None | None | Non-Condensing | Single-Stage | 23500 | 16450 |  |  | 63 | 63 | Federally-Regulated Consumer Product | 1997-11-20 |  | 2019-06-06
CFM Majestic, Inc. ( Purchased by Monessen Hearth Systems Company 7/25/2008) | Insta-Flame by Majestic | RFS22RN | Vented Gravity Type Wall Furna | Natural Gas | No Match | TRUE | FALSE | 1 | None | None | Non-Condensing | Single-Stage | 30000 | 21000 |  |  | 64 | 64 | Federally-Regulated Consumer Product | 1998-11-10 |  | 2019-06-06
CFM Majestic, Inc. ( Purchased by Monessen Hearth Systems Company 7/25/2008) | Insta-Flame by Majestic | DVRT43RN | Gravity Type Vented Room Heate | Natural Gas | No Match | TRUE | FALSE | 1 | None | None | Non-Condensing | Single-Stage | 33000 | 23100 |  |  | 64 | 64 | Federally-Regulated Consumer Product | 2000-06-29 |  | 2019-06-06
CFM Majestic, Inc. ( Purchased by Monessen Hearth Systems Company 7/25/2008) | Insta-Flame by Majestic | 39BDVTRN | Gravity Type Vented Room Heate | Natural Gas | No Match | TRUE | FALSE | 1 | None | None | Non-Condensing | Single-Stage | 22000 | 15400 |  |  | 63 | 63 | Federally-Regulated Consumer Product | 1999-04-15 |  | 2019-06-06
CFM Majestic, Inc. ( Purchased by Monessen Hearth Systems Company 7/25/2008) | Insta-Flame by Majestic | 36BDVTEP | Gravity Type Vented Room Heate | LPG | No Match | TRUE | FALSE | 1 | None | None | Non-Condensing | Single-Stage | 18000 | 12600 |  |  | 58 | 57 | Federally-Regulated Consumer Product | 1999-04-15 |  | 2019-06-06
CFM Majestic, Inc. ( Purchased by Monessen Hearth Systems Company 7/25/2008) | Northern Flame by Majestic | D232TN | Direct Vent Gravity Type Wall | Natural Gas | No Match | TRUE | FALSE | 1 | None | None | Non-Condensing | Single-Stage | 30000 | 21000 |  |  | 65 | 64 | Federally-Regulated Consumer Product | 1997-11-20 |  | 2019-06-06
CFM Majestic, Inc. ( Purchased by Monessen Hearth Systems Company 7/25/2008) | Insta-Flame | HEDV30-1RN | Direct Vent Gravity Type Wall | Natural Gas | No Match | TRUE | FALSE | 1 | None | None | Non-Condensing | Single-Stage | 27000 | 18900 |  |  | 69.5 | 63 | Federally-Regulated Consumer Product | 1997-11-20 |  | 2019-06-06
CFM Majestic, Inc. ( Purchased by Monessen Hearth Systems Company 7/25/2008) | Northern Flame by Majestic | DR333TP | Direct Vent Gravity Type Wall | LPG | No Match | TRUE | FALSE | 1 | None | None | Non-Condensing | Single-Stage | 20000 | 14000 |  |  | 66 | 63 | Federally-Regulated Consumer Product | 1997-11-20 |  | 2019-06-06
CFM Majestic, Inc. ( Purchased by Monessen Hearth Systems Company 7/25/2008) | Majestic | GE330L | Direct Vent Gravity Type Wall | LPG | No Match | TRUE | FALSE | 1 | None | None | Non-Condensing | Single-Stage | 19000 | 15000 |  |  | 69 | 62 | Federally-Regulated Consumer Product | 1995-11-17 |  | 2019-06-06
CFM Majestic, Inc. ( Purchased by Monessen Hearth Systems Company 7/25/2008) | Northern Flame by Majestic | D222RN | Direct Vent Gravity Type Wall | Natural Gas | No Match | TRUE | FALSE | 1 | None | None | Non-Condensing | Single-Stage | 30000 | 21000 |  |  | 65 | 64 | Federally-Regulated Consumer Product | 1997-11-20 |  | 2019-06-06
CFM Majestic, Inc. ( Purchased by Monessen Hearth Systems Company 7/25/2008) | Insta-Flame by Majestic | RFSDV22RP | Direct Vent Gravity Type Wall | LPG | No Match | TRUE | FALSE | 1 | None | None | Non-Condensing | Single-Stage | 30000 | 21000 |  |  | 65 | 64 | Federally-Regulated Consumer Product | 1998-11-10 |  | 2019-06-06
CFM Majestic, Inc. ( Purchased by Monessen Hearth Systems Company 7/25/2008) | Northern Flame | A130TN | Vented Gravity Type Wall Furna | Natural Gas | No Match | TRUE | FALSE | 1 | None | None | Non-Condensing | Single-Stage | 30000 | 21000 |  |  | 64 | 64 | Federally-Regulated Consumer Product | 1997-11-20 |  | 2019-06-06
CFM Majestic, Inc. ( Purchased by Monessen Hearth Systems Company 7/25/2008) | Northern Flame by Majestic | A132TN | Vented Gravity Type Wall Furna | Natural Gas | No Match | TRUE | FALSE | 1 | None | None | Non-Condensing | Single-Stage | 30000 | 21000 |  |  | 66 | 64 | Federally-Regulated Consumer Product | 1997-11-20 |  | 2019-06-06
CFM Majestic, Inc. ( Purchased by Monessen Hearth Systems Company 7/25/2008) | Insta-Flame by Majestic | 33LDVTEP | Gravity Type Vented Room Heate | LPG | Luminous | FALSE | FALSE | 1 | None | None | Non-Condensing | Single-Stage | 16000 | 11200 | 0 | 0 | 58 | 57 | Federally-Regulated Consumer Product | 2005-09-29 |  | 2019-06-06
CFM Majestic, Inc. ( Purchased by Monessen Hearth Systems Company 7/25/2008) | Northern Flame by Majestic | A132MP | Vented Gravity Type Wall Furna | LPG | No Match | TRUE | FALSE | 1 | None | None | Non-Condensing | Single-Stage | 30000 | 21000 |  |  | 66 | 64 | Federally-Regulated Consumer Product | 1997-11-20 |  | 2019-06-06
CFM Majestic, Inc. ( Purchased by Monessen Hearth Systems Company 7/25/2008) | Insta-Flame by Majestic | DVRT43RFN | Gravity Type Vented Room Heate | Natural Gas | No Match | TRUE | FALSE | 1 | None | None | Non-Condensing | Single-Stage | 33000 | 23100 |  |  | 64 | 64 | Federally-Regulated Consumer Product | 2000-06-29 |  | 2019-06-06
CFM Majestic, Inc. ( Purchased by Monessen Hearth Systems Company 7/25/2008) | Insta-Flame by Majestic | RFSDV22EP | Gravity Type Vented Room Heate | LPG | No Match | FALSE | FALSE | 1 | None | None | Non-Condensing | Single-Stage | 30000 | 21000 |  |  | 65 | 64 | Federally-Regulated Consumer Product | 2001-09-28 |  | 2019-06-06
CFM Majestic, Inc. ( Purchased by Monessen Hearth Systems Company 7/25/2008) | Insta-Flame by Majestic | HE25MN | Gravity Type Vented Room Heate | Natural Gas | No Match | TRUE | FALSE | 1 | None | None | Non-Condensing | Single-Stage | 20000 | 14000 |  |  | 58 | 58 | Federally-Regulated Consumer Product | 1997-11-20 |  | 2019-06-06
CFM Majestic, Inc. ( Purchased by Monessen Hearth Systems Company 7/25/2008) | Insta-Flame by Majestic | RFSDV22RFP | Gravity Type Vented Room Heate | LPG | No Match | TRUE | FALSE | 1 | None | None | Non-Condensing | Single-Stage | 30000 | 21000 |  |  | 65 | 64 | Federally-Regulated Consumer Product | 2001-09-28 |  | 2019-06-06
CFM Majestic, Inc. ( Purchased by Monessen Hearth Systems Company 7/25/2008) | Insta-Flame by Majestic | 36XDVEP | Gravity Type Vented Room Heate | LPG | Luminous | FALSE | FALSE | 1 | None | None | Non-Condensing | Single-Stage | 27500 | 19250 | 0 | 0 | 64 | 64 | Federally-Regulated Consumer Product | 2005-09-29 |  | 2019-06-06
CFM Majestic, Inc. ( Purchased by Monessen Hearth Systems Company 7/25/2008) | Insta-Flame by Majestic | DVT43RN | Direct Vent Gravity Type Wall | Natural Gas | No Match | TRUE | FALSE | 1 | None | None | Non-Condensing | Single-Stage | 33000 | 23100 |  |  | 65 | 64 | Federally-Regulated Consumer Product | 1997-11-20 |  | 2019-06-06
CFM Majestic, Inc. ( Purchased by Monessen Hearth Systems Company 7/25/2008) | Insta-Flame by Majestic | FSDV42TN | Direct Vent Gravity Type Wall | Natural Gas | No Match | TRUE | FALSE | 1 | None | None | Non-Condensing | Single-Stage | 40000 | 28000 |  |  | 65 | 64 | Federally-Regulated Consumer Product | 1997-11-20 |  | 2019-06-06
CFM Majestic, Inc. ( Purchased by Monessen Hearth Systems Company 7/25/2008) | Insta-Flame by Majestic | DVR36RP | Direct Vent Gravity Type Wall | LPG | No Match | TRUE | FALSE | 1 | None | None | Non-Condensing | Single-Stage | 25000 | 17500 |  |  | 66 | 63 | Federally-Regulated Consumer Product | 1997-11-20 |  | 2019-06-06
CFM Majestic, Inc. ( Purchased by Monessen Hearth Systems Company 7/25/2008) | Northern Flame | A230RP | Gravity Type Vented Room Heate | LPG | No Match | TRUE | FALSE | 1 | None | None | Non-Condensing | Single-Stage | 21000 | 14700 |  |  | 64.7 | 63 | Federally-Regulated Consumer Product | 1997-11-20 |  | 2019-06-06
CFM Majestic, Inc. ( Purchased by Monessen Hearth Systems Company 7/25/2008) | Insta-Flame by Majestic | 39BDVREN | Gravity Type Vented Room Heate | Natural Gas | No Match | TRUE | FALSE | 1 | None | None | Non-Condensing | Single-Stage | 22000 | 15400 |  |  | 63 | 63 | Federally-Regulated Consumer Product | 1999-04-15 |  | 2019-06-06
CFM Majestic, Inc. ( Purchased by Monessen Hearth Systems Company 7/25/2008) | Insta-Flame | HEB30MN | Vented Gravity Type Wall Furna | Natural Gas | No Match | TRUE | FALSE | 1 | None | None | Non-Condensing | Single-Stage | 30000 | 21000 |  |  | 64.2 | 64 | Federally-Regulated Consumer Product | 1997-11-20 |  | 2019-06-06
CFM Majestic, Inc. ( Purchased by Monessen Hearth Systems Company 7/25/2008) | Insta-Flame by Majestic | LHEC30EP | Gravity Type Vented Room Heate | LPG | Luminous | FALSE | FALSE | 1 | None | None | Non-Condensing | Single-Stage | 30000 | 21000 | 0 | 0 | 64 | 64 | Federally-Regulated Consumer Product | 2005-09-29 |  | 2019-06-06
CFM Majestic, Inc. ( Purchased by Monessen Hearth Systems Company 7/25/2008) | Insta-Flame by Majestic | DV360RP | Gravity Type Vented Room Heate | LPG | No Match | TRUE | FALSE | 1 | None | None | Non-Condensing | Single-Stage | 30000 | 21000 |  |  | 64 | 64 | Federally-Regulated Consumer Product | 2000-10-26 |  | 2019-06-06
CFM Majestic, Inc. ( Purchased by Monessen Hearth Systems Company 7/25/2008) | Insta-Flame by Majestic | 360DVS2EP | Gravity Type Vented Room Heate | LPG | No Match | FALSE | FALSE | 1 | None | None | Non-Condensing | Single-Stage | 38000 | 29260 |  |  | 75 | 64 | Federally-Regulated Consumer Product | 2001-09-28 |  | 2019-06-06
CFM Majestic, Inc. ( Purchased by Monessen Hearth Systems Company 7/25/2008) | Insta-Flame | DV32RN | Direct Vent Gravity Type Wall | Natural Gas | No Match | TRUE | FALSE | 1 | None | None | Non-Condensing | Single-Stage | 21500 | 15050 |  |  | 63.4 | 63 | Federally-Regulated Consumer Product | 1997-11-20 |  | 2019-06-06
CFM Majestic, Inc. ( Purchased by Monessen Hearth Systems Company 7/25/2008) | Northern Flame by Majestic | A222RP | Vented Gravity Type Wall Furna | LPG | No Match | TRUE | FALSE | 1 | None | None | Non-Condensing | Single-Stage | 30000 | 21000 |  |  | 64 | 64 | Federally-Regulated Consumer Product | 1997-11-20 |  | 2019-06-06
CFM Majestic, Inc. ( Purchased by Monessen Hearth Systems Company 7/25/2008) | Insta-Flame by Majestic | RFSDV32TN | Direct Vent Gravity Type Wall | Natural Gas | No Match | TRUE | FALSE | 1 | None | None | Non-Condensing | Single-Stage | 30000 | 21000 |  |  | 65 | 64 | Federally-Regulated Consumer Product | 1998-11-10 |  | 2019-06-06
CFM Majestic, Inc. ( Purchased by Monessen Hearth Systems Company 7/25/2008) | Northern Flame | A230RN | Gravity Type Vented Room Heate | Natural Gas | No Match | TRUE | FALSE | 1 | None | None | Non-Condensing | Single-Stage | 30000 | 21000 |  |  | 64.7 | 64 | Federally-Regulated Consumer Product | 1997-11-20 |  | 2019-06-06
CFM Majestic, Inc. ( Purchased by Monessen Hearth Systems Company 7/25/2008) | Majestic | GE342L | Direct Vent Gravity Type Wall | LPG | No Match | TRUE | FALSE | 1 | None | None | Non-Condensing | Single-Stage | 32000 | 24500 |  |  | 68.6 | 64 | Federally-Regulated Consumer Product | 1995-11-17 |  | 2019-06-06
CFM Majestic, Inc. ( Purchased by Monessen Hearth Systems Company 7/25/2008) | Northern Flame by Majestic | A132TP | Vented Gravity Type Wall Furna | LPG | No Match | TRUE | FALSE | 1 | None | None | Non-Condensing | Single-Stage | 30000 | 21000 |  |  | 66 | 64 | Federally-Regulated Consumer Product | 1997-11-20 |  | 2019-06-06
CFM Majestic, Inc. ( Purchased by Monessen Hearth Systems Company 7/25/2008) | Insta-Flame by Majestic | LHEC30RFN | Gravity Type Vented Room Heate | Natural Gas | Luminous | TRUE | FALSE | 1 | None | None | Non-Condensing | Single-Stage | 30000 | 21000 | 0 | 0 | 64 | 64 | Federally-Regulated Consumer Product | 2005-09-29 |  | 2019-06-06
CFM Majestic, Inc. ( Purchased by Monessen Hearth Systems Company 7/25/2008) | Insta-Flame by Majestic | FS42RP | Vented Gravity Type Wall Furna | LPG | No Match | TRUE | FALSE | 1 | None | None | Non-Condensing | Single-Stage | 37000 | 25900 |  |  | 64 | 64 | Federally-Regulated Consumer Product | 1997-11-20 |  | 2019-06-06
CFM Majestic, Inc. ( Purchased by Monessen Hearth Systems Company 7/25/2008) | Insta-Flame by Majestic | LHERDV20RP | Gravity Type Vented Room Heate | LPG | Luminous | TRUE | FALSE | 1 | None | None | Non-Condensing | Single-Stage | 20000 | 14000 | 0 | 0 | 64 | 58 | Federally-Regulated Consumer Product | 2005-09-29 |  | 2019-06-06
CFM Majestic, Inc. ( Purchased by Monessen Hearth Systems Company 7/25/2008) | Insta-Flame | FS30RN | Gravity Type Vented Room Heate | Natural Gas | No Match | TRUE | FALSE | 1 | None | None | Non-Condensing | Single-Stage | 30000 | 21000 |  |  | 64.7 | 64 | Federally-Regulated Consumer Product | 1997-11-20 |  | 2019-06-06
CFM Majestic, Inc. ( Purchased by Monessen Hearth Systems Company 7/25/2008) | Northern Flame by Majestic | D132RN | Direct Vent Gravity Type Wall | Natural Gas | No Match | TRUE | FALSE | 1 | None | None | Non-Condensing | Single-Stage | 27000 | 18900 |  |  | 66 | 63 | Federally-Regulated Consumer Product | 1997-11-20 |  | 2019-06-06
CFM Majestic, Inc. ( Purchased by Monessen Hearth Systems Company 7/25/2008) | Insta-Flame by Majestic | 39BDVTRP | Gravity Type Vented Room Heate | LPG | No Match | TRUE | FALSE | 1 | None | None | Non-Condensing | Single-Stage | 22000 | 15400 |  |  | 63 | 63 | Federally-Regulated Consumer Product | 1999-04-15 |  | 2019-06-06
CFM Majestic, Inc. ( Purchased by Monessen Hearth Systems Company 7/25/2008) | Northern Flame | A120TN | Gravity Type Vented Room Heate | Natural Gas | No Match | TRUE | FALSE | 1 | None | None | Non-Condensing | Single-Stage | 20000 | 14000 |  |  | 63.1 | 58 | Federally-Regulated Consumer Product | 1997-11-20 |  | 2019-06-06
CFM Majestic, Inc. ( Purchased by Monessen Hearth Systems Company 7/25/2008) | Northern Flame | A230TN | Gravity Type Vented Room Heate | Natural Gas | No Match | TRUE | FALSE | 1 | None | None | Non-Condensing | Single-Stage | 30000 | 21000 |  |  | 64.7 | 64 | Federally-Regulated Consumer Product | 1997-11-20 |  | 2019-06-06
CFM Majestic, Inc. ( Purchased by Monessen Hearth Systems Company 7/25/2008) | Insta-Flame by Majestic | LHECDV30RFN | Gravity Type Vented Room Heate | Natural Gas | Luminous | TRUE | FALSE | 1 | None | None | Non-Condensing | Single-Stage | 30000 | 21000 | 0 | 0 | 66 | 64 | Federally-Regulated Consumer Product | 2005-09-29 |  | 2019-06-06
CFM Majestic, Inc. ( Purchased by Monessen Hearth Systems Company 7/25/2008) | Insta-Flame | FSDV30TP | Direct Vent Gravity Type Wall | LPG | No Match | TRUE | FALSE | 1 | None | None | Non-Condensing | Single-Stage | 21000 | 14700 |  |  | 69.8 | 63 | Federally-Regulated Consumer Product | 1997-11-20 |  | 2019-06-06
CFM Majestic, Inc. ( Purchased by Monessen Hearth Systems Company 7/25/2008) | Insta-Flame by Majestic | 33XDVRN | Gravity Type Vented Room Heate | Natural Gas | Luminous | TRUE | FALSE | 1 | None | None | Non-Condensing | Single-Stage | 21500 | 15050 | 0 | 0 | 65 | 63 | Federally-Regulated Consumer Product | 2005-09-29 |  | 2019-06-06
CFM Majestic, Inc. ( Purchased by Monessen Hearth Systems Company 7/25/2008) | Insta-Flame by Majestic | LHEC20RFP | Gravity Type Vented Room Heate | LPG | Luminous | TRUE | FALSE | 1 | None | None | Non-Condensing | Single-Stage | 20000 | 14000 | 0 | 0 | 60 | 58 | Federally-Regulated Consumer Product | 2005-09-29 |  | 2019-06-06
CFM Majestic, Inc. ( Purchased by Monessen Hearth Systems Company 7/25/2008) | Insta-Flame by Majestic | DVBR36RP | Gravity Type Vented Room Heate | Natural Gas | No Match | TRUE | FALSE | 1 | None | None | Non-Condensing | Single-Stage | 24000 | 16800 |  |  | 63 | 63 | Federally-Regulated Consumer Product | 1999-06-09 |  | 2019-06-06
CFM Majestic, Inc. ( Purchased by Monessen Hearth Systems Company 7/25/2008) | Insta-Flame | DVS2RP | Direct Vent Gravity Type Wall | LPG | No Match | TRUE | FALSE | 1 | None | None | Non-Condensing | Single-Stage | 25000 | 17500 |  |  | 66.2 | 63 | Federally-Regulated Consumer Product | 1997-11-20 |  | 2019-06-06
CFM Majestic, Inc. ( Purchased by Monessen Hearth Systems Company 7/25/2008) | Northern Flame by Majestic | D232RP | Direct Vent Gravity Type Wall | LPG | No Match | TRUE | FALSE | 1 | None | None | Non-Condensing | Single-Stage | 30000 | 21000 |  |  | 65 | 64 | Federally-Regulated Consumer Product | 1997-11-20 |  | 2019-06-06
CFM Majestic, Inc. ( Purchased by Monessen Hearth Systems Company 7/25/2008) | Insta-Flame by Majestic | RHE42RP | Vented Gravity Type Wall Furna | LPG | No Match | TRUE | FALSE | 1 | None | None | Non-Condensing | Single-Stage | 37000 | 25900 |  |  | 66 | 64 | Federally-Regulated Consumer Product | 1998-11-10 |  | 2019-06-06
CFM Majestic, Inc. ( Purchased by Monessen Hearth Systems Company 7/25/2008) | Northern Flame | A130RN | Vented Gravity Type Wall Furna | Natural Gas | No Match | TRUE | FALSE | 1 | None | None | Non-Condensing | Single-Stage | 30000 | 21000 |  |  | 64 | 64 | Federally-Regulated Consumer Product | 1997-11-20 |  | 2019-06-06
CFM Majestic, Inc. ( Purchased by Monessen Hearth Systems Company 7/25/2008) | Insta-Flame by Majestic | DVR33EP | Gravity Type Vented Room Heate | LPG | No Match | FALSE | FALSE | 1 | None | None | Non-Condensing | Single-Stage | 20000 | 14000 |  |  | 66 | 58 | Federally-Regulated Consumer Product | 2001-09-28 |  | 2019-06-06
CFM Majestic, Inc. ( Purchased by Monessen Hearth Systems Company 7/25/2008) | Northern Flame by Majestic | DT336TN | Direct Vent Gravity Type Wall | Natural Gas | No Match | TRUE | FALSE | 1 | None | None | Non-Condensing | Single-Stage | 25000 | 17500 |  |  | 66 | 63 | Federally-Regulated Consumer Product | 1997-11-20 |  | 2019-06-06
CFM Majestic, Inc. ( Purchased by Monessen Hearth Systems Company 7/25/2008) | Insta-Flame by Majestic | 36BDVREN | Gravity Type Vented Room Heate | Natural Gas | No Match | TRUE | FALSE | 1 | None | None | Non-Condensing | Single-Stage | 18000 | 12600 |  |  | 58 | 57 | Federally-Regulated Consumer Product | 1999-04-15 |  | 2019-06-06
CFM Majestic, Inc. ( Purchased by Monessen Hearth Systems Company 7/25/2008) | Insta-Flame by Majestic | FSDV22RN | Direct Vent Gravity Type Wall | Natural Gas | No Match | TRUE | FALSE | 1 | None | None | Non-Condensing | Single-Stage | 30000 | 21000 |  |  | 65 | 64 | Federally-Regulated Consumer Product | 1997-11-20 |  | 2019-06-06
CFM Majestic, Inc. ( Purchased by Monessen Hearth Systems Company 7/25/2008) | Insta-Flame by Majestic | FSDV22TP | Direct Vent Gravity Type Wall | LPG | No Match | TRUE | FALSE | 1 | None | None | Non-Condensing | Single-Stage | 30000 | 21000 |  |  | 65 | 64 | Federally-Regulated Consumer Product | 1997-11-20 |  | 2019-06-06
CFM Majestic, Inc. ( Purchased by Monessen Hearth Systems Company 7/25/2008) | Insta-Flame | DV36RN | Direct Vent Gravity Type Wall | Natural Gas | No Match | TRUE | FALSE | 1 | None | None | Non-Condensing | Single-Stage | 26000 | 18200 |  |  | 66 | 63 | Federally-Regulated Consumer Product | 1997-11-20 |  | 2019-06-06
CFM Majestic, Inc. ( Purchased by Monessen Hearth Systems Company 7/25/2008) | Insta-Flame by Majestic | RHEDV25TP | Direct Vent Gravity Type Wall | LPG | No Match | TRUE | FALSE | 1 | None | None | Non-Condensing | Single-Stage | 20000 | 14000 |  |  | 66 | 63 | Federally-Regulated Consumer Product | 1998-11-10 |  | 2019-06-06
CFM Majestic, Inc. ( Purchased by Monessen Hearth Systems Company 7/25/2008) | Insta-Flame by Majestic | LHERDV20EN | Gravity Type Vented Room Heate | Natural Gas | Luminous | FALSE | FALSE | 1 | None | None | Non-Condensing | Single-Stage | 20000 | 14000 | 0 | 0 | 64 | 58 | Federally-Regulated Consumer Product | 2005-09-29 |  | 2019-06-06
CFM Majestic, Inc. ( Purchased by Monessen Hearth Systems Company 7/25/2008) | Northern Flame by Majestic | DR336RN | Direct Vent Gravity Type Wall | Natural Gas | No Match | TRUE | FALSE | 1 | None | None | Non-Condensing | Single-Stage | 25000 | 17500 |  |  | 66 | 63 | Federally-Regulated Consumer Product | 1997-11-20 |  | 2019-06-06
CFM Majestic, Inc. ( Purchased by Monessen Hearth Systems Company 7/25/2008) | Insta-Flame by Majestic | DVR36TP | Direct Vent Gravity Type Wall | LPG | No Match | TRUE | FALSE | 1 | None | None | Non-Condensing | Single-Stage | 25000 | 17500 |  |  | 66 | 63 | Federally-Regulated Consumer Product | 1997-11-20 |  | 2019-06-06
CFM Majestic, Inc. ( Purchased by Monessen Hearth Systems Company 7/25/2008) | Northern Flame by Majestic | D232R-MH | Direct Vent Gravity Type Wall | LPG | No Match | TRUE | FALSE | 1 | None | None | Non-Condensing | Single-Stage | 30000 | 22500 |  |  | 65 | 64 | Federally-Regulated Consumer Product | 1998-03-31 |  | 2019-06-06
CFM Majestic, Inc. ( Purchased by Monessen Hearth Systems Company 7/25/2008) | Northern Flame | DVRT336RP | Gravity Type Vented Room Heate | LPG | No Match | TRUE | FALSE | 1 | None | None | Non-Condensing | Single-Stage | 25000 | 17500 |  |  | 63 | 63 | Federally-Regulated Consumer Product | 2000-06-29 |  | 2019-06-06
CFM Majestic, Inc. ( Purchased by Monessen Hearth Systems Company 7/25/2008) | Insta-Flame by Majestic | RHE42TN | Vented Gravity Type Wall Furna | Natural Gas | No Match | TRUE | FALSE | 1 | None | None | Non-Condensing | Single-Stage | 40000 | 28000 |  |  | 66 | 64 | Federally-Regulated Consumer Product | 1998-11-10 |  | 2019-06-06
CFM Majestic, Inc. ( Purchased by Monessen Hearth Systems Company 7/25/2008) | Insta-Flame by Majestic | 43BDVREN | Gravity Type Vented Room Heate | Natural Gas | No Match | TRUE | FALSE | 1 | None | None | Non-Condensing | Single-Stage | 25000 | 17500 |  |  | 63 | 63 | Federally-Regulated Consumer Product | 1999-04-15 |  | 2019-06-06
CFM Majestic, Inc. ( Purchased by Monessen Hearth Systems Company 7/25/2008) | Northern Flame by Majestic | AB132RN | Vented Gravity Type Wall Furna | Natural Gas | No Match | TRUE | FALSE | 1 | None | None | Non-Condensing | Single-Stage | 30000 | 21000 |  |  | 66 | 64 | Federally-Regulated Consumer Product | 1997-11-20 |  | 2019-06-06
CFM Majestic, Inc. ( Purchased by Monessen Hearth Systems Company 7/25/2008) | Insta-Flame by Majestic | 33XDVREP | Gravity Type Vented Room Heate | LPG | Luminous | FALSE | FALSE | 1 | None | None | Non-Condensing | Single-Stage | 21500 | 15050 | 0 | 0 | 65 | 63 | Federally-Regulated Consumer Product | 2005-09-29 |  | 2019-06-06
CFM Majestic, Inc. ( Purchased by Monessen Hearth Systems Company 7/25/2008) | Insta-Flame | HE30TP | Vented Gravity Type Wall Furna | LPG | No Match | TRUE | FALSE | 1 | None | None | Non-Condensing | Single-Stage | 21000 | 14000 |  |  | 64 | 63 | Federally-Regulated Consumer Product | 1997-11-20 |  | 2019-06-06
CFM Majestic, Inc. ( Purchased by Monessen Hearth Systems Company 7/25/2008) | Insta-Flame | FSDV30TN | Direct Vent Gravity Type Wall | Natural Gas | No Match | TRUE | FALSE | 1 | None | None | Non-Condensing | Single-Stage | 30000 | 21000 |  |  | 69.8 | 64 | Federally-Regulated Consumer Product | 1997-11-20 |  | 2019-06-06
CFM Majestic, Inc. ( Purchased by Monessen Hearth Systems Company 7/25/2008) | Northern Flame by Majestic | DR333RN | Direct Vent Gravity Type Wall | Natural Gas | No Match | TRUE | FALSE | 1 | None | None | Non-Condensing | Single-Stage | 20000 | 14000 |  |  | 66 | 63 | Federally-Regulated Consumer Product | 1997-11-20 |  | 2019-06-06
CFM Majestic, Inc. ( Purchased by Monessen Hearth Systems Company 7/25/2008) | Insta-Flame by Majestic | FS22RN | Vented Gravity Type Wall Furna | Natural Gas | No Match | TRUE | FALSE | 1 | None | None | Non-Condensing | Single-Stage | 30000 | 21000 |  |  | 64 | 64 | Federally-Regulated Consumer Product | 1997-11-20 |  | 2019-06-06
CFM Majestic, Inc. ( Purchased by Monessen Hearth Systems Company 7/25/2008) | Insta-Flame by Majestic | DVBR36RN | Gravity Type Vented Room Heate | Natural Gas | No Match | TRUE | FALSE | 1 | None | None | Non-Condensing | Single-Stage | 24000 | 16800 |  |  | 63 | 63 | Federally-Regulated Consumer Product | 1999-06-09 |  | 2019-06-06
CFM Majestic, Inc. ( Purchased by Monessen Hearth Systems Company 7/25/2008) | Insta-Flame by Majestic | 36BDVRRN | Gravity Type Vented Room Heate | Natural Gas | No Match | TRUE | FALSE | 1 | None | None | Non-Condensing | Single-Stage | 18000 | 12600 |  |  | 58 | 57 | Federally-Regulated Consumer Product | 1999-04-15 |  | 2019-06-06
CFM Majestic, Inc. ( Purchased by Monessen Hearth Systems Company 7/25/2008) | Northern Flame | A120MP | Gravity Type Vented Room Heate | LPG | No Match | TRUE | FALSE | 1 | None | None | Non-Condensing | Single-Stage | 17000 | 11900 |  |  | 63.1 | 57 | Federally-Regulated Consumer Product | 1997-11-20 |  | 2019-06-06
CFM Majestic, Inc. ( Purchased by Monessen Hearth Systems Company 7/25/2008) | Insta-Flame by Majestic | RHE32TP | Vented Gravity Type Wall Furna | LPG | No Match | TRUE | FALSE | 1 | None | None | Non-Condensing | Single-Stage | 30000 | 21000 |  |  | 66 | 64 | Federally-Regulated Consumer Product | 1998-11-10 |  | 2019-06-06
CFM Majestic, Inc. ( Purchased by Monessen Hearth Systems Company 7/25/2008) | Insta-Flame by Majestic | DVRTSBRFP | Gravity Type Vented Room Heate | LPG | No Match | TRUE | FALSE | 1 | None | None | Non-Condensing | Single-Stage | 30000 | 20500 |  |  | 64 | 64 | Federally-Regulated Consumer Product | 2001-09-28 |  | 2019-06-06
CFM Majestic, Inc. ( Purchased by Monessen Hearth Systems Company 7/25/2008) | Northern Flame by Majestic | AB132MP | Vented Gravity Type Wall Furna | LPG | No Match | TRUE | FALSE | 1 | None | None | Non-Condensing | Single-Stage | 30000 | 21000 |  |  | 66 | 64 | Federally-Regulated Consumer Product | 1997-11-20 |  | 2019-06-06
CFM Majestic, Inc. ( Purchased by Monessen Hearth Systems Company 7/25/2008) | Northern Flame | D334RP | Direct Vent Gravity Type Wall | LPG | No Match | TRUE | FALSE | 1 | None | None | Non-Condensing | Single-Stage | 21000 | 14700 |  |  | 63 | 63 | Federally-Regulated Consumer Product | 1997-11-20 |  | 2019-06-06
CFM Majestic, Inc. ( Purchased by Monessen Hearth Systems Company 7/25/2008) | Insta-Flame by Majestic | RFSDV32EN | Gravity Type Vented Room Heate | Natural Gas | No Match | FALSE | FALSE | 1 | None | None | Non-Condensing | Single-Stage | 30000 | 21000 |  |  | 65 | 64 | Federally-Regulated Consumer Product | 2001-09-28 |  | 2019-06-06
CFM Majestic, Inc. ( Purchased by Monessen Hearth Systems Company 7/25/2008) | Insta-Flame by Majestic | LHERDV30EN | Gravity Type Vented Room Heate | Natural Gas | Luminous | FALSE | FALSE | 1 | None | None | Non-Condensing | Single-Stage | 30000 | 21000 | 0 | 0 | 65 | 64 | Federally-Regulated Consumer Product | 2005-09-29 |  | 2019-06-06
CFM Majestic, Inc. ( Purchased by Monessen Hearth Systems Company 7/25/2008) | Insta-Flame by Majestic | 39XDVRFP | Gravity Type Vented Room Heate | LPG | Luminous | TRUE | FALSE | 1 | None | None | Non-Condensing | Single-Stage | 31000 | 21700 | 0 | 0 | 64 | 64 | Federally-Regulated Consumer Product | 2005-09-29 |  | 2019-06-06
CFM Majestic, Inc. ( Purchased by Monessen Hearth Systems Company 7/25/2008) | Northern Flame by Majestic | DR336RP | Direct Vent Gravity Type Wall | LPG | No Match | TRUE | FALSE | 1 | None | None | Non-Condensing | Single-Stage | 25000 | 17500 |  |  | 66 | 63 | Federally-Regulated Consumer Product | 1997-11-20 |  | 2019-06-06
CFM Majestic, Inc. ( Purchased by Monessen Hearth Systems Company 7/25/2008) | Insta-Flame by Majestic | RHEB42TP | Vented Gravity Type Wall Furna | LPG | No Match | TRUE | FALSE | 1 | None | None | Non-Condensing | Single-Stage | 37000 | 25900 |  |  | 66 | 64 | Federally-Regulated Consumer Product | 1998-11-10 |  | 2019-06-06
CFM Majestic, Inc. ( Purchased by Monessen Hearth Systems Company 7/25/2008) | Burns & How | BHDRRN | Gravity Type Vented Room Heate | Natural Gas | No Match | TRUE | FALSE | 1 | None | None | Non-Condensing | Single-Stage | 18000 | 12600 |  |  | 58 | 57 | Federally-Regulated Consumer Product | 1999-07-20 |  | 2019-06-06
CFM Majestic, Inc. ( Purchased by Monessen Hearth Systems Company 7/25/2008) | Insta-Flame by Majestic | FSDV22RP | Direct Vent Gravity Type Wall | LPG | No Match | TRUE | FALSE | 1 | None | None | Non-Condensing | Single-Stage | 30000 | 21000 |  |  | 65 | 64 | Federally-Regulated Consumer Product | 1997-11-20 |  | 2019-06-06
CFM Majestic, Inc. ( Purchased by Monessen Hearth Systems Company 7/25/2008) | Insta-Flame by Majestic | 360DVS3RN | Gravity Type Vented Room Heate | Natural Gas | No Match | TRUE | FALSE | 1 | None | None | Non-Condensing | Single-Stage | 38000 | 29260 |  |  | 75 | 64 | Federally-Regulated Consumer Product | 2000-06-29 |  | 2019-06-06
CFM Majestic, Inc. ( Purchased by Monessen Hearth Systems Company 7/25/2008) | Insta-Flame by Majestic | RFSDV24EP | Gravity Type Vented Room Heate | LPG | No Match | FALSE | FALSE | 1 | None | None | Non-Condensing | Single-Stage | 20000 | 14000 |  |  | 63 | 58 | Federally-Regulated Consumer Product | 2001-09-28 |  | 2019-06-06
CFM Majestic, Inc. ( Purchased by Monessen Hearth Systems Company 7/25/2008) | Insta-Flame by Majestic | HE25TN | Gravity Type Vented Room Heate | Natural Gas | No Match | TRUE | FALSE | 1 | None | None | Non-Condensing | Single-Stage | 20000 | 14000 |  |  | 58 | 58 | Federally-Regulated Consumer Product | 1997-11-20 |  | 2019-06-06
CFM Majestic, Inc. ( Purchased by Monessen Hearth Systems Company 7/25/2008) | Northern Flame | D332TP | Direct Vent Gravity Type Wall | LPG | No Match | TRUE | FALSE | 1 | None | None | Non-Condensing | Single-Stage | 18000 | 12600 |  |  | 63.4 | 62 | Federally-Regulated Consumer Product | 1997-11-20 |  | 2019-06-06
CFM Majestic, Inc. ( Purchased by Monessen Hearth Systems Company 7/25/2008) | Insta-Flame by Majestic | 43LDVRRN | Gravity Type Vented Room Heate | Natural Gas | Luminous | TRUE | FALSE | 1 | None | None | Non-Condensing | Single-Stage | 26000 | 18200 | 0 | 0 | 63 | 63 | Federally-Regulated Consumer Product | 2005-09-29 |  | 2019-06-06
CFM Majestic, Inc. ( Purchased by Monessen Hearth Systems Company 7/25/2008) | Insta-Flame by Majestic | RFSDV32EP | Gravity Type Vented Room Heate | LPG | No Match | FALSE | FALSE | 1 | None | None | Non-Condensing | Single-Stage | 30000 | 21000 |  |  | 65 | 64 | Federally-Regulated Consumer Product | 2001-09-28 |  | 2019-06-06
CFM Majestic, Inc. ( Purchased by Monessen Hearth Systems Company 7/25/2008) | Insta-Flame by Majestic | 39LDVTEP | Gravity Type Vented Room Heate | LPG | Luminous | FALSE | FALSE | 1 | None | None | Non-Condensing | Single-Stage | 22500 | 15750 | 0 | 0 | 63 | 63 | Federally-Regulated Consumer Product | 2005-09-29 |  | 2019-06-06
CFM Majestic, Inc. ( Purchased by Monessen Hearth Systems Company 7/25/2008) | Northern Flame by Majestic | D222R-MH | Direct Vent Gravity Type Wall | LPG | No Match | TRUE | FALSE | 1 | None | None | Non-Condensing | Single-Stage | 30000 | 22500 |  |  | 65 | 64 | Federally-Regulated Consumer Product | 1998-03-31 |  | 2019-06-06
CFM Majestic, Inc. ( Purchased by Monessen Hearth Systems Company 7/25/2008) | Insta-Flame by Majestic | RFSDV42RN | Direct Vent Gravity Type Wall | Natural Gas | No Match | TRUE | FALSE | 1 | None | None | Non-Condensing | Single-Stage | 40000 | 28000 |  |  | 65 | 64 | Federally-Regulated Consumer Product | 1998-11-10 |  | 2019-06-06
CFM Majestic, Inc. ( Purchased by Monessen Hearth Systems Company 7/25/2008) | Insta-Flame by Majestic | HEDV32TP | Direct Vent Gravity Type Wall | LPG | No Match | TRUE | FALSE | 1 | None | None | Non-Condensing | Single-Stage | 27000 | 18900 |  |  | 66 | 63 | Federally-Regulated Consumer Product | 1997-11-20 |  | 2019-06-06
CFM Majestic, Inc. ( Purchased by Monessen Hearth Systems Company 7/25/2008) | Insta-Flame by Majestic | LHECDV30EN | Gravity Type Vented Room Heate | Natural Gas | Luminous | FALSE | FALSE | 1 | None | None | Non-Condensing | Single-Stage | 30000 | 21000 | 0 | 0 | 66 | 64 | Federally-Regulated Consumer Product | 2005-09-29 |  | 2019-06-06
CFM Majestic, Inc. ( Purchased by Monessen Hearth Systems Company 7/25/2008) | Insta-Flame by Majestic | 33LDVTRN | Gravity Type Vented Room Heate | Natural Gas | Luminous | TRUE | FALSE | 1 | None | None | Non-Condensing | Single-Stage | 16000 | 11200 | 0 | 0 | 58 | 57 | Federally-Regulated Consumer Product | 2005-09-29 |  | 2019-06-06
CFM Majestic, Inc. ( Purchased by Monessen Hearth Systems Company 7/25/2008) | Insta-Flame by Majestic | FS32TN | Vented Gravity Type Wall Furna | Natural Gas | No Match | TRUE | FALSE | 1 | None | None | Non-Condensing | Single-Stage | 30000 | 21000 |  |  | 64 | 64 | Federally-Regulated Consumer Product | 1997-11-20 |  | 2019-06-06
CFM Majestic, Inc. ( Purchased by Monessen Hearth Systems Company 7/25/2008) | Insta-Flame by Majestic | LHECDV20RP | Gravity Type Vented Room Heate | LPG | Luminous | TRUE | FALSE | 1 | None | None | Non-Condensing | Single-Stage | 20000 | 14000 | 0 | 0 | 65 | 58 | Federally-Regulated Consumer Product | 2005-09-29 |  | 2019-06-06
CFM Majestic, Inc. ( Purchased by Monessen Hearth Systems Company 7/25/2008) | Majestic | GE342N | Direct Vent Gravity Type Wall | Natural Gas | No Match | TRUE | FALSE | 1 | None | None | Non-Condensing | Single-Stage | 32000 | 23500 |  |  | 65.6 | 64 | Federally-Regulated Consumer Product | 1995-11-17 |  | 2019-06-06
CFM Majestic, Inc. ( Purchased by Monessen Hearth Systems Company 7/25/2008) | Northern Flame by Majestic | D232TP | Direct Vent Gravity Type Wall | LPG | No Match | TRUE | FALSE | 1 | None | None | Non-Condensing | Single-Stage | 30000 | 21000 |  |  | 65 | 64 | Federally-Regulated Consumer Product | 1997-11-20 |  | 2019-06-06
CFM Majestic, Inc. ( Purchased by Monessen Hearth Systems Company 7/25/2008) | Northern Flame | DVRT443RFP | Gravity Type Vented Room Heate | LPG | No Match | TRUE | FALSE | 1 | None | None | Non-Condensing | Single-Stage | 31500 | 22050 |  |  | 64 | 64 | Federally-Regulated Consumer Product | 2000-06-29 |  | 2019-06-06
CFM Majestic, Inc. ( Purchased by Monessen Hearth Systems Company 7/25/2008) | Insta-Flame by Majestic | LHECDV20EN | Gravity Type Vented Room Heate | Natural Gas | Luminous | FALSE | FALSE | 1 | None | None | Non-Condensing | Single-Stage | 20000 | 14000 | 0 | 0 | 65 | 58 | Federally-Regulated Consumer Product | 2005-09-29 |  | 2019-06-06
CFM Majestic, Inc. ( Purchased by Monessen Hearth Systems Company 7/25/2008) | Northern Flame | A130MN | Vented Gravity Type Wall Furna | Natural Gas | No Match | TRUE | FALSE | 1 | None | None | Non-Condensing | Single-Stage | 30000 | 21000 |  |  | 64 | 64 | Federally-Regulated Consumer Product | 1997-11-20 |  | 2019-06-06
CFM Majestic, Inc. ( Purchased by Monessen Hearth Systems Company 7/25/2008) | Northern Flame by Majestic | A222TN | Vented Gravity Type Wall Furna | Natural Gas | No Match | TRUE | FALSE | 1 | None | None | Non-Condensing | Single-Stage | 30000 | 21000 |  |  | 64 | 64 | Federally-Regulated Consumer Product | 1997-11-20 |  | 2019-06-06
CFM Majestic, Inc. ( Purchased by Monessen Hearth Systems Company 7/25/2008) | Insta-Flame by Majestic | DRV33RN | Direct Vent Gravity Type Wall | Natural Gas | No Match | TRUE | FALSE | 1 | None | None | Non-Condensing | Single-Stage | 20000 | 14000 |  |  | 66 | 63 | Federally-Regulated Consumer Product | 1997-11-20 |  | 2019-06-06
CFM Majestic, Inc. ( Purchased by Monessen Hearth Systems Company 7/25/2008) | Northern Flame by Majestic | A132MN | Vented Gravity Type Wall Furna | Natural Gas | No Match | TRUE | FALSE | 1 | None | None | Non-Condensing | Single-Stage | 30000 | 21000 |  |  | 66 | 64 | Federally-Regulated Consumer Product | 1997-11-20 |  | 2019-06-06
CFM Majestic, Inc. ( Purchased by Monessen Hearth Systems Company 7/25/2008) | Northern Flame | A130TP | Vented Gravity Type Wall Furna | LPG | No Match | TRUE | FALSE | 1 | None | None | Non-Condensing | Single-Stage | 21000 | 14000 |  |  | 64 | 63 | Federally-Regulated Consumer Product | 1997-11-20 |  | 2019-06-06
CFM Majestic, Inc. ( Purchased by Monessen Hearth Systems Company 7/25/2008) | Insta-Flame by Majestic | DVRS3TN | Direct Vent Gravity Type Wall | Natural Gas | No Match | TRUE | FALSE | 1 | None | None | Non-Condensing | Single-Stage | 34000 | 23800 |  |  | 67 | 64 | Federally-Regulated Consumer Product | 1997-11-20 |  | 2019-06-06
CFM Majestic, Inc. ( Purchased by Monessen Hearth Systems Company 7/25/2008) | Insta-Flame | FS30TP | Gravity Type Vented Room Heate | LPG | No Match | TRUE | FALSE | 1 | None | None | Non-Condensing | Single-Stage | 21000 | 14700 |  |  | 64.7 | 63 | Federally-Regulated Consumer Product | 1997-11-20 |  | 2019-06-06
CFM Majestic, Inc. ( Purchased by Monessen Hearth Systems Company 7/25/2008) | Insta-Flame by Majestic | 43LDVTEN | Gravity Type Vented Room Heate | Natural Gas | Luminous | FALSE | FALSE | 1 | None | None | Non-Condensing | Single-Stage | 26000 | 18200 | 0 | 0 | 63 | 63 | Federally-Regulated Consumer Product | 2005-09-29 |  | 2019-06-06
CFM Majestic, Inc. ( Purchased by Monessen Hearth Systems Company 7/25/2008) | Insta-Flame by Majestic | DVRT39EP | Gravity Type Vented Room Heate | LPG | No Match | FALSE | FALSE | 1 | None | None | Non-Condensing | Single-Stage | 30000 | 21000 |  |  | 64 | 64 | Federally-Regulated Consumer Product | 2001-09-28 |  | 2019-06-06
CFM Majestic, Inc. ( Purchased by Monessen Hearth Systems Company 7/25/2008) | Insta-Flame by Majestic | RHE25RN | Gravity Type Vented Room Heate | Natural Gas | No Match | TRUE | FALSE | 1 | None | None | Non-Condensing | Single-Stage | 22000 | 15400 |  |  | 65 | 63 | Federally-Regulated Consumer Product | 1998-11-10 |  | 2019-06-06
CFM Majestic, Inc. ( Purchased by Monessen Hearth Systems Company 7/25/2008) | Insta-Flame by Majestic | RFSDV24TN | Gravity Type Vented Room Heate | Natural Gas | No Match | TRUE | FALSE | 1 | None | None | Non-Condensing | Single-Stage | 20000 | 14000 |  |  | 63 | 58 | Federally-Regulated Consumer Product | 2001-09-28 |  | 2019-06-06
CFM Majestic, Inc. ( Purchased by Monessen Hearth Systems Company 7/25/2008) | Northern Flame | DVRT336EN | Gravity Type Vented Room Heate | Natural Gas | No Match | FALSE | FALSE | 1 | None | None | Non-Condensing | Single-Stage | 25000 | 17500 |  |  | 63 | 63 | Federally-Regulated Consumer Product | 2001-09-28 |  | 2019-06-06
CFM Majestic, Inc. ( Purchased by Monessen Hearth Systems Company 7/25/2008) | Northern Flame | D332TN | Direct Vent Gravity Type Wall | Natural Gas | No Match | TRUE | FALSE | 1 | None | None | Non-Condensing | Single-Stage | 21500 | 15050 |  |  | 63.4 | 63 | Federally-Regulated Consumer Product | 1997-11-20 |  | 2019-06-06
CFM Majestic, Inc. ( Purchased by Monessen Hearth Systems Company 7/25/2008) | Insta-Flame | DV34MP | Direct Vent Gravity Type Wall | LPG | No Match | TRUE | FALSE | 1 | None | None | Non-Condensing | Single-Stage | 21000 | 14700 |  |  | 63 | 63 | Federally-Regulated Consumer Product | 1997-11-20 |  | 2019-06-06
CFM Majestic, Inc. ( Purchased by Monessen Hearth Systems Company 7/25/2008) | Northern Flame | A230TP | Gravity Type Vented Room Heate | LPG | No Match | TRUE | FALSE | 1 | None | None | Non-Condensing | Single-Stage | 21000 | 14700 |  |  | 64.7 | 63 | Federally-Regulated Consumer Product | 1997-11-20 |  | 2019-06-06
CFM Majestic, Inc. ( Purchased by Monessen Hearth Systems Company 7/25/2008) | Northern Flame | A130RP | Vented Gravity Type Wall Furna | LPG | No Match | TRUE | FALSE | 1 | None | None | Non-Condensing | Single-Stage | 21000 | 14700 |  |  | 64 | 63 | Federally-Regulated Consumer Product | 1997-11-20 |  | 2019-06-06
CFM Majestic, Inc. ( Purchased by Monessen Hearth Systems Company 7/25/2008) | Insta-Flame by Majestic | LHEC30RFP | Gravity Type Vented Room Heate | LPG | Luminous | TRUE | FALSE | 1 | None | None | Non-Condensing | Single-Stage | 30000 | 21000 | 0 | 0 | 64 | 64 | Federally-Regulated Consumer Product | 2005-09-29 |  | 2019-06-06
CFM Majestic, Inc. ( Purchased by Monessen Hearth Systems Company 7/25/2008) | Insta-Flame by Majestic | DVT39RP | Direct Vent Gravity Type Wall | LPG | No Match | TRUE | FALSE | 1 | None | None | Non-Condensing | Single-Stage | 30000 | 21000 |  |  | 66 | 64 | Federally-Regulated Consumer Product | 1997-11-20 |  | 2019-06-06
CFM Majestic, Inc. ( Purchased by Monessen Hearth Systems Company 7/25/2008) | Insta-Flame | DV40RMH | Direct Vent Gravity Type Wall | LPG | No Match | TRUE | FALSE | 1 | None | None | Non-Condensing | Single-Stage | 25000 | 17500 |  |  | 68.6 | 63 | Federally-Regulated Consumer Product | 1997-11-20 |  | 2019-06-06
CFM Majestic, Inc. ( Purchased by Monessen Hearth Systems Company 7/25/2008) | Northern Flame by Majestic | A232RP | Vented Gravity Type Wall Furna | LPG | No Match | TRUE | FALSE | 1 | None | None | Non-Condensing | Single-Stage | 30000 | 21000 |  |  | 64 | 64 | Federally-Regulated Consumer Product | 1997-11-20 |  | 2019-06-06
CFM Majestic, Inc. ( Purchased by Monessen Hearth Systems Company 7/25/2008) | Insta-Flame by Majestic | DVRT39RN | Gravity Type Vented Room Heate | Natural Gas | No Match | TRUE | FALSE | 1 | None | None | Non-Condensing | Single-Stage | 30000 | 21000 |  |  | 64 | 64 | Federally-Regulated Consumer Product | 2000-06-29 |  | 2019-06-06
CFM Majestic, Inc. ( Purchased by Monessen Hearth Systems Company 7/25/2008) | Insta-Flame | DV32TN | Direct Vent Gravity Type Wall | Natural Gas | No Match | TRUE | FALSE | 1 | None | None | Non-Condensing | Single-Stage | 21500 | 15050 |  |  | 63.4 | 63 | Federally-Regulated Consumer Product | 1997-11-20 |  | 2019-06-06
CFM Majestic, Inc. ( Purchased by Monessen Hearth Systems Company 7/25/2008) | Insta-Flame by Majestic | RFSDV24TP | Gravity Type Vented Room Heate | LPG | No Match | TRUE | FALSE | 1 | None | None | Non-Condensing | Single-Stage | 20000 | 14000 |  |  | 63 | 58 | Federally-Regulated Consumer Product | 2001-09-28 |  | 2019-06-06
CFM Majestic, Inc. ( Purchased by Monessen Hearth Systems Company 7/25/2008) | Insta-Flame by Majestic | FS22TP | Vented Gravity Type Wall Furna | LPG | No Match | TRUE | FALSE | 1 | None | None | Non-Condensing | Single-Stage | 30000 | 21000 |  |  | 64 | 64 | Federally-Regulated Consumer Product | 1997-11-20 |  | 2019-06-06
CFM Majestic, Inc. ( Purchased by Monessen Hearth Systems Company 7/25/2008) | Insta-Flame by Majestic | HE32RP | Vented Gravity Type Wall Furna | LPG | No Match | TRUE | FALSE | 1 | None | None | Non-Condensing | Single-Stage | 30000 | 21000 |  |  | 66 | 64 | Federally-Regulated Consumer Product | 1997-11-20 |  | 2019-06-06
CFM Majestic, Inc. ( Purchased by Monessen Hearth Systems Company 7/25/2008) | Insta-Flame by Majestic | DVRT43RP | Gravity Type Vented Room Heate | LPG | No Match | TRUE | FALSE | 1 | None | None | Non-Condensing | Single-Stage | 31500 | 22050 |  |  | 64 | 64 | Federally-Regulated Consumer Product | 2000-06-29 |  | 2019-06-06
CFM Majestic, Inc. ( Purchased by Monessen Hearth Systems Company 7/25/2008) | Insta-Flame by Majestic | 43BDVRRP | Gravity Type Vented Room Heate | LPG | No Match | TRUE | FALSE | 1 | None | None | Non-Condensing | Single-Stage | 25000 | 17500 |  |  | 63 | 63 | Federally-Regulated Consumer Product | 1999-04-15 |  | 2019-06-06
CFM Majestic, Inc. ( Purchased by Monessen Hearth Systems Company 7/25/2008) | Northern Flame by Majestic | A125TP | Gravity Type Vented Room Heate | LPG | No Match | TRUE | FALSE | 1 | None | None | Non-Condensing | Single-Stage | 20000 | 14000 |  |  | 58 | 58 | Federally-Regulated Consumer Product | 1997-11-20 |  | 2019-06-06
CFM Majestic, Inc. ( Purchased by Monessen Hearth Systems Company 7/25/2008) | Insta-Flame by Majestic | 360DVSREP | Gravity Type Vented Room Heate | LPG | No Match | FALSE | FALSE | 1 | None | None | Non-Condensing | Single-Stage | 38000 | 29260 |  |  | 75 | 64 | Federally-Regulated Consumer Product | 2001-09-28 |  | 2019-06-06
CFM Majestic, Inc. ( Purchased by Monessen Hearth Systems Company 7/25/2008) | Insta-Flame by Majestic | DVRT43RFP | Gravity Type Vented Room Heate | LPG | No Match | TRUE | FALSE | 1 | None | None | Non-Condensing | Single-Stage | 31500 | 22050 |  |  | 64 | 64 | Federally-Regulated Consumer Product | 2000-06-29 |  | 2019-06-06
CFM Majestic, Inc. ( Purchased by Monessen Hearth Systems Company 7/25/2008) | Insta-Flame by Majestic | FS32RN | Vented Gravity Type Wall Furna | Natural Gas | No Match | TRUE | FALSE | 1 | None | None | Non-Condensing | Single-Stage | 30000 | 21000 |  |  | 64 | 64 | Federally-Regulated Consumer Product | 1997-11-20 |  | 2019-06-06
CFM Majestic, Inc. ( Purchased by Monessen Hearth Systems Company 7/25/2008) | Northern Flame | DR333EP | Gravity Type Vented Room Heate | LPG | No Match | FALSE | FALSE | 1 | None | None | Non-Condensing | Single-Stage | 20000 | 14000 |  |  | 66 | 58 | Federally-Regulated Consumer Product | 2001-09-28 |  | 2019-06-06
CFM Majestic, Inc. ( Purchased by Monessen Hearth Systems Company 7/25/2008) | Insta-Flame by Majestic | DVRT41EN | Gravity Type Vented Room Heate | Natural Gas | Luminous | FALSE | FALSE | 1 | None | None | Non-Condensing | Single-Stage | 36000 | 25200 | 0 | 0 | 64 | 64 | Federally-Regulated Consumer Product | 2005-09-29 |  | 2019-06-06
CFM Majestic, Inc. ( Purchased by Monessen Hearth Systems Company 7/25/2008) | Insta-Flame by Majestic | 360DVSLRP | Gravity Type Vented Room Heate | LPG | No Match | TRUE | FALSE | 1 | None | None | Non-Condensing | Single-Stage | 38000 | 29260 |  |  | 75 | 64 | Federally-Regulated Consumer Product | 2000-06-29 |  | 2019-06-06
CFM Majestic, Inc. ( Purchased by Monessen Hearth Systems Company 7/25/2008) | Northern Flame | D332RN | Direct Vent Gravity Type Wall | Natural Gas | No Match | TRUE | FALSE | 1 | None | None | Non-Condensing | Single-Stage | 21500 | 15050 |  |  | 63.4 | 63 | Federally-Regulated Consumer Product | 1997-11-20 |  | 2019-06-06
CFM Majestic, Inc. ( Purchased by Monessen Hearth Systems Company 7/25/2008) | Insta-Flame by Majestic | RHEDV25RP | Direct Vent Gravity Type Wall | LPG | No Match | TRUE | FALSE | 1 | None | None | Non-Condensing | Single-Stage | 20000 | 14000 |  |  | 66 | 63 | Federally-Regulated Consumer Product | 1998-11-10 |  | 2019-06-06
CFM Majestic, Inc. ( Purchased by Monessen Hearth Systems Company 7/25/2008) | Insta-Flame | FA20TN | Gravity Type Vented Room Heate | Natural Gas | No Match | TRUE | FALSE | 1 | None | None | Non-Condensing | Single-Stage | 20000 | 14000 |  |  | 63.1 | 58 | Federally-Regulated Consumer Product | 1997-11-20 |  | 2019-06-06
CFM Majestic, Inc. ( Purchased by Monessen Hearth Systems Company 7/25/2008) | Insta-Flame by Majestic | 43BDVRRN | Gravity Type Vented Room Heate | Natural Gas | No Match | TRUE | FALSE | 1 | None | None | Non-Condensing | Single-Stage | 25000 | 17500 |  |  | 63 | 63 | Federally-Regulated Consumer Product | 1999-04-15 |  | 2019-06-06
CFM Majestic, Inc. ( Purchased by Monessen Hearth Systems Company 7/25/2008) | Insta-Flame | HE30MP | Vented Gravity Type Wall Furna | LPG | No Match | TRUE | FALSE | 1 | None | None | Non-Condensing | Single-Stage | 21000 | 14000 |  |  | 64 | 63 | Federally-Regulated Consumer Product | 1997-11-20 |  | 2019-06-06
CFM Majestic, Inc. ( Purchased by Monessen Hearth Systems Company 7/25/2008) | Insta-Flame by Majestic | RHEDV25RN | Direct Vent Gravity Type Wall | Natural Gas | No Match | TRUE | FALSE | 1 | None | None | Non-Condensing | Single-Stage | 22000 | 15400 |  |  | 66 | 63 | Federally-Regulated Consumer Product | 1998-11-10 |  | 2019-06-06
CFM Majestic, Inc. ( Purchased by Monessen Hearth Systems Company 7/25/2008) | Northern Flame by Majestic | A125TN | Gravity Type Vented Room Heate | Natural Gas | No Match | TRUE | FALSE | 1 | None | None | Non-Condensing | Single-Stage | 20000 | 14000 |  |  | 58 | 58 | Federally-Regulated Consumer Product | 1997-11-20 |  | 2019-06-06
CFM Majestic, Inc. ( Purchased by Monessen Hearth Systems Company 7/25/2008) | Insta-Flame by Majestic | HEB32RN | Vented Gravity Type Wall Furna | Natural Gas | No Match | TRUE | FALSE | 1 | None | None | Non-Condensing | Single-Stage | 30000 | 21000 |  |  | 66 | 64 | Federally-Regulated Consumer Product | 1997-11-20 |  | 2019-06-06
CFM Majestic, Inc. ( Purchased by Monessen Hearth Systems Company 7/25/2008) | Insta-Flame by Majestic | DVRS3RN | Direct Vent Gravity Type Wall | Natural Gas | No Match | TRUE | FALSE | 1 | None | None | Non-Condensing | Single-Stage | 34000 | 23800 |  |  | 67 | 64 | Federally-Regulated Consumer Product | 1997-11-20 |  | 2019-06-06
CFM Majestic, Inc. ( Purchased by Monessen Hearth Systems Company 7/25/2008) | Insta-Flame by Majestic | 360DVS3EN | Gravity Type Vented Room Heate | Natural Gas | No Match | FALSE | FALSE | 1 | None | None | Non-Condensing | Single-Stage | 38000 | 29260 |  |  | 75 | 64 | Federally-Regulated Consumer Product | 2001-09-28 |  | 2019-06-06
CFM Majestic, Inc. ( Purchased by Monessen Hearth Systems Company 7/25/2008) | Insta-Flame by Majestic | HEB32RP | Vented Gravity Type Wall Furna | LPG | No Match | TRUE | FALSE | 1 | None | None | Non-Condensing | Single-Stage | 30000 | 21000 |  |  | 66 | 64 | Federally-Regulated Consumer Product | 1997-11-20 |  | 2019-06-06
CFM Majestic, Inc. ( Purchased by Monessen Hearth Systems Company 7/25/2008) | Northern Flame | DR333EN | Gravity Type Vented Room Heate | Natural Gas | No Match | FALSE | FALSE | 1 | None | None | Non-Condensing | Single-Stage | 20000 | 14000 |  |  | 66 | 58 | Federally-Regulated Consumer Product | 2001-09-28 |  | 2019-06-06
CFM Majestic, Inc. ( Purchased by Monessen Hearth Systems Company 7/25/2008) | Insta-Flame by Majestic | DVTS2RP | Direct Vent Gravity Type Wall | LPG | No Match | TRUE | FALSE | 1 | None | None | Non-Condensing | Single-Stage | 34000 | 23800 |  |  | 67 | 64 | Federally-Regulated Consumer Product | 1997-11-20 |  | 2019-06-06
CFM Majestic, Inc. ( Purchased by Monessen Hearth Systems Company 7/25/2008) | Insta-Flame by Majestic | 360DVSREN | Gravity Type Vented Room Heate | Natural Gas | No Match | FALSE | FALSE | 1 | None | None | Non-Condensing | Single-Stage | 38000 | 29260 |  |  | 75 | 64 | Federally-Regulated Consumer Product | 2001-09-28 |  | 2019-06-06
CFM Majestic, Inc. ( Purchased by Monessen Hearth Systems Company 7/25/2008) | Insta-Flame by Majestic | 360DVSRRN | Gravity Type Vented Room Heate | Natural Gas | No Match | TRUE | FALSE | 1 | None | None | Non-Condensing | Single-Stage | 38000 | 29260 |  |  | 75 | 64 | Federally-Regulated Consumer Product | 2000-06-29 |  | 2019-06-06
CFM Majestic, Inc. ( Purchased by Monessen Hearth Systems Company 7/25/2008) | Insta-Flame by Majestic | LHERDV20RN | Gravity Type Vented Room Heate | Natural Gas | Luminous | TRUE | FALSE | 1 | None | None | Non-Condensing | Single-Stage | 20000 | 14000 | 0 | 0 | 64 | 58 | Federally-Regulated Consumer Product | 2005-09-29 |  | 2019-06-06
CFM Majestic, Inc. ( Purchased by Monessen Hearth Systems Company 7/25/2008) | Insta-Flame by Majestic | 43LDVTRP | Gravity Type Vented Room Heate | LPG | Luminous | TRUE | FALSE | 1 | None | None | Non-Condensing | Single-Stage | 24000 | 16800 | 0 | 0 | 63 | 63 | Federally-Regulated Consumer Product | 2005-09-29 |  | 2019-06-06
CFM Majestic, Inc. ( Purchased by Monessen Hearth Systems Company 7/25/2008) | Insta-Flame by Majestic | 36XDVRP | Gravity Type Vented Room Heate | LPG | Luminous | TRUE | FALSE | 1 | None | None | Non-Condensing | Single-Stage | 27500 | 19250 | 0 | 0 | 64 | 64 | Federally-Regulated Consumer Product | 2005-09-29 |  | 2019-06-06
CFM Majestic, Inc. ( Purchased by Monessen Hearth Systems Company 7/25/2008) | Insta-Flame by Majestic | DVRSLRP | Direct Vent Gravity Type Wall | LPG | No Match | TRUE | FALSE | 1 | None | None | Non-Condensing | Single-Stage | 30000 | 21000 |  |  | 67 | 64 | Federally-Regulated Consumer Product | 1997-11-20 |  | 2019-06-06
CFM Majestic, Inc. ( Purchased by Monessen Hearth Systems Company 7/25/2008) | Insta-Flame by Majestic | RFSDV22RN | Direct Vent Gravity Type Wall | Natural Gas | No Match | TRUE | FALSE | 1 | None | None | Non-Condensing | Single-Stage | 30000 | 21000 |  |  | 65 | 64 | Federally-Regulated Consumer Product | 1998-11-10 |  | 2019-06-06
CFM Majestic, Inc. ( Purchased by Monessen Hearth Systems Company 7/25/2008) | Insta-Flame | FA20MP | Gravity Type Vented Room Heate | LPG | No Match | TRUE | FALSE | 1 | None | None | Non-Condensing | Single-Stage | 17000 | 11900 |  |  | 63.1 | 57 | Federally-Regulated Consumer Product | 1997-11-20 |  | 2019-06-06
CFM Majestic, Inc. ( Purchased by Monessen Hearth Systems Company 7/25/2008) | Insta-Flame by Majestic | 43LDVREP | Gravity Type Vented Room Heate | LPG | Luminous | FALSE | FALSE | 1 | None | None | Non-Condensing | Single-Stage | 24000 | 16800 | 0 | 0 | 63 | 63 | Federally-Regulated Consumer Product | 2005-09-29 |  | 2019-06-06
CFM Majestic, Inc. ( Purchased by Monessen Hearth Systems Company 7/25/2008) | Insta-Flame by Majestic | DVT39RN | Direct Vent Gravity Type Wall | Natural Gas | No Match | TRUE | FALSE | 1 | None | None | Non-Condensing | Single-Stage | 30000 | 21000 |  |  | 66 | 64 | Federally-Regulated Consumer Product | 1997-11-20 |  | 2019-06-06
CFM Majestic, Inc. ( Purchased by Monessen Hearth Systems Company 7/25/2008) | Insta-Flame by Majestic | DVRSLTN | Direct Vent Gravity Type Wall | Natural Gas | No Match | TRUE | FALSE | 1 | None | None | Non-Condensing | Single-Stage | 30000 | 21000 |  |  | 67 | 64 | Federally-Regulated Consumer Product | 1997-11-20 |  | 2019-06-06
CFM Majestic, Inc. ( Purchased by Monessen Hearth Systems Company 7/25/2008) | Insta-Flame by Majestic | DVT39TP | Direct Vent Gravity Type Wall | LPG | No Match | TRUE | FALSE | 1 | None | None | Non-Condensing | Single-Stage | 30000 | 21000 |  |  | 66 | 64 | Federally-Regulated Consumer Product | 1997-11-20 |  | 2019-06-06
CFM Majestic, Inc. ( Purchased by Monessen Hearth Systems Company 7/25/2008) | Insta-Flame by Majestic | LHER30RFP | Gravity Type Vented Room Heate | LPG | Luminous | TRUE | FALSE | 1 | None | None | Non-Condensing | Single-Stage | 30000 | 21000 | 0 | 0 | 64 | 64 | Federally-Regulated Consumer Product | 2005-09-29 |  | 2019-06-06
CFM Majestic, Inc. ( Purchased by Monessen Hearth Systems Company 7/25/2008) | Northern Flame | D230RN | Direct Vent Gravity Type Wall | Natural Gas | No Match | TRUE | FALSE | 1 | None | None | Non-Condensing | Single-Stage | 30000 | 21000 |  |  | 69.8 | 64 | Federally-Regulated Consumer Product | 1997-11-20 |  | 2019-06-06
CFM Majestic, Inc. ( Purchased by Monessen Hearth Systems Company 7/25/2008) | Insta-Flame by Majestic | LHERDV30RN | Gravity Type Vented Room Heate | Natural Gas | Luminous | TRUE | FALSE | 1 | None | None | Non-Condensing | Single-Stage | 30000 | 21000 | 0 | 0 | 65 | 64 | Federally-Regulated Consumer Product | 2005-09-29 |  | 2019-06-06
CFM Majestic, Inc. ( Purchased by Monessen Hearth Systems Company 7/25/2008) | Insta-Flame by Majestic | HE32TN | Vented Gravity Type Wall Furna | Natural Gas | No Match | TRUE | FALSE | 1 | None | None | Non-Condensing | Single-Stage | 30000 | 21000 |  |  | 66 | 64 | Federally-Regulated Consumer Product | 1997-11-20 |  | 2019-06-06
CFM Majestic, Inc. ( Purchased by Monessen Hearth Systems Company 7/25/2008) | Insta-Flame | HEDV30-1TN | Direct Vent Gravity Type Wall | Natural Gas | No Match | TRUE | FALSE | 1 | None | None | Non-Condensing | Single-Stage | 27000 | 18900 |  |  | 69.5 | 63 | Federally-Regulated Consumer Product | 1997-11-20 |  | 2019-06-06
CFM Majestic, Inc. ( Purchased by Monessen Hearth Systems Company 7/25/2008) | Insta-Flame by Majestic | LHER20EP | Gravity Type Vented Room Heate | LPG | Luminous | FALSE | FALSE | 1 | None | None | Non-Condensing | Single-Stage | 20000 | 14000 | 0 | 0 | 59 | 58 | Federally-Regulated Consumer Product | 2005-09-29 |  | 2019-06-06
CFM Majestic, Inc. ( Purchased by Monessen Hearth Systems Company 7/25/2008) | Northern Flame | D230TP | Direct Vent Gravity Type Wall | LPG | No Match | TRUE | FALSE | 1 | None | None | Non-Condensing | Single-Stage | 21000 | 14700 |  |  | 69.8 | 63 | Federally-Regulated Consumer Product | 1997-11-20 |  | 2019-06-06
CFM Majestic, Inc. ( Purchased by Monessen Hearth Systems Company 7/25/2008) | Insta-Flame by Majestic | RFSDV32TP | Direct Vent Gravity Type Wall | LPG | No Match | TRUE | FALSE | 1 | None | None | Non-Condensing | Single-Stage | 30000 | 21000 |  |  | 65 | 64 | Federally-Regulated Consumer Product | 1998-11-10 |  | 2019-06-06
CFM Majestic, Inc. ( Purchased by Monessen Hearth Systems Company 7/25/2008) | Insta-Flame by Majestic | DVR33RP | Direct Vent Gravity Type Wall | LPG | No Match | TRUE | FALSE | 1 | None | None | Non-Condensing | Single-Stage | 20000 | 14000 |  |  | 66 | 63 | Federally-Regulated Consumer Product | 1997-11-20 |  | 2019-06-06
CFM Majestic, Inc. ( Purchased by Monessen Hearth Systems Company 7/25/2008) | Insta-Flame by Majestic | RFS42RP | Vented Gravity Type Wall Furna | LPG | No Match | TRUE | FALSE | 1 | None | None | Non-Condensing | Single-Stage | 37000 | 25900 |  |  | 64 | 64 | Federally-Regulated Consumer Product | 1998-11-10 |  | 2019-06-06
CFM Majestic, Inc. ( Purchased by Monessen Hearth Systems Company 7/25/2008) | Insta-Flame | FSDV30RN | Direct Vent Gravity Type Wall | Natural Gas | No Match | TRUE | FALSE | 1 | None | None | Non-Condensing | Single-Stage | 30000 | 21000 |  |  | 69.8 | 64 | Federally-Regulated Consumer Product | 1997-11-20 |  | 2019-06-06
CFM Majestic, Inc. ( Purchased by Monessen Hearth Systems Company 7/25/2008) | Northern Flame | A120MN | Gravity Type Vented Room Heate | Natural Gas | No Match | TRUE | FALSE | 1 | None | None | Non-Condensing | Single-Stage | 20000 | 14000 |  |  | 63.1 | 58 | Federally-Regulated Consumer Product | 1997-11-20 |  | 2019-06-06
CFM Majestic, Inc. ( Purchased by Monessen Hearth Systems Company 7/25/2008) | Northern Flame | DVRT336RFN | Gravity Type Vented Room Heate | Natural Gas | No Match | TRUE | FALSE | 1 | None | None | Non-Condensing | Single-Stage | 25000 | 17500 |  |  | 63 | 63 | Federally-Regulated Consumer Product | 2000-06-29 |  | 2019-06-06
CFM Majestic, Inc. ( Purchased by Monessen Hearth Systems Company 7/25/2008) | Insta-Flame by Majestic | RFSDV24RFP | Gravity Type Vented Room Heate | LPG | No Match | TRUE | FALSE | 1 | None | None | Non-Condensing | Single-Stage | 20000 | 14000 |  |  | 63 | 58 | Federally-Regulated Consumer Product | 2001-09-28 |  | 2019-06-06
CFM Majestic, Inc. ( Purchased by Monessen Hearth Systems Company 7/25/2008) | Insta-Flame by Majestic | 39BDVTEP | Gravity Type Vented Room Heate | LPG | No Match | TRUE | FALSE | 1 | None | None | Non-Condensing | Single-Stage | 22000 | 15400 |  |  | 63 | 63 | Federally-Regulated Consumer Product | 1999-04-15 |  | 2019-06-06
CFM Majestic, Inc. ( Purchased by Monessen Hearth Systems Company 7/25/2008) | Insta-Flame by Majestic | RFSDV34TP | Gravity Type Vented Room Heate | LPG | No Match | TRUE | FALSE | 1 | None | None | Non-Condensing | Single-Stage | 30000 | 21600 |  |  | 70 | 64 | Federally-Regulated Consumer Product | 2001-09-28 |  | 2019-06-06
CFM Majestic, Inc. ( Purchased by Monessen Hearth Systems Company 7/25/2008) | Insta-Flame by Majestic | 43BDVTEP | Gravity Type Vented Room Heate | LPG | No Match | TRUE | FALSE | 1 | None | None | Non-Condensing | Single-Stage | 25000 | 17500 |  |  | 63 | 63 | Federally-Regulated Consumer Product | 1999-04-15 |  | 2019-06-06
CFM Majestic, Inc. ( Purchased by Monessen Hearth Systems Company 7/25/2008) | Insta-Flame by Majestic | 36LDVTRP | Gravity Type Vented Room Heate | LPG | Luminous | TRUE | FALSE | 1 | None | None | Non-Condensing | Single-Stage | 19500 | 13650 | 0 | 0 | 58 | 58 | Federally-Regulated Consumer Product | 2005-09-29 |  | 2019-06-06
CFM Majestic, Inc. ( Purchased by Monessen Hearth Systems Company 7/25/2008) | Insta-Flame by Majestic | FS42TP | Vented Gravity Type Wall Furna | LPG | No Match | TRUE | FALSE | 1 | None | None | Non-Condensing | Single-Stage | 37000 | 25900 |  |  | 64 | 64 | Federally-Regulated Consumer Product | 1997-11-20 |  | 2019-06-06
CFM Majestic, Inc. ( Purchased by Monessen Hearth Systems Company 7/25/2008) | Insta-Flame | HEB30TN | Vented Gravity Type Wall Furna | Natural Gas | No Match | TRUE | FALSE | 1 | None | None | Non-Condensing | Single-Stage | 30000 | 21000 |  |  | 64.2 | 64 | Federally-Regulated Consumer Product | 1997-11-20 |  | 2019-06-06
CFM Majestic, Inc. ( Purchased by Monessen Hearth Systems Company 7/25/2008) | Insta-Flame by Majestic | DVBR42RP | Gravity Type Vented Room Heate | Natural Gas | No Match | TRUE | FALSE | 1 | None | None | Non-Condensing | Single-Stage | 27000 | 18900 |  |  | 63 | 63 | Federally-Regulated Consumer Product | 1999-06-09 |  | 2019-06-06
CFM Majestic, Inc. ( Purchased by Monessen Hearth Systems Company 7/25/2008) | Insta-Flame by Majestic | RHE32RN | Vented Gravity Type Wall Furna | Natural Gas | No Match | TRUE | FALSE | 1 | None | None | Non-Condensing | Single-Stage | 30000 | 21000 |  |  | 66 | 64 | Federally-Regulated Consumer Product | 1998-11-10 |  | 2019-06-06
CFM Majestic, Inc. ( Purchased by Monessen Hearth Systems Company 7/25/2008) | Insta-Flame by Majestic | DVR36RN | Direct Vent Gravity Type Wall | Natural Gas | No Match | TRUE | FALSE | 1 | None | None | Non-Condensing | Single-Stage | 25000 | 17500 |  |  | 66 | 63 | Federally-Regulated Consumer Product | 1997-11-20 |  | 2019-06-06
CFM Majestic, Inc. ( Purchased by Monessen Hearth Systems Company 7/25/2008) | Insta-Flame by Majestic | DVRS3RP | Direct Vent Gravity Type Wall | LPG | No Match | TRUE | FALSE | 1 | None | None | Non-Condensing | Single-Stage | 32000 | 22400 |  |  | 67 | 64 | Federally-Regulated Consumer Product | 1997-11-20 |  | 2019-06-06
CFM Majestic, Inc. ( Purchased by Monessen Hearth Systems Company 7/25/2008) | Insta-Flame by Majestic | DVT43RP | Direct Vent Gravity Type Wall | LPG | No Match | TRUE | FALSE | 1 | None | None | Non-Condensing | Single-Stage | 31500 | 22050 |  |  | 65 | 64 | Federally-Regulated Consumer Product | 1997-11-20 |  | 2019-06-06
CFM Majestic, Inc. ( Purchased by Monessen Hearth Systems Company 7/25/2008) | Insta-Flame by Majestic | HEDV32RP | Direct Vent Gravity Type Wall | LPG | No Match | TRUE | FALSE | 1 | None | None | Non-Condensing | Single-Stage | 27000 | 18900 |  |  | 66 | 63 | Federally-Regulated Consumer Product | 1997-11-20 |  | 2019-06-06
CFM Majestic, Inc. ( Purchased by Monessen Hearth Systems Company 7/25/2008) | Insta-Flame by Majestic | RFSDV34RP | Direct Vent Gravity Type Wall | LPG | No Match | TRUE | FALSE | 1 | None | None | Non-Condensing | Single-Stage | 30000 | 21600 |  |  | 70 | 64 | Federally-Regulated Consumer Product | 1999-04-15 |  | 2019-06-06
CFM Majestic, Inc. ( Purchased by Monessen Hearth Systems Company 7/25/2008) | Insta-Flame by Majestic | 33LDVREN | Gravity Type Vented Room Heate | Natural Gas | Luminous | FALSE | FALSE | 1 | None | None | Non-Condensing | Single-Stage | 16000 | 11200 | 0 | 0 | 58 | 57 | Federally-Regulated Consumer Product | 2005-09-29 |  | 2019-06-06
CFM Majestic, Inc. ( Purchased by Monessen Hearth Systems Company 7/25/2008) | Insta-Flame by Majestic | LHER20RP | Gravity Type Vented Room Heate | LPG | Luminous | TRUE | FALSE | 1 | None | None | Non-Condensing | Single-Stage | 20000 | 14000 | 0 | 0 | 59 | 58 | Federally-Regulated Consumer Product | 2005-09-29 |  | 2019-06-06
CFM Majestic, Inc. ( Purchased by Monessen Hearth Systems Company 7/25/2008) | Northern Flame | AB130TP | Vented Gravity Type Wall Furna | LPG | No Match | TRUE | FALSE | 1 | None | None | Non-Condensing | Single-Stage | 21000 | 14700 |  |  | 64.2 | 63 | Federally-Regulated Consumer Product | 1997-11-20 |  | 2019-06-06
CFM Majestic, Inc. ( Purchased by Monessen Hearth Systems Company 7/25/2008) | Northern Flame | DVRT443RP | Gravity Type Vented Room Heate | LPG | No Match | TRUE | FALSE | 1 | None | None | Non-Condensing | Single-Stage | 31500 | 22050 |  |  | 64 | 64 | Federally-Regulated Consumer Product | 2000-06-29 |  | 2019-06-06
CFM Majestic, Inc. ( Purchased by Monessen Hearth Systems Company 7/25/2008) | Insta-Flame by Majestic | 43BDVTRN | Gravity Type Vented Room Heate | Natural Gas | No Match | TRUE | FALSE | 1 | None | None | Non-Condensing | Single-Stage | 25000 | 17500 |  |  | 63 | 63 | Federally-Regulated Consumer Product | 1999-04-15 |  | 2019-06-06
CFM Majestic, Inc. ( Purchased by Monessen Hearth Systems Company 7/25/2008) | Insta-Flame | HE30RP | Vented Gravity Type Wall Furna | LPG | No Match | TRUE | FALSE | 1 | None | None | Non-Condensing | Single-Stage | 21000 | 14700 |  |  | 64 | 63 | Federally-Regulated Consumer Product | 1997-11-20 |  | 2019-06-06
CFM Majestic, Inc. ( Purchased by Monessen Hearth Systems Company 7/25/2008) | Northern Flame | A120RP | Gravity Type Vented Room Heate | LPG | No Match | TRUE | FALSE | 1 | None | None | Non-Condensing | Single-Stage | 17000 | 11900 |  |  | 63.1 | 57 | Federally-Regulated Consumer Product | 1997-11-20 |  | 2019-06-06
CFM Majestic, Inc. ( Purchased by Monessen Hearth Systems Company 7/25/2008) | Northern Flame | D230RP | Direct Vent Gravity Type Wall | LPG | No Match | TRUE | FALSE | 1 | None | None | Non-Condensing | Single-Stage | 21000 | 14700 |  |  | 69.8 | 63 | Federally-Regulated Consumer Product | 1997-11-20 |  | 2019-06-06
CFM Majestic, Inc. ( Purchased by Monessen Hearth Systems Company 7/25/2008) | Insta-Flame by Majestic | RHE25MP | Gravity Type Vented Room Heate | LPG | No Match | TRUE | FALSE | 1 | None | None | Non-Condensing | Single-Stage | 20000 | 14700 |  |  | 65 | 58 | Federally-Regulated Consumer Product | 1998-11-10 |  | 2019-06-06
CFM Majestic, Inc. ( Purchased by Monessen Hearth Systems Company 7/25/2008) | Insta-Flame by Majestic | DVRT41EP | Gravity Type Vented Room Heate | LPG | Luminous | FALSE | FALSE | 1 | None | None | Non-Condensing | Single-Stage | 36000 | 25200 | 0 | 0 | 64 | 64 | Federally-Regulated Consumer Product | 2005-09-29 |  | 2019-06-06
CFM Majestic, Inc. ( Purchased by Monessen Hearth Systems Company 7/25/2008) | Northern Flame | D336RP | Direct Vent Gravity Type Wall | LPG | No Match | TRUE | FALSE | 1 | None | None | Non-Condensing | Single-Stage | 21000 | 14700 |  |  | 66 | 63 | Federally-Regulated Consumer Product | 1997-11-20 |  | 2019-06-06
CFM Majestic, Inc. ( Purchased by Monessen Hearth Systems Company 7/25/2008) | Insta-Flame by Majestic | HEDV32TN | Direct Vent Gravity Type Wall | Natural Gas | No Match | TRUE | FALSE | 1 | None | None | Non-Condensing | Single-Stage | 27000 | 18900 |  |  | 66 | 63 | Federally-Regulated Consumer Product | 1997-11-20 |  | 2019-06-06
CFM Majestic, Inc. ( Purchased by Monessen Hearth Systems Company 7/25/2008) | Insta-Flame by Majestic | 33XDVRRFN | Gravity Type Vented Room Heate | Natural Gas | Luminous | TRUE | FALSE | 1 | None | None | Non-Condensing | Single-Stage | 21500 | 15050 | 0 | 0 | 65 | 63 | Federally-Regulated Consumer Product | 2005-09-29 |  | 2019-06-06
CFM Majestic, Inc. ( Purchased by Monessen Hearth Systems Company 7/25/2008) | Insta-Flame by Majestic | LHEC20RFN | Gravity Type Vented Room Heate | Natural Gas | Luminous | TRUE | FALSE | 1 | None | None | Non-Condensing | Single-Stage | 20000 | 14000 | 0 | 0 | 60 | 58 | Federally-Regulated Consumer Product | 2005-09-29 |  | 2019-06-06
CFM Majestic, Inc. ( Purchased by Monessen Hearth Systems Company 7/25/2008) | Insta-Flame | HEB30RP | Vented Gravity Type Wall Furna | LPG | No Match | TRUE | FALSE | 1 | None | None | Non-Condensing | Single-Stage | 21000 | 14700 |  |  | 64.2 | 63 | Federally-Regulated Consumer Product | 1997-11-20 |  | 2019-06-06
CFM Majestic, Inc. ( Purchased by Monessen Hearth Systems Company 7/25/2008) | Insta-Flame by Majestic | DVT36RP | Direct Vent Gravity Type Wall | LPG | No Match | TRUE | FALSE | 1 | None | None | Non-Condensing | Single-Stage | 25000 | 17500 |  |  | 66 | 63 | Federally-Regulated Consumer Product | 1997-11-20 |  | 2019-06-06
CFM Majestic, Inc. ( Purchased by Monessen Hearth Systems Company 7/25/2008) | Insta-Flame by Majestic | RFSDV42EN | Gravity Type Vented Room Heate | Natural Gas | No Match | FALSE | FALSE | 1 | None | None | Non-Condensing | Single-Stage | 40000 | 28000 |  |  | 65 | 64 | Federally-Regulated Consumer Product | 2001-09-28 |  | 2019-06-06
CFM Majestic, Inc. ( Purchased by Monessen Hearth Systems Company 7/25/2008) | Insta-Flame by Majestic | DVRT41RP | Gravity Type Vented Room Heate | LPG | Luminous | TRUE | FALSE | 1 | None | None | Non-Condensing | Single-Stage | 36000 | 25200 | 0 | 0 | 64 | 64 | Federally-Regulated Consumer Product | 2005-09-29 |  | 2019-06-06
CFM Majestic, Inc. ( Purchased by Monessen Hearth Systems Company 7/25/2008) | Insta-Flame by Majestic | BVRTSBEP | Gravity Type Vented Room Heate | LPG | No Match | FALSE | FALSE | 1 | None | None | Non-Condensing | Single-Stage | 30000 | 20500 |  |  | 64 | 64 | Federally-Regulated Consumer Product | 2001-09-28 |  | 2019-06-06
CFM Majestic, Inc. ( Purchased by Monessen Hearth Systems Company 7/25/2008) | Northern Flame | D336TN | Direct Vent Gravity Type Wall | Natural Gas | No Match | TRUE | FALSE | 1 | None | None | Non-Condensing | Single-Stage | 26000 | 18200 |  |  | 66 | 63 | Federally-Regulated Consumer Product | 1997-11-20 |  | 2019-06-06
CFM Majestic, Inc. ( Purchased by Monessen Hearth Systems Company 7/25/2008) | Northern Flame | AB30TN | Vented Gravity Type Wall Furna | Natural Gas | No Match | TRUE | FALSE | 1 | None | None | Non-Condensing | Single-Stage | 30000 | 21000 |  |  | 64.2 | 64 | Federally-Regulated Consumer Product | 1997-11-20 |  | 2019-06-06
CFM Majestic, Inc. ( Purchased by Monessen Hearth Systems Company 7/25/2008) | Northern Flame by Majestic | D222TP | Direct Vent Gravity Type Wall | LPG | No Match | TRUE | FALSE | 1 | None | None | Non-Condensing | Single-Stage | 30000 | 21000 |  |  | 65 | 64 | Federally-Regulated Consumer Product | 1997-11-20 |  | 2019-06-06
CFM Majestic, Inc. ( Purchased by Monessen Hearth Systems Company 7/25/2008) | Insta-Flame by Majestic | LHEC30EN | Gravity Type Vented Room Heate | Natural Gas | Luminous | FALSE | FALSE | 1 | None | None | Non-Condensing | Single-Stage | 30000 | 21000 | 0 | 0 | 64 | 64 | Federally-Regulated Consumer Product | 2005-09-29 |  | 2019-06-06
CFM Majestic, Inc. ( Purchased by Monessen Hearth Systems Company 7/25/2008) | Insta-Flame by Majestic | LHEC30RN | Gravity Type Vented Room Heate | Natural Gas | Luminous | TRUE | FALSE | 1 | None | None | Non-Condensing | Single-Stage | 30000 | 21000 | 0 | 0 | 64 | 64 | Federally-Regulated Consumer Product | 2005-09-29 |  | 2019-06-06
CFM Majestic, Inc. ( Purchased by Monessen Hearth Systems Company 7/25/2008) | Northern Flame by Majestic | DT336TP | Direct Vent Gravity Type Wall | LPG | No Match | TRUE | FALSE | 1 | None | None | Non-Condensing | Single-Stage | 25000 | 17500 |  |  | 66 | 63 | Federally-Regulated Consumer Product | 1997-11-20 |  | 2019-06-06
CFM Majestic, Inc. ( Purchased by Monessen Hearth Systems Company 7/25/2008) | Insta-Flame by Majestic | RFSDV34RFP | Gravity Type Vented Room Heate | LPG | No Match | TRUE | FALSE | 1 | None | None | Non-Condensing | Single-Stage | 30000 | 21600 |  |  | 70 | 64 | Federally-Regulated Consumer Product | 2001-09-28 |  | 2019-06-06
CFM Majestic, Inc. ( Purchased by Monessen Hearth Systems Company 7/25/2008) | Insta-Flame by Majestic | 36LDVTRN | Gravity Type Vented Room Heate | Natural Gas | Luminous | TRUE | FALSE | 1 | None | None | Non-Condensing | Single-Stage | 19500 | 13650 | 0 | 0 | 58 | 58 | Federally-Regulated Consumer Product | 2005-09-29 |  | 2019-06-06
CFM Majestic, Inc. ( Purchased by Monessen Hearth Systems Company 7/25/2008) | Insta-Flame by Majestic | 43LDVRRP | Gravity Type Vented Room Heate | LPG | Luminous | TRUE | FALSE | 1 | None | None | Non-Condensing | Single-Stage | 24000 | 16800 | 0 | 0 | 63 | 63 | Federally-Regulated Consumer Product | 2005-09-29 |  | 2019-06-06
CFM Majestic, Inc. ( Purchased by Monessen Hearth Systems Company 7/25/2008) | Insta-Flame | HE30TN | Vented Gravity Type Wall Furna | Natural Gas | No Match | TRUE | FALSE | 1 | None | None | Non-Condensing | Single-Stage | 30000 | 21000 |  |  | 64 | 64 | Federally-Regulated Consumer Product | 1997-11-20 |  | 2019-06-06
CFM Majestic, Inc. ( Purchased by Monessen Hearth Systems Company 7/25/2008) | Insta-Flame by Majestic | RHEB42RN | Vented Gravity Type Wall Furna | Natural Gas | No Match | TRUE | FALSE | 1 | None | None | Non-Condensing | Single-Stage | 40000 | 28000 |  |  | 66 | 64 | Federally-Regulated Consumer Product | 1998-11-10 |  | 2019-06-06
CFM Majestic, Inc. ( Purchased by Monessen Hearth Systems Company 7/25/2008) | Insta-Flame by Majestic | RHEDV42RP | Direct Vent Gravity Type Wall | LPG | No Match | TRUE | FALSE | 1 | None | None | Non-Condensing | Single-Stage | 35000 | 24500 |  |  | 66 | 64 | Federally-Regulated Consumer Product | 1998-11-10 |  | 2019-06-06
CFM Majestic, Inc. ( Purchased by Monessen Hearth Systems Company 7/25/2008) | Insta-Flame by Majestic | LHERDV20RFP | Gravity Type Vented Room Heate | LPG | Luminous | TRUE | FALSE | 1 | None | None | Non-Condensing | Single-Stage | 20000 | 14000 | 0 | 0 | 64 | 58 | Federally-Regulated Consumer Product | 2005-09-29 |  | 2019-06-06
CFM Majestic, Inc. ( Purchased by Monessen Hearth Systems Company 7/25/2008) | Northern Flame | DVRT336EP | Gravity Type Vented Room Heate | LPG | No Match | FALSE | FALSE | 1 | None | None | Non-Condensing | Single-Stage | 25000 | 17500 |  |  | 63 | 63 | Federally-Regulated Consumer Product | 2001-09-28 |  | 2019-06-06
CFM Majestic, Inc. ( Purchased by Monessen Hearth Systems Company 7/25/2008) | Burns & How | BHDTRP | Gravity Type Vented Room Heate | LPG | No Match | TRUE | FALSE | 1 | None | None | Non-Condensing | Single-Stage | 18000 | 12600 |  |  | 58 | 57 | Federally-Regulated Consumer Product | 1999-07-20 |  | 2019-06-06
CFM Majestic, Inc. ( Purchased by Monessen Hearth Systems Company 7/25/2008) | Insta-Flame by Majestic | LHECDV20RFN | Gravity Type Vented Room Heate | Natural Gas | Luminous | TRUE | FALSE | 1 | None | None | Non-Condensing | Single-Stage | 20000 | 14000 | 0 | 0 | 65 | 58 | Federally-Regulated Consumer Product | 2005-09-29 |  | 2019-06-06
CFM Majestic, Inc. ( Purchased by Monessen Hearth Systems Company 7/25/2008) | Insta-Flame by Majestic | 33XDVRRFP | Gravity Type Vented Room Heate | LPG | Luminous | TRUE | FALSE | 1 | None | None | Non-Condensing | Single-Stage | 21500 | 15050 | 0 | 0 | 65 | 63 | Federally-Regulated Consumer Product | 2005-09-29 |  | 2019-06-06
CFM Majestic, Inc. ( Purchased by Monessen Hearth Systems Company 7/25/2008) | Insta-Flame by Majestic | DVR39RP | Direct Vent Gravity Type Wall | LPG | No Match | TRUE | FALSE | 1 | None | None | Non-Condensing | Single-Stage | 30000 | 21000 |  |  | 66 | 64 | Federally-Regulated Consumer Product | 1997-11-20 |  | 2019-06-06
CFM Majestic, Inc. ( Purchased by Monessen Hearth Systems Company 7/25/2008) | Insta-Flame by Majestic | 36BDVREP | Gravity Type Vented Room Heate | LPG | No Match | TRUE | FALSE | 1 | None | None | Non-Condensing | Single-Stage | 18000 | 12600 |  |  | 58 | 57 | Federally-Regulated Consumer Product | 1999-04-15 |  | 2019-06-06
CFM Majestic, Inc. ( Purchased by Monessen Hearth Systems Company 7/25/2008) | Insta-Flame by Majestic | FSDV22R-MH | Direct Vent Gravity Type Wall | LPG | No Match | TRUE | FALSE | 1 | None | None | Non-Condensing | Single-Stage | 30000 | 22500 |  |  | 65 | 64 | Federally-Regulated Consumer Product | 1998-03-31 |  | 2019-06-06
CFM Majestic, Inc. ( Purchased by Monessen Hearth Systems Company 7/25/2008) | Insta-Flame by Majestic | LHEC20RP | Gravity Type Vented Room Heate | LPG | Luminous | TRUE | FALSE | 1 | None | None | Non-Condensing | Single-Stage | 20000 | 14000 | 0 | 0 | 60 | 58 | Federally-Regulated Consumer Product | 2005-09-29 |  | 2019-06-06
CFM Majestic, Inc. ( Purchased by Monessen Hearth Systems Company 7/25/2008) | Insta-Flame by Majestic | 33BDVREP | Gravity Type Vented Room Heate | LPG | No Match | TRUE | FALSE | 1 | None | None | Non-Condensing | Single-Stage | 15000 | 10500 |  |  | 57 | 57 | Federally-Regulated Consumer Product | 1999-04-15 |  | 2019-06-06
CFM Majestic, Inc. ( Purchased by Monessen Hearth Systems Company 7/25/2008) | Insta-Flame by Majestic | HEB32MN | Vented Gravity Type Wall Furna | Natural Gas | No Match | TRUE | FALSE | 1 | None | None | Non-Condensing | Single-Stage | 30000 | 21000 |  |  | 66 | 64 | Federally-Regulated Consumer Product | 1997-11-20 |  | 2019-06-06
CFM Majestic, Inc. ( Purchased by Monessen Hearth Systems Company 7/25/2008) | Insta-Flame by Majestic | DVRT36RP | Gravity Type Vented Room Heate | LPG | No Match | TRUE | FALSE | 1 | None | None | Non-Condensing | Single-Stage | 25000 | 17500 |  |  | 63 | 63 | Federally-Regulated Consumer Product | 2000-06-29 |  | 2019-06-06
CFM Majestic, Inc. ( Purchased by Monessen Hearth Systems Company 7/25/2008) | Insta-Flame by Majestic | 39LDVTRN | Gravity Type Vented Room Heate | Natural Gas | Luminous | TRUE | FALSE | 1 | None | None | Non-Condensing | Single-Stage | 23000 | 16100 | 0 | 0 | 63 | 63 | Federally-Regulated Consumer Product | 2005-09-29 |  | 2019-06-06
CFM Majestic, Inc. ( Purchased by Monessen Hearth Systems Company 7/25/2008) | Insta-Flame by Majestic | RHEB42TN | Vented Gravity Type Wall Furna | Natural Gas | No Match | TRUE | FALSE | 1 | None | None | Non-Condensing | Single-Stage | 40000 | 28000 |  |  | 66 | 64 | Federally-Regulated Consumer Product | 1998-11-10 |  | 2019-06-06
CFM Majestic, Inc. ( Purchased by Monessen Hearth Systems Company 7/25/2008) | Insta-Flame by Majestic | 39BDVTEN | Gravity Type Vented Room Heate | Natural Gas | No Match | TRUE | FALSE | 1 | None | None | Non-Condensing | Single-Stage | 22000 | 15400 |  |  | 63 | 63 | Federally-Regulated Consumer Product | 1999-04-15 |  | 2019-06-06
CFM Majestic, Inc. ( Purchased by Monessen Hearth Systems Company 7/25/2008) | Insta-Flame by Majestic | RFS32RP | Vented Gravity Type Wall Furna | LPG | No Match | TRUE | FALSE | 1 | None | None | Non-Condensing | Single-Stage | 30000 | 21000 |  |  | 64 | 64 | Federally-Regulated Consumer Product | 1998-11-10 |  | 2019-06-06
CFM Majestic, Inc. ( Purchased by Monessen Hearth Systems Company 7/25/2008) | Insta-Flame by Majestic | 39LDVRRN | Gravity Type Vented Room Heate | Natural Gas | Luminous | TRUE | FALSE | 1 | None | None | Non-Condensing | Single-Stage | 23000 | 16100 | 0 | 0 | 63 | 63 | Federally-Regulated Consumer Product | 2005-09-29 |  | 2019-06-06
CFM Majestic, Inc. ( Purchased by Monessen Hearth Systems Company 7/25/2008) | Insta-Flame by Majestic | RFS42TN | Vented Gravity Type Wall Furna | Natural Gas | No Match | TRUE | FALSE | 1 | None | None | Non-Condensing | Single-Stage | 40000 | 28000 |  |  | 64 | 64 | Federally-Regulated Consumer Product | 1998-11-10 |  | 2019-06-06
CFM Majestic, Inc. ( Purchased by Monessen Hearth Systems Company 7/25/2008) | Insta-Flame by Majestic | DVT43TN | Direct Vent Gravity Type Wall | Natural Gas | No Match | TRUE | FALSE | 1 | None | None | Non-Condensing | Single-Stage | 33000 | 23100 |  |  | 65 | 64 | Federally-Regulated Consumer Product | 1997-11-20 |  | 2019-06-06
Rinnai America | Rinnai | RHFE-558RWTA | Vented Fan Type Wall Furnace | LPG | Injection Type | TRUE | FALSE | 1 | None | None | Non-Condensing | Step Modulating | 20700 | 16560 | 6 | 6 | 81 | 73 | Federally-Regulated Consumer Product | 2009-04-22 |  | 2019-06-06
Rinnai America | Rinnai | RHFE-433RFA | Direct Vent Fan Type Wall Furn | LPG | Injection Type | FALSE | FALSE | 1 | None | None | Non-Condensing | Step Modulating | 16700 | 13400 | 6 | 6 | 81 | 73 | Federally-Regulated Consumer Product | 2009-04-22 |  | 2019-06-06
Rinnai America | Rinnai | RHFE-263RFAII-N | Direct Vent Fan Type Wall Furn | Natural Gas | Injection Type | FALSE | FALSE | 1 | None | None | Non-Condensing | Step Modulating | 11000 | 8800 | 5 |  | 80 | 73 | Federally-Regulated Consumer Product | 2009-07-03 |  | 2019-06-06
Rinnai America | Rinnai | RHFE-433RFA | Direct Vent Fan Type Wall Furn | Natural Gas | Injection Type | FALSE | FALSE | 1 | None | None | Non-Condensing | Step Modulating | 16700 | 13400 | 6 | 6 | 81 | 73 | Federally-Regulated Consumer Product | 2009-04-22 |  | 2019-06-06
Rinnai America | Rinnai | RHFE-433RWTA | Direct Vent Fan Type Wall Furn | LPG | Injection Type | FALSE | FALSE | 1 | None | None | Non-Condensing | Step Modulating | 16700 | 13400 | 6 | 6 | 81 | 73 | Federally-Regulated Consumer Product | 2009-04-22 |  | 2019-06-06
Rinnai America | Rinnai | RHFE-263RFAII-P | Direct Vent Fan Type Wall Furn | LPG | Injection Type | FALSE | FALSE | 1 | None | None | Non-Condensing | Step Modulating | 11000 | 8800 | 5 |  | 80 | 73 | Federally-Regulated Consumer Product | 2009-07-03 |  | 2019-06-06
Rinnai America | Rinnai | RHFE-750ETR | Fan Type Vented Room Heater | Natural Gas | Injection Type | FALSE | FALSE | 1 | None | None | Non-Condensing | Single-Stage | 29000 | 21900 | 5 | 1 | 76.3 | 64 | Federally-Regulated Consumer Product | 2007-11-16 |  | 2019-06-06
Rinnai America | Rinnai | RHFE-558RWTA | Vented Fan Type Wall Furnace | Natural Gas | Injection Type | TRUE | FALSE | 1 | None | None | Non-Condensing | Step Modulating | 21500 | 17200 | 6 | 6 | 80 | 73 | Federally-Regulated Consumer Product | 2009-04-22 |  | 2019-06-06
Rinnai America | Rinnai | RHFE-750ETR | Vented Fan Type Wall Furnace | Natural Gas | Injection Type | FALSE | FALSE | 1 | None | None | Non-Condensing | Single-Stage | 29000 | 21900 | 5 | 1 | 76.3 | 73 | Federally-Regulated Consumer Product | 2008-04-14 |  | 2019-06-06
Rinnai America | Rinnai | RHFE-750ETR | Vented Fan Type Wall Furnace | LPG | Injection Type | FALSE | FALSE | 1 | None | None | Non-Condensing | Single-Stage | 28000 | 21840 | 5 | 1 | 79.5 | 73 | Federally-Regulated Consumer Product | 2008-04-14 |  | 2019-06-06
Rinnai America | Rinnai | RHFE-1004RFA-P | Direct Vent Fan Type Wall Furn | LPG | Injection Type | FALSE | FALSE | 1 |  | None | Non-Condensing | Step Modulating | 36500 | 29200 | 5 |  | 82 | 73 | Federally-Regulated Consumer Product | 2009-07-03 |  | 2019-06-06
Rinnai America | Rinnai | RHFE-558RFA | Vented Fan Type Wall Furnace | LPG | Injection Type | TRUE | FALSE | 1 | None | None | Non-Condensing | Step Modulating | 20700 | 16560 | 6 | 6 | 81 | 73 | Federally-Regulated Consumer Product | 2009-04-22 |  | 2019-06-06
Rinnai America | Rinnai | RHFE-1004RFA-N | Direct Vent Fan Type Wall Furn | Natural Gas | Injection Type | FALSE | FALSE | 1 |  | None | Non-Condensing | Step Modulating | 38400 | 30900 | 5 |  | 80.6 | 73 | Federally-Regulated Consumer Product | 2009-07-03 |  | 2019-06-06
Rinnai America | Rinnai | RHFE-433RWTA | Direct Vent Fan Type Wall Furn | Natural Gas | Injection Type | FALSE | FALSE | 1 | None | None | Non-Condensing | Step Modulating | 16700 | 13400 | 6 | 6 | 81 | 73 | Federally-Regulated Consumer Product | 2009-04-22 |  | 2019-06-06
Rinnai America | Rinnai | RHFE-201RFA-N | Direct Vent Fan Type Wall Furn | Natural Gas | Injection Type | FALSE | FALSE | 1 |  | None | Non-Condensing | Step Modulating | 8000 | 6400 | 5 |  | 80.6 | 73 | Federally-Regulated Consumer Product | 2009-07-03 |  | 2019-06-06
Rinnai America | Rinnai | RHFE-1004RFA-P | Direct Vent Fan Type Wall Furn | Natural Gas | Injection Type | FALSE | FALSE | 1 |  | None | Non-Condensing | Step Modulating | 36500 | 29200 | 5 |  | 82 | 73 | Federally-Regulated Consumer Product | 2009-07-03 |  | 2019-06-06
Rinnai America | Rinnai | RHFE-750ERT | Fan Type Vented Room Heater | LPG | Injection Type | FALSE | FALSE | 1 | None | None | Non-Condensing | Single-Stage | 28000 | 21840 | 5 | 1 | 79.5 | 64 | Federally-Regulated Consumer Product | 2007-11-16 |  | 2019-06-06
Rinnai America | Rinnai | RHFE-201RFA-P | Direct Vent Fan Type Wall Furn | LPG | Injection Type | FALSE | FALSE | 1 |  | None | Non-Condensing | Step Modulating | 8000 | 6700 | 5 |  | 83.4 | 73 | Federally-Regulated Consumer Product | 2009-07-03 |  | 2019-06-06
Rinnai America | Rinnai | RHFE-558RFA | Vented Fan Type Wall Furnace | Natural Gas | Injection Type | TRUE | FALSE | 1 | None | None | Non-Condensing | Step Modulating | 21500 | 17200 | 6 | 6 | 80 | 73 | Federally-Regulated Consumer Product | 2009-04-22 |  | 2019-06-06
RSF Energy, Ltd. | RSF Energy | SAPPHIRE (NG) | Gravity Type Vented Room Heate | Natural Gas | No Match | TRUE | FALSE | 1 | None | None | Non-Condensing | Single-Stage | 26000 | 20000 |  |  | 63.4 | 63 | Federally-Regulated Consumer Product | 1994-02-17 |  | 2019-06-06
RSF Energy, Ltd. | RSF Energy | MARIAH (LP) | Gravity Type Vented Room Heate | LPG | No Match | TRUE | FALSE | 1 | None | None | Non-Condensing | Single-Stage | 30000 | 23000 |  |  | 66.1 | 64 | Federally-Regulated Consumer Product | 1994-02-17 |  | 2019-06-06
RSF Energy, Ltd. | RSF Energy | MARIAH DV LP | Direct Vent Gravity Type Wall | LPG | No Match | TRUE | FALSE | 1 | None | None | Non-Condensing | Single-Stage | 27000 | 21000 |  |  | 67.6 | 63 | Federally-Regulated Consumer Product | 1995-03-09 |  | 2019-06-06
RSF Energy, Ltd. | RSF Energy | PANORAMA | Direct Vent Gravity Type Wall | Natural Gas | No Match | TRUE | FALSE | 1 | None | None | Non-Condensing | Single-Stage | 36000 | 28000 |  |  | 69.2 | 64 | Federally-Regulated Consumer Product | 1995-04-12 |  | 2019-06-06
RSF Energy, Ltd. | RSF Energy | MARIAH DV NG | Direct Vent Gravity Type Wall | Natural Gas | No Match | TRUE | FALSE | 1 | None | None | Non-Condensing | Single-Stage | 30000 | 23000 |  |  | 68.7 | 64 | Federally-Regulated Consumer Product | 1995-03-09 |  | 2019-06-06
RSF Energy, Ltd. | RSF Energy | MARIAH (NG) | Gravity Type Vented Room Heate | Natural Gas | No Match | TRUE | FALSE | 1 | None | None | Non-Condensing | Single-Stage | 30000 | 23000 |  |  | 64.6 | 64 | Federally-Regulated Consumer Product | 1994-02-17 |  | 2019-06-06
RSF Energy, Ltd. | RSF Energy | SAPPHIRE (LP) | Gravity Type Vented Room Heate | LPG | No Match | TRUE | FALSE | 1 | None | None | Non-Condensing | Single-Stage | 23500 | 18000 |  |  | 63.2 | 63 | Federally-Regulated Consumer Product | 1994-02-17 |  | 2019-06-06
Security Chimneys, Ltd. | Security Fireplaces | SBGH36R(MH)WFN(E) | Direct Vent Gravity Type Wall | Natural Gas | No Match | TRUE | FALSE | 1 | None | None | Non-Condensing | Single-Stage | 25000 | 18750 |  |  | 75 | 63 | Federally-Regulated Consumer Product | 1995-06-05 |  | 2019-06-06
Security Chimneys, Ltd. | Security Fireplaces | SRGHIP | Vented Fan Type Wall Furnace | LPG | No Match | TRUE | FALSE | 1 | None | None | Non-Condensing | Single-Stage | 22000 | 17160 |  |  | 78 | 73 | Federally-Regulated Consumer Product | 1995-06-05 |  | 2019-06-06
Security Chimneys, Ltd. | Security Fireplaces | SRGH36R(MH)WFP(E) | Direct Vent Gravity Type Wall | LPG | No Match | TRUE | FALSE | 1 | None | None | Non-Condensing | Single-Stage | 25000 | 18750 |  |  | 75 | 63 | Federally-Regulated Consumer Product | 1995-06-05 |  | 2019-06-06
Security Chimneys, Ltd. | Security Fireplaces | SRGH36R(MH)WFN(E) | Direct Vent Gravity Type Wall | Natural Gas | No Match | TRUE | FALSE | 1 | None | None | Non-Condensing | Single-Stage | 25000 | 18750 |  |  | 75 | 63 | Federally-Regulated Consumer Product | 1995-06-05 |  | 2019-06-06
Security Chimneys, Ltd. | Security Fireplaces | SBGH36R(MH)WFP(E) | Direct Vent Gravity Type Wall | LPG | No Match | TRUE | FALSE | 1 | None | None | Non-Condensing | Single-Stage | 25000 | 18750 |  |  | 75 | 63 | Federally-Regulated Consumer Product | 1995-06-05 |  | 2019-06-06
Security Chimneys, Ltd. | Security Fireplaces | SRGHIN | Vented Fan Type Wall Furnace | Natural Gas | No Match | TRUE | FALSE | 1 | None | None | Non-Condensing | Single-Stage | 22000 | 17160 |  |  | 78 | 73 | Federally-Regulated Consumer Product | 1993-07-20 |  | 2019-06-06
Earth Stove, Inc. | Earth Stove | GL36DV | Gravity Type Vented Room Heate | LPG | No Match | TRUE | FALSE | 1 | None | None | Non-Condensing | Single-Stage | 36000 | 28800 |  |  | 74.7 | 64 | Federally-Regulated Consumer Product | 1995-06-02 |  | 2019-06-06
Earth Stove, Inc. | Earth Stove | GFS36DV | Direct Vent Gravity Type Wall | LPG | No Match | TRUE | FALSE | 1 | None | None | Non-Condensing | Single-Stage | 36000 | 28800 |  |  | 80 | 64 | Federally-Regulated Consumer Product | 1996-05-23 |  | 2019-06-06
Earth Stove, Inc. | Earth Stove | GL40 | Gravity Type Vented Room Heate | LPG | No Match | TRUE | FALSE | 1 | None | None | Non-Condensing | Single-Stage | 31000 | 23150 |  |  | 69.3 | 64 | Federally-Regulated Consumer Product | 1993-07-26 |  | 2019-06-06
Earth Stove, Inc. | Earth Stove | BF40 | Gravity Type Vented Room Heate | LPG | No Match | TRUE | FALSE | 1 | None | None | Non-Condensing | Single-Stage | 38000 | 26980 |  |  | 71 | 64 | Federally-Regulated Consumer Product | 1996-05-23 |  | 2019-06-06
Earth Stove, Inc. | Earth Stove | GLI | Gravity Type Vented Room Heate | LPG | No Match | TRUE | FALSE | 1 | None | None | Non-Condensing | Single-Stage | 38000 | 28500 |  |  | 71.9 | 64 | Federally-Regulated Consumer Product | 1995-06-02 |  | 2019-06-06
Earth Stove, Inc. | Earth Stove | GFS36DV | Direct Vent Gravity Type Wall | Natural Gas | No Match | TRUE | FALSE | 1 | None | None | Non-Condensing | Single-Stage | 36000 | 28800 |  |  | 80 | 64 | Federally-Regulated Consumer Product | 1996-05-23 |  | 2019-06-06
Earth Stove, Inc. | Earth Stove | TGI | Gravity Type Vented Room Heate | Natural Gas | No Match | TRUE | FALSE | 1 | None | None | Non-Condensing | Single-Stage | 38000 | 27750 |  |  | 70.6 | 64 | Federally-Regulated Consumer Product | 1995-06-02 |  | 2019-06-06
Earth Stove, Inc. | Earth Stove | TG25DV | Direct Vent Gravity Type Wall | Natural Gas | No Match | TRUE | FALSE | 1 | None | None | Non-Condensing | Single-Stage | 26000 | 18000 |  |  | 79 | 63 | Federally-Regulated Consumer Product | 1997-04-15 |  | 2019-06-06
Earth Stove, Inc. | Earth Stove | TGI36 | Gravity Type Vented Room Heate | LPG | No Match | TRUE | FALSE | 1 | None | None | Non-Condensing | Single-Stage | 36000 | 27000 |  |  | 75 | 64 | Federally-Regulated Consumer Product | 1996-05-23 |  | 2019-06-06
Earth Stove, Inc. | Earth Stove | TGI36 | Gravity Type Vented Room Heate | Natural Gas | No Match | TRUE | FALSE | 1 | None | None | Non-Condensing | Single-Stage | 36000 | 27000 |  |  | 75 | 64 | Federally-Regulated Consumer Product | 1996-05-23 |  | 2019-06-06
Earth Stove, Inc. | Earth Stove | GFS40 | Gravity Type Vented Room Heate | Natural Gas | No Match | TRUE | FALSE | 1 | None | None | Non-Condensing | Single-Stage | 40000 | 28800 |  |  | 72 | 64 | Federally-Regulated Consumer Product | 1996-05-23 |  | 2019-06-06
Earth Stove, Inc. | Earth Stove | GBV40DV | Direct Vent Gravity Type Wall | Natural Gas | No Match | TRUE | FALSE | 1 | None | None | Non-Condensing | Single-Stage | 40000 | 23700 |  |  | 75 | 64 | Federally-Regulated Consumer Product | 1997-04-15 |  | 2019-06-06
Earth Stove, Inc. | Earth Stove | GI36 | Gravity Type Vented Room Heate | LPG | No Match | TRUE | FALSE | 1 | None | None | Non-Condensing | Single-Stage | 36000 | 27000 |  |  | 75 | 64 | Federally-Regulated Consumer Product | 1996-05-23 |  | 2019-06-06
Earth Stove, Inc. | Earth Stove | GL36DV | Gravity Type Vented Room Heate | Natural Gas | No Match | TRUE | FALSE | 1 | None | None | Non-Condensing | Single-Stage | 36000 | 28800 |  |  | 74 | 64 | Federally-Regulated Consumer Product | 1995-06-02 |  | 2019-06-06
Earth Stove, Inc. | Earth Stove | GBV40 | Gravity Type Vented Room Heate | LPG | No Match | TRUE | FALSE | 1 | None | None | Non-Condensing | Single-Stage | 40000 | 23700 |  |  | 77 | 64 | Federally-Regulated Consumer Product | 1997-04-15 |  | 2019-06-06
Earth Stove, Inc. | Earth Stove | TGI | Gravity Type Vented Room Heate | LPG | No Match | TRUE | FALSE | 1 | None | None | Non-Condensing | Single-Stage | 38000 | 28500 |  |  | 71.9 | 64 | Federally-Regulated Consumer Product | 1995-06-02 |  | 2019-06-06
Earth Stove, Inc. | Earth Stove | GFS40 | Gravity Type Vented Room Heate | LPG | No Match | TRUE | FALSE | 1 | None | None | Non-Condensing | Single-Stage | 38000 | 26980 |  |  | 71 | 64 | Federally-Regulated Consumer Product | 1996-05-23 |  | 2019-06-06
Earth Stove, Inc. | Earth Stove | TG440 | Gravity Type Vented Room Heate | LPG | No Match | TRUE | FALSE | 1 | None | None | Non-Condensing | Single-Stage | 31000 | 22300 |  |  | 66.7 | 64 | Federally-Regulated Consumer Product | 1995-06-02 |  | 2019-06-06
Earth Stove, Inc. | Earth Stove | GL25DV | Direct Vent Gravity Type Wall | LPG | No Match | TRUE | FALSE | 1 | None | None | Non-Condensing | Single-Stage | 26000 | 18000 |  |  | 81 | 63 | Federally-Regulated Consumer Product | 1997-04-15 |  | 2019-06-06
Earth Stove, Inc. | Earth Stove | BF40 | Gravity Type Vented Room Heate | Natural Gas | No Match | TRUE | FALSE | 1 | None | None | Non-Condensing | Single-Stage | 40000 | 28800 |  |  | 72 | 64 | Federally-Regulated Consumer Product | 1996-05-23 |  | 2019-06-06
Earth Stove, Inc. | Earth Stove | GI36 | Gravity Type Vented Room Heate | Natural Gas | No Match | TRUE | FALSE | 1 | None | None | Non-Condensing | Single-Stage | 36000 | 27000 |  |  | 75 | 64 | Federally-Regulated Consumer Product | 1996-05-23 |  | 2019-06-06
Earth Stove, Inc. | Earth Stove | GBV40 | Gravity Type Vented Room Heate | Natural Gas | No Match | TRUE | FALSE | 1 | None | None | Non-Condensing | Single-Stage | 40000 | 23700 |  |  | 75 | 64 | Federally-Regulated Consumer Product | 1997-04-15 |  | 2019-06-06
Earth Stove, Inc. | Earth Stove | GL40 | Gravity Type Vented Room Heate | Natural Gas | No Match | TRUE | FALSE | 1 | None | None | Non-Condensing | Single-Stage | 40000 | 29000 |  |  | 66.8 | 64 | Federally-Regulated Consumer Product | 1993-07-26 |  | 2019-06-06
Earth Stove, Inc. | Earth Stove | TG25DV | Direct Vent Gravity Type Wall | LPG | No Match | TRUE | FALSE | 1 | None | None | Non-Condensing | Single-Stage | 26000 | 18000 |  |  | 81 | 63 | Federally-Regulated Consumer Product | 1997-04-15 |  | 2019-06-06
Earth Stove, Inc. | Earth Stove | GLI | Gravity Type Vented Room Heate | Natural Gas | No Match | TRUE | FALSE | 1 | None | None | Non-Condensing | Single-Stage | 38000 | 27750 |  |  | 70.6 | 64 | Federally-Regulated Consumer Product | 1995-06-02 |  | 2019-06-06
Earth Stove, Inc. | Earth Stove | GL25DV | Direct Vent Gravity Type Wall | Natural Gas | No Match | TRUE | FALSE | 1 | None | None | Non-Condensing | Single-Stage | 26000 | 18000 |  |  | 79 | 63 | Federally-Regulated Consumer Product | 1997-04-15 |  | 2019-06-06
Earth Stove, Inc. | Earth Stove | TG440 | Gravity Type Vented Room Heate | Natural Gas | No Match | TRUE | FALSE | 1 | None | None | Non-Condensing | Single-Stage | 40000 | 29800 |  |  | 66.9 | 64 | Federally-Regulated Consumer Product | 1995-06-02 |  | 2019-06-06
Earth Stove, Inc. | Earth Stove | GBV40DV | Direct Vent Gravity Type Wall | LPG | No Match | TRUE | FALSE | 1 | None | None | Non-Condensing | Single-Stage | 40000 | 23700 |  |  | 77 | 64 | Federally-Regulated Consumer Product | 1997-04-15 |  | 2019-06-06
Selkirk Metalbestos | SEL Series | 3333 | Direct Vent Gravity Type Wall | Natural Gas | No Match | TRUE | FALSE | 1 | None | None | Non-Condensing | Single-Stage | 20000 | 15500 |  |  | 76 | 63 | Federally-Regulated Consumer Product | 1990-04-24 |  | 2019-06-06
Selkirk Metalbestos | SEL Series | 2100/RDV-25 | Direct Vent Gravity Type Wall | LPG | No Match | TRUE | FALSE | 1 | None | None | Non-Condensing | Single-Stage | 24000 | 18200 |  |  | 67.2 | 63 | Federally-Regulated Consumer Product | 1995-08-02 |  | 2019-06-06
Selkirk Metalbestos | SEL Series | 2100/RDV-25 | Direct Vent Gravity Type Wall | Natural Gas | No Match | TRUE | FALSE | 1 | None | None | Non-Condensing | Single-Stage | 25000 | 18500 |  |  | 65.6 | 63 | Federally-Regulated Consumer Product | 1995-08-02 |  | 2019-06-06
Emberline Industries, Ltd. | Elation | ELATION | Gravity Type Vented Room Heate | Natural Gas | No Match | TRUE | FALSE | 1 | None | None | Non-Condensing | Single-Stage | 25000 | 17000 |  |  | 68 | 63 | Federally-Regulated Consumer Product | 1993-04-28 |  | 2019-06-06
Sherwood Industries, Ltd. | Envirogas | EG30DV | Direct Vent Gravity Type Wall | Natural Gas | No Match | TRUE | FALSE | 1 | None | None | Non-Condensing | Single-Stage | 30000 | 22800 |  |  | 65 | 64 | Federally-Regulated Consumer Product | 1997-07-09 |  | 2019-06-06
Sherwood Industries, Ltd. | Envirogas | EFG BAY | Gravity Type Vented Room Heate | Natural Gas | No Match | TRUE | FALSE | 1 | None | None | Non-Condensing | Single-Stage | 35000 | 26922 |  |  | 69.5 | 64 | Federally-Regulated Consumer Product | 1994-08-23 |  | 2019-06-06
Sherwood Industries, Ltd. | Envirogas | EG28BVFS | Gravity Type Vented Room Heate | Natural Gas | No Match | TRUE | FALSE | 1 | None | None | Non-Condensing | Single-Stage | 26500 | 21500 |  |  | 71.9 | 63 | Federally-Regulated Consumer Product | 1998-07-30 |  | 2019-06-06
Sherwood Industries, Ltd. | Envirogas | EG95BVFS | Gravity Type Vented Room Heate | Natural Gas | No Match | TRUE | FALSE | 1 | None | None | Non-Condensing | Single-Stage | 38000 | 29600 |  |  | 67.4 | 64 | Federally-Regulated Consumer Product | 1997-07-09 |  | 2019-06-06
Sherwood Industries, Ltd. | Envirogas | EG95DV | Direct Vent Gravity Type Wall | Natural Gas | No Match | TRUE | FALSE | 1 | None | None | Non-Condensing | Single-Stage | 38000 | 29300 |  |  | 67.1 | 64 | Federally-Regulated Consumer Product | 1997-07-09 |  | 2019-06-06
Sherwood Industries, Ltd. | Envirogas | 828BVINS | Gravity Type Vented Room Heate | Natural Gas | No Match | TRUE | FALSE | 1 | None | None | Non-Condensing | Single-Stage | 26500 | 21000 |  |  | 67.9 | 63 | Federally-Regulated Consumer Product | 1997-07-09 |  | 2019-06-06
Sherwood Industries, Ltd. | Envirogas | EG40DVFS | Direct Vent Gravity Type Wall | Natural Gas | No Match | TRUE | FALSE | 1 | None | None | Non-Condensing | Single-Stage | 38000 | 29400 |  |  | 71 | 64 | Federally-Regulated Consumer Product | 1998-07-30 |  | 2019-06-06
Sherwood Industries, Ltd. | Envirogas | EG32BVINS | Gravity Type Vented Room Heate | Natural Gas | No Match | TRUE | FALSE | 1 | None | None | Non-Condensing | Single-Stage | 30000 | 23500 |  |  | 70.6 | 64 | Federally-Regulated Consumer Product | 1998-07-30 |  | 2019-06-06
Sherwood Industries, Ltd. | Envirogas | EG30BV | Gravity Type Vented Room Heate | Natural Gas | No Match | TRUE | FALSE | 1 | None | None | Non-Condensing | Single-Stage | 30000 | 24000 |  |  | 68.9 | 64 | Federally-Regulated Consumer Product | 1997-07-09 |  | 2019-06-06
Sherwood Industries, Ltd. | Envirogas | EG95BVINS | Gravity Type Vented Room Heate | Natural Gas | No Match | TRUE | FALSE | 1 | None | None | Non-Condensing | Single-Stage | 38000 | 28900 |  |  | 65.2 | 64 | Federally-Regulated Consumer Product | 1997-07-09 |  | 2019-06-06
Sherwood Industries, Ltd. | Envirogas | EG25BVINS | Gravity Type Vented Room Heate | Natural Gas | No Match | TRUE | FALSE | 1 | None | None | Non-Condensing | Single-Stage | 25000 | 18900 |  |  | 68 | 63 | Federally-Regulated Consumer Product | 1998-07-30 |  | 2019-06-06
Sherwood Industries, Ltd. | Envirogas | EG28DVFS | Direct Vent Gravity Type Wall | Natural Gas | No Match | TRUE | FALSE | 1 | None | None | Non-Condensing | Single-Stage | 26500 | 21500 |  |  | 71.5 | 63 | Federally-Regulated Consumer Product | 1998-07-30 |  | 2019-06-06
Sherwood Industries, Ltd. | Envirogas | EG40BVFS | Gravity Type Vented Room Heate | Natural Gas | No Match | TRUE | FALSE | 1 | None | None | Non-Condensing | Single-Stage | 38000 | 29400 |  |  | 66.4 | 64 | Federally-Regulated Consumer Product | 1998-07-30 |  | 2019-06-06
Sherwood Industries, Ltd. | Envirogas | EFG | Gravity Type Vented Room Heate | Natural Gas | No Match | TRUE | FALSE | 1 | None | None | Non-Condensing | Single-Stage | 32000 | 25366 |  |  | 71.5 | 64 | Federally-Regulated Consumer Product | 1993-06-21 |  | 2019-06-06
Sherwood Industries, Ltd. | Envirogas | 828DVINS | Direct Vent Gravity Type Wall | Natural Gas | No Match | TRUE | FALSE | 1 | None | None | Non-Condensing | Single-Stage | 26500 | 21600 |  |  | 68 | 63 | Federally-Regulated Consumer Product | 1997-07-09 |  | 2019-06-06
Sherwood Industries, Ltd. | Envirogas | 828BVFS | Gravity Type Vented Room Heate | Natural Gas | No Match | TRUE | FALSE | 1 | None | None | Non-Condensing | Single-Stage | 26500 | 21600 |  |  | 71.2 | 63 | Federally-Regulated Consumer Product | 1997-07-09 |  | 2019-06-06
Sherwood Industries, Ltd. | Envirogas | EG20BVINS | Gravity Type Vented Room Heate | Natural Gas | No Match | TRUE | FALSE | 1 | None | None | Non-Condensing | Single-Stage | 20000 | 15100 |  |  | 64.3 | 58 | Federally-Regulated Consumer Product | 1998-07-30 |  | 2019-06-06
Sherwood Industries, Ltd. | Envirogas | 828DVFS | Direct Vent Gravity Type Wall | Natural Gas | No Match | TRUE | FALSE | 1 | None | None | Non-Condensing | Single-Stage | 26500 | 21800 |  |  | 71.5 | 63 | Federally-Regulated Consumer Product | 1997-07-09 |  | 2019-06-06
Temco Fireplace Products | Temco | DV1000P | Direct Vent Gravity Type Wall | LPG | No Match | TRUE | FALSE | 1 | None | None | Non-Condensing | Single-Stage | 18500 | 11470 |  |  | 62 | 62 | Federally-Regulated Consumer Product | 2001-08-06 |  | 2019-06-06
Temco Fireplace Products | Temco | CDV42AMBN | Direct Vent Gravity Type Wall | Natural Gas | No Match | TRUE | FALSE | 1 | None | None | Non-Condensing | Single-Stage | 25000 | 16000 |  |  | 64 | 63 | Federally-Regulated Consumer Product | 1999-09-24 |  | 2019-06-06
Temco Fireplace Products | Temco | DV6400N | Direct Vent Gravity Type Wall | Natural Gas | No Match | TRUE | FALSE | 1 | None | None | Non-Condensing | Single-Stage | 27000 | 17010 |  |  | 63 | 63 | Federally-Regulated Consumer Product | 2001-08-20 |  | 2019-06-06
Temco Fireplace Products | Temco | DV1400MBN | Direct Vent Gravity Type Wall | Natural Gas | No Match | TRUE | FALSE | 1 | None | None | Non-Condensing | Single-Stage | 22000 | 13860 |  |  | 64 | 63 | Federally-Regulated Consumer Product | 2001-07-06 |  | 2019-06-06
Temco Fireplace Products | Temco | CDV32AMBN | Direct Vent Gravity Type Wall | Natural Gas | No Match | TRUE | FALSE | 1 | None | None | Non-Condensing | Single-Stage | 20000 | 12800 |  |  | 64 | 63 | Federally-Regulated Consumer Product | 1999-09-24 |  | 2019-06-06
Temco Fireplace Products | Temco | DV1000MBN | Direct Vent Gravity Type Wall | Natural Gas | No Match | TRUE | FALSE | 1 | None | None | Non-Condensing | Single-Stage | 18500 | 11470 |  |  | 62 | 62 | Federally-Regulated Consumer Product | 2001-07-06 |  | 2019-06-06
Temco Fireplace Products | Temco | DV1000DSN | Direct Vent Gravity Type Wall | Natural Gas | No Match | FALSE | FALSE | 1 | None | None | Non-Condensing | Single-Stage | 18500 | 11470 |  |  | 62 | 62 | Federally-Regulated Consumer Product | 2001-08-06 |  | 2019-06-06
Temco Fireplace Products | Temco | DV1400N | Direct Vent Gravity Type Wall | Natural Gas | No Match | TRUE | FALSE | 1 | None | None | Non-Condensing | Single-Stage | 22000 | 13860 |  |  | 64 | 63 | Federally-Regulated Consumer Product | 2001-07-06 |  | 2019-06-06
Temco Fireplace Products | Temco | CDV36AN | Direct Vent Gravity Type Wall | Natural Gas | No Match | TRUE | FALSE | 1 | None | None | Non-Condensing | Single-Stage | 25000 | 16000 |  |  | 64 | 63 | Federally-Regulated Consumer Product | 1999-09-24 |  | 2019-06-06
Temco Fireplace Products | Temco | DV5200N | Direct Vent Gravity Type Wall | Natural Gas | No Match | TRUE | FALSE | 1 | None | None | Non-Condensing | Single-Stage | 25000 | 16000 |  |  | 64 | 63 | Federally-Regulated Consumer Product | 2002-03-13 |  | 2019-06-06
Temco Fireplace Products | Temco | CDV42AN | Direct Vent Gravity Type Wall | Natural Gas | No Match | TRUE | FALSE | 1 | None | None | Non-Condensing | Single-Stage | 25000 | 16000 |  |  | 64 | 63 | Federally-Regulated Consumer Product | 1999-09-24 |  | 2019-06-06
Temco Fireplace Products | Temco | DV6400DWN | Direct Vent Gravity Type Wall | Natural Gas | No Match | FALSE | FALSE | 1 | None | None | Non-Condensing | Single-Stage | 27000 | 17010 |  |  | 63 | 63 | Federally-Regulated Consumer Product | 2001-08-20 |  | 2019-06-06
Temco Fireplace Products | Temco | CDV32AP | Direct Vent Gravity Type Wall | LPG | No Match | TRUE | FALSE | 1 | None | None | Non-Condensing | Single-Stage | 20000 | 12800 |  |  | 64 | 63 | Federally-Regulated Consumer Product | 1999-09-24 |  | 2019-06-06
Temco Fireplace Products | Temco | DV1400P | Direct Vent Gravity Type Wall | LPG | No Match | TRUE | FALSE | 1 | None | None | Non-Condensing | Single-Stage | 22000 | 13860 |  |  | 64 | 63 | Federally-Regulated Consumer Product | 2001-07-06 |  | 2019-06-06
Temco Fireplace Products | Temco | DV5200MBN | Direct Vent Gravity Type Wall | Natural Gas | No Match | TRUE | FALSE | 1 | None | None | Non-Condensing | Single-Stage | 25000 | 16000 |  |  | 64 | 63 | Federally-Regulated Consumer Product | 2002-03-13 |  | 2019-06-06
Temco Fireplace Products | Temco | DV1200MBN | Direct Vent Gravity Type Wall | Natural Gas | No Match | TRUE | FALSE | 1 | None | None | Non-Condensing | Single-Stage | 20000 | 12600 |  |  | 63 | 63 | Federally-Regulated Consumer Product | 2001-07-06 |  | 2019-06-06
Temco Fireplace Products | Temco | CDV36AP | Direct Vent Gravity Type Wall | LPG | No Match | TRUE | FALSE | 1 | None | None | Non-Condensing | Single-Stage | 25000 | 16000 |  |  | 64 | 63 | Federally-Regulated Consumer Product | 1999-09-24 |  | 2019-06-06
Temco Fireplace Products | Temco | DV1200N | Direct Vent Gravity Type Wall | Natural Gas | No Match | TRUE | FALSE | 1 | None | None | Non-Condensing | Single-Stage | 20000 | 12600 |  |  | 63 | 63 | Federally-Regulated Consumer Product | 2001-07-06 |  | 2019-06-06
Temco Fireplace Products | Temco | CDV42AP | Direct Vent Gravity Type Wall | LPG | No Match | TRUE | FALSE | 1 | None | None | Non-Condensing | Single-Stage | 25000 | 16000 |  |  | 64 | 63 | Federally-Regulated Consumer Product | 1999-09-24 |  | 2019-06-06
Temco Fireplace Products | Temco | DV5200P | Direct Vent Gravity Type Wall | LPG | No Match | TRUE | FALSE | 1 | None | None | Non-Condensing | Single-Stage | 25000 | 16000 |  |  | 64 | 63 | Federally-Regulated Consumer Product | 2002-03-13 |  | 2019-06-06
Temco Fireplace Products | Temco | DV5200DSN | Direct Vent Gravity Type Wall | Natural Gas | No Match | FALSE | FALSE | 1 | None | None | Non-Condensing | Single-Stage | 25000 | 16000 |  |  | 64 | 63 | Federally-Regulated Consumer Product | 2002-03-13 |  | 2019-06-06
Temco Fireplace Products | Temco | DV1400DSN | Direct Vent Gravity Type Wall | Natural Gas | No Match | FALSE | FALSE | 1 | None | None | Non-Condensing | Single-Stage | 22000 | 13860 |  |  | 64 | 63 | Federally-Regulated Consumer Product | 2001-08-06 |  | 2019-06-06
Temco Fireplace Products | Temco | DV6400P | Direct Vent Gravity Type Wall | LPG | No Match | TRUE | FALSE | 1 | None | None | Non-Condensing | Single-Stage | 27000 | 17010 |  |  | 63 | 63 | Federally-Regulated Consumer Product | 2001-08-20 |  | 2019-06-06
Temco Fireplace Products | Temco | PDV7400P | Direct Vent Gravity Type Wall | LPG | No Match | TRUE | FALSE | 1 | None | None | Non-Condensing | Single-Stage | 38000 | 24320 |  |  | 64 | 64 | Federally-Regulated Consumer Product | 2001-08-20 |  | 2019-06-06
Temco Fireplace Products | Temco | CDV36AMBN | Direct Vent Gravity Type Wall | Natural Gas | No Match | TRUE | FALSE | 1 | None | None | Non-Condensing | Single-Stage | 25000 | 16000 |  |  | 64 | 63 | Federally-Regulated Consumer Product | 1999-09-24 |  | 2019-06-06
Temco Fireplace Products | Temco | DV1000N | Direct Vent Gravity Type Wall | Natural Gas | No Match | TRUE | FALSE | 1 | None | None | Non-Condensing | Single-Stage | 18500 | 11470 |  |  | 62 | 62 | Federally-Regulated Consumer Product | 2001-07-06 |  | 2019-06-06
Temco Fireplace Products | Temco | DV1200DSN | Direct Vent Gravity Type Wall | Natural Gas | No Match | FALSE | FALSE | 1 | None | None | Non-Condensing | Single-Stage | 20000 | 12600 |  |  | 63 | 63 | Federally-Regulated Consumer Product | 2001-08-06 |  | 2019-06-06
Temco Fireplace Products | Temco | PDV7400DSN | Direct Vent Gravity Type Wall | Natural Gas | No Match | FALSE | FALSE | 1 | None | None | Non-Condensing | Single-Stage | 38000 | 24320 |  |  | 64 | 64 | Federally-Regulated Consumer Product | 2001-08-20 |  | 2019-06-06
Temco Fireplace Products | Temco | PDV7400N | Direct Vent Gravity Type Wall | Natural Gas | No Match | TRUE | FALSE | 1 | None | None | Non-Condensing | Single-Stage | 38000 | 24320 |  |  | 64 | 64 | Federally-Regulated Consumer Product | 2001-08-20 |  | 2019-06-06
Temco Fireplace Products | Temco | CDV32AN | Direct Vent Gravity Type Wall | Natural Gas | No Match | TRUE | FALSE | 1 | None | None | Non-Condensing | Single-Stage | 20000 | 12800 |  |  | 64 | 63 | Federally-Regulated Consumer Product | 1999-09-24 |  | 2019-06-06
Temco Fireplace Products | Temco | DV1200P | Direct Vent Gravity Type Wall | LPG | No Match | TRUE | FALSE | 1 | None | None | Non-Condensing | Single-Stage | 20000 | 12600 |  |  | 63 | 63 | Federally-Regulated Consumer Product | 2001-07-06 |  | 2019-06-06
Fireplace Products International, Ltd. | Regency | T25-LP | Direct Vent Gravity Type Wall | LPG | Injection Type | TRUE | FALSE | 1 | None | None | Non-Condensing | Single-Stage | 25000 | 19250 |  |  | 66.3 | 63 | Federally-Regulated Consumer Product | 2003-05-16 |  | 2019-06-06
Fireplace Products International, Ltd. | Regency | C33-LP2 | Gravity Type Vented Room Heate | LPG | No Match | TRUE | FALSE | 1 | None | None | Non-Condensing | Single-Stage | 33000 | 23100 |  |  | 64.1 | 64 | Federally-Regulated Consumer Product | 2002-09-05 |  | 2019-06-06
Fireplace Products International, Ltd. | Regency | P131-NG | Direct Vent Gravity Type Wall | Natural Gas | No Match | TRUE | FALSE | 1 | None | None | Non-Condensing | Single-Stage | 40000 | 27200 |  |  | 64.2 | 64 | Federally-Regulated Consumer Product | 2002-09-05 |  | 2019-06-06
Fireplace Products International, Ltd. | Regency | H27-NG | Direct Vent Gravity Type Wall | Natural Gas | Luminous | TRUE | FALSE | 1 | None | None | Condensing | Single-Stage | 23000 | 16170 |  |  | 64.5 | 63 | Federally-Regulated Consumer Product | 2009-05-12 |  | 2019-06-06
Fireplace Products International, Ltd. | Regency | U31-LP | Gravity Type Vented Room Heate | LPG | No Match | TRUE | FALSE | 1 | None | None | Non-Condensing | Single-Stage | 27000 | 21200 |  |  | 66.2 | 63 | Federally-Regulated Consumer Product | 1997-11-25 |  | 2019-06-06
Fireplace Products International, Ltd. | Regency | U32SE-LP5 | Direct Vent Gravity Type Wall | LPG | Luminous | FALSE | FALSE | 1 | None | None | Condensing | Single-Stage | 20500 | 13735 |  |  | 67 | 63 | Federally-Regulated Consumer Product | 2009-10-30 |  | 2019-06-06
Fireplace Products International, Ltd. | Regency | H25-NG | Direct Vent Gravity Type Wall | Natural Gas | Injection Type | TRUE | FALSE | 1 | None | None | Non-Condensing | Single-Stage | 25000 | 17550 |  |  | 64.1 | 63 | Federally-Regulated Consumer Product | 2003-05-16 |  | 2019-06-06
Fireplace Products International, Ltd. | Regency | L676-LP1 | Direct Vent Gravity Type Wall | LPG | Luminous | TRUE | FALSE | 1 | None | None | Non-Condensing | Single-Stage | 31500 | 20916 |  |  | 66.4 | 64 | Federally-Regulated Consumer Product | 2008-11-19 |  | 2019-06-06
Fireplace Products International, Ltd. | Regency | U32-NG2 | Direct Vent Gravity Type Wall | Natural Gas | Injection Type | TRUE | FALSE | 1 | None | None | Non-Condensing | Single-Stage | 30000 | 23400 |  |  | 64.3 | 64 | Federally-Regulated Consumer Product | 2003-05-16 |  | 2019-06-06
Fireplace Products International, Ltd. | Regency | H25-LP | Direct Vent Gravity Type Wall | LPG | Injection Type | TRUE | FALSE | 1 | None | None | Non-Condensing | Single-Stage | 23000 | 16170 |  |  | 64.5 | 63 | Federally-Regulated Consumer Product | 2003-05-16 |  | 2019-06-06
Fireplace Products International, Ltd. | Regency | L234-NG | Direct Vent Gravity Type Wall | Natural Gas | Luminous | TRUE | FALSE | 1 | None | None | Non-Condensing | Single-Stage | 23500 | 16450 |  |  | 70.1 | 63 | Federally-Regulated Consumer Product | 2007-07-09 |  | 2019-06-06
Fireplace Products International, Ltd. | Regency | H35-NG | Direct Vent Gravity Type Wall | Natural Gas | No Match | TRUE | FALSE | 1 | None | None | Non-Condensing | Single-Stage | 36000 | 27466 |  |  | 71.6 | 64 | Federally-Regulated Consumer Product | 2002-09-05 |  | 2019-06-06
Fireplace Products International, Ltd. | Regency | P121-NG | Direct Vent Gravity Type Wall | Natural Gas | Injection Type | TRUE | FALSE | 1 | None | None | Non-Condensing | Single-Stage | 40000 | 27200 |  |  | 64.2 | 64 | Federally-Regulated Consumer Product | 2003-05-16 |  | 2019-06-06
Fireplace Products International, Ltd. | Regency | U41-LP | Gravity Type Vented Room Heate | LPG | No Match | TRUE | FALSE | 1 | None | None | Non-Condensing | Single-Stage | 38000 | 30400 |  |  | 65.2 | 64 | Federally-Regulated Consumer Product | 1995-07-28 |  | 2019-06-06
Fireplace Products International, Ltd. | Regency | C33-LP | Gravity Type Vented Room Heate | LPG | No Match | TRUE | FALSE | 1 | None | None | Non-Condensing | Single-Stage | 33000 | 24420 |  |  | 67.6 | 64 | Federally-Regulated Consumer Product | 1997-11-25 |  | 2019-06-06
Fireplace Products International, Ltd. | Regency | U42-NG | Gravity Type Vented Room Heate | Natural Gas | No Match | TRUE | FALSE | 1 | None | None | Non-Condensing | Single-Stage | 42000 | 33000 |  |  | 64.6 | 64 | Federally-Regulated Consumer Product | 1995-07-28 |  | 2019-06-06
Fireplace Products International, Ltd. | Regency | U32E-NG5 | Direct Vent Gravity Type Wall | Natural Gas | Luminous | FALSE | FALSE | 1 | None | None | Condensing | Single-Stage | 30000 | 19800 |  |  | 66 | 64 | Federally-Regulated Consumer Product | 2009-10-30 |  | 2019-06-06
Fireplace Products International, Ltd. | Regency | B41XT-NG | Direct Vent Gravity Type Wall | Natural Gas | Luminous | TRUE | FALSE | 1 | None | None | Condensing | Single-Stage | 42500 | 27625 |  |  | 65 | 64 | Federally-Regulated Consumer Product | 2009-10-30 |  | 2019-06-06
Fireplace Products International, Ltd. | Regency | P95-NG | Direct Vent Gravity Type Wall | Natural Gas | No Match | TRUE | FALSE | 1 | None | None | Non-Condensing | Single-Stage | 45000 | 32625 |  |  | 68.8 | 64 | Federally-Regulated Consumer Product | 2002-09-05 |  | 2019-06-06
Fireplace Products International, Ltd. | Regency | E33-LP | Direct Vent Gravity Type Wall | LPG | Injection Type | TRUE | FALSE | 1 | None | None | Non-Condensing | Single-Stage | 35500 | 23647 |  |  | 66.6 | 64 | Federally-Regulated Consumer Product | 2005-09-13 |  | 2019-06-06
Fireplace Products International, Ltd. | Regency | P36E-NG4 | Direct Vent Gravity Type Wall | Natural Gas | Luminous | FALSE | FALSE | 1 | None | None | Condensing | Single-Stage | 29500 | 20060 |  |  | 68 | 64 | Federally-Regulated Consumer Product | 2009-10-30 |  | 2019-06-06
Fireplace Products International, Ltd. | Regency | GR58H | Gravity Type Vented Room Heate | LPG | No Match | FALSE | FALSE | 1 | None | None | Non-Condensing | Single-Stage | 26250 | 18375 |  |  | 70 | 63 | Federally-Regulated Consumer Product | 1993-01-05 |  | 2019-06-06
Fireplace Products International, Ltd. | Regency | P48-NG | Direct Vent Gravity Type Wall | Natural Gas | Injection Type | TRUE | FALSE | 1 | None | None | Non-Condensing | Single-Stage | 51000 | 33456 |  |  | 65.6 | 65 | Federally-Regulated Consumer Product | 2003-11-06 |  | 2019-06-06
Fireplace Products International, Ltd. | Regency | P33R-LP2 | Direct Vent Gravity Type Wall | LPG | Injection Type | TRUE | FALSE | 1 | None | None | Non-Condensing | Single-Stage | 21000 | 16170 |  |  | 67.2 | 63 | Federally-Regulated Consumer Product | 2003-05-16 |  | 2019-06-06
Fireplace Products International, Ltd. | Regency | P42-NG2 | Direct Vent Gravity Type Wall | Natural Gas | No Match | TRUE | FALSE | 1 | None | None | Non-Condensing | Single-Stage | 35000 | 27300 |  |  | 72.2 | 64 | Federally-Regulated Consumer Product | 2002-09-05 |  | 2019-06-06
Fireplace Products International, Ltd. | Regency | E21-NG | Gravity Type Vented Room Heate | Natural Gas | Injection Type | TRUE | FALSE | 1 | None | None | Non-Condensing | Single-Stage | 23500 | 16215 |  |  | 64.7 | 63 | Federally-Regulated Consumer Product | 2003-05-16 |  | 2019-06-06
Fireplace Products International, Ltd. | Regency | H35-NG | Direct Vent Gravity Type Wall | Natural Gas | Injection Type | TRUE | FALSE | 1 | None | None | Non-Condensing | Single-Stage | 36000 | 27466 |  |  | 71.6 | 64 | Federally-Regulated Consumer Product | 2003-05-16 |  | 2019-06-06
Fireplace Products International, Ltd. | Regency | P121-NG | Direct Vent Gravity Type Wall | Natural Gas | No Match | TRUE | FALSE | 1 | None | None | Non-Condensing | Single-Stage | 40000 | 27200 |  |  | 64.2 | 64 | Federally-Regulated Consumer Product | 2002-09-05 |  | 2019-06-06
Fireplace Products International, Ltd. | Regency | P36D-NG | Direct Vent Gravity Type Wall | Natural Gas | Injection Type | TRUE | FALSE | 1 | None | None | Non-Condensing | Single-Stage | 30000 | 21546 |  |  | 66.6 | 64 | Federally-Regulated Consumer Product | 2003-05-16 |  | 2019-06-06
Fireplace Products International, Ltd. | Regency | H35-LP | Direct Vent Gravity Type Wall | LPG | No Match | TRUE | FALSE | 1 | None | None | Non-Condensing | Single-Stage | 34000 | 26350 |  |  | 73.1 | 64 | Federally-Regulated Consumer Product | 2002-09-05 |  | 2019-06-06
Fireplace Products International, Ltd. | Regency | E61-NG1 | Gravity Type Vented Room Heate | Natural Gas | Injection Type | TRUE | FALSE | 1 | None | None | Non-Condensing | Single-Stage | 38000 | 28652 |  |  | 71 | 64 | Federally-Regulated Consumer Product | 2003-05-16 |  | 2019-06-06
Fireplace Products International, Ltd. | Regency | L676-NG1 | Direct Vent Gravity Type Wall | Natural Gas | Luminous | TRUE | FALSE | 1 | None | None | Non-Condensing | Single-Stage | 33000 | 21252 |  |  | 64.4 | 64 | Federally-Regulated Consumer Product | 2008-11-19 |  | 2019-06-06
Fireplace Products International, Ltd. | Regency | P40-NG | Direct Vent Gravity Type Wall | Natural Gas | Injection Type | TRUE | FALSE | 1 | None | None | Non-Condensing | Step Modulating | 45000 | 31815 |  |  | 70.7 | 64 | Federally-Regulated Consumer Product | 2006-06-09 |  | 2019-06-06
Fireplace Products International, Ltd. | Regency | P48-LP | Direct Vent Gravity Type Wall | LPG | Injection Type | TRUE | FALSE | 1 | None | None | Non-Condensing | Single-Stage | 48000 | 31728 |  |  | 66.1 | 65 | Federally-Regulated Consumer Product | 2003-11-06 |  | 2019-06-06
Fireplace Products International, Ltd. | Regency | U42-LP | Gravity Type Vented Room Heate | LPG | No Match | TRUE | FALSE | 1 | None | None | Non-Condensing | Single-Stage | 38000 | 30400 |  |  | 65.2 | 64 | Federally-Regulated Consumer Product | 1995-07-28 |  | 2019-06-06
Fireplace Products International, Ltd. | Regency | C34-NG2 | Direct Vent Gravity Type Wall | Natural Gas | No Match | TRUE | FALSE | 1 | None | None | Non-Condensing | Single-Stage | 33000 | 25000 |  |  | 64.7 | 64 | Federally-Regulated Consumer Product | 2002-09-05 |  | 2019-06-06
Fireplace Products International, Ltd. | Regency | H15-NG | Direct Vent Gravity Type Wall | Natural Gas | Injection Type | TRUE | FALSE | 1 | None | None | Non-Condensing | Single-Stage | 18000 | 11592 |  |  | 64.4 | 62 | Federally-Regulated Consumer Product | 2003-11-06 |  | 2019-06-06
Fireplace Products International, Ltd. | Regency | P36-LP3 | Direct Vent Gravity Type Wall | LPG | Injection Type | TRUE | FALSE | 1 | None | None | Non-Condensing | Single-Stage | 30000 | 22050 |  |  | 68.1 | 64 | Federally-Regulated Consumer Product | 2003-05-16 |  | 2019-06-06
Fireplace Products International, Ltd. | Regency | P33R-NG2 | Direct Vent Gravity Type Wall | Natural Gas | No Match | TRUE | FALSE | 1 | None | None | Non-Condensing | Single-Stage | 21000 | 15603 |  |  | 65.5 | 63 | Federally-Regulated Consumer Product | 2002-09-05 |  | 2019-06-06
Fireplace Products International, Ltd. | Regency | G36D-LP | Direct Vent Gravity Type Wall | LPG | Injection Type | TRUE | FALSE | 1 | None | None | Non-Condensing | Single-Stage | 26000 | 18457 |  |  | 65.8 | 63 | Federally-Regulated Consumer Product | 2003-05-16 |  | 2019-06-06
Fireplace Products International, Ltd. | Regency | E21-NG | Gravity Type Vented Room Heate | Natural Gas | No Match | TRUE | FALSE | 1 | None | None | Non-Condensing | Single-Stage | 23500 | 16215 |  |  | 64.7 | 63 | Federally-Regulated Consumer Product | 2002-09-05 |  | 2019-06-06
Fireplace Products International, Ltd. | Regency | P42-NG2 | Direct Vent Gravity Type Wall | Natural Gas | Injection Type | TRUE | FALSE | 1 | None | None | Non-Condensing | Single-Stage | 35000 | 27300 |  |  | 72.2 | 64 | Federally-Regulated Consumer Product | 2003-05-16 |  | 2019-06-06
Fireplace Products International, Ltd. | Regency | C33-NG | Gravity Type Vented Room Heate | Natural Gas | No Match | TRUE | FALSE | 1 | None | None | Non-Condensing | Single-Stage | 33000 | 24600 |  |  | 67.3 | 64 | Federally-Regulated Consumer Product | 1997-11-25 |  | 2019-06-06
Fireplace Products International, Ltd. | Regency | P121-LP | Direct Vent Gravity Type Wall | LPG | No Match | TRUE | FALSE | 1 | None | None | Non-Condensing | Single-Stage | 39000 | 26637 |  |  | 64.9 | 64 | Federally-Regulated Consumer Product | 2002-09-05 |  | 2019-06-06
Fireplace Products International, Ltd. | Regency | P36-NG3 | Direct Vent Gravity Type Wall | Natural Gas | No Match | TRUE | FALSE | 1 | None | None | Non-Condensing | Single-Stage | 30000 | 21900 |  |  | 66.1 | 64 | Federally-Regulated Consumer Product | 2002-09-05 |  | 2019-06-06
Fireplace Products International, Ltd. | Regency | P33S-NG4 | Direct Vent Gravity Type Wall | Natural Gas | Luminous | TRUE | FALSE | 1 | None | None | Non-Condensing | Single-Stage | 17000 | 11000 |  |  | 64.8 | 62 | Federally-Regulated Consumer Product | 2008-11-19 |  | 2019-06-06
Fireplace Products International, Ltd. | Regency | P95-NG | Direct Vent Gravity Type Wall | Natural Gas | Injection Type | TRUE | FALSE | 1 | None | None | Non-Condensing | Single-Stage | 45000 | 32625 |  |  | 68.8 | 64 | Federally-Regulated Consumer Product | 2003-05-16 |  | 2019-06-06
Fireplace Products International, Ltd. | Regency | U41IN-NG | Gravity Type Vented Room Heate | Natural Gas | No Match | TRUE | FALSE | 1 | None | None | Non-Condensing | Single-Stage | 42000 | 33000 |  |  | 64.6 | 64 | Federally-Regulated Consumer Product | 1994-09-30 |  | 2019-06-06
Fireplace Products International, Ltd. | Regency | P90-NG | Direct Vent Gravity Type Wall | Natural Gas | No Match | TRUE | FALSE | 1 | None | None | Non-Condensing | Single-Stage | 35000 | 26320 |  |  | 70.3 | 64 | Federally-Regulated Consumer Product | 2002-09-05 |  | 2019-06-06
Fireplace Products International, Ltd. | Regency | U37-NG | Direct Vent Gravity Type Wall | Natural Gas | No Match | TRUE | FALSE | 1 | None | None | Non-Condensing | Single-Stage | 30000 | 22260 |  |  | 68.9 | 64 | Federally-Regulated Consumer Product | 2002-09-05 |  | 2019-06-06
Fireplace Products International, Ltd. | Regency | U43-LP | Gravity Type Vented Room Heate | LPG | No Match | TRUE | FALSE | 1 | None | None | Non-Condensing | Single-Stage | 38000 | 30400 |  |  | 64.9 | 64 | Federally-Regulated Consumer Product | 1995-07-28 |  | 2019-06-06
Fireplace Products International, Ltd. | Regency | U45-NG | Gravity Type Vented Room Heate | Natural Gas | No Match | TRUE | FALSE | 1 | None | None | Non-Condensing | Single-Stage | 38000 | 28120 |  |  | 65.1 | 64 | Federally-Regulated Consumer Product | 1995-07-28 |  | 2019-06-06
Fireplace Products International, Ltd. | Regency | U41-NG3 | Gravity Type Vented Room Heate | Natural Gas | Injection Type | TRUE | FALSE | 1 | None | None | Non-Condensing | Single-Stage | 38000 | 27550 |  |  | 67.4 | 64 | Federally-Regulated Consumer Product | 2003-05-16 |  | 2019-06-06
Fireplace Products International, Ltd. | Regency | HZ54-NG | Direct Vent Gravity Type Wall | Natural Gas | Luminous | TRUE | FALSE | 1 | None | None | Non-Condensing | Single-Stage | 41500 | 28695 |  |  | 67 | 64 | Federally-Regulated Consumer Product | 2008-06-11 |  | 2019-06-06
Fireplace Products International, Ltd. | Regency | P33SE-LP4 | Direct Vent Gravity Type Wall | LPG | Luminous | FALSE | FALSE | 1 | None | None | Condensing | Single-Stage | 15500 | 10075 |  |  | 65 | 62 | Federally-Regulated Consumer Product | 2009-10-30 |  | 2019-06-06
Fireplace Products International, Ltd. | Regency | P36E-LP4 | Direct Vent Gravity Type Wall | LPG | Luminous | FALSE | FALSE | 1 | None | None | Condensing | Single-Stage | 28500 | 19380 |  |  | 68 | 64 | Federally-Regulated Consumer Product | 2009-10-30 |  | 2019-06-06
Fireplace Products International, Ltd. | Regency | C33-NG2 | Gravity Type Vented Room Heate | Natural Gas | No Match | TRUE | FALSE | 1 | None | None | Non-Condensing | Single-Stage | 33000 | 23021 |  |  | 64.3 | 64 | Federally-Regulated Consumer Product | 2002-09-05 |  | 2019-06-06
Fireplace Products International, Ltd. | Regency | U43-NG | Gravity Type Vented Room Heate | Natural Gas | No Match | TRUE | FALSE | 1 | None | None | Non-Condensing | Single-Stage | 42000 | 33000 |  |  | 64.6 | 64 | Federally-Regulated Consumer Product | 1995-07-28 |  | 2019-06-06
Fireplace Products International, Ltd. | Regency | U31-LP2 | Gravity Type Vented Room Heate | LPG | No Match | TRUE | FALSE | 1 | None | None | Non-Condensing | Single-Stage | 27500 | 19400 |  |  | 64.7 | 64 | Federally-Regulated Consumer Product | 2002-09-05 |  | 2019-06-06
Fireplace Products International, Ltd. | Regency | P33S-LP4 | Direct Vent Gravity Type Wall | LPG | Luminous | TRUE | FALSE | 1 | None | None | Non-Condensing | Single-Stage | 15500 | 10137 |  |  | 65.4 | 62 | Federally-Regulated Consumer Product | 2008-11-19 |  | 2019-06-06
Fireplace Products International, Ltd. | Regency | U20-LP | Gravity Type Vented Room Heate | LPG | No Match | TRUE | FALSE | 1 | None | None | Non-Condensing | Single-Stage | 21000 | 16500 |  |  | 64 | 63 | Federally-Regulated Consumer Product | 1997-11-25 |  | 2019-06-06
Fireplace Products International, Ltd. | Regency | U32SE-NG5 | Direct Vent Gravity Type Wall | Natural Gas | Luminous | FALSE | FALSE | 1 | None | None | Condensing | Single-Stage | 24500 | 15680 |  |  | 64 | 63 | Federally-Regulated Consumer Product | 2009-10-30 |  | 2019-06-06
Fireplace Products International, Ltd. | Regency | U41-NG3 | Gravity Type Vented Room Heate | Natural Gas | No Match | TRUE | FALSE | 1 | None | None | Non-Condensing | Single-Stage | 38000 | 27550 |  |  | 67.4 | 64 | Federally-Regulated Consumer Product | 2002-09-05 |  | 2019-06-06
Fireplace Products International, Ltd. | Regency | U38-LP | Gravity Type Vented Room Heate | LPG | Injection Type | TRUE | FALSE | 1 | None | None | Non-Condensing | Single-Stage | 38000 | 26790 |  |  | 65.1 | 64 | Federally-Regulated Consumer Product | 2003-05-16 |  | 2019-06-06
Fireplace Products International, Ltd. | Regency | U41FS-LP | Gravity Type Vented Room Heate | LPG | No Match | TRUE | FALSE | 1 | None | None | Non-Condensing | Single-Stage | 38000 | 30400 |  |  | 64.9 | 64 | Federally-Regulated Consumer Product | 1994-09-30 |  | 2019-06-06
Fireplace Products International, Ltd. | Regency | U41-LP3 | Gravity Type Vented Room Heate | LPG | Injection Type | TRUE | FALSE | 1 | None | None | Non-Condensing | Single-Stage | 38000 | 27778 |  |  | 66.6 | 64 | Federally-Regulated Consumer Product | 2003-05-16 |  | 2019-06-06
Fireplace Products International, Ltd. | Regency | B41XT-LP | Direct Vent Gravity Type Wall | LPG | Luminous | TRUE | FALSE | 1 | None | None | Condensing | Single-Stage | 37500 | 24750 |  |  | 66 | 64 | Federally-Regulated Consumer Product | 2009-10-30 |  | 2019-06-06
Fireplace Products International, Ltd. | Regency | P33E-NG4 | Direct Vent Gravity Type Wall | Natural Gas | Luminous | FALSE | FALSE | 1 | None | None | Condensing | Single-Stage | 20000 | 13400 |  |  | 67 | 63 | Federally-Regulated Consumer Product | 2009-10-30 |  | 2019-06-06
Fireplace Products International, Ltd. | Regency | U31-NG2 | Gravity Type Vented Room Heate | Natural Gas | Injection Type | TRUE | FALSE | 1 | None | None | Non-Condensing | Single-Stage | 30000 | 21000 |  |  | 64.4 | 64 | Federally-Regulated Consumer Product | 2003-05-16 |  | 2019-06-06
Fireplace Products International, Ltd. | Regency | P33E-LP4 | Direct Vent Gravity Type Wall | LPG | Luminous | FALSE | FALSE | 1 | None | None | Condensing | Single-Stage | 20000 | 13400 |  |  | 67 | 63 | Federally-Regulated Consumer Product | 2009-10-30 |  | 2019-06-06
Fireplace Products International, Ltd. | Regency | P33SE-NG4 | Direct Vent Gravity Type Wall | Natural Gas | Luminous | FALSE | FALSE | 1 | None | None | Condensing | Single-Stage | 17000 | 11050 |  |  | 65 | 62 | Federally-Regulated Consumer Product | 2009-10-30 |  | 2019-06-06
Fireplace Products International, Ltd. | Regency | U38-LP | Gravity Type Vented Room Heate | LPG | No Match | TRUE | FALSE | 1 | None | None | Non-Condensing | Single-Stage | 38000 | 26790 |  |  | 65.1 | 64 | Federally-Regulated Consumer Product | 2002-09-05 |  | 2019-06-06
Fireplace Products International, Ltd. | Regency | U20-NG | Gravity Type Vented Room Heate | Natural Gas | No Match | TRUE | FALSE | 1 | None | None | Non-Condensing | Single-Stage | 21000 | 16500 |  |  | 64 | 63 | Federally-Regulated Consumer Product | 1997-11-25 |  | 2019-06-06
Fireplace Products International, Ltd. | Regency | HZ42ST-NG | Direct Vent Gravity Type Wall | Natural Gas | Luminous | TRUE | FALSE | 1 | None | None | Condensing | Single-Stage | 26000 | 18200 |  |  | 66 | 63 | Federally-Regulated Consumer Product | 2009-05-12 |  | 2019-06-06
Fireplace Products International, Ltd. | Regency | U31-LP2 | Gravity Type Vented Room Heate | LPG | Injection Type | TRUE | FALSE | 1 | None | None | Non-Condensing | Single-Stage | 30000 | 24000 |  |  | 64.7 | 64 | Federally-Regulated Consumer Product | 2003-05-16 |  | 2019-06-06
Fireplace Products International, Ltd. | Regency | B36X-LP | Direct Vent Gravity Type Wall | LPG | Luminous | TRUE | FALSE | 1 | None | None | Non-Condensing | Single-Stage | 17500 | 11603 |  |  | 66.3 | 62 | Federally-Regulated Consumer Product | 2008-11-19 |  | 2019-06-06
Fireplace Products International, Ltd. | Regency | P42-LP2 | Direct Vent Gravity Type Wall | LPG | Injection Type | TRUE | FALSE | 1 | None | None | Non-Condensing | Single-Stage | 35000 | 26950 |  |  | 72.4 | 64 | Federally-Regulated Consumer Product | 2003-05-16 |  | 2019-06-06
Fireplace Products International, Ltd. | Regency | E33S-LP | Direct Vent Gravity Type Wall | Natural Gas | Luminous | TRUE | FALSE | 1 | None | None | Non-Condensing | Single-Stage | 23000 | 16537 |  |  | 69.6 | 63 | Federally-Regulated Consumer Product | 2008-06-11 |  | 2019-06-06
Fireplace Products International, Ltd. | Regency | 365-NG1 | Gravity Type Vented Room Heate | Natural Gas | Injection Type | TRUE | FALSE | 1 | None | None | Non-Condensing | Single-Stage | 38000 | 27740 |  |  | 68.3 | 64 | Federally-Regulated Consumer Product | 2003-05-16 |  | 2019-06-06
Fireplace Products International, Ltd. | Regency | L234-NG | Direct Vent Gravity Type Wall | LPG | Luminous | TRUE | FALSE | 1 | None | None | Non-Condensing | Single-Stage | 21500 | 15136 |  |  | 70.4 | 63 | Federally-Regulated Consumer Product | 2007-07-09 |  | 2019-06-06
Fireplace Products International, Ltd. | Regency | P33R-NG2 | Direct Vent Gravity Type Wall | Natural Gas | Injection Type | TRUE | FALSE | 1 | None | None | Non-Condensing | Single-Stage | 21000 | 15603 |  |  | 65.5 | 63 | Federally-Regulated Consumer Product | 2003-05-16 |  | 2019-06-06
Fireplace Products International, Ltd. | Regency | U38-NG | Gravity Type Vented Room Heate | Natural Gas | No Match | TRUE | FALSE | 1 | None | None | Non-Condensing | Single-Stage | 40000 | 28000 |  |  | 64.5 | 64 | Federally-Regulated Consumer Product | 2002-09-05 |  | 2019-06-06
Fireplace Products International, Ltd. | Regency | C34-LP2 | Gravity Type Vented Room Heate | LPG | Injection Type | TRUE | FALSE | 1 | None | None | Non-Condensing | Single-Stage | 33000 | 25700 |  |  | 68.9 | 64 | Federally-Regulated Consumer Product | 2003-05-16 |  | 2019-06-06
Fireplace Products International, Ltd. | Regency | HZ42ST-LP | Direct Vent Gravity Type Wall | LPG | Luminous | TRUE | FALSE | 1 | None | None | Condensing | Single-Stage | 24500 | 17150 |  |  | 67 | 63 | Federally-Regulated Consumer Product | 2009-05-12 |  | 2019-06-06
Fireplace Products International, Ltd. | Regency | P36-LP3 | Direct Vent Gravity Type Wall | LPG | No Match | TRUE | FALSE | 1 | None | None | Non-Condensing | Single-Stage | 30000 | 22050 |  |  | 68.1 | 64 | Federally-Regulated Consumer Product | 2002-09-05 |  | 2019-06-06
Fireplace Products International, Ltd. | Regency | G36D-NG | Direct Vent Gravity Type Wall | Natural Gas | Injection Type | TRUE | FALSE | 1 | None | None | Non-Condensing | Single-Stage | 26000 | 17883 |  |  | 63.1 | 63 | Federally-Regulated Consumer Product | 2003-05-16 |  | 2019-06-06
Fireplace Products International, Ltd. | Regency | C34-NG2 | Gravity Type Vented Room Heate | Natural Gas | Injection Type | TRUE | FALSE | 1 | None | None | Non-Condensing | Single-Stage | 33000 | 25000 |  |  | 64.7 | 64 | Federally-Regulated Consumer Product | 2003-05-16 |  | 2019-06-06
Fireplace Products International, Ltd. | Regency | U39-LP | Direct Vent Gravity Type Wall | LPG | No Match | TRUE | FALSE | 1 | None | None | Non-Condensing | Single-Stage | 38000 | 29754 |  |  | 73.4 | 64 | Federally-Regulated Consumer Product | 2002-09-05 |  | 2019-06-06
Fireplace Products International, Ltd. | Regency | U37-LP | Direct Vent Gravity Type Wall | LPG | No Match | TRUE | FALSE | 1 | None | None | Non-Condensing | Single-Stage | 30000 | 22530 |  |  | 70.6 | 64 | Federally-Regulated Consumer Product | 2002-09-05 |  | 2019-06-06
Fireplace Products International, Ltd. | Regency | H25-NG | Direct Vent Gravity Type Wall | Natural Gas | No Match | TRUE | FALSE | 1 | None | None | Non-Condensing | Single-Stage | 25000 | 17550 |  |  | 64.1 | 63 | Federally-Regulated Consumer Product | 2002-09-05 |  | 2019-06-06
Fireplace Products International, Ltd. | Regency | HZ42-LP | Direct Vent Gravity Type Wall | LPG | Luminous | TRUE | FALSE | 1 | None | None | Condensing | Single-Stage | 24500 | 16660 |  |  | 66 | 63 | Federally-Regulated Consumer Product | 2009-05-12 |  | 2019-06-06
Fireplace Products International, Ltd. | Regency | C33-LP2 | Gravity Type Vented Room Heate | LPG | Injection Type | TRUE | FALSE | 1 | None | None | Non-Condensing | Single-Stage | 33000 | 23100 |  |  | 64.1 | 64 | Federally-Regulated Consumer Product | 2003-05-16 |  | 2019-06-06
Fireplace Products International, Ltd. | Regency | P131-LP | Direct Vent Gravity Type Wall | LPG | Injection Type | TRUE | FALSE | 1 | None | None | Non-Condensing | Single-Stage | 39000 | 26637 |  |  | 64.9 | 64 | Federally-Regulated Consumer Product | 2003-05-16 |  | 2019-06-06
Fireplace Products International, Ltd. | Regency | E61-NG1 | Direct Vent Gravity Type Wall | Natural Gas | No Match | TRUE | FALSE | 1 | None | None | Non-Condensing | Single-Stage | 38000 | 28652 |  |  | 71 | 64 | Federally-Regulated Consumer Product | 2002-09-05 |  | 2019-06-06
Fireplace Products International, Ltd. | Regency | B36X-NG | Direct Vent Gravity Type Wall | Natural Gas | Luminous | TRUE | FALSE | 1 | None | None | Non-Condensing | Single-Stage | 18500 | 11951 |  |  | 64.6 | 62 | Federally-Regulated Consumer Product | 2008-11-19 |  | 2019-06-06
Fireplace Products International, Ltd. | Regency | C34-LP2 | Direct Vent Gravity Type Wall | LPG | No Match | TRUE | FALSE | 1 | None | None | Non-Condensing | Single-Stage | 33000 | 25700 |  |  | 68.9 | 64 | Federally-Regulated Consumer Product | 2002-09-05 |  | 2019-06-06
Fireplace Products International, Ltd. | Regency | P131-LP | Direct Vent Gravity Type Wall | LPG | No Match | TRUE | FALSE | 1 | None | None | Non-Condensing | Single-Stage | 39000 | 26637 |  |  | 64.9 | 64 | Federally-Regulated Consumer Product | 2002-09-05 |  | 2019-06-06
Fireplace Products International, Ltd. | Regency | U35-NG | Direct Vent Gravity Type Wall | Natural Gas | No Match | TRUE | FALSE | 1 | None | None | Non-Condensing | Single-Stage | 35000 | 26300 |  |  | 64.1 | 64 | Federally-Regulated Consumer Product | 2002-09-05 |  | 2019-06-06
Fireplace Products International, Ltd. | Regency | U41DVF-LP | Direct Vent Gravity Type Wall | LPG | No Match | TRUE | FALSE | 1 | None | None | Non-Condensing | Single-Stage | 33000 | 24090 |  |  | 64.8 | 64 | Federally-Regulated Consumer Product | 1995-03-20 |  | 2019-06-06
Fireplace Products International, Ltd. | Regency | P131-NG | Direct Vent Gravity Type Wall | Natural Gas | Injection Type | TRUE | FALSE | 1 | None | None | Non-Condensing | Single-Stage | 40000 | 27200 |  |  | 64.2 | 64 | Federally-Regulated Consumer Product | 2003-05-16 |  | 2019-06-06
Fireplace Products International, Ltd. | Regency | U46-LP | Direct Vent Gravity Type Wall | LPG | No Match | TRUE | FALSE | 1 | None | None | Non-Condensing | Single-Stage | 33000 | 24090 |  |  | 64.8 | 64 | Federally-Regulated Consumer Product | 1995-07-28 |  | 2019-06-06
Fireplace Products International, Ltd. | Regency | U39-NG | Direct Vent Gravity Type Wall | Natural Gas | No Match | TRUE | FALSE | 1 | None | None | Non-Condensing | Single-Stage | 38000 | 29640 |  |  | 73.2 | 64 | Federally-Regulated Consumer Product | 2002-09-05 |  | 2019-06-06
Fireplace Products International, Ltd. | Regency | L900-NG1 | Direct Vent Gravity Type Wall | Natural Gas | Luminous | TRUE | FALSE | 1 | None | None | Non-Condensing | Single-Stage | 41500 | 26851 |  |  | 64.7 | 64 | Federally-Regulated Consumer Product | 2008-11-19 |  | 2019-06-06
Fireplace Products International, Ltd. | Regency | GR57H | Gravity Type Vented Room Heate | Natural Gas | No Match | FALSE | FALSE | 1 | None | None | Non-Condensing | Single-Stage | 26250 | 18375 |  |  | 70 | 63 | Federally-Regulated Consumer Product | 1993-01-05 |  | 2019-06-06
Fireplace Products International, Ltd. | Regency | E21-LP | Gravity Type Vented Room Heate | LPG | Injection Type | TRUE | FALSE | 1 | None | None | Non-Condensing | Single-Stage | 22500 | 15638 |  |  | 65.1 | 63 | Federally-Regulated Consumer Product | 2003-05-16 |  | 2019-06-06
Fireplace Products International, Ltd. | Regency | U41FS-NG | Gravity Type Vented Room Heate | Natural Gas | No Match | TRUE | FALSE | 1 | None | None | Non-Condensing | Single-Stage | 42000 | 33000 |  |  | 64.6 | 64 | Federally-Regulated Consumer Product | 1994-09-30 |  | 2019-06-06
Fireplace Products International, Ltd. | Regency | U44-NG | Gravity Type Vented Room Heate | Natural Gas | No Match | TRUE | FALSE | 1 | None | None | Non-Condensing | Single-Stage | 42000 | 33000 |  |  | 64.6 | 64 | Federally-Regulated Consumer Product | 1995-07-28 |  | 2019-06-06
Fireplace Products International, Ltd. | Regency | U35-LP | Direct Vent Gravity Type Wall | LPG | No Match | TRUE | FALSE | 1 | None | None | Non-Condensing | Single-Stage | 35000 | 27000 |  |  | 68.2 | 64 | Federally-Regulated Consumer Product | 2002-09-05 |  | 2019-06-06
Fireplace Products International, Ltd. | Regency | U41DVF-NG | Direct Vent Gravity Type Wall | Natural Gas | No Match | TRUE | FALSE | 1 | None | None | Non-Condensing | Single-Stage | 38000 | 28120 |  |  | 65.1 | 64 | Federally-Regulated Consumer Product | 1995-03-20 |  | 2019-06-06
Fireplace Products International, Ltd. | Regency | P42-LP | Direct Vent Gravity Type Wall | LPG | No Match | TRUE | FALSE | 1 | None | None | Non-Condensing | Single-Stage | 35000 | 25550 |  |  | 68.6 | 64 | Federally-Regulated Consumer Product | 1997-11-25 |  | 2019-06-06
Fireplace Products International, Ltd. | Regency | H15-LP | Direct Vent Gravity Type Wall | LPG | Injection Type | TRUE | FALSE | 1 | None | None | Non-Condensing | Single-Stage | 18000 | 11556 |  |  | 64.2 | 62 | Federally-Regulated Consumer Product | 2003-11-06 |  | 2019-06-06
Fireplace Products International, Ltd. | Regency | E33S-NG | Direct Vent Gravity Type Wall | Natural Gas | Luminous | TRUE | FALSE | 1 | None | None | Non-Condensing | Single-Stage | 26000 | 18090 |  |  | 67.4 | 63 | Federally-Regulated Consumer Product | 2008-06-11 |  | 2019-06-06
Fireplace Products International, Ltd. | Regency | C34-LP | Direct Vent Gravity Type Wall | LPG | No Match | TRUE | FALSE | 1 | None | None | Non-Condensing | Single-Stage | 33000 | 26100 |  |  | 65.2 | 64 | Federally-Regulated Consumer Product | 1997-11-25 |  | 2019-06-06
Fireplace Products International, Ltd. | Regency | U44-LP | Gravity Type Vented Room Heate | LPG | No Match | TRUE | FALSE | 1 | None | None | Non-Condensing | Single-Stage | 38000 | 30400 |  |  | 64.9 | 64 | Federally-Regulated Consumer Product | 1995-07-28 |  | 2019-06-06
Fireplace Products International, Ltd. | Regency | HZ42-NG | Direct Vent Gravity Type Wall | Natural Gas | Luminous | TRUE | FALSE | 1 | None | None | Condensing | Single-Stage | 26000 | 17680 |  |  | 65 | 63 | Federally-Regulated Consumer Product | 2009-05-12 |  | 2019-06-06
Fireplace Products International, Ltd. | Regency | B36XT-NG | Direct Vent Gravity Type Wall | Natural Gas | Luminous | TRUE | FALSE | 1 | None | None | Condensing | Single-Stage | 31000 | 22010 |  |  | 66 | 64 | Federally-Regulated Consumer Product | 2009-05-12 |  | 2019-06-06
Fireplace Products International, Ltd. | Regency | P36D-LP | Direct Vent Gravity Type Wall | LPG | Injection Type | TRUE | FALSE | 1 | None | None | Non-Condensing | Single-Stage | 30000 | 21915 |  |  | 68.4 | 64 | Federally-Regulated Consumer Product | 2003-05-16 |  | 2019-06-06
Fireplace Products International, Ltd. | Regency | P332-LP2 | Direct Vent Gravity Type Wall | LPG | No Match | TRUE | FALSE | 1 | None | None | Non-Condensing | Single-Stage | 21000 | 16170 |  |  | 67.2 | 63 | Federally-Regulated Consumer Product | 2002-09-05 |  | 2019-06-06
Fireplace Products International, Ltd. | Regency | T25-NG | Direct Vent Gravity Type Wall | Natural Gas | Injection Type | TRUE | FALSE | 1 | None | None | Non-Condensing | Single-Stage | 25000 | 18875 |  |  | 65.4 | 63 | Federally-Regulated Consumer Product | 2003-05-16 |  | 2019-06-06
Fireplace Products International, Ltd. | Regency | U45-LP | Direct Vent Gravity Type Wall | LPG | No Match | TRUE | FALSE | 1 | None | None | Non-Condensing | Single-Stage | 38000 | 27797 |  |  | 66.6 | 64 | Federally-Regulated Consumer Product | 1997-11-25 |  | 2019-06-06
Fireplace Products International, Ltd. | Regency | E33-NG | Direct Vent Gravity Type Wall | Natural Gas | Injection Type | TRUE | FALSE | 1 | None | None | Non-Condensing | Single-Stage | 38000 | 24369 |  |  | 64.2 | 64 | Federally-Regulated Consumer Product | 2005-09-13 |  | 2019-06-06
Fireplace Products International, Ltd. | Regency | H25-LP | Direct Vent Gravity Type Wall | LPG | No Match | TRUE | FALSE | 1 | None | None | Non-Condensing | Single-Stage | 23000 | 16170 |  |  | 64.5 | 63 | Federally-Regulated Consumer Product | 2002-09-05 |  | 2019-06-06
Fireplace Products International, Ltd. | Regency | U32-LP2 | Direct Vent Gravity Type Wall | LPG | No Match | TRUE | FALSE | 1 | None | None | Non-Condensing | Single-Stage | 30000 | 24000 |  |  | 65.6 | 64 | Federally-Regulated Consumer Product | 2002-09-05 |  | 2019-06-06
Fireplace Products International, Ltd. | Regency | L900-LP1 | Direct Vent Gravity Type Wall | LPG | Luminous | TRUE | FALSE | 1 | None | None | Non-Condensing | Single-Stage | 38500 | 25525 |  |  | 66.3 | 64 | Federally-Regulated Consumer Product | 2008-11-19 |  | 2019-06-06
Fireplace Products International, Ltd. | Regency | B36XT-LP | Direct Vent Gravity Type Wall | Natural Gas | Luminous | TRUE | FALSE | 1 | None | None | Condensing | Single-Stage | 31000 | 22010 |  |  | 67 | 64 | Federally-Regulated Consumer Product | 2009-05-12 |  | 2019-06-06
Fireplace Products International, Ltd. | Regency | U31-NG2 | Gravity Type Vented Room Heate | Natural Gas | No Match | TRUE | FALSE | 1 | None | None | Non-Condensing | Single-Stage | 30000 | 21000 |  |  | 64.4 | 64 | Federally-Regulated Consumer Product | 2002-09-05 |  | 2019-06-06
Fireplace Products International, Ltd. | Regency | U32E-LP5 | Direct Vent Gravity Type Wall | LPG | Luminous | FALSE | FALSE | 1 | None | None | Condensing | Single-Stage | 27000 | 18090 |  |  | 67 | 63 | Federally-Regulated Consumer Product | 2009-10-30 |  | 2019-06-06
Fireplace Products International, Ltd. | Regency | E21-LP | Gravity Type Vented Room Heate | LPG | No Match | TRUE | FALSE | 1 | None | None | Non-Condensing | Single-Stage | 22500 | 15638 |  |  | 65.1 | 63 | Federally-Regulated Consumer Product | 2002-09-05 |  | 2019-06-06
Fireplace Products International, Ltd. | Regency | U41-LP3 | Gravity Type Vented Room Heate | LPG | No Match | TRUE | FALSE | 1 | None | None | Non-Condensing | Single-Stage | 38000 | 27778 |  |  | 66.6 | 64 | Federally-Regulated Consumer Product | 2002-09-05 |  | 2019-06-06
Fireplace Products International, Ltd. | Regency | C34-NG | Direct Vent Gravity Type Wall | Natural Gas | No Match | TRUE | FALSE | 1 | None | None | Non-Condensing | Single-Stage | 33000 | 25600 |  |  | 65.1 | 64 | Federally-Regulated Consumer Product | 1997-11-25 |  | 2019-06-06
Fireplace Products International, Ltd. | Regency | U41-NG | Gravity Type Vented Room Heate | Natural Gas | No Match | TRUE | FALSE | 1 | None | None | Non-Condensing | Single-Stage | 42000 | 33000 |  |  | 64.6 | 64 | Federally-Regulated Consumer Product | 1995-07-28 |  | 2019-06-06
Fireplace Products International, Ltd. | Regency | U32-NG2 | Direct Vent Gravity Type Wall | Natural Gas | No Match | TRUE | FALSE | 1 | None | None | Non-Condensing | Single-Stage | 30000 | 23400 |  |  | 64.3 | 64 | Federally-Regulated Consumer Product | 2002-09-05 |  | 2019-06-06
Fireplace Products International, Ltd. | Regency | P40-LP | Direct Vent Gravity Type Wall | LPG | Injection Type | TRUE | FALSE | 1 | None | None | Non-Condensing | Step Modulating | 40000 | 29160 |  |  | 72.9 | 64 | Federally-Regulated Consumer Product | 2006-06-09 |  | 2019-06-06
Fireplace Products International, Ltd. | Regency | P42-NG | Direct Vent Gravity Type Wall | Natural Gas | No Match | TRUE | FALSE | 1 | None | None | Non-Condensing | Single-Stage | 35000 | 25550 |  |  | 68.1 | 64 | Federally-Regulated Consumer Product | 1997-11-25 |  | 2019-06-06
Fireplace Products International, Ltd. | Regency | U32-LP2 | Direct Vent Gravity Type Wall | LPG | Injection Type | TRUE | FALSE | 1 | None | None | Non-Condensing | Single-Stage | 30000 | 24000 |  |  | 65.6 | 64 | Federally-Regulated Consumer Product | 2003-05-16 |  | 2019-06-06
Fireplace Products International, Ltd. | Regency | P42-LP2 | Direct Vent Gravity Type Wall | LPG | No Match | TRUE | FALSE | 1 | None | None | Non-Condensing | Single-Stage | 35000 | 26950 |  |  | 72.4 | 64 | Federally-Regulated Consumer Product | 2002-09-05 |  | 2019-06-06
Fireplace Products International, Ltd. | Regency | P121-LP | Direct Vent Gravity Type Wall | LPG | Injection Type | TRUE | FALSE | 1 | None | None | Non-Condensing | Single-Stage | 39000 | 26637 |  |  | 64.9 | 64 | Federally-Regulated Consumer Product | 2003-05-16 |  | 2019-06-06
Fireplace Products International, Ltd. | Regency | H27-LP | Direct Vent Gravity Type Wall | LPG | Luminous | TRUE | FALSE | 1 | None | None | Condensing | Single-Stage | 23000 | 16170 |  |  | 64.5 | 63 | Federally-Regulated Consumer Product | 2009-05-12 |  | 2019-06-06
Fireplace Products International, Ltd. | Regency | U31-NG | Gravity Type Vented Room Heate | Natural Gas | No Match | TRUE | FALSE | 1 | None | None | Non-Condensing | Single-Stage | 30000 | 22800 |  |  | 66.1 | 64 | Federally-Regulated Consumer Product | 1997-11-25 |  | 2019-06-06
Fireplace Products International, Ltd. | Regency | P36-NG3 | Direct Vent Gravity Type Wall | Natural Gas | Injection Type | TRUE | FALSE | 1 | None | None | Non-Condensing | Single-Stage | 30000 | 21900 |  |  | 66.1 | 64 | Federally-Regulated Consumer Product | 2003-05-16 |  | 2019-06-06
Fireplace Products International, Ltd. | Regency | P90-NG | Direct Vent Gravity Type Wall | Natural Gas | Injection Type | TRUE | FALSE | 1 | None | None | Non-Condensing | Single-Stage | 35000 | 26320 |  |  | 70.3 | 64 | Federally-Regulated Consumer Product | 2003-05-16 |  | 2019-06-06
Fireplace Products International, Ltd. | Regency | H35-LP | Direct Vent Gravity Type Wall | LPG | Injection Type | TRUE | FALSE | 1 | None | None | Non-Condensing | Single-Stage | 34000 | 26350 |  |  | 73.1 | 64 | Federally-Regulated Consumer Product | 2003-05-16 |  | 2019-06-06
Fireplace Products International, Ltd. | Regency | U46-NG | Direct Vent Gravity Type Wall | Natural Gas | No Match | TRUE | FALSE | 1 | None | None | Non-Condensing | Single-Stage | 38000 | 28120 |  |  | 65.1 | 64 | Federally-Regulated Consumer Product | 1995-07-28 |  | 2019-06-06
Fireplace Products International, Ltd. | Regency | U38-NG | Gravity Type Vented Room Heate | Natural Gas | Injection Type | TRUE | FALSE | 1 | None | None | Non-Condensing | Single-Stage | 40000 | 28000 |  |  | 64.5 | 64 | Federally-Regulated Consumer Product | 2003-05-16 |  | 2019-06-06
Fireplace Products International, Ltd. | Regency | E65-NG1 | Direct Vent Gravity Type Wall | Natural Gas | No Match | TRUE | FALSE | 1 | None | None | Non-Condensing | Single-Stage | 38000 | 27740 |  |  | 68.3 | 64 | Federally-Regulated Consumer Product | 2002-09-05 |  | 2019-06-06
Fireplace Products International, Ltd. | Regency | C33-NG2 | Gravity Type Vented Room Heate | Natural Gas | Injection Type | TRUE | FALSE | 1 | None | None | Non-Condensing | Single-Stage | 33000 | 23021 |  |  | 64.3 | 64 | Federally-Regulated Consumer Product | 2003-05-16 |  | 2019-06-06
Fireplace Products International, Ltd. | Regency | U41IN-LP | Gravity Type Vented Room Heate | LPG | No Match | TRUE | FALSE | 1 | None | None | Non-Condensing | Single-Stage | 38000 | 30400 |  |  | 65.2 | 64 | Federally-Regulated Consumer Product | 1994-09-30 |  | 2019-06-06
Thermal Systems | Platinum Cat | 1500 XL SE | Gravity Type Vented Room Heate | LPG | No Match | FALSE | FALSE | 1 | None | None | Non-Condensing | Single-Stage | 5200 | 3995 |  |  | 73.4 | 57 | Federally-Regulated Consumer Product | 1991-06-14 |  | 2019-06-06
Thermal Systems | Platinum Cat | 1500 XL SE | Gravity Type Vented Room Heate | Natural Gas | No Match | FALSE | FALSE | 1 | None | None | Non-Condensing | Single-Stage | 5200 | 3995 |  |  | 72.4 | 57 | Federally-Regulated Consumer Product | 1991-06-14 |  | 2019-06-06
Thermal Systems | Platinum Cat | 6P110 | Gravity Type Vented Room Heate | LPG | No Match | FALSE | FALSE | 1 | None | None | Non-Condensing | Single-Stage | 5200 | 3995 |  |  | 73.4 | 57 | Federally-Regulated Consumer Product | 1991-06-14 |  | 2019-06-06
Thermal Systems | Platinum Cat | 7N110 | Gravity Type Vented Room Heate | Natural Gas | No Match | FALSE | FALSE | 1 | None | None | Non-Condensing | Single-Stage | 5200 | 3995 |  |  | 72.4 | 57 | Federally-Regulated Consumer Product | 1991-06-14 |  | 2019-06-06
The Vermont Castings Majestic Products Co. | Insta-Flame by Majestic | RNVODRN | Gravity Type Vented Room Heate | Natural Gas | No Match | TRUE | FALSE | 1 | None | None | Non-Condensing | Single-Stage | 35000 | 27680 |  |  | 71 | 64 | Federally-Regulated Consumer Product | 2002-04-25 |  | 2019-06-06
The Vermont Castings Majestic Products Co. | Insta-Flame by Majestic | RDVODRP | Gravity Type Vented Room Heate | LPG | No Match | TRUE | FALSE | 1 | None | None | Non-Condensing | Single-Stage | 35000 | 28360 |  |  | 71.2 | 64 | Federally-Regulated Consumer Product | 2002-04-25 |  | 2019-06-06
The Vermont Castings Majestic Products Co. | Insta-Flame by Majestic | JDVRN | Gravity Type Vented Room Heate | Natural Gas | No Match | TRUE | FALSE | 1 | None | None | Non-Condensing | Single-Stage | 28000 | 22695 |  |  | 70.9 | 64 | Federally-Regulated Consumer Product | 2002-04-25 |  | 2019-06-06
The Vermont Castings Majestic Products Co. | Insta-Flame by Majestic | RDVODRFP | Gravity Type Vented Room Heate | LPG | No Match | TRUE | FALSE | 1 | None | None | Non-Condensing | Single-Stage | 35000 | 28360 |  |  | 71.2 | 64 | Federally-Regulated Consumer Product | 2002-04-25 |  | 2019-06-06
The Vermont Castings Majestic Products Co. | Insta-Flame by Majestic | SDV30RFP | Gravity Type Vented Room Heate | LPG | No Match | TRUE | FALSE | 1 | None | None | Non-Condensing | Single-Stage | 28000 | 22575 |  |  | 70.4 | 64 | Federally-Regulated Consumer Product | 2002-04-25 |  | 2019-06-06
The Vermont Castings Majestic Products Co. | Insta-Flame by Majestic | PDV20RP | Gravity Type Vented Room Heate | LPG | No Match | TRUE | FALSE | 1 | None | None | Non-Condensing | Single-Stage | 21000 | 15990 |  |  | 66.9 | 63 | Federally-Regulated Consumer Product | 2002-04-25 |  | 2019-06-06
The Vermont Castings Majestic Products Co. | Insta-Flame by Majestic | RNVODRP | Gravity Type Vented Room Heate | LPG | No Match | TRUE | FALSE | 1 | None | None | Non-Condensing | Single-Stage | 35000 | 28725 |  |  | 73.9 | 64 | Federally-Regulated Consumer Product | 2002-04-25 |  | 2019-06-06
The Vermont Castings Majestic Products Co. | Insta-Flame by Majestic | JDVRP | Gravity Type Vented Room Heate | LPG | No Match | TRUE | FALSE | 1 | None | None | Non-Condensing | Single-Stage | 28000 | 22575 |  |  | 70.4 | 64 | Federally-Regulated Consumer Product | 2002-04-25 |  | 2019-06-06
The Vermont Castings Majestic Products Co. | Insta-Flame by Majestic | RDVODRFN | Gravity Type Vented Room Heate | Natural Gas | No Match | TRUE | FALSE | 1 | None | None | Non-Condensing | Single-Stage | 35000 | 28790 |  |  | 71.7 | 64 | Federally-Regulated Consumer Product | 2002-04-25 |  | 2019-06-06
The Vermont Castings Majestic Products Co. | Insta-Flame by Majestic | PDV20RN | Gravity Type Vented Room Heate | Natural Gas | No Match | TRUE | FALSE | 1 | None | None | Non-Condensing | Single-Stage | 21000 | 15930 |  |  | 67.3 | 63 | Federally-Regulated Consumer Product | 2002-04-25 |  | 2019-06-06
The Vermont Castings Majestic Products Co. | Insta-Flame by Majestic | SDV30RP | Gravity Type Vented Room Heate | LPG | No Match | TRUE | FALSE | 1 | None | None | Non-Condensing | Single-Stage | 28000 | 22575 |  |  | 70.4 | 64 | Federally-Regulated Consumer Product | 2002-04-25 |  | 2019-06-06
The Vermont Castings Majestic Products Co. | Insta-Flame by Majestic | PDV20RFN | Gravity Type Vented Room Heate | Natural Gas | No Match | TRUE | FALSE | 1 | None | None | Non-Condensing | Single-Stage | 21000 | 15930 |  |  | 67.3 | 63 | Federally-Regulated Consumer Product | 2002-04-25 |  | 2019-06-06
The Vermont Castings Majestic Products Co. | Insta-Flame by Majestic | RDVODRN | Gravity Type Vented Room Heate | Natural Gas | No Match | TRUE | FALSE | 1 | None | None | Non-Condensing | Single-Stage | 35000 | 28790 |  |  | 71.7 | 64 | Federally-Regulated Consumer Product | 2002-04-25 |  | 2019-06-06
The Vermont Castings Majestic Products Co. | Insta-Flame by Majestic | SDV30RN | Gravity Type Vented Room Heate | Natural Gas | No Match | TRUE | FALSE | 1 | None | None | Non-Condensing | Single-Stage | 28000 | 22695 |  |  | 70.9 | 64 | Federally-Regulated Consumer Product | 2002-04-25 |  | 2019-06-06
The Vermont Castings Majestic Products Co. | Insta-Flame by Majestic | PDV20RFP | Gravity Type Vented Room Heate | LPG | No Match | TRUE | FALSE | 1 | None | None | Non-Condensing | Single-Stage | 21000 | 15990 |  |  | 66.9 | 63 | Federally-Regulated Consumer Product | 2002-04-25 |  | 2019-06-06
The Vermont Castings Majestic Products Co. | Insta-Flame by Majestic | SDV30RFN | Gravity Type Vented Room Heate | Natural Gas | No Match | TRUE | FALSE | 1 | None | None | Non-Condensing | Single-Stage | 28000 | 22695 |  |  | 70.9 | 64 | Federally-Regulated Consumer Product | 2002-04-25 |  | 2019-06-06
Gas Technologies | Gas Technologies | R5500RH | Direct Vent Gravity Type Wall | Natural Gas | No Match | TRUE | FALSE | 1 | None | None | Non-Condensing | Single-Stage | 30000 | 21750 |  |  | 66.7 | 64 | Federally-Regulated Consumer Product | 1995-05-04 |  | 2019-06-06
Gas Technologies | Heat-N-Glo | DVT-STOVE | Direct Vent Gravity Type Wall | Natural Gas | No Match | TRUE | FALSE | 1 | None | None | Non-Condensing | Single-Stage | 30000 | 23100 |  |  | 65.3 | 64 | Federally-Regulated Consumer Product | 1995-05-04 |  | 2019-06-06
Gas Technologies | Heat-N-Glo | DVT-INSERT | Direct Vent Gravity Type Wall | LPG | No Match | TRUE | FALSE | 1 | None | None | Non-Condensing | Single-Stage | 32000 | 24256 |  |  | 67.7 | 64 | Federally-Regulated Consumer Product | 1995-05-03 |  | 2019-06-06
Gas Technologies | Gas Technologies | R-DVI | Direct Vent Gravity Type Wall | Natural Gas | No Match | TRUE | FALSE | 1 | None | None | Non-Condensing | Single-Stage | 29000 | 22600 |  |  | 73 | 64 | Federally-Regulated Consumer Product | 1997-07-15 |  | 2019-06-06
Gas Technologies | Gas Technologies | R-INSERT | Direct Vent Gravity Type Wall | Natural Gas | No Match | TRUE | FALSE | 1 | None | None | Non-Condensing | Single-Stage | 30000 | 23100 |  |  | 68.6 | 64 | Federally-Regulated Consumer Product | 1995-05-04 |  | 2019-06-06
Gas Technologies | Gas Technologies | R-INSERT | Direct Vent Gravity Type Wall | LPG | No Match | TRUE | FALSE | 1 | None | None | Non-Condensing | Single-Stage | 32000 | 24256 |  |  | 67.7 | 64 | Federally-Regulated Consumer Product | 1995-05-03 |  | 2019-06-06
Gas Technologies | Heat-N-Glo | DVT-INSERT | Direct Vent Gravity Type Wall | Natural Gas | No Match | TRUE | FALSE | 1 | None | None | Non-Condensing | Single-Stage | 30000 | 23100 |  |  | 68.6 | 64 | Federally-Regulated Consumer Product | 1995-05-04 |  | 2019-06-06
Gas Technologies | Gas Technologies | R-STOVE | Direct Vent Gravity Type Wall | Natural Gas | No Match | TRUE | FALSE | 1 | None | None | Non-Condensing | Single-Stage | 30000 | 22080 |  |  | 65.3 | 64 | Federally-Regulated Consumer Product | 1995-05-04 |  | 2019-06-06
Gas Technologies | Gas Technologies | R-STOVE | Direct Vent Gravity Type Wall | LPG | No Match | TRUE | FALSE | 1 | None | None | Non-Condensing | Single-Stage | 32000 | 23296 |  |  | 64.7 | 64 | Federally-Regulated Consumer Product | 1995-05-03 |  | 2019-06-06
Gas Technologies | Gas Technologies | R-3000 | Direct Vent Gravity Type Wall | Natural Gas | No Match | TRUE | FALSE | 1 | None | None | Non-Condensing | Single-Stage | 18000 | 14040 |  |  | 66.5 | 62 | Federally-Regulated Consumer Product | 1996-09-05 |  | 2019-06-06
Gas Technologies | Heat-N-Glo | DVT-STOVE | Direct Vent Gravity Type Wall | LPG | No Match | TRUE | FALSE | 1 | None | None | Non-Condensing | Single-Stage | 32000 | 23296 |  |  | 64.7 | 64 | Federally-Regulated Consumer Product | 1995-05-03 |  | 2019-06-06
Travis Industries, Inc. | Travis Industries | 864 ST GS | Direct Vent Gravity Type Wall | LPG | Pressure | FALSE | FALSE | 1 | None | None | Non-Condensing | Single-Stage | 37500 | 24525 |  |  | 65.4 | 64 | Federally-Regulated Consumer Product | 2009-06-15 |  | 2019-06-06
Travis Industries, Inc. | Avalon | AVANTI-NG | Gravity Type Vented Room Heate | Natural Gas | No Match | TRUE | FALSE | 1 | None | None | Non-Condensing | Single-Stage | 31000 | 24645 |  |  | 70 | 64 | Federally-Regulated Consumer Product | 1995-04-20 |  | 2019-06-06
Travis Industries, Inc. | Travis Industries | DVL INSERT | Direct Vent Gravity Type Wall | Natural Gas | No Match | TRUE | FALSE | 1 | None | None | Non-Condensing | Single-Stage | 40000 | 31560 |  |  | 71 | 64 | Federally-Regulated Consumer Product | 2000-08-01 |  | 2019-06-06
Travis Industries, Inc. | Avalon | AVANTI DVS FIREPLACE | Direct Vent Gravity Type Wall | Natural Gas | No Match | TRUE | FALSE | 1 | None | None | Non-Condensing | Single-Stage | 31000 | 24800 |  |  | 71.3 | 64 | Federally-Regulated Consumer Product | 1996-10-02 |  | 2019-06-06
Travis Industries, Inc. | Travis Industries | 564 SS GS | Direct Vent Gravity Type Wall | Natural Gas | Pressure | FALSE | FALSE | 1 | None | None | Non-Condensing | Single-Stage | 20500 | 13305 |  |  | 64.9 | 63 | Federally-Regulated Consumer Product | 2009-06-15 |  | 2019-06-06
Travis Industries, Inc. | Lopi | Hearthview 864TRV Fireplace | Direct Vent Gravity Type Wall | LPG | Pressure | TRUE | FALSE | 1 | None | None | Non-Condensing | Single-Stage | 31000 | 24304 | 0 | 0 | 69.4 | 64 | Federally-Regulated Consumer Product | 2005-11-02 |  | 2019-06-06
Travis Industries, Inc. | Fireplace Xtrordinair | 564 SS GS | Direct Vent Gravity Type Wall | LPG | Pressure | FALSE | FALSE | 1 | None | None | Non-Condensing | Single-Stage | 20500 | 13305 |  |  | 64.9 | 63 | Federally-Regulated Consumer Product | 2009-06-15 |  | 2019-06-06
Travis Industries, Inc. | Fireplace Xtrordinair | DVS FIREPLACE | Direct Vent Gravity Type Wall | Natural Gas | No Match | TRUE | FALSE | 1 | None | None | Non-Condensing | Single-Stage | 31000 | 24800 |  |  | 71.3 | 64 | Federally-Regulated Consumer Product | 1996-10-02 |  | 2019-06-06
Travis Industries, Inc. | Fireplace Xtrordinair | DVS INSERT | Direct Vent Gravity Type Wall | Natural Gas | No Match | TRUE | FALSE | 1 | None | None | Non-Condensing | Single-Stage | 31000 | 24800 |  |  | 71.3 | 64 | Federally-Regulated Consumer Product | 1996-10-02 |  | 2019-06-06
Travis Industries, Inc. | Avalon | Tree of Life | Direct Vent Gravity Type Wall | LPG | Pressure | TRUE | FALSE | 1 | None | None | Non-Condensing | Single-Stage | 31000 | 26815 | 0 | 0 | 72.8 | 64 | Federally-Regulated Consumer Product | 2005-11-02 |  | 2019-06-06
Travis Industries, Inc. | Avalon | Hideaway RV | Direct Vent Gravity Type Wall | Natural Gas | Pressure | TRUE | FALSE | 1 | None | None | Non-Condensing | Single-Stage | 16500 | 12738 | 0 | 0 | 63 | 62 | Federally-Regulated Consumer Product | 2005-11-02 |  | 2019-06-06
Travis Industries, Inc. | Lopi | ALLEGIANCE DVS FS | Direct Vent Gravity Type Wall | Natural Gas | No Match | TRUE | FALSE | 1 | None | None | Non-Condensing | Single-Stage | 31000 | 21700 |  |  | 70 | 64 | Federally-Regulated Consumer Product | 2000-07-11 |  | 2019-06-06
Travis Industries, Inc. | Lopi | SPIRIT B VENT 96 | Gravity Type Vented Room Heate | LPG | No Match | TRUE | FALSE | 1 | None | None | Non-Condensing | Single-Stage | 38000 | 31160 |  |  | 68 | 64 | Federally-Regulated Consumer Product | 1996-10-02 |  | 2019-06-06
Travis Industries, Inc. | Lopi | 564 SS GS | Direct Vent Gravity Type Wall | LPG | Pressure | FALSE | FALSE | 1 | None | None | Non-Condensing | Single-Stage | 20500 | 13305 |  |  | 64.9 | 63 | Federally-Regulated Consumer Product | 2009-06-15 |  | 2019-06-06
Travis Industries, Inc. | Fireplace Xtrordinair | 864TRV GS | Direct Vent Gravity Type Wall | LPG | Pressure | FALSE | FALSE | 1 | None | None | Non-Condensing | Single-Stage | 31000 | 20026 |  |  | 64.6 | 64 | Federally-Regulated Consumer Product | 2009-06-15 |  | 2019-06-06
Travis Industries, Inc. | Travis Industries | 564 SS GS | Direct Vent Gravity Type Wall | LPG | Pressure | FALSE | FALSE | 1 | None | None | Non-Condensing | Single-Stage | 20500 | 13305 |  |  | 64.9 | 63 | Federally-Regulated Consumer Product | 2009-06-15 |  | 2019-06-06
Travis Industries, Inc. | Travis Industries | DVL FIREPLACE | Direct Vent Gravity Type Wall | Natural Gas | No Match | TRUE | FALSE | 1 | None | None | Non-Condensing | Single-Stage | 40000 | 28800 |  |  | 68 | 64 | Federally-Regulated Consumer Product | 2000-08-01 |  | 2019-06-06
Travis Industries, Inc. | Travis Industries | 864TRV GS | Direct Vent Gravity Type Wall | Natural Gas | Pressure | FALSE | FALSE | 1 | None | None | Non-Condensing | Single-Stage | 31000 | 20026 |  |  | 64.6 | 64 | Federally-Regulated Consumer Product | 2009-06-15 |  | 2019-06-06
Travis Industries, Inc. | Travis Industries | 21 TRV GS | Direct Vent Gravity Type Wall | LPG | Pressure | FALSE | FALSE | 1 | None | None | Non-Condensing | Single-Stage | 16500 | 10692 |  |  | 64.8 | 62 | Federally-Regulated Consumer Product | 2009-06-15 |  | 2019-06-06
Travis Industries, Inc. | Fireplace Xtrordinair | 864TRV Fireplace | Direct Vent Gravity Type Wall | LPG | Pressure | TRUE | FALSE | 1 | None | None | Non-Condensing | Single-Stage | 31000 | 24304 | 0 | 0 | 69.4 | 64 | Federally-Regulated Consumer Product | 2005-11-02 |  | 2019-06-06
Travis Industries, Inc. | Avalon | Hideaway | Direct Vent Gravity Type Wall | Natural Gas | Pressure | TRUE | FALSE | 1 | None | None | Non-Condensing | Single-Stage | 16500 | 12738 | 0 | 0 | 63 | 62 | Federally-Regulated Consumer Product | 2005-11-02 |  | 2019-06-06
Travis Industries, Inc. | Lopi | DISCOVERY DVS INSERT | Direct Vent Gravity Type Wall | LPG | No Match | TRUE | FALSE | 1 | None | None | Non-Condensing | Single-Stage | 31000 | 24955 |  |  | 71.8 | 64 | Federally-Regulated Consumer Product | 1996-10-02 |  | 2019-06-06
Travis Industries, Inc. | Fireplace Xtrordinair | 864TRV GS | Direct Vent Gravity Type Wall | Natural Gas | Pressure | FALSE | FALSE | 1 | None | None | Non-Condensing | Single-Stage | 31000 | 20026 |  |  | 64.6 | 64 | Federally-Regulated Consumer Product | 2009-06-15 |  | 2019-06-06
Travis Industries, Inc. | Travis Industries | DVS INSERT | Direct Vent Gravity Type Wall | Natural Gas | No Match | TRUE | FALSE | 1 | None | None | Non-Condensing | Single-Stage | 31000 | 24800 |  |  | 71.3 | 64 | Federally-Regulated Consumer Product | 1996-10-02 |  | 2019-06-06
Travis Industries, Inc. | Lopi | Sweet Dreams | Direct Vent Gravity Type Wall | Natural Gas | Pressure | TRUE | FALSE | 1 | None | None | Non-Condensing | Single-Stage | 16500 | 12738 | 0 | 0 | 63 | 62 | Federally-Regulated Consumer Product | 2005-11-02 |  | 2019-06-06
Travis Industries, Inc. | Lopi | 864 ST GS | Direct Vent Gravity Type Wall | LPG | Pressure | FALSE | FALSE | 1 | None | None | Non-Condensing | Single-Stage | 37500 | 24525 |  |  | 65.4 | 64 | Federally-Regulated Consumer Product | 2009-06-15 |  | 2019-06-06
Travis Industries, Inc. | Lopi | HERITAGE BAY DVL FS | Direct Vent Gravity Type Wall | Natural Gas | No Match | TRUE | FALSE | 1 | None | None | Non-Condensing | Single-Stage | 43000 | 33540 |  |  | 71 | 64 | Federally-Regulated Consumer Product | 2000-08-01 |  | 2019-06-06
Travis Industries, Inc. | Avalon | 700 DV | Direct Vent Gravity Type Wall | LPG | No Match | TRUE | FALSE | 1 | None | None | Non-Condensing | Single-Stage | 36500 | 29750 |  |  | 73 | 64 | Federally-Regulated Consumer Product | 1996-10-02 |  | 2019-06-06
Travis Industries, Inc. | Lopi | SPIRIT B VENT 96 | Gravity Type Vented Room Heate | Natural Gas | No Match | TRUE | FALSE | 1 | None | None | Non-Condensing | Single-Stage | 40000 | 32000 |  |  | 68 | 64 | Federally-Regulated Consumer Product | 1996-10-02 |  | 2019-06-06
Travis Industries, Inc. | Travis Industries | DVS FIREPLACE | Direct Vent Gravity Type Wall | LPG | No Match | TRUE | FALSE | 1 | None | None | Non-Condensing | Single-Stage | 31000 | 24955 |  |  | 71.8 | 64 | Federally-Regulated Consumer Product | 1996-10-02 |  | 2019-06-06
Travis Industries, Inc. | Lopi | HERITAGE DVL FS | Direct Vent Gravity Type Wall | Natural Gas | No Match | TRUE | FALSE | 1 | None | None | Non-Condensing | Single-Stage | 43000 | 33540 |  |  | 71 | 64 | Federally-Regulated Consumer Product | 2000-08-01 |  | 2019-06-06
Travis Industries, Inc. | Avalon | Tree of Life | Direct Vent Gravity Type Wall | Natural Gas | Pressure | TRUE | FALSE | 1 | None | None | Non-Condensing | Single-Stage | 31000 | 26815 | 0 | 0 | 72.8 | 64 | Federally-Regulated Consumer Product | 2005-11-02 |  | 2019-06-06
Travis Industries, Inc. | Avalon | AVANTI DV | Direct Vent Gravity Type Wall | LPG | No Match | TRUE | FALSE | 1 | None | None | Non-Condensing | Single-Stage | 36500 | 29750 |  |  | 73 | 64 | Federally-Regulated Consumer Product | 1996-10-02 |  | 2019-06-06
Travis Industries, Inc. | Lopi | SPIRIT-NG | Gravity Type Vented Room Heate | Natural Gas | No Match | TRUE | FALSE | 1 | None | None | Non-Condensing | Single-Stage | 31000 | 24645 |  |  | 70 | 64 | Federally-Regulated Consumer Product | 1995-04-20 |  | 2019-06-06
Travis Industries, Inc. | Travis Industries | DVS INSERT | Direct Vent Gravity Type Wall | LPG | No Match | TRUE | FALSE | 1 | None | None | Non-Condensing | Single-Stage | 31000 | 24955 |  |  | 71.8 | 64 | Federally-Regulated Consumer Product | 1996-10-02 |  | 2019-06-06
Travis Industries, Inc. | Fireplace Xtrordinair | 21 TRV GS | Direct Vent Gravity Type Wall | Natural Gas | Pressure | FALSE | FALSE | 1 | None | None | Non-Condensing | Single-Stage | 16500 | 10692 |  |  | 64.8 | 62 | Federally-Regulated Consumer Product | 2009-06-15 |  | 2019-06-06
Travis Industries, Inc. | Lopi | SPIRIT-BAY-LP | Gravity Type Vented Room Heate | LPG | No Match | TRUE | FALSE | 1 | None | None | Non-Condensing | Single-Stage | 31000 | 25420 |  |  | 70 | 64 | Federally-Regulated Consumer Product | 1995-04-20 |  | 2019-06-06
Travis Industries, Inc. | Avalon | CHELAN DV FS | Direct Vent Gravity Type Wall | Natural Gas | No Match | TRUE | FALSE | 1 | None | None | Non-Condensing | Single-Stage | 38500 | 18700 |  |  | 72.4 | 64 | Federally-Regulated Consumer Product | 2000-08-01 |  | 2019-06-06
Travis Industries, Inc. | Lopi | DISCOVERY DVS FIREPL | Direct Vent Gravity Type Wall | Natural Gas | No Match | TRUE | FALSE | 1 | None | None | Non-Condensing | Single-Stage | 31000 | 24800 |  |  | 71.3 | 64 | Federally-Regulated Consumer Product | 1996-10-02 |  | 2019-06-06
Travis Industries, Inc. | Lopi | 864TRV GS | Direct Vent Gravity Type Wall | Natural Gas | Pressure | FALSE | FALSE | 1 | None | None | Non-Condensing | Single-Stage | 31000 | 20026 |  |  | 64.6 | 64 | Federally-Regulated Consumer Product | 2009-06-15 |  | 2019-06-06
Travis Industries, Inc. | Avalon | 564 SS GS | Direct Vent Gravity Type Wall | Natural Gas | Pressure | FALSE | FALSE | 1 | None | None | Non-Condensing | Single-Stage | 20500 | 13305 |  |  | 64.9 | 63 | Federally-Regulated Consumer Product | 2009-06-15 |  | 2019-06-06
Travis Industries, Inc. | Avalon | VASHON DVS FS | Direct Vent Gravity Type Wall | Natural Gas | No Match | TRUE | FALSE | 1 | None | None | Non-Condensing | Single-Stage | 31000 | 21700 |  |  | 70 | 64 | Federally-Regulated Consumer Product | 2000-08-01 |  | 2019-06-06
Travis Industries, Inc. | Fireplace Xtrordinair | 864TRV Fireplace | Direct Vent Gravity Type Wall | Natural Gas | Pressure | TRUE | FALSE | 1 | None | None | Non-Condensing | Single-Stage | 31000 | 23932 | 0 | 0 | 68.3 | 64 | Federally-Regulated Consumer Product | 2005-11-02 |  | 2019-06-06
Travis Industries, Inc. | Fireplace Xtrordinair | 21 DV | Direct Vent Gravity Type Wall | Natural Gas | Pressure | TRUE | FALSE | 1 | None | None | Non-Condensing | Single-Stage | 16500 | 12738 | 0 | 0 | 63 | 62 | Federally-Regulated Consumer Product | 2005-11-02 |  | 2019-06-06
Travis Industries, Inc. | Avalon | AVANTI DVS INSERT | Direct Vent Gravity Type Wall | LPG | No Match | TRUE | FALSE | 1 | None | None | Non-Condensing | Single-Stage | 31000 | 24955 |  |  | 71.8 | 64 | Federally-Regulated Consumer Product | 1996-10-02 |  | 2019-06-06
Travis Industries, Inc. | Avalon | 700-NG | Gravity Type Vented Room Heate | Natural Gas | No Match | TRUE | FALSE | 1 | None | None | Non-Condensing | Single-Stage | 31000 | 24645 |  |  | 70 | 64 | Federally-Regulated Consumer Product | 1993-12-27 |  | 2019-06-06
Travis Industries, Inc. | Lopi | BERKSHIRE FS | Direct Vent Gravity Type Wall | Natural Gas | No Match | TRUE | FALSE | 1 | None | None | Non-Condensing | Single-Stage | 31000 | 26815 |  |  | 67.2 | 64 | Federally-Regulated Consumer Product | 2000-08-01 |  | 2019-06-06
Travis Industries, Inc. | Avalon | AVANTI-LP | Gravity Type Vented Room Heate | LPG | No Match | TRUE | FALSE | 1 | None | None | Non-Condensing | Single-Stage | 31000 | 25420 |  |  | 70 | 64 | Federally-Regulated Consumer Product | 1995-04-20 |  | 2019-06-06
Travis Industries, Inc. | Avalon | AVANTI B VENT 96 | Gravity Type Vented Room Heate | Natural Gas | No Match | TRUE | FALSE | 1 | None | None | Non-Condensing | Single-Stage | 40000 | 32000 |  |  | 68 | 64 | Federally-Regulated Consumer Product | 1996-10-02 |  | 2019-06-06
Travis Industries, Inc. | Fireplace Xtrordinair | 564 SS GS | Direct Vent Gravity Type Wall | Natural Gas | Pressure | FALSE | FALSE | 1 | None | None | Non-Condensing | Single-Stage | 20500 | 13305 |  |  | 64.9 | 63 | Federally-Regulated Consumer Product | 2009-06-15 |  | 2019-06-06
Travis Industries, Inc. | Avalon | 864TRV GS | Direct Vent Gravity Type Wall | Natural Gas | Pressure | FALSE | FALSE | 1 | None | None | Non-Condensing | Single-Stage | 31000 | 20026 |  |  | 64.6 | 64 | Federally-Regulated Consumer Product | 2009-06-15 |  | 2019-06-06
Travis Industries, Inc. | Avalon | 564 SS GS | Direct Vent Gravity Type Wall | LPG | Pressure | FALSE | FALSE | 1 | None | None | Non-Condensing | Single-Stage | 20500 | 13305 |  |  | 64.9 | 63 | Federally-Regulated Consumer Product | 2009-06-15 |  | 2019-06-06
Travis Industries, Inc. | Lopi | 300-GS | Gravity Type Vented Room Heate | Natural Gas | No Match | TRUE | FALSE | 1 | None | None | Non-Condensing | Single-Stage | 31000 | 24645 |  |  | 70 | 64 | Federally-Regulated Consumer Product | 1993-12-27 |  | 2019-06-06
Travis Industries, Inc. | Avalon | AVANTI B VENT 96 | Gravity Type Vented Room Heate | LPG | No Match | TRUE | FALSE | 1 | None | None | Non-Condensing | Single-Stage | 38000 | 31160 |  |  | 68 | 64 | Federally-Regulated Consumer Product | 1996-10-02 |  | 2019-06-06
Travis Industries, Inc. | Avalon | PRAIRIE FS | Direct Vent Gravity Type Wall | Natural Gas | No Match | TRUE | FALSE | 1 | None | None | Non-Condensing | Single-Stage | 31000 | 26815 |  |  | 67.2 | 64 | Federally-Regulated Consumer Product | 2000-08-01 |  | 2019-06-06
Travis Industries, Inc. | Lopi | 21 TRV GS | Direct Vent Gravity Type Wall | LPG | Pressure | FALSE | FALSE | 1 | None | None | Non-Condensing | Single-Stage | 16500 | 10692 |  |  | 64.8 | 62 | Federally-Regulated Consumer Product | 2009-06-15 |  | 2019-06-06
Travis Industries, Inc. | Fireplace Xtrordinair | 21 TRV GS | Direct Vent Gravity Type Wall | LPG | Pressure | FALSE | FALSE | 1 | None | None | Non-Condensing | Single-Stage | 16500 | 10692 |  |  | 64.8 | 62 | Federally-Regulated Consumer Product | 2009-06-15 |  | 2019-06-06
Travis Industries, Inc. | Fireplace Xtrordinair | DVS INSERT | Direct Vent Gravity Type Wall | LPG | No Match | TRUE | FALSE | 1 | None | None | Non-Condensing | Single-Stage | 31000 | 24955 |  |  | 71.8 | 64 | Federally-Regulated Consumer Product | 1996-10-02 |  | 2019-06-06
Travis Industries, Inc. | Lopi | DISCOVERY DVS INSERT | Direct Vent Gravity Type Wall | Natural Gas | No Match | TRUE | FALSE | 1 | None | None | Non-Condensing | Single-Stage | 31000 | 24800 |  |  | 71.3 | 64 | Federally-Regulated Consumer Product | 1996-10-02 |  | 2019-06-06
Travis Industries, Inc. | Fireplace Xtrordinair | 35 CB | Direct Vent Gravity Type Wall | Natural Gas | Pressure | TRUE | FALSE | 1 | None | None | Non-Condensing | Single-Stage | 24000 | 18408 | 0 | 0 | 67.5 | 63 | Federally-Regulated Consumer Product | 2005-11-02 |  | 2019-06-06
Travis Industries, Inc. | Lopi | 21 DVRV | Direct Vent Gravity Type Wall | Natural Gas | Pressure | TRUE | FALSE | 1 | None | None | Non-Condensing | Single-Stage | 16500 | 12738 | 0 | 0 | 63 | 62 | Federally-Regulated Consumer Product | 2005-11-02 |  | 2019-06-06
Travis Industries, Inc. | Avalon | 864TRV GS | Direct Vent Gravity Type Wall | LPG | Pressure | FALSE | FALSE | 1 | None | None | Non-Condensing | Single-Stage | 31000 | 20026 |  |  | 64.6 | 64 | Federally-Regulated Consumer Product | 2009-06-15 |  | 2019-06-06
Travis Industries, Inc. | Avalon | 21 TRV GS | Direct Vent Gravity Type Wall | LPG | Pressure | FALSE | FALSE | 1 | None | None | Non-Condensing | Single-Stage | 16500 | 10692 |  |  | 64.8 | 62 | Federally-Regulated Consumer Product | 2009-06-15 |  | 2019-06-06
Travis Industries, Inc. | Fireplace Xtrordinair | 36DV-NG | Direct Vent Gravity Type Wall | Natural Gas | No Match | TRUE | FALSE | 1 | None | None | Non-Condensing | Single-Stage | 40000 | 32000 |  |  | 73 | 64 | Federally-Regulated Consumer Product | 1995-04-20 |  | 2019-06-06
Travis Industries, Inc. | Lopi | SPIRIT BAY B VENT 96 | Gravity Type Vented Room Heate | LPG | No Match | TRUE | FALSE | 1 | None | None | Non-Condensing | Single-Stage | 38000 | 31160 |  |  | 68 | 64 | Federally-Regulated Consumer Product | 1996-10-02 |  | 2019-06-06
Travis Industries, Inc. | Lopi | SPIRIT BAY B VENT 96 | Gravity Type Vented Room Heate | Natural Gas | No Match | TRUE | FALSE | 1 | None | None | Non-Condensing | Single-Stage | 40000 | 32000 |  |  | 68 | 64 | Federally-Regulated Consumer Product | 1996-10-02 |  | 2019-06-06
Travis Industries, Inc. | Fireplace Xtrordinair | 35 CB | Direct Vent Gravity Type Wall | LPG | Pressure | TRUE | FALSE | 1 | None | None | Non-Condensing | Single-Stage | 24000 | 18864 | 0 | 0 | 68.6 | 63 | Federally-Regulated Consumer Product | 2005-11-02 |  | 2019-06-06
Travis Industries, Inc. | Fireplace Xtrordinair | 36DV-LP | Direct Vent Gravity Type Wall | LPG | No Match | TRUE | FALSE | 1 | None | None | Non-Condensing | Single-Stage | 40000 | 32000 |  |  | 73 | 64 | Federally-Regulated Consumer Product | 1995-04-20 |  | 2019-06-06
Travis Industries, Inc. | Lopi | Sturbridge | Direct Vent Gravity Type Wall | LPG | Pressure | TRUE | FALSE | 1 | None | None | Non-Condensing | Single-Stage | 18000 | 14418 | 0 | 0 | 67.8 | 62 | Federally-Regulated Consumer Product | 2005-11-02 |  | 2019-06-06
Travis Industries, Inc. | Avalon | 864 ST GS | Direct Vent Gravity Type Wall | LPG | Pressure | FALSE | FALSE | 1 | None | None | Non-Condensing | Single-Stage | 37500 | 24525 |  |  | 65.4 | 64 | Federally-Regulated Consumer Product | 2009-06-15 |  | 2019-06-06
Travis Industries, Inc. | Avalon | Winthrop 864TRV Fireplace | Direct Vent Gravity Type Wall | Natural Gas | Pressure | TRUE | FALSE | 1 | None | None | Non-Condensing | Single-Stage | 31000 | 23932 | 0 | 0 | 68.3 | 64 | Federally-Regulated Consumer Product | 2005-11-02 |  | 2019-06-06
Travis Industries, Inc. | Fireplace Xtrordinair | 36DVXL FIREPLACE | Direct Vent Gravity Type Wall | Natural Gas | No Match | TRUE | FALSE | 1 | None | None | Non-Condensing | Single-Stage | 43000 | 34142 |  |  | 72 | 64 | Federally-Regulated Consumer Product | 2000-08-01 |  | 2019-06-06
Travis Industries, Inc. | Lopi | SPIRIT-LP | Gravity Type Vented Room Heate | LPG | No Match | TRUE | FALSE | 1 | None | None | Non-Condensing | Single-Stage | 31000 | 25420 |  |  | 70 | 64 | Federally-Regulated Consumer Product | 1995-04-20 |  | 2019-06-06
Travis Industries, Inc. | Avalon | 21 TRV GS | Direct Vent Gravity Type Wall | Natural Gas | Pressure | FALSE | FALSE | 1 | None | None | Non-Condensing | Single-Stage | 16500 | 10692 |  |  | 64.8 | 62 | Federally-Regulated Consumer Product | 2009-06-15 |  | 2019-06-06
Travis Industries, Inc. | Avalon | 700 DV | Direct Vent Gravity Type Wall | Natural Gas | No Match | TRUE | FALSE | 1 | None | None | Non-Condensing | Single-Stage | 38500 | 31185 |  |  | 72.4 | 64 | Federally-Regulated Consumer Product | 1996-10-02 |  | 2019-06-06
Travis Industries, Inc. | Lopi | HERITAGE BAY DVS FS | Direct Vent Gravity Type Wall | Natural Gas | No Match | TRUE | FALSE | 1 | None | None | Non-Condensing | Single-Stage | 31000 | 21700 |  |  | 70 | 64 | Federally-Regulated Consumer Product | 2000-07-11 |  | 2019-06-06
Travis Industries, Inc. | Avalon | SALISH DVL FS | Direct Vent Gravity Type Wall | Natural Gas | No Match | TRUE | FALSE | 1 | None | None | Non-Condensing | Single-Stage | 43000 | 33540 |  |  | 71 | 64 | Federally-Regulated Consumer Product | 2000-08-01 |  | 2019-06-06
Travis Industries, Inc. | Lopi | SPIRIT-BAY-NG | Gravity Type Vented Room Heate | Natural Gas | No Match | TRUE | FALSE | 1 | None | None | Non-Condensing | Single-Stage | 31000 | 24645 |  |  | 70 | 64 | Federally-Regulated Consumer Product | 1995-04-20 |  | 2019-06-06
Travis Industries, Inc. | Travis Industries | 864 ST GS | Direct Vent Gravity Type Wall | Natural Gas | Pressure | FALSE | FALSE | 1 | None | None | Non-Condensing | Single-Stage | 37500 | 24525 |  |  | 65.4 | 64 | Federally-Regulated Consumer Product | 2009-06-15 |  | 2019-06-06
Travis Industries, Inc. | Travis Industries | 864TRV Fireplace | Direct Vent Gravity Type Wall | Natural Gas | Pressure | TRUE | FALSE | 1 | None | None | Non-Condensing | Single-Stage | 31000 | 23932 | 0 | 0 | 68.3 | 64 | Federally-Regulated Consumer Product | 2005-11-02 |  | 2019-06-06
Travis Industries, Inc. | Lopi | 21 TRV GS | Direct Vent Gravity Type Wall | Natural Gas | Pressure | FALSE | FALSE | 1 | None | None | Non-Condensing | Single-Stage | 16500 | 10692 |  |  | 64.8 | 62 | Federally-Regulated Consumer Product | 2009-06-15 |  | 2019-06-06
Travis Industries, Inc. | Lopi | Sturbridge | Direct Vent Gravity Type Wall | Natural Gas | Pressure | TRUE | FALSE | 1 | None | None | Non-Condensing | Single-Stage | 18000 | 14418 | 0 | 0 | 67.8 | 62 | Federally-Regulated Consumer Product | 2005-11-02 |  | 2019-06-06
Travis Industries, Inc. | Lopi | SPIRIT DV | Direct Vent Gravity Type Wall | LPG | No Match | TRUE | FALSE | 1 | None | None | Non-Condensing | Single-Stage | 36500 | 29750 |  |  | 73 | 64 | Federally-Regulated Consumer Product | 1996-10-02 |  | 2019-06-06
Travis Industries, Inc. | Fireplace Xtrordinair | 44DVXXL FIREPLACE | Direct Vent Gravity Type Wall | Natural Gas | No Match | TRUE | FALSE | 1 | None | None | Non-Condensing | Single-Stage | 58000 | 42920 |  |  | 68 | 65 | Federally-Regulated Consumer Product | 2000-08-01 |  | 2019-06-06
Travis Industries, Inc. | Lopi | HERITAGE BAY | Direct Vent Gravity Type Wall | LPG | No Match | TRUE | FALSE | 1 | None | None | Non-Condensing | Single-Stage | 40000 | 32000 |  |  | 72 | 64 | Federally-Regulated Consumer Product | 1996-10-02 |  | 2019-06-06
Travis Industries, Inc. | Fireplace Xtrordinair | 21 DVRV | Direct Vent Gravity Type Wall | Natural Gas | Pressure | TRUE | FALSE | 1 | None | None | Non-Condensing | Single-Stage | 16500 | 12738 | 0 | 0 | 63 | 62 | Federally-Regulated Consumer Product | 2005-11-02 |  | 2019-06-06
Travis Industries, Inc. | Avalon | Winthrop 864TRV Fireplace | Direct Vent Gravity Type Wall | LPG | Pressure | TRUE | FALSE | 1 | None | None | Non-Condensing | Single-Stage | 31000 | 24304 | 0 | 0 | 69.4 | 64 | Federally-Regulated Consumer Product | 2005-11-02 |  | 2019-06-06
Travis Industries, Inc. | Lopi | DISCOVERY DVS FIREPL | Direct Vent Gravity Type Wall | LPG | No Match | TRUE | FALSE | 1 | None | None | Non-Condensing | Single-Stage | 31000 | 24955 |  |  | 71.8 | 64 | Federally-Regulated Consumer Product | 1996-10-02 |  | 2019-06-06
Travis Industries, Inc. | Avalon | 864 ST GS | Direct Vent Gravity Type Wall | Natural Gas | Pressure | FALSE | FALSE | 1 | None | None | Non-Condensing | Single-Stage | 37500 | 24525 |  |  | 65.4 | 64 | Federally-Regulated Consumer Product | 2009-06-15 |  | 2019-06-06
Travis Industries, Inc. | Lopi | 21 DV | Direct Vent Gravity Type Wall | Natural Gas | Pressure | TRUE | FALSE | 1 | None | None | Non-Condensing | Single-Stage | 16500 | 12738 | 0 | 0 | 63 | 62 | Federally-Regulated Consumer Product | 2005-11-02 |  | 2019-06-06
Travis Industries, Inc. | Fireplace Xtrordinair | DVS FIREPLACE | Direct Vent Gravity Type Wall | LPG | No Match | TRUE | FALSE | 1 | None | None | Non-Condensing | Single-Stage | 31000 | 24955 |  |  | 71.8 | 64 | Federally-Regulated Consumer Product | 1996-10-02 |  | 2019-06-06
Travis Industries, Inc. | Travis Industries | 21 TRV GS | Direct Vent Gravity Type Wall | Natural Gas | Pressure | FALSE | FALSE | 1 | None | None | Non-Condensing | Single-Stage | 16500 | 10692 |  |  | 64.8 | 62 | Federally-Regulated Consumer Product | 2009-06-15 |  | 2019-06-06
Travis Industries, Inc. | Avalon | AVANTI DVS INSERT | Direct Vent Gravity Type Wall | Natural Gas | No Match | TRUE | FALSE | 1 | None | None | Non-Condensing | Single-Stage | 31000 | 24800 |  |  | 71.3 | 64 | Federally-Regulated Consumer Product | 1996-10-02 |  | 2019-06-06
Travis Industries, Inc. | Avalon | CEDAR DVS FS | Direct Vent Gravity Type Wall | Natural Gas | No Match | TRUE | FALSE | 1 | None | None | Non-Condensing | Single-Stage | 31000 | 21700 |  |  | 70 | 64 | Federally-Regulated Consumer Product | 2000-08-01 |  | 2019-06-06
Travis Industries, Inc. | Travis Industries | 864TRV GS | Direct Vent Gravity Type Wall | LPG | Pressure | FALSE | FALSE | 1 | None | None | Non-Condensing | Single-Stage | 31000 | 20026 |  |  | 64.6 | 64 | Federally-Regulated Consumer Product | 2009-06-15 |  | 2019-06-06
Travis Industries, Inc. | Avalon | AVANTI DVS FIREPLACE | Direct Vent Gravity Type Wall | LPG | No Match | TRUE | FALSE | 1 | None | None | Non-Condensing | Single-Stage | 31000 | 24955 |  |  | 71.8 | 64 | Federally-Regulated Consumer Product | 1996-10-02 |  | 2019-06-06
Travis Industries, Inc. | Travis Industries | 864TRV Fireplace | Direct Vent Gravity Type Wall | LPG | Pressure | TRUE | FALSE | 1 | None | None | Non-Condensing | Single-Stage | 31000 | 24304 | 0 | 0 | 69.4 | 64 | Federally-Regulated Consumer Product | 2005-11-02 |  | 2019-06-06
Travis Industries, Inc. | Lopi | 864 ST GS | Direct Vent Gravity Type Wall | Natural Gas | Pressure | FALSE | FALSE | 1 | None | None | Non-Condensing | Single-Stage | 37500 | 24525 |  |  | 65.4 | 64 | Federally-Regulated Consumer Product | 2009-06-15 |  | 2019-06-06
Travis Industries, Inc. | Lopi | HERITAGE BAY | Direct Vent Gravity Type Wall | Natural Gas | No Match | TRUE | FALSE | 1 | None | None | Non-Condensing | Single-Stage | 40000 | 31600 |  |  | 71 | 64 | Federally-Regulated Consumer Product | 1996-10-02 |  | 2019-06-06
Travis Industries, Inc. | Fireplace Xtrordinair | 864 ST GS | Direct Vent Gravity Type Wall | LPG | Pressure | FALSE | FALSE | 1 | None | None | Non-Condensing | Single-Stage | 37500 | 24525 |  |  | 65.4 | 64 | Federally-Regulated Consumer Product | 2009-06-15 |  | 2019-06-06
Travis Industries, Inc. | Avalon | AVANTI DV | Direct Vent Gravity Type Wall | Natural Gas | No Match | TRUE | FALSE | 1 | None | None | Non-Condensing | Single-Stage | 38500 | 31185 |  |  | 72.4 | 64 | Federally-Regulated Consumer Product | 1996-10-02 |  | 2019-06-06
Travis Industries, Inc. | Fireplace Xtrordinair | 864 ST GS | Direct Vent Gravity Type Wall | Natural Gas | Pressure | FALSE | FALSE | 1 | None | None | Non-Condensing | Single-Stage | 37500 | 24525 |  |  | 65.4 | 64 | Federally-Regulated Consumer Product | 2009-06-15 |  | 2019-06-06
Travis Industries, Inc. | Lopi | 864TRV GS | Direct Vent Gravity Type Wall | LPG | Pressure | FALSE | FALSE | 1 | None | None | Non-Condensing | Single-Stage | 31000 | 20026 |  |  | 64.6 | 64 | Federally-Regulated Consumer Product | 2009-06-15 |  | 2019-06-06
Travis Industries, Inc. | Lopi | SPIRIT DV | Direct Vent Gravity Type Wall | Natural Gas | No Match | TRUE | FALSE | 1 | None | None | Non-Condensing | Single-Stage | 38500 | 31185 |  |  | 72.4 | 64 | Federally-Regulated Consumer Product | 1996-10-02 |  | 2019-06-06
Travis Industries, Inc. | Lopi | HERITAGE BAY INSERT | Direct Vent Gravity Type Wall | Natural Gas | No Match | TRUE | FALSE | 1 | None | None | Non-Condensing | Single-Stage | 40000 | 32000 |  |  | 68 | 64 | Federally-Regulated Consumer Product | 2000-08-01 |  | 2019-06-06
Travis Industries, Inc. | Lopi | 564 SS GS | Direct Vent Gravity Type Wall | Natural Gas | Pressure | FALSE | FALSE | 1 | None | None | Non-Condensing | Single-Stage | 20500 | 13305 |  |  | 64.9 | 63 | Federally-Regulated Consumer Product | 2009-06-15 |  | 2019-06-06
Travis Industries, Inc. | Travis Industries | DVS FIREPLACE | Direct Vent Gravity Type Wall | Natural Gas | No Match | TRUE | FALSE | 1 | None | None | Non-Condensing | Single-Stage | 31000 | 24800 |  |  | 71.3 | 64 | Federally-Regulated Consumer Product | 1996-10-02 |  | 2019-06-06
Travis Industries, Inc. | Lopi | Hearthview 864TRV Fireplace | Direct Vent Gravity Type Wall | Natural Gas | Pressure | TRUE | FALSE | 1 | None | None | Non-Condensing | Single-Stage | 31000 | 23932 | 0 | 0 | 68.3 | 64 | Federally-Regulated Consumer Product | 2005-11-02 |  | 2019-06-06
Travis Industries, Inc. | Avalon | 700-LP | Gravity Type Vented Room Heate | LPG | No Match | TRUE | FALSE | 1 | None | None | Non-Condensing | Single-Stage | 31000 | 25420 |  |  | 70 | 64 | Federally-Regulated Consumer Product | 1995-04-20 |  | 2019-06-06
Valor Heating, Ltd. | Legend Stove | 936RTN | Gravity Type Floor Furnace | Natural Gas | No Match | TRUE | FALSE | 1 | None | None | Non-Condensing | Single-Stage | 21000 | 16500 |  |  | 71.7 | 56 | Federally-Regulated Consumer Product | 1995-04-17 |  | 2019-06-06
Valor Heating, Ltd. | Legend Stove | 936TTN | Gravity Type Floor Furnace | Natural Gas | No Match | TRUE | FALSE | 1 | None | None | Non-Condensing | Single-Stage | 27000 | 20500 |  |  | 69.4 | 56 | Federally-Regulated Consumer Product | 1995-03-07 |  | 2019-06-06
Valor Heating, Ltd. | Horizon Fires by Valor | 535AP | Direct Vent Gravity Type Wall | LPG | No Match | TRUE | FALSE | 1 | None | None | Non-Condensing | Single-Stage | 29500 | 19322 |  |  | 65.5 | 64 | Federally-Regulated Consumer Product | 2000-07-07 |  | 2019-06-06
Valor Heating, Ltd. | Portraitfire by Valor | 53 AN | Direct Vent Gravity Type Wall | Natural Gas | No Match | TRUE | FALSE | 1 | None | None | Non-Condensing | Single-Stage | 20500 | 13264 |  |  | 64.7 | 63 | Federally-Regulated Consumer Product | 1999-09-01 |  | 2019-06-06
Valor Heating, Ltd. | Homeflame Highlight | 492CP | Gravity Type Vented Room Heate | LPG | No Match | TRUE | FALSE | 1 | None | None | Non-Condensing | Single-Stage | 17000 | 13000 |  |  | 70.8 | 57 | Federally-Regulated Consumer Product | 1994-06-17 |  | 2019-06-06
Valor Heating, Ltd. | Legend | 837AP | Gravity Type Vented Room Heate | LPG | No Match | TRUE | FALSE | 1 | None | None | Non-Condensing | Single-Stage | 26000 | 16728 |  |  | 64.3 | 63 | Federally-Regulated Consumer Product | 1997-09-29 |  | 2019-06-06
Valor Heating, Ltd. | Homeflame | 470-**P | Gravity Type Vented Room Heate | LPG | No Match | FALSE | FALSE | 1 | None | None | Non-Condensing | Single-Stage | 20000 | 15000 |  |  | 58.3 | 58 | Non Federally-Regulated | 1988-08-30 |  | 2019-06-06
Valor Heating, Ltd. | Homeflame | 475-**P | Gravity Type Vented Room Heate | LPG | No Match | FALSE | FALSE | 1 | None | None | Non-Condensing | Single-Stage | 20000 | 15000 |  |  | 58.3 | 58 | Non Federally-Regulated | 1988-08-30 |  | 2019-06-06
Valor Heating, Ltd. | Homeflame | 470-**N | Gravity Type Vented Room Heate | Natural Gas | No Match | FALSE | FALSE | 1 | None | None | Non-Condensing | Single-Stage | 20000 | 15000 |  |  | 58.3 | 58 | Non Federally-Regulated | 1988-08-30 |  | 2019-06-06
Valor Heating, Ltd. | Horizon Fires by Valor | 534AN | Direct Vent Gravity Type Wall | Natural Gas | No Match | TRUE | FALSE | 1 | None | None | Non-Condensing | Single-Stage | 24000 | 15504 |  |  | 64.6 | 63 | Federally-Regulated Consumer Product | 2000-07-07 |  | 2019-06-06
Valor Heating, Ltd. | Portraitfire by Valor | 53 AP | Direct Vent Gravity Type Wall | LPG | No Match | TRUE | FALSE | 1 | None | None | Non-Condensing | Single-Stage | 19000 | 13414 |  |  | 70.6 | 62 | Federally-Regulated Consumer Product | 1999-09-01 |  | 2019-06-06
Valor Heating, Ltd. | Horizon Fires by Valor | 535AN | Direct Vent Gravity Type Wall | Natural Gas | No Match | TRUE | FALSE | 1 | None | None | Non-Condensing | Single-Stage | 30000 | 19410 |  |  | 64.7 | 64 | Federally-Regulated Consumer Product | 2000-07-07 |  | 2019-06-06
Valor Heating, Ltd. | Homeflame | 475-**N | Gravity Type Vented Room Heate | Natural Gas | No Match | FALSE | FALSE | 1 | None | None | Non-Condensing | Single-Stage | 20000 | 15000 |  |  | 58.3 | 58 | Non Federally-Regulated | 1988-08-30 |  | 2019-06-06
Valor Heating, Ltd. | Legend | 736AN | Gravity Type Vented Room Heate | Natural Gas | No Match | TRUE | FALSE | 1 | None | None | Non-Condensing | Single-Stage | 21500 | 15050 |  |  | 64.4 | 63 | Federally-Regulated Consumer Product | 1994-06-16 |  | 2019-06-06
Valor Heating, Ltd. | Legend | 736AP | Gravity Type Vented Room Heate | LPG | No Match | TRUE | FALSE | 1 | None | None | Non-Condensing | Single-Stage | 18000 | 12600 |  |  | 64.4 | 57 | Federally-Regulated Consumer Product | 1994-06-16 |  | 2019-06-06
Valor Heating, Ltd. | Homeflame Highlight | 492CN | Gravity Type Vented Room Heate | Natural Gas | No Match | TRUE | FALSE | 1 | None | None | Non-Condensing | Single-Stage | 20000 | 15300 |  |  | 70.8 | 58 | Federally-Regulated Consumer Product | 1994-06-17 |  | 2019-06-06
Valor Heating, Ltd. | Horizon Fires by Valor | 534AP | Direct Vent Gravity Type Wall | LPG | No Match | TRUE | FALSE | 1 | None | None | Non-Condensing | Single-Stage | 24000 | 15720 |  |  | 65.5 | 63 | Federally-Regulated Consumer Product | 2000-07-07 |  | 2019-06-06
Valor Heating, Ltd. | Legend | 837AN | Gravity Type Vented Room Heate | Natural Gas | No Match | TRUE | FALSE | 1 | None | None | Non-Condensing | Single-Stage | 27000 | 17372 |  |  | 64.3 | 63 | Federally-Regulated Consumer Product | 1997-09-29 |  | 2019-06-06
Harman Stove Co. | Harman | CLARITY 929DV | Gravity Type Vented Room Heate | LPG | No Match | TRUE | FALSE | 1 | None | None | Non-Condensing | Single-Stage | 40000 | 31500 |  |  | 73.8 | 64 | Federally-Regulated Consumer Product | 1996-08-20 |  | 2019-06-06
Harman Stove Co. | Harman | CLARITY 929BV | Gravity Type Vented Room Heate | Natural Gas | No Match | TRUE | FALSE | 1 | None | None | Non-Condensing | Single-Stage | 40000 | 28800 |  |  | 65.2 | 64 | Federally-Regulated Consumer Product | 1996-08-20 |  | 2019-06-06
Harman Stove Co. | Harman | CLARITY 929BV | Gravity Type Vented Room Heate | LPG | No Match | TRUE | FALSE | 1 | None | None | Non-Condensing | Single-Stage | 40000 | 29100 |  |  | 66 | 64 | Federally-Regulated Consumer Product | 1996-08-20 |  | 2019-06-06
Harman Stove Co. | Harman | CLARITY 929DV | Gravity Type Vented Room Heate | Natural Gas | No Match | TRUE | FALSE | 1 | None | None | Non-Condensing | Single-Stage | 40000 | 30500 |  |  | 71.6 | 64 | Federally-Regulated Consumer Product | 1996-08-20 |  | 2019-06-06
Hearth Technologies, Inc. | Quadra-Fire | QV36LP | Direct Vent Gravity Type Wall | LPG | No Match | TRUE | FALSE | 1 | None | None | Non-Condensing | Single-Stage | 23000 | 16100 |  |  | 64 | 63 | Federally-Regulated Consumer Product | 2002-07-02 |  | 2019-06-06
Hearth Technologies, Inc. | Heat-N-Glo | 6000TRXILP | Direct Vent Gravity Type Wall | LPG | No Match | TRUE | FALSE | 1 | None | None | Non-Condensing | Single-Stage | 36000 | 27000 |  |  | 73.6 | 64 | Federally-Regulated Consumer Product | 2002-07-02 |  | 2019-06-06
Hearth Technologies, Inc. | Quadra-Fire | QV36DA | Direct Vent Gravity Type Wall | Natural Gas | No Match | TRUE | FALSE | 1 | None | None | Non-Condensing | Single-Stage | 35000 | 26250 |  |  | 72.6 | 64 | Federally-Regulated Consumer Product | 2002-07-02 |  | 2019-06-06
Hearth Technologies, Inc. | Heat-N-Glo | SL750TRSLP | Direct Vent Gravity Type Wall | LPG | No Match | TRUE | FALSE | 1 | None | None | Non-Condensing | Single-Stage | 27000 | 20790 |  |  | 74.6 | 63 | Federally-Regulated Consumer Product | 2002-07-02 |  | 2019-06-06
Hearth Technologies, Inc. | Quadra-Fire | QVPIERLP | Direct Vent Gravity Type Wall | LPG | No Match | TRUE | FALSE | 1 | None | None | Non-Condensing | Single-Stage | 36000 | 25200 |  |  | 64 | 64 | Federally-Regulated Consumer Product | 2002-07-02 |  | 2019-06-06
Hearth Technologies, Inc. | Quadra-Fire | QVSTLP | Direct Vent Gravity Type Wall | LPG | No Match | TRUE | FALSE | 1 | None | None | Non-Condensing | Single-Stage | 36000 | 25200 |  |  | 64 | 64 | Federally-Regulated Consumer Product | 2002-07-02 |  | 2019-06-06
Hearth Technologies, Inc. | Quadra-Fire | QV36 | Direct Vent Gravity Type Wall | Natural Gas | No Match | TRUE | FALSE | 1 | None | None | Non-Condensing | Single-Stage | 23000 | 16100 |  |  | 64 | 63 | Federally-Regulated Consumer Product | 2002-07-02 |  | 2019-06-06
Hearth Technologies, Inc. | Quadra-Fire | QVST | Direct Vent Gravity Type Wall | Natural Gas | No Match | TRUE | FALSE | 1 | None | None | Non-Condensing | Single-Stage | 37800 | 26800 |  |  | 64 | 64 | Federally-Regulated Consumer Product | 2002-07-02 |  | 2019-06-06
Hearth Technologies, Inc. | Heat-N-Glo | SL350TRSLP | Direct Vent Gravity Type Wall | LPG | No Match | TRUE | FALSE | 1 | None | None | Non-Condensing | Single-Stage | 23500 | 17100 |  |  | 71.6 | 63 | Federally-Regulated Consumer Product | 2002-07-02 |  | 2019-06-06
Hearth Technologies, Inc. | Quadra-Fire | QV36DLP | Direct Vent Gravity Type Wall | LPG | No Match | TRUE | FALSE | 1 | None | None | Non-Condensing | Single-Stage | 30000 | 21000 |  |  | 64 | 64 | Federally-Regulated Consumer Product | 2002-07-02 |  | 2019-06-06
Hearth Technologies, Inc. | Quadra-Fire | QV32 | Direct Vent Gravity Type Wall | Natural Gas | No Match | TRUE | FALSE | 1 | None | None | Non-Condensing | Single-Stage | 21000 | 14280 |  |  | 64 | 63 | Federally-Regulated Consumer Product | 2002-07-02 |  | 2019-06-06
Hearth Technologies, Inc. | Quadra-Fire | QVPIER | Direct Vent Gravity Type Wall | Natural Gas | No Match | TRUE | FALSE | 1 | None | None | Non-Condensing | Single-Stage | 37800 | 26800 |  |  | 64 | 64 | Federally-Regulated Consumer Product | 2002-07-02 |  | 2019-06-06
Hearth Technologies, Inc. | Heat-N-Glo | SL350TRS | Direct Vent Gravity Type Wall | Natural Gas | No Match | TRUE | FALSE | 1 | None | None | Non-Condensing | Single-Stage | 24000 | 17000 |  |  | 68.7 | 63 | Federally-Regulated Consumer Product | 2002-07-02 |  | 2019-06-06
Hearth Technologies, Inc. | Heat-N-Glo | SL550TRS | Direct Vent Gravity Type Wall | Natural Gas | No Match | TRUE | FALSE | 1 | None | None | Non-Condensing | Single-Stage | 27000 | 20520 |  |  | 73.6 | 63 | Federally-Regulated Consumer Product | 2002-07-02 |  | 2019-06-06
Hearth Technologies, Inc. | Quadra-Fire | QV32LP | Direct Vent Gravity Type Wall | LPG | No Match | TRUE | FALSE | 1 | None | None | Non-Condensing | Single-Stage | 20000 | 13600 |  |  | 64 | 63 | Federally-Regulated Consumer Product | 2002-07-02 |  | 2019-06-06
Hearth Technologies, Inc. | Quadra-Fire | QV36ALP | Direct Vent Gravity Type Wall | LPG | No Match | TRUE | FALSE | 1 | None | None | Non-Condensing | Single-Stage | 27000 | 20790 |  |  | 74.6 | 63 | Federally-Regulated Consumer Product | 2002-07-02 |  | 2019-06-06
Hearth Technologies, Inc. | Heat-N-Glo | SL550TRSLP | Direct Vent Gravity Type Wall | LPG | No Match | TRUE | FALSE | 1 | None | None | Non-Condensing | Single-Stage | 26500 | 20400 |  |  | 74.6 | 63 | Federally-Regulated Consumer Product | 2002-07-02 |  | 2019-06-06
Hearth Technologies, Inc. | Quadra-Fire | QV36A | Direct Vent Gravity Type Wall | Natural Gas | No Match | TRUE | FALSE | 1 | None | None | Non-Condensing | Single-Stage | 30000 | 22800 |  |  | 73.6 | 64 | Federally-Regulated Consumer Product | 2002-07-02 |  | 2019-06-06
Hearth Technologies, Inc. | Heat-N-Glo | 6000TRXI | Direct Vent Gravity Type Wall | Natural Gas | No Match | TRUE | FALSE | 1 | None | None | Non-Condensing | Single-Stage | 40000 | 29600 |  |  | 71.6 | 64 | Federally-Regulated Consumer Product | 2002-07-02 |  | 2019-06-06
Hearth Technologies, Inc. | Quadra-Fire | QV36DALP | Direct Vent Gravity Type Wall | LPG | No Match | TRUE | FALSE | 1 | None | None | Non-Condensing | Single-Stage | 35000 | 26250 |  |  | 72.6 | 64 | Federally-Regulated Consumer Product | 2002-07-02 |  | 2019-06-06
Hearth Technologies, Inc. | Quadra-Fire | QV36D | Direct Vent Gravity Type Wall | Natural Gas | No Match | TRUE | FALSE | 1 | None | None | Non-Condensing | Single-Stage | 30000 | 21000 |  |  | 64 | 64 | Federally-Regulated Consumer Product | 2002-07-02 |  | 2019-06-06
Hearth Technologies, Inc. | Heat-N-Glo | SL750TRS | Direct Vent Gravity Type Wall | Natural Gas | No Match | TRUE | FALSE | 1 | None | None | Non-Condensing | Single-Stage | 30000 | 22800 |  |  | 73.6 | 64 | Federally-Regulated Consumer Product | 2002-07-02 |  | 2019-06-06
Hearth Technologies, Inc. | Quadra-Fire | QV32A | Direct Vent Gravity Type Wall | Natural Gas | No Match | TRUE | FALSE | 1 | None | None | Non-Condensing | Single-Stage | 27000 | 20520 |  |  | 73.6 | 63 | Federally-Regulated Consumer Product | 2002-07-02 |  | 2019-06-06
Hearth Technologies, Inc. | Quadra-Fire | QV32ALP | Direct Vent Gravity Type Wall | LPG | No Match | TRUE | FALSE | 1 | None | None | Non-Condensing | Single-Stage | 26500 | 20400 |  |  | 74.6 | 63 | Federally-Regulated Consumer Product | 2002-07-02 |  | 2019-06-06
Vermont Castings, Inc. | Radiance | 2560 | Direct Vent Gravity Type Wall | Natural Gas | No Match | TRUE | FALSE | 1 | None | None | Non-Condensing | Single-Stage | 30000 | 23655 |  |  | 70.6 | 64 | Federally-Regulated Consumer Product | 1994-08-23 |  | 2019-06-06
Vermont Castings, Inc. | Wonderfire | 2570 | Direct Vent Gravity Type Wall | LPG | No Match | TRUE | FALSE | 1 | None | None | Non-Condensing | Single-Stage | 30000 | 24190 |  |  | 72.9 | 64 | Federally-Regulated Consumer Product | 1994-08-23 |  | 2019-06-06
Vermont Castings, Inc. | Vermont Castings | RDV40 | Direct Vent Gravity Type Wall | LPG | No Match | TRUE | FALSE | 1 | None | None | Non-Condensing | Single-Stage | 36000 | 27122 |  |  | 69.5 | 64 | Federally-Regulated Consumer Product | 1998-05-14 |  | 2019-06-06
Vermont Castings, Inc. | Vermont Castings | DV40 | Direct Vent Gravity Type Wall | Natural Gas | No Match | TRUE | FALSE | 1 | None | None | Non-Condensing | Single-Stage | 40000 | 27964 |  |  | 65.2 | 64 | Federally-Regulated Consumer Product | 1996-07-08 |  | 2019-06-06
Vermont Castings, Inc. | Wonderfire | 2610 | Gravity Type Vented Room Heate | Natural Gas | No Match | TRUE | FALSE | 1 | None | None | Non-Condensing | Single-Stage | 30000 | 21640 |  |  | 64.4 | 64 | Federally-Regulated Consumer Product | 1994-10-12 |  | 2019-06-06
Vermont Castings, Inc. | Vermont Castings | RNV40 | Gravity Type Vented Room Heate | Natural Gas | No Match | TRUE | FALSE | 1 | None | None | Non-Condensing | Single-Stage | 40000 | 28284 |  |  | 65.5 | 64 | Federally-Regulated Consumer Product | 1998-07-22 |  | 2019-06-06
Vermont Castings, Inc. | Radiance | 2560 | Direct Vent Gravity Type Wall | LPG | No Match | TRUE | FALSE | 1 | None | None | Non-Condensing | Single-Stage | 30000 | 24190 |  |  | 72.9 | 64 | Federally-Regulated Consumer Product | 1994-08-23 |  | 2019-06-06
Vermont Castings, Inc. | Vermont Castings | DV25 | Direct Vent Gravity Type Wall | Natural Gas | No Match | TRUE | FALSE | 1 | None | None | Non-Condensing | Single-Stage | 25000 | 18040 |  |  | 65.8 | 63 | Federally-Regulated Consumer Product | 1995-12-12 |  | 2019-06-06
Vermont Castings, Inc. | Wonderfire | 2570 | Direct Vent Gravity Type Wall | Natural Gas | No Match | TRUE | FALSE | 1 | None | None | Non-Condensing | Single-Stage | 30000 | 23655 |  |  | 70.6 | 64 | Federally-Regulated Consumer Product | 1994-08-23 |  | 2019-06-06
Vermont Castings, Inc. | Vermont Castings | RNV40 | Gravity Type Vented Room Heate | LPG | No Match | TRUE | FALSE | 1 | None | None | Non-Condensing | Single-Stage | 36000 | 26111 |  |  | 67.8 | 64 | Federally-Regulated Consumer Product | 1998-07-22 |  | 2019-06-06
Vermont Castings, Inc. | Vermont Castings | RDV40 | Direct Vent Gravity Type Wall | Natural Gas | No Match | TRUE | FALSE | 1 | None | None | Non-Condensing | Single-Stage | 40000 | 29384 |  |  | 67 | 64 | Federally-Regulated Consumer Product | 1998-05-14 |  | 2019-06-06
Vermont Castings, Inc. | Radiance | 2600 | Gravity Type Vented Room Heate | Natural Gas | No Match | TRUE | FALSE | 1 | None | None | Non-Condensing | Single-Stage | 30000 | 21640 |  |  | 64.4 | 64 | Federally-Regulated Consumer Product | 1994-10-12 |  | 2019-06-06
Vermont Castings, Inc. | Vermont Castings | DV25 | Direct Vent Gravity Type Wall | LPG | No Match | TRUE | FALSE | 1 | None | None | Non-Condensing | Single-Stage | 25000 | 18700 |  |  | 69.7 | 63 | Federally-Regulated Consumer Product | 1995-12-12 |  | 2019-06-06
Vermont Castings, Inc. | Vermont Castings | DV40 | Direct Vent Gravity Type Wall | LPG | No Match | TRUE | FALSE | 1 | None | None | Non-Condensing | Single-Stage | 40000 | 28184 |  |  | 68.3 | 64 | Federally-Regulated Consumer Product | 1996-07-08 |  | 2019-06-06
Heatilator, Inc. | Novus Series | GNDH30 | Direct Vent Gravity Type Wall | Natural Gas | No Match | TRUE | FALSE | 1 | None | None | Non-Condensing | Single-Stage | 25000 | 16500 |  |  | 66 | 63 | Federally-Regulated Consumer Product | 1996-08-20 |  | 2019-06-06
Heatilator, Inc. | Novus Series | GNDH33 | Direct Vent Gravity Type Wall | Natural Gas | No Match | TRUE | FALSE | 1 | None | None | Non-Condensing | Single-Stage | 25000 | 16500 |  |  | 66 | 63 | Federally-Regulated Consumer Product | 1996-08-20 |  | 2019-06-06
Heatilator, Inc. | Novus Series | GNRH36 | Gravity Type Vented Room Heate | Natural Gas | No Match | TRUE | FALSE | 1 | None | None | Non-Condensing | Single-Stage | 25000 | 18750 |  |  | 75 | 63 | Federally-Regulated Consumer Product | 2000-11-13 |  | 2019-06-06
Heatilator, Inc. | Arrow | DVI 40 | Gravity Type Vented Room Heate | Natural Gas | No Match | TRUE | FALSE | 1 | None | None | Non-Condensing | Single-Stage | 40000 | 29600 |  |  | 64.1 | 64 | Federally-Regulated Consumer Product | 1995-06-05 |  | 2019-06-06
Heatilator, Inc. | Arrow | DVI 40L | Gravity Type Vented Room Heate | LPG | No Match | TRUE | FALSE | 1 | None | None | Non-Condensing | Single-Stage | 35000 | 25500 |  |  | 64 | 64 | Federally-Regulated Consumer Product | 1995-06-05 |  | 2019-06-06
Heatilator, Inc. | Arrow | DV10G | Gravity Type Vented Room Heate | Natural Gas | No Match | TRUE | FALSE | 1 | None | None | Non-Condensing | Single-Stage | 30000 | 21000 |  |  | 64.3 | 64 | Federally-Regulated Consumer Product | 1994-05-26 |  | 2019-06-06
Heatilator, Inc. | Dovre | DV 750 | Gravity Type Vented Room Heate | Natural Gas | No Match | TRUE | FALSE | 1 | None | None | Non-Condensing | Single-Stage | 40000 | 25800 |  |  | 64.6 | 64 | Federally-Regulated Consumer Product | 1995-06-05 |  | 2019-06-06
Heatilator, Inc. | Arrow | DV 32L | Gravity Type Vented Room Heate | LPG | No Match | TRUE | FALSE | 1 | None | None | Non-Condensing | Single-Stage | 30000 | 20700 |  |  | 69.1 | 64 | Federally-Regulated Consumer Product | 1995-06-05 |  | 2019-06-06
Heatilator, Inc. | Novus Series | MAX60 | Gravity Type Vented Room Heate | Natural Gas | No Match | TRUE | FALSE | 1 | None | None | Non-Condensing | Single-Stage | 40000 | 29200 |  |  | 68 | 64 | Federally-Regulated Consumer Product | 2000-11-13 |  | 2019-06-06
Heatilator, Inc. | Arrow | DV10BL | Gravity Type Vented Room Heate | LPG | No Match | TRUE | FALSE | 1 | None | None | Non-Condensing | Single-Stage | 30000 | 21000 |  |  | 64.1 | 64 | Federally-Regulated Consumer Product | 1994-05-26 |  | 2019-06-06
Heatilator, Inc. | Dovre | DV 5000L | Gravity Type Vented Room Heate | LPG | No Match | TRUE | FALSE | 1 | None | None | Non-Condensing | Single-Stage | 45000 | 30300 |  |  | 67.4 | 64 | Federally-Regulated Consumer Product | 1995-06-05 |  | 2019-06-06
Heatilator, Inc. | Dovre | DV 5000 | Gravity Type Vented Room Heate | Natural Gas | No Match | TRUE | FALSE | 1 | None | None | Non-Condensing | Single-Stage | 50000 | 33900 |  |  | 67.8 | 65 | Federally-Regulated Consumer Product | 1995-06-05 |  | 2019-06-06
Heatilator, Inc. | Dovre | DV400 | Gravity Type Vented Room Heate | Natural Gas | No Match | TRUE | FALSE | 1 | None | None | Non-Condensing | Single-Stage | 30000 | 21000 |  |  | 66.2 | 64 | Federally-Regulated Consumer Product | 1994-05-26 |  | 2019-06-06
Heatilator, Inc. | Dovre | DV400L | Gravity Type Vented Room Heate | LPG | No Match | TRUE | FALSE | 1 | None | None | Non-Condensing | Single-Stage | 30000 | 21000 |  |  | 66.8 | 64 | Federally-Regulated Consumer Product | 1994-05-26 |  | 2019-06-06
Heatilator, Inc. | Novus Series | NOVI35 | Gravity Type Vented Room Heate | Natural Gas | No Match | TRUE | FALSE | 1 | None | None | Non-Condensing | Single-Stage | 35000 | 25200 |  |  | 72 | 64 | Federally-Regulated Consumer Product | 2000-11-13 |  | 2019-06-06
Heatilator, Inc. | Arrow | DV 32 | Gravity Type Vented Room Heate | Natural Gas | No Match | TRUE | FALSE | 1 | None | None | Non-Condensing | Single-Stage | 34000 | 23000 |  |  | 67.6 | 64 | Federally-Regulated Consumer Product | 1995-06-05 |  | 2019-06-06
Heatilator, Inc. | Novus Series | GNDH36 | Direct Vent Gravity Type Wall | Natural Gas | No Match | TRUE | FALSE | 1 | None | None | Non-Condensing | Single-Stage | 30000 | 19800 |  |  | 66 | 64 | Federally-Regulated Consumer Product | 1996-08-20 |  | 2019-06-06
Heatilator, Inc. | Arrow | DV10GL | Gravity Type Vented Room Heate | LPG | No Match | TRUE | FALSE | 1 | None | None | Non-Condensing | Single-Stage | 30000 | 21000 |  |  | 64.1 | 64 | Federally-Regulated Consumer Product | 1994-05-26 |  | 2019-06-06
Heatilator, Inc. | Novus Series | NOVI30 | Gravity Type Vented Room Heate | Natural Gas | No Match | TRUE | FALSE | 1 | None | None | Non-Condensing | Single-Stage | 30000 | 21300 |  |  | 70.9 | 64 | Federally-Regulated Consumer Product | 2000-11-13 |  | 2019-06-06
Heatilator, Inc. | Dovre | DV 750L | Gravity Type Vented Room Heate | LPG | No Match | TRUE | FALSE | 1 | None | None | Non-Condensing | Single-Stage | 35500 | 22800 |  |  | 64.4 | 64 | Federally-Regulated Consumer Product | 1995-06-05 |  | 2019-06-06
Heatilator, Inc. | Arrow | DV10B | Gravity Type Vented Room Heate | Natural Gas | No Match | TRUE | FALSE | 1 | None | None | Non-Condensing | Single-Stage | 30000 | 21000 |  |  | 64.3 | 64 | Federally-Regulated Consumer Product | 1994-05-26 |  | 2019-06-06
Williams Furnace Co. | Williams | 6502921 | Gravity Type Vented Room Heate | LPG | No Match | TRUE | FALSE | 1 | None | None | Non-Condensing | Single-Stage | 65000 | 50400 |  |  | 70.5 | 65 | Federally-Regulated Consumer Product | 1995-06-05 |  | 2019-06-06
Williams Furnace Co. | Williams | 5002511 | Gravity Type Vented Room Heate | LPG | No Match | TRUE | FALSE | 1 | None | None | Non-Condensing | Single-Stage | 50000 | 37500 |  |  | 68.1 | 65 | Federally-Regulated Consumer Product | 1995-06-05 |  | 2019-06-06
Williams Furnace Co. | Williams | 6501522 | Gravity Type Vented Room Heate | Natural Gas | No Match | TRUE | FALSE | 1 | None | None | Non-Condensing | Single-Stage | 65000 | 50400 |  |  | 70.5 | 65 | Federally-Regulated Consumer Product | 1995-06-05 |  | 2019-06-06
Williams Furnace Co. | Williams | 3501521 | Gravity Type Vented Room Heate | LPG | No Match | TRUE | FALSE | 1 | None | None | Non-Condensing | Single-Stage | 35000 | 26250 |  |  | 68 | 64 | Federally-Regulated Consumer Product | 1995-06-05 |  | 2019-06-06
Williams Furnace Co. | Williams | 6502911 | Gravity Type Vented Room Heate | LPG | No Match | TRUE | FALSE | 1 | None | None | Non-Condensing | Single-Stage | 65000 | 50400 |  |  | 70.5 | 65 | Federally-Regulated Consumer Product | 1995-06-05 |  | 2019-06-06
Williams Furnace Co. | Williams | 5001922 | Gravity Type Vented Room Heate | Natural Gas | No Match | TRUE | FALSE | 1 | None | None | Non-Condensing | Single-Stage | 50000 | 37500 |  |  | 68.1 | 65 | Federally-Regulated Consumer Product | 1995-06-05 |  | 2019-06-06
Williams Furnace Co. | Williams | 6501521 | Gravity Type Vented Room Heate | LPG | No Match | TRUE | FALSE | 1 | None | None | Non-Condensing | Single-Stage | 65000 | 50400 |  |  | 70.5 | 65 | Federally-Regulated Consumer Product | 1995-06-05 |  | 2019-06-06
Williams Furnace Co. | Williams | 6501912 | Gravity Type Vented Room Heate | Natural Gas | No Match | TRUE | FALSE | 1 | None | None | Non-Condensing | Single-Stage | 65000 | 50400 |  |  | 70.5 | 65 | Federally-Regulated Consumer Product | 1995-06-05 |  | 2019-06-06
Williams Furnace Co. | Williams | 3501522 | Gravity Type Vented Room Heate | Natural Gas | No Match | TRUE | FALSE | 1 | None | None | Non-Condensing | Single-Stage | 35000 | 26250 |  |  | 68 | 64 | Federally-Regulated Consumer Product | 1995-06-05 |  | 2019-06-06
Williams Furnace Co. | Williams | 6502912 | Gravity Type Vented Room Heate | Natural Gas | No Match | TRUE | FALSE | 1 | None | None | Non-Condensing | Single-Stage | 65000 | 50400 |  |  | 70.5 | 65 | Federally-Regulated Consumer Product | 1995-06-05 |  | 2019-06-06
Williams Furnace Co. | Williams | 6501922 | Gravity Type Vented Room Heate | Natural Gas | No Match | TRUE | FALSE | 1 | None | None | Non-Condensing | Single-Stage | 65000 | 50400 |  |  | 70.5 | 65 | Federally-Regulated Consumer Product | 1995-06-05 |  | 2019-06-06
Williams Furnace Co. | Williams | 3501712 (35EH NAT) | Gravity Type Vented Room Heate | Natural Gas | No Match | TRUE | FALSE | 1 | None | None | Non-Condensing | Single-Stage | 35000 | 24500 |  |  | 67.1 | 64 | Federally-Regulated Consumer Product | 1995-06-05 |  | 2019-06-06
Williams Furnace Co. | Williams | 6501512 | Gravity Type Vented Room Heate | Natural Gas | No Match | TRUE | FALSE | 1 | None | None | Non-Condensing | Single-Stage | 65000 | 50400 |  |  | 70.5 | 65 | Federally-Regulated Consumer Product | 1995-06-05 |  | 2019-06-06
Williams Furnace Co. | Williams | 5001912 | Gravity Type Vented Room Heate | Natural Gas | No Match | TRUE | FALSE | 1 | None | None | Non-Condensing | Single-Stage | 50000 | 37500 |  |  | 68.1 | 65 | Federally-Regulated Consumer Product | 1995-06-05 |  | 2019-06-06
Williams Furnace Co. | Williams | 3502712 (35RH NAT) | Gravity Type Vented Room Heate | Natural Gas | No Match | TRUE | FALSE | 1 | None | None | Non-Condensing | Single-Stage | 35000 | 24500 |  |  | 67.1 | 64 | Federally-Regulated Consumer Product | 1995-06-05 |  | 2019-06-06
Williams Furnace Co. | Williams | 3502522 | Gravity Type Vented Room Heate | Natural Gas | No Match | TRUE | FALSE | 1 | None | None | Non-Condensing | Single-Stage | 35000 | 26250 |  |  | 68 | 64 | Federally-Regulated Consumer Product | 1995-06-05 |  | 2019-06-06
Williams Furnace Co. | Williams | 5001511 | Gravity Type Vented Room Heate | LPG | No Match | TRUE | FALSE | 1 | None | None | Non-Condensing | Single-Stage | 50000 | 37500 |  |  | 68.1 | 65 | Federally-Regulated Consumer Product | 1995-06-05 |  | 2019-06-06
Williams Furnace Co. | Williams | 3502521 | Gravity Type Vented Room Heate | LPG | No Match | TRUE | FALSE | 1 | None | None | Non-Condensing | Single-Stage | 35000 | 26250 |  |  | 68 | 64 | Federally-Regulated Consumer Product | 1995-06-05 |  | 2019-06-06
Williams Furnace Co. | Williams | 5001921 | Gravity Type Vented Room Heate | LPG | No Match | TRUE | FALSE | 1 | None | None | Non-Condensing | Single-Stage | 50000 | 37500 |  |  | 68.1 | 65 | Federally-Regulated Consumer Product | 1995-06-05 |  | 2019-06-06
Williams Furnace Co. | Williams | 3501812 (35EHB NAT) | Gravity Type Vented Room Heate | Natural Gas | No Match | TRUE | FALSE | 1 | None | None | Non-Condensing | Single-Stage | 35000 | 24500 |  |  | 67.1 | 64 | Federally-Regulated Consumer Product | 1995-06-05 |  | 2019-06-06
Williams Furnace Co. | Williams | 6501911 | Gravity Type Vented Room Heate | LPG | No Match | TRUE | FALSE | 1 | None | None | Non-Condensing | Single-Stage | 65000 | 50400 |  |  | 70.5 | 65 | Federally-Regulated Consumer Product | 1995-06-05 |  | 2019-06-06
Williams Furnace Co. | Williams | 6502812 (65RHB NAT) | Gravity Type Vented Room Heate | Natural Gas | No Match | TRUE | FALSE | 1 | None | None | Non-Condensing | Single-Stage | 65000 | 45500 |  |  | 68.3 | 65 | Federally-Regulated Consumer Product | 1995-06-05 |  | 2019-06-06
Williams Furnace Co. | Williams | 6502511 | Gravity Type Vented Room Heate | LPG | No Match | TRUE | FALSE | 1 | None | None | Non-Condensing | Single-Stage | 65000 | 50400 |  |  | 70.5 | 65 | Federally-Regulated Consumer Product | 1995-06-05 |  | 2019-06-06
Heat-N-Glo Fireplace Products | Heat-N-Glo | TOWNSEND I | Gravity Type Vented Room Heate | Natural Gas | No Match | TRUE | FALSE | 1 | None | None | Non-Condensing | Single-Stage | 25000 | 20000 |  |  | 68.7 | 63 | Federally-Regulated Consumer Product | 1996-09-05 |  | 2019-06-06
Heat-N-Glo Fireplace Products | Heat-N-Glo | AT-GRAND | Direct Vent Gravity Type Wall | Natural Gas | No Match | TRUE | FALSE | 1 | None | None | Non-Condensing | Single-Stage | 35500 | 26720 |  |  | 69.7 | 64 | Federally-Regulated Consumer Product | 1997-07-15 |  | 2019-06-06
Heat-N-Glo Fireplace Products | Heat-N-Glo | SL-750TRS | Direct Vent Gravity Type Wall | Natural Gas | No Match | TRUE | FALSE | 1 | None | None | Non-Condensing | Single-Stage | 23000 | 16100 |  |  | 65.9 | 63 | Federally-Regulated Consumer Product | 1998-03-31 |  | 2019-06-06
Heat-N-Glo Fireplace Products | Heat-N-Glo | 6000XLT | Direct Vent Gravity Type Wall | Natural Gas | No Match | TRUE | FALSE | 1 | None | None | Non-Condensing | Single-Stage | 35000 | 24850 |  |  | 69 | 64 | Federally-Regulated Consumer Product | 1997-07-15 |  | 2019-06-06
Heat-N-Glo Fireplace Products | Heat-N-Glo | 6000FLS | Direct Vent Gravity Type Wall | Natural Gas | No Match | TRUE | FALSE | 1 | None | None | Non-Condensing | Single-Stage | 27000 | 19899 |  |  | 64.9 | 63 | Federally-Regulated Consumer Product | 1995-05-04 |  | 2019-06-06
Heat-N-Glo Fireplace Products | Heat-N-Glo | TOWNSEND II | Direct Vent Gravity Type Wall | Natural Gas | No Match | TRUE | FALSE | 1 | None | None | Non-Condensing | Single-Stage | 32000 | 23400 |  |  | 68.9 | 64 | Federally-Regulated Consumer Product | 1996-09-05 |  | 2019-06-06
Heat-N-Glo Fireplace Products | Heat-N-Glo | 6000XLS | Direct Vent Gravity Type Wall | Natural Gas | No Match | TRUE | FALSE | 1 | None | None | Non-Condensing | Single-Stage | 35000 | 26250 |  |  | 70.3 | 64 | Federally-Regulated Consumer Product | 1996-03-22 |  | 2019-06-06
Heat-N-Glo Fireplace Products | Heat-N-Glo | AT-SUPREME | Direct Vent Gravity Type Wall | Natural Gas | No Match | TRUE | FALSE | 1 | None | None | Non-Condensing | Single-Stage | 26000 | 21450 |  |  | 63 | 63 | Federally-Regulated Consumer Product | 1996-01-05 |  | 2019-06-06
Heat-N-Glo Fireplace Products | Heat-N-Glo | BAYFYRE-TRS | Direct Vent Gravity Type Wall | Natural Gas | No Match | TRUE | FALSE | 1 | None | None | Non-Condensing | Single-Stage | 33000 | 22440 |  |  | 70.1 | 64 | Federally-Regulated Consumer Product | 1997-07-15 |  | 2019-06-06
Heat-N-Glo Fireplace Products | Heat-N-Glo | 6000SGDV | Direct Vent Gravity Type Wall | Natural Gas | No Match | TRUE | FALSE | 1 | None | None | Non-Condensing | Single-Stage | 27000 | 19035 |  |  | 63 | 63 | Federally-Regulated Consumer Product | 1993-11-16 |  | 2019-06-06
Heat-N-Glo Fireplace Products | Heat-N-Glo | SL-3000 | Direct Vent Gravity Type Wall | Natural Gas | No Match | TRUE | FALSE | 1 | None | None | Non-Condensing | Single-Stage | 18000 | 14040 |  |  | 66.5 | 62 | Federally-Regulated Consumer Product | 1996-01-05 |  | 2019-06-06
Heat-N-Glo Fireplace Products | Heat-N-Glo | SL-550TRS | Direct Vent Gravity Type Wall | Natural Gas | No Match | TRUE | FALSE | 1 | None | None | Non-Condensing | Single-Stage | 20000 | 14000 |  |  | 67.1 | 63 | Federally-Regulated Consumer Product | 1998-03-31 |  | 2019-06-06
Heat-N-Glo Fireplace Products | Heat-N-Glo | BAY-GDV | Direct Vent Gravity Type Wall | Natural Gas | No Match | TRUE | FALSE | 1 | None | None | Non-Condensing | Single-Stage | 32000 | 24192 |  |  | 68.5 | 64 | Federally-Regulated Consumer Product | 1995-05-24 |  | 2019-06-06
Heat-N-Glo Fireplace Products | Heat-N-Glo | SL-2000S | Direct Vent Gravity Type Wall | Natural Gas | No Match | TRUE | FALSE | 1 | None | None | Non-Condensing | Single-Stage | 15500 | 12214 |  |  | 68.6 | 62 | Federally-Regulated Consumer Product | 1993-11-16 |  | 2019-06-06
Heat-N-Glo Fireplace Products | Heat-N-Glo | SL-32S | Direct Vent Gravity Type Wall | Natural Gas | No Match | TRUE | FALSE | 1 | None | None | Non-Condensing | Single-Stage | 20000 | 14400 |  |  | 66.5 | 63 | Federally-Regulated Consumer Product | 1996-09-05 |  | 2019-06-06
Heat-N-Glo Fireplace Products | Heat-N-Glo | BAY-STOVE | Direct Vent Gravity Type Wall | Natural Gas | No Match | TRUE | FALSE | 1 | None | None | Non-Condensing | Single-Stage | 30000 | 21400 |  |  | 69 | 64 | Federally-Regulated Consumer Product | 1996-09-05 |  | 2019-06-06
Hunter Energy & Technology | Atlanta Stove | ADGB6 | Direct Vent Gravity Type Wall | LPG | No Match | TRUE | FALSE | 1 | None | None | Non-Condensing | Single-Stage | 5800 | 4640 |  |  | 72.8 | 59 | Federally-Regulated Consumer Product | 1996-04-25 |  | 2019-06-06
Hunter Energy & Technology | Hunter | PW/WF20-3 | Gravity Type Vented Room Heate | Natural Gas | No Match | TRUE | FALSE | 1 | None | None | Non-Condensing | Single-Stage | 20000 | 13500 |  |  | 58 | 58 | Federally-Regulated Consumer Product | 1994-08-05 |  | 2019-06-06
Hunter Energy & Technology | Hunter | HFI30-3 | Vented Gravity Type Wall Furna | LPG | No Match | TRUE | FALSE | 1 | None | None | Non-Condensing | Single-Stage | 30000 | 21300 |  |  | 64.9 | 64 | Federally-Regulated Consumer Product | 1996-05-01 |  | 2019-06-06
Hunter Energy & Technology | Hunter | HWF15B | Direct Vent Gravity Type Wall | LPG | No Match | TRUE | FALSE | 1 | None | None | Non-Condensing | Single-Stage | 15000 | 12225 |  |  | 70.3 | 61 | Federally-Regulated Consumer Product | 1996-04-25 |  | 2019-06-06
Hunter Energy & Technology | Hunter | HB5000 | Direct Vent Gravity Type Wall | LPG | No Match | TRUE | FALSE | 1 | None | None | Non-Condensing | Single-Stage | 5800 | 4640 |  |  | 76.8 | 59 | Federally-Regulated Consumer Product | 1995-05-01 |  | 2019-06-06
Hunter Energy & Technology | Hunter | FI25H-3 | Gravity Type Vented Room Heate | Natural Gas | No Match | TRUE | FALSE | 1 | None | None | Non-Condensing | Single-Stage | 20000 | 13200 |  |  | 58.7 | 58 | Federally-Regulated Consumer Product | 1994-08-05 |  | 2019-06-06
Hunter Energy & Technology | Hunter | HWF30B | Direct Vent Gravity Type Wall | Natural Gas | No Match | TRUE | FALSE | 1 | None | None | Non-Condensing | Single-Stage | 25000 | 20395 |  |  | 76 | 63 | Federally-Regulated Consumer Product | 1995-07-24 |  | 2019-06-06
Hunter Energy & Technology | Atlanta Stove | ADGB6 | Direct Vent Gravity Type Wall | Natural Gas | No Match | TRUE | FALSE | 1 | None | None | Non-Condensing | Single-Stage | 5800 | 4640 |  |  | 72.8 | 59 | Federally-Regulated Consumer Product | 1996-04-25 |  | 2019-06-06
Hunter Energy & Technology | Hunter | PW/WF20-2 | Gravity Type Vented Room Heate | Natural Gas | No Match | TRUE | FALSE | 1 | None | None | Non-Condensing | Single-Stage | 20000 | 13500 |  |  | 58 | 58 | Federally-Regulated Consumer Product | 1994-08-05 |  | 2019-06-06
Hunter Energy & Technology | Hunter | HWF20B | Direct Vent Gravity Type Wall | Natural Gas | No Match | TRUE | FALSE | 1 | None | None | Non-Condensing | Single-Stage | 20000 | 16316 |  |  | 76 | 63 | Federally-Regulated Consumer Product | 1995-07-24 |  | 2019-06-06
Hunter Energy & Technology | Martin | DGH15 | Direct Vent Gravity Type Wall | LPG | No Match | TRUE | FALSE | 1 | None | None | Non-Condensing | Single-Stage | 15000 | 12225 |  |  | 69 | 61 | Federally-Regulated Consumer Product | 1996-04-25 |  | 2019-06-06
Hunter Energy & Technology | Hunter | PW/WF50-2 | Gravity Type Vented Room Heate | LPG | No Match | TRUE | FALSE | 1 | None | None | Non-Condensing | Single-Stage | 50000 | 35600 |  |  | 66.4 | 65 | Federally-Regulated Consumer Product | 1994-08-05 |  | 2019-06-06
Hunter Energy & Technology | Hunter | PW/WF20-2 | Gravity Type Vented Room Heate | LPG | No Match | TRUE | FALSE | 1 | None | None | Non-Condensing | Single-Stage | 20000 | 13500 |  |  | 58 | 58 | Federally-Regulated Consumer Product | 1994-08-05 |  | 2019-06-06
Hunter Energy & Technology | Hunter | HFI30-3 | Vented Gravity Type Wall Furna | Natural Gas | No Match | TRUE | FALSE | 1 | None | None | Non-Condensing | Single-Stage | 30000 | 21300 |  |  | 64.9 | 64 | Federally-Regulated Consumer Product | 1996-05-01 |  | 2019-06-06
Hunter Energy & Technology | Hunter | HWF30 | Direct Vent Gravity Type Wall | Natural Gas | No Match | TRUE | FALSE | 1 | None | None | Non-Condensing | Single-Stage | 25000 | 20065 |  |  | 74.4 | 63 | Federally-Regulated Consumer Product | 1995-07-24 |  | 2019-06-06
Hunter Energy & Technology | Hunter | PW/WF35-3 | Gravity Type Vented Room Heate | Natural Gas | No Match | TRUE | FALSE | 1 | None | None | Non-Condensing | Single-Stage | 35000 | 25000 |  |  | 65.8 | 64 | Federally-Regulated Consumer Product | 1994-08-05 |  | 2019-06-06
Hunter Energy & Technology | Martin | HWF10MH | Direct Vent Gravity Type Wall | LPG | No Match | TRUE | FALSE | 1 | None | None | Non-Condensing | Single-Stage | 10000 | 7550 |  |  | 69 | 59 | Federally-Regulated Consumer Product | 1996-04-25 |  | 2019-06-06
Hunter Energy & Technology | Atlanta Stove | ADGH15 | Direct Vent Gravity Type Wall | Natural Gas | No Match | TRUE | FALSE | 1 | None | None | Non-Condensing | Single-Stage | 15000 | 12000 |  |  | 69 | 61 | Federally-Regulated Consumer Product | 1996-04-25 |  | 2019-06-06
Hunter Energy & Technology | Hunter | HWF30B | Direct Vent Gravity Type Wall | LPG | No Match | TRUE | FALSE | 1 | None | None | Non-Condensing | Single-Stage | 25000 | 20395 |  |  | 76 | 63 | Federally-Regulated Consumer Product | 1995-07-24 |  | 2019-06-06
Hunter Energy & Technology | Hunter | HDV30-4 | Direct Vent Gravity Type Wall | Natural Gas | No Match | TRUE | FALSE | 1 | None | None | Non-Condensing | Single-Stage | 25000 | 19300 |  |  | 73 | 63 | Federally-Regulated Consumer Product | 1994-08-05 |  | 2019-06-06
Hunter Energy & Technology | Atlanta Stove | HWF10MH | Direct Vent Gravity Type Wall | LPG | No Match | TRUE | FALSE | 1 | None | None | Non-Condensing | Single-Stage | 10000 | 7550 |  |  | 69 | 59 | Federally-Regulated Consumer Product | 1996-04-25 |  | 2019-06-06
Hunter Energy & Technology | Hunter | PW/WF35-3 | Gravity Type Vented Room Heate | LPG | No Match | TRUE | FALSE | 1 | None | None | Non-Condensing | Single-Stage | 35000 | 25000 |  |  | 65.8 | 64 | Federally-Regulated Consumer Product | 1994-08-05 |  | 2019-06-06
Hunter Energy & Technology | Hunter | HB10000 | Direct Vent Gravity Type Wall | LPG | No Match | TRUE | FALSE | 1 | None | None | Non-Condensing | Single-Stage | 9400 | 7520 |  |  | 77.3 | 59 | Federally-Regulated Consumer Product | 1996-04-25 |  | 2019-06-06
Hunter Energy & Technology | Hunter | HB5000 | Direct Vent Gravity Type Wall | Natural Gas | No Match | TRUE | FALSE | 1 | None | None | Non-Condensing | Single-Stage | 5800 | 4640 |  |  | 76.8 | 59 | Federally-Regulated Consumer Product | 1995-05-01 |  | 2019-06-06
Hunter Energy & Technology | Hunter | HFI30-3B | Vented Gravity Type Wall Furna | Natural Gas | No Match | TRUE | FALSE | 1 | None | None | Non-Condensing | Single-Stage | 30000 | 22200 |  |  | 68.5 | 64 | Federally-Regulated Consumer Product | 1996-05-01 |  | 2019-06-06
Hunter Energy & Technology | Martin | DGH25 | Direct Vent Gravity Type Wall | Natural Gas | No Match | TRUE | FALSE | 1 | None | None | Non-Condensing | Single-Stage | 25000 | 19000 |  |  | 74.4 | 63 | Federally-Regulated Consumer Product | 1996-04-25 |  | 2019-06-06
Hunter Energy & Technology | Hunter | HWF20 | Direct Vent Gravity Type Wall | LPG | No Match | TRUE | FALSE | 1 | None | None | Non-Condensing | Single-Stage | 20000 | 16052 |  |  | 74.4 | 63 | Federally-Regulated Consumer Product | 1995-07-24 |  | 2019-06-06
Hunter Energy & Technology | Hunter | HDV30-3 | Direct Vent Gravity Type Wall | Natural Gas | No Match | TRUE | FALSE | 1 | None | None | Non-Condensing | Single-Stage | 25000 | 19300 |  |  | 67.1 | 63 | Federally-Regulated Consumer Product | 1994-08-05 |  | 2019-06-06
Hunter Energy & Technology | Atlanta Stove | HWF10MH | Direct Vent Gravity Type Wall | Natural Gas | No Match | TRUE | FALSE | 1 | None | None | Non-Condensing | Single-Stage | 10000 | 7550 |  |  | 69 | 59 | Federally-Regulated Consumer Product | 1996-04-25 |  | 2019-06-06
Hunter Energy & Technology | Martin | DGB10 | Direct Vent Gravity Type Wall | Natural Gas | No Match | TRUE | FALSE | 1 | None | None | Non-Condensing | Single-Stage | 9400 | 7520 |  |  | 77.3 | 59 | Federally-Regulated Consumer Product | 1996-04-25 |  | 2019-06-06
Hunter Energy & Technology | Hunter | PW/WF50-3 | Gravity Type Vented Room Heate | LPG | No Match | TRUE | FALSE | 1 | None | None | Non-Condensing | Single-Stage | 50000 | 35600 |  |  | 66.4 | 65 | Federally-Regulated Consumer Product | 1994-08-05 |  | 2019-06-06
Hunter Energy & Technology | Hunter | HDV30-3 | Direct Vent Gravity Type Wall | LPG | No Match | TRUE | FALSE | 1 | None | None | Non-Condensing | Single-Stage | 25000 | 19300 |  |  | 67.1 | 63 | Federally-Regulated Consumer Product | 1994-08-05 |  | 2019-06-06
Hunter Energy & Technology | Hunter | HDS2000-3 | Gravity Type Vented Room Heate | Natural Gas | No Match | TRUE | FALSE | 1 | None | None | Non-Condensing | Single-Stage | 20000 | 13200 |  |  | 59.1 | 58 | Federally-Regulated Consumer Product | 1994-08-05 |  | 2019-06-06
Hunter Energy & Technology | Martin | DGB10 | Direct Vent Gravity Type Wall | LPG | No Match | TRUE | FALSE | 1 | None | None | Non-Condensing | Single-Stage | 9400 | 7520 |  |  | 77.3 | 59 | Federally-Regulated Consumer Product | 1996-04-25 |  | 2019-06-06
Hunter Energy & Technology | Hunter | PW/WF50-2 | Gravity Type Vented Room Heate | Natural Gas | No Match | TRUE | FALSE | 1 | None | None | Non-Condensing | Single-Stage | 50000 | 35600 |  |  | 66.4 | 65 | Federally-Regulated Consumer Product | 1994-08-05 |  | 2019-06-06
Hunter Energy & Technology | Hunter | PW/WF20-3 | Gravity Type Vented Room Heate | LPG | No Match | TRUE | FALSE | 1 | None | None | Non-Condensing | Single-Stage | 20000 | 13500 |  |  | 58 | 58 | Federally-Regulated Consumer Product | 1994-08-05 |  | 2019-06-06
Hunter Energy & Technology | Hunter | HWF10MH | Direct Vent Gravity Type Wall | Natural Gas | No Match | TRUE | FALSE | 1 | None | None | Non-Condensing | Single-Stage | 10000 | 7550 |  |  | 69 | 59 | Federally-Regulated Consumer Product | 1996-04-25 |  | 2019-06-06
Hunter Energy & Technology | Atlanta Stove | ADGB10 | Direct Vent Gravity Type Wall | LPG | No Match | TRUE | FALSE | 1 | None | None | Non-Condensing | Single-Stage | 9400 | 7520 |  |  | 77.3 | 59 | Federally-Regulated Consumer Product | 1996-04-25 |  | 2019-06-06
Hunter Energy & Technology | Hunter | HWF15 | Direct Vent Gravity Type Wall | Natural Gas | No Match | TRUE | FALSE | 1 | None | None | Non-Condensing | Single-Stage | 15000 | 12000 |  |  | 69 | 61 | Federally-Regulated Consumer Product | 1996-04-25 |  | 2019-06-06
Hunter Energy & Technology | Hunter | HWF15B | Direct Vent Gravity Type Wall | Natural Gas | No Match | TRUE | FALSE | 1 | None | None | Non-Condensing | Single-Stage | 15000 | 12000 |  |  | 70.3 | 61 | Federally-Regulated Consumer Product | 1996-04-25 |  | 2019-06-06
Hunter Energy & Technology | Atlanta Stove | ADGH25 | Direct Vent Gravity Type Wall | LPG | No Match | TRUE | FALSE | 1 | None | None | Non-Condensing | Single-Stage | 25000 | 20000 |  |  | 74.4 | 63 | Federally-Regulated Consumer Product | 1996-04-25 |  | 2019-06-06
Hunter Energy & Technology | Hunter | HWF30 | Direct Vent Gravity Type Wall | LPG | No Match | TRUE | FALSE | 1 | None | None | Non-Condensing | Single-Stage | 25000 | 20065 |  |  | 74.4 | 63 | Federally-Regulated Consumer Product | 1995-07-24 |  | 2019-06-06
Hunter Energy & Technology | Atlanta Stove | ADGH15 | Direct Vent Gravity Type Wall | LPG | No Match | TRUE | FALSE | 1 | None | None | Non-Condensing | Single-Stage | 15000 | 12225 |  |  | 69 | 61 | Federally-Regulated Consumer Product | 1996-04-25 |  | 2019-06-06
Hunter Energy & Technology | Atlanta Stove | ADGB10 | Direct Vent Gravity Type Wall | Natural Gas | No Match | TRUE | FALSE | 1 | None | None | Non-Condensing | Single-Stage | 9400 | 7520 |  |  | 77.3 | 59 | Federally-Regulated Consumer Product | 1996-04-25 |  | 2019-06-06
Hunter Energy & Technology | Martin | HWF10MH | Direct Vent Gravity Type Wall | Natural Gas | No Match | TRUE | FALSE | 1 | None | None | Non-Condensing | Single-Stage | 10000 | 7550 |  |  | 69 | 59 | Federally-Regulated Consumer Product | 1996-04-25 |  | 2019-06-06
Hunter Energy & Technology | Martin | DGH15 | Direct Vent Gravity Type Wall | Natural Gas | No Match | TRUE | FALSE | 1 | None | None | Non-Condensing | Single-Stage | 15000 | 12000 |  |  | 69 | 61 | Federally-Regulated Consumer Product | 1996-04-25 |  | 2019-06-06
Hunter Energy & Technology | Hunter | HDV2500-3 | Direct Vent Gravity Type Wall | LPG | No Match | TRUE | FALSE | 1 | None | None | Non-Condensing | Single-Stage | 23000 | 17500 |  |  | 70.3 | 63 | Federally-Regulated Consumer Product | 1994-08-05 |  | 2019-06-06
Hunter Energy & Technology | Hunter | HWF20B | Direct Vent Gravity Type Wall | LPG | No Match | TRUE | FALSE | 1 | None | None | Non-Condensing | Single-Stage | 20000 | 16316 |  |  | 76 | 63 | Federally-Regulated Consumer Product | 1995-07-24 |  | 2019-06-06
Hunter Energy & Technology | Hunter | HWF15 | Direct Vent Gravity Type Wall | LPG | No Match | TRUE | FALSE | 1 | None | None | Non-Condensing | Single-Stage | 15000 | 12225 |  |  | 69 | 61 | Federally-Regulated Consumer Product | 1996-04-25 |  | 2019-06-06
Hunter Energy & Technology | Atlanta Stove | ADGH25 | Direct Vent Gravity Type Wall | Natural Gas | No Match | TRUE | FALSE | 1 | None | None | Non-Condensing | Single-Stage | 25000 | 19000 |  |  | 74.4 | 63 | Federally-Regulated Consumer Product | 1996-04-25 |  | 2019-06-06
Hunter Energy & Technology | Martin | DGH25 | Direct Vent Gravity Type Wall | LPG | No Match | TRUE | FALSE | 1 | None | None | Non-Condensing | Single-Stage | 25000 | 20000 |  |  | 74.4 | 63 | Federally-Regulated Consumer Product | 1996-04-25 |  | 2019-06-06
Hunter Energy & Technology | Hunter | PW/WF35-2 | Gravity Type Vented Room Heate | Natural Gas | No Match | TRUE | FALSE | 1 | None | None | Non-Condensing | Single-Stage | 35000 | 25000 |  |  | 65.8 | 64 | Federally-Regulated Consumer Product | 1994-08-05 |  | 2019-06-06
Hunter Energy & Technology | Martin | DGB6 | Direct Vent Gravity Type Wall | Natural Gas | No Match | TRUE | FALSE | 1 | None | None | Non-Condensing | Single-Stage | 5800 | 4640 |  |  | 72.8 | 59 | Federally-Regulated Consumer Product | 1996-04-25 |  | 2019-06-06
Hunter Energy & Technology | Hunter | PW/WF35-2 | Gravity Type Vented Room Heate | LPG | No Match | TRUE | FALSE | 1 | None | None | Non-Condensing | Single-Stage | 35000 | 25000 |  |  | 65.8 | 64 | Federally-Regulated Consumer Product | 1994-08-05 |  | 2019-06-06
Hunter Energy & Technology | Hunter | HDS2000-3 | Gravity Type Vented Room Heate | LPG | No Match | TRUE | FALSE | 1 | None | None | Non-Condensing | Single-Stage | 20000 | 13200 |  |  | 59.1 | 58 | Federally-Regulated Consumer Product | 1994-08-05 |  | 2019-06-06
Hunter Energy & Technology | Hunter | HWF20 | Direct Vent Gravity Type Wall | Natural Gas | No Match | TRUE | FALSE | 1 | None | None | Non-Condensing | Single-Stage | 20000 | 16052 |  |  | 74.4 | 63 | Federally-Regulated Consumer Product | 1995-07-24 |  | 2019-06-06
Hunter Energy & Technology | Hunter | PW/WF50-3 | Gravity Type Vented Room Heate | Natural Gas | No Match | TRUE | FALSE | 1 | None | None | Non-Condensing | Single-Stage | 50000 | 35600 |  |  | 66.4 | 65 | Federally-Regulated Consumer Product | 1994-08-05 |  | 2019-06-06
Hunter Energy & Technology | Hunter | HDV2500-3 | Direct Vent Gravity Type Wall | Natural Gas | No Match | TRUE | FALSE | 1 | None | None | Non-Condensing | Single-Stage | 23000 | 17500 |  |  | 70.3 | 63 | Federally-Regulated Consumer Product | 1994-08-05 |  | 2019-06-06
Hunter Energy & Technology | Hunter | FI25H-3 | Gravity Type Vented Room Heate | LPG | No Match | TRUE | FALSE | 1 | None | None | Non-Condensing | Single-Stage | 20000 | 13200 |  |  | 58.7 | 58 | Federally-Regulated Consumer Product | 1994-08-05 |  | 2019-06-06
Hunter Energy & Technology | Martin | DGB6 | Direct Vent Gravity Type Wall | LPG | No Match | TRUE | FALSE | 1 | None | None | Non-Condensing | Single-Stage | 5800 | 4640 |  |  | 72.8 | 59 | Federally-Regulated Consumer Product | 1996-04-25 |  | 2019-06-06
Hunter Energy & Technology | Hunter | HDV30-4 | Direct Vent Gravity Type Wall | LPG | No Match | TRUE | FALSE | 1 | None | None | Non-Condensing | Single-Stage | 25000 | 19300 |  |  | 73 | 63 | Federally-Regulated Consumer Product | 1994-08-05 |  | 2019-06-06
Hunter Energy & Technology | Hunter | HB10000 | Direct Vent Gravity Type Wall | Natural Gas | No Match | TRUE | FALSE | 1 | None | None | Non-Condensing | Single-Stage | 9400 | 7520 |  |  | 77.3 | 59 | Federally-Regulated Consumer Product | 1996-04-25 |  | 2019-06-06
Hunter Energy & Technology | Hunter | HWF10MH | Direct Vent Gravity Type Wall | LPG | No Match | TRUE | FALSE | 1 | None | None | Non-Condensing | Single-Stage | 10000 | 7550 |  |  | 69 | 59 | Federally-Regulated Consumer Product | 1996-04-25 |  | 2019-06-06
Hunter Energy & Technology | Hunter | HFI30-3B | Vented Gravity Type Wall Furna | LPG | No Match | TRUE | FALSE | 1 | None | None | Non-Condensing | Single-Stage | 30000 | 22200 |  |  | 68.5 | 64 | Federally-Regulated Consumer Product | 1996-05-01 |  | 2019-06-06
Johnson Gas Appliance Co. | Mendota | DXV35 | Gravity Type Vented Room Heate | LPG | No Match | TRUE | FALSE | 1 | None | None | Non-Condensing | Single-Stage | 33000 | 25180 |  |  | 70.5 | 64 | Federally-Regulated Consumer Product | 1997-05-05 |  | 2019-06-06
Johnson Gas Appliance Co. | Mendota | MIG30 | Direct Vent Gravity Type Wall | Natural Gas | No Match | TRUE | FALSE | 1 | None | None | Non-Condensing | Single-Stage | 30000 | 20340 |  |  | 67.8 | 64 | Federally-Regulated Consumer Product | 1995-05-22 |  | 2019-06-06
Johnson Gas Appliance Co. | Mendota | DVFS | Direct Vent Gravity Type Wall | Natural Gas | No Match | TRUE | FALSE | 1 | None | None | Non-Condensing | Single-Stage | 36000 | 22000 |  |  | 72.3 | 64 | Federally-Regulated Consumer Product | 1995-05-22 |  | 2019-06-06
Johnson Gas Appliance Co. | Newport | NEWPORT INSERT | Direct Vent Gravity Type Wall | Natural Gas | No Match | TRUE | FALSE | 1 | None | None | Non-Condensing | Single-Stage | 31500 | 22800 |  |  | 65.5 | 64 | Federally-Regulated Consumer Product | 1995-05-22 |  | 2019-06-06
Johnson Gas Appliance Co. | Mendota | SDV2 MEDALLION | Gravity Type Vented Room Heate | Natural Gas | No Match | TRUE | FALSE | 1 | None | None | Non-Condensing | Single-Stage | 40000 | 32640 |  |  | 74.3 | 64 | Federally-Regulated Consumer Product | 1997-05-05 |  | 2019-06-06
Johnson Gas Appliance Co. | Mendota | D30 SEABROOK | Gravity Type Vented Room Heate | Natural Gas | No Match | TRUE | FALSE | 1 | None | None | Non-Condensing | Single-Stage | 30000 | 22770 |  |  | 70.5 | 64 | Federally-Regulated Consumer Product | 1997-05-05 |  | 2019-06-06
Johnson Gas Appliance Co. | Mendota | MIG40 | Gravity Type Vented Room Heate | LPG | No Match | TRUE | FALSE | 1 | None | None | Non-Condensing | Single-Stage | 40000 | 32120 |  |  | 68.3 | 64 | Federally-Regulated Consumer Product | 1997-05-05 |  | 2019-06-06
Johnson Gas Appliance Co. | Mendota | D40 SEABROOK | Gravity Type Vented Room Heate | Natural Gas | No Match | TRUE | FALSE | 1 | None | None | Non-Condensing | Single-Stage | 40000 | 29500 |  |  | 73.7 | 64 | Federally-Regulated Consumer Product | 1998-09-01 |  | 2019-06-06
Johnson Gas Appliance Co. | Mendota | D40 SEABROOK | Gravity Type Vented Room Heate | LPG | No Match | TRUE | FALSE | 1 | None | None | Non-Condensing | Single-Stage | 39000 | 30000 |  |  | 76.9 | 64 | Federally-Regulated Consumer Product | 1998-09-01 |  | 2019-06-06
Johnson Gas Appliance Co. | Mendota | MIG36 | Direct Vent Gravity Type Wall | Natural Gas | No Match | TRUE | FALSE | 1 | None | None | Non-Condensing | Single-Stage | 38000 | 27400 |  |  | 72.1 | 64 | Federally-Regulated Consumer Product | 1995-05-22 |  | 2019-06-06
Johnson Gas Appliance Co. | Mendota | D30 SEABROOK | Gravity Type Vented Room Heate | LPG | No Match | TRUE | FALSE | 1 | None | None | Non-Condensing | Single-Stage | 29000 | 23520 |  |  | 75.4 | 64 | Federally-Regulated Consumer Product | 1997-05-05 |  | 2019-06-06
Johnson Gas Appliance Co. | Newport | DNV36 | Direct Vent Gravity Type Wall | LPG | No Match | TRUE | FALSE | 1 | None | None | Non-Condensing | Single-Stage | 35000 | 18800 |  |  | 65 | 64 | Federally-Regulated Consumer Product | 1995-05-22 |  | 2019-06-06
Johnson Gas Appliance Co. | Newport | NEWPORT INSERT | Direct Vent Gravity Type Wall | LPG | No Match | TRUE | FALSE | 1 | None | None | Non-Condensing | Single-Stage | 29500 | 21250 |  |  | 65 | 64 | Federally-Regulated Consumer Product | 1995-05-22 |  | 2019-06-06
Johnson Gas Appliance Co. | Mendota | MGS-35 | Direct Vent Gravity Type Wall | Natural Gas | No Match | TRUE | FALSE | 1 | None | None | Non-Condensing | Single-Stage | 33000 | 21290 |  |  | 72.1 | 64 | Federally-Regulated Consumer Product | 1995-05-22 |  | 2019-06-06
Johnson Gas Appliance Co. | Mendota | DXV36 | Direct Vent Gravity Type Wall | LPG | No Match | TRUE | FALSE | 1 | None | None | Non-Condensing | Single-Stage | 40000 | 28780 |  |  | 65 | 64 | Federally-Regulated Consumer Product | 1995-05-22 |  | 2019-06-06
Johnson Gas Appliance Co. | Newport | NEWPORT FS | Direct Vent Gravity Type Wall | LPG | No Match | TRUE | FALSE | 1 | None | None | Non-Condensing | Single-Stage | 33000 | 24250 |  |  | 66.8 | 64 | Federally-Regulated Consumer Product | 1995-05-22 |  | 2019-06-06
Johnson Gas Appliance Co. | Mendota | DVFS | Direct Vent Gravity Type Wall | LPG | No Match | TRUE | FALSE | 1 | None | None | Non-Condensing | Single-Stage | 32500 | 18000 |  |  | 73.4 | 64 | Federally-Regulated Consumer Product | 1995-05-22 |  | 2019-06-06
Johnson Gas Appliance Co. | Newport | DNV36 | Direct Vent Gravity Type Wall | Natural Gas | No Match | TRUE | FALSE | 1 | None | None | Non-Condensing | Single-Stage | 35000 | 20100 |  |  | 64 | 64 | Federally-Regulated Consumer Product | 1995-05-22 |  | 2019-06-06
Johnson Gas Appliance Co. | Mendota | MIG32 | Gravity Type Vented Room Heate | LPG | No Match | TRUE | FALSE | 1 | None | None | Non-Condensing | Single-Stage | 31000 | 24830 |  |  | 67.8 | 64 | Federally-Regulated Consumer Product | 1997-05-05 |  | 2019-06-06
Johnson Gas Appliance Co. | Mendota | DXV36 | Direct Vent Gravity Type Wall | Natural Gas | No Match | TRUE | FALSE | 1 | None | None | Non-Condensing | Single-Stage | 40000 | 27600 |  |  | 64 | 64 | Federally-Regulated Consumer Product | 1995-05-22 |  | 2019-06-06
Johnson Gas Appliance Co. | Mendota | SDV2 MEDALLION | Gravity Type Vented Room Heate | LPG | No Match | TRUE | FALSE | 1 | None | None | Non-Condensing | Single-Stage | 35000 | 28620 |  |  | 75.1 | 64 | Federally-Regulated Consumer Product | 1997-05-05 |  | 2019-06-06
Johnson Gas Appliance Co. | Mendota | DXV35 | Gravity Type Vented Room Heate | Natural Gas | No Match | TRUE | FALSE | 1 | None | None | Non-Condensing | Single-Stage | 33000 | 24320 |  |  | 68.3 | 64 | Federally-Regulated Consumer Product | 1997-05-05 |  | 2019-06-06
Johnson Gas Appliance Co. | Mendota | MIG32 | Gravity Type Vented Room Heate | Natural Gas | No Match | TRUE | FALSE | 1 | None | None | Non-Condensing | Single-Stage | 32000 | 25630 |  |  | 67.8 | 64 | Federally-Regulated Consumer Product | 1997-05-05 |  | 2019-06-06
Johnson Gas Appliance Co. | Mendota | MIG40 | Gravity Type Vented Room Heate | Natural Gas | No Match | TRUE | FALSE | 1 | None | None | Non-Condensing | Single-Stage | 40000 | 32120 |  |  | 72.1 | 64 | Federally-Regulated Consumer Product | 1997-05-05 |  | 2019-06-06
Johnson Gas Appliance Co. | Newport | NEWPORT FS | Direct Vent Gravity Type Wall | Natural Gas | No Match | TRUE | FALSE | 1 | None | None | Non-Condensing | Single-Stage | 33000 | 24400 |  |  | 67 | 64 | Federally-Regulated Consumer Product | 1995-05-22 |  | 2019-06-06
Central Fireplace | Central Fireplace | CF-42 PV FS | Direct Vent Fan Type Wall Furn | Natural Gas | No Match | FALSE | FALSE | 1 | None | None | Non-Condensing | Single-Stage | 43000 | 35700 |  |  | 80.9 | 74 | Federally-Regulated Consumer Product | 1998-09-01 |  | 2019-06-06
Central Fireplace | Central Fireplace | CF-42 PV FP | Direct Vent Fan Type Wall Furn | Natural Gas | No Match | FALSE | FALSE | 1 | None | None | Non-Condensing | Single-Stage | 43000 | 35700 |  |  | 80.9 | 74 | Federally-Regulated Consumer Product | 1998-09-01 |  | 2019-06-06
Central Fireplace | Central Fireplace | CF-42 PV FS | Direct Vent Fan Type Wall Furn | LPG | No Match | FALSE | FALSE | 1 | None | None | Non-Condensing | Single-Stage | 42000 | 35500 |  |  | 82.4 | 74 | Federally-Regulated Consumer Product | 1998-09-01 |  | 2019-06-06
Central Fireplace | Central Fireplace | CF-42 PV FP | Direct Vent Fan Type Wall Furn | LPG | No Match | FALSE | FALSE | 1 | None | None | Non-Condensing | Single-Stage | 42000 | 35500 |  |  | 82.4 | 74 | Federally-Regulated Consumer Product | 1998-09-01 |  | 2019-06-06
Williams Furnace Co. | Williams | 3502711 (35RH LPG) | Gravity Type Vented Room Heate | LPG | No Match | TRUE | FALSE | 1 | None | None | Non-Condensing | Single-Stage | 35000 | 24500 |  |  | 67.1 | 64 | Federally-Regulated Consumer Product | 1995-06-05 |  | 2019-06-06
Williams Furnace Co. | Williams | 3501711 (35EH LPG) | Gravity Type Vented Room Heate | LPG | No Match | TRUE | FALSE | 1 | None | None | Non-Condensing | Single-Stage | 35000 | 24500 |  |  | 67.1 | 64 | Federally-Regulated Consumer Product | 1995-06-05 |  | 2019-06-06
Williams Furnace Co. | Williams | 3502811 (35RHB LPG) | Gravity Type Vented Room Heate | LPG | No Match | TRUE | FALSE | 1 | None | None | Non-Condensing | Single-Stage | 35000 | 24500 |  |  | 67.1 | 64 | Federally-Regulated Consumer Product | 1995-06-05 |  | 2019-06-06
Williams Furnace Co. | Williams | 3501811 (35EHB LPG) | Gravity Type Vented Room Heate | LPG | No Match | TRUE | FALSE | 1 | None | None | Non-Condensing | Single-Stage | 35000 | 24500 |  |  | 67.1 | 64 | Federally-Regulated Consumer Product | 1995-06-05 |  | 2019-06-06
Jotul North America, Inc. | 3 Classic Gas Stove | 3 CLASSIC DV HEATER | Gravity Type Vented Room Heate | Natural Gas | No Match | TRUE | FALSE | 1 | None | None | Non-Condensing | Single-Stage | 28000 | 19600 |  |  | 64 | 64 | Federally-Regulated Consumer Product | 1996-10-02 |  | 2019-06-06
Jotul North America, Inc. | Allagash D Vent | GF300DV | Direct Vent Gravity Type Wall | LPG | Injection Type | TRUE | FALSE | 1 | None | None | Non-Condensing | Single-Stage | 26000 | 19600 |  |  | 67.4 | 63 | Federally-Regulated Consumer Product | 2004-10-04 |  | 2019-06-06
Jotul North America, Inc. | Allagash B Vent | GF300BV | Gravity Type Vented Room Heate | Natural Gas | Injection Type | TRUE | FALSE | 1 | None | None | Non-Condensing | Single-Stage | 26000 | 15000 |  |  | 75.9 | 63 | Federally-Regulated Consumer Product | 2004-10-04 |  | 2019-06-06
Jotul North America, Inc. | Jotul | 100* | Gravity Type Vented Room Heate | Natural Gas | No Match | FALSE | FALSE | 1 | None | None | Non-Condensing | Single-Stage | 25000 | 18175 |  |  | 65.1 | 63 | Federally-Regulated Consumer Product | 1991-02-15 |  | 2019-06-06
Jotul North America, Inc. | Nordic QT | GF100 | Direct Vent Gravity Type Wall | LPG | Injection Type | TRUE | FALSE | 1 | None | None | Non-Condensing | Single-Stage | 14000 | 10400 |  |  | 67.3 | 61 | Federally-Regulated Consumer Product | 2003-03-11 |  | 2019-06-06
Jotul North America, Inc. | Allagash B Vent | GF300BV | Gravity Type Vented Room Heate | LPG | Injection Type | TRUE | FALSE | 1 | None | None | Non-Condensing | Single-Stage | 26000 | 13500 |  |  | 76.5 | 63 | Federally-Regulated Consumer Product | 2004-10-04 |  | 2019-06-06
Jotul North America, Inc. | Lillehammer | LILLEHAMMER | Direct Vent Gravity Type Wall | Natural Gas | No Match | TRUE | FALSE | 1 | None | None | Non-Condensing | Single-Stage | 18000 | 14000 |  |  | 66.3 | 62 | Federally-Regulated Consumer Product | 1999-11-17 |  | 2019-06-06
Jotul North America, Inc. | Allagash D Vent | GF300DV | Direct Vent Gravity Type Wall | Natural Gas | Injection Type | TRUE | FALSE | 1 | None | None | Non-Condensing | Single-Stage | 26000 | 19100 |  |  | 65.3 | 63 | Federally-Regulated Consumer Product | 2004-10-04 |  | 2019-06-06
Jotul North America, Inc. | Allagash | 3DVII | Direct Vent Gravity Type Wall | LPG | No Match | TRUE | FALSE | 1 | None | None | Non-Condensing | Single-Stage | 26000 | 21000 |  |  | 67.2 | 63 | Federally-Regulated Consumer Product | 1999-11-17 |  | 2019-06-06
Jotul North America, Inc. | Lillehammer | GF200DVII | Direct Vent Gravity Type Wall | Natural Gas | Injection Type | TRUE | FALSE | 1 | None | None | Non-Condensing | Single-Stage | 20000 | 14500 |  |  | 65.3 | 63 | Federally-Regulated Consumer Product | 2004-10-04 |  | 2019-06-06
Jotul North America, Inc. | Acadia | G2550 | Direct Vent Gravity Type Wall | LPG | Injection Type | TRUE | FALSE | 1 | None | None | Non-Condensing | Single-Stage | 28000 | 21700 |  |  | 67.9 | 64 | Federally-Regulated Consumer Product | 2003-03-11 |  | 2019-06-06
Jotul North America, Inc. | Sebago | GF400DV | Direct Vent Gravity Type Wall | Natural Gas | Injection Type | TRUE | FALSE | 1 | None | None | Non-Condensing | Single-Stage | 32000 | 18000 |  |  | 72.5 | 64 | Federally-Regulated Consumer Product | 2004-10-04 |  | 2019-06-06
Jotul North America, Inc. | Nordic QT | GF100 | Direct Vent Gravity Type Wall | Natural Gas | Injection Type | TRUE | FALSE | 1 | None | None | Non-Condensing | Single-Stage | 14500 | 10400 |  |  | 64.9 | 61 | Federally-Regulated Consumer Product | 2003-03-11 |  | 2019-06-06
Jotul North America, Inc. | Acadia | G2550 | Direct Vent Gravity Type Wall | Natural Gas | Injection Type | TRUE | FALSE | 1 | None | None | Non-Condensing | Single-Stage | 28000 | 21400 |  |  | 65.4 | 64 | Federally-Regulated Consumer Product | 2003-03-11 |  | 2019-06-06
Jotul North America, Inc. | Allagash B Vent | GF3BVII | Direct Vent Gravity Type Wall | Natural Gas | Injection Type | TRUE | FALSE | 1 | None | None | Non-Condensing | Single-Stage | 24000 | 18700 |  |  | 63.2 | 63 | Federally-Regulated Consumer Product | 2003-03-11 |  | 2019-06-06
Jotul North America, Inc. | Acadia | GZ550DVII | Direct Vent Gravity Type Wall | LPG | Injection Type | TRUE | FALSE | 1 | None | None | Non-Condensing | Single-Stage | 28000 | 15500 |  |  | 73.7 | 64 | Federally-Regulated Consumer Product | 2004-10-04 |  | 2019-06-06
Jotul North America, Inc. | Lillehammer | LILLEHAMMER | Direct Vent Gravity Type Wall | LPG | No Match | TRUE | FALSE | 1 | None | None | Non-Condensing | Single-Stage | 18000 | 14200 |  |  | 66.1 | 62 | Federally-Regulated Consumer Product | 1999-11-17 |  | 2019-06-06
Jotul North America, Inc. | Sebago | GF400DV | Direct Vent Gravity Type Wall | LPG | Injection Type | TRUE | FALSE | 1 | None | None | Non-Condensing | Single-Stage | 32000 | 16000 |  |  | 75.6 | 64 | Federally-Regulated Consumer Product | 2004-10-04 |  | 2019-06-06
Jotul North America, Inc. | Lillehammer | GF200DVII | Direct Vent Gravity Type Wall | LPG | Injection Type | TRUE | FALSE | 1 | None | None | Non-Condensing | Single-Stage | 18000 | 13500 |  |  | 68.4 | 62 | Federally-Regulated Consumer Product | 2004-10-04 |  | 2019-06-06
Jotul North America, Inc. | Nordic QT | GF100DVII | Direct Vent Gravity Type Wall | Natural Gas | Injection Type | TRUE | FALSE | 1 | None | None | Non-Condensing | Single-Stage | 17000 | 12900 |  |  | 65.6 | 62 | Federally-Regulated Consumer Product | 2004-10-04 |  | 2019-06-06
Jotul North America, Inc. | Camden | GI425 | Direct Vent Gravity Type Wall | LPG | Injection Type | TRUE | FALSE | 1 | None | None | Non-Condensing | Single-Stage | 23500 | 18200 |  |  | 67.9 | 63 | Federally-Regulated Consumer Product | 2003-03-11 |  | 2019-06-06
Jotul North America, Inc. | Camden | GI425 | Direct Vent Gravity Type Wall | Natural Gas | Injection Type | TRUE | FALSE | 1 | None | None | Non-Condensing | Single-Stage | 24000 | 18100 |  |  | 63.2 | 63 | Federally-Regulated Consumer Product | 2003-03-11 |  | 2019-06-06
Jotul North America, Inc. | 3 Classic Gas Stove | JOTUL 3 CLASSIC | Gravity Type Vented Room Heate | Natural Gas | No Match | TRUE | FALSE | 1 | None | None | Non-Condensing | Single-Stage | 26000 | 17810 |  |  | 68.5 | 63 | Federally-Regulated Consumer Product | 1995-05-31 |  | 2019-06-06
Jotul North America, Inc. | Nordic QT | GF100DVII | Direct Vent Gravity Type Wall | LPG | Injection Type | TRUE | FALSE | 1 | None | None | Non-Condensing | Single-Stage | 16000 | 12400 |  |  | 66 | 62 | Federally-Regulated Consumer Product | 2004-10-04 |  | 2019-06-06
Jotul North America, Inc. | 3 Classic Gas Stove | 3 CLASSIC DV HEATER | Gravity Type Vented Room Heate | LPG | No Match | TRUE | FALSE | 1 | None | None | Non-Condensing | Single-Stage | 25000 | 17500 |  |  | 63 | 63 | Federally-Regulated Consumer Product | 1996-10-02 |  | 2019-06-06
Jotul North America, Inc. | Katahdin | GI450 | Direct Vent Gravity Type Wall | LPG | Injection Type | TRUE | FALSE | 1 | None | None | Non-Condensing | Single-Stage | 33000 | 26000 |  |  | 69 | 64 | Federally-Regulated Consumer Product | 2003-03-11 |  | 2019-06-06
Jotul North America, Inc. | Acadia | GZ550DVII | Direct Vent Gravity Type Wall | Natural Gas | Injection Type | TRUE | FALSE | 1 | None | None | Non-Condensing | Single-Stage | 28000 | 16000 |  |  | 71.9 | 64 | Federally-Regulated Consumer Product | 2004-10-04 |  | 2019-06-06
Jotul North America, Inc. | Allagash | 3DVII | Direct Vent Gravity Type Wall | Natural Gas | No Match | TRUE | FALSE | 1 | None | None | Non-Condensing | Single-Stage | 26000 | 20000 |  |  | 63.2 | 63 | Federally-Regulated Consumer Product | 1999-11-17 |  | 2019-06-06
Jotul North America, Inc. | Katahdin | GI450 | Direct Vent Gravity Type Wall | Natural Gas | Injection Type | TRUE | FALSE | 1 | None | None | Non-Condensing | Single-Stage | 33000 | 25400 |  |  | 67.1 | 64 | Federally-Regulated Consumer Product | 2003-03-11 |  | 2019-06-06
Jotul North America, Inc. | Allagash B Vent | GF3BVII | Direct Vent Gravity Type Wall | LPG | Injection Type | TRUE | FALSE | 1 | None | None | Non-Condensing | Single-Stage | 24000 | 18700 |  |  | 63.4 | 63 | Federally-Regulated Consumer Product | 2003-03-11 |  | 2019-06-06
Jotul North America, Inc. | Firelight | GF600 | Direct Vent Gravity Type Wall | Natural Gas | Injection Type | TRUE | FALSE | 1 | None | None | Non-Condensing | Single-Stage | 40000 | 30400 |  |  | 64.4 | 64 | Federally-Regulated Consumer Product | 2003-03-11 |  | 2019-06-06
Jotul North America, Inc. | Firelight | GF600 | Direct Vent Gravity Type Wall | LPG | Injection Type | TRUE | FALSE | 1 | None | None | Non-Condensing | Single-Stage | 40000 | 28900 |  |  | 65.6 | 64 | Federally-Regulated Consumer Product | 2003-03-11 |  | 2019-06-06
Malm Fireplaces, Inc. | Sonoma Stove | SONOMA STOVE | Gravity Type Vented Room Heate | LPG | No Match | TRUE | FALSE | 1 | None | None | Non-Condensing | Single-Stage | 25000 | 18000 |  |  | 63.9 | 63 | Federally-Regulated Consumer Product | 1993-03-22 |  | 2019-06-06
Malm Fireplaces, Inc. | Carmel | CARMEL | Gravity Type Vented Room Heate | Natural Gas | No Match | TRUE | FALSE | 1 | None | None | Non-Condensing | Single-Stage | 24500 | 18620 |  |  | 68.8 | 63 | Federally-Regulated Consumer Product | 1995-04-17 |  | 2019-06-06
Malm Fireplaces, Inc. | Sonoma Stove | SONOMA STOVE | Gravity Type Vented Room Heate | Natural Gas | No Match | TRUE | FALSE | 1 | None | None | Non-Condensing | Single-Stage | 25000 | 18000 |  |  | 63.1 | 63 | Federally-Regulated Consumer Product | 1993-03-22 |  | 2019-06-06
Malm Fireplaces, Inc. | Sonoma Stove | SONOMA INSERT | Gravity Type Vented Room Heate | LPG | No Match | TRUE | FALSE | 1 | None | None | Non-Condensing | Single-Stage | 25000 | 18000 |  |  | 63.9 | 63 | Federally-Regulated Consumer Product | 1993-03-22 |  | 2019-06-06
Malm Fireplaces, Inc. | Sonoma Stove | SONOMA INSERT | Gravity Type Vented Room Heate | Natural Gas | No Match | TRUE | FALSE | 1 | None | None | Non-Condensing | Single-Stage | 25000 | 18000 |  |  | 63.1 | 63 | Federally-Regulated Consumer Product | 1993-03-22 |  | 2019-06-06
Malm Fireplaces, Inc. | Carmel | CARMEL | Gravity Type Vented Room Heate | LPG | No Match | TRUE | FALSE | 1 | None | None | Non-Condensing | Single-Stage | 22500 | 18000 |  |  | 71 | 63 | Federally-Regulated Consumer Product | 1995-04-17 |  | 2019-06-06
Martin Industries | Warm Morning | VR85**N | Gravity Type Vented Room Heate | Natural Gas | No Match | TRUE | FALSE | 1 | None | None | Non-Condensing | Single-Stage | 85000 | 59500 |  |  | 65 | 65 | Federally-Regulated Consumer Product | 1992-03-27 |  | 2019-06-06
Martin Industries | Atlanta Stove | ADG10 | Direct Vent Gravity Type Wall | Natural Gas | No Match | TRUE | FALSE | 1 | None | None | Non-Condensing | Single-Stage | 10000 | 6500 |  |  | 59 | 59 | Federally-Regulated Consumer Product | 1996-04-29 |  | 2019-06-06
Martin Industries | Atlanta Stove | SVR340** | Gravity Type Vented Room Heate | Natural Gas | No Match | TRUE | FALSE | 1 | None | None | Non-Condensing | Single-Stage | 40000 | 28000 |  |  | 64 | 64 | Federally-Regulated Consumer Product | 1992-06-01 |  | 2019-06-06
Martin Industries | Warm Morning | LSC35RP | Vented Fan Type Wall Furnace | LPG | No Match | TRUE | FALSE | 1 | None | None | Non-Condensing | Single-Stage | 30000 | 22500 |  |  | 73 | 73 | Federally-Regulated Consumer Product | 1992-03-27 |  | 2019-06-06
Martin Industries | Warm Morning | VR85**P | Gravity Type Vented Room Heate | LPG | No Match | TRUE | FALSE | 1 | None | None | Non-Condensing | Single-Stage | 85000 | 59500 |  |  | 65 | 65 | Federally-Regulated Consumer Product | 1992-03-27 |  | 2019-06-06
Martin Industries | Atlanta Stove | ASC25 | Direct Vent Gravity Type Wall | Natural Gas | No Match | TRUE | FALSE | 1 | None | None | Non-Condensing | Single-Stage | 25000 | 17500 |  |  | 63 | 63 | Federally-Regulated Consumer Product | 1992-03-27 |  | 2019-06-06
Martin Industries | Martin | GWF35 | Vented Gravity Type Wall Furna | Natural Gas | No Match | TRUE | FALSE | 1 | None | None | Non-Condensing | Single-Stage | 32000 | 22400 |  |  | 64 | 64 | Federally-Regulated Consumer Product | 1996-08-22 |  | 2019-06-06
Martin Industries | Martin | LSC65** | Vented Fan Type Wall Furnace | LPG | No Match | TRUE | FALSE | 1 | None | None | Non-Condensing | Single-Stage | 60000 | 45000 |  |  | 74 | 74 | Federally-Regulated Consumer Product | 1993-12-14 |  | 2019-06-06
Martin Industries | Warm Morning | LSC50RN | Vented Fan Type Wall Furnace | Natural Gas | No Match | TRUE | FALSE | 1 | None | None | Non-Condensing | Single-Stage | 50000 | 37500 |  |  | 74 | 74 | Federally-Regulated Consumer Product | 1992-03-27 |  | 2019-06-06
Martin Industries | Martin | V6870 | Gravity Type Vented Room Heate | Natural Gas | No Match | TRUE | FALSE | 1 | None | None | Non-Condensing | Single-Stage | 70000 | 49000 |  |  | 65 | 65 | Federally-Regulated Consumer Product | 1992-06-19 |  | 2019-06-06
Martin Industries | Warm Morning | V50L*N | Gravity Type Vented Room Heate | Natural Gas | No Match | TRUE | FALSE | 1 | None | None | Non-Condensing | Single-Stage | 50000 | 35000 |  |  | 65 | 65 | Federally-Regulated Consumer Product | 1992-03-27 |  | 2019-06-06
Martin Industries | Martin | V6850 | Gravity Type Vented Room Heate | Natural Gas | No Match | TRUE | FALSE | 1 | None | None | Non-Condensing | Single-Stage | 50000 | 35000 |  |  | 65 | 65 | Federally-Regulated Consumer Product | 1992-06-19 |  | 2019-06-06
Martin Industries | Atlanta Stove | ADG20 | Direct Vent Gravity Type Wall | Natural Gas | No Match | TRUE | FALSE | 1 | None | None | Non-Condensing | Single-Stage | 18000 | 12600 |  |  | 62 | 62 | Federally-Regulated Consumer Product | 1996-04-29 |  | 2019-06-06
Martin Industries | Atlanta Stove | ASC30 | Direct Vent Gravity Type Wall | LPG | No Match | TRUE | FALSE | 1 | None | None | Non-Condensing | Single-Stage | 30000 | 21000 |  |  | 64 | 64 | Federally-Regulated Consumer Product | 1992-03-27 |  | 2019-06-06
Martin Industries | Martin | V6870 | Gravity Type Vented Room Heate | LPG | No Match | TRUE | FALSE | 1 | None | None | Non-Condensing | Single-Stage | 70000 | 49000 |  |  | 65 | 65 | Federally-Regulated Consumer Product | 1992-06-19 |  | 2019-06-06
Martin Industries | Williams | 45FFH-2 | Gravity Type Floor Furnace | Natural Gas | No Match | TRUE | FALSE | 1 | None | None | Non-Condensing | Single-Stage | 45000 | 31500 |  |  | 57 | 57 | Non Federally-Regulated | 1988-01-29 |  | 2019-06-06
Martin Industries | Warm Morning | LSC65RN | Vented Fan Type Wall Furnace | Natural Gas | No Match | TRUE | FALSE | 1 | None | None | Non-Condensing | Single-Stage | 65000 | 48750 |  |  | 74 | 74 | Federally-Regulated Consumer Product | 1992-03-27 |  | 2019-06-06
Martin Industries | Atlanta Stove | SV250** | Gravity Type Vented Room Heate | Natural Gas | No Match | TRUE | FALSE | 1 | None | None | Non-Condensing | Single-Stage | 50000 | 35000 |  |  | 65 | 65 | Federally-Regulated Consumer Product | 1992-06-01 |  | 2019-06-06
Martin Industries | Atlanta Stove | ASC65 | Vented Fan Type Wall Furnace | Natural Gas | No Match | TRUE | FALSE | 1 | None | None | Non-Condensing | Single-Stage | 65000 | 48750 |  |  | 74 | 74 | Federally-Regulated Consumer Product | 1992-03-27 |  | 2019-06-06
Martin Industries | Williams | 65FFH-2 | Gravity Type Floor Furnace | Natural Gas | No Match | TRUE | FALSE | 1 | None | None | Non-Condensing | Single-Stage | 65000 | 45500 |  |  | 57 | 57 | Non Federally-Regulated | 1988-01-29 |  | 2019-06-06
Martin Industries | Warm Morning | LSC10RP | Direct Vent Gravity Type Wall | LPG | No Match | TRUE | FALSE | 1 | None | None | Non-Condensing | Single-Stage | 10000 | 6500 |  |  | 59 | 59 | Federally-Regulated Consumer Product | 1992-03-27 |  | 2019-06-06
Martin Industries | Warm Morning | VR40**N | Gravity Type Vented Room Heate | Natural Gas | No Match | TRUE | FALSE | 1 | None | None | Non-Condensing | Single-Stage | 40000 | 28000 |  |  | 64 | 64 | Federally-Regulated Consumer Product | 1992-03-27 |  | 2019-06-06
Martin Industries | Warm Morning | V30KP | Gravity Type Vented Room Heate | LPG | No Match | TRUE | FALSE | 1 | None | None | Non-Condensing | Single-Stage | 30000 | 21000 |  |  | 64 | 64 | Federally-Regulated Consumer Product | 1992-03-27 |  | 2019-06-06
Martin Industries | Martin | F1465H | Gravity Type Floor Furnace | Natural Gas | No Match | TRUE | FALSE | 1 | None | None | Non-Condensing | Single-Stage | 65000 | 45500 |  |  | 57 | 57 | Non Federally-Regulated | 1988-10-05 |  | 2019-06-06
Martin Industries | Atlanta Stove | ASC20 | Direct Vent Gravity Type Wall | Natural Gas | No Match | TRUE | FALSE | 1 | None | None | Non-Condensing | Single-Stage | 20000 | 13000 |  |  | 63 | 63 | Federally-Regulated Consumer Product | 1992-03-27 |  | 2019-06-06
Martin Industries | Warm Morning | LSC20RP | Direct Vent Gravity Type Wall | LPG | No Match | TRUE | FALSE | 1 | None | None | Non-Condensing | Single-Stage | 20000 | 13000 |  |  | 63 | 63 | Federally-Regulated Consumer Product | 1992-03-27 |  | 2019-06-06
Martin Industries | Martin | V2720 | Gravity Type Vented Room Heate | Natural Gas | No Match | TRUE | FALSE | 1 | None | None | Non-Condensing | Single-Stage | 20000 | 14000 |  |  | 58 | 58 | Federally-Regulated Consumer Product | 1992-06-19 |  | 2019-06-06
Martin Industries | Martin | V6935 | Gravity Type Vented Room Heate | Natural Gas | No Match | TRUE | FALSE | 1 | None | None | Non-Condensing | Single-Stage | 35000 | 24500 |  |  | 64 | 64 | Federally-Regulated Consumer Product | 1992-06-19 |  | 2019-06-06
Martin Industries | Atlanta Stove | ASC50XX | Vented Fan Type Wall Furnace | Natural Gas | No Match | TRUE | FALSE | 1 | None | None | Non-Condensing | Single-Stage | 50000 | 37500 |  |  | 74 | 74 | Federally-Regulated Consumer Product | 1996-04-29 |  | 2019-06-06
Martin Industries | Atlanta Stove | ASC30 | Direct Vent Gravity Type Wall | Natural Gas | No Match | TRUE | FALSE | 1 | None | None | Non-Condensing | Single-Stage | 30000 | 21000 |  |  | 64 | 64 | Federally-Regulated Consumer Product | 1992-03-27 |  | 2019-06-06
Martin Industries | Martin | V6935 | Gravity Type Vented Room Heate | LPG | No Match | TRUE | FALSE | 1 | None | None | Non-Condensing | Single-Stage | 35000 | 24500 |  |  | 64 | 64 | Federally-Regulated Consumer Product | 1992-06-19 |  | 2019-06-06
Martin Industries | Atlanta Stove | ASC10 | Direct Vent Gravity Type Wall | Natural Gas | No Match | TRUE | FALSE | 1 | None | None | Non-Condensing | Single-Stage | 10000 | 6500 |  |  | 59 | 59 | Federally-Regulated Consumer Product | 1992-03-27 |  | 2019-06-06
Martin Industries | Warm Morning | V30KN | Gravity Type Vented Room Heate | Natural Gas | No Match | TRUE | FALSE | 1 | None | None | Non-Condensing | Single-Stage | 30000 | 21000 |  |  | 64 | 64 | Federally-Regulated Consumer Product | 1992-03-27 |  | 2019-06-06
Martin Industries | Atlanta Stove | ASC25 | Direct Vent Gravity Type Wall | LPG | No Match | TRUE | FALSE | 1 | None | None | Non-Condensing | Single-Stage | 25000 | 17500 |  |  | 63 | 63 | Federally-Regulated Consumer Product | 1992-03-27 |  | 2019-06-06
Martin Industries | Atlanta Stove | ASC65 | Vented Fan Type Wall Furnace | LPG | No Match | TRUE | FALSE | 1 | None | None | Non-Condensing | Single-Stage | 62000 | 46500 |  |  | 74 | 74 | Federally-Regulated Consumer Product | 1992-03-27 |  | 2019-06-06
Martin Industries | Martin | GWF55 | Vented Gravity Type Wall Furna | LPG | No Match | TRUE | FALSE | 1 | None | None | Non-Condensing | Single-Stage | 50000 | 35000 |  |  | 65 | 65 | Federally-Regulated Consumer Product | 1996-08-22 |  | 2019-06-06
Martin Industries | Warm Morning | V65L*P | Gravity Type Vented Room Heate | LPG | No Match | TRUE | FALSE | 1 | None | None | Non-Condensing | Single-Stage | 65000 | 45500 |  |  | 65 | 65 | Federally-Regulated Consumer Product | 1992-03-27 |  | 2019-06-06
Martin Industries | Warm Morning | V20RP | Gravity Type Vented Room Heate | LPG | No Match | TRUE | FALSE | 1 | None | None | Non-Condensing | Single-Stage | 20000 | 14000 |  |  | 58 | 58 | Federally-Regulated Consumer Product | 1992-03-27 |  | 2019-06-06
Martin Industries | Atlanta Stove | ASC35 | Vented Fan Type Wall Furnace | Natural Gas | No Match | TRUE | FALSE | 1 | None | None | Non-Condensing | Single-Stage | 30000 | 22500 |  |  | 73 | 73 | Federally-Regulated Consumer Product | 1992-03-27 |  | 2019-06-06
Martin Industries | Warm Morning | VR65**P | Gravity Type Vented Room Heate | LPG | No Match | TRUE | FALSE | 1 | None | None | Non-Condensing | Single-Stage | 65000 | 45500 |  |  | 65 | 65 | Federally-Regulated Consumer Product | 1992-03-27 |  | 2019-06-06
Martin Industries | Warm Morning | LSC25RP | Direct Vent Gravity Type Wall | LPG | No Match | TRUE | FALSE | 1 | None | None | Non-Condensing | Single-Stage | 25000 | 17500 |  |  | 63 | 63 | Federally-Regulated Consumer Product | 1992-03-27 |  | 2019-06-06
Martin Industries | Martin | V6950 | Gravity Type Vented Room Heate | Natural Gas | No Match | TRUE | FALSE | 1 | None | None | Non-Condensing | Single-Stage | 50000 | 35000 |  |  | 65 | 65 | Federally-Regulated Consumer Product | 1992-06-19 |  | 2019-06-06
Martin Industries | Atlanta Stove | ASC50 | Vented Fan Type Wall Furnace | LPG | No Match | TRUE | FALSE | 1 | None | None | Non-Condensing | Single-Stage | 50000 | 37500 |  |  | 74 | 74 | Federally-Regulated Consumer Product | 1992-03-27 |  | 2019-06-06
Martin Industries | Atlanta Stove | ADG30 | Direct Vent Gravity Type Wall | Natural Gas | No Match | TRUE | FALSE | 1 | None | None | Non-Condensing | Single-Stage | 27000 | 18900 |  |  | 63 | 63 | Federally-Regulated Consumer Product | 1996-04-29 |  | 2019-06-06
Martin Industries | Martin | F1430H | Gravity Type Floor Furnace | Natural Gas | No Match | TRUE | FALSE | 1 | None | None | Non-Condensing | Single-Stage | 30000 | 21000 |  |  | 56 | 56 | Non Federally-Regulated | 1988-10-05 |  | 2019-06-06
Martin Industries | Martin | LSC50XX | Vented Fan Type Wall Furnace | Natural Gas | No Match | TRUE | FALSE | 1 | None | None | Non-Condensing | Single-Stage | 50000 | 37500 |  |  | 74 | 74 | Federally-Regulated Consumer Product | 1996-04-29 |  | 2019-06-06
Martin Industries | Atlanta Stove | SVR350** | Gravity Type Vented Room Heate | Natural Gas | No Match | TRUE | FALSE | 1 | None | None | Non-Condensing | Single-Stage | 50000 | 35000 |  |  | 65 | 65 | Federally-Regulated Consumer Product | 1992-06-01 |  | 2019-06-06
Martin Industries | Martin | DG20 | Direct Vent Gravity Type Wall | Natural Gas | No Match | TRUE | FALSE | 1 | None | None | Non-Condensing | Single-Stage | 18000 | 12600 |  |  | 62 | 62 | Federally-Regulated Consumer Product | 1996-04-29 |  | 2019-06-06
Martin Industries | Martin | V6850 | Gravity Type Vented Room Heate | LPG | No Match | TRUE | FALSE | 1 | None | None | Non-Condensing | Single-Stage | 50000 | 35000 |  |  | 65 | 65 | Federally-Regulated Consumer Product | 1992-06-19 |  | 2019-06-06
Martin Industries | Warm Morning | VR40**P | Gravity Type Vented Room Heate | LPG | No Match | TRUE | FALSE | 1 | None | None | Non-Condensing | Single-Stage | 40000 | 28000 |  |  | 64 | 64 | Federally-Regulated Consumer Product | 1992-03-27 |  | 2019-06-06
Martin Industries | Atlanta Stove | ASC50 | Vented Fan Type Wall Furnace | Natural Gas | No Match | TRUE | FALSE | 1 | None | None | Non-Condensing | Single-Stage | 50000 | 37500 |  |  | 74 | 74 | Federally-Regulated Consumer Product | 1992-03-27 |  | 2019-06-06
Martin Industries | Martin | V6950 | Gravity Type Vented Room Heate | LPG | No Match | TRUE | FALSE | 1 | None | None | Non-Condensing | Single-Stage | 50000 | 35000 |  |  | 65 | 65 | Federally-Regulated Consumer Product | 1992-06-19 |  | 2019-06-06
Martin Industries | Warm Morning | LSC10RN | Direct Vent Gravity Type Wall | Natural Gas | No Match | TRUE | FALSE | 1 | None | None | Non-Condensing | Single-Stage | 10000 | 6500 |  |  | 59 | 59 | Federally-Regulated Consumer Product | 1992-03-27 |  | 2019-06-06
Martin Industries | Martin | DG30 | Direct Vent Gravity Type Wall | Natural Gas | No Match | TRUE | FALSE | 1 | None | None | Non-Condensing | Single-Stage | 27000 | 18900 |  |  | 63 | 63 | Federally-Regulated Consumer Product | 1996-04-29 |  | 2019-06-06
Martin Industries | Atlanta Stove | SV220 | Gravity Type Vented Room Heate | LPG | No Match | TRUE | FALSE | 1 | None | None | Non-Condensing | Single-Stage | 20000 | 14000 |  |  | 58 | 58 | Federally-Regulated Consumer Product | 1992-06-01 |  | 2019-06-06
Martin Industries | Atlanta Stove | SV250** | Gravity Type Vented Room Heate | LPG | No Match | TRUE | FALSE | 1 | None | None | Non-Condensing | Single-Stage | 50000 | 35000 |  |  | 65 | 65 | Federally-Regulated Consumer Product | 1992-06-01 |  | 2019-06-06
Martin Industries | Atlanta Stove | SVR340** | Gravity Type Vented Room Heate | LPG | No Match | TRUE | FALSE | 1 | None | None | Non-Condensing | Single-Stage | 40000 | 28000 |  |  | 64 | 64 | Federally-Regulated Consumer Product | 1992-06-01 |  | 2019-06-06
Martin Industries | Martin | DG10 | Direct Vent Gravity Type Wall | Natural Gas | No Match | TRUE | FALSE | 1 | None | None | Non-Condensing | Single-Stage | 10000 | 6500 |  |  | 59 | 59 | Federally-Regulated Consumer Product | 1996-04-29 |  | 2019-06-06
Martin Industries | Williams | 30FFH-2 | Gravity Type Floor Furnace | Natural Gas | No Match | TRUE | FALSE | 1 | None | None | Non-Condensing | Single-Stage | 30000 | 21000 |  |  | 56 | 56 | Non Federally-Regulated | 1988-01-29 |  | 2019-06-06
Martin Industries | Warm Morning | LSC65RP | Vented Fan Type Wall Furnace | LPG | No Match | TRUE | FALSE | 1 | None | None | Non-Condensing | Single-Stage | 62000 | 46500 |  |  | 74 | 74 | Federally-Regulated Consumer Product | 1992-03-27 |  | 2019-06-06
Martin Industries | Martin | GWF35 | Vented Gravity Type Wall Furna | LPG | No Match | TRUE | FALSE | 1 | None | None | Non-Condensing | Single-Stage | 32000 | 22400 |  |  | 64 | 64 | Federally-Regulated Consumer Product | 1996-08-22 |  | 2019-06-06
Martin Industries | Atlanta Stove | AGF25 | Vented Gravity Type Wall Furna | Natural Gas | No Match | TRUE | FALSE | 1 | None | None | Non-Condensing | Single-Stage | 25000 | 17500 |  |  | 63 | 63 | Federally-Regulated Consumer Product | 1996-08-22 |  | 2019-06-06
Martin Industries | Warm Morning | V20RN | Gravity Type Vented Room Heate | Natural Gas | No Match | TRUE | FALSE | 1 | None | None | Non-Condensing | Single-Stage | 20000 | 14000 |  |  | 58 | 58 | Federally-Regulated Consumer Product | 1992-03-27 |  | 2019-06-06
Martin Industries | Martin | V6970 | Gravity Type Vented Room Heate | LPG | No Match | TRUE | FALSE | 1 | None | None | Non-Condensing | Single-Stage | 70000 | 49000 |  |  | 65 | 65 | Federally-Regulated Consumer Product | 1992-06-19 |  | 2019-06-06
Martin Industries | Atlanta Stove | ASC50XX | Vented Fan Type Wall Furnace | LPG | No Match | TRUE | FALSE | 1 | None | None | Non-Condensing | Single-Stage | 50000 | 37500 |  |  | 74 | 74 | Federally-Regulated Consumer Product | 1996-04-29 |  | 2019-06-06
Martin Industries | Warm Morning | V50L*P | Gravity Type Vented Room Heate | LPG | No Match | TRUE | FALSE | 1 | None | None | Non-Condensing | Single-Stage | 50000 | 35000 |  |  | 65 | 65 | Federally-Regulated Consumer Product | 1992-03-27 |  | 2019-06-06
Martin Industries | Martin | GWF25 | Vented Gravity Type Wall Furna | LPG | No Match | TRUE | FALSE | 1 | None | None | Non-Condensing | Single-Stage | 25000 | 17500 |  |  | 63 | 63 | Federally-Regulated Consumer Product | 1996-08-22 |  | 2019-06-06
Martin Industries | Warm Morning | VR50**P | Gravity Type Vented Room Heate | LPG | No Match | TRUE | FALSE | 1 | None | None | Non-Condensing | Single-Stage | 50000 | 35000 |  |  | 65 | 65 | Federally-Regulated Consumer Product | 1992-03-27 |  | 2019-06-06
Martin Industries | Warm Morning | VR65**N | Gravity Type Vented Room Heate | Natural Gas | No Match | TRUE | FALSE | 1 | None | None | Non-Condensing | Single-Stage | 65000 | 45500 |  |  | 65 | 65 | Federally-Regulated Consumer Product | 1992-03-27 |  | 2019-06-06
Martin Industries | Atlanta Stove | ASC20 | Direct Vent Gravity Type Wall | LPG | No Match | TRUE | FALSE | 1 | None | None | Non-Condensing | Single-Stage | 20000 | 13000 |  |  | 63 | 63 | Federally-Regulated Consumer Product | 1992-03-27 |  | 2019-06-06
Martin Industries | Martin | GWF25 | Vented Gravity Type Wall Furna | Natural Gas | No Match | TRUE | FALSE | 1 | None | None | Non-Condensing | Single-Stage | 25000 | 17500 |  |  | 63 | 63 | Federally-Regulated Consumer Product | 1996-08-22 |  | 2019-06-06
Martin Industries | Atlanta Stove | SVR350** | Gravity Type Vented Room Heate | LPG | No Match | TRUE | FALSE | 1 | None | None | Non-Condensing | Single-Stage | 50000 | 35000 |  |  | 65 | 65 | Federally-Regulated Consumer Product | 1992-06-01 |  | 2019-06-06
Martin Industries | Martin | V2720 | Gravity Type Vented Room Heate | LPG | No Match | TRUE | FALSE | 1 | None | None | Non-Condensing | Single-Stage | 20000 | 14000 |  |  | 58 | 58 | Federally-Regulated Consumer Product | 1992-06-19 |  | 2019-06-06
Martin Industries | Atlanta Stove | SVR365** | Gravity Type Vented Room Heate | LPG | No Match | TRUE | FALSE | 1 | None | None | Non-Condensing | Single-Stage | 65000 | 45500 |  |  | 65 | 65 | Federally-Regulated Consumer Product | 1992-06-01 |  | 2019-06-06
Martin Industries | Martin | LSC50XX | Vented Fan Type Wall Furnace | LPG | No Match | TRUE | FALSE | 1 | None | None | Non-Condensing | Single-Stage | 50000 | 37500 |  |  | 74 | 74 | Federally-Regulated Consumer Product | 1996-04-29 |  | 2019-06-06
Martin Industries | Atlanta Stove | ASC10 | Direct Vent Gravity Type Wall | LPG | No Match | TRUE | FALSE | 1 | None | None | Non-Condensing | Single-Stage | 10000 | 6500 |  |  | 59 | 59 | Federally-Regulated Consumer Product | 1992-03-27 |  | 2019-06-06
Martin Industries | Martin | GWF55 | Vented Gravity Type Wall Furna | Natural Gas | No Match | TRUE | FALSE | 1 | None | None | Non-Condensing | Single-Stage | 50000 | 35000 |  |  | 65 | 65 | Federally-Regulated Consumer Product | 1996-08-22 |  | 2019-06-06
Martin Industries | Warm Morning | LSC20RN | Direct Vent Gravity Type Wall | Natural Gas | No Match | TRUE | FALSE | 1 | None | None | Non-Condensing | Single-Stage | 20000 | 13000 |  |  | 63 | 63 | Federally-Regulated Consumer Product | 1992-03-27 |  | 2019-06-06
Martin Industries | Atlanta Stove | SV220 | Gravity Type Vented Room Heate | Natural Gas | No Match | TRUE | FALSE | 1 | None | None | Non-Condensing | Single-Stage | 20000 | 14000 |  |  | 58 | 58 | Federally-Regulated Consumer Product | 1992-06-01 |  | 2019-06-06
Martin Industries | Martin | DG30 | Direct Vent Gravity Type Wall | LPG | No Match | TRUE | FALSE | 1 | None | None | Non-Condensing | Single-Stage | 27000 | 18900 |  |  | 63 | 63 | Federally-Regulated Consumer Product | 1996-04-29 |  | 2019-06-06
Martin Industries | Martin | V6835 | Gravity Type Vented Room Heate | LPG | No Match | TRUE | FALSE | 1 | None | None | Non-Condensing | Single-Stage | 35000 | 24500 |  |  | 64 | 64 | Federally-Regulated Consumer Product | 1992-06-19 |  | 2019-06-06
Martin Industries | Warm Morning | LSC50RP | Vented Fan Type Wall Furnace | LPG | No Match | TRUE | FALSE | 1 | None | None | Non-Condensing | Single-Stage | 50000 | 37500 |  |  | 74 | 74 | Federally-Regulated Consumer Product | 1992-03-27 |  | 2019-06-06
Martin Industries | Atlanta Stove | AGF35 | Vented Gravity Type Wall Furna | LPG | No Match | TRUE | FALSE | 1 | None | None | Non-Condensing | Single-Stage | 32000 | 22400 |  |  | 64 | 64 | Federally-Regulated Consumer Product | 1996-08-22 |  | 2019-06-06
Martin Industries | Martin | F1445H | Gravity Type Floor Furnace | Natural Gas | No Match | TRUE | FALSE | 1 | None | None | Non-Condensing | Single-Stage | 45000 | 31500 |  |  | 57 | 57 | Non Federally-Regulated | 1988-10-05 |  | 2019-06-06
Martin Industries | Martin | DG20 | Direct Vent Gravity Type Wall | LPG | No Match | TRUE | FALSE | 1 | None | None | Non-Condensing | Single-Stage | 18000 | 12600 |  |  | 62 | 62 | Federally-Regulated Consumer Product | 1996-04-29 |  | 2019-06-06
Martin Industries | Atlanta Stove | AGF35 | Vented Gravity Type Wall Furna | Natural Gas | No Match | TRUE | FALSE | 1 | None | None | Non-Condensing | Single-Stage | 32000 | 22400 |  |  | 64 | 64 | Federally-Regulated Consumer Product | 1996-08-22 |  | 2019-06-06
Martin Industries | Warm Morning | LSC30RN | Direct Vent Gravity Type Wall | Natural Gas | No Match | TRUE | FALSE | 1 | None | None | Non-Condensing | Single-Stage | 30000 | 21000 |  |  | 64 | 64 | Federally-Regulated Consumer Product | 1992-03-27 |  | 2019-06-06
Martin Industries | Martin | V6970 | Gravity Type Vented Room Heate | Natural Gas | No Match | TRUE | FALSE | 1 | None | None | Non-Condensing | Single-Stage | 70000 | 49000 |  |  | 65 | 65 | Federally-Regulated Consumer Product | 1992-06-19 |  | 2019-06-06
Martin Industries | Atlanta Stove | AGF55 | Vented Gravity Type Wall Furna | Natural Gas | No Match | TRUE | FALSE | 1 | None | None | Non-Condensing | Single-Stage | 50000 | 35000 |  |  | 65 | 65 | Federally-Regulated Consumer Product | 1996-08-22 |  | 2019-06-06
Martin Industries | Warm Morning | LSC30RP | Direct Vent Gravity Type Wall | LPG | No Match | TRUE | FALSE | 1 | None | None | Non-Condensing | Single-Stage | 30000 | 21000 |  |  | 64 | 64 | Federally-Regulated Consumer Product | 1992-03-27 |  | 2019-06-06
Martin Industries | Atlanta Stove | ASC35 | Vented Fan Type Wall Furnace | LPG | No Match | TRUE | FALSE | 1 | None | None | Non-Condensing | Single-Stage | 30000 | 22500 |  |  | 73 | 73 | Federally-Regulated Consumer Product | 1992-03-27 |  | 2019-06-06
Martin Industries | Atlanta Stove | AGF55 | Vented Gravity Type Wall Furna | LPG | No Match | TRUE | FALSE | 1 | None | None | Non-Condensing | Single-Stage | 50000 | 35000 |  |  | 65 | 65 | Federally-Regulated Consumer Product | 1996-08-22 |  | 2019-06-06
Martin Industries | Martin | V6835 | Gravity Type Vented Room Heate | Natural Gas | No Match | TRUE | FALSE | 1 | None | None | Non-Condensing | Single-Stage | 35000 | 24500 |  |  | 64 | 64 | Federally-Regulated Consumer Product | 1992-06-19 |  | 2019-06-06
Martin Industries | Atlanta Stove | AGF25 | Vented Gravity Type Wall Furna | LPG | No Match | TRUE | FALSE | 1 | None | None | Non-Condensing | Single-Stage | 25000 | 17500 |  |  | 63 | 63 | Federally-Regulated Consumer Product | 1996-08-22 |  | 2019-06-06
Martin Industries | Warm Morning | LSC25RN | Direct Vent Gravity Type Wall | Natural Gas | No Match | TRUE | FALSE | 1 | None | None | Non-Condensing | Single-Stage | 25000 | 17500 |  |  | 63 | 63 | Federally-Regulated Consumer Product | 1992-03-27 |  | 2019-06-06
Martin Industries | Atlanta Stove | SVR365** | Gravity Type Vented Room Heate | Natural Gas | No Match | TRUE | FALSE | 1 | None | None | Non-Condensing | Single-Stage | 65000 | 45500 |  |  | 65 | 65 | Federally-Regulated Consumer Product | 1992-06-01 |  | 2019-06-06
Martin Industries | Warm Morning | V65L*N | Gravity Type Vented Room Heate | Natural Gas | No Match | TRUE | FALSE | 1 | None | None | Non-Condensing | Single-Stage | 65000 | 45500 |  |  | 65 | 65 | Federally-Regulated Consumer Product | 1992-03-27 |  | 2019-06-06
Martin Industries | Atlanta Stove | ADG10 | Direct Vent Gravity Type Wall | LPG | No Match | TRUE | FALSE | 1 | None | None | Non-Condensing | Single-Stage | 10000 | 6500 |  |  | 59 | 59 | Federally-Regulated Consumer Product | 1996-04-29 |  | 2019-06-06
Martin Industries | Martin | DG10 | Direct Vent Gravity Type Wall | LPG | No Match | TRUE | FALSE | 1 | None | None | Non-Condensing | Single-Stage | 10000 | 6500 |  |  | 59 | 59 | Federally-Regulated Consumer Product | 1996-04-29 |  | 2019-06-06
Martin Industries | Atlanta Stove | ADG30 | Direct Vent Gravity Type Wall | LPG | No Match | TRUE | FALSE | 1 | None | None | Non-Condensing | Single-Stage | 27000 | 18900 |  |  | 63 | 63 | Federally-Regulated Consumer Product | 1996-04-29 |  | 2019-06-06
Martin Industries | Warm Morning | LSC35RN | Vented Fan Type Wall Furnace | Natural Gas | No Match | TRUE | FALSE | 1 | None | None | Non-Condensing | Single-Stage | 30000 | 22500 |  |  | 73 | 73 | Federally-Regulated Consumer Product | 1992-03-27 |  | 2019-06-06
Martin Industries | Warm Morning | VR50**N | Gravity Type Vented Room Heate | Natural Gas | No Match | TRUE | FALSE | 1 | None | None | Non-Condensing | Single-Stage | 50000 | 35000 |  |  | 65 | 65 | Federally-Regulated Consumer Product | 1992-03-27 |  | 2019-06-06
Martin Industries | Atlanta Stove | ADG20 | Direct Vent Gravity Type Wall | LPG | No Match | TRUE | FALSE | 1 | None | None | Non-Condensing | Single-Stage | 18000 | 12600 |  |  | 62 | 62 | Federally-Regulated Consumer Product | 1996-04-29 |  | 2019-06-06
New Buck | Buck Stove | 19 | Gravity Type Vented Room Heate | LPG | No Match | TRUE | FALSE | 1 | None | None | Non-Condensing | Single-Stage | 34000 | 26180 |  |  | 77 | 64 | Federally-Regulated Consumer Product | 1995-04-21 |  | 2019-06-06
New Buck | Buck Stove | 66 | Gravity Type Vented Room Heate | LPG | No Match | TRUE | FALSE | 1 | None | None | Non-Condensing | Single-Stage | 40000 | 32400 |  |  | 81 | 64 | Federally-Regulated Consumer Product | 1995-04-21 |  | 2019-06-06
New Buck | Buck Stove | 60 | Gravity Type Vented Room Heate | LPG | No Match | TRUE | FALSE | 1 | None | None | Non-Condensing | Single-Stage | 40000 | 31120 |  |  | 73.5 | 64 | Federally-Regulated Consumer Product | 1992-04-28 |  | 2019-06-06
New Buck | Buck Stove | 25 | Gravity Type Vented Room Heate | Natural Gas | No Match | TRUE | FALSE | 1 | None | None | Non-Condensing | Single-Stage | 25000 | 18375 |  |  | 69.3 | 63 | Federally-Regulated Consumer Product | 1992-04-28 |  | 2019-06-06
New Buck | Buck Stove | 60 | Gravity Type Vented Room Heate | Natural Gas | No Match | TRUE | FALSE | 1 | None | None | Non-Condensing | Single-Stage | 40000 | 31360 |  |  | 74 | 64 | Federally-Regulated Consumer Product | 1992-04-28 |  | 2019-06-06
New Buck | Buck Stove | 19 | Gravity Type Vented Room Heate | Natural Gas | No Match | TRUE | FALSE | 1 | None | None | Non-Condensing | Single-Stage | 34000 | 25840 |  |  | 76 | 64 | Federally-Regulated Consumer Product | 1995-04-21 |  | 2019-06-06
New Buck | Buck Stove | 66 | Gravity Type Vented Room Heate | Natural Gas | No Match | TRUE | FALSE | 1 | None | None | Non-Condensing | Single-Stage | 40000 | 31200 |  |  | 78 | 64 | Federally-Regulated Consumer Product | 1995-04-21 |  | 2019-06-06
New Buck | Buck Stove | 25 | Gravity Type Vented Room Heate | LPG | No Match | TRUE | FALSE | 1 | None | None | Non-Condensing | Single-Stage | 25000 | 19000 |  |  | 71.6 | 63 | Federally-Regulated Consumer Product | 1992-04-28 |  | 2019-06-06
New Buck | Buck Stove | 61 | Gravity Type Vented Room Heate | Natural Gas | No Match | TRUE | FALSE | 1 | None | None | Non-Condensing | Single-Stage | 40000 | 31200 |  |  | 78 | 64 | Federally-Regulated Consumer Product | 1995-04-21 |  | 2019-06-06
New Buck | Buck Stove | 61 | Gravity Type Vented Room Heate | LPG | No Match | TRUE | FALSE | 1 | None | None | Non-Condensing | Single-Stage | 40000 | 32400 |  |  | 81 | 64 | Federally-Regulated Consumer Product | 1995-04-21 |  | 2019-06-06
New Buck | Buck Stove | 40 | Gravity Type Vented Room Heate | Natural Gas | No Match | TRUE | FALSE | 1 | None | None | Non-Condensing | Single-Stage | 26500 | 19292 |  |  | 68.6 | 63 | Federally-Regulated Consumer Product | 1992-04-28 |  | 2019-06-06
New Buck | Buck Stove | 40 | Gravity Type Vented Room Heate | LPG | No Match | TRUE | FALSE | 1 | None | None | Non-Condensing | Single-Stage | 26500 | 20246 |  |  | 72.1 | 63 | Federally-Regulated Consumer Product | 1992-04-28 |  | 2019-06-06
Archgard Industries, Ltd. | Optima 40 Free Standing | OF40RP | Gravity Type Vented Room Heate | LPG | No Match | TRUE | FALSE | 1 | None | None | Non-Condensing | Single-Stage | 24000 | 18720 |  |  | 71 | 63 | Federally-Regulated Consumer Product | 1996-04-23 |  | 2019-06-06
Archgard Industries, Ltd. | Optima 30 Insert | OI30TP | Gravity Type Vented Room Heate | LPG | No Match | TRUE | FALSE | 1 | None | None | Non-Condensing | Single-Stage | 24000 | 18720 |  |  | 71 | 63 | Federally-Regulated Consumer Product | 1996-04-23 |  | 2019-06-06
Archgard Industries, Ltd. | Archgard Industries, Ltd. | OI20OPTIMA | Gravity Type Vented Room Heate | Natural Gas | No Match | TRUE | FALSE | 1 | None | None | Non-Condensing | Single-Stage | 24000 | 18720 |  |  | 71 | 63 | Federally-Regulated Consumer Product | 2002-10-29 |  | 2019-06-06
Archgard Industries, Ltd. | Optima 40 Free Standing | OF40RN | Gravity Type Vented Room Heate | Natural Gas | No Match | TRUE | FALSE | 1 | None | None | Non-Condensing | Single-Stage | 24000 | 18720 |  |  | 71 | 63 | Federally-Regulated Consumer Product | 1996-04-23 |  | 2019-06-06
Archgard Industries, Ltd. | Archgard Industries, Ltd. | DV38DT | Direct Vent Gravity Type Wall | Natural Gas | No Match | TRUE | FALSE | 1 | None | None | Non-Condensing | Single-Stage | 20000 | 15500 |  |  | 72.5 | 63 | Federally-Regulated Consumer Product | 2002-10-29 |  | 2019-06-06
Archgard Industries, Ltd. | Optima 30 Insert | OI30RN | Gravity Type Vented Room Heate | Natural Gas | No Match | TRUE | FALSE | 1 | None | None | Non-Condensing | Single-Stage | 24000 | 18720 |  |  | 71 | 63 | Federally-Regulated Consumer Product | 1996-04-23 |  | 2019-06-06
Archgard Industries, Ltd. | Archgard Industries, Ltd. | DV42ENORTHFIRE | Direct Vent Gravity Type Wall | Natural Gas | No Match | TRUE | FALSE | 1 | None | None | Non-Condensing | Single-Stage | 25000 | 19500 |  |  | 72 | 63 | Federally-Regulated Consumer Product | 2002-10-29 |  | 2019-06-06
Archgard Industries, Ltd. | Optima 30 Insert | OI30RP | Gravity Type Vented Room Heate | LPG | No Match | TRUE | FALSE | 1 | None | None | Non-Condensing | Single-Stage | 24000 | 18720 |  |  | 71 | 63 | Federally-Regulated Consumer Product | 1996-04-23 |  | 2019-06-06
Archgard Industries, Ltd. | Archgard Industries, Ltd. | D125RN | Gravity Type Vented Room Heate | Natural Gas | No Match | TRUE | FALSE | 1 | None | None | Non-Condensing | Single-Stage | 20000 | 15500 |  |  | 72.5 | 58 | Federally-Regulated Consumer Product | 1998-06-01 |  | 2019-06-06
Archgard Industries, Ltd. | Archgard Industries, Ltd. | OI35OPTIMA | Gravity Type Vented Room Heate | Natural Gas | No Match | TRUE | FALSE | 1 | None | None | Non-Condensing | Single-Stage | 35000 | 27300 |  |  | 71.2 | 64 | Federally-Regulated Consumer Product | 2002-10-29 |  | 2019-06-06
Archgard Industries, Ltd. | Optima 30 Insert | OI30TN | Gravity Type Vented Room Heate | Natural Gas | No Match | TRUE | FALSE | 1 | None | None | Non-Condensing | Single-Stage | 24000 | 18720 |  |  | 71 | 63 | Federally-Regulated Consumer Product | 1996-04-23 |  | 2019-06-06
Archgard Industries, Ltd. | Archgard Industries, Ltd. | DV42NORTHFIRE | Direct Vent Gravity Type Wall | Natural Gas | No Match | TRUE | FALSE | 1 | None | None | Non-Condensing | Single-Stage | 40000 | 31600 |  |  | 72.5 | 64 | Federally-Regulated Consumer Product | 2002-10-29 |  | 2019-06-06
Archgard Industries, Ltd. | Archgard Industries, Ltd. | FH520 | Direct Vent Gravity Type Wall | Natural Gas | No Match | TRUE | FALSE | 1 | None | None | Non-Condensing | Single-Stage | 20000 | 15500 |  |  | 72.5 | 63 | Federally-Regulated Consumer Product | 2002-10-29 |  | 2019-06-06
Archgard Industries, Ltd. | Archgard Industries, Ltd. | D125RP | Gravity Type Vented Room Heate | LPG | No Match | TRUE | FALSE | 1 | None | None | Non-Condensing | Single-Stage | 20000 | 15500 |  |  | 72.5 | 58 | Federally-Regulated Consumer Product | 1998-06-01 |  | 2019-06-06
Archgard Industries, Ltd. | Archgard Industries, Ltd. | DV38D | Direct Vent Gravity Type Wall | Natural Gas | No Match | TRUE | FALSE | 1 | None | None | Non-Condensing | Single-Stage | 20000 | 15500 |  |  | 72.5 | 63 | Federally-Regulated Consumer Product | 2002-10-29 |  | 2019-06-06
Archgard Industries, Ltd. | Optima 40 Free Standing | OF40P | Gravity Type Vented Room Heate | LPG | No Match | TRUE | FALSE | 1 | None | None | Non-Condensing | Single-Stage | 24000 | 18720 |  |  | 71 | 63 | Federally-Regulated Consumer Product | 1996-04-23 |  | 2019-06-06
Archgard Industries, Ltd. | Archgard Industries, Ltd. | DV55RN | Direct Vent Gravity Type Wall | Natural Gas | No Match | TRUE | FALSE | 1 | None | None | Non-Condensing | Single-Stage | 32000 | 24500 |  |  | 71.2 | 64 | Federally-Regulated Consumer Product | 1998-06-01 |  | 2019-06-06
Archgard Industries, Ltd. | Archgard Industries, Ltd. | DV55RP | Direct Vent Gravity Type Wall | LPG | No Match | TRUE | FALSE | 1 | None | None | Non-Condensing | Single-Stage | 32000 | 24500 |  |  | 71.2 | 64 | Federally-Regulated Consumer Product | 1998-06-01 |  | 2019-06-06
Archgard Industries, Ltd. | Archgard Industries, Ltd. | DV45OPTIMA | Direct Vent Gravity Type Wall | Natural Gas | No Match | TRUE | FALSE | 1 | None | None | Non-Condensing | Single-Stage | 30000 | 24000 |  |  | 73 | 64 | Federally-Regulated Consumer Product | 2002-10-29 |  | 2019-06-06
Archgard Industries, Ltd. | Optima 40 Free Standing | OF40N | Gravity Type Vented Room Heate | Natural Gas | No Match | TRUE | FALSE | 1 | None | None | Non-Condensing | Single-Stage | 24000 | 18720 |  |  | 71 | 63 | Federally-Regulated Consumer Product | 1996-04-23 |  | 2019-06-06
Archgard Industries, Ltd. | Archgard Industries, Ltd. | DVT 500 | Gravity Type Vented Room Heate | Natural Gas | No Match | TRUE | FALSE | 1 | None | None | Non-Condensing | Single-Stage | 24000 | 18720 |  |  | 71 | 63 | Federally-Regulated Consumer Product | 1997-04-02 |  | 2019-06-06
Archgard Industries, Ltd. | Archgard Industries, Ltd. | DVT 500P | Gravity Type Vented Room Heate | LPG | No Match | TRUE | FALSE | 1 | None | None | Non-Condensing | Single-Stage | 24000 | 18720 |  |  | 71 | 63 | Federally-Regulated Consumer Product | 1997-04-02 |  | 2019-06-06
Archgard Industries, Ltd. | Archgard Industries, Ltd. | DV70OPTIMA | Direct Vent Gravity Type Wall | Natural Gas | No Match | TRUE | FALSE | 1 | None | None | Non-Condensing | Single-Stage | 30000 | 24000 |  |  | 73 | 64 | Federally-Regulated Consumer Product | 2002-10-29 |  | 2019-06-06
Archgard Industries, Ltd. | Archgard Industries, Ltd. | DV32OPTIMA | Direct Vent Gravity Type Wall | Natural Gas | No Match | TRUE | FALSE | 1 | None | None | Non-Condensing | Single-Stage | 32000 | 24500 |  |  | 71.2 | 64 | Federally-Regulated Consumer Product | 2002-10-29 |  | 2019-06-06
Monitor Products, Inc. | Monitor | 422 | Gravity Type Vented Room Heate | Oil | No Match | FALSE | FALSE | 1 | None | None | Non-Condensing | Single-Stage | 20815 | 17885 |  |  | 81.8 | 63 | Federally-Regulated Consumer Product | 1995-06-02 |  | 2019-06-06
Monitor Products, Inc. | Monitor | 441 | Gravity Type Vented Room Heate | Oil | No Match | FALSE | FALSE | 1 | None | None | Non-Condensing | Single-Stage | 42820 | 35419 |  |  | 83.3 | 64 | Federally-Regulated Consumer Product | 1995-06-02 |  | 2019-06-06
Cozy Heating Systems, LLC | Cozy | WOW253* | Direct Vent Fan Type Wall Furn | Natural Gas | Induced Draft | FALSE | FALSE | 1 |  | None | Non-Condensing | Single-Stage | 20000 | 15000 | 141 |  | 75 | 75 | Federally-Regulated Consumer Product | 2018-04-26 |  | 2020-01-21
Cozy Heating Systems, LLC | Cozy | WOW403* | Direct Vent Fan Type Wall Furn | Natural Gas | Induced Draft | FALSE | FALSE | 1 |  | None | Non-Condensing | Single-Stage | 40000 | 29500 | 191 |  | 75 | 75 | Federally-Regulated Consumer Product | 2018-04-26 |  | 2020-01-21
Rinnai America | Rinnai | EX38CT (RHFE-1005FTA2) | Direct Vent Fan Type Wall Furn | Natural Gas | Injection Type | FALSE | FALSE | 1 |  | None | Non-Condensing | Step Modulating | 38400 | 31500 | 117 |  | 80 | 75 | Federally-Regulated Consumer Product | 2018-04-30 |  | 2020-07-16
Rinnai America | Rinnai | EX38CT (RHFE-1005FTA2) | Direct Vent Fan Type Wall Furn | LPG | Injection Type | FALSE | FALSE | 1 |  | None | Non-Condensing | Step Modulating | 38400 | 31500 | 117 |  | 80 | 75 | Federally-Regulated Consumer Product | 2018-04-30 |  | 2020-07-16
Rinnai America | Rinnai | EX11CT (RHFE-265FTA2) | Direct Vent Fan Type Wall Furn | Natural Gas | Injection Type | FALSE | FALSE | 1 |  | None | Non-Condensing | Step Modulating | 11000 | 9000 | 6 |  | 81 | 75 | Federally-Regulated Consumer Product | 2018-04-30 |  | 2020-07-16
Rinnai America | Rinnai | EX22CT (RHFE-559FTA2) | Direct Vent Fan Type Wall Furn | Natural Gas | Injection Type | FALSE | FALSE | 1 |  | None | Non-Condensing | Step Modulating | 21500 | 17300 | 6 |  | 81 | 75 | Federally-Regulated Consumer Product | 2018-04-30 |  | 2020-07-16
Rinnai America | Rinnai | EX22CT (RHFE-559FTA2) | Direct Vent Fan Type Wall Furn | LPG | Injection Type | FALSE | FALSE | 1 |  | None | Non-Condensing | Step Modulating | 21500 | 17300 | 6 |  | 81 | 75 | Federally-Regulated Consumer Product | 2018-04-30 |  | 2020-07-16
Rinnai America | Rinnai | EX11CT (RHFE-265FTA2) | Direct Vent Fan Type Wall Furn | LPG | Injection Type | FALSE | FALSE | 1 |  | None | Non-Condensing | Step Modulating | 11000 | 9000 | 6 |  | 81 | 75 | Federally-Regulated Consumer Product | 2018-04-30 |  | 2020-07-16
Rinnai America | Rinnai | EX08CT (RHFE-202FTA2) | Direct Vent Fan Type Wall Furn | Natural Gas | Injection Type | FALSE | FALSE | 1 |  | None | Non-Condensing | Step Modulating | 8000 | 6604 | 6 |  | 82 | 75 | Federally-Regulated Consumer Product | 2018-04-30 |  | 2020-07-16
Rinnai America | Rinnai | EX08CT (RHFE-202FTA2) | Direct Vent Fan Type Wall Furn | LPG | Injection Type | FALSE | FALSE | 1 |  | None | Non-Condensing | Step Modulating | 8000 | 6604 | 6 |  | 82 | 75 | Federally-Regulated Consumer Product | 2018-04-30 |  | 2020-07-16
Empire Comfort Systems | Empire | FAW-55SPP-1 | Vented Fan Type Wall Furnace | LPG | Pressure | TRUE | FALSE | 1 |  | None | Non-Condensing | Single-Stage | 55000 | 42000 | 204 |  | 76 | 76 | Federally-Regulated Consumer Product | 2018-04-30 |  | 2020-07-16
Empire Comfort Systems | Empire | GWT25W-2 | Vented Gravity Type Wall Furna | LPG | Pressure | TRUE | FALSE | 0 |  | None | Non-Condensing | Single-Stage | 25000 | 17500 |  |  | 70 | 65 | Federally-Regulated Consumer Product | 2018-04-30 |  | 2020-07-16
Empire Comfort Systems | Empire | 7088X-1 | Gravity Type Floor Furnace | Natural Gas | Pressure | TRUE | FALSE | 0 |  | None | Non-Condensing | Single-Stage | 65000 | 45500 |  |  | 58 | 58 | Federally-Regulated Consumer Product | 2018-04-30 |  | 2020-07-16
Empire Comfort Systems | Empire | FAW40SPP | Vented Fan Type Wall Furnace | LPG | Pressure | TRUE | FALSE | 1 |  | None | Non-Condensing | Single-Stage | 40000 | 31000 | 168 |  | 75 | 75 | Federally-Regulated Consumer Product | 2018-04-30 |  | 2020-07-16
Empire Comfort Systems | Empire | GWT-50-3(SG-RB) | Vented Gravity Type Wall Furna | Natural Gas | Pressure | TRUE | FALSE | 1 |  | None | Non-Condensing | Single-Stage | 50000 | 35000 |  |  | 67 | 67 | Federally-Regulated Consumer Product | 2018-04-30 |  | 2020-07-16
Empire Comfort Systems | Empire | RH50B-7 | Gravity Type Vented Room Heate | Natural Gas | Pressure | TRUE | FALSE | 1 |  | None | Non-Condensing | Single-Stage | 50000 | 35000 |  |  | 68 | 68 | Federally-Regulated Consumer Product | 2018-04-30 |  | 2020-07-16
Empire Comfort Systems | Empire | DV35-4SG | Direct Vent Gravity Type Wall | Natural Gas | Pressure | TRUE | FALSE | 0 |  | None | Non-Condensing | Single-Stage | 35000 | 24500 |  |  | 66 | 66 | Federally-Regulated Consumer Product | 2018-04-30 |  | 2020-07-16
Empire Comfort Systems | Empire | 5088X-1 | Gravity Type Floor Furnace | LPG | Pressure | TRUE | FALSE | 0 |  | None | Non-Condensing | Single-Stage | 45000 | 31500 |  |  | 58 | 58 | Federally-Regulated Consumer Product | 2018-04-30 |  | 2020-07-16
Empire Comfort Systems | Empire | DV25-5SG | Direct Vent Gravity Type Wall | Natural Gas | Pressure | TRUE | FALSE | 0 |  | None | Non-Condensing | Single-Stage | 25000 | 17500 |  |  | 65 | 65 | Federally-Regulated Consumer Product | 2018-04-30 |  | 2020-07-16
Empire Comfort Systems | Empire | 5088X-1 | Gravity Type Floor Furnace | Natural Gas | Pressure | TRUE | FALSE | 0 |  | None | Non-Condensing | Single-Stage | 45000 | 31500 |  |  | 58 | 58 | Federally-Regulated Consumer Product | 2018-04-30 |  | 2020-07-16
Empire Comfort Systems | Empire | DVC35IPX-1 | Direct Vent Fan Type Wall Furn | Natural Gas | Pressure | FALSE | FALSE | 1 |  | None | Non-Condensing | Single-Stage | 35000 | 27700 | 168 |  | 75 | 75 | Federally-Regulated Consumer Product | 2018-04-30 |  | 2020-07-16
Empire Comfort Systems | Empire | DVC55IPX-1 | Direct Vent Fan Type Wall Furn | Natural Gas | Pressure | FALSE | FALSE | 1 |  | None | Non-Condensing | Single-Stage | 55000 | 43000 | 204 |  | 76 | 76 | Federally-Regulated Consumer Product | 2018-04-30 |  | 2020-07-16
Empire Comfort Systems | Empire | DV210-10SG | Direct Vent Gravity Type Wall | Natural Gas | Pressure | TRUE | FALSE | 0 |  | None | Non-Condensing | Single-Stage | 10000 | 7000 |  |  | 65 | 65 | Federally-Regulated Consumer Product | 2018-04-30 |  | 2020-07-16
Empire Comfort Systems | Empire | GWT25W-2 | Vented Gravity Type Wall Furna | Natural Gas | Pressure | TRUE | FALSE | 0 |  | None | Non-Condensing | Single-Stage | 25000 | 17500 |  |  | 70 | 65 | Federally-Regulated Consumer Product | 2018-04-30 |  | 2020-07-16
Empire Comfort Systems | Empire | DV210SGX | Direct Vent Gravity Type Wall | Natural Gas | Pressure | TRUE | FALSE | 0 |  | None | Non-Condensing | Single-Stage | 10000 | 7000 |  |  | 65 | 65 | Federally-Regulated Consumer Product | 2018-04-30 |  | 2020-07-16
Empire Comfort Systems | Empire | DV-40E-(1-99) | Vented Fan Type Wall Furnace | LPG | Induced Draft | FALSE | FALSE | 1 |  | None | Non-Condensing | Single-Stage | 40000 | 32600 | 174 |  | 80 | 75 | Federally-Regulated Consumer Product | 2018-04-30 |  | 2020-07-16
Empire Comfort Systems | Empire | FAW55SPPX-1 | Vented Fan Type Wall Furnace | LPG | Pressure | TRUE | FALSE | 1 |  | None | Non-Condensing | Single-Stage | 55000 | 42000 | 204 |  | 76 | 76 | Federally-Regulated Consumer Product | 2018-04-30 |  | 2020-07-16
Empire Comfort Systems | Empire | FAW40SPPX-1 | Vented Fan Type Wall Furnace | Natural Gas | Pressure | TRUE | FALSE | 1 |  | None | Non-Condensing | Single-Stage | 40000 | 31000 | 168 |  | 75 | 75 | Federally-Regulated Consumer Product | 2018-04-30 |  | 2020-07-16
Empire Comfort Systems | Empire | DVC35IPX-1 | Direct Vent Fan Type Wall Furn | LPG | Pressure | FALSE | FALSE | 1 |  | None | Non-Condensing | Single-Stage | 35000 | 27700 | 168 |  | 75 | 75 | Federally-Regulated Consumer Product | 2018-04-30 |  | 2020-07-16
Empire Comfort Systems | Empire | GWT-50-3(SG-RB) | Vented Gravity Type Wall Furna | LPG | Pressure | TRUE | FALSE | 1 |  | None | Non-Condensing | Single-Stage | 50000 | 35000 |  |  | 67 | 67 | Federally-Regulated Consumer Product | 2018-04-30 |  | 2020-07-16
Empire Comfort Systems | Empire | FAW-55SPP-1 | Vented Fan Type Wall Furnace | Natural Gas | Pressure | TRUE | FALSE | 1 |  | None | Non-Condensing | Single-Stage | 55000 | 42000 | 204 |  | 76 | 76 | Federally-Regulated Consumer Product | 2018-04-30 |  | 2020-07-16
Empire Comfort Systems | Empire | DV210SGX | Direct Vent Gravity Type Wall | LPG | Pressure | TRUE | FALSE | 0 |  | None | Non-Condensing | Single-Stage | 10000 | 7000 |  |  | 65 | 65 | Federally-Regulated Consumer Product | 2018-04-30 |  | 2020-07-16
Empire Comfort Systems | Empire | FAW55SPPX-1 | Vented Fan Type Wall Furnace | Natural Gas | Pressure | TRUE | FALSE | 1 |  | None | Non-Condensing | Single-Stage | 55000 | 42000 | 204 |  | 76 | 76 | Federally-Regulated Consumer Product | 2018-04-30 |  | 2020-07-16
Empire Comfort Systems | Empire | DVC55SPPX-1 | Direct Vent Fan Type Wall Furn | Natural Gas | Pressure | TRUE | FALSE | 1 |  | None | Non-Condensing | Single-Stage | 55000 | 43000 | 204 |  | 76 | 76 | Federally-Regulated Consumer Product | 2018-04-30 |  | 2020-07-16
Empire Comfort Systems | Empire | FAW40SPP | Vented Fan Type Wall Furnace | Natural Gas | Pressure | TRUE | FALSE | 1 |  | None | Non-Condensing | Single-Stage | 40000 | 31000 | 168 |  | 75 | 75 | Federally-Regulated Consumer Product | 2018-04-30 |  | 2020-07-16
Empire Comfort Systems | Empire | DV-40E-(1-99) | Vented Fan Type Wall Furnace | Natural Gas | Induced Draft | FALSE | FALSE | 1 |  | None | Non-Condensing | Single-Stage | 40000 | 32600 | 174 |  | 80 | 75 | Federally-Regulated Consumer Product | 2018-04-30 |  | 2020-07-16
Empire Comfort Systems | Empire | RH50B-7 | Gravity Type Vented Room Heate | LPG | Pressure | TRUE | FALSE | 1 |  | None | Non-Condensing | Single-Stage | 50000 | 35000 |  |  | 68 | 68 | Federally-Regulated Consumer Product | 2018-04-30 |  | 2020-07-16
Empire Comfort Systems | Empire | DV210-10SG | Direct Vent Gravity Type Wall | LPG | Pressure | TRUE | FALSE | 0 |  | None | Non-Condensing | Single-Stage | 10000 | 7000 |  |  | 65 | 65 | Federally-Regulated Consumer Product | 2018-04-30 |  | 2020-07-16
Empire Comfort Systems | Empire | DVC55SPPX-1 | Direct Vent Fan Type Wall Furn | LPG | Pressure | TRUE | FALSE | 1 |  | None | Non-Condensing | Single-Stage | 55000 | 43000 | 204 |  | 76 | 76 | Federally-Regulated Consumer Product | 2018-04-30 |  | 2020-07-16
Empire Comfort Systems | Empire | DV35-4SG | Direct Vent Gravity Type Wall | LPG | Pressure | TRUE | FALSE | 0 |  | None | Non-Condensing | Single-Stage | 35000 | 24500 |  |  | 66 | 66 | Federally-Regulated Consumer Product | 2018-04-30 |  | 2020-07-16
Empire Comfort Systems | Empire | HW250GW0XX1-3 | Vented Gravity Type Wall Furna | LPG | Pressure | TRUE | FALSE | 0 |  | None | Non-Condensing | Single-Stage | 25000 | 17500 |  |  | 70 | 65 | Federally-Regulated Consumer Product | 2018-04-30 |  | 2020-07-16
Empire Comfort Systems | Empire | FAW40SPPX-1 | Vented Fan Type Wall Furnace | LPG | Pressure | TRUE | FALSE | 1 |  | None | Non-Condensing | Single-Stage | 40000 | 31000 | 168 |  | 75 | 75 | Federally-Regulated Consumer Product | 2018-04-30 |  | 2020-07-16
Empire Comfort Systems | Empire | HWDV081X-1 | Direct Vent Gravity Type Wall | LPG | Pressure | TRUE | FALSE | 0 |  | None | Non-Condensing | Single-Stage | 8000 | 5360 |  |  | 65 | 65 | Federally-Regulated Consumer Product | 2018-04-30 |  | 2020-07-16
Empire Comfort Systems | Empire | DVC55IPX-1 | Direct Vent Fan Type Wall Furn | LPG | Pressure | FALSE | FALSE | 1 |  | None | Non-Condensing | Single-Stage | 55000 | 43000 | 204 |  | 76 | 76 | Federally-Regulated Consumer Product | 2018-04-30 |  | 2020-07-16
Empire Comfort Systems | Empire | 7088X-1 | Gravity Type Floor Furnace | LPG | Pressure | TRUE | FALSE | 0 |  | None | Non-Condensing | Single-Stage | 65000 | 45500 |  |  | 58 | 58 | Federally-Regulated Consumer Product | 2018-04-30 |  | 2020-07-16
Empire Comfort Systems | Empire | HWDV081X-1 | Direct Vent Gravity Type Wall | Natural Gas | Pressure | TRUE | FALSE | 0 |  | None | Non-Condensing | Single-Stage | 8000 | 5360 |  |  | 65 | 65 | Federally-Regulated Consumer Product | 2018-04-30 |  | 2020-07-16
Empire Comfort Systems | Empire | HW250GW0XX1-3 | Vented Gravity Type Wall Furna | Natural Gas | Pressure | TRUE | FALSE | 0 |  | None | Non-Condensing | Single-Stage | 25000 | 17500 |  |  | 70 | 65 | Federally-Regulated Consumer Product | 2018-04-30 |  | 2020-07-16
Cozy Heating Systems, LLC | Cozy | HEDV253A | Direct Vent Fan Type Wall Furn | Natural Gas | Induced Draft | FALSE | FALSE | 1 |  | None | Non-Condensing | Single-Stage | 25000 | 20000 | 123 |  | 80 | 75 | Federally-Regulated Consumer Product | 2017-07-24 |  | 2020-07-16
Cozy Heating Systems, LLC | Cozy | W356G | Vented Gravity Type Wall Furna | LPG | Injection Type | TRUE | FALSE | 0 |  | None | Non-Condensing | Single-Stage | 35000 | 24000 |  |  | 66 | 66 | Federally-Regulated Consumer Product | 2018-04-26 |  | 2020-07-16
Cozy Heating Systems, LLC | Cozy | CDV255C | Direct Vent Gravity Type Wall | Natural Gas | Injection Type | TRUE | FALSE | 0 |  | None | Non-Condensing | Single-Stage | 25000 | 17500 |  |  | 65 | 65 | Federally-Regulated Consumer Product | 2018-04-26 |  | 2020-07-16
Cozy Heating Systems, LLC | Cozy | CDV156C | Direct Vent Gravity Type Wall | LPG | Injection Type | TRUE | FALSE | 0 |  | None | Non-Condensing | Single-Stage | 15000 | 10000 |  |  | 65 | 65 | Federally-Regulated Consumer Product | 2018-04-26 |  | 2020-07-16
Cozy Heating Systems, LLC | Cozy | VC201B | Gravity Type Vented Room Heate | Natural Gas | Injection Type | TRUE | FALSE | 0 |  | None | Non-Condensing | Single-Stage | 20000 | 14000 |  |  | 61 | 61 | Federally-Regulated Consumer Product | 2018-04-26 |  | 2020-07-16
Cozy Heating Systems, LLC | Cozy | W256G | Vented Gravity Type Wall Furna | LPG | Injection Type | TRUE | FALSE | 0 |  | None | Non-Condensing | Single-Stage | 25000 | 16500 |  |  | 70 | 65 | Federally-Regulated Consumer Product | 2018-04-26 |  | 2020-07-16
Cozy Heating Systems, LLC | Cozy | CDV256C | Direct Vent Gravity Type Wall | LPG | Injection Type | TRUE | FALSE | 0 |  | None | Non-Condensing | Single-Stage | 25000 | 17500 |  |  | 65 | 65 | Federally-Regulated Consumer Product | 2018-04-26 |  | 2020-07-16
Cozy Heating Systems, LLC | Cozy | DVCF553C | Direct Vent Fan Type Wall Furn | Natural Gas | Injection Type | TRUE | FALSE | 1 |  | None | Non-Condensing | Single-Stage | 55000 | 44000 | 156 |  | 76 | 76 | Federally-Regulated Consumer Product | 2018-04-26 |  | 2020-07-16
Cozy Heating Systems, LLC | Cozy | W355G | Vented Gravity Type Wall Furna | Natural Gas | Injection Type | TRUE | FALSE | 0 |  | None | Non-Condensing | Single-Stage | 35000 | 24000 |  |  | 66 | 66 | Federally-Regulated Consumer Product | 2018-04-26 |  | 2020-07-16
Cozy Heating Systems, LLC | Cozy | W255G | Vented Gravity Type Wall Furna | Natural Gas | Injection Type | TRUE | FALSE | 0 |  | None | Non-Condensing | Single-Stage | 25000 | 16500 |  |  | 70 | 65 | Federally-Regulated Consumer Product | 2018-04-26 |  | 2020-07-16
Cozy Heating Systems, LLC | Cozy | CF403D | Vented Fan Type Wall Furnace | Natural Gas | Injection Type | TRUE | FALSE | 1 |  | None | Non-Condensing | Single-Stage | 40000 | 32000 | 100 |  | 75 | 75 | Federally-Regulated Consumer Product | 2018-04-26 |  | 2020-07-16
Cozy Heating Systems, LLC | Cozy | VC501B | Gravity Type Vented Room Heate | Natural Gas | Injection Type | TRUE | FALSE | 0 |  | None | Non-Condensing | Single-Stage | 50000 | 36000 |  |  | 68 | 68 | Federally-Regulated Consumer Product | 2018-04-26 |  | 2020-07-16
Cozy Heating Systems, LLC | Cozy | CDV335C | Direct Vent Gravity Type Wall | Natural Gas | Injection Type | TRUE | FALSE | 0 |  | None | Non-Condensing | Single-Stage | 33000 | 23100 |  |  | 66 | 66 | Federally-Regulated Consumer Product | 2018-04-26 |  | 2020-07-16
Cozy Heating Systems, LLC | Cozy | 90N50* | Gravity Type Floor Furnace | Natural Gas | Injection Type | TRUE | FALSE | 0 |  | None | Non-Condensing | Single-Stage | 50000 | 35000 |  |  | 58 | 58 | Federally-Regulated Consumer Product | 2018-04-26 |  | 2020-07-16
Cozy Heating Systems, LLC | Cozy | W506G | Vented Gravity Type Wall Furna | LPG | Injection Type | TRUE | FALSE | 0 |  | None | Non-Condensing | Single-Stage | 50000 | 35500 |  |  | 70 | 67 | Federally-Regulated Consumer Product | 2018-04-26 |  | 2020-07-16
Cozy Heating Systems, LLC | Cozy | CDV336C | Direct Vent Gravity Type Wall | LPG | Injection Type | TRUE | FALSE | 1 |  | None | Non-Condensing | Single-Stage | 33000 | 23100 |  |  | 66 | 66 | Federally-Regulated Consumer Product | 2018-04-26 |  | 2020-07-16
Cozy Heating Systems, LLC | Cozy | HEDV403* | Direct Vent Fan Type Wall Furn | Natural Gas | Induced Draft | FALSE | FALSE | 1 |  | None | Non-Condensing | Single-Stage | 40000 | 32000 | 138 |  | 80.1 | 75 | Federally-Regulated Consumer Product | 2018-04-26 |  | 2020-07-16
Cozy Heating Systems, LLC | Cozy | CDV155C | Direct Vent Gravity Type Wall | Natural Gas | Injection Type | TRUE | FALSE | 0 |  | None | Non-Condensing | Single-Stage | 15000 | 10000 |  |  | 65 | 65 | Federally-Regulated Consumer Product | 2018-04-26 |  | 2020-07-16
Cozy Heating Systems, LLC | Cozy | HEDV253* | Direct Vent Fan Type Wall Furn | Natural Gas | Induced Draft | FALSE | FALSE | 1 |  | None | Non-Condensing | Single-Stage | 25000 | 20000 | 122 |  | 80 | 75 | Federally-Regulated Consumer Product | 2018-04-26 |  | 2020-07-16
Cozy Heating Systems, LLC | Cozy | HEDV403A | Direct Vent Fan Type Wall Furn | Natural Gas | Induced Draft | FALSE | FALSE | 1 |  | None | Non-Condensing | Single-Stage | 40000 | 32000 | 139 |  | 80.1 | 75 | Federally-Regulated Consumer Product | 2017-07-24 |  | 2020-07-16
Cozy Heating Systems, LLC | Cozy | W505G | Vented Gravity Type Wall Furna | Natural Gas | Injection Type | TRUE | FALSE | 0 |  | None | Non-Condensing | Single-Stage | 50000 | 35500 |  |  | 70 | 67 | Federally-Regulated Consumer Product | 2018-04-26 |  | 2020-07-16
Rinnai America | Rinnai | EX38CT (RHFE-1005FTA2) | Direct Vent Fan Type Wall Furn | Natural Gas | Injection Type | FALSE | FALSE | 1 |  | None | Non-Condensing | Step Modulating | 38400 | 31500 | 117 |  | 80 |  | Federally-Regulated Consumer Product | 2020-07-16 | 10061800 | 2020-07-16
Rinnai America | Rinnai | EX38CT (RHFE-1005FTA2) | Direct Vent Fan Type Wall Furn | LPG | Injection Type | FALSE | FALSE | 1 |  | None | Non-Condensing | Step Modulating | 38400 | 31500 | 117 |  | 80 |  | Federally-Regulated Consumer Product | 2020-07-16 | 10061800 | 2020-07-16
Rinnai America | Rinnai | EX11CT (RHFE-265FTA2) | Direct Vent Fan Type Wall Furn | Natural Gas | Injection Type | FALSE | FALSE | 1 |  | None | Non-Condensing | Step Modulating | 11000 | 9000 | 6 |  | 81 |  | Federally-Regulated Consumer Product | 2020-07-16 | 10061797 | 2020-07-16
Rinnai America | Rinnai | EX22CT (RHFE-559FTA2) | Direct Vent Fan Type Wall Furn | Natural Gas | Injection Type | FALSE | FALSE | 1 |  | None | Non-Condensing | Step Modulating | 21500 | 17300 | 6 |  | 81 |  | Federally-Regulated Consumer Product | 2020-07-16 | 10061799 | 2020-07-16
Rinnai America | Rinnai | EX22CT (RHFE-559FTA2) | Direct Vent Fan Type Wall Furn | LPG | Injection Type | FALSE | FALSE | 1 |  | None | Non-Condensing | Step Modulating | 21500 | 17300 | 6 |  | 81 |  | Federally-Regulated Consumer Product | 2020-07-16 | 10061799 | 2020-07-16
Rinnai America | Rinnai | EX11CT (RHFE-265FTA2) | Direct Vent Fan Type Wall Furn | LPG | Injection Type | FALSE | FALSE | 1 |  | None | Non-Condensing | Step Modulating | 11000 | 9000 | 6 |  | 81 |  | Federally-Regulated Consumer Product | 2020-07-16 | 10061797 | 2020-07-16
Rinnai America | Rinnai | EX08CT (RHFE-202FTA2) | Direct Vent Fan Type Wall Furn | Natural Gas | Injection Type | FALSE | FALSE | 1 |  | None | Non-Condensing | Step Modulating | 8000 | 6604 | 6 |  | 82 |  | Federally-Regulated Consumer Product | 2020-07-16 | 10061796 | 2020-07-16
Rinnai America | Rinnai | EX08CT (RHFE-202FTA2) | Direct Vent Fan Type Wall Furn | LPG | Injection Type | FALSE | FALSE | 1 |  | None | Non-Condensing | Step Modulating | 8000 | 6604 | 6 |  | 82 |  | Federally-Regulated Consumer Product | 2020-07-16 | 10061796 | 2020-07-16
Empire Comfort Systems | Empire | FAW-55SPP-1 | Vented Fan Type Wall Furnace | LPG | Pressure | TRUE | FALSE | 1 |  | None | Non-Condensing | Single-Stage | 55000 | 42000 | 204 |  | 76 |  | Federally-Regulated Consumer Product | 2020-07-16 | 5990930 | 2020-07-16
Empire Comfort Systems | Empire | GWT25W-2 | Vented Gravity Type Wall Furna | LPG | Pressure | TRUE | FALSE | 0 |  | None | Non-Condensing | Single-Stage | 25000 | 17500 |  |  | 70 |  | Federally-Regulated Consumer Product | 2020-07-16 | 9119175 | 2020-07-16
Empire Comfort Systems | Empire | 7088X-1 | Gravity Type Floor Furnace | Natural Gas | Pressure | TRUE | FALSE | 0 |  | None | Non-Condensing | Single-Stage | 65000 | 45500 |  |  | 58 |  | Federally-Regulated Consumer Product | 2020-07-16 | 9123813 | 2020-07-16
Empire Comfort Systems | Empire | FAW40SPP | Vented Fan Type Wall Furnace | LPG | Pressure | TRUE | FALSE | 1 |  | None | Non-Condensing | Single-Stage | 40000 | 31000 | 168 |  | 75 |  | Federally-Regulated Consumer Product | 2020-07-16 | 8637955 | 2020-07-16
Empire Comfort Systems | Empire | GWT-50-3(SG-RB) | Vented Gravity Type Wall Furna | Natural Gas | Pressure | TRUE | FALSE | 1 |  | None | Non-Condensing | Single-Stage | 50000 | 35000 |  |  | 67 |  | Federally-Regulated Consumer Product | 2020-07-16 | 5990933 | 2020-07-16
Empire Comfort Systems | Empire | RH50B-7 | Gravity Type Vented Room Heate | Natural Gas | Pressure | TRUE | FALSE | 1 |  | None | Non-Condensing | Single-Stage | 50000 | 35000 |  |  | 68 |  | Federally-Regulated Consumer Product | 2020-07-16 | 8637980 | 2020-07-16
Empire Comfort Systems | Empire | DV35-4SG | Direct Vent Gravity Type Wall | Natural Gas | Pressure | TRUE | FALSE | 0 |  | None | Non-Condensing | Single-Stage | 35000 | 24500 |  |  | 66 |  | Federally-Regulated Consumer Product | 2020-07-16 | 5990925 | 2020-07-16
Empire Comfort Systems | Empire | 5088X-1 | Gravity Type Floor Furnace | LPG | Pressure | TRUE | FALSE | 0 |  | None | Non-Condensing | Single-Stage | 45000 | 31500 |  |  | 58 |  | Federally-Regulated Consumer Product | 2020-07-16 | 9123812 | 2020-07-16
Empire Comfort Systems | Empire | DV25-5SG | Direct Vent Gravity Type Wall | Natural Gas | Pressure | TRUE | FALSE | 0 |  | None | Non-Condensing | Single-Stage | 25000 | 17500 |  |  | 65 |  | Federally-Regulated Consumer Product | 2020-07-16 | 9119361 | 2020-07-16
Empire Comfort Systems | Empire | 5088X-1 | Gravity Type Floor Furnace | Natural Gas | Pressure | TRUE | FALSE | 0 |  | None | Non-Condensing | Single-Stage | 45000 | 31500 |  |  | 58 |  | Federally-Regulated Consumer Product | 2020-07-16 | 9123812 | 2020-07-16
Empire Comfort Systems | Empire | DVC35IPX-1 | Direct Vent Fan Type Wall Furn | Natural Gas | Pressure | FALSE | FALSE | 1 |  | None | Non-Condensing | Single-Stage | 35000 | 27700 | 168 |  | 75 |  | Federally-Regulated Consumer Product | 2020-07-16 | 9119346 | 2020-07-16
Empire Comfort Systems | Empire | DVC55IPX-1 | Direct Vent Fan Type Wall Furn | Natural Gas | Pressure | FALSE | FALSE | 1 |  | None | Non-Condensing | Single-Stage | 55000 | 43000 | 204 |  | 76 |  | Federally-Regulated Consumer Product | 2020-07-16 | 9119348 | 2020-07-16
Empire Comfort Systems | Empire | DV210-10SG | Direct Vent Gravity Type Wall | Natural Gas | Pressure | TRUE | FALSE | 0 |  | None | Non-Condensing | Single-Stage | 10000 | 7000 |  |  | 65 |  | Federally-Regulated Consumer Product | 2020-07-16 | 8637953 | 2020-07-16
Empire Comfort Systems | Empire | GWT25W-2 | Vented Gravity Type Wall Furna | Natural Gas | Pressure | TRUE | FALSE | 0 |  | None | Non-Condensing | Single-Stage | 25000 | 17500 |  |  | 70 |  | Federally-Regulated Consumer Product | 2020-07-16 | 9119175 | 2020-07-16
Empire Comfort Systems | Empire | DV210SGX | Direct Vent Gravity Type Wall | Natural Gas | Pressure | TRUE | FALSE | 0 |  | None | Non-Condensing | Single-Stage | 10000 | 7000 |  |  | 65 |  | Federally-Regulated Consumer Product | 2020-07-16 | 9108550 | 2020-07-16
Empire Comfort Systems | Empire | DV-40E-(1-99) | Vented Fan Type Wall Furnace | LPG | Induced Draft | FALSE | FALSE | 1 |  | None | Non-Condensing | Single-Stage | 40000 | 32600 | 174 |  | 80 |  | Federally-Regulated Consumer Product | 2020-07-16 | 2029754 | 2020-07-16
Empire Comfort Systems | Empire | FAW55SPPX-1 | Vented Fan Type Wall Furnace | LPG | Pressure | TRUE | FALSE | 1 |  | None | Non-Condensing | Single-Stage | 55000 | 42000 | 204 |  | 76 |  | Federally-Regulated Consumer Product | 2020-07-16 | 9114291 | 2020-07-16
Empire Comfort Systems | Empire | FAW40SPPX-1 | Vented Fan Type Wall Furnace | Natural Gas | Pressure | TRUE | FALSE | 1 |  | None | Non-Condensing | Single-Stage | 40000 | 31000 | 168 |  | 75 |  | Federally-Regulated Consumer Product | 2020-07-16 | 9108779 | 2020-07-16
Empire Comfort Systems | Empire | DVC35IPX-1 | Direct Vent Fan Type Wall Furn | LPG | Pressure | FALSE | FALSE | 1 |  | None | Non-Condensing | Single-Stage | 35000 | 27700 | 168 |  | 75 |  | Federally-Regulated Consumer Product | 2020-07-16 | 9119346 | 2020-07-16
Empire Comfort Systems | Empire | GWT-50-3(SG-RB) | Vented Gravity Type Wall Furna | LPG | Pressure | TRUE | FALSE | 1 |  | None | Non-Condensing | Single-Stage | 50000 | 35000 |  |  | 67 |  | Federally-Regulated Consumer Product | 2020-07-16 | 5990933 | 2020-07-16
Empire Comfort Systems | Empire | FAW-55SPP-1 | Vented Fan Type Wall Furnace | Natural Gas | Pressure | TRUE | FALSE | 1 |  | None | Non-Condensing | Single-Stage | 55000 | 42000 | 204 |  | 76 |  | Federally-Regulated Consumer Product | 2020-07-16 | 5990930 | 2020-07-16
Empire Comfort Systems | Empire | DV210SGX | Direct Vent Gravity Type Wall | LPG | Pressure | TRUE | FALSE | 0 |  | None | Non-Condensing | Single-Stage | 10000 | 7000 |  |  | 65 |  | Federally-Regulated Consumer Product | 2020-07-16 | 9108550 | 2020-07-16
Empire Comfort Systems | Empire | FAW55SPPX-1 | Vented Fan Type Wall Furnace | Natural Gas | Pressure | TRUE | FALSE | 1 |  | None | Non-Condensing | Single-Stage | 55000 | 42000 | 204 |  | 76 |  | Federally-Regulated Consumer Product | 2020-07-16 | 9114291 | 2020-07-16
Empire Comfort Systems | Empire | DVC55SPPX-1 | Direct Vent Fan Type Wall Furn | Natural Gas | Pressure | TRUE | FALSE | 1 |  | None | Non-Condensing | Single-Stage | 55000 | 43000 | 204 |  | 76 |  | Federally-Regulated Consumer Product | 2020-07-16 | 9119349 | 2020-07-16
Empire Comfort Systems | Empire | FAW40SPP | Vented Fan Type Wall Furnace | Natural Gas | Pressure | TRUE | FALSE | 1 |  | None | Non-Condensing | Single-Stage | 40000 | 31000 | 168 |  | 75 |  | Federally-Regulated Consumer Product | 2020-07-16 | 8637955 | 2020-07-16
Empire Comfort Systems | Empire | DV-40E-(1-99) | Vented Fan Type Wall Furnace | Natural Gas | Induced Draft | FALSE | FALSE | 1 |  | None | Non-Condensing | Single-Stage | 40000 | 32600 | 174 |  | 80 |  | Federally-Regulated Consumer Product | 2020-07-16 | 2029754 | 2020-07-16
Empire Comfort Systems | Empire | RH50B-7 | Gravity Type Vented Room Heate | LPG | Pressure | TRUE | FALSE | 1 |  | None | Non-Condensing | Single-Stage | 50000 | 35000 |  |  | 68 |  | Federally-Regulated Consumer Product | 2020-07-16 | 8637980 | 2020-07-16
Empire Comfort Systems | Empire | DV210-10SG | Direct Vent Gravity Type Wall | LPG | Pressure | TRUE | FALSE | 0 |  | None | Non-Condensing | Single-Stage | 10000 | 7000 |  |  | 65 |  | Federally-Regulated Consumer Product | 2020-07-16 | 8637953 | 2020-07-16
Empire Comfort Systems | Empire | DVC55SPPX-1 | Direct Vent Fan Type Wall Furn | LPG | Pressure | TRUE | FALSE | 1 |  | None | Non-Condensing | Single-Stage | 55000 | 43000 | 204 |  | 76 |  | Federally-Regulated Consumer Product | 2020-07-16 | 9119349 | 2020-07-16
Empire Comfort Systems | Empire | DV35-4SG | Direct Vent Gravity Type Wall | LPG | Pressure | TRUE | FALSE | 0 |  | None | Non-Condensing | Single-Stage | 35000 | 24500 |  |  | 66 |  | Federally-Regulated Consumer Product | 2020-07-16 | 5990925 | 2020-07-16
Empire Comfort Systems | Empire | HW250GW0XX1-3 | Vented Gravity Type Wall Furna | LPG | Pressure | TRUE | FALSE | 0 |  | None | Non-Condensing | Single-Stage | 25000 | 17500 |  |  | 70 |  | Federally-Regulated Consumer Product | 2020-07-16 | 9119180 | 2020-07-16
Empire Comfort Systems | Empire | FAW40SPPX-1 | Vented Fan Type Wall Furnace | LPG | Pressure | TRUE | FALSE | 1 |  | None | Non-Condensing | Single-Stage | 40000 | 31000 | 168 |  | 75 |  | Federally-Regulated Consumer Product | 2020-07-16 | 9108779 | 2020-07-16
Empire Comfort Systems | Empire | HWDV081X-1 | Direct Vent Gravity Type Wall | LPG | Pressure | TRUE | FALSE | 0 |  | None | Non-Condensing | Single-Stage | 8000 | 5360 |  |  | 65 |  | Federally-Regulated Consumer Product | 2020-07-16 | 9119177 | 2020-07-16
Empire Comfort Systems | Empire | DVC55IPX-1 | Direct Vent Fan Type Wall Furn | LPG | Pressure | FALSE | FALSE | 1 |  | None | Non-Condensing | Single-Stage | 55000 | 43000 | 204 |  | 76 |  | Federally-Regulated Consumer Product | 2020-07-16 | 9119348 | 2020-07-16
Empire Comfort Systems | Empire | 7088X-1 | Gravity Type Floor Furnace | LPG | Pressure | TRUE | FALSE | 0 |  | None | Non-Condensing | Single-Stage | 65000 | 45500 |  |  | 58 |  | Federally-Regulated Consumer Product | 2020-07-16 | 9123813 | 2020-07-16
Empire Comfort Systems | Empire | HWDV081X-1 | Direct Vent Gravity Type Wall | Natural Gas | Pressure | TRUE | FALSE | 0 |  | None | Non-Condensing | Single-Stage | 8000 | 5360 |  |  | 65 |  | Federally-Regulated Consumer Product | 2020-07-16 | 9119177 | 2020-07-16
Empire Comfort Systems | Empire | HW250GW0XX1-3 | Vented Gravity Type Wall Furna | Natural Gas | Pressure | TRUE | FALSE | 0 |  | None | Non-Condensing | Single-Stage | 25000 | 17500 |  |  | 70 |  | Federally-Regulated Consumer Product | 2020-07-16 | 9119180 | 2020-07-16
Cozy Heating Systems, LLC | Cozy | W256G | Vented Gravity Type Wall Furna | LPG | Injection Type | TRUE | FALSE | 0 |  | None | Non-Condensing | Single-Stage | 25000 | 16500 |  |  | 70 |  | Federally-Regulated Consumer Product | 2020-07-16 | 5941403 | 2020-07-29
Cozy Heating Systems, LLC | Cozy | W256G | Vented Gravity Type Wall Furna | LPG | Injection Type | TRUE | FALSE | 0 |  | None | Non-Condensing | Single-Stage | 25000 | 16500 |  |  | 65 |  | Federally-Regulated Consumer Product | 2020-07-29 | 5941403 | 2020-07-29
Cozy Heating Systems, LLC | Cozy | CDV156C | Direct Vent Gravity Type Wall | LPG | Injection Type | TRUE | FALSE | 0 |  | None | Non-Condensing | Single-Stage | 15000 | 10000 |  |  | 65 |  | Federally-Regulated Consumer Product | 2020-07-16 | 5940630 | 2021-03-17
Cozy Heating Systems, LLC | Cozy | CDV335C | Direct Vent Gravity Type Wall | Natural Gas | Injection Type | TRUE | FALSE | 0 |  | None | Non-Condensing | Single-Stage | 33000 | 23100 |  |  | 66 |  | Federally-Regulated Consumer Product | 2020-07-16 | 5940629 | 2021-03-17
Cozy Heating Systems, LLC | Cozy | CDV336C | Direct Vent Gravity Type Wall | LPG | Injection Type | TRUE | FALSE | 1 |  | None | Non-Condensing | Single-Stage | 33000 | 23100 |  |  | 66 |  | Federally-Regulated Consumer Product | 2020-07-16 | 5940632 | 2021-03-17
Cozy Heating Systems, LLC | Cozy | CDV255C | Direct Vent Gravity Type Wall | Natural Gas | Injection Type | TRUE | FALSE | 0 |  | None | Non-Condensing | Single-Stage | 25000 | 17500 |  |  | 65 |  | Federally-Regulated Consumer Product | 2020-07-16 | 5940611 | 2021-03-17
Cozy Heating Systems, LLC | Cozy | CDV155C | Direct Vent Gravity Type Wall | Natural Gas | Injection Type | TRUE | FALSE | 0 |  | None | Non-Condensing | Single-Stage | 15000 | 10000 |  |  | 65 |  | Federally-Regulated Consumer Product | 2020-07-16 | 5940453 | 2021-03-17
Cozy Heating Systems, LLC | Cozy | CDV256C | Direct Vent Gravity Type Wall | LPG | Injection Type | TRUE | FALSE | 0 |  | None | Non-Condensing | Single-Stage | 25000 | 17500 |  |  | 65 |  | Federally-Regulated Consumer Product | 2020-07-16 | 5940631 | 2021-03-17
Cozy Heating Systems, LLC | Cozy | HEDV403A | Direct Vent Fan Type Wall Furn | Natural Gas | Induced Draft | FALSE | FALSE | 1 |  | None | Non-Condensing | Single-Stage | 40000 | 32000 | 138 |  | 80.1 |  | Federally-Regulated Consumer Product | 2020-07-16 | 202736669 | 2021-03-17
Cozy Heating Systems, LLC | Cozy | HEDV253A | Direct Vent Fan Type Wall Furn | Natural Gas | Induced Draft | FALSE | FALSE | 1 |  | None | Non-Condensing | Single-Stage | 25000 | 20000 | 122 |  | 80 |  | Federally-Regulated Consumer Product | 2020-07-16 | 202736670 | 2021-03-17
Cozy Heating Systems, LLC | Cozy | HEDV403* | Direct Vent Fan Type Wall Furn | Natural Gas | Induced Draft | FALSE | FALSE | 1 |  | None | Non-Condensing | Single-Stage | 40000 | 32000 | 138 |  | 80.1 |  | Federally-Regulated Consumer Product | 2020-07-16 | 2029661 | 2021-03-17
Cozy Heating Systems, LLC | Cozy | VC501B | Gravity Type Vented Room Heate | Natural Gas | Injection Type | TRUE | FALSE | 0 |  | None | Non-Condensing | Single-Stage | 50000 | 36000 |  |  | 68 |  | Federally-Regulated Consumer Product | 2020-07-16 | 5940844 | 2021-03-17
Cozy Heating Systems, LLC | Cozy | VC351B | Gravity Type Vented Room Heate | Natural Gas | Injection Type | TRUE | FALSE | 0 |  | None | Non-Condensing | Single-Stage | 35000 | 25000 |  |  | 67 | 67 | Federally-Regulated Consumer Product | 2018-04-26 |  | 2021-03-17
Cozy Heating Systems, LLC | Cozy | HEDV253* | Direct Vent Fan Type Wall Furn | Natural Gas | Induced Draft | FALSE | FALSE | 1 |  | None | Non-Condensing | Single-Stage | 25000 | 20000 | 122 |  | 80 |  | Federally-Regulated Consumer Product | 2020-07-16 | 2029710 | 2021-03-17
Cozy Heating Systems, LLC | Cozy | 90N65* | Gravity Type Floor Furnace | Natural Gas | Injection Type | TRUE | FALSE | 1 |  | None | Non-Condensing | Single-Stage | 62000 | 43400 |  |  | 58 | 58 | Federally-Regulated Consumer Product | 2018-04-26 |  | 2021-03-17
Cozy Heating Systems, LLC | Cozy | 90N30* | Gravity Type Floor Furnace | Natural Gas | Injection Type | TRUE | FALSE | 0 |  | None | Non-Condensing | Single-Stage | 30000 | 21000 |  |  | 57 | 57 | Federally-Regulated Consumer Product | 2018-04-26 |  | 2021-03-17
Cozy Heating Systems, LLC | Cozy | CDV156D | Direct Vent Gravity Type Wall | LPG | Injection Type | TRUE | FALSE | 0 |  | None | Non-Condensing | Single-Stage | 15000 | 10000 |  |  | 65 |  | Federally-Regulated Consumer Product | 2020-07-16 | 205770595 | 2021-05-19
Cozy Heating Systems, LLC | Cozy | CDV155D | Direct Vent Gravity Type Wall | Natural Gas | Injection Type | TRUE | FALSE | 0 |  | None | Non-Condensing | Single-Stage | 15000 | 10000 |  |  | 65 |  | Federally-Regulated Consumer Product | 2020-07-16 | 205770583 | 2021-05-19
Cozy Heating Systems, LLC | Cozy | CDV336C | Direct Vent Gravity Type Wall | LPG | Injection Type | TRUE | FALSE | 1 |  | None | Non-Condensing | Single-Stage | 33000 | 23100 |  |  | 66 |  | Federally-Regulated Consumer Product | 2021-03-17 | 5940632 | 2021-05-19
Cozy Heating Systems, LLC | Cozy | W256G | Vented Gravity Type Wall Furna | LPG | Injection Type | TRUE | FALSE | 0 |  | None | Non-Condensing | Single-Stage | 25000 | 16500 |  |  | 65 |  | Federally-Regulated Consumer Product | 2020-07-29 | 5941403 | 2021-05-19
Cozy Heating Systems, LLC | Cozy | DVCF553C | Direct Vent Fan Type Wall Furn | Natural Gas | Injection Type | TRUE | FALSE | 1 |  | None | Non-Condensing | Single-Stage | 55000 | 44000 | 156 |  | 76 |  | Federally-Regulated Consumer Product | 2020-07-16 | 5940672 | 2021-05-19
Cozy Heating Systems, LLC | Cozy | W356G | Vented Gravity Type Wall Furna | LPG | Injection Type | TRUE | FALSE | 0 |  | None | Non-Condensing | Single-Stage | 35000 | 24000 |  |  | 66 |  | Federally-Regulated Consumer Product | 2020-07-16 | 5941405 | 2021-05-19
Cozy Heating Systems, LLC | Cozy | DVCF403C | Direct Vent Fan Type Wall Furn | Natural Gas | Injection Type | TRUE | FALSE | 1 |  | None | Non-Condensing | Single-Stage | 40000 | 32000 | 138 |  | 75 | 75 | Federally-Regulated Consumer Product | 2018-04-26 |  | 2021-05-19
Cozy Heating Systems, LLC | Cozy | 90N30A | Gravity Type Floor Furnace | Natural Gas | Injection Type | TRUE | FALSE | 0 |  | None | Non-Condensing | Single-Stage | 30000 | 21000 |  |  | 57 | 57 | Federally-Regulated Consumer Product | 2017-07-24 |  | 2021-05-19
Cozy Heating Systems, LLC | Cozy | CDV335C | Direct Vent Gravity Type Wall | Natural Gas | Injection Type | TRUE | FALSE | 0 |  | None | Non-Condensing | Single-Stage | 33000 | 23100 |  |  | 66 |  | Federally-Regulated Consumer Product | 2021-03-17 | 5940629 | 2021-05-19
Cozy Heating Systems, LLC | Cozy | 90N50* | Gravity Type Floor Furnace | Natural Gas | Injection Type | TRUE | FALSE | 0 |  | None | Non-Condensing | Single-Stage | 50000 | 35000 |  |  | 58 |  | Federally-Regulated Consumer Product | 2020-07-16 | 2029640 | 2021-05-19
Cozy Heating Systems, LLC | Cozy | CDV155C | Direct Vent Gravity Type Wall | Natural Gas | Injection Type | TRUE | FALSE | 0 |  | None | Non-Condensing | Single-Stage | 15000 | 10000 |  |  | 65 |  | Federally-Regulated Consumer Product | 2021-03-17 | 5940453 | 2021-05-19
Cozy Heating Systems, LLC | Cozy | CDV306D | Direct Vent Gravity Type Wall | LPG | Injection Type | TRUE | FALSE | 0 |  | None | Non-Condensing | Single-Stage | 30000 | 21000 |  |  | 66 |  | Federally-Regulated Consumer Product | 2020-07-16 | 205770597 | 2021-05-19
Cozy Heating Systems, LLC | Cozy | VC201B | Gravity Type Vented Room Heate | Natural Gas | Injection Type | TRUE | FALSE | 0 |  | None | Non-Condensing | Single-Stage | 20000 | 14000 |  |  | 61 |  | Federally-Regulated Consumer Product | 2020-07-16 | 5940840 | 2021-05-19
Cozy Heating Systems, LLC | Cozy | VC351C | Gravity Type Vented Room Heate | Natural Gas | Injection Type | TRUE | FALSE | 0 |  | None | Non-Condensing | Single-Stage | 35000 | 25000 |  |  | 67 | 67 | Federally-Regulated Consumer Product | 2017-07-24 |  | 2021-05-19
Cozy Heating Systems, LLC | Cozy | W355G | Vented Gravity Type Wall Furna | Natural Gas | Injection Type | TRUE | FALSE | 0 |  | None | Non-Condensing | Single-Stage | 35000 | 24000 |  |  | 66 |  | Federally-Regulated Consumer Product | 2020-07-16 | 5941404 | 2021-05-19
Cozy Heating Systems, LLC | Cozy | CDV305D | Direct Vent Gravity Type Wall | Natural Gas | Injection Type | TRUE | FALSE | 0 |  | None | Non-Condensing | Single-Stage | 30000 | 21000 |  |  | 66 |  | Federally-Regulated Consumer Product | 2020-07-16 | 205770585 | 2021-05-19
Cozy Heating Systems, LLC | Cozy | 90N65A | Gravity Type Floor Furnace | Natural Gas | Injection Type | TRUE | FALSE | 0 |  | None | Non-Condensing | Single-Stage | 62000 | 43400 |  |  | 58 | 58 | Federally-Regulated Consumer Product | 2017-07-24 |  | 2021-05-19
Cozy Heating Systems, LLC | Cozy | CDV256C | Direct Vent Gravity Type Wall | LPG | Injection Type | TRUE | FALSE | 0 |  | None | Non-Condensing | Single-Stage | 25000 | 17500 |  |  | 65 |  | Federally-Regulated Consumer Product | 2021-03-17 | 5940631 | 2021-05-19
Cozy Heating Systems, LLC | Cozy | CDV255C | Direct Vent Gravity Type Wall | Natural Gas | Injection Type | TRUE | FALSE | 0 |  | None | Non-Condensing | Single-Stage | 25000 | 17500 |  |  | 65 |  | Federally-Regulated Consumer Product | 2021-03-17 | 5940611 | 2021-05-19
Cozy Heating Systems, LLC | Cozy | VC501C | Gravity Type Vented Room Heate | Natural Gas | Injection Type | TRUE | FALSE | 0 |  | None | Non-Condensing | Single-Stage | 50000 | 36000 |  |  | 68 | 68 | Federally-Regulated Consumer Product | 2017-07-24 |  | 2021-05-19
Cozy Heating Systems, LLC | Cozy | W505G | Vented Gravity Type Wall Furna | Natural Gas | Injection Type | TRUE | FALSE | 0 |  | None | Non-Condensing | Single-Stage | 50000 | 35500 |  |  | 70 |  | Federally-Regulated Consumer Product | 2020-07-16 | 5941406 | 2021-05-19
Cozy Heating Systems, LLC | Cozy | W255G | Vented Gravity Type Wall Furna | Natural Gas | Injection Type | TRUE | FALSE | 0 |  | None | Non-Condensing | Single-Stage | 25000 | 16500 |  |  | 65 |  | Federally-Regulated Consumer Product | 2020-07-16 | 5941266 | 2021-05-19
Cozy Heating Systems, LLC | Cozy | CF403D | Vented Fan Type Wall Furnace | Natural Gas | Injection Type | TRUE | FALSE | 1 |  | None | Non-Condensing | Single-Stage | 40000 | 32000 | 100 |  | 75 |  | Federally-Regulated Consumer Product | 2020-07-16 | 5940660 | 2021-05-19
Cozy Heating Systems, LLC | Cozy | CDV255D | Direct Vent Gravity Type Wall | Natural Gas | Injection Type | TRUE | FALSE | 0 |  | None | Non-Condensing | Single-Stage | 25000 | 17500 |  |  | 66 |  | Federally-Regulated Consumer Product | 2020-07-16 | 205770584 | 2021-05-19
Cozy Heating Systems, LLC | Cozy | CF553D | Vented Fan Type Wall Furnace | Natural Gas | Injection Type | TRUE | FALSE | 1 |  | None | Non-Condensing | Single-Stage | 55000 | 42000 | 100 |  | 76 | 76 | Federally-Regulated Consumer Product | 2018-04-26 |  | 2021-05-19
Cozy Heating Systems, LLC | Cozy | CDV156C | Direct Vent Gravity Type Wall | LPG | Injection Type | TRUE | FALSE | 0 |  | None | Non-Condensing | Single-Stage | 15000 | 10000 |  |  | 65 |  | Federally-Regulated Consumer Product | 2021-03-17 | 5940630 | 2021-05-19
Cozy Heating Systems, LLC | Cozy | W506G | Vented Gravity Type Wall Furna | LPG | Injection Type | TRUE | FALSE | 0 |  | None | Non-Condensing | Single-Stage | 50000 | 35500 |  |  | 70 |  | Federally-Regulated Consumer Product | 2020-07-16 | 5941407 | 2021-05-19
Cozy Heating Systems, LLC | Cozy | HEDV403A | Direct Vent Fan Type Wall Furn | Natural Gas | Induced Draft | FALSE | FALSE | 1 |  | None | Non-Condensing | Single-Stage | 40000 | 32000 | 138 |  | 80.1 |  | Federally-Regulated Consumer Product | 2021-03-17 | 202736669 | 2021-05-19
Cozy Heating Systems, LLC | Cozy | CDV256D | Direct Vent Gravity Type Wall | LPG | Injection Type | TRUE | FALSE | 0 |  | None | Non-Condensing | Single-Stage | 25000 | 17500 |  |  | 66 |  | Federally-Regulated Consumer Product | 2020-07-16 | 205770596 | 2021-05-19
Cozy Heating Systems, LLC | Cozy | HEDV253A | Direct Vent Fan Type Wall Furn | Natural Gas | Induced Draft | FALSE | FALSE | 1 |  | None | Non-Condensing | Single-Stage | 25000 | 20000 | 122 |  | 80 |  | Federally-Regulated Consumer Product | 2021-03-17 | 202736670 | 2021-05-19
Cozy Heating Systems, LLC | Cozy | 90N50A | Gravity Type Floor Furnace | Natural Gas | Injection Type | TRUE | FALSE | 0 |  | None | Non-Condensing | Single-Stage | 50000 | 35000 |  |  | 58 | 58 | Federally-Regulated Consumer Product | 2017-07-24 |  | 2021-05-19
Cozy Heating Systems, LLC | Cozy | CDV156D | Direct Vent Gravity Type Wall | LPG | Injection Type | TRUE | FALSE | 0 |  | None | Non-Condensing | Single-Stage | 15000 | 10000 |  |  | 65 |  | Federally-Regulated Consumer Product | 2021-05-19 | 205770595 | 2021-05-19
Cozy Heating Systems, LLC | Cozy | CDV155D | Direct Vent Gravity Type Wall | Natural Gas | Injection Type | TRUE | FALSE | 0 |  | None | Non-Condensing | Single-Stage | 15000 | 10000 |  |  | 65 |  | Federally-Regulated Consumer Product | 2021-05-19 | 205770583 | 2021-05-19
Cozy Heating Systems, LLC | Cozy | CDV336C | Direct Vent Gravity Type Wall | LPG | Injection Type | TRUE | FALSE | 1 |  | None | Non-Condensing | Single-Stage | 33000 | 23100 |  |  | 66 |  | Federally-Regulated Consumer Product | 2021-05-19 | 5940632 | 2021-05-19
Cozy Heating Systems, LLC | Cozy | W256G | Vented Gravity Type Wall Furna | LPG | Injection Type | TRUE | FALSE | 0 |  | None | Non-Condensing | Single-Stage | 25000 | 16500 |  |  | 65 |  | Federally-Regulated Consumer Product | 2021-05-19 | 5941403 | 2021-05-19
Cozy Heating Systems, LLC | Cozy | DVCF553C | Direct Vent Fan Type Wall Furn | Natural Gas | Injection Type | TRUE | FALSE | 1 |  | None | Non-Condensing | Single-Stage | 55000 | 44000 | 156 |  | 76 |  | Federally-Regulated Consumer Product | 2021-05-19 | 5940672 | 2021-05-19
Cozy Heating Systems, LLC | Cozy | W356G | Vented Gravity Type Wall Furna | LPG | Injection Type | TRUE | FALSE | 0 |  | None | Non-Condensing | Single-Stage | 35000 | 24000 |  |  | 66 |  | Federally-Regulated Consumer Product | 2021-05-19 | 5941405 | 2021-05-19
Cozy Heating Systems, LLC | Cozy | DVCF403C | Direct Vent Fan Type Wall Furn | Natural Gas | Injection Type | TRUE | FALSE | 1 |  | None | Non-Condensing | Single-Stage | 40000 | 32000 | 138 |  | 75 |  | Federally-Regulated Consumer Product | 2021-05-19 | 5940668 | 2021-05-19
Cozy Heating Systems, LLC | Cozy | 90N30A | Gravity Type Floor Furnace | Natural Gas | Injection Type | TRUE | FALSE | 0 |  | None | Non-Condensing | Single-Stage | 30000 | 21000 |  |  | 57 |  | Federally-Regulated Consumer Product | 2021-05-19 | 202736652 | 2021-05-19
Cozy Heating Systems, LLC | Cozy | CDV335C | Direct Vent Gravity Type Wall | Natural Gas | Injection Type | TRUE | FALSE | 0 |  | None | Non-Condensing | Single-Stage | 33000 | 23100 |  |  | 66 |  | Federally-Regulated Consumer Product | 2021-05-19 | 5940629 | 2021-05-19
Cozy Heating Systems, LLC | Cozy | 90N50* | Gravity Type Floor Furnace | Natural Gas | Injection Type | TRUE | FALSE | 0 |  | None | Non-Condensing | Single-Stage | 50000 | 35000 |  |  | 58 |  | Federally-Regulated Consumer Product | 2021-05-19 | 2029640 | 2021-05-19
Cozy Heating Systems, LLC | Cozy | CDV155C | Direct Vent Gravity Type Wall | Natural Gas | Injection Type | TRUE | FALSE | 0 |  | None | Non-Condensing | Single-Stage | 15000 | 10000 |  |  | 65 |  | Federally-Regulated Consumer Product | 2021-05-19 | 5940453 | 2021-05-19
Cozy Heating Systems, LLC | Cozy | CDV306D | Direct Vent Gravity Type Wall | LPG | Injection Type | TRUE | FALSE | 0 |  | None | Non-Condensing | Single-Stage | 30000 | 21000 |  |  | 66 |  | Federally-Regulated Consumer Product | 2021-05-19 | 205770597 | 2021-05-19
Cozy Heating Systems, LLC | Cozy | VC201B | Gravity Type Vented Room Heate | Natural Gas | Injection Type | TRUE | FALSE | 0 |  | None | Non-Condensing | Single-Stage | 20000 | 14000 |  |  | 61 |  | Federally-Regulated Consumer Product | 2021-05-19 | 5940840 | 2021-05-19
Cozy Heating Systems, LLC | Cozy | VC351C | Gravity Type Vented Room Heate | Natural Gas | Injection Type | TRUE | FALSE | 0 |  | None | Non-Condensing | Single-Stage | 35000 | 25000 |  |  | 67 |  | Federally-Regulated Consumer Product | 2021-05-19 | 202735024 | 2021-05-19
Cozy Heating Systems, LLC | Cozy | W355G | Vented Gravity Type Wall Furna | Natural Gas | Injection Type | TRUE | FALSE | 0 |  | None | Non-Condensing | Single-Stage | 35000 | 24000 |  |  | 66 |  | Federally-Regulated Consumer Product | 2021-05-19 | 5941404 | 2021-05-19
Cozy Heating Systems, LLC | Cozy | CDV305D | Direct Vent Gravity Type Wall | Natural Gas | Injection Type | TRUE | FALSE | 0 |  | None | Non-Condensing | Single-Stage | 30000 | 21000 |  |  | 66 |  | Federally-Regulated Consumer Product | 2021-05-19 | 205770585 | 2021-05-19
Cozy Heating Systems, LLC | Cozy | 90N65A | Gravity Type Floor Furnace | Natural Gas | Injection Type | TRUE | FALSE | 0 |  | None | Non-Condensing | Single-Stage | 62000 | 43400 |  |  | 58 |  | Federally-Regulated Consumer Product | 2021-05-19 | 202736654 | 2021-05-19
Cozy Heating Systems, LLC | Cozy | CDV256C | Direct Vent Gravity Type Wall | LPG | Injection Type | TRUE | FALSE | 0 |  | None | Non-Condensing | Single-Stage | 25000 | 17500 |  |  | 65 |  | Federally-Regulated Consumer Product | 2021-05-19 | 5940631 | 2021-05-19
Cozy Heating Systems, LLC | Cozy | CDV255C | Direct Vent Gravity Type Wall | Natural Gas | Injection Type | TRUE | FALSE | 0 |  | None | Non-Condensing | Single-Stage | 25000 | 17500 |  |  | 65 |  | Federally-Regulated Consumer Product | 2021-05-19 | 5940611 | 2021-05-19
Cozy Heating Systems, LLC | Cozy | VC501C | Gravity Type Vented Room Heate | Natural Gas | Injection Type | TRUE | FALSE | 0 |  | None | Non-Condensing | Single-Stage | 50000 | 36000 |  |  | 68 |  | Federally-Regulated Consumer Product | 2021-05-19 | 202736530 | 2021-05-19
Cozy Heating Systems, LLC | Cozy | W505G | Vented Gravity Type Wall Furna | Natural Gas | Injection Type | TRUE | FALSE | 0 |  | None | Non-Condensing | Single-Stage | 50000 | 35500 |  |  | 70 |  | Federally-Regulated Consumer Product | 2021-05-19 | 5941406 | 2021-05-19
Cozy Heating Systems, LLC | Cozy | W255G | Vented Gravity Type Wall Furna | Natural Gas | Injection Type | TRUE | FALSE | 0 |  | None | Non-Condensing | Single-Stage | 25000 | 16500 |  |  | 65 |  | Federally-Regulated Consumer Product | 2021-05-19 | 5941266 | 2021-05-19
Cozy Heating Systems, LLC | Cozy | CF403D | Vented Fan Type Wall Furnace | Natural Gas | Injection Type | TRUE | FALSE | 1 |  | None | Non-Condensing | Single-Stage | 40000 | 32000 | 100 |  | 75 |  | Federally-Regulated Consumer Product | 2021-05-19 | 5940660 | 2021-05-19
Cozy Heating Systems, LLC | Cozy | CDV255D | Direct Vent Gravity Type Wall | Natural Gas | Injection Type | TRUE | FALSE | 0 |  | None | Non-Condensing | Single-Stage | 25000 | 17500 |  |  | 66 |  | Federally-Regulated Consumer Product | 2021-05-19 | 205770584 | 2021-05-19
Cozy Heating Systems, LLC | Cozy | CF553D | Vented Fan Type Wall Furnace | Natural Gas | Injection Type | TRUE | FALSE | 1 |  | None | Non-Condensing | Single-Stage | 55000 | 42000 | 100 |  | 76 |  | Federally-Regulated Consumer Product | 2021-05-19 | 5940664 | 2021-05-19
Cozy Heating Systems, LLC | Cozy | CDV156C | Direct Vent Gravity Type Wall | LPG | Injection Type | TRUE | FALSE | 0 |  | None | Non-Condensing | Single-Stage | 15000 | 10000 |  |  | 65 |  | Federally-Regulated Consumer Product | 2021-05-19 | 5940630 | 2021-05-19
Cozy Heating Systems, LLC | Cozy | W506G | Vented Gravity Type Wall Furna | LPG | Injection Type | TRUE | FALSE | 0 |  | None | Non-Condensing | Single-Stage | 50000 | 35500 |  |  | 70 |  | Federally-Regulated Consumer Product | 2021-05-19 | 5941407 | 2021-05-19
Cozy Heating Systems, LLC | Cozy | HEDV403A | Direct Vent Fan Type Wall Furn | Natural Gas | Induced Draft | FALSE | FALSE | 1 |  | None | Non-Condensing | Single-Stage | 40000 | 32000 | 138 |  | 80.1 |  | Federally-Regulated Consumer Product | 2021-05-19 | 202736669 | 2021-05-19
Cozy Heating Systems, LLC | Cozy | CDV256D | Direct Vent Gravity Type Wall | LPG | Injection Type | TRUE | FALSE | 0 |  | None | Non-Condensing | Single-Stage | 25000 | 17500 |  |  | 66 |  | Federally-Regulated Consumer Product | 2021-05-19 | 205770596 | 2021-05-19
Cozy Heating Systems, LLC | Cozy | HEDV253A | Direct Vent Fan Type Wall Furn | Natural Gas | Induced Draft | FALSE | FALSE | 1 |  | None | Non-Condensing | Single-Stage | 25000 | 20000 | 122 |  | 80 |  | Federally-Regulated Consumer Product | 2021-05-19 | 202736670 | 2021-05-19
Cozy Heating Systems, LLC | Cozy | 90N50A | Gravity Type Floor Furnace | Natural Gas | Injection Type | TRUE | FALSE | 0 |  | None | Non-Condensing | Single-Stage | 50000 | 35000 |  |  | 58 |  | Federally-Regulated Consumer Product | 2021-05-19 | 202736653 | 2021-05-19
Cozy Heating Systems, LLC | Cozy | W256G | Vented Gravity Type Wall Furna | LPG | Injection Type | TRUE | FALSE | 0 |  | None | Non-Condensing | Single-Stage | 25000 | 16500 |  |  | 65 |  | Federally-Regulated Consumer Product | 2021-05-19 | 5941403 | 2021-07-31
Cozy Heating Systems, LLC | Cozy | CDV156D | Direct Vent Gravity Type Wall | LPG | Injection Type | TRUE | FALSE | 0 |  | None | Non-Condensing | Single-Stage | 15000 | 10000 |  |  | 65 |  | Federally-Regulated Consumer Product | 2021-05-19 | 205770595 | 2021-07-31
Cozy Heating Systems, LLC | Cozy | CDV255D | Direct Vent Gravity Type Wall | Natural Gas | Injection Type | TRUE | FALSE | 0 |  | None | Non-Condensing | Single-Stage | 25000 | 17500 |  |  | 66 |  | Federally-Regulated Consumer Product | 2021-05-19 | 205770584 | 2021-07-31
Cozy Heating Systems, LLC | Cozy | CDV156C | Direct Vent Gravity Type Wall | LPG | Injection Type | TRUE | FALSE | 0 |  | None | Non-Condensing | Single-Stage | 15000 | 10000 |  |  | 65 |  | Federally-Regulated Consumer Product | 2021-05-19 | 5940630 | 2021-07-31
Cozy Heating Systems, LLC | Cozy | CDV256C | Direct Vent Gravity Type Wall | LPG | Injection Type | TRUE | FALSE | 0 |  | None | Non-Condensing | Single-Stage | 25000 | 17500 |  |  | 65 |  | Federally-Regulated Consumer Product | 2021-05-19 | 5940631 | 2021-07-31
Cozy Heating Systems, LLC | Cozy | DVCF403C | Direct Vent Fan Type Wall Furn | Natural Gas | Injection Type | TRUE | FALSE | 1 |  | None | Non-Condensing | Single-Stage | 40000 | 32000 | 138 |  | 75 |  | Federally-Regulated Consumer Product | 2021-05-19 | 5940668 | 2021-07-31
Cozy Heating Systems, LLC | Cozy | CDV305D | Direct Vent Gravity Type Wall | Natural Gas | Injection Type | TRUE | FALSE | 0 |  | None | Non-Condensing | Single-Stage | 30000 | 21000 |  |  | 66 |  | Federally-Regulated Consumer Product | 2021-05-19 | 205770585 | 2021-07-31
Cozy Heating Systems, LLC | Cozy | 90N30A | Gravity Type Floor Furnace | Natural Gas | Injection Type | TRUE | FALSE | 0 |  | None | Non-Condensing | Single-Stage | 30000 | 21000 |  |  | 57 |  | Federally-Regulated Consumer Product | 2021-05-19 | 202736652 | 2021-07-31
Cozy Heating Systems, LLC | Cozy | CDV256D | Direct Vent Gravity Type Wall | LPG | Injection Type | TRUE | FALSE | 0 |  | None | Non-Condensing | Single-Stage | 25000 | 17500 |  |  | 66 |  | Federally-Regulated Consumer Product | 2021-05-19 | 205770596 | 2021-07-31
Cozy Heating Systems, LLC | Cozy | W356G | Vented Gravity Type Wall Furna | LPG | Injection Type | TRUE | FALSE | 0 |  | None | Non-Condensing | Single-Stage | 35000 | 24000 |  |  | 66 |  | Federally-Regulated Consumer Product | 2021-05-19 | 5941405 | 2021-07-31
Cozy Heating Systems, LLC | Cozy | W505G | Vented Gravity Type Wall Furna | Natural Gas | Injection Type | TRUE | FALSE | 0 |  | None | Non-Condensing | Single-Stage | 50000 | 35500 |  |  | 70 |  | Federally-Regulated Consumer Product | 2021-05-19 | 5941406 | 2021-07-31
Cozy Heating Systems, LLC | Cozy | VC351C | Gravity Type Vented Room Heate | Natural Gas | Injection Type | TRUE | FALSE | 0 |  | None | Non-Condensing | Single-Stage | 35000 | 25000 |  |  | 67 |  | Federally-Regulated Consumer Product | 2021-05-19 | 202735024 | 2021-07-31
Cozy Heating Systems, LLC | Cozy | 90N50A | Gravity Type Floor Furnace | Natural Gas | Injection Type | TRUE | FALSE | 0 |  | None | Non-Condensing | Single-Stage | 50000 | 35000 |  |  | 58 |  | Federally-Regulated Consumer Product | 2021-05-19 | 202736653 | 2021-07-31
Cozy Heating Systems, LLC | Cozy | W506G | Vented Gravity Type Wall Furna | LPG | Injection Type | TRUE | FALSE | 0 |  | None | Non-Condensing | Single-Stage | 50000 | 35500 |  |  | 70 |  | Federally-Regulated Consumer Product | 2021-05-19 | 5941407 | 2021-07-31
Cozy Heating Systems, LLC | Cozy | W355G | Vented Gravity Type Wall Furna | Natural Gas | Injection Type | TRUE | FALSE | 0 |  | None | Non-Condensing | Single-Stage | 35000 | 24000 |  |  | 66 |  | Federally-Regulated Consumer Product | 2021-05-19 | 5941404 | 2021-07-31
Cozy Heating Systems, LLC | Cozy | CDV155C | Direct Vent Gravity Type Wall | Natural Gas | Injection Type | TRUE | FALSE | 0 |  | None | Non-Condensing | Single-Stage | 15000 | 10000 |  |  | 65 |  | Federally-Regulated Consumer Product | 2021-05-19 | 5940453 | 2021-07-31
Cozy Heating Systems, LLC | Cozy | DVCF553C | Direct Vent Fan Type Wall Furn | Natural Gas | Injection Type | TRUE | FALSE | 1 |  | None | Non-Condensing | Single-Stage | 55000 | 44000 | 156 |  | 76 |  | Federally-Regulated Consumer Product | 2021-05-19 | 5940672 | 2021-07-31
Cozy Heating Systems, LLC | Cozy | HEDV403A | Direct Vent Fan Type Wall Furn | Natural Gas | Induced Draft | FALSE | FALSE | 1 |  | None | Non-Condensing | Single-Stage | 40000 | 32000 | 138 |  | 80.1 |  | Federally-Regulated Consumer Product | 2021-05-19 | 202736669 | 2021-07-31
Cozy Heating Systems, LLC | Cozy | HEDV253A | Direct Vent Fan Type Wall Furn | Natural Gas | Induced Draft | FALSE | FALSE | 1 |  | None | Non-Condensing | Single-Stage | 25000 | 20000 | 122 |  | 80 |  | Federally-Regulated Consumer Product | 2021-05-19 | 202736670 | 2021-07-31
Cozy Heating Systems, LLC | Cozy | CDV255C | Direct Vent Gravity Type Wall | Natural Gas | Injection Type | TRUE | FALSE | 0 |  | None | Non-Condensing | Single-Stage | 25000 | 17500 |  |  | 65 |  | Federally-Regulated Consumer Product | 2021-05-19 | 5940611 | 2021-07-31
Cozy Heating Systems, LLC | Cozy | CDV336C | Direct Vent Gravity Type Wall | LPG | Injection Type | TRUE | FALSE | 1 |  | None | Non-Condensing | Single-Stage | 33000 | 23100 |  |  | 66 |  | Federally-Regulated Consumer Product | 2021-05-19 | 5940632 | 2021-07-31
Cozy Heating Systems, LLC | Cozy | W255G | Vented Gravity Type Wall Furna | Natural Gas | Injection Type | TRUE | FALSE | 0 |  | None | Non-Condensing | Single-Stage | 25000 | 16500 |  |  | 65 |  | Federally-Regulated Consumer Product | 2021-05-19 | 5941266 | 2021-07-31
Cozy Heating Systems, LLC | Cozy | CF553D | Vented Fan Type Wall Furnace | Natural Gas | Injection Type | TRUE | FALSE | 1 |  | None | Non-Condensing | Single-Stage | 55000 | 42000 | 100 |  | 76 |  | Federally-Regulated Consumer Product | 2021-05-19 | 5940664 | 2021-07-31
Cozy Heating Systems, LLC | Cozy | CDV155D | Direct Vent Gravity Type Wall | Natural Gas | Injection Type | TRUE | FALSE | 0 |  | None | Non-Condensing | Single-Stage | 15000 | 10000 |  |  | 65 |  | Federally-Regulated Consumer Product | 2021-05-19 | 205770583 | 2021-07-31
Cozy Heating Systems, LLC | Cozy | VC501C | Gravity Type Vented Room Heate | Natural Gas | Injection Type | TRUE | FALSE | 0 |  | None | Non-Condensing | Single-Stage | 50000 | 36000 |  |  | 68 |  | Federally-Regulated Consumer Product | 2021-05-19 | 202736530 | 2021-07-31
Cozy Heating Systems, LLC | Cozy | 90N65A | Gravity Type Floor Furnace | Natural Gas | Injection Type | TRUE | FALSE | 0 |  | None | Non-Condensing | Single-Stage | 62000 | 43400 |  |  | 58 |  | Federally-Regulated Consumer Product | 2021-05-19 | 202736654 | 2021-07-31
Cozy Heating Systems, LLC | Cozy | CDV306D | Direct Vent Gravity Type Wall | LPG | Injection Type | TRUE | FALSE | 0 |  | None | Non-Condensing | Single-Stage | 30000 | 21000 |  |  | 66 |  | Federally-Regulated Consumer Product | 2021-05-19 | 205770597 | 2021-07-31
Cozy Heating Systems, LLC | Cozy | CF403D | Vented Fan Type Wall Furnace | Natural Gas | Injection Type | TRUE | FALSE | 1 |  | None | Non-Condensing | Single-Stage | 40000 | 32000 | 100 |  | 75 |  | Federally-Regulated Consumer Product | 2021-05-19 | 5940660 | 2021-07-31
Cozy Heating Systems, LLC | Cozy | CDV335C | Direct Vent Gravity Type Wall | Natural Gas | Injection Type | TRUE | FALSE | 0 |  | None | Non-Condensing | Single-Stage | 33000 | 23100 |  |  | 66 |  | Federally-Regulated Consumer Product | 2021-05-19 | 5940629 | 2021-07-31
Cozy Heating Systems, LLC | Cozy | 90N50* | Gravity Type Floor Furnace | Natural Gas | Injection Type | TRUE | FALSE | 0 |  | None | Non-Condensing | Single-Stage | 50000 | 35000 |  |  | 58 |  | Federally-Regulated Consumer Product | 2021-05-19 | 2029640 | 2021-07-31
Cozy Heating Systems, LLC | Cozy | VC201B | Gravity Type Vented Room Heate | Natural Gas | Injection Type | TRUE | FALSE | 0 |  | None | Non-Condensing | Single-Stage | 20000 | 14000 |  |  | 61 |  | Federally-Regulated Consumer Product | 2021-05-19 | 5940840 | 2021-07-31
Empire Comfort Systems | Empire | HWDV081BX-1 | Direct Vent Gravity Type Wall | LPG | Pressure | TRUE | FALSE | 0 |  | None | Non-Condensing | Single-Stage | 8000 | 5360 |  |  | 65 | 65 | Federally-Regulated Consumer Product | 2018-04-30 |  | 2021-07-31
Empire Comfort Systems | Empire | HWDV081X-1 | Direct Vent Gravity Type Wall | LPG | Pressure | TRUE | FALSE | 0 |  | None | Non-Condensing | Single-Stage | 8000 | 5360 |  |  | 65 |  | Federally-Regulated Consumer Product | 2020-07-16 | 9119177 | 2021-07-31
Empire Comfort Systems | Empire | HWDV081BX-1 | Direct Vent Gravity Type Wall | Natural Gas | Pressure | TRUE | FALSE | 0 |  | None | Non-Condensing | Single-Stage | 8000 | 5360 |  |  | 65 | 65 | Federally-Regulated Consumer Product | 2018-04-30 |  | 2021-07-31
Empire Comfort Systems | Empire | HWDV081X-1 | Direct Vent Gravity Type Wall | Natural Gas | Pressure | TRUE | FALSE | 0 |  | None | Non-Condensing | Single-Stage | 8000 | 5360 |  |  | 65 |  | Federally-Regulated Consumer Product | 2020-07-16 | 9119177 | 2021-07-31
Empire Comfort Systems | Empire | RH50C-2 | Gravity Type Vented Room Heate | Natural Gas | Pressure | TRUE | FALSE | 1 |  | None | Non-Condensing | Single-Stage | 50000 | 35000 |  |  | 68 | 68 | Federally-Regulated Consumer Product | 2018-04-30 |  | 2021-09-08
Empire Comfort Systems | Empire | GWT-50-3(SG-RB) | Vented Gravity Type Wall Furna | Natural Gas | Pressure | TRUE | FALSE | 1 |  | None | Non-Condensing | Single-Stage | 50000 | 35000 |  |  | 67 |  | Federally-Regulated Consumer Product | 2020-07-16 | 5990933 | 2021-09-08
Empire Comfort Systems | Empire | 5088X-1 | Gravity Type Floor Furnace | Natural Gas | Pressure | TRUE | FALSE | 0 |  | None | Non-Condensing | Single-Stage | 45000 | 31500 |  |  | 58 |  | Federally-Regulated Consumer Product | 2020-07-16 | 9123812 | 2021-09-08
Empire Comfort Systems | Empire | DVC55SPPX-1 | Direct Vent Fan Type Wall Furn | Natural Gas | Pressure | TRUE | FALSE | 1 |  | None | Non-Condensing | Single-Stage | 55000 | 43000 | 204 |  | 76 |  | Federally-Regulated Consumer Product | 2020-07-16 | 9119349 | 2021-09-08
Empire Comfort Systems | Empire | RH50-7 | Gravity Type Vented Room Heate | LPG | Pressure | TRUE | FALSE | 1 |  | None | Non-Condensing | Single-Stage | 50000 | 35000 |  |  | 68 | 68 | Federally-Regulated Consumer Product | 2018-04-30 |  | 2021-09-08
Empire Comfort Systems | Empire | RH35-7 | Gravity Type Vented Room Heate | Natural Gas | Pressure | TRUE | FALSE | 1 |  | None | Non-Condensing | Single-Stage | 35000 | 24500 |  |  | 67 | 67 | Federally-Regulated Consumer Product | 2018-04-30 |  | 2021-09-08
Empire Comfort Systems | Empire | GWT50W-2 | Vented Gravity Type Wall Furna | Natural Gas | Pressure | TRUE | FALSE | 0 |  | None | Non-Condensing | Single-Stage | 50000 | 35000 |  |  | 67 | 67 | Federally-Regulated Consumer Product | 2018-04-30 |  | 2021-09-08
Empire Comfort Systems | Empire | HW500GW0XX1-3 | Vented Gravity Type Wall Furna | LPG | Pressure | TRUE | FALSE | 0 |  | None | Non-Condensing | Single-Stage | 50000 | 35000 |  |  | 67 | 67 | Federally-Regulated Consumer Product | 2018-04-30 |  | 2021-09-08
Empire Comfort Systems | Empire | HWDV081BX-1 | Direct Vent Gravity Type Wall | LPG | Pressure | TRUE | FALSE | 0 |  | None | Non-Condensing | Single-Stage | 8000 | 5360 |  |  | 65 | 65 | Federally-Regulated Consumer Product | 2021-07-31 | 10445888 | 2021-09-08
Empire Comfort Systems | Empire | 3588X-1 | Gravity Type Floor Furnace | LPG | Pressure | TRUE | FALSE | 0 |  | None | Non-Condensing | Single-Stage | 32500 | 22750 |  |  | 57 | 57 | Federally-Regulated Consumer Product | 2018-04-30 |  | 2021-09-08
Empire Comfort Systems | Empire | DVC55IPX-1 | Direct Vent Fan Type Wall Furn | LPG | Pressure | FALSE | FALSE | 1 |  | None | Non-Condensing | Single-Stage | 55000 | 43000 | 204 |  | 76 |  | Federally-Regulated Consumer Product | 2020-07-16 | 9119348 | 2021-09-08
Empire Comfort Systems | Empire | RH65-7 | Gravity Type Vented Room Heate | Natural Gas | Pressure | TRUE | FALSE | 1 |  | None | Non-Condensing | Single-Stage | 65000 | 45500 |  |  | 68 | 68 | Federally-Regulated Consumer Product | 2018-04-30 |  | 2021-09-08
Empire Comfort Systems | Empire | 7088X-1 | Gravity Type Floor Furnace | Natural Gas | Pressure | TRUE | FALSE | 0 |  | None | Non-Condensing | Single-Stage | 65000 | 45500 |  |  | 58 |  | Federally-Regulated Consumer Product | 2020-07-16 | 9123813 | 2021-09-08
Empire Comfort Systems | Empire | HWDV150X-1 | Direct Vent Gravity Type Wall | LPG | Pressure | TRUE | FALSE | 0 |  | None | Non-Condensing | Single-Stage | 15000 | 10125 |  |  | 65 | 65 | Federally-Regulated Consumer Product | 2018-04-30 |  | 2021-09-08
Empire Comfort Systems | Empire | PVS18 | Vented Fan Type Wall Furnace | LPG | Pressure | FALSE | FALSE | 1 |  | None | Condensing | Step Modulating | 17500 | 15778 | 146 |  | 90.2 | 75 | Federally-Regulated Consumer Product | 2018-04-30 |  | 2021-09-08
Empire Comfort Systems | Empire | HW350GW0XX1-3 | Vented Gravity Type Wall Furna | Natural Gas | Pressure | TRUE | FALSE | 0 |  | None | Non-Condensing | Single-Stage | 35000 | 24500 |  |  | 66 | 66 | Federally-Regulated Consumer Product | 2018-04-30 |  | 2021-09-08
Empire Comfort Systems | Empire | DVC35IPX-1 | Direct Vent Fan Type Wall Furn | LPG | Pressure | FALSE | FALSE | 1 |  | None | Non-Condensing | Single-Stage | 35000 | 27700 | 168 |  | 75 |  | Federally-Regulated Consumer Product | 2020-07-16 | 9119346 | 2021-09-08
Empire Comfort Systems | Empire | RH35-7 | Gravity Type Vented Room Heate | LPG | Pressure | TRUE | FALSE | 1 |  | None | Non-Condensing | Single-Stage | 35000 | 24500 |  |  | 67 | 67 | Federally-Regulated Consumer Product | 2018-04-30 |  | 2021-09-08
Empire Comfort Systems | Empire | RH50-7 | Gravity Type Vented Room Heate | Natural Gas | Pressure | TRUE | FALSE | 1 |  | None | Non-Condensing | Single-Stage | 50000 | 35000 |  |  | 68 | 68 | Federally-Regulated Consumer Product | 2018-04-30 |  | 2021-09-08
Empire Comfort Systems | Empire | FAW-55SPP-1 | Vented Fan Type Wall Furnace | LPG | Pressure | TRUE | FALSE | 1 |  | None | Non-Condensing | Single-Stage | 55000 | 42000 | 204 |  | 76 |  | Federally-Regulated Consumer Product | 2020-07-16 | 5990930 | 2021-09-08
Empire Comfort Systems | Empire | DVC35SPPX-1 | Direct Vent Fan Type Wall Furn | LPG | Pressure | TRUE | FALSE | 1 |  | None | Non-Condensing | Single-Stage | 35000 | 27700 | 168 |  | 75 | 75 | Federally-Regulated Consumer Product | 2018-04-30 |  | 2021-09-08
Empire Comfort Systems | Empire | FAW40SPPX-1 | Vented Fan Type Wall Furnace | Natural Gas | Pressure | TRUE | FALSE | 1 |  | None | Non-Condensing | Single-Stage | 40000 | 31000 | 168 |  | 75 |  | Federally-Regulated Consumer Product | 2020-07-16 | 9108779 | 2021-09-08
Empire Comfort Systems | Empire | RH65B-7 | Gravity Type Vented Room Heate | Natural Gas | Pressure | TRUE | FALSE | 1 |  | None | Non-Condensing | Single-Stage | 65000 | 45500 |  |  | 68 | 68 | Federally-Regulated Consumer Product | 2018-04-30 |  | 2021-09-08
Empire Comfort Systems | Empire | 3588X-1 | Gravity Type Floor Furnace | Natural Gas | Pressure | TRUE | FALSE | 0 |  | None | Non-Condensing | Single-Stage | 32500 | 22750 |  |  | 57 | 57 | Federally-Regulated Consumer Product | 2018-04-30 |  | 2021-09-08
Empire Comfort Systems | Empire | DV215SGX-1 | Direct Vent Gravity Type Wall | LPG | Pressure | TRUE | FALSE | 0 |  | None | Non-Condensing | Single-Stage | 15000 | 10500 |  |  | 65 | 65 | Federally-Regulated Consumer Product | 2018-04-30 |  | 2021-09-08
Empire Comfort Systems | Empire | DV35-4SG | Direct Vent Gravity Type Wall | LPG | Pressure | TRUE | FALSE | 0 |  | None | Non-Condensing | Single-Stage | 35000 | 24500 |  |  | 66 |  | Federally-Regulated Consumer Product | 2020-07-16 | 5990925 | 2021-09-08
Empire Comfort Systems | Empire | FAW40SPP | Vented Fan Type Wall Furnace | LPG | Pressure | TRUE | FALSE | 1 |  | None | Non-Condensing | Single-Stage | 40000 | 31000 | 168 |  | 75 |  | Federally-Regulated Consumer Product | 2020-07-16 | 8637955 | 2021-09-08
Empire Comfort Systems | Empire | DVC55IPX-1 | Direct Vent Fan Type Wall Furn | Natural Gas | Pressure | FALSE | FALSE | 1 |  | None | Non-Condensing | Single-Stage | 55000 | 43000 | 204 |  | 76 |  | Federally-Regulated Consumer Product | 2020-07-16 | 9119348 | 2021-09-08
Empire Comfort Systems | Empire | DV210-10SG | Direct Vent Gravity Type Wall | Natural Gas | Pressure | TRUE | FALSE | 0 |  | None | Non-Condensing | Single-Stage | 10000 | 7000 |  |  | 65 |  | Federally-Regulated Consumer Product | 2020-07-16 | 8637953 | 2021-09-08
Empire Comfort Systems | Empire | RH65C-2 | Gravity Type Vented Room Heate | LPG | Pressure | TRUE | FALSE | 1 |  | None | Non-Condensing | Single-Stage | 65000 | 45500 |  |  | 68 | 68 | Federally-Regulated Consumer Product | 2018-04-30 |  | 2021-09-08
Empire Comfort Systems | Empire | PVS35 | Vented Fan Type Wall Furnace | Natural Gas | Pressure | FALSE | FALSE | 1 |  | None | Condensing | Step Modulating | 35000 | 32130 | 156 |  | 91.8 | 75 | Federally-Regulated Consumer Product | 2018-04-30 |  | 2021-09-08
Empire Comfort Systems | Empire | RH25-8 | Gravity Type Vented Room Heate | LPG | Pressure | TRUE | FALSE | 1 |  | None | Non-Condensing | Single-Stage | 25000 | 17500 |  |  | 66 | 66 | Federally-Regulated Consumer Product | 2018-04-30 |  | 2021-09-08
Empire Comfort Systems | Empire | FAW-55SPP-1 | Vented Fan Type Wall Furnace | Natural Gas | Pressure | TRUE | FALSE | 1 |  | None | Non-Condensing | Single-Stage | 55000 | 42000 | 204 |  | 76 |  | Federally-Regulated Consumer Product | 2020-07-16 | 5990930 | 2021-09-08
Empire Comfort Systems | Empire | FAW55IPX-1 | Vented Fan Type Wall Furnace | Natural Gas | Pressure | FALSE | FALSE | 1 |  | None | Non-Condensing | Single-Stage | 55000 | 42000 | 204 |  | 76 | 76 | Federally-Regulated Consumer Product | 2018-04-30 |  | 2021-09-08
Empire Comfort Systems | Empire | HWDV150X-1 | Direct Vent Gravity Type Wall | Natural Gas | Pressure | TRUE | FALSE | 0 |  | None | Non-Condensing | Single-Stage | 15000 | 10125 |  |  | 65 | 65 | Federally-Regulated Consumer Product | 2018-04-30 |  | 2021-09-08
Empire Comfort Systems | Empire | DV35-4SG | Direct Vent Gravity Type Wall | Natural Gas | Pressure | TRUE | FALSE | 0 |  | None | Non-Condensing | Single-Stage | 35000 | 24500 |  |  | 66 |  | Federally-Regulated Consumer Product | 2020-07-16 | 5990925 | 2021-09-08
Empire Comfort Systems | Empire | FAW40SPPX-1 | Vented Fan Type Wall Furnace | LPG | Pressure | TRUE | FALSE | 1 |  | None | Non-Condensing | Single-Stage | 40000 | 31000 | 168 |  | 75 |  | Federally-Regulated Consumer Product | 2020-07-16 | 9108779 | 2021-09-08
Empire Comfort Systems | Empire | FAW40IPX-1 | Vented Fan Type Wall Furnace | Natural Gas | Pressure | FALSE | FALSE | 1 |  | None | Non-Condensing | Single-Stage | 40000 | 31000 | 168 |  | 75 | 75 | Federally-Regulated Consumer Product | 2018-04-30 |  | 2021-09-08
Empire Comfort Systems | Empire | DV25-5SG | Direct Vent Gravity Type Wall | Natural Gas | Pressure | TRUE | FALSE | 0 |  | None | Non-Condensing | Single-Stage | 25000 | 17500 |  |  | 65 |  | Federally-Regulated Consumer Product | 2020-07-16 | 9119361 | 2021-09-08
Empire Comfort Systems | Empire | GWT25W-2 | Vented Gravity Type Wall Furna | Natural Gas | Pressure | TRUE | FALSE | 0 |  | None | Non-Condensing | Single-Stage | 25000 | 17500 |  |  | 70 |  | Federally-Regulated Consumer Product | 2020-07-16 | 9119175 | 2021-09-08
Empire Comfort Systems | Empire | DV-55E-(1-99) | Vented Fan Type Wall Furnace | Natural Gas | Induced Draft | FALSE | FALSE | 1 |  | None | Non-Condensing | Single-Stage | 55000 | 44825 | 264 |  | 80 | 76 | Federally-Regulated Consumer Product | 2018-04-30 |  | 2021-09-08
Empire Comfort Systems | Empire | DV-55E-(1-99) | Vented Fan Type Wall Furnace | LPG | Induced Draft | FALSE | FALSE | 1 |  | None | Non-Condensing | Single-Stage | 55000 | 44825 | 264 |  | 80 | 76 | Federally-Regulated Consumer Product | 2018-04-30 |  | 2021-09-08
Empire Comfort Systems | Empire | DV210SGX | Direct Vent Gravity Type Wall | LPG | Pressure | TRUE | FALSE | 0 |  | None | Non-Condensing | Single-Stage | 10000 | 7000 |  |  | 65 |  | Federally-Regulated Consumer Product | 2020-07-16 | 9108550 | 2021-09-08
Empire Comfort Systems | Empire | HW250GW0XX1-3 | Vented Gravity Type Wall Furna | Natural Gas | Pressure | TRUE | FALSE | 0 |  | None | Non-Condensing | Single-Stage | 25000 | 17500 |  |  | 70 |  | Federally-Regulated Consumer Product | 2020-07-16 | 9119180 | 2021-09-08
Empire Comfort Systems | Empire | RH50B-7 | Gravity Type Vented Room Heate | Natural Gas | Pressure | TRUE | FALSE | 1 |  | None | Non-Condensing | Single-Stage | 50000 | 35000 |  |  | 68 |  | Federally-Regulated Consumer Product | 2020-07-16 | 8637980 | 2021-09-08
Empire Comfort Systems | Empire | RH25-8 | Gravity Type Vented Room Heate | Natural Gas | Pressure | TRUE | FALSE | 1 |  | None | Non-Condensing | Single-Stage | 25000 | 17500 |  |  | 66 | 66 | Federally-Regulated Consumer Product | 2018-04-30 |  | 2021-09-08
Empire Comfort Systems | Empire | HW350GW0XX1-3 | Vented Gravity Type Wall Furna | LPG | Pressure | TRUE | FALSE | 0 |  | None | Non-Condensing | Single-Stage | 35000 | 24500 |  |  | 66 | 66 | Federally-Regulated Consumer Product | 2018-04-30 |  | 2021-09-08
Empire Comfort Systems | Empire | HWDV081X-1 | Direct Vent Gravity Type Wall | Natural Gas | Pressure | TRUE | FALSE | 0 |  | None | Non-Condensing | Single-Stage | 8000 | 5360 |  |  | 65 | 65 | Federally-Regulated Consumer Product | 2021-07-31 | 9119177 | 2021-09-08
Empire Comfort Systems | Empire | RH65C-2 | Gravity Type Vented Room Heate | Natural Gas | Pressure | TRUE | FALSE | 1 |  | None | Non-Condensing | Single-Stage | 65000 | 45500 |  |  | 68 | 68 | Federally-Regulated Consumer Product | 2018-04-30 |  | 2021-09-08
Empire Comfort Systems | Empire | DV-20E-(1-99) | Vented Fan Type Wall Furnace | LPG | Induced Draft | FALSE | FALSE | 1 |  | None | Non-Condensing | Single-Stage | 20000 | 16300 | 174 |  | 80 | 75 | Federally-Regulated Consumer Product | 2018-04-30 |  | 2021-09-08
Empire Comfort Systems | Empire | GWT35W-2 | Vented Gravity Type Wall Furna | LPG | Pressure | TRUE | FALSE | 0 |  | None | Non-Condensing | Single-Stage | 35000 | 24500 |  |  | 66 | 66 | Federally-Regulated Consumer Product | 2018-04-30 |  | 2021-09-08
Empire Comfort Systems | Empire | DV-40E-(1-99) | Vented Fan Type Wall Furnace | LPG | Induced Draft | FALSE | FALSE | 1 |  | None | Non-Condensing | Single-Stage | 40000 | 32600 | 174 |  | 80 |  | Federally-Regulated Consumer Product | 2020-07-16 | 2029754 | 2021-09-08
Empire Comfort Systems | Empire | FAW55SPPX-1 | Vented Fan Type Wall Furnace | Natural Gas | Pressure | TRUE | FALSE | 1 |  | None | Non-Condensing | Single-Stage | 55000 | 42000 | 204 |  | 76 |  | Federally-Regulated Consumer Product | 2020-07-16 | 9114291 | 2021-09-08
Empire Comfort Systems | Empire | RH65-7 | Gravity Type Vented Room Heate | LPG | Pressure | TRUE | FALSE | 1 |  | None | Non-Condensing | Single-Stage | 65000 | 45500 |  |  | 68 | 68 | Federally-Regulated Consumer Product | 2018-04-30 |  | 2021-09-08
Empire Comfort Systems | Empire | GWT-50-3(SG-RB) | Vented Gravity Type Wall Furna | LPG | Pressure | TRUE | FALSE | 1 |  | None | Non-Condensing | Single-Stage | 50000 | 35000 |  |  | 67 |  | Federally-Regulated Consumer Product | 2020-07-16 | 5990933 | 2021-09-08
Empire Comfort Systems | Empire | RH50B-7 | Gravity Type Vented Room Heate | LPG | Pressure | TRUE | FALSE | 1 |  | None | Non-Condensing | Single-Stage | 50000 | 35000 |  |  | 68 |  | Federally-Regulated Consumer Product | 2020-07-16 | 8637980 | 2021-09-08
Empire Comfort Systems | Empire | PVS18 | Vented Fan Type Wall Furnace | Natural Gas | Pressure | FALSE | FALSE | 1 |  | None | Condensing | Step Modulating | 17500 | 15778 | 146 |  | 90.2 | 75 | Federally-Regulated Consumer Product | 2018-04-30 |  | 2021-09-08
Empire Comfort Systems | Empire | FAW55IPX-1 | Vented Fan Type Wall Furnace | LPG | Pressure | FALSE | FALSE | 1 |  | None | Non-Condensing | Single-Stage | 55000 | 42000 | 204 |  | 76 | 76 | Federally-Regulated Consumer Product | 2018-04-30 |  | 2021-09-08
Empire Comfort Systems | Empire | FAW40SPP | Vented Fan Type Wall Furnace | Natural Gas | Pressure | TRUE | FALSE | 1 |  | None | Non-Condensing | Single-Stage | 40000 | 31000 | 168 |  | 75 |  | Federally-Regulated Consumer Product | 2020-07-16 | 8637955 | 2021-09-08
Empire Comfort Systems | Empire | HWDV150BX-1 | Direct Vent Gravity Type Wall | LPG | Pressure | TRUE | FALSE | 0 |  | None | Non-Condensing | Single-Stage | 15000 | 10125 |  |  | 65 | 65 | Federally-Regulated Consumer Product | 2018-04-30 |  | 2021-09-08
Empire Comfort Systems | Empire | HWDV150BX-1 | Direct Vent Gravity Type Wall | Natural Gas | Pressure | TRUE | FALSE | 0 |  | None | Non-Condensing | Single-Stage | 15000 | 10125 |  |  | 65 | 65 | Federally-Regulated Consumer Product | 2018-04-30 |  | 2021-09-08
Empire Comfort Systems | Empire | HWDV081X-1 | Direct Vent Gravity Type Wall | LPG | Pressure | TRUE | FALSE | 0 |  | None | Non-Condensing | Single-Stage | 8000 | 5360 |  |  | 65 | 65 | Federally-Regulated Consumer Product | 2021-07-31 | 9119177 | 2021-09-08
Empire Comfort Systems | Empire | HW250GW0XX1-3 | Vented Gravity Type Wall Furna | LPG | Pressure | TRUE | FALSE | 0 |  | None | Non-Condensing | Single-Stage | 25000 | 17500 |  |  | 70 |  | Federally-Regulated Consumer Product | 2020-07-16 | 9119180 | 2021-09-08
Empire Comfort Systems | Empire | DV-40E-(1-99) | Vented Fan Type Wall Furnace | Natural Gas | Induced Draft | FALSE | FALSE | 1 |  | None | Non-Condensing | Single-Stage | 40000 | 32600 | 174 |  | 80 |  | Federally-Regulated Consumer Product | 2020-07-16 | 2029754 | 2021-09-08
Empire Comfort Systems | Empire | HW500GW0XX1-3 | Vented Gravity Type Wall Furna | Natural Gas | Pressure | TRUE | FALSE | 0 |  | None | Non-Condensing | Single-Stage | 50000 | 35000 |  |  | 67 | 67 | Federally-Regulated Consumer Product | 2018-04-30 |  | 2021-09-08
Empire Comfort Systems | Empire | DVC35SPPX-1 | Direct Vent Fan Type Wall Furn | Natural Gas | Pressure | TRUE | FALSE | 1 |  | None | Non-Condensing | Single-Stage | 35000 | 27700 | 168 |  | 75 | 75 | Federally-Regulated Consumer Product | 2018-04-30 |  | 2021-09-08
Empire Comfort Systems | Empire | HWDV081BX-1 | Direct Vent Gravity Type Wall | Natural Gas | Pressure | TRUE | FALSE | 0 |  | None | Non-Condensing | Single-Stage | 8000 | 5360 |  |  | 65 | 65 | Federally-Regulated Consumer Product | 2021-07-31 | 10445888 | 2021-09-08
Empire Comfort Systems | Empire | DVC35IPX-1 | Direct Vent Fan Type Wall Furn | Natural Gas | Pressure | FALSE | FALSE | 1 |  | None | Non-Condensing | Single-Stage | 35000 | 27700 | 168 |  | 75 |  | Federally-Regulated Consumer Product | 2020-07-16 | 9119346 | 2021-09-08
Empire Comfort Systems | Empire | DV210SGX | Direct Vent Gravity Type Wall | Natural Gas | Pressure | TRUE | FALSE | 0 |  | None | Non-Condensing | Single-Stage | 10000 | 7000 |  |  | 65 |  | Federally-Regulated Consumer Product | 2020-07-16 | 9108550 | 2021-09-08
Empire Comfort Systems | Empire | GWT35W-2 | Vented Gravity Type Wall Furna | Natural Gas | Pressure | TRUE | FALSE | 0 |  | None | Non-Condensing | Single-Stage | 35000 | 24500 |  |  | 66 | 66 | Federally-Regulated Consumer Product | 2018-04-30 |  | 2021-09-08
Empire Comfort Systems | Empire | RH50C-2 | Gravity Type Vented Room Heate | LPG | Pressure | TRUE | FALSE | 1 |  | None | Non-Condensing | Single-Stage | 50000 | 35000 |  |  | 68 | 68 | Federally-Regulated Consumer Product | 2018-04-30 |  | 2021-09-08
Empire Comfort Systems | Empire | DVC55SPPX-1 | Direct Vent Fan Type Wall Furn | LPG | Pressure | TRUE | FALSE | 1 |  | None | Non-Condensing | Single-Stage | 55000 | 43000 | 204 |  | 76 |  | Federally-Regulated Consumer Product | 2020-07-16 | 9119349 | 2021-09-08
Empire Comfort Systems | Empire | PVS35 | Vented Fan Type Wall Furnace | LPG | Pressure | FALSE | FALSE | 1 |  | None | Condensing | Step Modulating | 35000 | 32130 | 156 |  | 91.8 | 75 | Federally-Regulated Consumer Product | 2018-04-30 |  | 2021-09-08
Empire Comfort Systems | Empire | 7088X-1 | Gravity Type Floor Furnace | LPG | Pressure | TRUE | FALSE | 0 |  | None | Non-Condensing | Single-Stage | 65000 | 45500 |  |  | 58 |  | Federally-Regulated Consumer Product | 2020-07-16 | 9123813 | 2021-09-08
Empire Comfort Systems | Empire | DV215SGX-1 | Direct Vent Gravity Type Wall | Natural Gas | Pressure | TRUE | FALSE | 0 |  | None | Non-Condensing | Single-Stage | 15000 | 10500 |  |  | 65 | 65 | Federally-Regulated Consumer Product | 2018-04-30 |  | 2021-09-08
Empire Comfort Systems | Empire | GWT25W-2 | Vented Gravity Type Wall Furna | LPG | Pressure | TRUE | FALSE | 0 |  | None | Non-Condensing | Single-Stage | 25000 | 17500 |  |  | 70 |  | Federally-Regulated Consumer Product | 2020-07-16 | 9119175 | 2021-09-08
Empire Comfort Systems | Empire | 5088X-1 | Gravity Type Floor Furnace | LPG | Pressure | TRUE | FALSE | 0 |  | None | Non-Condensing | Single-Stage | 45000 | 31500 |  |  | 58 |  | Federally-Regulated Consumer Product | 2020-07-16 | 9123812 | 2021-09-08
Empire Comfort Systems | Empire | DV-20E-(1-99) | Vented Fan Type Wall Furnace | Natural Gas | Induced Draft | FALSE | FALSE | 1 |  | None | Non-Condensing | Single-Stage | 20000 | 16300 | 174 |  | 80 | 75 | Federally-Regulated Consumer Product | 2018-04-30 |  | 2021-09-08
Empire Comfort Systems | Empire | FAW40IPX-1 | Vented Fan Type Wall Furnace | LPG | Pressure | FALSE | FALSE | 1 |  | None | Non-Condensing | Single-Stage | 40000 | 31000 | 168 |  | 75 | 75 | Federally-Regulated Consumer Product | 2018-04-30 |  | 2021-09-08
Empire Comfort Systems | Empire | GWT50W-2 | Vented Gravity Type Wall Furna | LPG | Pressure | TRUE | FALSE | 0 |  | None | Non-Condensing | Single-Stage | 50000 | 35000 |  |  | 67 | 67 | Federally-Regulated Consumer Product | 2018-04-30 |  | 2021-09-08
Empire Comfort Systems | Empire | RH65B-7 | Gravity Type Vented Room Heate | LPG | Pressure | TRUE | FALSE | 1 |  | None | Non-Condensing | Single-Stage | 65000 | 45500 |  |  | 68 | 68 | Federally-Regulated Consumer Product | 2018-04-30 |  | 2021-09-08
Empire Comfort Systems | Empire | DV210-10SG | Direct Vent Gravity Type Wall | LPG | Pressure | TRUE | FALSE | 0 |  | None | Non-Condensing | Single-Stage | 10000 | 7000 |  |  | 65 |  | Federally-Regulated Consumer Product | 2020-07-16 | 8637953 | 2021-09-08
Empire Comfort Systems | Empire | FAW55SPPX-1 | Vented Fan Type Wall Furnace | LPG | Pressure | TRUE | FALSE | 1 |  | None | Non-Condensing | Single-Stage | 55000 | 42000 | 204 |  | 76 |  | Federally-Regulated Consumer Product | 2020-07-16 | 9114291 | 2021-09-08
Cozy Heating Systems, LLC | Cozy | W255G | Vented Gravity Type Wall Furna | Natural Gas | Injection Type | TRUE | FALSE | 0 |  | None | Non-Condensing | Single-Stage | 25000 | 16500 |  |  | 65 |  | Federally-Regulated Consumer Product | 2021-07-31 | 5941266 | 2021-09-08
Cozy Heating Systems, LLC | Cozy | CDV255C | Direct Vent Gravity Type Wall | Natural Gas | Injection Type | TRUE | FALSE | 0 |  | None | Non-Condensing | Single-Stage | 25000 | 17500 |  |  | 65 |  | Federally-Regulated Consumer Product | 2021-07-31 | 5940611 | 2021-09-08
Cozy Heating Systems, LLC | Cozy | W505G | Vented Gravity Type Wall Furna | Natural Gas | Injection Type | TRUE | FALSE | 0 |  | None | Non-Condensing | Single-Stage | 50000 | 35500 |  |  | 70 |  | Federally-Regulated Consumer Product | 2021-07-31 | 5941406 | 2021-09-08
Cozy Heating Systems, LLC | Cozy | CDV306D | Direct Vent Gravity Type Wall | LPG | Injection Type | TRUE | FALSE | 0 |  | None | Non-Condensing | Single-Stage | 30000 | 21000 |  |  | 66 |  | Federally-Regulated Consumer Product | 2021-07-31 | 205770597 | 2021-09-08
Cozy Heating Systems, LLC | Cozy | CDV156D | Direct Vent Gravity Type Wall | LPG | Injection Type | TRUE | FALSE | 0 |  | None | Non-Condensing | Single-Stage | 15000 | 10000 |  |  | 65 |  | Federally-Regulated Consumer Product | 2021-07-31 | 205770595 | 2021-09-08
Cozy Heating Systems, LLC | Cozy | DVCF403C | Direct Vent Fan Type Wall Furn | Natural Gas | Injection Type | TRUE | FALSE | 1 |  | None | Non-Condensing | Single-Stage | 40000 | 32000 | 138 |  | 75 |  | Federally-Regulated Consumer Product | 2021-07-31 | 5940668 | 2021-09-08
Cozy Heating Systems, LLC | Cozy | VC351C | Gravity Type Vented Room Heate | Natural Gas | Injection Type | TRUE | FALSE | 0 |  | None | Non-Condensing | Single-Stage | 35000 | 25000 |  |  | 67 |  | Federally-Regulated Consumer Product | 2021-07-31 | 202735024 | 2021-09-08
Cozy Heating Systems, LLC | Cozy | 90N65A | Gravity Type Floor Furnace | Natural Gas | Injection Type | TRUE | FALSE | 0 |  | None | Non-Condensing | Single-Stage | 62000 | 43400 |  |  | 58 |  | Federally-Regulated Consumer Product | 2021-07-31 | 202736654 | 2021-09-08
Cozy Heating Systems, LLC | Cozy | W356G | Vented Gravity Type Wall Furna | LPG | Injection Type | TRUE | FALSE | 0 |  | None | Non-Condensing | Single-Stage | 35000 | 24000 |  |  | 66 |  | Federally-Regulated Consumer Product | 2021-07-31 | 5941405 | 2021-09-08
Cozy Heating Systems, LLC | Cozy | CF553D | Vented Fan Type Wall Furnace | Natural Gas | Injection Type | TRUE | FALSE | 1 |  | None | Non-Condensing | Single-Stage | 55000 | 42000 | 100 |  | 76 |  | Federally-Regulated Consumer Product | 2021-07-31 | 5940664 | 2021-09-08
Cozy Heating Systems, LLC | Cozy | W355G | Vented Gravity Type Wall Furna | Natural Gas | Injection Type | TRUE | FALSE | 0 |  | None | Non-Condensing | Single-Stage | 35000 | 24000 |  |  | 66 |  | Federally-Regulated Consumer Product | 2021-07-31 | 5941404 | 2021-09-08
Cozy Heating Systems, LLC | Cozy | CDV256C | Direct Vent Gravity Type Wall | LPG | Injection Type | TRUE | FALSE | 0 |  | None | Non-Condensing | Single-Stage | 25000 | 17500 |  |  | 65 |  | Federally-Regulated Consumer Product | 2021-07-31 | 5940631 | 2021-09-08
Cozy Heating Systems, LLC | Cozy | CF403D | Vented Fan Type Wall Furnace | Natural Gas | Injection Type | TRUE | FALSE | 1 |  | None | Non-Condensing | Single-Stage | 40000 | 32000 | 100 |  | 75 |  | Federally-Regulated Consumer Product | 2021-07-31 | 5940660 | 2021-09-08
Cozy Heating Systems, LLC | Cozy | 90N50A | Gravity Type Floor Furnace | Natural Gas | Injection Type | TRUE | FALSE | 0 |  | None | Non-Condensing | Single-Stage | 50000 | 35000 |  |  | 58 |  | Federally-Regulated Consumer Product | 2021-07-31 | 202736653 | 2021-09-08
Cozy Heating Systems, LLC | Cozy | CDV156C | Direct Vent Gravity Type Wall | LPG | Injection Type | TRUE | FALSE | 0 |  | None | Non-Condensing | Single-Stage | 15000 | 10000 |  |  | 65 |  | Federally-Regulated Consumer Product | 2021-07-31 | 5940630 | 2021-09-08
Cozy Heating Systems, LLC | Cozy | W506G | Vented Gravity Type Wall Furna | LPG | Injection Type | TRUE | FALSE | 0 |  | None | Non-Condensing | Single-Stage | 50000 | 35500 |  |  | 70 |  | Federally-Regulated Consumer Product | 2021-07-31 | 5941407 | 2021-09-08
Cozy Heating Systems, LLC | Cozy | CDV155D | Direct Vent Gravity Type Wall | Natural Gas | Injection Type | TRUE | FALSE | 0 |  | None | Non-Condensing | Single-Stage | 15000 | 10000 |  |  | 65 |  | Federally-Regulated Consumer Product | 2021-07-31 | 205770583 | 2021-09-08
Cozy Heating Systems, LLC | Cozy | 90N30A | Gravity Type Floor Furnace | Natural Gas | Injection Type | TRUE | FALSE | 0 |  | None | Non-Condensing | Single-Stage | 30000 | 21000 |  |  | 57 |  | Federally-Regulated Consumer Product | 2021-07-31 | 202736652 | 2021-09-08
Cozy Heating Systems, LLC | Cozy | HEDV403A | Direct Vent Fan Type Wall Furn | Natural Gas | Induced Draft | FALSE | FALSE | 1 |  | None | Non-Condensing | Single-Stage | 40000 | 32000 | 138 |  | 80.1 |  | Federally-Regulated Consumer Product | 2021-07-31 | 202736669 | 2021-09-08
Cozy Heating Systems, LLC | Cozy | CDV335C | Direct Vent Gravity Type Wall | Natural Gas | Injection Type | TRUE | FALSE | 0 |  | None | Non-Condensing | Single-Stage | 33000 | 23100 |  |  | 66 |  | Federally-Regulated Consumer Product | 2021-07-31 | 5940629 | 2021-09-08
Cozy Heating Systems, LLC | Cozy | CDV255D | Direct Vent Gravity Type Wall | Natural Gas | Injection Type | TRUE | FALSE | 0 |  | None | Non-Condensing | Single-Stage | 25000 | 17500 |  |  | 66 |  | Federally-Regulated Consumer Product | 2021-07-31 | 205770584 | 2021-09-08
Cozy Heating Systems, LLC | Cozy | CDV336C | Direct Vent Gravity Type Wall | LPG | Injection Type | TRUE | FALSE | 1 |  | None | Non-Condensing | Single-Stage | 33000 | 23100 |  |  | 66 |  | Federally-Regulated Consumer Product | 2021-07-31 | 5940632 | 2021-09-08
Cozy Heating Systems, LLC | Cozy | CDV155C | Direct Vent Gravity Type Wall | Natural Gas | Injection Type | TRUE | FALSE | 0 |  | None | Non-Condensing | Single-Stage | 15000 | 10000 |  |  | 65 |  | Federally-Regulated Consumer Product | 2021-07-31 | 5940453 | 2021-09-08
Cozy Heating Systems, LLC | Cozy | CDV305D | Direct Vent Gravity Type Wall | Natural Gas | Injection Type | TRUE | FALSE | 0 |  | None | Non-Condensing | Single-Stage | 30000 | 21000 |  |  | 66 |  | Federally-Regulated Consumer Product | 2021-07-31 | 205770585 | 2021-09-08
Cozy Heating Systems, LLC | Cozy | VC501C | Gravity Type Vented Room Heate | Natural Gas | Injection Type | TRUE | FALSE | 0 |  | None | Non-Condensing | Single-Stage | 50000 | 36000 |  |  | 68 |  | Federally-Regulated Consumer Product | 2021-07-31 | 202736530 | 2021-09-08
Cozy Heating Systems, LLC | Cozy | DVCF553C | Direct Vent Fan Type Wall Furn | Natural Gas | Injection Type | TRUE | FALSE | 1 |  | None | Non-Condensing | Single-Stage | 55000 | 44000 | 156 |  | 76 |  | Federally-Regulated Consumer Product | 2021-07-31 | 5940672 | 2021-09-08
Cozy Heating Systems, LLC | Cozy | W256G | Vented Gravity Type Wall Furna | LPG | Injection Type | TRUE | FALSE | 0 |  | None | Non-Condensing | Single-Stage | 25000 | 16500 |  |  | 65 |  | Federally-Regulated Consumer Product | 2021-07-31 | 5941403 | 2021-09-08
Cozy Heating Systems, LLC | Cozy | HEDV253A | Direct Vent Fan Type Wall Furn | Natural Gas | Induced Draft | FALSE | FALSE | 1 |  | None | Non-Condensing | Single-Stage | 25000 | 20000 | 122 |  | 80 |  | Federally-Regulated Consumer Product | 2021-07-31 | 202736670 | 2021-09-08
Cozy Heating Systems, LLC | Cozy | CDV256D | Direct Vent Gravity Type Wall | LPG | Injection Type | TRUE | FALSE | 0 |  | None | Non-Condensing | Single-Stage | 25000 | 17500 |  |  | 66 |  | Federally-Regulated Consumer Product | 2021-07-31 | 205770596 | 2021-09-08
Rinnai America | Rinnai | EX38CT (RHFE-1005FTA2) | Direct Vent Fan Type Wall Furn | Natural Gas | Injection Type | FALSE | FALSE | 1 |  | None | Non-Condensing | Step Modulating | 38400 | 31500 | 117 |  | 80 |  | Federally-Regulated Consumer Product | 2020-07-16 | 10061800 | 2021-09-08
Rinnai America | Rinnai | EX11CT (RHFE-265FTA2) | Direct Vent Fan Type Wall Furn | Natural Gas | Injection Type | FALSE | FALSE | 1 |  | None | Non-Condensing | Step Modulating | 11000 | 9000 | 6 |  | 81 |  | Federally-Regulated Consumer Product | 2020-07-16 | 10061797 | 2021-09-08
Rinnai America | Rinnai | EX08CT (RHFE-202FTA2) | Direct Vent Fan Type Wall Furn | LPG | Injection Type | FALSE | FALSE | 1 |  | None | Non-Condensing | Step Modulating | 8000 | 6604 | 6 |  | 82 |  | Federally-Regulated Consumer Product | 2020-07-16 | 10061796 | 2021-09-08
Rinnai America | Rinnai | EX08CT (RHFE-202FTA2) | Direct Vent Fan Type Wall Furn | Natural Gas | Injection Type | FALSE | FALSE | 1 |  | None | Non-Condensing | Step Modulating | 8000 | 6604 | 6 |  | 82 |  | Federally-Regulated Consumer Product | 2020-07-16 | 10061796 | 2021-09-08
Rinnai America | Rinnai | EX17CT (RHFE-434FTA2) | Direct Vent Fan Type Wall Furn | LPG | Injection Type | FALSE | FALSE | 1 |  | None | Non-Condensing | Step Modulating | 16700 | 13525 | 6 |  | 81 | 75 | Federally-Regulated Consumer Product | 2018-04-30 |  | 2021-09-08
Rinnai America | Rinnai | EX22CT (RHFE-559FTA2) | Direct Vent Fan Type Wall Furn | LPG | Injection Type | FALSE | FALSE | 1 |  | None | Non-Condensing | Step Modulating | 21500 | 17300 | 6 |  | 81 |  | Federally-Regulated Consumer Product | 2020-07-16 | 10061799 | 2021-09-08
Rinnai America | Rinnai | EX38CT (RHFE-1005FTA2) | Direct Vent Fan Type Wall Furn | LPG | Injection Type | FALSE | FALSE | 1 |  | None | Non-Condensing | Step Modulating | 38400 | 31500 | 117 |  | 80 |  | Federally-Regulated Consumer Product | 2020-07-16 | 10061800 | 2021-09-08
Rinnai America | Rinnai | EX22CT (RHFE-559FTA2) | Direct Vent Fan Type Wall Furn | Natural Gas | Injection Type | FALSE | FALSE | 1 |  | None | Non-Condensing | Step Modulating | 21500 | 17300 | 6 |  | 81 |  | Federally-Regulated Consumer Product | 2020-07-16 | 10061799 | 2021-09-08
Rinnai America | Rinnai | EX17CT (RHFE-434FTA2) | Direct Vent Fan Type Wall Furn | Natural Gas | Injection Type | FALSE | FALSE | 1 |  | None | Non-Condensing | Step Modulating | 16700 | 13525 | 6 |  | 81 | 75 | Federally-Regulated Consumer Product | 2018-04-30 |  | 2021-09-08
Rinnai America | Rinnai | EX11CT (RHFE-265FTA2) | Direct Vent Fan Type Wall Furn | LPG | Injection Type | FALSE | FALSE | 1 |  | None | Non-Condensing | Step Modulating | 11000 | 9000 | 6 |  | 81 |  | Federally-Regulated Consumer Product | 2020-07-16 | 10061797 | 2021-09-08
Cozy Heating Systems, LLC | Cozy | W255G | Vented Gravity Type Wall Furna | Natural Gas | Injection Type | TRUE | FALSE | 0 |  | None | Non-Condensing | Single-Stage | 25000 | 16500 |  |  | 65 |  | Federally-Regulated Consumer Product | 2021-09-08 | 5941266 | 2021-09-08
Cozy Heating Systems, LLC | Cozy | CDV255C | Direct Vent Gravity Type Wall | Natural Gas | Injection Type | TRUE | FALSE | 0 |  | None | Non-Condensing | Single-Stage | 25000 | 17500 |  |  | 65 |  | Federally-Regulated Consumer Product | 2021-09-08 | 5940611 | 2021-09-08
Cozy Heating Systems, LLC | Cozy | W505G | Vented Gravity Type Wall Furna | Natural Gas | Injection Type | TRUE | FALSE | 0 |  | None | Non-Condensing | Single-Stage | 50000 | 35500 |  |  | 70 |  | Federally-Regulated Consumer Product | 2021-09-08 | 5941406 | 2021-09-08
Cozy Heating Systems, LLC | Cozy | CDV306D | Direct Vent Gravity Type Wall | LPG | Injection Type | TRUE | FALSE | 0 |  | None | Non-Condensing | Single-Stage | 30000 | 21000 |  |  | 66 |  | Federally-Regulated Consumer Product | 2021-09-08 | 205770597 | 2021-09-08
Cozy Heating Systems, LLC | Cozy | CDV156D | Direct Vent Gravity Type Wall | LPG | Injection Type | TRUE | FALSE | 0 |  | None | Non-Condensing | Single-Stage | 15000 | 10000 |  |  | 65 |  | Federally-Regulated Consumer Product | 2021-09-08 | 205770595 | 2021-09-08
Cozy Heating Systems, LLC | Cozy | DVCF403C | Direct Vent Fan Type Wall Furn | Natural Gas | Injection Type | TRUE | FALSE | 1 |  | None | Non-Condensing | Single-Stage | 40000 | 32000 | 138 |  | 75 |  | Federally-Regulated Consumer Product | 2021-09-08 | 5940668 | 2021-09-08
Cozy Heating Systems, LLC | Cozy | VC351C | Gravity Type Vented Room Heate | Natural Gas | Injection Type | TRUE | FALSE | 0 |  | None | Non-Condensing | Single-Stage | 35000 | 25000 |  |  | 67 |  | Federally-Regulated Consumer Product | 2021-09-08 | 202735024 | 2021-09-08
Cozy Heating Systems, LLC | Cozy | 90N65A | Gravity Type Floor Furnace | Natural Gas | Injection Type | TRUE | FALSE | 0 |  | None | Non-Condensing | Single-Stage | 62000 | 43400 |  |  | 58 |  | Federally-Regulated Consumer Product | 2021-09-08 | 202736654 | 2021-09-08
Cozy Heating Systems, LLC | Cozy | W356G | Vented Gravity Type Wall Furna | LPG | Injection Type | TRUE | FALSE | 0 |  | None | Non-Condensing | Single-Stage | 35000 | 24000 |  |  | 66 |  | Federally-Regulated Consumer Product | 2021-09-08 | 5941405 | 2021-09-08
Cozy Heating Systems, LLC | Cozy | CF553D | Vented Fan Type Wall Furnace | Natural Gas | Injection Type | TRUE | FALSE | 1 |  | None | Non-Condensing | Single-Stage | 55000 | 42000 | 100 |  | 76 |  | Federally-Regulated Consumer Product | 2021-09-08 | 5940664 | 2021-09-08
Cozy Heating Systems, LLC | Cozy | W355G | Vented Gravity Type Wall Furna | Natural Gas | Injection Type | TRUE | FALSE | 0 |  | None | Non-Condensing | Single-Stage | 35000 | 24000 |  |  | 66 |  | Federally-Regulated Consumer Product | 2021-09-08 | 5941404 | 2021-09-08
Cozy Heating Systems, LLC | Cozy | CDV256C | Direct Vent Gravity Type Wall | LPG | Injection Type | TRUE | FALSE | 0 |  | None | Non-Condensing | Single-Stage | 25000 | 17500 |  |  | 65 |  | Federally-Regulated Consumer Product | 2021-09-08 | 5940631 | 2021-09-08
Cozy Heating Systems, LLC | Cozy | CF403D | Vented Fan Type Wall Furnace | Natural Gas | Injection Type | TRUE | FALSE | 1 |  | None | Non-Condensing | Single-Stage | 40000 | 32000 | 100 |  | 75 |  | Federally-Regulated Consumer Product | 2021-09-08 | 5940660 | 2021-09-08
Cozy Heating Systems, LLC | Cozy | 90N50A | Gravity Type Floor Furnace | Natural Gas | Injection Type | TRUE | FALSE | 0 |  | None | Non-Condensing | Single-Stage | 50000 | 35000 |  |  | 58 |  | Federally-Regulated Consumer Product | 2021-09-08 | 202736653 | 2021-09-08
Cozy Heating Systems, LLC | Cozy | CDV156C | Direct Vent Gravity Type Wall | LPG | Injection Type | TRUE | FALSE | 0 |  | None | Non-Condensing | Single-Stage | 15000 | 10000 |  |  | 65 |  | Federally-Regulated Consumer Product | 2021-09-08 | 5940630 | 2021-09-08
Cozy Heating Systems, LLC | Cozy | W506G | Vented Gravity Type Wall Furna | LPG | Injection Type | TRUE | FALSE | 0 |  | None | Non-Condensing | Single-Stage | 50000 | 35500 |  |  | 70 |  | Federally-Regulated Consumer Product | 2021-09-08 | 5941407 | 2021-09-08
Cozy Heating Systems, LLC | Cozy | CDV155D | Direct Vent Gravity Type Wall | Natural Gas | Injection Type | TRUE | FALSE | 0 |  | None | Non-Condensing | Single-Stage | 15000 | 10000 |  |  | 65 |  | Federally-Regulated Consumer Product | 2021-09-08 | 205770583 | 2021-09-08
Cozy Heating Systems, LLC | Cozy | 90N30A | Gravity Type Floor Furnace | Natural Gas | Injection Type | TRUE | FALSE | 0 |  | None | Non-Condensing | Single-Stage | 30000 | 21000 |  |  | 57 |  | Federally-Regulated Consumer Product | 2021-09-08 | 202736652 | 2021-09-08
Cozy Heating Systems, LLC | Cozy | HEDV403A | Direct Vent Fan Type Wall Furn | Natural Gas | Induced Draft | FALSE | FALSE | 1 |  | None | Non-Condensing | Single-Stage | 40000 | 32000 | 138 |  | 80.1 |  | Federally-Regulated Consumer Product | 2021-09-08 | 202736669 | 2021-09-08
Cozy Heating Systems, LLC | Cozy | CDV335C | Direct Vent Gravity Type Wall | Natural Gas | Injection Type | TRUE | FALSE | 0 |  | None | Non-Condensing | Single-Stage | 33000 | 23100 |  |  | 66 |  | Federally-Regulated Consumer Product | 2021-09-08 | 5940629 | 2021-09-08
Cozy Heating Systems, LLC | Cozy | CDV255D | Direct Vent Gravity Type Wall | Natural Gas | Injection Type | TRUE | FALSE | 0 |  | None | Non-Condensing | Single-Stage | 25000 | 17500 |  |  | 66 |  | Federally-Regulated Consumer Product | 2021-09-08 | 205770584 | 2021-09-08
Cozy Heating Systems, LLC | Cozy | CDV336C | Direct Vent Gravity Type Wall | LPG | Injection Type | TRUE | FALSE | 1 |  | None | Non-Condensing | Single-Stage | 33000 | 23100 |  |  | 66 |  | Federally-Regulated Consumer Product | 2021-09-08 | 5940632 | 2021-09-08
Cozy Heating Systems, LLC | Cozy | CDV155C | Direct Vent Gravity Type Wall | Natural Gas | Injection Type | TRUE | FALSE | 0 |  | None | Non-Condensing | Single-Stage | 15000 | 10000 |  |  | 65 |  | Federally-Regulated Consumer Product | 2021-09-08 | 5940453 | 2021-09-08
Cozy Heating Systems, LLC | Cozy | CDV305D | Direct Vent Gravity Type Wall | Natural Gas | Injection Type | TRUE | FALSE | 0 |  | None | Non-Condensing | Single-Stage | 30000 | 21000 |  |  | 66 |  | Federally-Regulated Consumer Product | 2021-09-08 | 205770585 | 2021-09-08
Cozy Heating Systems, LLC | Cozy | VC501C | Gravity Type Vented Room Heate | Natural Gas | Injection Type | TRUE | FALSE | 0 |  | None | Non-Condensing | Single-Stage | 50000 | 36000 |  |  | 68 |  | Federally-Regulated Consumer Product | 2021-09-08 | 202736530 | 2021-09-08
Cozy Heating Systems, LLC | Cozy | DVCF553C | Direct Vent Fan Type Wall Furn | Natural Gas | Injection Type | TRUE | FALSE | 1 |  | None | Non-Condensing | Single-Stage | 55000 | 44000 | 156 |  | 76 |  | Federally-Regulated Consumer Product | 2021-09-08 | 5940672 | 2021-09-08
Cozy Heating Systems, LLC | Cozy | W256G | Vented Gravity Type Wall Furna | LPG | Injection Type | TRUE | FALSE | 0 |  | None | Non-Condensing | Single-Stage | 25000 | 16500 |  |  | 65 |  | Federally-Regulated Consumer Product | 2021-09-08 | 5941403 | 2021-09-08
Cozy Heating Systems, LLC | Cozy | HEDV253A | Direct Vent Fan Type Wall Furn | Natural Gas | Induced Draft | FALSE | FALSE | 1 |  | None | Non-Condensing | Single-Stage | 25000 | 20000 | 122 |  | 80 |  | Federally-Regulated Consumer Product | 2021-09-08 | 202736670 | 2021-09-08
Cozy Heating Systems, LLC | Cozy | CDV256D | Direct Vent Gravity Type Wall | LPG | Injection Type | TRUE | FALSE | 0 |  | None | Non-Condensing | Single-Stage | 25000 | 17500 |  |  | 66 |  | Federally-Regulated Consumer Product | 2021-09-08 | 205770596 | 2021-09-08
Empire Comfort Systems | Empire | RH50C-2 | Gravity Type Vented Room Heate | Natural Gas | Pressure | TRUE | FALSE | 1 |  | None | Non-Condensing | Single-Stage | 50000 | 35000 |  |  | 68 |  | Federally-Regulated Consumer Product | 2021-09-08 | 7118739 | 2021-09-08
Empire Comfort Systems | Empire | GWT-50-3(SG-RB) | Vented Gravity Type Wall Furna | Natural Gas | Pressure | TRUE | FALSE | 1 |  | None | Non-Condensing | Single-Stage | 50000 | 35000 |  |  | 67 |  | Federally-Regulated Consumer Product | 2021-09-08 | 5990933 | 2021-09-08
Empire Comfort Systems | Empire | 5088X-1 | Gravity Type Floor Furnace | Natural Gas | Pressure | TRUE | FALSE | 0 |  | None | Non-Condensing | Single-Stage | 45000 | 31500 |  |  | 58 |  | Federally-Regulated Consumer Product | 2021-09-08 | 9123812 | 2021-09-08
Empire Comfort Systems | Empire | DVC55SPPX-1 | Direct Vent Fan Type Wall Furn | Natural Gas | Pressure | TRUE | FALSE | 1 |  | None | Non-Condensing | Single-Stage | 55000 | 43000 | 204 |  | 76 |  | Federally-Regulated Consumer Product | 2021-09-08 | 9119349 | 2021-09-08
Empire Comfort Systems | Empire | RH50-7 | Gravity Type Vented Room Heate | LPG | Pressure | TRUE | FALSE | 1 |  | None | Non-Condensing | Single-Stage | 50000 | 35000 |  |  | 68 |  | Federally-Regulated Consumer Product | 2021-09-08 | 7118738 | 2021-09-08
Empire Comfort Systems | Empire | RH35-7 | Gravity Type Vented Room Heate | Natural Gas | Pressure | TRUE | FALSE | 1 |  | None | Non-Condensing | Single-Stage | 35000 | 24500 |  |  | 67 |  | Federally-Regulated Consumer Product | 2021-09-08 | 7118737 | 2021-09-08
Empire Comfort Systems | Empire | GWT50W-2 | Vented Gravity Type Wall Furna | Natural Gas | Pressure | TRUE | FALSE | 0 |  | None | Non-Condensing | Single-Stage | 50000 | 35000 |  |  | 67 |  | Federally-Regulated Consumer Product | 2021-09-08 | 9119344 | 2021-09-08
Empire Comfort Systems | Empire | HW500GW0XX1-3 | Vented Gravity Type Wall Furna | LPG | Pressure | TRUE | FALSE | 0 |  | None | Non-Condensing | Single-Stage | 50000 | 35000 |  |  | 67 |  | Federally-Regulated Consumer Product | 2021-09-08 | 9119345 | 2021-09-08
Empire Comfort Systems | Empire | HWDV081BX-1 | Direct Vent Gravity Type Wall | LPG | Pressure | TRUE | FALSE | 0 |  | None | Non-Condensing | Single-Stage | 8000 | 5360 |  |  | 65 |  | Federally-Regulated Consumer Product | 2021-09-08 | 10445888 | 2021-09-08
Empire Comfort Systems | Empire | 3588X-1 | Gravity Type Floor Furnace | LPG | Pressure | TRUE | FALSE | 0 |  | None | Non-Condensing | Single-Stage | 32500 | 22750 |  |  | 57 |  | Federally-Regulated Consumer Product | 2021-09-08 | 9123814 | 2021-09-08
Empire Comfort Systems | Empire | DVC55IPX-1 | Direct Vent Fan Type Wall Furn | LPG | Pressure | FALSE | FALSE | 1 |  | None | Non-Condensing | Single-Stage | 55000 | 43000 | 204 |  | 76 |  | Federally-Regulated Consumer Product | 2021-09-08 | 9119348 | 2021-09-08
Empire Comfort Systems | Empire | RH65-7 | Gravity Type Vented Room Heate | Natural Gas | Pressure | TRUE | FALSE | 1 |  | None | Non-Condensing | Single-Stage | 65000 | 45500 |  |  | 68 |  | Federally-Regulated Consumer Product | 2021-09-08 | 7118740 | 2021-09-08
Empire Comfort Systems | Empire | 7088X-1 | Gravity Type Floor Furnace | Natural Gas | Pressure | TRUE | FALSE | 0 |  | None | Non-Condensing | Single-Stage | 65000 | 45500 |  |  | 58 |  | Federally-Regulated Consumer Product | 2021-09-08 | 9123813 | 2021-09-08
Empire Comfort Systems | Empire | HWDV150X-1 | Direct Vent Gravity Type Wall | LPG | Pressure | TRUE | FALSE | 0 |  | None | Non-Condensing | Single-Stage | 15000 | 10125 |  |  | 65 |  | Federally-Regulated Consumer Product | 2021-09-08 | 9119178 | 2021-09-08
Empire Comfort Systems | Empire | PVS18 | Vented Fan Type Wall Furnace | LPG | Pressure | FALSE | FALSE | 1 |  | None | Condensing | Step Modulating | 17500 | 15750 | 146 |  | 90 |  | Federally-Regulated Consumer Product | 2021-09-08 | 7434724 | 2021-09-08
Empire Comfort Systems | Empire | HW350GW0XX1-3 | Vented Gravity Type Wall Furna | Natural Gas | Pressure | TRUE | FALSE | 0 |  | None | Non-Condensing | Single-Stage | 35000 | 24500 |  |  | 66 |  | Federally-Regulated Consumer Product | 2021-09-08 | 9119179 | 2021-09-08
Empire Comfort Systems | Empire | DVC35IPX-1 | Direct Vent Fan Type Wall Furn | LPG | Pressure | FALSE | FALSE | 1 |  | None | Non-Condensing | Single-Stage | 35000 | 27700 | 168 |  | 75 |  | Federally-Regulated Consumer Product | 2021-09-08 | 9119346 | 2021-09-08
Empire Comfort Systems | Empire | RH35-7 | Gravity Type Vented Room Heate | LPG | Pressure | TRUE | FALSE | 1 |  | None | Non-Condensing | Single-Stage | 35000 | 24500 |  |  | 67 |  | Federally-Regulated Consumer Product | 2021-09-08 | 7118737 | 2021-09-08
Empire Comfort Systems | Empire | RH50-7 | Gravity Type Vented Room Heate | Natural Gas | Pressure | TRUE | FALSE | 1 |  | None | Non-Condensing | Single-Stage | 50000 | 35000 |  |  | 68 |  | Federally-Regulated Consumer Product | 2021-09-08 | 7118738 | 2021-09-08
Empire Comfort Systems | Empire | FAW-55SPP-1 | Vented Fan Type Wall Furnace | LPG | Pressure | TRUE | FALSE | 1 |  | None | Non-Condensing | Single-Stage | 55000 | 42000 | 204 |  | 76 |  | Federally-Regulated Consumer Product | 2021-09-08 | 5990930 | 2021-09-08
Empire Comfort Systems | Empire | DVC35SPPX-1 | Direct Vent Fan Type Wall Furn | LPG | Pressure | TRUE | FALSE | 1 |  | None | Non-Condensing | Single-Stage | 35000 | 27700 | 168 |  | 75 |  | Federally-Regulated Consumer Product | 2021-09-08 | 9119347 | 2021-09-08
Empire Comfort Systems | Empire | FAW40SPPX-1 | Vented Fan Type Wall Furnace | Natural Gas | Pressure | TRUE | FALSE | 1 |  | None | Non-Condensing | Single-Stage | 40000 | 31000 | 168 |  | 75 |  | Federally-Regulated Consumer Product | 2021-09-08 | 9108779 | 2021-09-08
Empire Comfort Systems | Empire | RH65B-7 | Gravity Type Vented Room Heate | Natural Gas | Pressure | TRUE | FALSE | 1 |  | None | Non-Condensing | Single-Stage | 65000 | 45500 |  |  | 68 |  | Federally-Regulated Consumer Product | 2021-09-08 | 8637979 | 2021-09-08
Empire Comfort Systems | Empire | 3588X-1 | Gravity Type Floor Furnace | Natural Gas | Pressure | TRUE | FALSE | 0 |  | None | Non-Condensing | Single-Stage | 32500 | 22750 |  |  | 57 |  | Federally-Regulated Consumer Product | 2021-09-08 | 9123814 | 2021-09-08
Empire Comfort Systems | Empire | DV215SGX-1 | Direct Vent Gravity Type Wall | LPG | Pressure | TRUE | FALSE | 0 |  | None | Non-Condensing | Single-Stage | 15000 | 10500 |  |  | 65 |  | Federally-Regulated Consumer Product | 2021-09-08 | 9108781 | 2021-09-08
Empire Comfort Systems | Empire | DV35-4SG | Direct Vent Gravity Type Wall | LPG | Pressure | TRUE | FALSE | 0 |  | None | Non-Condensing | Single-Stage | 35000 | 24500 |  |  | 66 |  | Federally-Regulated Consumer Product | 2021-09-08 | 5990925 | 2021-09-08
Empire Comfort Systems | Empire | FAW40SPP | Vented Fan Type Wall Furnace | LPG | Pressure | TRUE | FALSE | 1 |  | None | Non-Condensing | Single-Stage | 40000 | 31000 | 168 |  | 75 |  | Federally-Regulated Consumer Product | 2021-09-08 | 8637955 | 2021-09-08
Empire Comfort Systems | Empire | DVC55IPX-1 | Direct Vent Fan Type Wall Furn | Natural Gas | Pressure | FALSE | FALSE | 1 |  | None | Non-Condensing | Single-Stage | 55000 | 43000 | 204 |  | 76 |  | Federally-Regulated Consumer Product | 2021-09-08 | 9119348 | 2021-09-08
Empire Comfort Systems | Empire | DV210-10SG | Direct Vent Gravity Type Wall | Natural Gas | Pressure | TRUE | FALSE | 0 |  | None | Non-Condensing | Single-Stage | 10000 | 7000 |  |  | 65 |  | Federally-Regulated Consumer Product | 2021-09-08 | 8637953 | 2021-09-08
Empire Comfort Systems | Empire | RH65C-2 | Gravity Type Vented Room Heate | LPG | Pressure | TRUE | FALSE | 1 |  | None | Non-Condensing | Single-Stage | 65000 | 45500 |  |  | 68 |  | Federally-Regulated Consumer Product | 2021-09-08 | 7118741 | 2021-09-08
Empire Comfort Systems | Empire | PVS35 | Vented Fan Type Wall Furnace | Natural Gas | Pressure | FALSE | FALSE | 1 |  | None | Condensing | Step Modulating | 35000 | 31500 | 156 |  | 90 |  | Federally-Regulated Consumer Product | 2021-09-08 | 7434751 | 2021-09-08
Empire Comfort Systems | Empire | RH25-8 | Gravity Type Vented Room Heate | LPG | Pressure | TRUE | FALSE | 1 |  | None | Non-Condensing | Single-Stage | 25000 | 17500 |  |  | 66 |  | Federally-Regulated Consumer Product | 2021-09-08 | 10384865 | 2021-09-08
Empire Comfort Systems | Empire | FAW-55SPP-1 | Vented Fan Type Wall Furnace | Natural Gas | Pressure | TRUE | FALSE | 1 |  | None | Non-Condensing | Single-Stage | 55000 | 42000 | 204 |  | 76 |  | Federally-Regulated Consumer Product | 2021-09-08 | 5990930 | 2021-09-08
Empire Comfort Systems | Empire | FAW55IPX-1 | Vented Fan Type Wall Furnace | Natural Gas | Pressure | FALSE | FALSE | 1 |  | None | Non-Condensing | Single-Stage | 55000 | 42000 | 204 |  | 76 |  | Federally-Regulated Consumer Product | 2021-09-08 | 9114290 | 2021-09-08
Empire Comfort Systems | Empire | HWDV150X-1 | Direct Vent Gravity Type Wall | Natural Gas | Pressure | TRUE | FALSE | 0 |  | None | Non-Condensing | Single-Stage | 15000 | 10125 |  |  | 65 |  | Federally-Regulated Consumer Product | 2021-09-08 | 9119178 | 2021-09-08
Empire Comfort Systems | Empire | DV35-4SG | Direct Vent Gravity Type Wall | Natural Gas | Pressure | TRUE | FALSE | 0 |  | None | Non-Condensing | Single-Stage | 35000 | 24500 |  |  | 66 |  | Federally-Regulated Consumer Product | 2021-09-08 | 5990925 | 2021-09-08
Empire Comfort Systems | Empire | FAW40SPPX-1 | Vented Fan Type Wall Furnace | LPG | Pressure | TRUE | FALSE | 1 |  | None | Non-Condensing | Single-Stage | 40000 | 31000 | 168 |  | 75 |  | Federally-Regulated Consumer Product | 2021-09-08 | 9108779 | 2021-09-08
Empire Comfort Systems | Empire | FAW40IPX-1 | Vented Fan Type Wall Furnace | Natural Gas | Pressure | FALSE | FALSE | 1 |  | None | Non-Condensing | Single-Stage | 40000 | 31000 | 168 |  | 75 |  | Federally-Regulated Consumer Product | 2021-09-08 | 9108780 | 2021-09-08
Empire Comfort Systems | Empire | DV25-5SG | Direct Vent Gravity Type Wall | Natural Gas | Pressure | TRUE | FALSE | 0 |  | None | Non-Condensing | Single-Stage | 25000 | 17500 |  |  | 65 |  | Federally-Regulated Consumer Product | 2021-09-08 | 9119361 | 2021-09-08
Empire Comfort Systems | Empire | GWT25W-2 | Vented Gravity Type Wall Furna | Natural Gas | Pressure | TRUE | FALSE | 0 |  | None | Non-Condensing | Single-Stage | 25000 | 17500 |  |  | 70 |  | Federally-Regulated Consumer Product | 2021-09-08 | 9119175 | 2021-09-08
Empire Comfort Systems | Empire | DV-55E-(1-99) | Vented Fan Type Wall Furnace | Natural Gas | Induced Draft | FALSE | FALSE | 1 |  | None | Non-Condensing | Single-Stage | 55000 | 44825 | 264 |  | 80 |  | Federally-Regulated Consumer Product | 2021-09-08 | 2029751 | 2021-09-08
Empire Comfort Systems | Empire | DV-55E-(1-99) | Vented Fan Type Wall Furnace | LPG | Induced Draft | FALSE | FALSE | 1 |  | None | Non-Condensing | Single-Stage | 55000 | 44825 | 264 |  | 80 |  | Federally-Regulated Consumer Product | 2021-09-08 | 2029751 | 2021-09-08
Empire Comfort Systems | Empire | DV210SGX | Direct Vent Gravity Type Wall | LPG | Pressure | TRUE | FALSE | 0 |  | None | Non-Condensing | Single-Stage | 10000 | 7000 |  |  | 65 |  | Federally-Regulated Consumer Product | 2021-09-08 | 9108550 | 2021-09-08
Empire Comfort Systems | Empire | HW250GW0XX1-3 | Vented Gravity Type Wall Furna | Natural Gas | Pressure | TRUE | FALSE | 0 |  | None | Non-Condensing | Single-Stage | 25000 | 17500 |  |  | 70 |  | Federally-Regulated Consumer Product | 2021-09-08 | 9119180 | 2021-09-08
Empire Comfort Systems | Empire | RH50B-7 | Gravity Type Vented Room Heate | Natural Gas | Pressure | TRUE | FALSE | 1 |  | None | Non-Condensing | Single-Stage | 50000 | 35000 |  |  | 68 |  | Federally-Regulated Consumer Product | 2021-09-08 | 8637980 | 2021-09-08
Empire Comfort Systems | Empire | RH25-8 | Gravity Type Vented Room Heate | Natural Gas | Pressure | TRUE | FALSE | 1 |  | None | Non-Condensing | Single-Stage | 25000 | 17500 |  |  | 66 |  | Federally-Regulated Consumer Product | 2021-09-08 | 10384865 | 2021-09-08
Empire Comfort Systems | Empire | HW350GW0XX1-3 | Vented Gravity Type Wall Furna | LPG | Pressure | TRUE | FALSE | 0 |  | None | Non-Condensing | Single-Stage | 35000 | 24500 |  |  | 66 |  | Federally-Regulated Consumer Product | 2021-09-08 | 9119179 | 2021-09-08
Empire Comfort Systems | Empire | HWDV081X-1 | Direct Vent Gravity Type Wall | Natural Gas | Pressure | TRUE | FALSE | 0 |  | None | Non-Condensing | Single-Stage | 8000 | 5360 |  |  | 65 |  | Federally-Regulated Consumer Product | 2021-09-08 | 9119177 | 2021-09-08
Empire Comfort Systems | Empire | RH65C-2 | Gravity Type Vented Room Heate | Natural Gas | Pressure | TRUE | FALSE | 1 |  | None | Non-Condensing | Single-Stage | 65000 | 45500 |  |  | 68 |  | Federally-Regulated Consumer Product | 2021-09-08 | 7118741 | 2021-09-08
Empire Comfort Systems | Empire | DV-20E-(1-99) | Vented Fan Type Wall Furnace | LPG | Induced Draft | FALSE | FALSE | 1 |  | None | Non-Condensing | Single-Stage | 20000 | 16300 | 174 |  | 80 |  | Federally-Regulated Consumer Product | 2021-09-08 | 2029764 | 2021-09-08
Empire Comfort Systems | Empire | GWT35W-2 | Vented Gravity Type Wall Furna | LPG | Pressure | TRUE | FALSE | 0 |  | None | Non-Condensing | Single-Stage | 35000 | 24500 |  |  | 66 |  | Federally-Regulated Consumer Product | 2021-09-08 | 9119176 | 2021-09-08
Empire Comfort Systems | Empire | DV-40E-(1-99) | Vented Fan Type Wall Furnace | LPG | Induced Draft | FALSE | FALSE | 1 |  | None | Non-Condensing | Single-Stage | 40000 | 32600 | 174 |  | 80 |  | Federally-Regulated Consumer Product | 2021-09-08 | 2029754 | 2021-09-08
Empire Comfort Systems | Empire | FAW55SPPX-1 | Vented Fan Type Wall Furnace | Natural Gas | Pressure | TRUE | FALSE | 1 |  | None | Non-Condensing | Single-Stage | 55000 | 42000 | 204 |  | 76 |  | Federally-Regulated Consumer Product | 2021-09-08 | 9114291 | 2021-09-08
Empire Comfort Systems | Empire | RH65-7 | Gravity Type Vented Room Heate | LPG | Pressure | TRUE | FALSE | 1 |  | None | Non-Condensing | Single-Stage | 65000 | 45500 |  |  | 68 |  | Federally-Regulated Consumer Product | 2021-09-08 | 7118740 | 2021-09-08
Empire Comfort Systems | Empire | GWT-50-3(SG-RB) | Vented Gravity Type Wall Furna | LPG | Pressure | TRUE | FALSE | 1 |  | None | Non-Condensing | Single-Stage | 50000 | 35000 |  |  | 67 |  | Federally-Regulated Consumer Product | 2021-09-08 | 5990933 | 2021-09-08
Empire Comfort Systems | Empire | RH50B-7 | Gravity Type Vented Room Heate | LPG | Pressure | TRUE | FALSE | 1 |  | None | Non-Condensing | Single-Stage | 50000 | 35000 |  |  | 68 |  | Federally-Regulated Consumer Product | 2021-09-08 | 8637980 | 2021-09-08
Empire Comfort Systems | Empire | PVS18 | Vented Fan Type Wall Furnace | Natural Gas | Pressure | FALSE | FALSE | 1 |  | None | Condensing | Step Modulating | 17500 | 15750 | 146 |  | 90 |  | Federally-Regulated Consumer Product | 2021-09-08 | 7434724 | 2021-09-08
Empire Comfort Systems | Empire | FAW55IPX-1 | Vented Fan Type Wall Furnace | LPG | Pressure | FALSE | FALSE | 1 |  | None | Non-Condensing | Single-Stage | 55000 | 42000 | 204 |  | 76 |  | Federally-Regulated Consumer Product | 2021-09-08 | 9114290 | 2021-09-08
Empire Comfort Systems | Empire | FAW40SPP | Vented Fan Type Wall Furnace | Natural Gas | Pressure | TRUE | FALSE | 1 |  | None | Non-Condensing | Single-Stage | 40000 | 31000 | 168 |  | 75 |  | Federally-Regulated Consumer Product | 2021-09-08 | 8637955 | 2021-09-08
Empire Comfort Systems | Empire | HWDV150BX-1 | Direct Vent Gravity Type Wall | LPG | Pressure | TRUE | FALSE | 0 |  | None | Non-Condensing | Single-Stage | 15000 | 10125 |  |  | 65 |  | Federally-Regulated Consumer Product | 2021-09-08 | 10445889 | 2021-09-08
Empire Comfort Systems | Empire | HWDV150BX-1 | Direct Vent Gravity Type Wall | Natural Gas | Pressure | TRUE | FALSE | 0 |  | None | Non-Condensing | Single-Stage | 15000 | 10125 |  |  | 65 |  | Federally-Regulated Consumer Product | 2021-09-08 | 10445889 | 2021-09-08
Empire Comfort Systems | Empire | HWDV081X-1 | Direct Vent Gravity Type Wall | LPG | Pressure | TRUE | FALSE | 0 |  | None | Non-Condensing | Single-Stage | 8000 | 5360 |  |  | 65 |  | Federally-Regulated Consumer Product | 2021-09-08 | 9119177 | 2021-09-08
Empire Comfort Systems | Empire | HW250GW0XX1-3 | Vented Gravity Type Wall Furna | LPG | Pressure | TRUE | FALSE | 0 |  | None | Non-Condensing | Single-Stage | 25000 | 17500 |  |  | 70 |  | Federally-Regulated Consumer Product | 2021-09-08 | 9119180 | 2021-09-08
Empire Comfort Systems | Empire | DV-40E-(1-99) | Vented Fan Type Wall Furnace | Natural Gas | Induced Draft | FALSE | FALSE | 1 |  | None | Non-Condensing | Single-Stage | 40000 | 32600 | 174 |  | 80 |  | Federally-Regulated Consumer Product | 2021-09-08 | 2029754 | 2021-09-08
Empire Comfort Systems | Empire | HW500GW0XX1-3 | Vented Gravity Type Wall Furna | Natural Gas | Pressure | TRUE | FALSE | 0 |  | None | Non-Condensing | Single-Stage | 50000 | 35000 |  |  | 67 |  | Federally-Regulated Consumer Product | 2021-09-08 | 9119345 | 2021-09-08
Empire Comfort Systems | Empire | DVC35SPPX-1 | Direct Vent Fan Type Wall Furn | Natural Gas | Pressure | TRUE | FALSE | 1 |  | None | Non-Condensing | Single-Stage | 35000 | 27700 | 168 |  | 75 |  | Federally-Regulated Consumer Product | 2021-09-08 | 9119347 | 2021-09-08
Empire Comfort Systems | Empire | HWDV081BX-1 | Direct Vent Gravity Type Wall | Natural Gas | Pressure | TRUE | FALSE | 0 |  | None | Non-Condensing | Single-Stage | 8000 | 5360 |  |  | 65 |  | Federally-Regulated Consumer Product | 2021-09-08 | 10445888 | 2021-09-08
Empire Comfort Systems | Empire | DVC35IPX-1 | Direct Vent Fan Type Wall Furn | Natural Gas | Pressure | FALSE | FALSE | 1 |  | None | Non-Condensing | Single-Stage | 35000 | 27700 | 168 |  | 75 |  | Federally-Regulated Consumer Product | 2021-09-08 | 9119346 | 2021-09-08
Empire Comfort Systems | Empire | DV210SGX | Direct Vent Gravity Type Wall | Natural Gas | Pressure | TRUE | FALSE | 0 |  | None | Non-Condensing | Single-Stage | 10000 | 7000 |  |  | 65 |  | Federally-Regulated Consumer Product | 2021-09-08 | 9108550 | 2021-09-08
Empire Comfort Systems | Empire | GWT35W-2 | Vented Gravity Type Wall Furna | Natural Gas | Pressure | TRUE | FALSE | 0 |  | None | Non-Condensing | Single-Stage | 35000 | 24500 |  |  | 66 |  | Federally-Regulated Consumer Product | 2021-09-08 | 9119176 | 2021-09-08
Empire Comfort Systems | Empire | RH50C-2 | Gravity Type Vented Room Heate | LPG | Pressure | TRUE | FALSE | 1 |  | None | Non-Condensing | Single-Stage | 50000 | 35000 |  |  | 68 |  | Federally-Regulated Consumer Product | 2021-09-08 | 7118739 | 2021-09-08
Empire Comfort Systems | Empire | DVC55SPPX-1 | Direct Vent Fan Type Wall Furn | LPG | Pressure | TRUE | FALSE | 1 |  | None | Non-Condensing | Single-Stage | 55000 | 43000 | 204 |  | 76 |  | Federally-Regulated Consumer Product | 2021-09-08 | 9119349 | 2021-09-08
Empire Comfort Systems | Empire | PVS35 | Vented Fan Type Wall Furnace | LPG | Pressure | FALSE | FALSE | 1 |  | None | Condensing | Step Modulating | 35000 | 31500 | 156 |  | 90 |  | Federally-Regulated Consumer Product | 2021-09-08 | 7434751 | 2021-09-08
Empire Comfort Systems | Empire | 7088X-1 | Gravity Type Floor Furnace | LPG | Pressure | TRUE | FALSE | 0 |  | None | Non-Condensing | Single-Stage | 65000 | 45500 |  |  | 58 |  | Federally-Regulated Consumer Product | 2021-09-08 | 9123813 | 2021-09-08
Empire Comfort Systems | Empire | DV215SGX-1 | Direct Vent Gravity Type Wall | Natural Gas | Pressure | TRUE | FALSE | 0 |  | None | Non-Condensing | Single-Stage | 15000 | 10500 |  |  | 65 |  | Federally-Regulated Consumer Product | 2021-09-08 | 9108781 | 2021-09-08
Empire Comfort Systems | Empire | GWT25W-2 | Vented Gravity Type Wall Furna | LPG | Pressure | TRUE | FALSE | 0 |  | None | Non-Condensing | Single-Stage | 25000 | 17500 |  |  | 70 |  | Federally-Regulated Consumer Product | 2021-09-08 | 9119175 | 2021-09-08
Empire Comfort Systems | Empire | 5088X-1 | Gravity Type Floor Furnace | LPG | Pressure | TRUE | FALSE | 0 |  | None | Non-Condensing | Single-Stage | 45000 | 31500 |  |  | 58 |  | Federally-Regulated Consumer Product | 2021-09-08 | 9123812 | 2021-09-08
Empire Comfort Systems | Empire | DV-20E-(1-99) | Vented Fan Type Wall Furnace | Natural Gas | Induced Draft | FALSE | FALSE | 1 |  | None | Non-Condensing | Single-Stage | 20000 | 16300 | 174 |  | 80 |  | Federally-Regulated Consumer Product | 2021-09-08 | 2029764 | 2021-09-08
Empire Comfort Systems | Empire | FAW40IPX-1 | Vented Fan Type Wall Furnace | LPG | Pressure | FALSE | FALSE | 1 |  | None | Non-Condensing | Single-Stage | 40000 | 31000 | 168 |  | 75 |  | Federally-Regulated Consumer Product | 2021-09-08 | 9108780 | 2021-09-08
Empire Comfort Systems | Empire | GWT50W-2 | Vented Gravity Type Wall Furna | LPG | Pressure | TRUE | FALSE | 0 |  | None | Non-Condensing | Single-Stage | 50000 | 35000 |  |  | 67 |  | Federally-Regulated Consumer Product | 2021-09-08 | 9119344 | 2021-09-08
Empire Comfort Systems | Empire | RH65B-7 | Gravity Type Vented Room Heate | LPG | Pressure | TRUE | FALSE | 1 |  | None | Non-Condensing | Single-Stage | 65000 | 45500 |  |  | 68 |  | Federally-Regulated Consumer Product | 2021-09-08 | 8637979 | 2021-09-08
Empire Comfort Systems | Empire | DV210-10SG | Direct Vent Gravity Type Wall | LPG | Pressure | TRUE | FALSE | 0 |  | None | Non-Condensing | Single-Stage | 10000 | 7000 |  |  | 65 |  | Federally-Regulated Consumer Product | 2021-09-08 | 8637953 | 2021-09-08
Empire Comfort Systems | Empire | FAW55SPPX-1 | Vented Fan Type Wall Furnace | LPG | Pressure | TRUE | FALSE | 1 |  | None | Non-Condensing | Single-Stage | 55000 | 42000 | 204 |  | 76 |  | Federally-Regulated Consumer Product | 2021-09-08 | 9114291 | 2021-09-08
Rinnai America | Rinnai | EX38CT (RHFE-1005FTA2) | Direct Vent Fan Type Wall Furn | Natural Gas | Injection Type | FALSE | FALSE | 1 |  | None | Non-Condensing | Step Modulating | 38400 | 31500 | 117 |  | 80 |  | Federally-Regulated Consumer Product | 2021-09-08 | 10061800 | 2021-09-08
Rinnai America | Rinnai | EX11CT (RHFE-265FTA2) | Direct Vent Fan Type Wall Furn | Natural Gas | Injection Type | FALSE | FALSE | 1 |  | None | Non-Condensing | Step Modulating | 11000 | 9000 | 6 |  | 81 |  | Federally-Regulated Consumer Product | 2021-09-08 | 10061797 | 2021-09-08
Rinnai America | Rinnai | EX08CT (RHFE-202FTA2) | Direct Vent Fan Type Wall Furn | LPG | Injection Type | FALSE | FALSE | 1 |  | None | Non-Condensing | Step Modulating | 8000 | 6604 | 6 |  | 82 |  | Federally-Regulated Consumer Product | 2021-09-08 | 10061796 | 2021-09-08
Rinnai America | Rinnai | EX08CT (RHFE-202FTA2) | Direct Vent Fan Type Wall Furn | Natural Gas | Injection Type | FALSE | FALSE | 1 |  | None | Non-Condensing | Step Modulating | 8000 | 6604 | 6 |  | 82 |  | Federally-Regulated Consumer Product | 2021-09-08 | 10061796 | 2021-09-08
Rinnai America | Rinnai | EX17CT (RHFE-434FTA2) | Direct Vent Fan Type Wall Furn | LPG | Injection Type | FALSE | FALSE | 1 |  | None | Non-Condensing | Step Modulating | 16700 | 13525 | 6 |  | 81 |  | Federally-Regulated Consumer Product | 2021-09-08 | 10061798 | 2021-09-08
Rinnai America | Rinnai | EX22CT (RHFE-559FTA2) | Direct Vent Fan Type Wall Furn | LPG | Injection Type | FALSE | FALSE | 1 |  | None | Non-Condensing | Step Modulating | 21500 | 17300 | 6 |  | 81 |  | Federally-Regulated Consumer Product | 2021-09-08 | 10061799 | 2021-09-08
Rinnai America | Rinnai | EX38CT (RHFE-1005FTA2) | Direct Vent Fan Type Wall Furn | LPG | Injection Type | FALSE | FALSE | 1 |  | None | Non-Condensing | Step Modulating | 38400 | 31500 | 117 |  | 80 |  | Federally-Regulated Consumer Product | 2021-09-08 | 10061800 | 2021-09-08
Rinnai America | Rinnai | EX22CT (RHFE-559FTA2) | Direct Vent Fan Type Wall Furn | Natural Gas | Injection Type | FALSE | FALSE | 1 |  | None | Non-Condensing | Step Modulating | 21500 | 17300 | 6 |  | 81 |  | Federally-Regulated Consumer Product | 2021-09-08 | 10061799 | 2021-09-08
Rinnai America | Rinnai | EX17CT (RHFE-434FTA2) | Direct Vent Fan Type Wall Furn | Natural Gas | Injection Type | FALSE | FALSE | 1 |  | None | Non-Condensing | Step Modulating | 16700 | 13525 | 6 |  | 81 |  | Federally-Regulated Consumer Product | 2021-09-08 | 10061798 | 2021-09-08
Rinnai America | Rinnai | EX11CT (RHFE-265FTA2) | Direct Vent Fan Type Wall Furn | LPG | Injection Type | FALSE | FALSE | 1 |  | None | Non-Condensing | Step Modulating | 11000 | 9000 | 6 |  | 81 |  | Federally-Regulated Consumer Product | 2021-09-08 | 10061797 | 2021-09-08
Williams Furnace Co. | Williams | 2509822 | Vented Gravity Type Wall Furna | Natural Gas | Pressure | TRUE | FALSE | 0 |  | None | Non-Condensing | Single-Stage | 25000 | 19200 |  |  | 71 | 65 | Federally-Regulated Consumer Product | 2018-06-08 |  | 2021-09-08
Williams Furnace Co. | Williams | 5009822 | Vented Gravity Type Wall Furna | Natural Gas | Pressure | TRUE | FALSE | 0 |  | None | Non-Condensing | Single-Stage | 50000 | 38000 |  |  | 70 | 67 | Federally-Regulated Consumer Product | 2018-06-08 |  | 2021-09-08
Williams Furnace Co. | Williams | 743512 | Direct Vent Gravity Type Wall | Natural Gas | Pressure | TRUE | FALSE | 0 |  | None | Non-Condensing | Two-Stage Modulating | 7400 | 5500 |  |  | 72 | 65 | Federally-Regulated Consumer Product | 2018-06-08 |  | 2021-09-08
Williams Furnace Co. | Williams | 5508232 | Vented Fan Type Wall Furnace | Natural Gas | Pressure | FALSE | FALSE | 1 |  | None | Non-Condensing | Single-Stage | 55000 | 42500 | 360 |  | 76 | 76 | Federally-Regulated Consumer Product | 2018-06-08 |  | 2021-09-08
Williams Furnace Co. | Williams | 2203822 | Direct Vent Gravity Type Wall | Natural Gas | Pressure | TRUE | FALSE | 0 |  | None | Non-Condensing | Single-Stage | 22000 | 16462 |  |  | 67 | 65 | Federally-Regulated Consumer Product | 2018-06-08 |  | 2021-09-08
Williams Furnace Co. | Williams | 3508632 | Vented Fan Type Wall Furnace | Natural Gas | Pressure | TRUE | FALSE | 1 |  | None | Non-Condensing | Single-Stage | 35000 | 28000 | 96 |  | 75 | 75 | Federally-Regulated Consumer Product | 2018-06-08 |  | 2021-09-08
Williams Furnace Co. | Williams | 5008632 | Vented Fan Type Wall Furnace | Natural Gas | Pressure | TRUE | FALSE | 1 |  | None | Non-Condensing | Single-Stage | 50000 | 40000 | 264 |  | 76 | 76 | Federally-Regulated Consumer Product | 2018-06-08 |  | 2021-09-08
Williams Furnace Co. | Williams | 2203821 | Direct Vent Gravity Type Wall | LPG | Pressure | TRUE | FALSE | 0 |  | None | Non-Condensing | Single-Stage | 22000 | 16462 |  |  | 67 | 65 | Federally-Regulated Consumer Product | 2018-06-08 |  | 2021-09-08
Williams Furnace Co. | Williams | 3509622A | Vented Gravity Type Wall Furna | Natural Gas | Pressure | TRUE | FALSE | 0 |  | None | Non-Condensing | Single-Stage | 35000 | 23700 |  |  | 66 | 66 | Federally-Regulated Consumer Product | 2018-06-08 |  | 2021-09-08
Williams Furnace Co. | Williams | 2903512 | Direct Vent Fan Type Wall Furn | Natural Gas | Power | FALSE | FALSE | 1 |  | None | Non-Condensing | Two-Stage Modulating | 29000 | 22000 | 140 |  | 75 | 75 | Federally-Regulated Consumer Product | 2018-06-08 |  | 2021-09-08
Williams Furnace Co. | Williams | 3509621A | Vented Gravity Type Wall Furna | LPG | Pressure | TRUE | FALSE | 0 |  | None | Non-Condensing | Single-Stage | 35000 | 23700 |  |  | 66 | 66 | Federally-Regulated Consumer Product | 2018-06-08 |  | 2021-09-08
Williams Furnace Co. | Williams | 1773512 | Direct Vent Fan Type Wall Furn | Natural Gas | Power | FALSE | FALSE | 1 |  | None | Non-Condensing | Two-Stage Modulating | 17700 | 13500 | 86 |  | 76 | 75 | Federally-Regulated Consumer Product | 2018-06-08 |  | 2021-09-08
Williams Furnace Co. | Williams | 5009622A | Vented Gravity Type Wall Furna | Natural Gas | Pressure | TRUE | FALSE | 0 |  | None | Non-Condensing | Single-Stage | 50000 | 36900 |  |  | 67 | 67 | Federally-Regulated Consumer Product | 2018-06-08 |  | 2021-09-08
Williams Furnace Co. | Williams | 2001622A | Gravity Type Vented Room Heate | Natural Gas | Pressure | TRUE | FALSE | 0 |  | None | Non-Condensing | Single-Stage | 20000 | 15500 |  |  | 71 | 61 | Federally-Regulated Consumer Product | 2018-06-08 |  | 2021-09-08
Williams Furnace Co. | Williams | 4505622A | Gravity Type Floor Furnace | Natural Gas | Pressure | TRUE | FALSE | 0 |  | None | Non-Condensing | Single-Stage | 45000 | 31500 |  |  | 58 | 58 | Federally-Regulated Consumer Product | 2018-06-08 |  | 2021-09-08
Williams Furnace Co. | Williams | 4505621A | Gravity Type Floor Furnace | LPG | Pressure | TRUE | FALSE | 0 |  | None | Non-Condensing | Single-Stage | 45000 | 31500 |  |  | 58 | 58 | Federally-Regulated Consumer Product | 2018-06-08 |  | 2021-09-08
Williams Furnace Co. | Williams | 5009821 | Vented Gravity Type Wall Furna | LPG | Pressure | TRUE | FALSE | 0 |  | None | Non-Condensing | Single-Stage | 50000 | 38000 |  |  | 70 | 67 | Federally-Regulated Consumer Product | 2018-06-08 |  | 2021-09-08
Williams Furnace Co. | Williams | 6007732 | Direct Vent Fan Type Wall Furn | Natural Gas | Pressure | TRUE | FALSE | 1 |  | None | Non-Condensing | Single-Stage | 60000 | 47000 | 360 |  | 76.1 | 76 | Federally-Regulated Consumer Product | 2018-06-08 |  | 2021-09-08
Williams Furnace Co. | Williams | 5507332 | Direct Vent Fan Type Wall Furn | Natural Gas | Pressure | FALSE | FALSE | 1 |  | None | Non-Condensing | Single-Stage | 55000 | 42500 | 360 |  | 76.5 | 76 | Federally-Regulated Consumer Product | 2018-06-08 |  | 2021-09-08
Williams Furnace Co. | Williams | 350(1,2)(5,9)21A | Gravity Type Vented Room Heate | LPG | Pressure | TRUE | FALSE | 0 |  | None | Non-Condensing | Single-Stage | 35000 | 25000 |  |  | 68 | 67 | Federally-Regulated Consumer Product | 2018-06-08 |  | 2021-09-08
Williams Furnace Co. | Williams | 2509622A | Vented Gravity Type Wall Furna | Natural Gas | Pressure | TRUE | FALSE | 0 |  | None | Non-Condensing | Single-Stage | 25000 | 17870 |  |  | 67 | 65 | Federally-Regulated Consumer Product | 2018-06-08 |  | 2021-09-08
Williams Furnace Co. | Williams | 6508631 | Vented Fan Type Wall Furnace | LPG | Pressure | TRUE | FALSE | 1 |  | None | Non-Condensing | Single-Stage | 65000 | 48000 | 360 |  | 76 | 76 | Federally-Regulated Consumer Product | 2018-06-08 |  | 2021-09-08
Williams Furnace Co. | Williams | 5508231 | Vented Fan Type Wall Furnace | LPG | Pressure | FALSE | FALSE | 1 |  | None | Non-Condensing | Single-Stage | 55000 | 42500 | 360 |  | 76 | 76 | Federally-Regulated Consumer Product | 2018-06-08 |  | 2021-09-08
Williams Furnace Co. | Williams | 1403821 | Direct Vent Gravity Type Wall | LPG | Pressure | TRUE | FALSE | 0 |  | None | Non-Condensing | Single-Stage | 14000 | 9800 |  |  | 65 | 65 | Federally-Regulated Consumer Product | 2018-06-08 |  | 2021-09-08
Williams Furnace Co. | Williams | 3509822 | Vented Gravity Type Wall Furna | Natural Gas | Pressure | TRUE | FALSE | 0 |  | None | Non-Condensing | Single-Stage | 35000 | 25000 |  |  | 68.8 | 66 | Federally-Regulated Consumer Product | 2018-06-08 |  | 2021-09-08
Williams Furnace Co. | Williams | 4007732 | Direct Vent Fan Type Wall Furn | Natural Gas | Pressure | TRUE | FALSE | 1 |  | None | Non-Condensing | Single-Stage | 40000 | 32000 | 0 |  | 75.4 | 75 | Federally-Regulated Consumer Product | 2018-06-08 |  | 2021-09-08
Williams Furnace Co. | Williams | 3508232 | Vented Fan Type Wall Furnace | Natural Gas | Pressure | FALSE | FALSE | 1 |  | None | Non-Condensing | Single-Stage | 35000 | 28000 | 96 |  | 75 | 75 | Federally-Regulated Consumer Product | 2018-06-08 |  | 2021-09-08
Williams Furnace Co. | Williams | 1403822 | Direct Vent Gravity Type Wall | Natural Gas | Pressure | TRUE | FALSE | 0 |  | None | Non-Condensing | Single-Stage | 14000 | 9800 |  |  | 65 | 65 | Federally-Regulated Consumer Product | 2018-06-08 |  | 2021-09-08
Williams Furnace Co. | Williams | 743511 | Direct Vent Gravity Type Wall | LPG | Pressure | TRUE | FALSE | 0 |  | None | Non-Condensing | Two-Stage Modulating | 7400 | 5500 |  |  | 72 | 65 | Federally-Regulated Consumer Product | 2018-06-08 |  | 2021-09-08
Williams Furnace Co. | Williams | AC2030TN | Vented Fan Type Wall Furnace | Natural Gas | Power | FALSE | FALSE | 1 |  | None | Non-Condensing | Step Modulating | 30000 | 24600 | 15 |  | 82 |  | Federally-Regulated Consumer Product | 2020-05-13 | 205725749 | 2021-09-08
Williams Furnace Co. | Williams | 3508631 | Vented Fan Type Wall Furnace | LPG | Pressure | TRUE | FALSE | 1 |  | None | Non-Condensing | Single-Stage | 35000 | 28000 | 96 |  | 75 | 75 | Federally-Regulated Consumer Product | 2018-06-08 |  | 2021-09-08
Williams Furnace Co. | Williams | 6005621A | Gravity Type Floor Furnace | LPG | Pressure | TRUE | FALSE | 0 |  | None | Non-Condensing | Single-Stage | 60000 | 42000 |  |  | 58 | 58 | Federally-Regulated Consumer Product | 2018-06-08 |  | 2021-09-08
Williams Furnace Co. | Williams | 2509821 | Vented Gravity Type Wall Furna | LPG | Pressure | TRUE | FALSE | 0 |  | None | Non-Condensing | Single-Stage | 25000 | 19200 |  |  | 71 | 65 | Federally-Regulated Consumer Product | 2018-06-08 |  | 2021-09-08
Williams Furnace Co. | Williams | 6007731 | Direct Vent Fan Type Wall Furn | LPG | Pressure | TRUE | FALSE | 1 |  | None | Non-Condensing | Single-Stage | 60000 | 47000 | 360 |  | 76.1 | 76 | Federally-Regulated Consumer Product | 2018-06-08 |  | 2021-09-08
Williams Furnace Co. | Williams | 4007332 | Direct Vent Fan Type Wall Furn | Natural Gas | Pressure | FALSE | FALSE | 1 |  | None | Non-Condensing | Single-Stage | 40000 | 32000 | 0 |  | 76.5 | 75 | Federally-Regulated Consumer Product | 2018-06-08 |  | 2021-09-08
Williams Furnace Co. | Williams | 5008631 | Vented Fan Type Wall Furnace | LPG | Pressure | TRUE | FALSE | 1 |  | None | Non-Condensing | Single-Stage | 50000 | 40000 | 264 |  | 76 | 76 | Federally-Regulated Consumer Product | 2018-06-08 |  | 2021-09-08
Williams Furnace Co. | Williams | 500(1,2)(5,9)21A | Gravity Type Vented Room Heate | LPG | Pressure | TRUE | FALSE | 0 |  | None | Non-Condensing | Single-Stage | 50000 | 34500 |  |  | 68 | 68 | Federally-Regulated Consumer Product | 2018-06-08 |  | 2021-09-08
Williams Furnace Co. | Williams | 5507331 | Direct Vent Fan Type Wall Furn | LPG | Pressure | FALSE | FALSE | 1 |  | None | Non-Condensing | Single-Stage | 55000 | 42500 | 360 |  | 76.5 | 76 | Federally-Regulated Consumer Product | 2018-06-08 |  | 2021-09-08
Williams Furnace Co. | Williams | 2001621A | Gravity Type Vented Room Heate | LPG | Pressure | TRUE | FALSE | 0 |  | None | Non-Condensing | Single-Stage | 20000 | 15500 |  |  | 71 | 61 | Federally-Regulated Consumer Product | 2018-06-08 |  | 2021-09-08
Williams Furnace Co. | Williams | 500(1,2)(5,9)22A | Gravity Type Vented Room Heate | Natural Gas | Pressure | TRUE | FALSE | 0 |  | None | Non-Condensing | Single-Stage | 50000 | 34500 |  |  | 68 | 68 | Federally-Regulated Consumer Product | 2018-06-08 |  | 2021-09-08
Williams Furnace Co. | Williams | 2509621A | Vented Gravity Type Wall Furna | LPG | Pressure | TRUE | FALSE | 0 |  | None | Non-Condensing | Single-Stage | 25000 | 17870 |  |  | 67 | 65 | Federally-Regulated Consumer Product | 2018-06-08 |  | 2021-09-08
Williams Furnace Co. | Williams | 3003822 | Direct Vent Gravity Type Wall | Natural Gas | Pressure | TRUE | FALSE | 0 |  | None | Non-Condensing | Single-Stage | 30000 | 21000 |  |  | 66 | 66 | Federally-Regulated Consumer Product | 2018-06-08 |  | 2021-09-08
Williams Furnace Co. | Williams | 350(1,2)(5,9)22A | Gravity Type Vented Room Heate | Natural Gas | Pressure | TRUE | FALSE | 0 |  | Electro-Mechanical Inlet Dampe | Non-Condensing | Single-Stage | 35000 | 25000 |  |  | 68 | 67 | Federally-Regulated Consumer Product | 2018-06-08 |  | 2021-09-08
Williams Furnace Co. | Williams | 6508632 | Vented Fan Type Wall Furnace | Natural Gas | Pressure | TRUE | FALSE | 1 |  | None | Non-Condensing | Single-Stage | 65000 | 48000 | 360 |  | 76 | 76 | Federally-Regulated Consumer Product | 2018-06-08 |  | 2021-09-08
Williams Furnace Co. | Williams | 5009621A | Vented Gravity Type Wall Furna | LPG | Pressure | TRUE | FALSE | 0 |  | None | Non-Condensing | Single-Stage | 50000 | 36900 |  |  | 67 | 67 | Federally-Regulated Consumer Product | 2018-06-08 |  | 2021-09-08
Williams Furnace Co. | Williams | 1773511 | Direct Vent Fan Type Wall Furn | LPG | Power | FALSE | FALSE | 1 |  | None | Non-Condensing | Two-Stage Modulating | 17700 | 13500 | 86 |  | 76 | 75 | Federally-Regulated Consumer Product | 2018-06-08 |  | 2021-09-08
Williams Furnace Co. | Williams | 4007331 | Direct Vent Fan Type Wall Furn | LPG | Pressure | FALSE | FALSE | 1 |  | None | Non-Condensing | Single-Stage | 40000 | 32000 | 0 |  | 76.5 | 75 | Federally-Regulated Consumer Product | 2018-06-08 |  | 2021-09-08
Williams Furnace Co. | Williams | 4007731 | Direct Vent Fan Type Wall Furn | LPG | Pressure | TRUE | FALSE | 1 |  | None | Non-Condensing | Single-Stage | 40000 | 32000 | 0 |  | 75.4 | 75 | Federally-Regulated Consumer Product | 2018-06-08 |  | 2021-09-08
Williams Furnace Co. | Williams | 2903511 | Direct Vent Fan Type Wall Furn | LPG | Power | FALSE | FALSE | 1 |  | None | Non-Condensing | Two-Stage Modulating | 29000 | 22000 | 140 |  | 75 | 75 | Federally-Regulated Consumer Product | 2018-06-08 |  | 2021-09-08
Williams Furnace Co. | Williams | 3003821 | Direct Vent Gravity Type Wall | LPG | Pressure | TRUE | FALSE | 0 |  | None | Non-Condensing | Single-Stage | 30000 | 21000 |  |  | 66 | 66 | Federally-Regulated Consumer Product | 2018-06-08 |  | 2021-09-08
Williams Furnace Co. | Williams | 650(1,2)(5,9)22A | Gravity Type Vented Room Heate | Natural Gas | Pressure | TRUE | FALSE | 0 |  | None | Non-Condensing | Single-Stage | 65000 | 47000 |  |  | 70 | 68 | Federally-Regulated Consumer Product | 2018-06-08 |  | 2021-09-08
Williams Furnace Co. | Williams | 3509821 | Vented Gravity Type Wall Furna | LPG | Pressure | TRUE | FALSE | 0 |  | None | Non-Condensing | Single-Stage | 35000 | 25000 |  |  | 68.8 | 66 | Federally-Regulated Consumer Product | 2018-06-08 |  | 2021-09-08
Williams Furnace Co. | Williams | 6005622A | Gravity Type Floor Furnace | Natural Gas | Pressure | TRUE | FALSE | 0 |  | None | Non-Condensing | Single-Stage | 60000 | 42000 |  |  | 58 | 58 | Federally-Regulated Consumer Product | 2018-06-08 |  | 2021-09-08
Williams Furnace Co. | Williams | 6008831 | Vented Fan Type Wall Furnace | LPG | Pressure | TRUE | FALSE | 1 |  | None | Non-Condensing | Single-Stage | 60000 | 45500 | 360 |  | 76 | 76 | Federally-Regulated Consumer Product | 2018-06-08 |  | 2021-09-08
Williams Furnace Co. | Williams | 3508231 | Vented Fan Type Wall Furnace | LPG | Pressure | FALSE | FALSE | 1 |  | None | Non-Condensing | Single-Stage | 35000 | 28000 | 96 |  | 75 | 75 | Federally-Regulated Consumer Product | 2018-06-08 |  | 2021-09-08
Williams Furnace Co. | Williams | 650(1,2)(5,9)21A | Gravity Type Vented Room Heate | LPG | Pressure | TRUE | FALSE | 0 |  | None | Non-Condensing | Single-Stage | 65000 | 47000 |  |  | 70 | 68 | Federally-Regulated Consumer Product | 2018-06-08 |  | 2021-09-08
Williams Furnace Co. | Williams | 6008832 | Vented Fan Type Wall Furnace | Natural Gas | Pressure | TRUE | FALSE | 1 |  | None | Non-Condensing | Single-Stage | 60000 | 45500 | 360 |  | 76 | 76 | Federally-Regulated Consumer Product | 2018-06-08 |  | 2021-09-08
Cozy Heating Systems, LLC | Cozy | VC501C | Gravity Type Vented Room Heate | Natural Gas | Injection Type | TRUE | FALSE | 0 |  | None | Non-Condensing | Single-Stage | 50000 | 36000 |  |  | 68 |  | Federally-Regulated Consumer Product | 2021-09-08 | 202736530 | 2021-12-29
Cozy Heating Systems, LLC | Cozy | HEDV403A | Direct Vent Fan Type Wall Furn | Natural Gas | Induced Draft | FALSE | FALSE | 1 |  | None | Non-Condensing | Single-Stage | 40000 | 32000 | 138 |  | 80.1 |  | Federally-Regulated Consumer Product | 2021-09-08 | 202736669 | 2021-12-29
Cozy Heating Systems, LLC | Cozy | 90N30A | Gravity Type Floor Furnace | Natural Gas | Injection Type | TRUE | FALSE | 0 |  | None | Non-Condensing | Single-Stage | 30000 | 21000 |  |  | 57 |  | Federally-Regulated Consumer Product | 2021-09-08 | 202736652 | 2021-12-29
Cozy Heating Systems, LLC | Cozy | DVCF553C | Direct Vent Fan Type Wall Furn | Natural Gas | Injection Type | TRUE | FALSE | 1 |  | None | Non-Condensing | Single-Stage | 55000 | 44000 | 156 |  | 76 |  | Federally-Regulated Consumer Product | 2021-09-08 | 5940672 | 2021-12-29
Cozy Heating Systems, LLC | Cozy | CDV336C | Direct Vent Gravity Type Wall | LPG | Injection Type | TRUE | FALSE | 1 |  | None | Non-Condensing | Single-Stage | 33000 | 23100 |  |  | 66 |  | Federally-Regulated Consumer Product | 2021-09-08 | 5940632 | 2021-12-29
Cozy Heating Systems, LLC | Cozy | CDV335C | Direct Vent Gravity Type Wall | Natural Gas | Injection Type | TRUE | FALSE | 0 |  | None | Non-Condensing | Single-Stage | 33000 | 23100 |  |  | 66 |  | Federally-Regulated Consumer Product | 2021-09-08 | 5940629 | 2021-12-29
Cozy Heating Systems, LLC | Cozy | CDV155D | Direct Vent Gravity Type Wall | Natural Gas | Injection Type | TRUE | FALSE | 0 |  | None | Non-Condensing | Single-Stage | 15000 | 10000 |  |  | 65 |  | Federally-Regulated Consumer Product | 2021-09-08 | 205770583 | 2021-12-29
Cozy Heating Systems, LLC | Cozy | W255G | Vented Gravity Type Wall Furna | Natural Gas | Injection Type | TRUE | FALSE | 0 |  | None | Non-Condensing | Single-Stage | 25000 | 16500 |  |  | 65 |  | Federally-Regulated Consumer Product | 2021-09-08 | 5941266 | 2021-12-29
Cozy Heating Systems, LLC | Cozy | CF403D | Vented Fan Type Wall Furnace | Natural Gas | Injection Type | TRUE | FALSE | 1 |  | None | Non-Condensing | Single-Stage | 40000 | 32000 | 100 |  | 75 |  | Federally-Regulated Consumer Product | 2021-09-08 | 5940660 | 2021-12-29
Cozy Heating Systems, LLC | Cozy | HEDV253A | Direct Vent Fan Type Wall Furn | Natural Gas | Induced Draft | FALSE | FALSE | 1 |  | None | Non-Condensing | Single-Stage | 25000 | 20000 | 122 |  | 80 |  | Federally-Regulated Consumer Product | 2021-09-08 | 202736670 | 2021-12-29
Cozy Heating Systems, LLC | Cozy | CDV256D | Direct Vent Gravity Type Wall | LPG | Injection Type | TRUE | FALSE | 0 |  | None | Non-Condensing | Single-Stage | 25000 | 17500 |  |  | 66 |  | Federally-Regulated Consumer Product | 2021-09-08 | 205770596 | 2021-12-29
Cozy Heating Systems, LLC | Cozy | W505G | Vented Gravity Type Wall Furna | Natural Gas | Injection Type | TRUE | FALSE | 0 |  | None | Non-Condensing | Single-Stage | 50000 | 35500 |  |  | 70 |  | Federally-Regulated Consumer Product | 2021-09-08 | 5941406 | 2021-12-29
Cozy Heating Systems, LLC | Cozy | 90N50A | Gravity Type Floor Furnace | Natural Gas | Injection Type | TRUE | FALSE | 0 |  | None | Non-Condensing | Single-Stage | 50000 | 35000 |  |  | 58 |  | Federally-Regulated Consumer Product | 2021-09-08 | 202736653 | 2021-12-29
Cozy Heating Systems, LLC | Cozy | W506G | Vented Gravity Type Wall Furna | LPG | Injection Type | TRUE | FALSE | 0 |  | None | Non-Condensing | Single-Stage | 50000 | 35500 |  |  | 70 |  | Federally-Regulated Consumer Product | 2021-09-08 | 5941407 | 2021-12-29
Cozy Heating Systems, LLC | Cozy | W256G | Vented Gravity Type Wall Furna | LPG | Injection Type | TRUE | FALSE | 0 |  | None | Non-Condensing | Single-Stage | 25000 | 16500 |  |  | 65 |  | Federally-Regulated Consumer Product | 2021-09-08 | 5941403 | 2021-12-29
Cozy Heating Systems, LLC | Cozy | CDV256C | Direct Vent Gravity Type Wall | LPG | Injection Type | TRUE | FALSE | 0 |  | None | Non-Condensing | Single-Stage | 25000 | 17500 |  |  | 65 |  | Federally-Regulated Consumer Product | 2021-09-08 | 5940631 | 2021-12-29
Cozy Heating Systems, LLC | Cozy | W356G | Vented Gravity Type Wall Furna | LPG | Injection Type | TRUE | FALSE | 0 |  | None | Non-Condensing | Single-Stage | 35000 | 24000 |  |  | 66 |  | Federally-Regulated Consumer Product | 2021-09-08 | 5941405 | 2021-12-29
Cozy Heating Systems, LLC | Cozy | CDV255C | Direct Vent Gravity Type Wall | Natural Gas | Injection Type | TRUE | FALSE | 0 |  | None | Non-Condensing | Single-Stage | 25000 | 17500 |  |  | 65 |  | Federally-Regulated Consumer Product | 2021-09-08 | 5940611 | 2021-12-29
Cozy Heating Systems, LLC | Cozy | CDV305D | Direct Vent Gravity Type Wall | Natural Gas | Injection Type | TRUE | FALSE | 0 |  | None | Non-Condensing | Single-Stage | 30000 | 21000 |  |  | 66 |  | Federally-Regulated Consumer Product | 2021-09-08 | 205770585 | 2021-12-29
Cozy Heating Systems, LLC | Cozy | CDV155C | Direct Vent Gravity Type Wall | Natural Gas | Injection Type | TRUE | FALSE | 0 |  | None | Non-Condensing | Single-Stage | 15000 | 10000 |  |  | 65 |  | Federally-Regulated Consumer Product | 2021-09-08 | 5940453 | 2021-12-29
Cozy Heating Systems, LLC | Cozy | CDV156C | Direct Vent Gravity Type Wall | LPG | Injection Type | TRUE | FALSE | 0 |  | None | Non-Condensing | Single-Stage | 15000 | 10000 |  |  | 65 |  | Federally-Regulated Consumer Product | 2021-09-08 | 5940630 | 2021-12-29
Cozy Heating Systems, LLC | Cozy | CDV156D | Direct Vent Gravity Type Wall | LPG | Injection Type | TRUE | FALSE | 0 |  | None | Non-Condensing | Single-Stage | 15000 | 10000 |  |  | 65 |  | Federally-Regulated Consumer Product | 2021-09-08 | 205770595 | 2021-12-29
Cozy Heating Systems, LLC | Cozy | CF553D | Vented Fan Type Wall Furnace | Natural Gas | Injection Type | TRUE | FALSE | 1 |  | None | Non-Condensing | Single-Stage | 55000 | 42000 | 100 |  | 76 |  | Federally-Regulated Consumer Product | 2021-09-08 | 5940664 | 2021-12-29
Cozy Heating Systems, LLC | Cozy | VC351C | Gravity Type Vented Room Heate | Natural Gas | Injection Type | TRUE | FALSE | 0 |  | None | Non-Condensing | Single-Stage | 35000 | 25000 |  |  | 67 |  | Federally-Regulated Consumer Product | 2021-09-08 | 202735024 | 2021-12-29
Cozy Heating Systems, LLC | Cozy | CDV306D | Direct Vent Gravity Type Wall | LPG | Injection Type | TRUE | FALSE | 0 |  | None | Non-Condensing | Single-Stage | 30000 | 21000 |  |  | 66 |  | Federally-Regulated Consumer Product | 2021-09-08 | 205770597 | 2021-12-29
Cozy Heating Systems, LLC | Cozy | DVCF403C | Direct Vent Fan Type Wall Furn | Natural Gas | Injection Type | TRUE | FALSE | 1 |  | None | Non-Condensing | Single-Stage | 40000 | 32000 | 138 |  | 75 |  | Federally-Regulated Consumer Product | 2021-09-08 | 5940668 | 2021-12-29
Cozy Heating Systems, LLC | Cozy | W355G | Vented Gravity Type Wall Furna | Natural Gas | Injection Type | TRUE | FALSE | 0 |  | None | Non-Condensing | Single-Stage | 35000 | 24000 |  |  | 66 |  | Federally-Regulated Consumer Product | 2021-09-08 | 5941404 | 2021-12-29
Cozy Heating Systems, LLC | Cozy | CDV255D | Direct Vent Gravity Type Wall | Natural Gas | Injection Type | TRUE | FALSE | 0 |  | None | Non-Condensing | Single-Stage | 25000 | 17500 |  |  | 66 |  | Federally-Regulated Consumer Product | 2021-09-08 | 205770584 | 2021-12-29
Cozy Heating Systems, LLC | Cozy | 90N65A | Gravity Type Floor Furnace | Natural Gas | Injection Type | TRUE | FALSE | 0 |  | None | Non-Condensing | Single-Stage | 62000 | 43400 |  |  | 58 |  | Federally-Regulated Consumer Product | 2021-09-08 | 202736654 | 2021-12-29
Cozy Heating Systems, LLC | Cozy | VC501C | Gravity Type Vented Room Heate | Natural Gas | Injection Type | TRUE | FALSE | 0 |  | None | Non-Condensing | Single-Stage | 50000 | 36000 |  |  | 68 |  | Federally-Regulated Consumer Product | 2021-12-29 | 202736530 | 2021-12-29
Cozy Heating Systems, LLC | Cozy | HEDV403A | Direct Vent Fan Type Wall Furn | Natural Gas | Induced Draft | FALSE | FALSE | 1 |  | None | Non-Condensing | Single-Stage | 40000 | 32000 | 138 |  | 80.1 |  | Federally-Regulated Consumer Product | 2021-12-29 | 202736669 | 2021-12-29
Cozy Heating Systems, LLC | Cozy | 90N30A | Gravity Type Floor Furnace | Natural Gas | Injection Type | TRUE | FALSE | 0 |  | None | Non-Condensing | Single-Stage | 30000 | 21000 |  |  | 57 |  | Federally-Regulated Consumer Product | 2021-12-29 | 202736652 | 2021-12-29
Cozy Heating Systems, LLC | Cozy | DVCF553C | Direct Vent Fan Type Wall Furn | Natural Gas | Injection Type | TRUE | FALSE | 1 |  | None | Non-Condensing | Single-Stage | 55000 | 44000 | 156 |  | 76 |  | Federally-Regulated Consumer Product | 2021-12-29 | 5940672 | 2021-12-29
Cozy Heating Systems, LLC | Cozy | CDV336C | Direct Vent Gravity Type Wall | LPG | Injection Type | TRUE | FALSE | 1 |  | None | Non-Condensing | Single-Stage | 33000 | 23100 |  |  | 66 |  | Federally-Regulated Consumer Product | 2021-12-29 | 5940632 | 2021-12-29
Cozy Heating Systems, LLC | Cozy | CDV335C | Direct Vent Gravity Type Wall | Natural Gas | Injection Type | TRUE | FALSE | 0 |  | None | Non-Condensing | Single-Stage | 33000 | 23100 |  |  | 66 |  | Federally-Regulated Consumer Product | 2021-12-29 | 5940629 | 2021-12-29
Cozy Heating Systems, LLC | Cozy | CDV155D | Direct Vent Gravity Type Wall | Natural Gas | Injection Type | TRUE | FALSE | 0 |  | None | Non-Condensing | Single-Stage | 15000 | 10000 |  |  | 65 |  | Federally-Regulated Consumer Product | 2021-12-29 | 205770583 | 2021-12-29
Cozy Heating Systems, LLC | Cozy | W255G | Vented Gravity Type Wall Furna | Natural Gas | Injection Type | TRUE | FALSE | 0 |  | None | Non-Condensing | Single-Stage | 25000 | 16500 |  |  | 65 |  | Federally-Regulated Consumer Product | 2021-12-29 | 5941266 | 2021-12-29
Cozy Heating Systems, LLC | Cozy | CF403D | Vented Fan Type Wall Furnace | Natural Gas | Injection Type | TRUE | FALSE | 1 |  | None | Non-Condensing | Single-Stage | 40000 | 32000 | 100 |  | 75 |  | Federally-Regulated Consumer Product | 2021-12-29 | 5940660 | 2021-12-29
Cozy Heating Systems, LLC | Cozy | HEDV253A | Direct Vent Fan Type Wall Furn | Natural Gas | Induced Draft | FALSE | FALSE | 1 |  | None | Non-Condensing | Single-Stage | 25000 | 20000 | 122 |  | 80 |  | Federally-Regulated Consumer Product | 2021-12-29 | 202736670 | 2021-12-29
Cozy Heating Systems, LLC | Cozy | CDV256D | Direct Vent Gravity Type Wall | LPG | Injection Type | TRUE | FALSE | 0 |  | None | Non-Condensing | Single-Stage | 25000 | 17500 |  |  | 66 |  | Federally-Regulated Consumer Product | 2021-12-29 | 205770596 | 2021-12-29
Cozy Heating Systems, LLC | Cozy | W505G | Vented Gravity Type Wall Furna | Natural Gas | Injection Type | TRUE | FALSE | 0 |  | None | Non-Condensing | Single-Stage | 50000 | 35500 |  |  | 70 |  | Federally-Regulated Consumer Product | 2021-12-29 | 5941406 | 2021-12-29
Cozy Heating Systems, LLC | Cozy | 90N50A | Gravity Type Floor Furnace | Natural Gas | Injection Type | TRUE | FALSE | 0 |  | None | Non-Condensing | Single-Stage | 50000 | 35000 |  |  | 58 |  | Federally-Regulated Consumer Product | 2021-12-29 | 202736653 | 2021-12-29
Cozy Heating Systems, LLC | Cozy | W506G | Vented Gravity Type Wall Furna | LPG | Injection Type | TRUE | FALSE | 0 |  | None | Non-Condensing | Single-Stage | 50000 | 35500 |  |  | 70 |  | Federally-Regulated Consumer Product | 2021-12-29 | 5941407 | 2021-12-29
Cozy Heating Systems, LLC | Cozy | W256G | Vented Gravity Type Wall Furna | LPG | Injection Type | TRUE | FALSE | 0 |  | None | Non-Condensing | Single-Stage | 25000 | 16500 |  |  | 65 |  | Federally-Regulated Consumer Product | 2021-12-29 | 5941403 | 2021-12-29
Cozy Heating Systems, LLC | Cozy | CDV256C | Direct Vent Gravity Type Wall | LPG | Injection Type | TRUE | FALSE | 0 |  | None | Non-Condensing | Single-Stage | 25000 | 17500 |  |  | 65 |  | Federally-Regulated Consumer Product | 2021-12-29 | 5940631 | 2021-12-29
Cozy Heating Systems, LLC | Cozy | W356G | Vented Gravity Type Wall Furna | LPG | Injection Type | TRUE | FALSE | 0 |  | None | Non-Condensing | Single-Stage | 35000 | 24000 |  |  | 66 |  | Federally-Regulated Consumer Product | 2021-12-29 | 5941405 | 2021-12-29
Cozy Heating Systems, LLC | Cozy | CDV255C | Direct Vent Gravity Type Wall | Natural Gas | Injection Type | TRUE | FALSE | 0 |  | None | Non-Condensing | Single-Stage | 25000 | 17500 |  |  | 65 |  | Federally-Regulated Consumer Product | 2021-12-29 | 5940611 | 2021-12-29
Cozy Heating Systems, LLC | Cozy | CDV305D | Direct Vent Gravity Type Wall | Natural Gas | Injection Type | TRUE | FALSE | 0 |  | None | Non-Condensing | Single-Stage | 30000 | 21000 |  |  | 66 |  | Federally-Regulated Consumer Product | 2021-12-29 | 205770585 | 2021-12-29
Cozy Heating Systems, LLC | Cozy | CDV155C | Direct Vent Gravity Type Wall | Natural Gas | Injection Type | TRUE | FALSE | 0 |  | None | Non-Condensing | Single-Stage | 15000 | 10000 |  |  | 65 |  | Federally-Regulated Consumer Product | 2021-12-29 | 5940453 | 2021-12-29
Cozy Heating Systems, LLC | Cozy | CDV156C | Direct Vent Gravity Type Wall | LPG | Injection Type | TRUE | FALSE | 0 |  | None | Non-Condensing | Single-Stage | 15000 | 10000 |  |  | 65 |  | Federally-Regulated Consumer Product | 2021-12-29 | 5940630 | 2021-12-29
Cozy Heating Systems, LLC | Cozy | CDV156D | Direct Vent Gravity Type Wall | LPG | Injection Type | TRUE | FALSE | 0 |  | None | Non-Condensing | Single-Stage | 15000 | 10000 |  |  | 65 |  | Federally-Regulated Consumer Product | 2021-12-29 | 205770595 | 2021-12-29
Cozy Heating Systems, LLC | Cozy | CF553D | Vented Fan Type Wall Furnace | Natural Gas | Injection Type | TRUE | FALSE | 1 |  | None | Non-Condensing | Single-Stage | 55000 | 42000 | 100 |  | 76 |  | Federally-Regulated Consumer Product | 2021-12-29 | 5940664 | 2021-12-29
Cozy Heating Systems, LLC | Cozy | VC351C | Gravity Type Vented Room Heate | Natural Gas | Injection Type | TRUE | FALSE | 0 |  | None | Non-Condensing | Single-Stage | 35000 | 25000 |  |  | 67 |  | Federally-Regulated Consumer Product | 2021-12-29 | 202735024 | 2021-12-29
Cozy Heating Systems, LLC | Cozy | CDV306D | Direct Vent Gravity Type Wall | LPG | Injection Type | TRUE | FALSE | 0 |  | None | Non-Condensing | Single-Stage | 30000 | 21000 |  |  | 66 |  | Federally-Regulated Consumer Product | 2021-12-29 | 205770597 | 2021-12-29
Cozy Heating Systems, LLC | Cozy | DVCF403C | Direct Vent Fan Type Wall Furn | Natural Gas | Injection Type | TRUE | FALSE | 1 |  | None | Non-Condensing | Single-Stage | 40000 | 32000 | 138 |  | 75 |  | Federally-Regulated Consumer Product | 2021-12-29 | 5940668 | 2021-12-29
Cozy Heating Systems, LLC | Cozy | W355G | Vented Gravity Type Wall Furna | Natural Gas | Injection Type | TRUE | FALSE | 0 |  | None | Non-Condensing | Single-Stage | 35000 | 24000 |  |  | 66 |  | Federally-Regulated Consumer Product | 2021-12-29 | 5941404 | 2021-12-29
Cozy Heating Systems, LLC | Cozy | CDV255D | Direct Vent Gravity Type Wall | Natural Gas | Injection Type | TRUE | FALSE | 0 |  | None | Non-Condensing | Single-Stage | 25000 | 17500 |  |  | 66 |  | Federally-Regulated Consumer Product | 2021-12-29 | 205770584 | 2021-12-29
Cozy Heating Systems, LLC | Cozy | 90N65A | Gravity Type Floor Furnace | Natural Gas | Injection Type | TRUE | FALSE | 0 |  | None | Non-Condensing | Single-Stage | 62000 | 43400 |  |  | 58 |  | Federally-Regulated Consumer Product | 2021-12-29 | 202736654 | 2021-12-29
Williams Furnace Co. | Williams | TG2030TN | Vented Fan Type Wall Furnace | Natural Gas | Power | FALSE | FALSE | 1 |  | None | Non-Condensing | Step Modulating | 30000 | 24000 | 12 |  | 80 |  | Federally-Regulated Consumer Product | 2022-09-02 | 209843757 | 2023-01-17
Williams Furnace Co. | Williams | TG2030TN | Vented Fan Type Wall Furnace | Natural Gas | Power | FALSE | FALSE | 1 |  | None | Non-Condensing | Step Modulating | 30000 | 24000 | 12 |  | 82 |  | Federally-Regulated Consumer Product | 2023-01-17 | 209843757 | 2023-01-17
Williams Furnace Co. | Williams | TG2030TN | Vented Fan Type Wall Furnace | Natural Gas | Power | FALSE | FALSE | 1 |  | None | Non-Condensing | Step Modulating | 30000 | 24000 | 12 |  | 82 |  | Federally-Regulated Consumer Product | 2023-01-17 | 209843757 | 2023-03-02
Williams Furnace Co. | Williams | TG2030TN | Vented Fan Type Wall Furnace | Natural Gas | Power | FALSE | FALSE | 1 |  | None | Non-Condensing | Step Modulating | 30000 | 24600 | 12 |  | 82 |  | Federally-Regulated Consumer Product | 2023-03-02 | 209843757 | 2023-03-02
Rinnai America | Rinnai | EX22CT (RHFE-559FTA2) | Direct Vent Fan Type Wall Furn | Natural Gas | Injection Type | FALSE | FALSE | 1 |  | None | Non-Condensing | Step Modulating | 21500 | 17300 | 6 |  | 81 |  | Federally-Regulated Consumer Product | 2021-09-08 | 10061799 | 2023-03-17
Rinnai America | Rinnai | EX11CT (RHFE-265FTA2) | Direct Vent Fan Type Wall Furn | LPG | Injection Type | FALSE | FALSE | 1 |  | None | Non-Condensing | Step Modulating | 11000 | 9000 | 6 |  | 81 |  | Federally-Regulated Consumer Product | 2021-09-08 | 10061797 | 2023-03-17
Rinnai America | Rinnai | EX17DTP | Direct Vent Fan Type Wall Furn | LPG | Injection Type | FALSE | FALSE | 1 |  | None | Non-Condensing | Step Modulating | 16700 | 13527 | 25 |  | 81 |  | Federally-Regulated Consumer Product | 2022-05-25 | 208449369 | 2023-03-17
Rinnai America | Rinnai | EX11CT (RHFE-265FTA2) | Direct Vent Fan Type Wall Furn | Natural Gas | Injection Type | FALSE | FALSE | 1 |  | None | Non-Condensing | Step Modulating | 11000 | 9000 | 6 |  | 81 |  | Federally-Regulated Consumer Product | 2021-09-08 | 10061797 | 2023-03-17
Rinnai America | Rinnai | EX08CT (RHFE-202FTA2) | Direct Vent Fan Type Wall Furn | LPG | Injection Type | FALSE | FALSE | 1 |  | None | Non-Condensing | Step Modulating | 8000 | 6604 | 6 |  | 82 |  | Federally-Regulated Consumer Product | 2021-09-08 | 10061796 | 2023-03-17
Rinnai America | Rinnai | EX08DTN | Direct Vent Fan Type Wall Furn | Natural Gas | Injection Type | FALSE | FALSE | 1 |  | None | Non-Condensing | Step Modulating | 8000 | 6560 | 23 |  | 82 |  | Federally-Regulated Consumer Product | 2022-05-25 | 208449360 | 2023-03-17
Rinnai America | Rinnai | EX22DTN | Direct Vent Fan Type Wall Furn | Natural Gas | Injection Type | FALSE | FALSE | 1 |  | None | Non-Condensing | Step Modulating | 21500 | 17415 | 31 |  | 81 |  | Federally-Regulated Consumer Product | 2022-05-25 | 208449363 | 2023-03-17
Rinnai America | Rinnai | EX22CT (RHFE-559FTA2) | Direct Vent Fan Type Wall Furn | LPG | Injection Type | FALSE | FALSE | 1 |  | None | Non-Condensing | Step Modulating | 21500 | 17300 | 6 |  | 81 |  | Federally-Regulated Consumer Product | 2021-09-08 | 10061799 | 2023-03-17
Rinnai America | Rinnai | EX08CT (RHFE-202FTA2) | Direct Vent Fan Type Wall Furn | Natural Gas | Injection Type | FALSE | FALSE | 1 |  | None | Non-Condensing | Step Modulating | 8000 | 6604 | 6 |  | 82 |  | Federally-Regulated Consumer Product | 2021-09-08 | 10061796 | 2023-03-17
Rinnai America | Rinnai | EX11DTP | Direct Vent Fan Type Wall Furn | LPG | Injection Type | FALSE | FALSE | 1 |  | None | Non-Condensing | Step Modulating | 11000 | 8910 | 24 |  | 81 |  | Federally-Regulated Consumer Product | 2022-05-25 | 208449368 | 2023-03-17
Rinnai America | Rinnai | EX22DTP | Direct Vent Fan Type Wall Furn | LPG | Injection Type | FALSE | FALSE | 1 |  | None | Non-Condensing | Step Modulating | 20700 | 16767 | 31 |  | 81 |  | Federally-Regulated Consumer Product | 2022-05-25 | 208449370 | 2023-03-17
Rinnai America | Rinnai | EX08DTP | Direct Vent Fan Type Wall Furn | LPG | Injection Type | FALSE | FALSE | 1 |  | None | Non-Condensing | Step Modulating | 8000 | 6560 | 23 |  | 82 |  | Federally-Regulated Consumer Product | 2022-05-25 | 208449367 | 2023-03-17
Rinnai America | Rinnai | EX38DTN | Direct Vent Fan Type Wall Furn | Natural Gas | Injection Type | FALSE | FALSE | 1 |  | None | Non-Condensing | Step Modulating | 38400 | 30720 | 61 |  | 80 |  | Federally-Regulated Consumer Product | 2022-05-25 | 208449364 | 2023-03-17
Rinnai America | Rinnai | EX17DTN | Direct Vent Fan Type Wall Furn | Natural Gas | Injection Type | FALSE | FALSE | 1 |  | None | Non-Condensing | Step Modulating | 16700 | 13527 | 25 |  | 81 |  | Federally-Regulated Consumer Product | 2022-05-25 | 208449362 | 2023-03-17
Rinnai America | Rinnai | EX38DTP | Direct Vent Fan Type Wall Furn | LPG | Injection Type | FALSE | FALSE | 1 |  | None | Non-Condensing | Step Modulating | 36500 | 29200 | 61 |  | 80 |  | Federally-Regulated Consumer Product | 2022-05-25 | 208449371 | 2023-03-17
Rinnai America | Rinnai | EX11DTN | Direct Vent Fan Type Wall Furn | Natural Gas | Injection Type | FALSE | FALSE | 1 |  | None | Non-Condensing | Step Modulating | 11000 | 8910 | 24 |  | 81 |  | Federally-Regulated Consumer Product | 2022-05-25 | 208449361 | 2023-03-17
Rinnai America | Rinnai | EX22CT (RHFE-559FTA2) | Direct Vent Fan Type Wall Furn | Natural Gas | Injection Type | FALSE | FALSE | 1 |  | None | Non-Condensing | Step Modulating | 21500 | 17300 | 6 |  | 81 |  | Federally-Regulated Consumer Product | 2023-03-17 | 10061799 | 2023-03-17
Rinnai America | Rinnai | EX11CT (RHFE-265FTA2) | Direct Vent Fan Type Wall Furn | LPG | Injection Type | FALSE | FALSE | 1 |  | None | Non-Condensing | Step Modulating | 11000 | 9000 | 6 |  | 81 |  | Federally-Regulated Consumer Product | 2023-03-17 | 10061797 | 2023-03-17
Rinnai America | Rinnai | EX17DTP | Direct Vent Fan Type Wall Furn | LPG | Injection Type | FALSE | FALSE | 1 |  | None | Non-Condensing | Step Modulating | 16700 | 13527 | 25 |  | 81 |  | Federally-Regulated Consumer Product | 2023-03-17 | 208449369 | 2023-03-17
Rinnai America | Rinnai | EX11CT (RHFE-265FTA2) | Direct Vent Fan Type Wall Furn | Natural Gas | Injection Type | FALSE | FALSE | 1 |  | None | Non-Condensing | Step Modulating | 11000 | 9000 | 6 |  | 81 |  | Federally-Regulated Consumer Product | 2023-03-17 | 10061797 | 2023-03-17
Rinnai America | Rinnai | EX08CT (RHFE-202FTA2) | Direct Vent Fan Type Wall Furn | LPG | Injection Type | FALSE | FALSE | 1 |  | None | Non-Condensing | Step Modulating | 8000 | 6604 | 6 |  | 82 |  | Federally-Regulated Consumer Product | 2023-03-17 | 10061796 | 2023-03-17
Rinnai America | Rinnai | EX08DTN | Direct Vent Fan Type Wall Furn | Natural Gas | Injection Type | FALSE | FALSE | 1 |  | None | Non-Condensing | Step Modulating | 8000 | 6560 | 23 |  | 82 |  | Federally-Regulated Consumer Product | 2023-03-17 | 208449360 | 2023-03-17
Rinnai America | Rinnai | EX22DTN | Direct Vent Fan Type Wall Furn | Natural Gas | Injection Type | FALSE | FALSE | 1 |  | None | Non-Condensing | Step Modulating | 21500 | 17415 | 31 |  | 81 |  | Federally-Regulated Consumer Product | 2023-03-17 | 208449363 | 2023-03-17
Rinnai America | Rinnai | EX22CT (RHFE-559FTA2) | Direct Vent Fan Type Wall Furn | LPG | Injection Type | FALSE | FALSE | 1 |  | None | Non-Condensing | Step Modulating | 21500 | 17300 | 6 |  | 81 |  | Federally-Regulated Consumer Product | 2023-03-17 | 10061799 | 2023-03-17
Rinnai America | Rinnai | EX08CT (RHFE-202FTA2) | Direct Vent Fan Type Wall Furn | Natural Gas | Injection Type | FALSE | FALSE | 1 |  | None | Non-Condensing | Step Modulating | 8000 | 6604 | 6 |  | 82 |  | Federally-Regulated Consumer Product | 2023-03-17 | 10061796 | 2023-03-17
Rinnai America | Rinnai | EX11DTP | Direct Vent Fan Type Wall Furn | LPG | Injection Type | FALSE | FALSE | 1 |  | None | Non-Condensing | Step Modulating | 11000 | 8910 | 24 |  | 81 |  | Federally-Regulated Consumer Product | 2023-03-17 | 208449368 | 2023-03-17
Rinnai America | Rinnai | EX22DTP | Direct Vent Fan Type Wall Furn | LPG | Injection Type | FALSE | FALSE | 1 |  | None | Non-Condensing | Step Modulating | 20700 | 16767 | 31 |  | 81 |  | Federally-Regulated Consumer Product | 2023-03-17 | 208449370 | 2023-03-17
Rinnai America | Rinnai | EX08DTP | Direct Vent Fan Type Wall Furn | LPG | Injection Type | FALSE | FALSE | 1 |  | None | Non-Condensing | Step Modulating | 8000 | 6560 | 23 |  | 82 |  | Federally-Regulated Consumer Product | 2023-03-17 | 208449367 | 2023-03-17
Rinnai America | Rinnai | EX38DTN | Direct Vent Fan Type Wall Furn | Natural Gas | Injection Type | FALSE | FALSE | 1 |  | None | Non-Condensing | Step Modulating | 38400 | 30720 | 61 |  | 80 |  | Federally-Regulated Consumer Product | 2023-03-17 | 208449364 | 2023-03-17
Rinnai America | Rinnai | EX17DTN | Direct Vent Fan Type Wall Furn | Natural Gas | Injection Type | FALSE | FALSE | 1 |  | None | Non-Condensing | Step Modulating | 16700 | 13527 | 25 |  | 81 |  | Federally-Regulated Consumer Product | 2023-03-17 | 208449362 | 2023-03-17
Rinnai America | Rinnai | EX38DTP | Direct Vent Fan Type Wall Furn | LPG | Injection Type | FALSE | FALSE | 1 |  | None | Non-Condensing | Step Modulating | 36500 | 29200 | 61 |  | 80 |  | Federally-Regulated Consumer Product | 2023-03-17 | 208449371 | 2023-03-17
Rinnai America | Rinnai | EX11DTN | Direct Vent Fan Type Wall Furn | Natural Gas | Injection Type | FALSE | FALSE | 1 |  | None | Non-Condensing | Step Modulating | 11000 | 8910 | 24 |  | 81 |  | Federally-Regulated Consumer Product | 2023-03-17 | 208449361 | 2023-03-17
Williams Furnace Co. | Williams | 2903512 | Direct Vent Fan Type Wall Furn | Natural Gas | Power | FALSE | FALSE | 1 |  | None | Non-Condensing | Two-Stage Modulating | 29000 | 22000 | 140 |  | 75 | 75 | Federally-Regulated Consumer Product | 2021-09-08 | 5178592 | 2023-05-11
Williams Furnace Co. | Williams | 2903511 | Direct Vent Fan Type Wall Furn | LPG | Power | FALSE | FALSE | 1 |  | None | Non-Condensing | Two-Stage Modulating | 29000 | 22000 | 140 |  | 75 | 75 | Federally-Regulated Consumer Product | 2021-09-08 | 5178591 | 2023-05-11
Empire Comfort Systems | Empire | HWDV081X-1 | Direct Vent Gravity Type Wall | LPG | Pressure | TRUE | FALSE | 0 |  | None | Non-Condensing | Single-Stage | 8000 | 5360 |  |  | 65 |  | Federally-Regulated Consumer Product | 2021-09-08 | 9119177 | 2023-08-01
Empire Comfort Systems | Empire | HWDV081BX-1 | Direct Vent Gravity Type Wall | Natural Gas | Pressure | TRUE | FALSE | 0 |  | None | Non-Condensing | Single-Stage | 8000 | 5360 |  |  | 65 |  | Federally-Regulated Consumer Product | 2021-09-08 | 10445888 | 2023-08-01
Empire Comfort Systems | Empire | HWDV081X-1 | Direct Vent Gravity Type Wall | Natural Gas | Pressure | TRUE | FALSE | 0 |  | None | Non-Condensing | Single-Stage | 8000 | 5360 |  |  | 65 |  | Federally-Regulated Consumer Product | 2021-09-08 | 9119177 | 2023-08-01
Empire Comfort Systems | Empire | HWDV081BX-1 | Direct Vent Gravity Type Wall | LPG | Pressure | TRUE | FALSE | 0 |  | None | Non-Condensing | Single-Stage | 8000 | 5360 |  |  | 65 |  | Federally-Regulated Consumer Product | 2021-09-08 | 10445888 | 2023-08-01
Empire Comfort Systems | Empire | HWDV081X-1 | Direct Vent Gravity Type Wall | LPG | Pressure | TRUE | FALSE | 0 |  | None | Non-Condensing | Single-Stage | 8000 | 5360 |  |  | 65 |  | Federally-Regulated Consumer Product | 2021-09-08 | 9119177 | 2023-08-01
Empire Comfort Systems | Empire | HWDV081BX-1 | Direct Vent Gravity Type Wall | Natural Gas | Pressure | TRUE | FALSE | 0 |  | None | Non-Condensing | Single-Stage | 8000 | 5360 |  |  | 65 |  | Federally-Regulated Consumer Product | 2021-09-08 | 10445888 | 2023-08-01
Empire Comfort Systems | Empire | HWDV081X-1 | Direct Vent Gravity Type Wall | Natural Gas | Pressure | TRUE | FALSE | 0 |  | None | Non-Condensing | Single-Stage | 8000 | 5360 |  |  | 65 |  | Federally-Regulated Consumer Product | 2021-09-08 | 9119177 | 2023-08-01
Empire Comfort Systems | Empire | HWDV081BX-1 | Direct Vent Gravity Type Wall | LPG | Pressure | TRUE | FALSE | 0 |  | None | Non-Condensing | Single-Stage | 8000 | 5360 |  |  | 65 |  | Federally-Regulated Consumer Product | 2021-09-08 | 10445888 | 2023-08-01
Williams Furnace Co. | Williams | 2509822 | Vented Gravity Type Wall Furna | Natural Gas | Pressure | TRUE | FALSE | 0 |  | None | Non-Condensing | Single-Stage | 25000 | 19200 |  |  | 71 | 65 | Federally-Regulated Consumer Product | 2021-09-08 | 5590830 | 2023-09-12
Williams Furnace Co. | Williams | 5009821 | Vented Gravity Type Wall Furna | LPG | Pressure | TRUE | FALSE | 0 |  | None | Non-Condensing | Single-Stage | 50000 | 38000 |  |  | 70 | 67 | Federally-Regulated Consumer Product | 2021-09-08 | 5929011 | 2023-09-12
Williams Furnace Co. | Williams | 3509622A | Vented Gravity Type Wall Furna | Natural Gas | Pressure | TRUE | FALSE | 0 |  | None | Non-Condensing | Single-Stage | 35000 | 23700 |  |  | 66 | 66 | Federally-Regulated Consumer Product | 2021-09-08 | 5929007 | 2023-09-12
Williams Furnace Co. | Williams | 3509621A | Vented Gravity Type Wall Furna | LPG | Pressure | TRUE | FALSE | 0 |  | None | Non-Condensing | Single-Stage | 35000 | 23700 |  |  | 66 | 66 | Federally-Regulated Consumer Product | 2021-09-08 | 5929006 | 2023-09-12
Williams Furnace Co. | Williams | 3509822 | Vented Gravity Type Wall Furna | Natural Gas | Pressure | TRUE | FALSE | 0 |  | None | Non-Condensing | Single-Stage | 35000 | 25000 |  |  | 70 | 66 | Federally-Regulated Consumer Product | 2021-09-08 | 5929003 | 2023-09-12
Williams Furnace Co. | Williams | 2509821 | Vented Gravity Type Wall Furna | LPG | Pressure | TRUE | FALSE | 0 |  | None | Non-Condensing | Single-Stage | 25000 | 19200 |  |  | 71 | 65 | Federally-Regulated Consumer Product | 2021-09-08 | 5929010 | 2023-09-12
Williams Furnace Co. | Williams | 5009822 | Vented Gravity Type Wall Furna | Natural Gas | Pressure | TRUE | FALSE | 0 |  | None | Non-Condensing | Single-Stage | 50000 | 38000 |  |  | 70 | 67 | Federally-Regulated Consumer Product | 2021-09-08 | 5590831 | 2023-09-12
Williams Furnace Co. | Williams | 3509821 | Vented Gravity Type Wall Furna | LPG | Pressure | TRUE | FALSE | 0 |  | None | Non-Condensing | Single-Stage | 35000 | 25000 |  |  | 70 | 66 | Federally-Regulated Consumer Product | 2021-09-08 | 5929002 | 2023-09-12
Williams Furnace Co. | Williams | 2509822 | Vented Gravity Type Wall Furna | Natural Gas | Pressure | TRUE | FALSE | 0 |  | None | Non-Condensing | Single-Stage | 25000 | 19200 |  |  | 71 |  | Federally-Regulated Consumer Product | 2023-09-12 | 5590830 | 2023-09-12
Williams Furnace Co. | Williams | 5009821 | Vented Gravity Type Wall Furna | LPG | Pressure | TRUE | FALSE | 0 |  | None | Non-Condensing | Single-Stage | 50000 | 38000 |  |  | 70 |  | Federally-Regulated Consumer Product | 2023-09-12 | 5929011 | 2023-09-12
Williams Furnace Co. | Williams | 3509622A | Vented Gravity Type Wall Furna | Natural Gas | Pressure | TRUE | FALSE | 0 |  | None | Non-Condensing | Single-Stage | 35000 | 25000 |  |  | 70 |  | Federally-Regulated Consumer Product | 2023-09-12 | 5929007 | 2023-09-12
Williams Furnace Co. | Williams | 3509621A | Vented Gravity Type Wall Furna | LPG | Pressure | TRUE | FALSE | 0 |  | None | Non-Condensing | Single-Stage | 35000 | 25000 |  |  | 70 |  | Federally-Regulated Consumer Product | 2023-09-12 | 5929006 | 2023-09-12
Williams Furnace Co. | Williams | 3509822 | Vented Gravity Type Wall Furna | Natural Gas | Pressure | TRUE | FALSE | 0 |  | None | Non-Condensing | Single-Stage | 35000 | 25000 |  |  | 70 |  | Federally-Regulated Consumer Product | 2023-09-12 | 5929003 | 2023-09-12
Williams Furnace Co. | Williams | 2509821 | Vented Gravity Type Wall Furna | LPG | Pressure | TRUE | FALSE | 0 |  | None | Non-Condensing | Single-Stage | 25000 | 19200 |  |  | 71 |  | Federally-Regulated Consumer Product | 2023-09-12 | 5929010 | 2023-09-12
Williams Furnace Co. | Williams | 5009822 | Vented Gravity Type Wall Furna | Natural Gas | Pressure | TRUE | FALSE | 0 |  | None | Non-Condensing | Single-Stage | 50000 | 38000 |  |  | 70 |  | Federally-Regulated Consumer Product | 2023-09-12 | 5590831 | 2023-09-12
Williams Furnace Co. | Williams | 3509821 | Vented Gravity Type Wall Furna | LPG | Pressure | TRUE | FALSE | 0 |  | None | Non-Condensing | Single-Stage | 35000 | 25000 |  |  | 70 |  | Federally-Regulated Consumer Product | 2023-09-12 | 5929002 | 2023-09-12
Williams Furnace Co. | Williams | 2509822 | Vented Gravity Type Wall Furna | Natural Gas | Pressure | TRUE | FALSE | 0 |  | None | Non-Condensing | Single-Stage | 25000 | 19200 |  |  | 71 |  | Federally-Regulated Consumer Product | 2023-09-12 | 5590830 | 2023-09-12
Williams Furnace Co. | Williams | 5009821 | Vented Gravity Type Wall Furna | LPG | Pressure | TRUE | FALSE | 0 |  | None | Non-Condensing | Single-Stage | 50000 | 38000 |  |  | 70 |  | Federally-Regulated Consumer Product | 2023-09-12 | 5929011 | 2023-09-12
Williams Furnace Co. | Williams | 3509622A | Vented Gravity Type Wall Furna | Natural Gas | Pressure | TRUE | FALSE | 0 |  | None | Non-Condensing | Single-Stage | 35000 | 25000 |  |  | 70 |  | Federally-Regulated Consumer Product | 2023-09-12 | 5929007 | 2023-09-12
Williams Furnace Co. | Williams | 3509621A | Vented Gravity Type Wall Furna | LPG | Pressure | TRUE | FALSE | 0 |  | None | Non-Condensing | Single-Stage | 35000 | 25000 |  |  | 70 |  | Federally-Regulated Consumer Product | 2023-09-12 | 5929006 | 2023-09-12
Williams Furnace Co. | Williams | 3509822 | Vented Gravity Type Wall Furna | Natural Gas | Pressure | TRUE | FALSE | 0 |  | None | Non-Condensing | Single-Stage | 35000 | 25000 |  |  | 70 |  | Federally-Regulated Consumer Product | 2023-09-12 | 5929003 | 2023-09-12
Williams Furnace Co. | Williams | 2509821 | Vented Gravity Type Wall Furna | LPG | Pressure | TRUE | FALSE | 0 |  | None | Non-Condensing | Single-Stage | 25000 | 19200 |  |  | 71 |  | Federally-Regulated Consumer Product | 2023-09-12 | 5929010 | 2023-09-12
Williams Furnace Co. | Williams | 5009822 | Vented Gravity Type Wall Furna | Natural Gas | Pressure | TRUE | FALSE | 0 |  | None | Non-Condensing | Single-Stage | 50000 | 38000 |  |  | 70 |  | Federally-Regulated Consumer Product | 2023-09-12 | 5590831 | 2023-09-12
Williams Furnace Co. | Williams | 3509821 | Vented Gravity Type Wall Furna | LPG | Pressure | TRUE | FALSE | 0 |  | None | Non-Condensing | Single-Stage | 35000 | 25000 |  |  | 70 |  | Federally-Regulated Consumer Product | 2023-09-12 | 5929002 | 2023-09-12
Williams Furnace Co. | Williams | AC2030TN | Vented Fan Type Wall Furnace | Natural Gas | Power | FALSE | FALSE | 1 |  | None | Non-Condensing | Step Modulating | 30000 | 24600 | 15 |  | 82 | 75 | Federally-Regulated Consumer Product | 2021-09-08 | 205725749 | 2023-09-29
Williams Furnace Co. | Williams | AC2030TN | Vented Fan Type Wall Furnace | Natural Gas | Power | FALSE | FALSE | 1 |  | None | Non-Condensing | Step Modulating | 30000 | 24600 | 15 |  | 82 |  | Federally-Regulated Consumer Product | 2023-09-29 | 205725749 | 2023-09-29
Williams Furnace Co. | Williams | AC2030TN | Vented Fan Type Wall Furnace | Natural Gas | Power | FALSE | FALSE | 1 |  | None | Non-Condensing | Step Modulating | 30000 | 24600 | 15 |  | 82 |  | Federally-Regulated Consumer Product | 2023-09-29 | 205725749 | 2023-09-29
AC Infinity Inc. | AC INFINITY | AC-SFT3 | Gravity Type Vented Room Heate | Natural Gas | Induced Draft | FALSE | FALSE | 1 |  | None | Non-Condensing | Single-Stage | 8000 | 6500 |  |  | 72 | 61 | Federally-Regulated Consumer Product | 2023-12-20 |  | 2023-12-21
AC Infinity Inc. | AC INFINITY | AC-SFT3 | Gravity Type Vented Room Heate | Natural Gas | Induced Draft | FALSE | FALSE | 1 |  | None | Non-Condensing | Single-Stage | 8000 | 6500 |  |  | 72.1 |  | Federally-Regulated Consumer Product | 2023-12-21 |  | 2023-12-21
Perfection Schwank | Perfection | ASV730SEL-T | Direct Vent Gravity Type Wall | LPG | No Match | TRUE | FALSE | 1 | None | None | Non-Condensing | Single-Stage | 30000 | 21000 |  |  | 64 | 64 | Federally-Regulated Consumer Product | 1991-02-08 |  | 2003-10-02
Heat-N-Glo Fireplace Products | Heat-N-Glo | SL-5500S | Direct Vent Gravity Type Wall | Natural Gas | No Match | TRUE | FALSE | 1 | None | None | Non-Condensing | Single-Stage | 30000 | 21750 |  |  | 66.7 | 64 | Federally-Regulated Consumer Product | 1993-11-16 |  | 1995-05-03
Perfection Schwank | Perfection | VC235TN-P | Vented Room Heater - unspecifi | Natural Gas | No Match | TRUE | FALSE | 1 | None | None | No Match | No Match | 35000 | 24500 |  |  | 64 | 64 | Federally-Regulated Consumer Product | 1992-06-03 |  | 1998-06-21
Preway | Preway | SVN15KS | Vented Room Heater - unspecifi | Natural Gas | No Match | TRUE | FALSE | 1 | None | None | No Match | No Match | 15000 | 10500 |  |  |  |  | Non Federally-Regulated | 1984-03-31 |  | 1998-06-21
Suburban Manufacturing Co. | Suburban | GVC-35 | Vented Room Heater - unspecifi | LPG | No Match | TRUE | FALSE | 1 | None | None | No Match | No Match | 35000 | 26250 |  |  | 75 | 64 | Non Federally-Regulated | 1988-07-27 |  | 1998-06-21
Williams Furnace Co. | Forsaire | 450FX-R NAT | Vented Fan Type Wall Furnace | Natural Gas | No Match | TRUE | FALSE | 1 | None | None | No Match | No Match | 50000 | 40000 |  |  | 74.3 | 74 | Federally-Regulated Consumer Product | 1997-04-11 |  | 1998-06-21
Louisville Tin &amp; Stove Co. | Louisville Tin & Stove Co. | CF653* | Vented Fan Type Wall Furnace | Natural Gas | Injection Type | TRUE | FALSE | 1 |  | None | Non-Condensing | Single-Stage | 65000 | 52000 | 110 | 97 | 74.1 | 74 | Federally-Regulated Consumer Product | 2013-06-17 |  | 2014-08-28
Heil Quaker | Comfortmaker | HE30TP | Vented Room Heater - unspecifi | LPG | No Match | TRUE | FALSE | 1 | None | None | No Match | No Match | 22000 | 16720 |  |  | 74.3 | 63 | Federally-Regulated Consumer Product | 1992-06-03 |  | 1998-06-21
Empire Comfort Systems | Empire | CIDV-30-3 | Direct Vent Gravity Type Wall | Natural Gas | No Match | TRUE | FALSE | 1 | None | None | Non-Condensing | Single-Stage | 30000 | 22200 |  |  | 68 | 64 | Federally-Regulated Consumer Product | 1999-03-10 |  | 2007-11-16
Louisville Tin &amp; Stove Co. | Cozy | W252A | Vented Gravity Type Wall Furna | LPG | No Match | TRUE | FALSE | 1 | None | None | No Match | No Match | 25000 | 17500 |  |  | 63 | 63 | Non Federally-Regulated | 1988-07-27 |  | 1998-06-21
Martin Industries | Martin | MDV30LP | Direct Vent Gravity Type Wall | LPG | No Match | TRUE | FALSE | 1 | None | None | No Match | No Match | 30000 | 21000 |  |  | 65.6 | 64 | Non Federally-Regulated | 1988-07-27 |  | 1998-06-21
Williams Furnace Co. | Sahara | 22DV-3-LPG | Direct Vent Gravity Type Wall | LPG | No Match | TRUE | FALSE | 1 | None | None | No Match | No Match | 22000 | 15400 |  |  |  |  | Non Federally-Regulated | 1985-10-07 |  | 1998-06-21
Locke Stove | Warm Morning | DV201AMAL | Direct Vent Gravity Type Wall | LPG | No Match | TRUE | FALSE | 1 | None | None | No Match | No Match | 10000 | 7000 |  |  |  |  | Non Federally-Regulated | 1982-05-21 |  | 1998-06-21
Vermont Castings, Inc. | Insta-Flame by Majestic | PDV20RP | Gravity Type Vented Room Heate | LPG | No Match | TRUE | FALSE | 1 | None | None | Non-Condensing | Single-Stage | 20000 | 15590 |  |  | 66.9 | 58 | Federally-Regulated Consumer Product | 1998-10-15 |  | 2002-04-25
Williams Furnace Co. | Williams | 35EHB-NAT | Vented Room Heater - unspecifi | Natural Gas | No Match | TRUE | FALSE | 1 | None | None | No Match | No Match | 35000 | 24500 |  |  | 67.1 | 64 | Federally-Regulated Consumer Product | 1992-06-03 |  | 1998-06-21
Williams Furnace Co. | Monterey | 35GV-3-LPG | Vented Gravity Type Wall Furna | LPG | No Match | TRUE | FALSE | 1 | None | None | No Match | No Match | 34000 | 23800 |  |  |  |  | Non Federally-Regulated | 1981-03-11 |  | 1982-05-21
NHC | Sterling-Millivolt | STERLING-MV | Vented Room Heater - unspecifi | Natural Gas | No Match | TRUE | FALSE | 1 | None | None | No Match | No Match | 40000 | 30440 |  |  | 70.2 | 64 | Federally-Regulated Consumer Product | 1997-04-11 |  | 1998-06-21
Empire Comfort Systems | Empire | DV-40E-3 | Direct Vent Fan Type Wall Furn | Natural Gas | No Match | FALSE | FALSE | 1 | None | None | No Match | No Match | 40000 | 32600 |  |  | 80 | 73 | Federally-Regulated Consumer Product | 1998-03-31 |  | 1998-06-21
Archgard Industries, Ltd. | Optima 40 Free Standing | OF40P | Vented Room Heater - unspecifi | LPG | No Match | TRUE | FALSE | 1 | None | None | No Match | No Match | 24000 | 18720 |  |  | 71 | 63 | Federally-Regulated Consumer Product | 1998-03-31 |  | 1998-06-21
Martin Industries | Atlanta Stove | SV220 | Vented Room Heater - unspecifi | Natural Gas | No Match | TRUE | FALSE | 1 | None | None | No Match | No Match | 20000 | 14000 |  |  | 58 | 58 | Federally-Regulated Consumer Product | 1992-06-03 |  | 1998-06-21
CFM Majestic, Inc. ( Purchased by Monessen Hearth Systems Company 7/25/2008) | Insta-Flame | HE30** | Vented Gravity Type Wall Furna | LPG | No Match | TRUE | FALSE | 1 | None | None | Non-Condensing | Single-Stage | 21000 | 14700 |  |  | 64 | 63 | Federally-Regulated Consumer Product | 1995-05-05 |  | 1997-11-20
Williams Furnace Co. | Williams | 3509621 | Vented Gravity Type Wall Furna | LPG | Pressure | TRUE | FALSE | 1 |  | None | Non-Condensing | Single-Stage | 35000 | 25930 |  |  | 68.8 | 64 | Federally-Regulated Consumer Product | 2011-08-22 |  | 2012-11-16
Rinnai America | Rinnai | RHFE-431FAIII-N | Direct Vent Fan Type Wall Furn | Natural Gas | No Match | FALSE | FALSE | 1 | None | None | Non-Condensing | Single-Stage | 16700 | 13553 |  |  | 80.8 | 73 | Federally-Regulated Consumer Product | 1999-09-17 |  | 2000-07-18
Williams Furnace Co. | Suburban | GWW-35PT-NAT | Vented Gravity Type Wall Furna | Natural Gas | No Match | TRUE | FALSE | 1 | None | None | No Match | No Match | 35000 | 24500 |  |  | 64.1 | 64 | Federally-Regulated Consumer Product | 1997-04-11 |  | 1998-06-21
Empire Comfort Systems | Empire | DVF-36-1 | Direct Vent Gravity Type Wall | Natural Gas | No Match | TRUE | FALSE | 1 | None | None | Non-Condensing | Single-Stage | 25000 | 17500 |  |  | 63 | 63 | Federally-Regulated Consumer Product | 2000-07-06 |  | 2007-11-16
LSC, Inc. | Warm Morning | VR-85FMAL | Vented Room Heater - unspecifi | LPG | No Match | TRUE | FALSE | 1 | None | None | No Match | No Match | 85000 | 59500 |  |  |  |  | Non Federally-Regulated | 1984-03-31 |  | 1998-06-21
Suburban Manufacturing Co. | Suburban | GVC-55-3 | Vented Room Heater - unspecifi | Natural Gas | No Match | FALSE | FALSE | 1 | None | None | No Match | No Match | 55000 | 38500 |  |  |  |  | Non Federally-Regulated | 1981-03-11 |  | 1984-03-31
Williams Furnace Co. | Williams | 1403622 | Direct Vent Gravity Type Wall | Natural Gas | Pressure | TRUE | FALSE | 1 |  | None | Non-Condensing | Single-Stage | 14000 | 10039 |  |  | 63.4 | 61 | Federally-Regulated Consumer Product | 2012-05-08 |  | 2013-06-17
Williams Furnace Co. | Debonair | 22DV-3-NAT | Direct Vent Gravity Type Wall | Natural Gas | No Match | TRUE | FALSE | 1 | None | None | Non-Condensing | Single-Stage | 22000 | 15400 |  |  | 64.8 | 63 | Non Federally-Regulated | 1988-03-14 |  | 1988-07-27
Martin Industries | Williams | 30FFH-2 | Gravity Type Floor Furnace | LPG | No Match | TRUE | FALSE | 1 | None | None | No Match | No Match | 30000 | 21000 |  |  | 56 | 56 | Non Federally-Regulated | 1988-01-29 |  | 1998-06-21
Williams Furnace Co. | Continental | RMG35-0-NAT | Vented Gravity Type Wall Furna | Natural Gas | No Match | TRUE | FALSE | 1 | None | None | Non-Condensing | Single-Stage | 35000 | 24500 |  |  | 64.1 | 64 | Non Federally-Regulated | 1988-01-29 |  | 1995-06-05
Faber Manufacturing | Faber Gas Fireplaces | OLYMPIA DELUXE | Direct Vent Gravity Type Wall | Natural Gas | No Match | TRUE | FALSE | 1 | None | None | Non-Condensing | Single-Stage | 20000 | 15000 |  |  | 75 | 63 | Federally-Regulated Consumer Product | 1994-01-07 |  | 1994-05-10
Efel North America | Efel North America | 100NESTORMARTIN | Gravity Type Vented Room Heate | Natural Gas | No Match | TRUE | FALSE | 1 | None | None | Non-Condensing | Single-Stage | 25000 | 18750 |  |  | 75 | 63 | Federally-Regulated Consumer Product | 1993-08-02 |  | 1995-05-26
Empire Comfort Systems | Empire Comfort Systems | FAW-55SPP | Vented Fan Type Wall Furnace | Natural Gas | Pressure | TRUE | FALSE | 1 |  | None | Non-Condensing | Single-Stage | 55000 | 42000 | 204 | 422 | 74 | 74 | Federally-Regulated Consumer Product | 2013-06-17 |  | 2014-08-28
Gas Technologies | Gas Technologies | R-STOVE | Direct Vent Gravity Type Wall | Natural Gas | No Match | TRUE | FALSE | 1 | None | None | No Match | No Match | 30000 | 22080 |  |  | 65.3 | 64 | Federally-Regulated Consumer Product | 1995-06-15 |  | 1998-06-21
Addison Products | Dearborn Baronet II | DRH35*-* | Vented Room Heater - unspecifi | Natural Gas | No Match | TRUE | FALSE | 1 | None | None | No Match | No Match | 35000 | 24000 |  |  |  |  | Non Federally-Regulated | 1984-03-31 |  | 1998-06-21
Ultra-Aire | Ultra-Aire | UA350S-BR | Vented Gravity Type Wall Furna | Natural Gas | No Match | TRUE | FALSE | 1 | None | None | No Match | No Match | 30000 | 21000 |  |  |  |  | Non Federally-Regulated | 1981-07-09 |  | 1998-06-21
Polaris Fireplaces, Inc. | Polaris | PG 150 N | Vented Room Heater - unspecifi | Natural Gas | No Match | FALSE | FALSE | 1 | None | None | No Match | No Match | 22000 | 17800 |  |  | 67.4 | 63 | Federally-Regulated Consumer Product | 1997-04-11 |  | 1998-06-21
Empire Comfort Systems | Empire | DV-213-1SG | Direct Vent Gravity Type Wall | Natural Gas | No Match | TRUE | FALSE | 1 | None | None | Non-Condensing | Single-Stage | 13000 | 9165 |  |  | 61 | 61 | Federally-Regulated Consumer Product | 1991-03-04 |  | 2007-11-16
Williams Furnace Co. | Williams | 3501911 | Vented Room Heater - unspecifi | LPG | No Match | TRUE | FALSE | 1 | None | None | No Match | No Match | 35000 | 26250 |  |  | 68 | 64 | Federally-Regulated Consumer Product | 1995-06-15 |  | 1998-06-21
Williams Furnace Co. | Suburban | DWW-55PA-LP | Direct Vent Fan Type Wall Furn | LPG | No Match | TRUE | FALSE | 1 | None | None | No Match | No Match | 55000 | 44000 |  |  | 76 | 74 | Federally-Regulated Consumer Product | 1992-06-03 |  | 1998-06-21
Suburban Manufacturing Co. | Suburban | TA-1020 | Direct Vent Fan Type Wall Furn | Natural Gas | No Match | FALSE | FALSE | 1 | None | None | No Match | No Match | 10000 | 8000 |  |  |  |  | Non Federally-Regulated | 1984-03-31 |  | 1998-06-21
Suburban Manufacturing Co. | Suburban | DWW-30P-NAT | Direct Vent Gravity Type Wall | Natural Gas | No Match | TRUE | FALSE | 1 | None | None | No Match | No Match | 30000 | 21000 |  |  | 65.6 | 64 | Non Federally-Regulated | 1988-07-27 |  | 1998-06-21
Williams Furnace Co. | Sears | 629.7568 | Vented Fan Type Wall Furnace | Natural Gas | No Match | FALSE | FALSE | 1 | None | None | Non-Condensing | Single-Stage | 35000 | 28000 |  |  | 75.6 | 73 | Non Federally-Regulated | 1988-03-14 |  | 1989-03-22
Louisville Tin &amp; Stove Co. | Cozy | CF504B | Vented Fan Type Wall Furnace | LPG | No Match | TRUE | FALSE | 1 | None | None | Non-Condensing | Single-Stage | 50000 | 40000 |  |  | 74.3 | 74 | Federally-Regulated Consumer Product | 1992-07-08 |  | 1993-06-25
Williams Furnace Co. | Williams | 35RH-LPG | Vented Room Heater - unspecifi | LPG | No Match | TRUE | FALSE | 1 | None | None | No Match | No Match | 35000 | 24500 |  |  | 67.1 | 64 | Federally-Regulated Consumer Product | 1992-06-03 |  | 1998-06-21
Temtex | Temtex | AD 36 | Unvented Room Heater | LPG | No Match | TRUE | FALSE | 1 | None | None | No Match | No Match | 31000 | 31000 |  |  | 99.9 |  | Federally-Regulated Consumer Product | 1997-04-11 |  | 1998-06-21
CFM Majestic, Inc. ( Purchased by Monessen Hearth Systems Company 7/25/2008) | Insta-Flame by Majestic | DVR36** | Direct Vent Gravity Type Wall | Natural Gas | No Match | TRUE | FALSE | 1 | None | None | Non-Condensing | Single-Stage | 25000 | 17500 |  |  | 66 | 63 | Federally-Regulated Consumer Product | 1996-09-03 |  | 1997-11-20
Perfection Schwank | Perfection | ASV712SEL-T | Direct Vent Gravity Type Wall | LPG | No Match | TRUE | FALSE | 1 | None | None | Non-Condensing | Single-Stage | 12000 | 8400 |  |  | 60 | 60 | Federally-Regulated Consumer Product | 1991-02-08 |  | 2003-10-02
Blaze King Industries | Pegasus | 8003 | Gravity Type Vented Room Heate | LPG | No Match | TRUE | FALSE | 1 | None | None | Non-Condensing | Single-Stage | 38000 | 29300 |  |  | 71 | 64 | Federally-Regulated Consumer Product | 1996-05-06 |  | 1996-10-22
Williams Furnace Co. | Monterey | 20GV-A1-5T NAT | Vented Gravity Type Wall Furna | Natural Gas | No Match | TRUE | FALSE | 1 | None | None | Non-Condensing | Single-Stage | 20000 | 14120 |  |  | 63.2 | 63 | Federally-Regulated Consumer Product | 1991-08-29 |  | 1995-06-05
Martin Industries | Martin | F14G5H | Gravity Type Floor Furnace | Natural Gas | No Match | TRUE | FALSE | 1 | None | None | No Match | No Match | 65000 | 45500 |  |  | 57 | 57 | Federally-Regulated Consumer Product | 1998-03-31 |  | 1998-06-21
CFM Majestic, Inc. ( Purchased by Monessen Hearth Systems Company 7/25/2008) | Insta-Flame by Majestic | FS32 | Vented Gravity Type Wall Furna | LPG | No Match | TRUE | FALSE | 1 | None | None | No Match | No Match | 30000 | 21000 |  |  | 64 | 64 | Federally-Regulated Consumer Product | 1997-04-11 |  | 1998-06-21
Louisville Tin &amp; Stove Co. | Cozy | CR160-B | Vented Room Heater - unspecifi | Natural Gas | No Match | TRUE | FALSE | 1 | None | None | No Match | No Match | 60000 | 42000 |  |  | 66 | 65 | Federally-Regulated Consumer Product | 1992-06-03 |  | 1998-06-21
Addison Products | Dearborn Baronet II | DRM50*-* | Vented Room Heater - unspecifi | Natural Gas | No Match | TRUE | FALSE | 1 | None | None | No Match | No Match | 50000 | 35000 |  |  |  |  | Non Federally-Regulated | 1984-03-31 |  | 1998-06-21
Williams Furnace Co. | Williams | 5008731 | Vented Fan Type Wall Furnace | LPG | Pressure | TRUE | FALSE | 1 |  | None | Non-Condensing | Single-Stage | 50000 | 37500 | 0 | 0 | 74.3 | 74 | Federally-Regulated Consumer Product | 2012-05-02 |  | 2013-06-17
LSC, Inc. | Warm Morning | HDV25L | Direct Vent Gravity Type Wall | LPG | No Match | TRUE | FALSE | 1 | None | None | No Match | No Match | 25000 | 17500 |  |  |  |  | Non Federally-Regulated | 1984-03-31 |  | 1998-06-21
Louisville Tin &amp; Stove Co. | Louisville Tin & Stove Co. | W356* | Vented Gravity Type Wall Furna | LPG | Injection Type | TRUE | FALSE | 1 | Draft Diverter | None | Non-Condensing | Single-Stage | 35000 | 24500 |  |  | 64.1 | 64 | Federally-Regulated Consumer Product | 2011-07-18 |  | 2013-06-17
Williams Furnace Co. | Debonair | 22DV-5-NAT | Direct Vent Gravity Type Wall | Natural Gas | No Match | TRUE | FALSE | 1 | None | None | No Match | No Match | 22000 | 15400 |  |  | 64.8 | 63 | Federally-Regulated Consumer Product | 1992-08-31 |  | 1998-06-21
Ultra-Aire | Ultra-Aire | UA250S-BPRC | Vented Gravity Type Wall Furna | Natural Gas | No Match | TRUE | FALSE | 1 | None | None | No Match | No Match | 25000 | 17500 |  |  |  |  | Non Federally-Regulated | 1981-06-19 |  | 1998-06-21
Louisville Tin &amp; Stove Co. | Cozy | CF55*A | Vented Fan Type Wall Furnace | Natural Gas | No Match | FALSE | FALSE | 1 | None | None | Non-Condensing | Single-Stage | 55000 | 44000 |  |  | 76 | 74 | Federally-Regulated Consumer Product | 1991-11-13 |  | 1992-05-07
Addison Products | Dearborn Baronet II | DRH50* | Vented Room Heater - unspecifi | Natural Gas | No Match | TRUE | FALSE | 1 | None | None | No Match | No Match | 50000 | 35000 |  |  |  |  | Non Federally-Regulated | 1984-03-31 |  | 1998-06-21
Empire Comfort Systems | Empire Comfort Systems | DV-55SPP | Vented Fan Type Wall Furnace | LPG | Pressure | TRUE | FALSE | 1 |  | None | Non-Condensing | Single-Stage | 55000 | 43000 | 300 |  | 76 | 74 | Federally-Regulated Consumer Product | 2011-06-23 |  | 2012-03-02
Empire Comfort Systems | Empire | GWT-35-1RB | Vented Gravity Type Wall Furna | Natural Gas | No Match | TRUE | FALSE | 1 | None | None | Non-Condensing | Single-Stage | 35000 | 25900 |  |  | 70 | 64 | Federally-Regulated Consumer Product | 1997-08-19 |  | 2007-11-16
Williams Furnace Co. | Debonair | 22DV-3-NAT | Direct Vent Gravity Type Wall | Natural Gas | No Match | TRUE | FALSE | 1 | None | None | No Match | No Match | 22000 | 15400 |  |  |  |  | Non Federally-Regulated | 1985-10-07 |  | 1988-01-29
CFM Majestic, Inc. ( Purchased by Monessen Hearth Systems Company 7/25/2008) | Insta-Flame | HE20LP | Vented Room Heater - unspecifi | LPG | No Match | TRUE | FALSE | 1 | None | None | No Match | No Match | 18000 | 13800 |  |  | 74.4 | 57 | Federally-Regulated Consumer Product | 1997-04-11 |  | 1998-06-21
Empire Comfort Systems | Empire | RH-65-4 | Gravity Type Vented Room Heate | Natural Gas | No Match | TRUE | FALSE | 1 | None | None | Non-Condensing | Single-Stage | 65000 | 45500 |  |  | 65 | 65 | Federally-Regulated Consumer Product | 1995-11-28 |  | 2007-11-16
Perfection Schwank | Perfection | CV740HL-C | Vented Fan Type Wall Furnace | LPG | No Match | FALSE | FALSE | 1 | None | None | Non-Condensing | Single-Stage | 40000 | 31160 |  |  | 73.3 | 73 | Federally-Regulated Consumer Product | 1991-02-08 |  | 1995-06-15
Empire Comfort Systems | Empire | GWT-35-1SG | Vented Gravity Type Wall Furna | Natural Gas | No Match | TRUE | FALSE | 1 | None | None | Non-Condensing | Single-Stage | 35000 | 25900 |  |  | 70 | 64 | Federally-Regulated Consumer Product | 1997-08-19 |  | 2007-11-16
Empire Comfort Systems | Empire | GWT-35-25G | Vented Gravity Type Wall Furna | Natural Gas | No Match | TRUE | FALSE | 1 | None | None | Non-Condensing | Single-Stage | 35000 | 25900 |  |  | 70 | 64 | Federally-Regulated Consumer Product | 2001-05-23 |  | 2001-06-15
Williams Furnace Co. | Forsaire | 4007331 | Direct Vent Fan Type Wall Furn | LPG | No Match | FALSE | FALSE | 1 | None | None | No Match | No Match | 40000 | 32000 |  |  | 77.5 | 73 | Federally-Regulated Consumer Product | 1997-04-11 |  | 1998-06-21
Rinnai America | Rinnai | RHFE-556FTRAIII-P | Vented Fan Type Wall Furnace | Natural Gas | Injection Type | FALSE | FALSE | 1 |  | None | Non-Condensing | Step Modulating | 20700 | 16770 | 6 | 6 | 81 | 73 | Federally-Regulated Consumer Product | 2011-06-14 |  | 2011-09-27
Empire Comfort Systems | Empire | RH-35 | Gravity Type Vented Room Heate | Natural Gas | No Match | TRUE | FALSE | 1 | None | None | Non-Condensing | Single-Stage | 35000 | 24500 |  |  | 64 | 64 | Federally-Regulated Consumer Product | 1990-04-24 |  | 1993-12-14
Locke Stove | Warm Morning | DV203BMAL | Direct Vent Gravity Type Wall | LPG | No Match | TRUE | FALSE | 1 | None | None | No Match | No Match | 30000 | 21000 |  |  |  |  | Non Federally-Regulated | 1981-05-06 |  | 1998-06-21
Williams Furnace Co. | Williams | 5507332 | Direct Vent Fan Type Wall Furn | Natural Gas | Pressure | FALSE | FALSE | 1 |  | None | Non-Condensing | Single-Stage | 55000 | 44000 | 360 | 263 | 76.5 | 74 | Federally-Regulated Consumer Product | 2012-06-11 |  | 2013-06-17
Empire Comfort Systems | Empire Comfort Systems | GWT-35-2(SG,RB) | Vented Gravity Type Wall Furna | LPG | Pressure | TRUE | FALSE | 1 | Draft Diverter | None | Non-Condensing | Single-Stage | 35000 | 24500 |  |  | 66 | 64 | Federally-Regulated Consumer Product | 2010-01-11 |  | 2012-01-03
Empire Comfort Systems | Empire Comfort Systems | RH-35-6 | Gravity Type Vented Room Heate | Natural Gas | Pressure | TRUE | FALSE | 1 | Draft Diverter | None | Non-Condensing | Single-Stage | 35000 | 24500 |  |  | 64 | 64 | Federally-Regulated Consumer Product | 2013-06-17 |  | 2014-08-28
Louisville Tin &amp; Stove Co. | Louisville Tin & Stove Co. | CF358* | Vented Fan Type Wall Furnace | LPG | Injection Type | FALSE | FALSE | 1 |  | None | Non-Condensing | Single-Stage | 35000 | 28000 | 128 | 112 | 75.4 | 73 | Federally-Regulated Consumer Product | 2013-06-17 |  | 2014-08-28
Archgard Industries, Ltd. | Optima 40 Free Standing | OF40RP | Vented Room Heater - unspecifi | LPG | No Match | TRUE | FALSE | 1 | None | None | No Match | No Match | 24000 | 18720 |  |  | 71 | 63 | Federally-Regulated Consumer Product | 1998-03-31 |  | 1998-06-21
Martin Industries | Martin | MDV22NAT | Direct Vent Gravity Type Wall | Natural Gas | No Match | TRUE | FALSE | 1 | None | None | No Match | No Match | 22000 | 15000 |  |  | 64.8 | 63 | Non Federally-Regulated | 1988-07-27 |  | 1998-06-21
Williams Furnace Co. | Dearborn | DVF35E-LPG | Vented Fan Type Wall Furnace | LPG | No Match | TRUE | FALSE | 1 | None | None | No Match | No Match | 35000 | 28000 |  |  |  | 73 | Federally-Regulated Consumer Product | 1992-08-31 |  | 1998-06-21
Empire Comfort Systems | Empire | RH-65-2 | Gravity Type Vented Room Heate | Natural Gas | No Match | TRUE | FALSE | 1 | None | None | Non-Condensing | Single-Stage | 65000 | 45500 |  |  | 65 | 65 | Federally-Regulated Consumer Product | 1992-07-08 |  | 2007-11-16
CFM Majestic, Inc. ( Purchased by Monessen Hearth Systems Company 7/25/2008) | Insta-Flame | FA20TP | Gravity Type Vented Room Heate | LPG | No Match | TRUE | FALSE | 1 | None | None | Non-Condensing | Single-Stage | 17000 | 13000 |  |  | 74.4 | 57 | Federally-Regulated Consumer Product | 1992-06-02 |  | 1995-05-05
Dearborn Stove | Montgomery Ward | KDT6274D | Vented Room Heater - unspecifi | Natural Gas | No Match | TRUE | FALSE | 1 | None | None | No Match | No Match | 75000 | 52500 |  |  |  |  | Non Federally-Regulated | 1981-03-11 |  | 1998-06-21
Martin Industries | Montgomery Ward | KMF23802B-02 | Vented Room Heater - unspecifi | LPG | No Match | TRUE | FALSE | 1 | None | None | No Match | No Match | 30000 | 21000 |  |  |  |  | Non Federally-Regulated | 1981-03-11 |  | 1998-06-21
Louisville Tin &amp; Stove Co. | Cozy | CF358A | Vented Fan Type Wall Furnace | LPG | No Match | FALSE | FALSE | 1 | None | None | No Match | No Match | 35000 | 28000 |  |  | 75.4 | 73 | Federally-Regulated Consumer Product | 1992-06-03 |  | 1998-06-21
Perfection Schwank | Perfection | 35932 (SEARS) | Vented Room Heater - unspecifi | LPG | No Match | TRUE | FALSE | 1 | None | None | No Match | No Match | 19000 | 13300 |  |  | 58 | 58 | Federally-Regulated Consumer Product | 1992-06-03 |  | 1998-06-21
Martin Industries | Martin | V4870 ST-1 | Vented Room Heater - unspecifi | LPG | No Match | TRUE | FALSE | 1 | None | None | No Match | No Match | 70000 | 49000 |  |  |  |  | Non Federally-Regulated | 1981-03-11 |  | 1998-06-21
Martin Industries | Aspen | C30 LST | Vented Room Heater - unspecifi | Natural Gas | No Match | TRUE | FALSE | 1 | None | None | No Match | No Match | 30000 | 21000 |  |  |  |  | Non Federally-Regulated | 1985-10-07 |  | 1998-06-21
Williams Furnace Co. | Williams | 3501922 | Gravity Type Vented Room Heate | Natural Gas | No Match | TRUE | FALSE | 1 | None | None | Non-Condensing | Single-Stage | 35000 | 26250 |  |  | 68 | 64 | Federally-Regulated Consumer Product | 1995-06-05 |  | 2012-11-19
Williams Furnace Co. | Monterey | 50GV-C-3 | Vented Gravity Type Wall Furna | Natural Gas | No Match | TRUE | FALSE | 1 | None | None | No Match | No Match | 50000 | 36000 |  |  |  |  | Non Federally-Regulated | 1985-10-07 |  | 1998-06-21
Perfection Schwank | Perfection | PW835TL-CS | Vented Gravity Type Wall Furna | LPG | No Match | TRUE | FALSE | 1 | None | None | No Match | No Match | 35000 | 24500 |  |  | 64 | 64 | Federally-Regulated Consumer Product | 1992-06-03 |  | 1998-06-21
Williams Furnace Co. | Monterey | 25GV-C-5T NAT | Vented Gravity Type Wall Furna | Natural Gas | No Match | TRUE | FALSE | 1 | None | None | Non-Condensing | Single-Stage | 25000 | 17500 |  |  | 63.3 | 63 | Federally-Regulated Consumer Product | 1991-08-29 |  | 1995-06-05
Perfection Schwank | Perfection | 35946 (SEARS) | Vented Room Heater - unspecifi | LPG | No Match | TRUE | FALSE | 1 | None | None | No Match | No Match | 50000 | 35000 |  |  | 65 | 65 | Federally-Regulated Consumer Product | 1992-06-03 |  | 1998-06-21
Ultra-Aire | Ultra-Aire | UA200S | Vented Gravity Type Wall Furna | Natural Gas | No Match | TRUE | FALSE | 1 | None | None | No Match | No Match | 20000 | 14000 |  |  |  |  | Non Federally-Regulated | 1981-06-11 |  | 1998-06-21
Heat-N-Glo Fireplace Products | Gas Technologies | 6000SGDV | Direct Vent Gravity Type Wall | Natural Gas | No Match | TRUE | FALSE | 1 | None | None | Non-Condensing | Single-Stage | 27000 | 19035 |  |  | 63 | 63 | Federally-Regulated Consumer Product | 1993-11-16 |  | 1995-05-03
Williams Furnace Co. | Sears | 629.7767 | Vented Gravity Type Wall Furna | LPG | No Match | TRUE | FALSE | 1 | None | None | Non-Condensing | Single-Stage | 50000 | 35300 |  |  | 65.1 | 65 | Non Federally-Regulated | 1988-03-14 |  | 1995-06-05
Perfection Products Co. | Perfection | PW825SEL | Vented Gravity Type Wall Furna | LPG | No Match | TRUE | FALSE | 1 | None | None | No Match | No Match | 25000 | 17500 |  |  |  |  | Non Federally-Regulated | 1985-10-07 |  | 1988-01-29
Williams Furnace Co. | Williams | 743511 | Direct Vent Gravity Type Wall | LPG | Pressure | TRUE | FALSE | 1 |  | No Match | No Match | Two-Stage Modulating | 7400 | 5850 |  |  | 72 | 59 | No Match | 2012-05-02 |  | 2012-05-08
Perfection Schwank | Perfection | VRC235TN-P | Vented Room Heater - unspecifi | Natural Gas | No Match | TRUE | FALSE | 1 | None | None | No Match | No Match | 35000 | 24500 |  |  | 64 | 64 | Federally-Regulated Consumer Product | 1992-06-03 |  | 1998-06-21
Summit Stoves | Summit Stoves | CASCADE | Vented Room Heater - unspecifi | Natural Gas | No Match | TRUE | FALSE | 1 | None | None | No Match | No Match | 39000 | 28080 |  |  | 64.2 | 64 | Federally-Regulated Consumer Product | 1997-04-11 |  | 1998-06-21
Valor Homeflame | Homeflame | 475-**N | Vented Room Heater - unspecifi | Natural Gas | No Match | FALSE | FALSE | 1 | None | None | No Match | No Match | 20000 | 15000 |  |  | 58.3 | 58 | Non Federally-Regulated | 1989-03-22 |  | 1998-06-21
Williams Furnace Co. | Monterey | 50GV-A1-5 LPG | Vented Gravity Type Wall Furna | LPG | No Match | TRUE | FALSE | 1 | None | None | Non-Condensing | Single-Stage | 50000 | 35300 |  |  | 65.1 | 65 | Federally-Regulated Consumer Product | 1991-08-29 |  | 1995-06-05
Williams Furnace Co. | Suburban | DWW-55EA-LP | Direct Vent Fan Type Wall Furn | LPG | No Match | FALSE | FALSE | 1 | None | None | Non-Condensing | Single-Stage | 55000 | 44000 |  |  | 76.5 | 74 | Federally-Regulated Consumer Product | 1991-08-29 |  | 1992-06-03
Williams Furnace Co. | Monterey | 20GV-A1-3-NAT | Vented Gravity Type Wall Furna | Natural Gas | No Match | TRUE | FALSE | 1 | None | None | No Match | No Match | 20000 | 14000 |  |  |  |  | Non Federally-Regulated | 1985-10-07 |  | 1998-06-21
Oliver MacLeod, Inc. | Oliver MacLeod | DV71WFP | Direct Vent Gravity Type Wall | LPG | No Match | TRUE | FALSE | 1 | None | None | Non-Condensing | Single-Stage | 25000 | 18750 |  |  | 75 | 63 | Federally-Regulated Consumer Product | 1995-06-05 |  | 2000-12-19
Suburban Manufacturing Co. | Suburban | DWW-55P-LP | Direct Vent Fan Type Wall Furn | LPG | No Match | TRUE | FALSE | 1 | None | None | No Match | No Match | 55000 | 44000 |  |  | 77 | 74 | Non Federally-Regulated | 1988-07-27 |  | 1998-06-21
Williams Furnace Co. | Monterey | 50GV-C-5 | Vented Gravity Type Wall Furna | Natural Gas | No Match | TRUE | FALSE | 1 | None | None | No Match | No Match | 50000 | 36000 |  |  |  |  | Non Federally-Regulated | 1985-10-07 |  | 1998-06-21
Waterford Irish Stoves | Emerald | INSERT | Gravity Type Vented Room Heate | Natural Gas | No Match | TRUE | FALSE | 1 | None | None | Non-Condensing | Single-Stage | 40000 | 31600 |  |  | 73 | 64 | Federally-Regulated Consumer Product | 1998-08-12 |  | 2000-12-12
Louisville Tin &amp; Stove Co. | Cozy | C*50B | Vented Room Heater - unspecifi | Natural Gas | No Match | TRUE | FALSE | 1 | None | None | No Match | No Match | 50000 | 33000 |  |  | 66.2 | 65 | Federally-Regulated Consumer Product | 1997-04-11 |  | 1998-06-21
Williams Furnace Co. | Dayton | 38477 | Direct Vent Fan Type Wall Furn | Natural Gas | No Match | FALSE | FALSE | 1 | None | None | No Match | No Match | 40000 | 32000 |  |  |  |  | Non Federally-Regulated | 1985-10-07 |  | 1998-06-21
CFM Majestic, Inc. ( Purchased by Monessen Hearth Systems Company 7/25/2008) | Insta-Flame by Majestic | DVT43 | Direct Vent Gravity Type Wall | Natural Gas | No Match | TRUE | FALSE | 1 | None | None | No Match | No Match | 33000 | 23100 |  |  | 65 | 64 | Federally-Regulated Consumer Product | 1997-04-11 |  | 1998-06-21
Williams Furnace Co. | Williams | 6008531 | Vented Gravity Type Wall Furna | LPG | Pressure | TRUE | FALSE | 1 |  | None | Non-Condensing | Single-Stage | 60000 | 49200 |  |  | 78 | 65 | Federally-Regulated Consumer Product | 2011-08-22 |  | 2013-05-10
Orrville Products | Comfortec | CDV32RN | Direct Vent Gravity Type Wall | Natural Gas | No Match | TRUE | FALSE | 1 | None | None | No Match | No Match | 21500 | 15050 |  |  | 63.4 | 63 | Federally-Regulated Consumer Product | 1998-03-31 |  | 1998-06-21
Suburban Manufacturing Co. | Suburban | GWW-50P-LP | Vented Gravity Type Wall Furna | LPG | No Match | TRUE | FALSE | 1 | None | None | No Match | No Match | 50000 | 35300 |  |  | 65.1 | 65 | Non Federally-Regulated | 1988-07-27 |  | 1998-06-21
CFM Majestic, Inc. ( Purchased by Monessen Hearth Systems Company 7/25/2008) | Insta-Flame | NF20NORTHERNFLAME | Gravity Type Vented Room Heate | Natural Gas | No Match | TRUE | FALSE | 1 | None | None | Non-Condensing | Single-Stage | 20000 | 15000 |  |  | 77 | 58 | Federally-Regulated Consumer Product | 1993-08-02 |  | 1995-05-05
Perfection Schwank | Perfection | 35935 (SEARS) | Vented Room Heater - unspecifi | Natural Gas | No Match | TRUE | FALSE | 1 | None | None | No Match | No Match | 35000 | 24500 |  |  | 64 | 64 | Federally-Regulated Consumer Product | 1992-06-03 |  | 1998-06-21
Williams Furnace Co. | Forsaire | 450FX-R NAT | Vented Fan Type Wall Furnace | Natural Gas | No Match | TRUE | FALSE | 1 | None | None | Non-Condensing | Single-Stage | 50000 | 40000 |  |  | 74.3 | 74 | Federally-Regulated Consumer Product | 1991-08-29 |  | 1992-05-29
NHC | Sterling-Millivolt | STERLING MILLIVOLT | Gravity Type Vented Room Heate | Natural Gas | No Match | TRUE | FALSE | 1 | None | None | Non-Condensing | Single-Stage | 40000 | 30440 |  |  | 70.2 | 64 | Federally-Regulated Consumer Product | 1994-07-19 |  | 2003-09-16
Louisville Tin &amp; Stove Co. | Louisville Tin & Stove Co. | CF654* | Vented Fan Type Wall Furnace | LPG | Injection Type | TRUE | FALSE | 1 |  | None | Non-Condensing | Single-Stage | 65000 | 52000 | 110 | 97 | 74.1 | 74 | Federally-Regulated Consumer Product | 2011-07-18 |  | 2013-06-17
Empire Comfort Systems | Empire | MV-145 | Direct Vent Gravity Type Wall | Natural Gas | Pressure | TRUE | FALSE | 1 | None | None | Non-Condensing | Single-Stage | 20000 | 14400 |  |  | 69 | 63 | Federally-Regulated Consumer Product | 2003-11-19 |  | 2007-11-16
Williams Furnace Co. | Martin | MFX35B NAT | Vented Fan Type Wall Furnace | Natural Gas | No Match | TRUE | FALSE | 1 | None | None | Non-Condensing | Single-Stage | 35000 | 28000 |  |  | 74.8 | 73 | Federally-Regulated Consumer Product | 1991-08-29 |  | 1995-06-05
Empire Comfort Systems | Empire Comfort Systems | RH50-6 | Gravity Type Vented Room Heate | Natural Gas | Pressure | TRUE | FALSE | 1 |  | None | Non-Condensing | Single-Stage | 50000 | 35000 |  |  | 68 | 65 | Federally-Regulated Consumer Product | 2014-08-28 |  | 2015-06-05
Suburban Manufacturing Co. | Suburban | GSW-30 | Direct Vent Gravity Type Wall | LPG | No Match | TRUE | FALSE | 1 | None | None | No Match | No Match | 30000 | 21000 |  |  |  |  | Non Federally-Regulated | 1985-10-07 |  | 1998-06-21
Perfection Products Co. | Perfection | CV740IPL | Direct Vent Fan Type Wall Furn | LPG | No Match | FALSE | FALSE | 1 | None | None | No Match | No Match | 40000 | 32000 |  |  |  |  | Non Federally-Regulated | 1985-10-07 |  | 1998-06-21
Louisville Tin &amp; Stove Co. | Cozy | C135A | Vented Room Heater - unspecifi | Natural Gas | No Match | TRUE | FALSE | 1 | None | None | No Match | No Match | 35000 | 24500 |  |  | 64 | 64 | Federally-Regulated Consumer Product | 1997-04-11 |  | 1998-06-21
Williams Furnace Co. | Dayton | 38472 | Vented Fan Type Wall Furnace | Natural Gas | No Match | FALSE | FALSE | 1 | None | None | No Match | No Match | 35000 | 28000 |  |  |  |  | Non Federally-Regulated | 1985-10-07 |  | 1998-06-21
Williams Furnace Co. | Williams | 6005621 | Gravity Type Floor Furnace | LPG | Pressure | TRUE | FALSE | 1 |  | None | Non-Condensing | Single-Stage | 60000 | 42000 |  |  | 58 | 57 | Federally-Regulated Consumer Product | 2011-08-22 |  | 2013-06-17
Louisville Tin &amp; Stove Co. | Cozy | C160-B | Vented Room Heater - unspecifi | Natural Gas | No Match | TRUE | FALSE | 1 | None | None | No Match | No Match | 60000 | 42000 |  |  | 66 | 65 | Federally-Regulated Consumer Product | 1995-06-15 |  | 1998-06-21
Perfection Schwank | Perfection | PW835RTL-CS | Vented Gravity Type Wall Furna | LPG | No Match | TRUE | FALSE | 1 | None | None | Non-Condensing | Single-Stage | 35000 | 24500 |  |  | 64 | 64 | Federally-Regulated Consumer Product | 1991-02-08 |  | 2003-10-02
Empire Comfort Systems | Empire | RH-50C-1 | Gravity Type Vented Room Heate | Natural Gas | No Match | TRUE | FALSE | 1 | None | None | Non-Condensing | Single-Stage | 50000 | 35000 |  |  | 65 | 65 | Federally-Regulated Consumer Product | 2001-11-13 |  | 2007-11-16
Suburban Manufacturing Co. | Suburban | FF-59 | Gravity Type Floor Furnace | LPG | No Match | TRUE | FALSE | 1 | None | None | No Match | No Match | 45000 | 31500 |  |  |  |  | Non Federally-Regulated | 1985-10-07 |  | 1998-06-21
Hussong Manufacturing Co. | Ambiance Fireplaces | INT-100 INTRIGUE 100 | Direct Vent Gravity Type Wall | Natural Gas | Pressure | FALSE | FALSE | 1 | None | None | Non-Condensing | Step Modulating | 39500 | 18500 |  |  | 75.5 | 64 | Federally-Regulated Consumer Product | 2011-08-10 |  | 2011-10-03
CFM Majestic, Inc. ( Purchased by Monessen Hearth Systems Company 7/25/2008) | Insta-Flame by Majestic | FS32 | Vented Gravity Type Wall Furna | Natural Gas | No Match | TRUE | FALSE | 1 | None | None | No Match | No Match | 30000 | 21000 |  |  | 64 | 64 | Federally-Regulated Consumer Product | 1997-04-11 |  | 1998-06-21
Preway | Sears | 155.8587 | Vented Room Heater - unspecifi | Natural Gas | No Match | TRUE | FALSE | 1 | None | None | No Match | No Match | 75000 | 52500 |  |  |  |  | Non Federally-Regulated | 1985-10-07 |  | 1998-06-21
Empire Comfort Systems | Empire Comfort Systems | 7088-(2,3) | Gravity Type Floor Furnace | LPG | Pressure | TRUE | FALSE | 1 | Draft Diverter | None | Non-Condensing | Single-Stage | 65000 | 45500 |  |  | 57 | 57 | Federally-Regulated Consumer Product | 2010-01-11 |  | 2012-01-03
Williams Furnace Co. | Williams | 6501511 | Gravity Type Vented Room Heate | LPG | No Match | TRUE | FALSE | 1 | None | None | Non-Condensing | Single-Stage | 65000 | 50400 |  |  | 70.5 | 65 | Federally-Regulated Consumer Product | 1995-06-05 |  | 2012-11-19
Perfection Schwank | Perfection | CV7401PN-B | Vented Fan Type Wall Furnace | Natural Gas | No Match | FALSE | FALSE | 1 | None | None | No Match | No Match | 40000 | 31160 |  |  | 73.3 | 73 | Federally-Regulated Consumer Product | 1992-06-03 |  | 1998-06-21
Heil Quaker | Sears | 867.7581 | Vented Gravity Type Wall Furna | Natural Gas | No Match | TRUE | FALSE | 1 | None | None | No Match | No Match | 35000 | 24500 |  |  |  |  | Non Federally-Regulated | 1985-10-07 |  | 1998-06-21
LSC, Inc. | LSC, Inc. | LSC650L | Vented Fan Type Wall Furnace | LPG | No Match | TRUE | FALSE | 1 | None | None | No Match | No Match | 65000 | 52000 |  |  |  |  | Non Federally-Regulated | 1984-03-31 |  | 1998-06-21
Rinnai America | Rinnai | RHFE-431WTA-P | Vented Fan Type Wall Furnace | LPG | Injection Type | FALSE | FALSE | 1 |  | None | Non-Condensing | Step Modulating | 16700 | 13400 | 6 | 6 | 81 | 73 | Federally-Regulated Consumer Product | 2011-06-14 |  | 2011-09-27
Williams Furnace Co. | Sahara | HDV-SM-5 | Direct Vent Gravity Type Wall | Natural Gas | No Match | TRUE | FALSE | 1 | None | None | No Match | No Match | 13700 | 9500 |  |  |  |  | Non Federally-Regulated | 1985-10-07 |  | 1998-06-21
Williams Furnace Co. | Williams | 50RHB-NAT | Gravity Type Vented Room Heate | Natural Gas | No Match | TRUE | FALSE | 1 | None | None | Non-Condensing | Single-Stage | 50000 | 35000 |  |  | 67.4 | 65 | Federally-Regulated Consumer Product | 1991-08-29 |  | 1995-06-05
Williams Furnace Co. | Forsaire | 435FEI-LPG | Vented Fan Type Wall Furnace | LPG | No Match | FALSE | FALSE | 1 | None | None | No Match | No Match | 35000 | 28000 |  |  | 75.6 | 73 | Non Federally-Regulated | 1988-07-27 |  | 1998-06-21
Empire Comfort Systems | Empire | DV-213-SG | Direct Vent Gravity Type Wall | Natural Gas | No Match | TRUE | FALSE | 1 | None | None | Non-Condensing | Single-Stage | 13000 | 9165 |  |  | 61 | 61 | Federally-Regulated Consumer Product | 1990-09-11 |  | 1993-12-14
Empire Comfort Systems | Empire | GWT-25-2RB | Vented Gravity Type Wall Furna | Natural Gas | Pressure | TRUE | FALSE | 1 | None | None | Non-Condensing | Single-Stage | 25000 | 18000 |  |  | 67 | 63 | Federally-Regulated Consumer Product | 2001-05-23 |  | 2007-11-16
Williams Furnace Co. | Continental | RDD14-1-NAT | Vented Gravity Type Wall Furna | Natural Gas | No Match | TRUE | FALSE | 1 | None | None | Non-Condensing | Single-Stage | 14000 | 9800 |  |  | 63.1 | 61 | Non Federally-Regulated | 1988-01-29 |  | 1995-06-05
Addison Products | Dearborn Baronet II | DRH775*-* | Vented Room Heater - unspecifi | LPG | No Match | TRUE | FALSE | 1 | None | None | No Match | No Match | 75000 | 52500 |  |  |  |  | Non Federally-Regulated | 1984-03-31 |  | 1998-06-21
Faber Manufacturing | Faber Gas Fireplaces | 840 | Gravity Type Vented Room Heate | LPG | No Match | TRUE | FALSE | 1 | None | None | Non-Condensing | Single-Stage | 30000 | 22500 |  |  | 75 | 64 | Federally-Regulated Consumer Product | 1994-01-07 |  | 1994-05-10
Williams Furnace Co. | Debonair | 22DV-3-NAT | Direct Vent Gravity Type Wall | Natural Gas | No Match | TRUE | FALSE | 1 | None | None | No Match | No Match | 22000 | 15400 |  |  | 64.8 | 63 | Non Federally-Regulated | 1988-07-27 |  | 1989-03-22
Perfection Products Co. | Perfection | PW825RTN-C | Vented Gravity Type Wall Furna | Natural Gas | No Match | TRUE | FALSE | 1 | None | None | No Match | No Match | 25000 | 17500 |  |  | 63 | 63 | Non Federally-Regulated | 1989-03-22 |  | 1998-06-21
Perfection Schwank | Perfection | 35937 (SEARS) | Vented Room Heater - unspecifi | LPG | No Match | TRUE | FALSE | 1 | None | None | No Match | No Match | 35000 | 24500 |  |  | 64 | 64 | Federally-Regulated Consumer Product | 1992-06-03 |  | 1998-06-21
Williams Furnace Co. | Forsaire | 6508732(465FX-R LPG) | Vented Fan Type Wall Furnace | Natural Gas | No Match | TRUE | FALSE | 1 | None | None | No Match | No Match | 65000 | 52000 |  |  | 74.1 | 74 | Federally-Regulated Consumer Product | 1997-04-11 |  | 1998-06-21
Louisville Tin &amp; Stove Co. | Cozy | C0V335 | Direct Vent Gravity Type Wall | Natural Gas | No Match | TRUE | FALSE | 1 | None | None | No Match | No Match | 33000 | 23100 |  |  | 64 | 64 | Federally-Regulated Consumer Product | 1998-03-31 |  | 1998-06-21
Louisville Tin &amp; Stove Co. | Cozy | W502A | Vented Gravity Type Wall Furna | LPG | No Match | TRUE | FALSE | 1 | None | None | No Match | No Match | 50000 | 35000 |  |  |  |  | Non Federally-Regulated | 1985-10-07 |  | 1998-06-21
Martin Industries | Martin | V2520 ST-3 | Vented Room Heater - unspecifi | Natural Gas | No Match | TRUE | FALSE | 1 | None | None | No Match | No Match | 20000 | 14000 |  |  |  |  | Non Federally-Regulated | 1982-05-21 |  | 1998-06-21
Empire Comfort Systems | Empire Comfort Systems | RH-50C-1 | Gravity Type Vented Room Heate | LPG | Pressure | TRUE | FALSE | 1 | Draft Diverter | None | Non-Condensing | Single-Stage | 50000 | 35000 |  |  | 65 | 65 | Federally-Regulated Consumer Product | 2010-01-11 |  | 2012-01-03
Louisville Tin &amp; Stove Co. | Cozy | DVCF403 | Direct Vent Fan Type Wall Furn | LPG | No Match | TRUE | FALSE | 1 | None | None | No Match | No Match | 40000 | 32000 |  |  | 74.5 | 73 | Federally-Regulated Consumer Product | 1997-04-11 |  | 1998-06-21
Martin Industries | Warm Morning | Y-50HMAL | Vented Room Heater - unspecifi | LPG | No Match | TRUE | FALSE | 1 | None | None | No Match | No Match | 50000 | 35000 |  |  |  | 65 | Non Federally-Regulated | 1988-07-27 |  | 1998-06-21
Louisville Tin &amp; Stove Co. | Cozy | W501A | Vented Gravity Type Wall Furna | Natural Gas | No Match | TRUE | FALSE | 1 | None | None | No Match | No Match | 50000 | 35000 |  |  |  |  | Non Federally-Regulated | 1985-10-07 |  | 1998-06-21
Empire Comfort Systems | Empire | GW-25-5 | Vented Gravity Type Wall Furna | Natural Gas | No Match | TRUE | FALSE | 1 | None | None | Non-Condensing | Single-Stage | 25000 | 18000 |  |  | 65 | 63 | Federally-Regulated Consumer Product | 1992-07-28 |  | 2007-11-16
Louisville Tin &amp; Stove Co. | Louisville Tin & Stove Co. | BBT54* | Direct Vent Gravity Type Wall | LPG | Induced Draft | FALSE | FALSE | 1 |  | None | Non-Condensing | Single-Stage | 5000 | 3650 |  |  | 73 | 59 | Federally-Regulated Consumer Product | 2007-11-20 |  | 2011-06-14
Perfection Schwank | Perfection | CV7401PN-C | Vented Fan Type Wall Furnace | Natural Gas | No Match | FALSE | FALSE | 1 | None | None | No Match | No Match | 40000 | 31160 |  |  | 73.3 | 73 | Federally-Regulated Consumer Product | 1995-06-15 |  | 1998-06-21
Empire Comfort Systems | Empire | GWS-25 | Vented Gravity Type Wall Furna | Natural Gas | No Match | TRUE | FALSE | 1 | None | None | No Match | No Match | 25000 | 17500 |  |  |  |  | Non Federally-Regulated | 1985-10-07 |  | 1998-06-21
Martin Industries | Midland International | V6935 | Vented Room Heater - unspecifi | LPG | No Match | TRUE | FALSE | 1 | None | None | No Match | No Match | 35000 | 24500 |  |  | 64 | 64 | Federally-Regulated Consumer Product | 1992-06-03 |  | 1998-06-21
Perfection Schwank | Perfection | 35939 (SEARS) | Vented Room Heater - unspecifi | Natural Gas | No Match | TRUE | FALSE | 1 | None | None | No Match | No Match | 70000 | 49000 |  |  | 65 | 65 | Federally-Regulated Consumer Product | 1992-06-03 |  | 1998-06-21
Rinnai America | Rinnai | RHFE-558RWTA(P) | Direct Vent Fan Type Wall Furn | LPG | Injection Type | TRUE | FALSE | 1 |  | None | Non-Condensing | Step Modulating | 20700 | 16560 | 6 | 6 | 81 | 73 | Federally-Regulated Consumer Product | 2011-06-14 |  | 2011-10-27
Martin Industries | Warm Morning | WFF1430 | Gravity Type Floor Furnace | Natural Gas | No Match | TRUE | FALSE | 1 | None | None | Non-Condensing | Single-Stage | 30000 | 21000 |  |  | 56 | 56 | Federally-Regulated Consumer Product | 1992-06-01 |  | 1993-12-14
Fireplace Products International, Ltd. | Regency | U42-LP | Vented Room Heater - unspecifi | LPG | No Match | TRUE | FALSE | 1 | None | None | No Match | No Match | 38000 | 30400 |  |  | 65.2 | 64 | Federally-Regulated Consumer Product | 1998-03-31 |  | 1998-06-21
CFM Majestic, Inc. ( Purchased by Monessen Hearth Systems Company 7/25/2008) | Insta-Flame by Majestic | HEDV32** | Direct Vent Gravity Type Wall | Natural Gas | No Match | TRUE | FALSE | 1 | None | None | Non-Condensing | Single-Stage | 27000 | 18900 |  |  | 66 | 63 | Federally-Regulated Consumer Product | 1996-09-03 |  | 1997-11-20
CFM Majestic, Inc. ( Purchased by Monessen Hearth Systems Company 7/25/2008) | Insta-Flame | DV34 | Direct Vent Gravity Type Wall | Natural Gas | No Match | TRUE | FALSE | 1 | None | None | No Match | No Match | 23500 | 16450 |  |  | 63 | 63 | Federally-Regulated Consumer Product | 1997-04-11 |  | 1998-06-21
CFM Majestic, Inc. ( Purchased by Monessen Hearth Systems Company 7/25/2008) | Northern Flame | A120TN | Vented Room Heater - unspecifi | Natural Gas | No Match | TRUE | FALSE | 1 | None | None | No Match | No Match | 20000 | 14000 |  |  | 63.1 | 58 | Federally-Regulated Consumer Product | 1998-03-31 |  | 1998-06-21
Heil Quaker | Quaker | NWLDA20AG** | Direct Vent Gravity Type Wall | LPG | No Match | TRUE | FALSE | 1 | None | None | No Match | No Match | 20000 | 14000 |  |  |  |  | Non Federally-Regulated | 1984-03-31 |  | 1998-06-21
Empire Comfort Systems | Empire | DVD48FP52 | Direct Vent Gravity Type Wall | Natural Gas | Pressure | FALSE | FALSE | 1 | None | None | Non-Condensing | Single-Stage | 28000 | 18284 |  |  | 64.6 | 64 | Federally-Regulated Consumer Product | 2005-07-08 |  | 2007-11-16
Heat-N-Glo Fireplace Products | Gas Technologies | 4000WH | Direct Vent Gravity Type Wall | Natural Gas | No Match | FALSE | FALSE | 1 | None | None | Non-Condensing | Single-Stage | 21000 | 14700 |  |  | 70 | 63 | Federally-Regulated Consumer Product | 1990-11-20 |  | 1995-05-03
CFM Majestic, Inc. ( Purchased by Monessen Hearth Systems Company 7/25/2008) | Insta-Flame | FSDV30** | Direct Vent Gravity Type Wall | LPG | No Match | TRUE | FALSE | 1 | None | None | Non-Condensing | Single-Stage | 21000 | 14700 |  |  | 69.8 | 63 | Federally-Regulated Consumer Product | 1995-05-05 |  | 1997-11-20
Williams Furnace Co. | Sears | 629.7568 | Direct Vent Gravity Type Wall | Natural Gas | No Match | TRUE | FALSE | 1 | None | None | Non-Condensing | Single-Stage | 30000 | 21000 |  |  | 65.6 | 64 | Non Federally-Regulated | 1988-03-14 |  | 1995-06-05
CFM Majestic, Inc. ( Purchased by Monessen Hearth Systems Company 7/25/2008) | Insta-Flame | HE30 | Vented Gravity Type Wall Furna | Natural Gas | No Match | TRUE | FALSE | 1 | None | None | No Match | No Match | 30000 | 21000 |  |  | 64 | 64 | Federally-Regulated Consumer Product | 1997-04-11 |  | 1998-06-21
Louisville Tin &amp; Stove Co. | Cozy | W606A | Vented Gravity Type Wall Furna | LPG | No Match | TRUE | FALSE | 1 | None | None | No Match | No Match | 60000 | 42000 |  |  |  |  | Non Federally-Regulated | 1985-10-07 |  | 1998-06-21
CFM Majestic, Inc. ( Purchased by Monessen Hearth Systems Company 7/25/2008) | Northern Flame by Majestic | A125MN | Vented Room Heater - unspecifi | Natural Gas | No Match | TRUE | FALSE | 1 | None | None | No Match | No Match | 20000 | 14000 |  |  | 58 | 58 | Federally-Regulated Consumer Product | 1998-03-31 |  | 1998-06-21
Williams Furnace Co. | Monterey | 20GV-A1-5-NAT | Vented Gravity Type Wall Furna | Natural Gas | No Match | TRUE | FALSE | 1 | None | None | No Match | No Match | 20000 | 14000 |  |  |  | 63 | Non Federally-Regulated | 1988-01-29 |  | 1998-06-21
Williams Furnace Co. | Montgomery Ward | SFB-50275A | Direct Vent Gravity Type Wall | Natural Gas | No Match | TRUE | FALSE | 1 | None | None | No Match | No Match | 30000 | 21000 |  |  |  |  | Non Federally-Regulated | 1982-05-21 |  | 1998-06-21
Williams Furnace Co. | Monterey | 20GV-A1-5-LPG | Vented Gravity Type Wall Furna | LPG | No Match | TRUE | FALSE | 1 | None | None | No Match | No Match | 20000 | 14000 |  |  |  |  | Non Federally-Regulated | 1985-10-07 |  | 1998-06-21
Louisville Tin &amp; Stove Co. | Louisville Tin & Stove Co. | VC201* | Gravity Type Vented Room Heate | Natural Gas | Injection Type | TRUE | FALSE | 1 |  | None | Non-Condensing | Single-Stage | 20000 | 14000 |  |  | 59 | 58 | Federally-Regulated Consumer Product | 2011-08-22 |  | 2013-06-17
Williams Furnace Co. | Williams | 2001621 | Vented Room Heater - unspecifi | LPG | No Match | TRUE | FALSE | 1 | None | None | No Match | No Match | 20000 | 16000 |  |  | 73 | 58 | Federally-Regulated Consumer Product | 1995-06-15 |  | 1998-06-21
Williams Furnace Co. | Forsaire | 400DVX-R NAT | Direct Vent Fan Type Wall Furn | Natural Gas | No Match | TRUE | FALSE | 1 | None | None | No Match | No Match | 40000 | 32000 |  |  | 75.4 | 73 | Federally-Regulated Consumer Product | 1992-06-03 |  | 1998-06-21
Williams Furnace Co. | Williams | 3501812 | Vented Room Heater - unspecifi | Natural Gas | No Match | TRUE | FALSE | 1 | None | None | No Match | No Match | 35000 | 24500 |  |  | 67.1 | 64 | Federally-Regulated Consumer Product | 1997-04-11 |  | 1998-06-21
Martin Industries | Martin | V6935 | Vented Room Heater - unspecifi | LPG | No Match | TRUE | FALSE | 1 | None | None | No Match | No Match | 35000 | 24500 |  |  | 64 | 64 | Federally-Regulated Consumer Product | 1995-06-15 |  | 1998-06-21
Williams Furnace Co. | Forsaire | 435FX-R LPG | Vented Fan Type Wall Furnace | LPG | No Match | TRUE | FALSE | 1 | None | None | Non-Condensing | Single-Stage | 35000 | 28000 |  |  | 74.8 | 73 | Federally-Regulated Consumer Product | 1991-08-29 |  | 1995-06-05
Williams Furnace Co. | Suburban | GWW-20P-LP | Vented Gravity Type Wall Furna | LPG | No Match | TRUE | FALSE | 1 | None | None | Non-Condensing | Single-Stage | 20000 | 14120 |  |  | 63.2 | 63 | Non Federally-Regulated | 1988-06-22 |  | 1995-06-05
Louisville Tin &amp; Stove Co. | Cozy | CDV15* | Direct Vent Gravity Type Wall | Natural Gas | No Match | TRUE | FALSE | 1 | None | None | Non-Condensing | Single-Stage | 15000 | 10200 |  |  | 68.8 | 61 | Federally-Regulated Consumer Product | 1990-06-25 |  | 1991-11-13
Williams Furnace Co. | Suburban | DWW-30P-LP | Direct Vent Gravity Type Wall | LPG | No Match | TRUE | FALSE | 1 | None | None | Non-Condensing | Single-Stage | 30000 | 21000 |  |  | 65.6 | 64 | Non Federally-Regulated | 1988-06-22 |  | 1995-06-05
Williams Furnace Co. | Dearborn | DWF35BG-1 NAT | Vented Gravity Type Wall Furna | Natural Gas | No Match | TRUE | FALSE | 1 | None | None | No Match | No Match | 35000 | 24500 |  |  |  |  | Non Federally-Regulated | 1981-08-15 |  | 1998-06-21
CFM Majestic, Inc. ( Purchased by Monessen Hearth Systems Company 7/25/2008) | Insta-Flame | HEDV30-1 | Direct Vent Gravity Type Wall | LPG | No Match | TRUE | FALSE | 1 | None | None | No Match | No Match | 21000 | 14700 |  |  | 69.5 | 63 | Federally-Regulated Consumer Product | 1995-06-15 |  | 1998-06-21
Williams Furnace Co. | Dayton | 3E469B | Vented Fan Type Wall Furnace | LPG | No Match | TRUE | FALSE | 1 | None | None | No Match | No Match | 35000 | 28000 |  |  | 74.8 | 73 | Federally-Regulated Consumer Product | 1992-06-03 |  | 1998-06-21
LSC, Inc. | Warm Morning | WMF65EL | Vented Fan Type Wall Furnace | Natural Gas | No Match | TRUE | FALSE | 1 | None | None | No Match | No Match | 65000 | 52000 |  |  |  |  | Non Federally-Regulated | 1985-10-07 |  | 1998-06-21
Blaze King Industries | Pegasus | 8003 | Vented Room Heater - unspecifi | Natural Gas | No Match | TRUE | FALSE | 1 | None | None | No Match | No Match | 38000 | 29800 |  |  | 72 | 64 | Federally-Regulated Consumer Product | 1997-04-11 |  | 1998-06-21
Perfection Products Co. | Perfection | PW825RTN-B-4 | Vented Gravity Type Wall Furna | Natural Gas | No Match | TRUE | FALSE | 1 | None | None | No Match | No Match | 25000 | 17500 |  |  |  |  | Non Federally-Regulated | 1984-03-31 |  | 1998-06-21
Travis Industries, Inc. | Fireplace Xtrordinair | OVS INSERT | Direct Vent Gravity Type Wall | LPG | No Match | TRUE | FALSE | 1 | None | None | No Match | No Match | 31000 | 24955 |  |  | 71.8 | 64 | Federally-Regulated Consumer Product | 1997-04-11 |  | 1998-06-21
Rinnai America | Rinnai | RHFE-1001FA-1 | Direct Vent Fan Type Wall Furn | Natural Gas | No Match | FALSE | FALSE | 1 | None | None | No Match | No Match | 38400 | 31373 |  |  | 80.3 | 73 | Federally-Regulated Consumer Product | 1992-06-03 |  | 1998-06-21
Earth Stove, Inc. | Earth Stove | GL36DV | Vented Room Heater - unspecifi | LPG | No Match | TRUE | FALSE | 1 | None | None | No Match | No Match | 36000 | 28800 |  |  | 74.7 | 64 | Federally-Regulated Consumer Product | 1995-06-15 |  | 1998-06-21
Locke Stove | Warm Morning | DV202AMAL | Direct Vent Gravity Type Wall | LPG | No Match | TRUE | FALSE | 1 | None | None | No Match | No Match | 20000 | 14000 |  |  |  |  | Non Federally-Regulated | 1981-04-30 |  | 1998-06-21
Perfection Products Co. | Perfection | PW835TN-4 | Vented Gravity Type Wall Furna | Natural Gas | No Match | TRUE | FALSE | 1 | None | None | No Match | No Match | 35000 | 24500 |  |  |  | 64 | Non Federally-Regulated | 1988-07-27 |  | 1998-06-21
Suburban Manufacturing Co. | Suburban | DT-1020E | Direct Vent Fan Type Wall Furn | Natural Gas | No Match | FALSE | FALSE | 1 | None | None | Non-Condensing | Single-Stage | 20000 | 15620 |  |  | 78.1 | 73 | Federally-Regulated Consumer Product | 1991-11-26 |  | 1992-06-03
Louisville Tin &amp; Stove Co. | Cozy | W601B | Vented Gravity Type Wall Furna | Natural Gas | No Match | TRUE | FALSE | 1 | None | None | Non-Condensing | Single-Stage | 60000 | 42000 |  |  | 65 | 65 | Non Federally-Regulated | 1988-06-22 |  | 1991-11-13
Williams Furnace Co. | Williams | 650(1,2)(5,9)21A | Gravity Type Vented Room Heate | LPG | Pressure | TRUE | FALSE | 0 |  | None | Non-Condensing | Single-Stage | 65000 | 47000 |  |  | 70 | 65 | Federally-Regulated Consumer Product | 2013-07-10 |  | 2014-05-07
Suburban Manufacturing Co. | Suburban | GVR-55 | Vented Room Heater - unspecifi | Natural Gas | No Match | FALSE | FALSE | 1 | None | None | No Match | No Match | 55000 | 38500 |  |  |  |  | Non Federally-Regulated | 1984-03-31 |  | 1998-06-21
Preway | Preway | FVP75P | Vented Room Heater - unspecifi | LPG | No Match | TRUE | FALSE | 1 | None | None | No Match | No Match | 75000 | 52500 |  |  |  |  | Non Federally-Regulated | 1985-10-07 |  | 1998-06-21
Williams Furnace Co. | Sears | 629.7769 | Vented Fan Type Wall Furnace | LPG | No Match | FALSE | FALSE | 1 | None | None | Non-Condensing | Single-Stage | 55000 | 44000 |  |  | 76 | 74 | Non Federally-Regulated | 1988-03-14 |  | 1989-03-22
Williams Furnace Co. | Dayton | 3E473B | Direct Vent Fan Type Wall Furn | Natural Gas | No Match | TRUE | FALSE | 1 | None | None | Non-Condensing | Single-Stage | 40000 | 32000 |  |  | 75.4 | 73 | Federally-Regulated Consumer Product | 1992-05-29 |  | 1995-06-05
Williams Furnace Co. | Forsaire | 4007331 (400DVI-LPG) | Direct Vent Fan Type Wall Furn | LPG | No Match | FALSE | FALSE | 1 | None | None | No Match | No Match | 40000 | 32000 |  |  | 77.5 | 73 | Federally-Regulated Consumer Product | 1995-06-15 |  | 1998-06-21
Louisville Tin &amp; Stove Co. | Cozy | CF50*A | Vented Fan Type Wall Furnace | Natural Gas | No Match | TRUE | FALSE | 1 | None | None | No Match | No Match | 50000 | 40000 |  |  | 74.3 | 74 | Federally-Regulated Consumer Product | 1997-04-11 |  | 1998-06-21
Empire Comfort Systems | Empire | GWS-25SG | Vented Gravity Type Wall Furna | Natural Gas | No Match | TRUE | FALSE | 1 | None | None | No Match | No Match | 25000 | 17500 |  |  |  |  | Non Federally-Regulated | 1985-10-07 |  | 1998-06-21
Empire Comfort Systems | Empire Comfort Systems | RH-65-6 | Gravity Type Vented Room Heate | Natural Gas | Pressure | TRUE | FALSE | 1 | Draft Diverter | None | Non-Condensing | Single-Stage | 65000 | 45500 |  |  | 65 | 65 | Federally-Regulated Consumer Product | 2013-06-17 |  | 2014-08-28
Suburban Manufacturing Co. | Suburban | CVR-55 | Vented Room Heater - unspecifi | Natural Gas | No Match | FALSE | FALSE | 1 | None | None | No Match | No Match | 55000 | 36500 |  |  |  |  | Non Federally-Regulated | 1981-03-11 |  | 1998-06-21
Williams Furnace Co. | Williams | 6502521 | Vented Room Heater - unspecifi | LPG | No Match | TRUE | FALSE | 1 | None | None | No Match | No Match | 65000 | 50400 |  |  | 70.5 | 65 | Federally-Regulated Consumer Product | 1995-06-15 |  | 1998-06-21
Empire Comfort Systems | Empire | GW-2SRB | Vented Gravity Type Wall Furna | Natural Gas | No Match | TRUE | FALSE | 1 | None | None | No Match | No Match | 25000 | 17750 |  |  | 64 | 63 | Federally-Regulated Consumer Product | 1992-06-03 |  | 1998-06-21
Williams Furnace Co. | Debonair | 22DV-3-LPG | Direct Vent Gravity Type Wall | LPG | No Match | TRUE | FALSE | 1 | None | None | No Match | No Match | 22000 | 15400 |  |  | 64.8 | 63 | Non Federally-Regulated | 1988-01-29 |  | 1998-06-21
Empire Stove | Empire | DV225-2SG | Direct Vent Gravity Type Wall | LPG | No Match | TRUE | FALSE | 1 | None | None | No Match | No Match | 25000 | 16500 |  |  |  |  | Non Federally-Regulated | 1982-05-21 |  | 1998-06-21
Louisville Tin &amp; Stove Co. | Louisville Tin & Stove Co. | CDV256* | Direct Vent Gravity Type Wall | LPG | Injection Type | TRUE | FALSE | 1 |  | None | Non-Condensing | Single-Stage | 25000 | 17500 |  |  | 63 | 63 | Federally-Regulated Consumer Product | 2011-07-18 |  | 2013-06-17
Hunter Energy & Technology | Hunter | PW/WF20-2 | Vented Room Heater - unspecifi | LPG | No Match | TRUE | FALSE | 1 | None | None | No Match | No Match | 20000 | 13200 |  |  | 58 | 58 | Federally-Regulated Consumer Product | 1997-04-11 |  | 1998-06-21
Louisville Tin &amp; Stove Co. | Louisville Tin & Stove Co. | VC351* | Gravity Type Vented Room Heate | Natural Gas | Injection Type | TRUE | FALSE | 0 | Draft Diverter | None | Non-Condensing | Single-Stage | 35000 | 24500 |  |  | 66.6 | 64 | Federally-Regulated Consumer Product | 2013-06-17 |  | 2014-08-28
Heil Quaker | Sears | 867.7531 | Direct Vent Fan Type Wall Furn | Natural Gas | No Match | FALSE | FALSE | 1 | None | None | No Match | No Match | 30000 | 24000 |  |  |  |  | Non Federally-Regulated | 1985-10-07 |  | 1998-06-21
Suburban Manufacturing Co. | Suburban | GT-80 | Direct Vent Gravity Type Wall | LPG | No Match | TRUE | FALSE | 1 | None | None | No Match | No Match | 8000 | 5600 |  |  |  |  | Non Federally-Regulated | 1981-03-11 |  | 1998-06-21
Empire Comfort Systems | Empire | CIDV-30-5 | Direct Vent Gravity Type Wall | Natural Gas | No Match | TRUE | FALSE | 1 | None | None | Non-Condensing | Single-Stage | 30000 | 21600 |  |  | 68 | 64 | Federally-Regulated Consumer Product | 2000-07-06 |  | 2007-11-16
Faber Manufacturing | Faber Gas Fireplaces | 860 | Vented Room Heater - unspecifi | LPG | No Match | TRUE | FALSE | 1 | None | None | No Match | No Match | 30000 | 22500 |  |  | 75 | 64 | Federally-Regulated Consumer Product | 1997-04-11 |  | 1998-06-21
Empire Comfort Systems | Empire | GWT-25-1 | Vented Gravity Type Wall Furna | Natural Gas | No Match | TRUE | FALSE | 1 | None | None | Non-Condensing | Single-Stage | 25000 | 18500 |  |  | 70 | 63 | Federally-Regulated Consumer Product | 1997-08-19 |  | 2007-11-16
Martin Industries | Williams | RVH35 | Vented Room Heater - unspecifi | Natural Gas | No Match | TRUE | FALSE | 1 | None | None | No Match | No Match | 35000 | 24500 |  |  | 64 | 64 | Non Federally-Regulated | 1988-01-29 |  | 1998-06-21
Wolf Steel, Ltd. | Napoleon Fireplaces | GI3014N | Vented Room Heater - unspecifi | Natural Gas | No Match | TRUE | FALSE | 1 | None | None | No Match | No Match | 30000 | 21500 |  |  | 64 | 64 | Federally-Regulated Consumer Product | 1998-03-31 |  | 1998-06-21
Perfection Products Co. | Perfection | PW825TL-B | Vented Gravity Type Wall Furna | LPG | No Match | TRUE | FALSE | 1 | None | None | No Match | No Match | 25000 | 17500 |  |  |  |  | Non Federally-Regulated | 1984-03-31 |  | 1998-06-21
Earth Stove, Inc. | Earth Stove | BF40 | Vented Room Heater - unspecifi | Natural Gas | No Match | TRUE | FALSE | 1 | None | None | No Match | No Match | 40000 | 28800 |  |  | 72 | 64 | Federally-Regulated Consumer Product | 1997-04-11 |  | 1998-06-21
Preway | Sears | 155.8568 | Vented Room Heater - unspecifi | LPG | No Match | TRUE | FALSE | 1 | None | None | No Match | No Match | 45000 | 31500 |  |  |  |  | Non Federally-Regulated | 1981-03-11 |  | 1998-06-21
Travis Industries, Inc. | Lopi | SPIRIT BAY B VENT 96 | Vented Room Heater - unspecifi | LPG | No Match | TRUE | FALSE | 1 | None | None | No Match | No Match | 38000 | 31160 |  |  | 68 | 64 | Federally-Regulated Consumer Product | 1997-04-11 |  | 1998-06-21
Jotul North America, Inc. | Jotul | 100* | Vented Room Heater - unspecifi | Natural Gas | No Match | FALSE | FALSE | 1 | None | None | No Match | No Match | 25000 | 18175 |  |  | 65.1 | 63 | Federally-Regulated Consumer Product | 1992-06-03 |  | 1998-06-21
Wolf Steel, Ltd. | Napoleon Fireplaces | GS50-P | Vented Room Heater - unspecifi | LPG | No Match | TRUE | FALSE | 1 | None | None | No Match | No Match | 40000 | 30000 |  |  | 67 | 64 | Federally-Regulated Consumer Product | 1998-03-31 |  | 1998-06-21
Louisville Tin &amp; Stove Co. | Cozy | C150-B | Vented Room Heater - unspecifi | Natural Gas | No Match | TRUE | FALSE | 1 | None | None | No Match | No Match | 50000 | 35000 |  |  | 66 | 65 | Federally-Regulated Consumer Product | 1992-06-03 |  | 1998-06-21
Williams Furnace Co. | Williams | 6501712 | Vented Room Heater - unspecifi | Natural Gas | No Match | TRUE | FALSE | 1 | None | None | No Match | No Match | 65000 | 45500 |  |  | 68.3 | 65 | Federally-Regulated Consumer Product | 1997-04-11 |  | 1998-06-21
Preway | Preway | SVP35 J | Vented Room Heater - unspecifi | LPG | No Match | TRUE | FALSE | 1 | None | None | No Match | No Match | 35000 | 24500 |  |  |  |  | Non Federally-Regulated | 1981-03-11 |  | 1998-06-21
CFM Majestic, Inc. ( Purchased by Monessen Hearth Systems Company 7/25/2008) | Insta-Flame | DV32 | Direct Vent Gravity Type Wall | LPG | No Match | TRUE | FALSE | 1 | None | None | No Match | No Match | 18000 | 12600 |  |  | 63.4 | 62 | Federally-Regulated Consumer Product | 1995-06-15 |  | 1998-06-21
Perfection Schwank | Perfection | CV740N-C | Vented Fan Type Wall Furnace | Natural Gas | No Match | TRUE | FALSE | 1 | None | None | No Match | No Match | 40000 | 31160 |  |  | 73.3 | 73 | Federally-Regulated Consumer Product | 1995-06-15 |  | 1998-06-21
Williams Furnace Co. | Monterey | 20GV-A1-3 NAT | Vented Gravity Type Wall Furna | Natural Gas | No Match | TRUE | FALSE | 1 | None | None | Non-Condensing | Single-Stage | 20000 | 14120 |  |  | 63.2 | 63 | Federally-Regulated Consumer Product | 1991-08-29 |  | 1995-06-05
Waterford Irish Stoves | Emerald | EMERALD | Vented Room Heater - unspecifi | Natural Gas | No Match | TRUE | FALSE | 1 | None | None | No Match | No Match | 36000 | 27700 |  |  | 70.6 | 64 | Federally-Regulated Consumer Product | 1995-06-15 |  | 1998-06-21
Empire Comfort Systems | Empire | 5077P | Gravity Type Floor Furnace | LPG | No Match | TRUE | FALSE | 1 | None | None | No Match | No Match | 45000 | 31500 |  |  |  |  | Non Federally-Regulated | 1985-10-07 |  | 1998-06-21
Louisville Tin &amp; Stove Co. | Cozy | CF357 | Vented Fan Type Wall Furnace | Natural Gas | No Match | FALSE | FALSE | 1 | None | None | No Match | No Match | 35000 | 28000 |  |  | 76.9 | 73 | Non Federally-Regulated | 1989-03-22 |  | 1998-06-21
Heat-N-Glo Fireplace Products | Heat-N-Glo | DVT-STOVE | Direct Vent Gravity Type Wall | Natural Gas | No Match | TRUE | FALSE | 1 | None | None | Non-Condensing | Single-Stage | 28500 | 21435 |  |  | 66.7 | 64 | Federally-Regulated Consumer Product | 1993-11-16 |  | 1995-05-04
Williams Furnace Co. | Williams | 3502922 | Gravity Type Vented Room Heate | Natural Gas | No Match | TRUE | FALSE | 1 | None | None | Non-Condensing | Single-Stage | 35000 | 26250 |  |  | 68 | 64 | Federally-Regulated Consumer Product | 1995-06-05 |  | 2012-11-19
Louisville Tin &amp; Stove Co. | Louisville Tin & Stove Co. | CF504* | Vented Fan Type Wall Furnace | LPG | Injection Type | TRUE | FALSE | 1 |  | None | Non-Condensing | Single-Stage | 50000 | 40000 | 2 |  | 74.3 | 74 | Federally-Regulated Consumer Product | 2011-06-23 |  | 2011-07-18
Empire Comfort Systems | Empire | MV-130 | Direct Vent Gravity Type Wall | Natural Gas | Pressure | TRUE | FALSE | 1 | None | None | Non-Condensing | Single-Stage | 14000 | 10080 |  |  | 69 | 61 | Federally-Regulated Consumer Product | 2003-11-19 |  | 2007-11-16
Williams Furnace Co. | Williams | 6501522 | Vented Room Heater - unspecifi | Natural Gas | No Match | TRUE | FALSE | 1 | None | None | No Match | No Match | 65000 | 50400 |  |  | 70.5 | 65 | Federally-Regulated Consumer Product | 1995-06-15 |  | 1998-06-21
LSC, Inc. | Warm Morning | VR-65FMAL | Vented Room Heater - unspecifi | LPG | No Match | TRUE | FALSE | 1 | None | None | No Match | No Match | 65000 | 45500 |  |  |  |  | Non Federally-Regulated | 1984-03-31 |  | 1998-06-21
Louisville Tin &amp; Stove Co. | Cozy | DVCF558 | Direct Vent Fan Type Wall Furn | LPG | No Match | FALSE | FALSE | 1 | None | None | No Match | No Match | 55000 | 44000 |  |  | 77.6 | 74 | Federally-Regulated Consumer Product | 1992-06-03 |  | 1998-06-21
Suburban Manufacturing Co. | Suburban | GVR-35 | Vented Room Heater - unspecifi | Natural Gas | No Match | TRUE | FALSE | 1 | None | None | No Match | No Match | 35000 | 26250 |  |  | 68.9 | 64 | Non Federally-Regulated | 1988-07-27 |  | 1998-06-21
Empire Comfort Systems | Empire | DV-225-4SG | Direct Vent Gravity Type Wall | Natural Gas | No Match | TRUE | FALSE | 1 | None | None | Non-Condensing | Single-Stage | 25000 | 17625 |  |  | 64 | 63 | Federally-Regulated Consumer Product | 1991-03-04 |  | 1993-12-14
Louisville Tin &amp; Stove Co. | Cozy | CR*60B | Gravity Type Vented Room Heate | Natural Gas | No Match | TRUE | FALSE | 1 | None | None | Non-Condensing | Single-Stage | 60000 | 39600 |  |  | 66.5 | 65 | Federally-Regulated Consumer Product | 1990-06-25 |  | 1991-11-13
Heat-N-Glo Fireplace Products | Heat-N-Glo | TOWNSEND I | Vented Room Heater - unspecifi | Natural Gas | No Match | TRUE | FALSE | 1 | None | None | No Match | No Match | 25000 | 20000 |  |  | 68.7 | 63 | Federally-Regulated Consumer Product | 1997-04-11 |  | 1998-06-21
Kingsman Industries | Kingsman Industries | FDV4000N | Direct Vent Gravity Type Wall | Natural Gas | No Match | TRUE | FALSE | 1 | None | None | Non-Condensing | Single-Stage | 32000 | 22720 |  |  | 66.2 | 64 | Federally-Regulated Consumer Product | 1996-10-18 |  | 1997-03-05
Louisville Tin &amp; Stove Co. | Cozy | C260-B | Vented Room Heater - unspecifi | LPG | No Match | TRUE | FALSE | 1 | None | None | No Match | No Match | 60000 | 42000 |  |  | 66 | 65 | Federally-Regulated Consumer Product | 1992-06-03 |  | 1998-06-21
Louisville Tin &amp; Stove Co. | Cozy | 88*65 | Gravity Type Floor Furnace | Natural Gas | No Match | TRUE | FALSE | 1 | None | None | No Match | No Match | 62000 | 41500 |  |  | 67.4 | 57 | Federally-Regulated Consumer Product | 1990-06-26 |  | 1998-06-21
Archgard Industries, Ltd. | Optima 40 Free Standing | OF40N | Vented Room Heater - unspecifi | Natural Gas | No Match | TRUE | FALSE | 1 | None | None | No Match | No Match | 24000 | 18720 |  |  | 71 | 63 | Federally-Regulated Consumer Product | 1998-03-31 |  | 1998-06-21
Addison Products | Dearborn Baronet II | DRH35* | Vented Room Heater - unspecifi | Natural Gas | No Match | TRUE | FALSE | 1 | None | None | No Match | No Match | 35000 | 24000 |  |  |  |  | Non Federally-Regulated | 1984-03-31 |  | 1998-06-21
Earth Stove, Inc. | Earth Stove | TG440 | Vented Room Heater - unspecifi | LPG | No Match | TRUE | FALSE | 1 | None | None | No Match | No Match | 31000 | 22300 |  |  | 66.7 | 64 | Federally-Regulated Consumer Product | 1995-06-15 |  | 1998-06-21
Williams Furnace Co. | Chamberlain | 2203611 | Vented Gravity Type Wall Furna | LPG | No Match | TRUE | FALSE | 1 | None | None | Non-Condensing | Single-Stage | 22000 | 16462 |  |  | 65.8 | 63 | Federally-Regulated Consumer Product | 1995-06-05 |  | 2012-11-19
Williams Furnace Co. | Sahara | 14DV-SM-5 | Direct Vent Gravity Type Wall | LPG | No Match | TRUE | FALSE | 1 | None | None | No Match | No Match | 13700 | 9500 |  |  |  |  | Non Federally-Regulated | 1985-10-07 |  | 1998-06-21
Williams Furnace Co. | Forsaire Magnum | 6508132 | Vented Fan Type Wall Furnace | Natural Gas | No Match | FALSE | FALSE | 1 | None | None | No Match | No Match | 65000 | 52325 |  |  | 78 | 74 | Federally-Regulated Consumer Product | 1995-06-15 |  | 1998-06-21
Williams Furnace Co. | Suburban | DWW-55EA-NAT | Direct Vent Fan Type Wall Furn | Natural Gas | No Match | FALSE | FALSE | 1 | None | None | No Match | No Match | 55000 | 44000 |  |  | 76.5 | 74 | Federally-Regulated Consumer Product | 1992-06-03 |  | 1998-06-21
Martin Industries | Martin | V4950 VST | Vented Room Heater - unspecifi | LPG | No Match | TRUE | FALSE | 1 | None | None | No Match | No Match | 50000 | 35000 |  |  |  |  | Non Federally-Regulated | 1985-10-07 |  | 1998-06-21
Louisville Tin &amp; Stove Co. | Cozy | 86B75A-MIL | Gravity Type Floor Furnace | Natural Gas | No Match | TRUE | FALSE | 1 | None | None | No Match | No Match | 75000 | 52500 |  |  | 67 | 57 | Non Federally-Regulated | 1988-01-29 |  | 1998-06-21
Williams Furnace Co. | Montgomery Ward | SFB-50421A | Direct Vent Fan Type Wall Furn | Natural Gas | No Match | FALSE | FALSE | 1 | None | None | No Match | No Match | 40000 | 32000 |  |  |  |  | Non Federally-Regulated | 1981-03-11 |  | 1998-06-21
Kresky-Ward, Inc. | Kresky-Ward | GCB 50D | Vented Gravity Type Wall Furna | LPG | No Match | TRUE | FALSE | 1 | None | None | No Match | No Match | 50000 | 35000 |  |  |  |  | Non Federally-Regulated | 1981-04-17 |  | 1998-06-21
Suburban Manufacturing Co. | Suburban | DT-1020K | Direct Vent Fan Type Wall Furn | Natural Gas | No Match | FALSE | FALSE | 1 | None | None | Non-Condensing | Single-Stage | 20000 | 16000 |  |  | 78.5 | 73 | Federally-Regulated Consumer Product | 1992-01-22 |  | 1995-04-28
Perfection Schwank | Perfection | CV750N-C | Vented Fan Type Wall Furnace | Natural Gas | No Match | TRUE | FALSE | 1 | None | None | Non-Condensing | Single-Stage | 50000 | 39300 |  |  | 74.3 | 74 | Federally-Regulated Consumer Product | 1991-02-08 |  | 2003-10-02
Rinnai America | Rinnai | EX22C (RHFE-559FTA)(P) | Direct Vent Fan Type Wall Furn | LPG | Injection Type | FALSE | FALSE | 1 |  | None | Non-Condensing | Step Modulating | 22000 | 16898 | 5 |  | 82 | 73 | Federally-Regulated Consumer Product | 2011-06-23 |  | 2011-07-18
Louisville Tin &amp; Stove Co. | Louisville Tin & Stove Co. | VCR501* | Gravity Type Vented Room Heate | Natural Gas | Injection Type | TRUE | FALSE | 1 | Draft Diverter | None | Non-Condensing | Single-Stage | 50000 | 35000 |  |  | 65 | 65 | Federally-Regulated Consumer Product | 2007-11-20 |  | 2011-06-14
Empire Comfort Systems | Empire | DV235-2SG | Direct Vent Gravity Type Wall | LPG | No Match | TRUE | FALSE | 1 | None | None | No Match | No Match | 35000 | 24500 |  |  |  |  | Non Federally-Regulated | 1985-10-07 |  | 1998-06-21
CFM Majestic, Inc. ( Purchased by Monessen Hearth Systems Company 7/25/2008) | Insta-Flame by Majestic | HE32** | Vented Gravity Type Wall Furna | LPG | No Match | TRUE | FALSE | 1 | None | None | Non-Condensing | Single-Stage | 30000 | 21000 |  |  | 66 | 64 | Federally-Regulated Consumer Product | 1996-09-03 |  | 1997-11-20
Louisville Tin &amp; Stove Co. | Cozy | C*35B | Vented Room Heater - unspecifi | Natural Gas | No Match | TRUE | FALSE | 1 | None | None | No Match | No Match | 35000 | 23800 |  |  | 68.6 | 64 | Federally-Regulated Consumer Product | 1997-04-11 |  | 1998-06-21
Williams Furnace Co. | Sears | 629.7566 | Vented Gravity Type Wall Furna | Natural Gas | No Match | TRUE | FALSE | 1 | None | None | Non-Condensing | Single-Stage | 25000 | 17500 |  |  | 63.3 | 63 | Non Federally-Regulated | 1988-03-14 |  | 1995-06-05
Empire Comfort Systems | Empire Comfort Systems | DV-25-2SG | Vented Gravity Type Wall Furna | LPG | Pressure | TRUE | FALSE | 1 | None | None | Non-Condensing | Single-Stage | 25000 | 17500 |  |  | 67 | 63 | Federally-Regulated Consumer Product | 2010-01-11 |  | 2012-01-03
Williams Furnace Co. | Forsaire | 4007732(400DVX-RNAT) | Direct Vent Fan Type Wall Furn | Natural Gas | No Match | TRUE | FALSE | 1 | None | None | Non-Condensing | Single-Stage | 40000 | 32000 |  |  | 75.4 | 73 | Federally-Regulated Consumer Product | 1995-06-05 |  | 2012-11-19
Williams Furnace Co. | Debonair | 14DV-5-NAT | Direct Vent Gravity Type Wall | Natural Gas | No Match | TRUE | FALSE | 1 | None | None | No Match | No Match | 14000 | 9800 |  |  |  |  | Non Federally-Regulated | 1984-03-31 |  | 1985-10-07
Williams Furnace Co. | Williams | 743512 | Direct Vent Gravity Type Wall | Natural Gas | Pressure | TRUE | FALSE | 1 |  | None | Non-Condensing | Two-Stage Modulating | 7400 | 5850 |  |  | 72 | 59 | Federally-Regulated Consumer Product | 2012-04-02 |  | 2012-05-02
Louisville Tin &amp; Stove Co. | Cozy | CF65*A | Vented Fan Type Wall Furnace | Natural Gas | No Match | TRUE | FALSE | 1 | None | None | No Match | No Match | 65000 | 52000 |  |  | 75.1 | 74 | Federally-Regulated Consumer Product | 1997-04-11 |  | 1998-06-21
Williams Furnace Co. | Forsaire | 465FX-R NAT | Vented Fan Type Wall Furnace | Natural Gas | No Match | TRUE | FALSE | 1 | None | None | Non-Condensing | Single-Stage | 65000 | 52000 |  |  | 74.1 | 74 | Federally-Regulated Consumer Product | 1993-06-01 |  | 1995-06-05
CFM Majestic, Inc. ( Purchased by Monessen Hearth Systems Company 7/25/2008) | Insta-Flame by Majestic | HEB32** | Vented Gravity Type Wall Furna | Natural Gas | No Match | TRUE | FALSE | 1 | None | None | Non-Condensing | Single-Stage | 30000 | 21000 |  |  | 66 | 64 | Federally-Regulated Consumer Product | 1996-09-03 |  | 1997-11-20
Faber Manufacturing | Faber Gas Fireplaces | ARIZONA Y INSERT | Vented Room Heater - unspecifi | Natural Gas | No Match | TRUE | FALSE | 1 | None | None | No Match | No Match | 25000 | 18750 |  |  | 77 | 63 | Federally-Regulated Consumer Product | 1997-04-11 |  | 1998-06-21
Perfection Products Co. | Perfection | SV711TN-A | Direct Vent Gravity Type Wall | LPG | No Match | TRUE | FALSE | 1 | None | None | No Match | No Match | 11000 | 7700 |  |  |  |  | Non Federally-Regulated | 1985-10-07 |  | 1998-06-21
Martin Industries | Martin | MDV14LP | Direct Vent Gravity Type Wall | LPG | No Match | TRUE | FALSE | 1 | None | None | No Match | No Match | 14000 | 8900 |  |  | 63.1 | 61 | Non Federally-Regulated | 1988-07-27 |  | 1998-06-21
Williams Furnace Co. | Debonair | 3003421 | Direct Vent Gravity Type Wall | LPG | No Match | TRUE | FALSE | 1 | None | None | Non-Condensing | Single-Stage | 30000 | 21000 |  |  | 65.1 | 64 | Federally-Regulated Consumer Product | 1993-12-10 |  | 1995-06-05
Heil Quaker | Quaker | WRF45AN | Vented Gravity Type Wall Furna | Natural Gas | No Match | FALSE | FALSE | 1 | None | None | No Match | No Match | 4500 | 34650 |  |  |  |  | Non Federally-Regulated | 1982-05-21 |  | 1998-06-21
Regency Industries Canada | Ultimate | U44-LP | Vented Room Heater - unspecifi | LPG | No Match | TRUE | FALSE | 1 | None | None | No Match | No Match | 38000 | 30400 |  |  | 64.9 | 64 | Federally-Regulated Consumer Product | 1997-04-11 |  | 1998-06-21
Perfection Products Co. | Perfection | PDW850RTN-B | Vented Gravity Type Wall Furna | Natural Gas | No Match | TRUE | FALSE | 1 | None | None | No Match | No Match | 50000 | 35000 |  |  |  |  | Non Federally-Regulated | 1984-03-31 |  | 1998-06-21
Williams Furnace Co. | Williams | 35EH-LPG | Gravity Type Vented Room Heate | LPG | No Match | TRUE | FALSE | 1 | None | None | Non-Condensing | Single-Stage | 35000 | 24500 |  |  | 67.1 | 64 | Federally-Regulated Consumer Product | 1991-08-29 |  | 1995-06-05
Williams Furnace Co. | Williams | 6501711 | Vented Room Heater - unspecifi | LPG | No Match | TRUE | FALSE | 1 | None | None | No Match | No Match | 65000 | 45500 |  |  | 68.3 | 65 | Federally-Regulated Consumer Product | 1997-04-11 |  | 1998-06-21
Perfection Products Co. | Perfection | SV711TL-A | Direct Vent Gravity Type Wall | LPG | No Match | TRUE | FALSE | 1 | None | None | No Match | No Match | 11000 | 7700 |  |  |  |  | Non Federally-Regulated | 1984-03-31 |  | 1998-06-21
Williams Furnace Co. | Forsaire | 450FX-R NAT | Vented Fan Type Wall Furnace | Natural Gas | No Match | TRUE | FALSE | 1 | None | None | Non-Condensing | Single-Stage | 50000 | 40000 |  |  | 74.3 | 74 | Federally-Regulated Consumer Product | 1992-05-29 |  | 1995-06-05
Martin Industries | Martin | V6935 | Vented Room Heater - unspecifi | Natural Gas | No Match | TRUE | FALSE | 1 | None | None | No Match | No Match | 35000 | 24500 |  |  | 64 | 64 | Federally-Regulated Consumer Product | 1995-06-15 |  | 1998-06-21
Heil Quaker | Sears | 867.7347 | Vented Fan Type Wall Furnace | Natural Gas | No Match | FALSE | FALSE | 1 | None | None | No Match | No Match | 45000 | 34650 |  |  |  |  | Non Federally-Regulated | 1982-05-21 |  | 1998-06-21
Martin Industries | Aspen | C15 LS | Vented Room Heater - unspecifi | LPG | No Match | TRUE | FALSE | 1 | None | None | No Match | No Match | 15000 | 10500 |  |  |  |  | Non Federally-Regulated | 1985-10-07 |  | 1998-06-21
CFM Majestic, Inc. ( Purchased by Monessen Hearth Systems Company 7/25/2008) | Insta-Flame | DVS3 | Direct Vent Gravity Type Wall | LPG | No Match | TRUE | FALSE | 1 | None | None | No Match | No Match | 25000 | 17500 |  |  | 64.1 | 63 | Federally-Regulated Consumer Product | 1995-06-15 |  | 1998-06-21
Controlled Energy Corp. | Ecotherm | MV-112 | Direct Vent Gravity Type Wall | Natural Gas | No Match | TRUE | FALSE | 1 | None | None | Non-Condensing | Single-Stage | 5600 | 4375 |  |  | 61.4 | 59 | Federally-Regulated Consumer Product | 1995-04-11 |  | 2013-04-22
Orrville Products | Comfortec | C25RP | Vented Room Heater - unspecifi | LPG | No Match | TRUE | FALSE | 1 | None | None | No Match | No Match | 18000 | 13900 |  |  | 74.4 | 57 | Federally-Regulated Consumer Product | 1995-06-15 |  | 1998-06-21
Perfection Products Co. | Perfection | WSV120SEL-MG | Direct Vent Gravity Type Wall | LPG | No Match | TRUE | FALSE | 1 | None | None | No Match | No Match | 20000 | 14000 |  |  |  |  | Non Federally-Regulated | 1984-03-31 |  | 1998-06-21
Williams Furnace Co. | Montgomery Ward | SFB-50173A | Vented Gravity Type Wall Furna | Natural Gas | No Match | TRUE | FALSE | 1 | None | None | No Match | No Match | 35000 | 24500 |  |  |  |  | Non Federally-Regulated | 1981-03-11 |  | 1998-06-21
Williams Furnace Co. | Williams | 5001711 | Vented Room Heater - unspecifi | LPG | No Match | TRUE | FALSE | 1 | None | None | No Match | No Match | 50000 | 35000 |  |  | 67.4 | 65 | Federally-Regulated Consumer Product | 1997-04-11 |  | 1998-06-21
Heil Quaker | Dearborn | DWHF25N-0 | Direct Vent Gravity Type Wall | Natural Gas | No Match | TRUE | FALSE | 1 | None | None | No Match | No Match | 25000 | 17500 |  |  |  |  | Non Federally-Regulated | 1982-05-21 |  | 1998-06-21
Dearborn Stove | Montgomery Ward | KDT6275D | Vented Room Heater - unspecifi | Natural Gas | No Match | TRUE | FALSE | 1 | None | None | No Match | No Match | 75000 | 52500 |  |  |  |  | Non Federally-Regulated | 1981-03-11 |  | 1998-06-21
Johnson Gas Appliance Co. | Mendota | MIG40 | Vented Room Heater - unspecifi | LPG | No Match | TRUE | FALSE | 1 | None | None | No Match | No Match | 40000 | 32120 |  |  | 68.3 | 64 | Federally-Regulated Consumer Product | 1998-03-31 |  | 1998-06-21
Martin Industries | Midland International | V6935 | Gravity Type Vented Room Heate | Natural Gas | No Match | TRUE | FALSE | 1 | None | None | Non-Condensing | Single-Stage | 35000 | 24500 |  |  | 64 | 64 | Federally-Regulated Consumer Product | 1992-04-30 |  | 1992-06-19
Williams Furnace Co. | Dayton | 3e+291 | Vented Gravity Type Wall Furna | Natural Gas | No Match | TRUE | FALSE | 1 | None | None | No Match | No Match | 50000 | 35300 |  |  | 65.1 | 65 | Non Federally-Regulated | 1989-03-22 |  | 1990-06-26
Heat-N-Glo Fireplace Products | Gas Technologies | SL-2000S | Direct Vent Gravity Type Wall | Natural Gas | No Match | TRUE | FALSE | 1 | None | None | Non-Condensing | Single-Stage | 15500 | 12214 |  |  | 68.6 | 62 | Federally-Regulated Consumer Product | 1993-11-16 |  | 1995-05-03
Williams Furnace Co. | Williams | 50EHB-NAT | Vented Room Heater - unspecifi | Natural Gas | No Match | TRUE | FALSE | 1 | None | None | No Match | No Match | 50000 | 35000 |  |  | 67.4 | 65 | Federally-Regulated Consumer Product | 1992-06-03 |  | 1998-06-21
Louisville Tin &amp; Stove Co. | Cozy | W606B | Vented Gravity Type Wall Furna | LPG | No Match | TRUE | FALSE | 1 | None | None | Non-Condensing | Single-Stage | 60000 | 42000 |  |  | 65 | 65 | Non Federally-Regulated | 1988-06-22 |  | 1991-11-13
Williams Furnace Co. | Forsaire | 3508732(435FX-R NAT) | Vented Fan Type Wall Furnace | Natural Gas | No Match | TRUE | FALSE | 1 | None | None | No Match | No Match | 35000 | 28000 |  |  | 74.8 | 73 | Federally-Regulated Consumer Product | 1995-06-15 |  | 1998-06-21
Williams Furnace Co. | Dayton | 3E+293* | Vented Gravity Type Wall Furna | LPG | No Match | TRUE | FALSE | 1 | None | None | No Match | No Match | 34000 | 23800 |  |  |  |  | Non Federally-Regulated | 1981-07-27 |  | 1998-06-21
Suburban Manufacturing Co. | Suburban | GVC-65-3 | Vented Room Heater - unspecifi | LPG | No Match | FALSE | FALSE | 1 | None | None | No Match | No Match | 65000 | 45500 |  |  |  |  | Non Federally-Regulated | 1981-03-11 |  | 1984-03-31
Suburban Manufacturing Co. | Suburban | FF-65 | Gravity Type Floor Furnace | Natural Gas | No Match | FALSE | FALSE | 1 | None | None | Non-Condensing | Single-Stage | 65000 | 48750 |  |  | 57 | 57 | Federally-Regulated Consumer Product | 1990-06-13 |  | 1990-06-26
Regency Industries Canada | Ultimate | U46-NG | Vented Room Heater - unspecifi | Natural Gas | No Match | TRUE | FALSE | 1 | None | None | No Match | No Match | 38000 | 28120 |  |  | 65.1 | 64 | Federally-Regulated Consumer Product | 1997-04-11 |  | 1998-06-21
Williams Furnace Co. | Sears | 629.7568 | Direct Vent Fan Type Wall Furn | Natural Gas | No Match | FALSE | FALSE | 1 | None | None | Non-Condensing | Single-Stage | 40000 | 32000 |  |  | 77.5 | 73 | Non Federally-Regulated | 1988-03-14 |  | 1989-03-22
Empire Stove | Montgomery Ward | EM-50739C | Gravity Type Floor Furnace | Natural Gas | No Match | TRUE | FALSE | 1 | None | None | No Match | No Match | 32500 | 22750 |  |  |  |  | Non Federally-Regulated | 1984-03-31 |  | 1998-06-21
Preway | Preway | SVP35R-LP | Gravity Type Vented Room Heate | LPG | No Match | TRUE | FALSE | 1 | None | None | Non-Condensing | Single-Stage | 35000 | 24500 |  |  | 64 | 64 | Non Federally-Regulated | 1988-02-05 |  | 1992-05-13
Louisville Tin &amp; Stove Co. | Cozy | CR260-B | Vented Room Heater - unspecifi | LPG | No Match | TRUE | FALSE | 1 | None | None | No Match | No Match | 60000 | 42000 |  |  | 66 | 65 | Federally-Regulated Consumer Product | 1995-06-15 |  | 1998-06-21
Louisville Tin &amp; Stove Co. | Cozy | W502B | Vented Gravity Type Wall Furna | LPG | No Match | TRUE | FALSE | 1 | None | None | Non-Condensing | Single-Stage | 50000 | 35000 |  |  | 65 | 65 | Non Federally-Regulated | 1988-06-22 |  | 1991-11-13
Rinnai America | Rinnai | RHFE-750ETR(P) | Direct Vent Fan Type Wall Furn | LPG | Injection Type | FALSE | FALSE | 1 |  | None | Non-Condensing | Single-Stage | 28000 | 21840 | 6 | 6 | 79 | 73 | Federally-Regulated Consumer Product | 2011-06-23 |  | 2011-10-27
Louisville Tin &amp; Stove Co. | Cozy | W252C | Vented Gravity Type Wall Furna | LPG | No Match | TRUE | FALSE | 1 | None | None | No Match | No Match | 25000 | 17500 |  |  | 63 | 63 | Federally-Regulated Consumer Product | 1992-06-03 |  | 1998-06-21
Williams Furnace Co. | Monterey | 25GV-A1-3 NAT | Vented Gravity Type Wall Furna | Natural Gas | No Match | TRUE | FALSE | 1 | None | None | Non-Condensing | Single-Stage | 25000 | 17500 |  |  | 63.3 | 63 | Federally-Regulated Consumer Product | 1991-08-29 |  | 1995-06-05
Heil Quaker | Quaker | NWGAA30ADXX | Direct Vent Fan Type Wall Furn | Natural Gas | No Match | FALSE | FALSE | 1 | None | None | No Match | No Match | 30000 | 24000 |  |  |  |  | Non Federally-Regulated | 1985-10-07 |  | 1998-06-21
Kresky-Ward, Inc. | Kresky-Ward | GCB 60D | Vented Gravity Type Wall Furna | LPG | No Match | TRUE | FALSE | 1 | None | None | No Match | No Match | 60000 | 42000 |  |  |  |  | Non Federally-Regulated | 1981-04-19 |  | 1998-06-21
Suburban Manufacturing Co. | Suburban | DL-1220D | Direct Vent Fan Type Wall Furn | Natural Gas | No Match | FALSE | FALSE | 1 | None | None | Non-Condensing | Single-Stage | 20000 | 16000 |  |  | 78.5 | 73 | Federally-Regulated Consumer Product | 1990-04-24 |  | 1990-06-26
Heil Quaker | Sears | 867.7581 | Direct Vent Fan Type Wall Furn | Natural Gas | No Match | FALSE | FALSE | 1 | None | None | No Match | No Match | 50000 | 40000 |  |  |  |  | Non Federally-Regulated | 1985-10-07 |  | 1998-06-21
Addison Products | Dearborn Baronet II | DCH640*-* | Vented Room Heater - unspecifi | LPG | No Match | TRUE | FALSE | 1 | None | None | No Match | No Match | 40000 | 28000 |  |  |  |  | Non Federally-Regulated | 1984-03-31 |  | 1998-06-21
CFM Majestic, Inc. ( Purchased by Monessen Hearth Systems Company 7/25/2008) | Insta-Flame by Majestic | FS32** | Vented Gravity Type Wall Furna | LPG | No Match | TRUE | FALSE | 1 | None | None | Non-Condensing | Single-Stage | 30000 | 21000 |  |  | 64 | 64 | Federally-Regulated Consumer Product | 1996-09-03 |  | 1997-11-20
Ultra-Aire | Ultra-Aire | UA350S-BPRC | Vented Gravity Type Wall Furna | Natural Gas | No Match | TRUE | FALSE | 1 | None | None | No Match | No Match | 30000 | 21000 |  |  |  |  | Non Federally-Regulated | 1981-07-07 |  | 1998-06-21
Heil Quaker | Perfection | CV550HDSN | Vented Fan Type Wall Furnace | Natural Gas | No Match | FALSE | FALSE | 1 | None | None | No Match | No Match | 50000 | 40000 |  |  |  |  | Non Federally-Regulated | 1984-03-31 |  | 1998-06-21
Williams Furnace Co. | Debonair | 30DV-3-NAT | Direct Vent Gravity Type Wall | Natural Gas | No Match | TRUE | FALSE | 1 | None | None | No Match | No Match | 30000 | 21000 |  |  | 65.6 | 64 | Federally-Regulated Consumer Product | 1990-06-26 |  | 1992-06-03
Williams Furnace Co. | Monterey | 3509711 (35GV-3 LPG) | Vented Gravity Type Wall Furna | LPG | No Match | TRUE | FALSE | 1 | None | None | Non-Condensing | Single-Stage | 35000 | 24500 |  |  | 64.1 | 64 | Federally-Regulated Consumer Product | 1995-06-05 |  | 2012-11-19
Williams Furnace Co. | Monterey SRO | 5009611 | Vented Gravity Type Wall Furna | LPG | No Match | TRUE | FALSE | 1 | None | None | Non-Condensing | Single-Stage | 50000 | 38000 |  |  | 69.8 | 65 | Federally-Regulated Consumer Product | 1993-12-10 |  | 2012-11-19
LSC, Inc. | Warm Morning | VR-35GMAL | Vented Room Heater - unspecifi | LPG | No Match | TRUE | FALSE | 1 | None | None | No Match | No Match | 35000 | 24500 |  |  |  |  | Non Federally-Regulated | 1984-03-31 |  | 1998-06-21
Locke Stove | Warm Morning | VR-85EMAL | Vented Room Heater - unspecifi | Natural Gas | No Match | TRUE | FALSE | 1 | None | None | No Match | No Match | 85000 | 59500 |  |  |  |  | Non Federally-Regulated | 1981-05-26 |  | 1998-06-21
Travis Industries, Inc. | Lopi | SPIRIT B VENT 96 | Vented Room Heater - unspecifi | Natural Gas | No Match | TRUE | FALSE | 1 | None | None | No Match | No Match | 40000 | 32000 |  |  | 68 | 64 | Federally-Regulated Consumer Product | 1997-04-11 |  | 1998-06-21
Rika | Austroflamm | ESPRIT | Vented Room Heater - unspecifi | Natural Gas | No Match | TRUE | FALSE | 1 | None | None | No Match | No Match | 44000 | 34600 |  |  | 74.6 | 64 | Federally-Regulated Consumer Product | 1997-04-11 |  | 1998-06-21
Louisville Tin &amp; Stove Co. | Cozy | 88*75 | Gravity Type Floor Furnace | Natural Gas | No Match | TRUE | FALSE | 1 | None | None | Non-Condensing | Single-Stage | 75000 | 50250 |  |  | 67.1 | 57 | Federally-Regulated Consumer Product | 1990-06-25 |  | 1991-11-13
Rinnai America | Rinnai | RHFE-750ETRA-P | Fan Type Vented Room Heater | LPG | Injection Type | FALSE | FALSE | 1 |  | None | Non-Condensing | Single-Stage | 28000 | 22180 | 6 | 6 | 80 | 64 | Federally-Regulated Consumer Product | 2012-03-02 |  | 2013-04-19
Empire Comfort Systems | Empire | DV-232-1SG | Direct Vent Gravity Type Wall | Natural Gas | No Match | TRUE | FALSE | 1 | None | None | Non-Condensing | Single-Stage | 32000 | 22560 |  |  | 64 | 64 | Federally-Regulated Consumer Product | 1991-03-04 |  | 1993-12-14
Empire Comfort Systems | Empire | GW-25-6 | Vented Gravity Type Wall Furna | Natural Gas | No Match | TRUE | FALSE | 1 | None | None | Non-Condensing | Single-Stage | 25000 | 18000 |  |  | 65 | 63 | Federally-Regulated Consumer Product | 1995-02-21 |  | 2007-11-16
Williams Furnace Co. | Sahara | 20GV-A1-3-LPG | Vented Gravity Type Wall Furna | LPG | No Match | TRUE | FALSE | 1 | None | None | No Match | No Match | 20000 | 14000 |  |  |  | 63 | Non Federally-Regulated | 1988-01-29 |  | 1998-06-21
CFM Majestic, Inc. ( Purchased by Monessen Hearth Systems Company 7/25/2008) | Northern Flame by Majestic | A125MP | Vented Room Heater - unspecifi | LPG | No Match | TRUE | FALSE | 1 | None | None | No Match | No Match | 20000 | 14000 |  |  | 58 | 58 | Federally-Regulated Consumer Product | 1998-03-31 |  | 1998-06-21
Blaze King Industries | Pegasus | 9603R | Vented Room Heater - unspecifi | Natural Gas | No Match | TRUE | FALSE | 1 | None | None | No Match | No Match | 36000 | 29200 |  |  | 73.2 | 64 | Federally-Regulated Consumer Product | 1997-04-11 |  | 1998-06-21
Williams Furnace Co. | Sears | 629.7766 | Vented Gravity Type Wall Furna | LPG | No Match | TRUE | FALSE | 1 | None | None | Non-Condensing | Single-Stage | 25000 | 17500 |  |  | 63.3 | 63 | Non Federally-Regulated | 1988-03-14 |  | 1995-06-05
Louisville Tin &amp; Stove Co. | Cozy | W602B | Vented Gravity Type Wall Furna | LPG | No Match | TRUE | FALSE | 1 | None | None | Non-Condensing | Single-Stage | 60000 | 42000 |  |  | 65 | 65 | Non Federally-Regulated | 1988-06-22 |  | 1991-11-13
Rinnai America | Rinnai | RHFE-558RFA(P) | Direct Vent Fan Type Wall Furn | LPG | Injection Type | TRUE | FALSE | 1 |  | None | Non-Condensing | Step Modulating | 20700 | 16560 | 6 | 6 | 81 | 73 | Federally-Regulated Consumer Product | 2011-06-14 |  | 2011-10-27
Heil Quaker | Quaker | NWGAA50AU** | Vented Fan Type Wall Furnace | Natural Gas | No Match | FALSE | FALSE | 1 | None | None | No Match | No Match | 50000 | 40000 |  |  |  |  | Non Federally-Regulated | 1984-03-31 |  | 1998-06-21
LSC, Inc. | Warm Morning | V-30FMAL | Vented Room Heater - unspecifi | LPG | No Match | TRUE | FALSE | 1 | None | None | No Match | No Match | 30000 | 21000 |  |  |  |  | Non Federally-Regulated | 1984-03-31 |  | 1998-06-21
Martin Industries | Martin | V2515 ST-3 | Vented Room Heater - unspecifi | LPG | No Match | TRUE | FALSE | 1 | None | None | No Match | No Match | 15000 | 9750 |  |  |  |  | Non Federally-Regulated | 1981-03-11 |  | 1998-06-21
Kresky-Ward, Inc. | Kresky-Ward | GCB 60D | Vented Gravity Type Wall Furna | Natural Gas | No Match | TRUE | FALSE | 1 | None | None | No Match | No Match | 60000 | 42000 |  |  |  |  | Non Federally-Regulated | 1981-04-18 |  | 1998-06-21
Empire Comfort Systems | Empire | 0V-215-9SG | Direct Vent Gravity Type Wall | Natural Gas | No Match | TRUE | FALSE | 1 | None | None | No Match | No Match | 15000 | 10500 |  |  | 61 | 61 | Federally-Regulated Consumer Product | 1995-06-15 |  | 1998-06-21
Williams Furnace Co. | Williams | 3501811 (35EHB LPG) | Vented Room Heater - unspecifi | LPG | No Match | TRUE | FALSE | 1 | None | None | No Match | No Match | 35000 | 24500 |  |  | 67.1 | 64 | Federally-Regulated Consumer Product | 1995-06-15 |  | 1998-06-21
Perfection Schwank | Perfection | CV7401PL-C | Vented Fan Type Wall Furnace | LPG | No Match | FALSE | FALSE | 1 | None | None | Non-Condensing | Single-Stage | 40000 | 31160 |  |  | 73.3 | 73 | Federally-Regulated Consumer Product | 1991-02-08 |  | 1995-06-15
Williams Furnace Co. | Williams | 5001912 | Vented Room Heater - unspecifi | Natural Gas | No Match | TRUE | FALSE | 1 | None | None | No Match | No Match | 50000 | 37500 |  |  | 68.1 | 65 | Federally-Regulated Consumer Product | 1995-06-15 |  | 1998-06-21
Williams Furnace Co. | Williams | 65RHB-LPG | Vented Room Heater - unspecifi | LPG | No Match | TRUE | FALSE | 1 | None | None | No Match | No Match | 65000 | 45500 |  |  | 68.3 | 65 | Federally-Regulated Consumer Product | 1992-06-03 |  | 1998-06-21
Louisville Tin &amp; Stove Co. | Louisville Tin & Stove Co. | DVCF 408* | Direct Vent Fan Type Wall Furn | LPG | Injection Type | FALSE | FALSE | 1 |  | None | Non-Condensing | Single-Stage | 40000 | 32000 | 141 | 121 | 76.1 | 73 | Federally-Regulated Consumer Product | 2011-07-18 |  | 2013-06-17
Orrville Products | Comfortec | CDV34RN | Vented Room Heater - unspecifi | Natural Gas | No Match | TRUE | FALSE | 1 | None | None | No Match | No Match | 20000 | 15000 |  |  | 73.5 | 58 | Federally-Regulated Consumer Product | 1997-04-11 |  | 1998-06-21
Williams Furnace Co. | Montgomery Ward | SFB-50254A | Vented Fan Type Wall Furnace | LPG | No Match | FALSE | FALSE | 1 | None | None | No Match | No Match | 55000 | 44000 |  |  |  |  | Non Federally-Regulated | 1981-03-11 |  | 1998-06-21
CFM Majestic, Inc. ( Purchased by Monessen Hearth Systems Company 7/25/2008) | Insta-Flame | DV34 | Direct Vent Gravity Type Wall | LPG | No Match | TRUE | FALSE | 1 | None | None | No Match | No Match | 21000 | 14700 |  |  | 63 | 63 | Federally-Regulated Consumer Product | 1995-06-15 |  | 1998-06-21
Perfection Schwank | Perfection | CV740HL-C | Vented Fan Type Wall Furnace | LPG | No Match | FALSE | FALSE | 1 | None | None | No Match | No Match | 40000 | 31160 |  |  | 73.3 | 73 | Federally-Regulated Consumer Product | 1995-06-15 |  | 1998-06-21
Fireplace Products International, Ltd. | Regency | U31-LP | Vented Room Heater - unspecifi | LPG | No Match | TRUE | FALSE | 1 | None | None | No Match | No Match | 27000 | 21200 |  |  | 66.2 | 63 | Federally-Regulated Consumer Product | 1998-03-31 |  | 1998-06-21
LSC, Inc. | Warm Morning | V-50FMAL | Vented Room Heater - unspecifi | LPG | No Match | TRUE | FALSE | 1 | None | None | No Match | No Match | 50000 | 35000 |  |  |  |  | Non Federally-Regulated | 1984-03-31 |  | 1998-06-21
LSC, Inc. | LSC, Inc. | LSC25 | Direct Vent Gravity Type Wall | LPG | No Match | TRUE | FALSE | 1 | None | None | No Match | No Match | 25000 | 17500 |  |  |  |  | Non Federally-Regulated | 1984-03-31 |  | 1998-06-21
Louisville Tin &amp; Stove Co. | Cozy | CF65*A | Vented Fan Type Wall Furnace | Natural Gas | No Match | TRUE | FALSE | 1 | None | None | Non-Condensing | Single-Stage | 65000 | 52000 |  |  | 75.1 | 74 | Federally-Regulated Consumer Product | 1990-06-25 |  | 1992-05-07
Williams Furnace Co. | Continental | RFD55-OP | Direct Vent Fan Type Wall Furn | LPG | No Match | TRUE | FALSE | 1 | None | None | No Match | No Match | 55000 | 44000 |  |  | 77 | 74 | Non Federally-Regulated | 1988-07-27 |  | 1998-06-21
Williams Furnace Co. | Dayton | 3E474B | Direct Vent Fan Type Wall Furn | LPG | No Match | TRUE | FALSE | 1 | None | None | Non-Condensing | Single-Stage | 40000 | 32000 |  |  | 75.4 | 73 | Federally-Regulated Consumer Product | 1991-08-29 |  | 1992-05-29
Temco Fireplace Products | Temco | DV1400DSN | Direct Vent Gravity Type Wall | Natural Gas | No Match | TRUE | FALSE | 1 | None | None | Non-Condensing | Single-Stage | 22000 | 13860 |  |  | 64 | 63 | Federally-Regulated Consumer Product | 2001-07-06 |  | 2001-08-06
Empire Comfort Systems | Empire Comfort Systems | GWT-50-2(SG,RB) | Vented Gravity Type Wall Furna | LPG | Pressure | TRUE | FALSE | 1 | Draft Diverter | None | Non-Condensing | Single-Stage | 50000 | 35000 |  |  | 66 | 65 | Federally-Regulated Consumer Product | 2012-01-03 |  | 2013-06-17
Williams Furnace Co. | Dearborn | DVF35EI-NAT | Vented Fan Type Wall Furnace | Natural Gas | No Match | FALSE | FALSE | 1 | None | None | No Match | No Match | 35000 | 28000 |  |  |  | 73 | Federally-Regulated Consumer Product | 1992-08-31 |  | 1998-06-21
Williams Furnace Co. | Monterey | 2509711 (25GV-3 LPG) | Vented Gravity Type Wall Furna | LPG | No Match | TRUE | FALSE | 1 | None | None | Non-Condensing | Single-Stage | 25000 | 17500 |  |  | 63.3 | 63 | Federally-Regulated Consumer Product | 1995-06-05 |  | 2012-11-19
Orbis | Mark Series | MARKII LPG | Direct Vent Gravity Type Wall | LPG | No Match | TRUE | FALSE | 1 | None | None | Non-Condensing | Single-Stage | 15000 | 11109 |  |  | 64.6 | 61 | Federally-Regulated Consumer Product | 1994-06-16 |  | 1995-04-12
LSC, Inc. | Warm Morning | VR-50EMAL | Vented Room Heater - unspecifi | LPG | No Match | TRUE | FALSE | 1 | None | None | No Match | No Match | 50000 | 35000 |  |  |  |  | Non Federally-Regulated | 1984-03-31 |  | 1998-06-21
CFM Majestic, Inc. ( Purchased by Monessen Hearth Systems Company 7/25/2008) | Insta-Flame | FS30 | Vented Room Heater - unspecifi | LPG | No Match | TRUE | FALSE | 1 | None | None | No Match | No Match | 21000 | 14700 |  |  | 64.7 | 63 | Federally-Regulated Consumer Product | 1995-06-15 |  | 1998-06-21
Empire Comfort Systems | Empire | DVF-42-1 | Direct Vent Gravity Type Wall | Natural Gas | No Match | TRUE | FALSE | 1 | None | None | Non-Condensing | Single-Stage | 28000 | 19600 |  |  | 64 | 64 | Federally-Regulated Consumer Product | 2000-07-06 |  | 2007-11-16
Empire Comfort Systems | Empire Comfort Systems | FAW-40-1(SP,IP) | Vented Fan Type Wall Furnace | Natural Gas | Pressure | TRUE | FALSE | 1 |  | None | Non-Condensing | Single-Stage | 40000 | 31000 | 168 | 358 | 74 | 73 | Federally-Regulated Consumer Product | 2012-01-03 |  | 2013-06-17
Suburban Manufacturing Co. | Suburban | DL-1220DT | Direct Vent Fan Type Wall Furn | Natural Gas | No Match | FALSE | FALSE | 1 | None | None | Non-Condensing | Single-Stage | 20000 | 16000 |  |  | 78.5 | 73 | Federally-Regulated Consumer Product | 1990-04-24 |  | 1990-06-26
Perfection Products Co. | Perfection | VC270CTN-K | Vented Room Heater - unspecifi | Natural Gas | No Match | TRUE | FALSE | 1 | None | None | No Match | No Match | 70000 | 49000 |  |  |  |  | Non Federally-Regulated | 1984-03-31 |  | 1998-06-21
Empire Comfort Systems | Empire Comfort Systems | 7088-4 | Gravity Type Floor Furnace | Natural Gas | Pressure | TRUE | FALSE | 0 |  | None | Non-Condensing | Single-Stage | 65000 | 45500 |  |  | 57 | 57 | Federally-Regulated Consumer Product | 2013-06-17 |  | 2014-08-28
Empire Comfort Systems | Empire Comfort Systems | GWT-50-2(SG,RB) | Vented Gravity Type Wall Furna | LPG | Pressure | TRUE | FALSE | 1 | Draft Diverter | None | Non-Condensing | Single-Stage | 50000 | 35000 |  |  | 66 | 65 | Federally-Regulated Consumer Product | 2010-01-11 |  | 2012-01-03
Empire Stove | Empire | RH-325-2 | Vented Room Heater - unspecifi | Natural Gas | No Match | TRUE | FALSE | 1 | None | None | No Match | No Match | 22500 | 15750 |  |  |  |  | Non Federally-Regulated | 1984-03-31 |  | 1998-06-21
Williams Furnace Co. | Forsaire | 400DVX-R LPG | Direct Vent Fan Type Wall Furn | LPG | No Match | TRUE | FALSE | 1 | None | None | Non-Condensing | Single-Stage | 40000 | 32000 |  |  | 75.4 | 73 | Federally-Regulated Consumer Product | 1992-05-29 |  | 1995-06-05
Heil Quaker | Sears | 867.7314 | Vented Gravity Type Wall Furna | Natural Gas | No Match | TRUE | FALSE | 1 | None | None | No Match | No Match | 35000 | 24500 |  |  |  |  | Non Federally-Regulated | 1982-05-21 |  | 1998-06-21
Martin Industries | Warm Morning | WFF1465 | Gravity Type Floor Furnace | Natural Gas | No Match | TRUE | FALSE | 1 | None | None | Non-Condensing | Single-Stage | 65000 | 45000 |  |  | 57 | 57 | Federally-Regulated Consumer Product | 1992-06-01 |  | 1993-12-14
Empire Stove | Montgomery Ward | EM-50741C | Gravity Type Floor Furnace | Natural Gas | No Match | TRUE | FALSE | 1 | None | None | No Match | No Match | 45000 | 31500 |  |  | 57 | 57 | Federally-Regulated Consumer Product | 1992-08-31 |  | 1998-06-21
Preway | Sears | 155.8568 | Vented Room Heater - unspecifi | LPG | No Match | TRUE | FALSE | 1 | None | None | No Match | No Match | 75000 | 52500 |  |  |  |  | Non Federally-Regulated | 1981-03-11 |  | 1998-06-21
CFM Majestic, Inc. ( Purchased by Monessen Hearth Systems Company 7/25/2008) | Insta-Flame | NF20NORTHERNFLAME | Vented Room Heater - unspecifi | LPG | No Match | TRUE | FALSE | 1 | None | None | No Match | No Match | 17000 | 12750 |  |  | 77 | 57 | Federally-Regulated Consumer Product | 1997-04-11 |  | 1998-06-21
Locke Stove | Warm Morning | WMFIP65E | Vented Fan Type Wall Furnace | Natural Gas | No Match | FALSE | FALSE | 1 | None | None | No Match | No Match | 65000 | 52000 |  |  |  | 74 | Federally-Regulated Consumer Product | 1992-08-31 |  | 1998-06-21
Williams Furnace Co. | Williams | 5001512 | Gravity Type Vented Room Heate | Natural Gas | No Match | TRUE | FALSE | 1 | None | None | Non-Condensing | Single-Stage | 50000 | 37500 |  |  | 68.1 | 65 | Federally-Regulated Consumer Product | 1995-06-05 |  | 2012-11-19
Heil Quaker | Sears | 629.7767 | Direct Vent Gravity Type Wall | LPG | No Match | TRUE | FALSE | 1 | None | None | No Match | No Match | 30000 | 21000 |  |  | 65.6 | 64 | Non Federally-Regulated | 1988-07-27 |  | 1998-06-21
CFM Majestic, Inc. ( Purchased by Monessen Hearth Systems Company 7/25/2008) | Insta-Flame by Majestic | DVR36** | Direct Vent Gravity Type Wall | LPG | No Match | TRUE | FALSE | 1 | None | None | Non-Condensing | Single-Stage | 25000 | 17500 |  |  | 66 | 63 | Federally-Regulated Consumer Product | 1996-09-03 |  | 1997-11-20
Empire Comfort Systems | Empire Comfort Systems | DV-215-7SG | Vented Gravity Type Wall Furna | Natural Gas | Pressure | TRUE | FALSE | 1 | None | None | Non-Condensing | Single-Stage | 15000 | 10500 |  |  | 62 | 61 | Federally-Regulated Consumer Product | 2010-01-11 |  | 2012-01-03
Perfection Schwank | Perfection | WASV712SEN | Direct Vent Gravity Type Wall | Natural Gas | No Match | TRUE | FALSE | 1 | None | None | No Match | No Match | 12000 | 8400 |  |  | 60 | 60 | Federally-Regulated Consumer Product | 1992-06-03 |  | 1998-06-21
Addison Products | Dearborn Baronet II | DRH760*-* | Vented Room Heater - unspecifi | Natural Gas | No Match | TRUE | FALSE | 1 | None | None | No Match | No Match | 60000 | 42000 |  |  |  |  | Non Federally-Regulated | 1984-03-31 |  | 1998-06-21
Perfection Products Co. | Perfection | PDW850RTN | Vented Gravity Type Wall Furna | Natural Gas | No Match | TRUE | FALSE | 1 | None | None | No Match | No Match | 50000 | 35000 |  |  |  |  | Non Federally-Regulated | 1984-03-31 |  | 1998-06-21
Empire Comfort Systems | Empire Comfort Systems | MV-145 | Vented Gravity Type Wall Furna | LPG | Injection Type | TRUE | FALSE | 1 |  | None | Non-Condensing | Single-Stage | 20000 | 14400 |  |  | 64.4 | 63 | Federally-Regulated Consumer Product | 2012-04-02 |  | 2012-11-16
Kilbury | Kilbury | 14A-1 | Unvented Room Heater | Natural Gas | No Match | TRUE | FALSE | 1 | None | None | No Match | No Match | 50000 | 50000 |  |  |  |  | Non Federally-Regulated | 1981-04-12 |  | 1998-06-21
Perfection Schwank | Perfection | CV750HL-C | Vented Fan Type Wall Furnace | LPG | No Match | FALSE | FALSE | 1 | None | None | Non-Condensing | Single-Stage | 50000 | 39300 |  |  | 74.3 | 74 | Federally-Regulated Consumer Product | 1991-02-08 |  | 1995-06-15
Earth Stove, Inc. | Earth Stove | GL40 | Vented Room Heater - unspecifi | Natural Gas | No Match | TRUE | FALSE | 1 | None | None | No Match | No Match | 40000 | 29000 |  |  | 66.8 | 64 | Federally-Regulated Consumer Product | 1995-06-15 |  | 1998-06-21
Empire Comfort Systems | Empire | DV-55E-3 | Direct Vent Fan Type Wall Furn | Natural Gas | No Match | FALSE | FALSE | 1 | None | None | No Match | No Match | 55000 | 44825 |  |  | 80 | 74 | Federally-Regulated Consumer Product | 1998-03-31 |  | 1998-06-21
Williams Furnace Co. | Williams | 3501921 | Vented Room Heater - unspecifi | LPG | No Match | TRUE | FALSE | 1 | None | None | No Match | No Match | 35000 | 26250 |  |  | 68 | 64 | Federally-Regulated Consumer Product | 1995-06-15 |  | 1998-06-21
New Buck | Buck Stove | 61 | Vented Room Heater - unspecifi | Natural Gas | No Match | TRUE | FALSE | 1 | None | None | No Match | No Match | 40000 | 31200 |  |  | 78 | 64 | Federally-Regulated Consumer Product | 1995-06-15 |  | 1998-06-21
Empire Comfort Systems | Empire | GW-35-SRB | Vented Gravity Type Wall Furna | Natural Gas | No Match | TRUE | FALSE | 1 | None | None | No Match | No Match | 35000 | 24850 |  |  | 65 | 64 | Federally-Regulated Consumer Product | 1995-06-15 |  | 1998-06-21
Martin Industries | Martin | V2515 LS | Vented Room Heater - unspecifi | Natural Gas | No Match | TRUE | FALSE | 1 | None | None | No Match | No Match | 15000 | 10500 |  |  |  |  | Non Federally-Regulated | 1985-10-07 |  | 1998-06-21
Suburban Manufacturing Co. | Suburban | GVC-50 | Vented Room Heater - unspecifi | Natural Gas | No Match | TRUE | FALSE | 1 | None | None | No Match | No Match | 50000 | 37500 |  |  | 69.5 | 65 | Non Federally-Regulated | 1988-07-27 |  | 1998-06-21
Williams Furnace Co. | Debonair | 30DV-5-LPG | Direct Vent Gravity Type Wall | LPG | No Match | TRUE | FALSE | 1 | None | None | No Match | No Match | 30000 | 21000 |  |  | 65.6 | 64 | Non Federally-Regulated | 1988-07-27 |  | 1989-03-22
Williams Furnace Co. | Suburban | DWW-40EA-LP | Direct Vent Fan Type Wall Furn | LPG | No Match | FALSE | FALSE | 1 | None | None | No Match | No Match | 40000 | 32000 |  |  | 76.5 | 73 | Federally-Regulated Consumer Product | 1992-06-03 |  | 1998-06-21
Travis Industries, Inc. | Lopi | SPIRIT-LP | Vented Room Heater - unspecifi | LPG | No Match | TRUE | FALSE | 1 | None | None | No Match | No Match | 31000 | 25420 |  |  | 70 | 64 | Federally-Regulated Consumer Product | 1995-06-15 |  | 1998-06-21
Louisville Tin &amp; Stove Co. | Cozy | 90PS5 | Gravity Type Floor Furnace | LPG | No Match | TRUE | FALSE | 1 | None | None | No Match | No Match | 62000 | 43400 |  |  | 58 | 57 | Federally-Regulated Consumer Product | 1997-04-11 |  | 1998-06-21
Rinnai America | Rinnai | RHFE-750ETR | Direct Vent Fan Type Wall Furn | Natural Gas | Injection Type | FALSE | FALSE | 1 |  | None | Non-Condensing | Single-Stage | 29000 | 21900 | 6 | 6 | 76 | 73 | Federally-Regulated Consumer Product | 2011-06-23 |  | 2011-10-27
Williams Furnace Co. | Williams | 6257732 | Direct Vent Fan Type Wall Furn | Natural Gas | Pressure | TRUE | FALSE | 1 |  | None | Non-Condensing | Single-Stage | 62500 | 50000 | 0 | 0 | 76.1 | 74 | Federally-Regulated Consumer Product | 2012-04-02 |  | 2013-06-17
Heil Quaker | Comfortmaker | HE20LP | Vented Room Heater - unspecifi | LPG | No Match | TRUE | FALSE | 1 | None | None | No Match | No Match | 18000 | 13800 |  |  | 74.4 | 57 | Federally-Regulated Consumer Product | 1992-06-03 |  | 1998-06-21
Preway | Sears | 155.4632 | Vented Room Heater - unspecifi | LPG | No Match | TRUE | FALSE | 1 | None | None | No Match | No Match | 75000 | 52500 |  |  | 65 | 65 | Non Federally-Regulated | 1988-01-29 |  | 1998-06-21
LSC, Inc. | Warm Morning | VR-50GMAL | Vented Room Heater - unspecifi | LPG | No Match | TRUE | FALSE | 1 | None | None | No Match | No Match | 50000 | 35000 |  |  |  |  | Non Federally-Regulated | 1985-10-07 |  | 1998-06-21
Empire Comfort Systems | Empire | RH-65C-1 | Gravity Type Vented Room Heate | Natural Gas | No Match | TRUE | FALSE | 1 | None | None | Non-Condensing | Single-Stage | 65000 | 45000 |  |  | 65 | 65 | Federally-Regulated Consumer Product | 2001-11-13 |  | 2007-11-16
RSF Energy, Ltd. | RSF Energy | PAN0RAMA | Direct Vent Gravity Type Wall | Natural Gas | No Match | TRUE | FALSE | 1 | None | None | No Match | No Match | 36000 | 28000 |  |  | 69.2 | 64 | Federally-Regulated Consumer Product | 1995-06-15 |  | 1998-06-21
Ultra-Aire | Ultra-Aire | UA350S-RC | Vented Gravity Type Wall Furna | LPG | No Match | TRUE | FALSE | 1 | None | None | No Match | No Match | 30000 | 21000 |  |  |  |  | Non Federally-Regulated | 1981-07-18 |  | 1998-06-21
Williams Furnace Co. | Williams | 743512 | Direct Vent Gravity Type Wall | Natural Gas | Pressure | TRUE | FALSE | 1 |  | No Match | No Match | Two-Stage Modulating | 7400 | 5850 |  |  | 72 | 59 | No Match | 2012-05-02 |  | 2012-05-08
Orrville Products | Comfortec | CDV40RP | Direct Vent Gravity Type Wall | LPG | No Match | TRUE | FALSE | 1 | None | None | Non-Condensing | Single-Stage | 25000 | 18750 |  |  | 75 | 63 | Federally-Regulated Consumer Product | 1995-05-26 |  | 1995-06-02
Perfection Products Co. | Perfection | PW825TN-B-4 | Vented Gravity Type Wall Furna | Natural Gas | No Match | TRUE | FALSE | 1 | None | None | No Match | No Match | 25000 | 17500 |  |  |  |  | Non Federally-Regulated | 1985-10-07 |  | 1998-06-21
Empire Comfort Systems | Empire | GWT-35-1 | Vented Gravity Type Wall Furna | Natural Gas | No Match | TRUE | FALSE | 1 | None | None | Non-Condensing | Single-Stage | 35000 | 25900 |  |  | 70 | 64 | Federally-Regulated Consumer Product | 1997-08-19 |  | 2007-11-16
Williams Furnace Co. | Suburban | DWW-40E-NAT | Direct Vent Fan Type Wall Furn | Natural Gas | No Match | FALSE | FALSE | 1 | None | None | Non-Condensing | Single-Stage | 40000 | 32000 |  |  | 77.5 | 73 | Non Federally-Regulated | 1988-06-22 |  | 1989-03-22
Williams Furnace Co. | Martin | MDVI55LP | Direct Vent Fan Type Wall Furn | LPG | No Match | FALSE | FALSE | 1 | None | None | No Match | No Match | 55000 | 44000 |  |  | 77.5 | 74 | Non Federally-Regulated | 1989-03-22 |  | 1998-06-21
Williams Furnace Co. | Sahara | 50GV-C1-3-LPG | Vented Gravity Type Wall Furna | LPG | No Match | TRUE | FALSE | 1 | None | None | No Match | No Match | 50000 | 35000 |  |  |  |  | Non Federally-Regulated | 1985-10-07 |  | 1998-06-21
Blaze King Industries | Pegasus | 9100 | Vented Room Heater - unspecifi | LPG | No Match | TRUE | FALSE | 1 | None | None | No Match | No Match | 38500 | 32000 |  |  | 74.1 | 64 | Federally-Regulated Consumer Product | 1995-06-15 |  | 1998-06-21
Perfection Products Co. | Perfection | PW835TL-4 | Vented Gravity Type Wall Furna | LPG | No Match | TRUE | FALSE | 1 | None | None | No Match | No Match | 35000 | 24500 |  |  |  | 64 | Non Federally-Regulated | 1988-07-27 |  | 1998-06-21
Williams Furnace Co. | Williams | 1773511 | Direct Vent Fan Type Wall Furn | LPG | Power | FALSE | FALSE | 1 |  | No Match | No Match | Two-Stage Modulating | 17700 | 14514 | 86 | 63 | 80.6 | 73 | No Match | 2012-05-02 |  | 2012-05-08
Perfection Schwank | Perfection | 35939 (SEARS) | Gravity Type Vented Room Heate | Natural Gas | No Match | TRUE | FALSE | 1 | None | None | Non-Condensing | Single-Stage | 70000 | 49000 |  |  | 65 | 65 | Federally-Regulated Consumer Product | 1991-02-08 |  | 2003-10-02
Perfection Products Co. | Perfection | PW820SEL-B | Vented Gravity Type Wall Furna | LPG | No Match | TRUE | FALSE | 1 | None | None | No Match | No Match | 20000 | 14000 |  |  |  |  | Non Federally-Regulated | 1984-03-31 |  | 1998-06-21
Preway | Sears | 155.8567 | Vented Room Heater - unspecifi | Natural Gas | No Match | FALSE | FALSE | 1 | None | None | No Match | No Match | 45000 | 31500 |  |  |  |  | Non Federally-Regulated | 1981-03-11 |  | 1998-06-21
Empire Comfort Systems | Empire Comfort Systems | FAW-55SPP | Vented Fan Type Wall Furnace | LPG | Pressure | TRUE | FALSE | 1 |  | None | Non-Condensing | Single-Stage | 55000 | 42000 | 204 | 422 | 74 | 74 | Federally-Regulated Consumer Product | 2012-01-03 |  | 2013-06-17
Martin Industries | Atlanta Stove | SVR340** | Vented Room Heater - unspecifi | Natural Gas | No Match | TRUE | FALSE | 1 | None | None | No Match | No Match | 40000 | 28000 |  |  | 64 | 64 | Federally-Regulated Consumer Product | 1992-06-03 |  | 1998-06-21
Williams Furnace Co. | Debonair | 14DV-3-LPG | Direct Vent Gravity Type Wall | LPG | No Match | TRUE | FALSE | 1 | None | None | No Match | No Match | 14000 | 9800 |  |  | 63.1 | 61 | Federally-Regulated Consumer Product | 1992-08-31 |  | 1998-06-21
Preway | Sears | 155.8568 | Vented Room Heater - unspecifi | LPG | No Match | TRUE | FALSE | 1 | None | None | No Match | No Match | 75000 | 52500 |  |  |  |  | Non Federally-Regulated | 1984-03-31 |  | 1998-06-21
Efel North America | Efel North America | 71BRITTANY | Gravity Type Vented Room Heate | Natural Gas | No Match | TRUE | FALSE | 1 | None | None | Non-Condensing | Single-Stage | 28000 | 22500 |  |  | 80 | 64 | Federally-Regulated Consumer Product | 1993-08-02 |  | 1995-05-26
Louisville Tin &amp; Stove Co. | Louisville Tin & Stove Co. | WOW253* | Direct Vent Fan Type Wall Furn | Natural Gas | Induced Draft | FALSE | FALSE | 1 |  | None | Non-Condensing | Single-Stage | 20000 | 14600 | 141 | 117 | 73 | 73 | Federally-Regulated Consumer Product | 2011-07-18 |  | 2013-06-17
Williams Furnace Co. | Sears | 629.7567 | Vented Gravity Type Wall Furna | Natural Gas | No Match | TRUE | FALSE | 1 | None | None | No Match | No Match | 35000 | 34500 |  |  | 64.1 | 64 | Non Federally-Regulated | 1989-03-22 |  | 1990-06-26
Williams Furnace Co. | Debonair | 3003712(30DV-3B-NAT) | Direct Vent Gravity Type Wall | Natural Gas | No Match | TRUE | FALSE | 1 | None | None | Non-Condensing | Single-Stage | 30000 | 21000 |  |  | 65.6 | 64 | Federally-Regulated Consumer Product | 1995-06-05 |  | 2012-11-19
Efel North America | Efel North America | 487.64 | Gravity Type Vented Room Heate | Natural Gas | No Match | TRUE | FALSE | 1 | None | None | Non-Condensing | Single-Stage | 40000 | 32800 |  |  | 82 | 64 | Federally-Regulated Consumer Product | 1991-10-02 |  | 1995-05-26
Dearborn Stove | Montgomery Ward | KDT6261D | Vented Room Heater - unspecifi | Natural Gas | No Match | TRUE | FALSE | 1 | None | None | No Match | No Match | 60000 | 42000 |  |  |  |  | Non Federally-Regulated | 1981-03-11 |  | 1998-06-21
Martin Industries | Martin | V6835 | Vented Room Heater - unspecifi | Natural Gas | No Match | TRUE | FALSE | 1 | None | None | No Match | No Match | 35000 | 24500 |  |  | 64 | 64 | Federally-Regulated Consumer Product | 1995-06-15 |  | 1998-06-21
New Buck | Buck Stove | 60 | Vented Room Heater - unspecifi | LPG | No Match | TRUE | FALSE | 1 | None | None | No Match | No Match | 40000 | 31120 |  |  | 73.5 | 64 | Federally-Regulated Consumer Product | 1992-06-03 |  | 1998-06-21
Canadian Heating Products, Inc. ( Montigo ) | Del Ray | MW38DT | Direct Vent Gravity Type Wall | Natural Gas | No Match | TRUE | FALSE | 1 | None | None | Non-Condensing | Single-Stage | 29000 | 21605 |  |  | 64.1 | 64 | Federally-Regulated Consumer Product | 1999-09-09 |  | 1999-10-15
Williams Furnace Co. | Sears | 629.7767 | Vented Gravity Type Wall Furna | LPG | No Match | TRUE | FALSE | 1 | None | None | No Match | No Match | 35000 | 34500 |  |  | 64.1 | 64 | Federally-Regulated Consumer Product | 1997-04-11 |  | 1998-06-21
Perfection Schwank | Perfection | PDW850TL-C | Vented Gravity Type Wall Furna | LPG | No Match | TRUE | FALSE | 1 | None | None | Non-Condensing | Single-Stage | 50000 | 36650 |  |  | 67.8 | 65 | Non Federally-Regulated | 1989-02-27 |  | 1991-02-08
Heatilator, Inc. | Arrow | DVI 40L | Vented Room Heater - unspecifi | LPG | No Match | TRUE | FALSE | 1 | None | None | No Match | No Match | 35000 | 25500 |  |  | 64 | 64 | Federally-Regulated Consumer Product | 1995-06-15 |  | 1998-06-21
CFM Majestic, Inc. ( Purchased by Monessen Hearth Systems Company 7/25/2008) | Insta-Flame | DVS2** | Direct Vent Gravity Type Wall | LPG | No Match | TRUE | FALSE | 1 | None | None | Non-Condensing | Single-Stage | 25000 | 17500 |  |  | 66.2 | 63 | Federally-Regulated Consumer Product | 1995-05-05 |  | 1997-11-20
Williams Furnace Co. | Debonair | 22DV-3-LPG | Direct Vent Gravity Type Wall | LPG | No Match | TRUE | FALSE | 1 | None | None | No Match | No Match | 22000 | 15400 |  |  |  |  | Non Federally-Regulated | 1981-08-30 |  | 1984-03-31
Suburban Manufacturing Co. | Suburban | DLII-1220E | Direct Vent Fan Type Wall Furn | Natural Gas | No Match | FALSE | FALSE | 1 | None | None | No Match | No Match | 20000 | 15620 |  |  | 78.1 | 73 | Federally-Regulated Consumer Product | 1995-06-15 |  | 1998-06-21
Williams Furnace Co. | Forsaire | 435FX-LPG | Vented Fan Type Wall Furnace | LPG | No Match | TRUE | FALSE | 1 | None | None | No Match | No Match | 35000 | 28000 |  |  |  | 73 | Non Federally-Regulated | 1988-01-29 |  | 1998-06-21
Williams Furnace Co. | Monterey | 35GV-5-LPG | Vented Gravity Type Wall Furna | LPG | No Match | TRUE | FALSE | 1 | None | None | No Match | No Match | 34000 | 23800 |  |  |  |  | Non Federally-Regulated | 1982-05-21 |  | 1998-06-21
LSC, Inc. | Warm Morning | V-65GMAL | Vented Room Heater - unspecifi | LPG | No Match | TRUE | FALSE | 1 | None | None | No Match | No Match | 65000 | 45500 |  |  |  |  | Non Federally-Regulated | 1985-10-07 |  | 1998-06-21
Williams Furnace Co. | Suburban | DWW-30PT-LP | Direct Vent Gravity Type Wall | LPG | No Match | TRUE | FALSE | 1 | None | None | Non-Condensing | Single-Stage | 30000 | 21000 |  |  | 65.6 | 64 | Non Federally-Regulated | 1988-06-22 |  | 1995-06-05
Williams Furnace Co. | Sahara | 435FX-LPG | Vented Fan Type Wall Furnace | LPG | No Match | TRUE | FALSE | 1 | None | None | No Match | No Match | 35000 | 28000 |  |  |  |  | Non Federally-Regulated | 1985-10-07 |  | 1998-06-21
Aladdin Steel Products | Quadra-Fire | GB40FSNG | Vented Room Heater - unspecifi | Natural Gas | No Match | TRUE | FALSE | 1 | None | None | No Match | No Match | 40000 | 32560 |  |  | 66 | 64 | Federally-Regulated Consumer Product | 1997-04-11 |  | 1998-06-21
Williams Furnace Co. | Debonair | 22DV-5-LPG | Direct Vent Gravity Type Wall | LPG | No Match | TRUE | FALSE | 1 | None | None | No Match | No Match | 22000 | 15400 |  |  |  |  | Non Federally-Regulated | 1985-10-07 |  | 1988-01-29
Ecos | Empire | GW50RB | Vented Gravity Type Wall Furna | LPG | No Match | TRUE | FALSE | 1 | None | None | No Match | No Match | 50000 | 35500 |  |  | 65 | 65 | Non Federally-Regulated | 1988-01-29 |  | 1998-06-21
Empire Comfort Systems | Empire Comfort Systems | DV-55SPP | Vented Fan Type Wall Furnace | Natural Gas | Pressure | TRUE | FALSE | 1 |  | None | Non-Condensing | Single-Stage | 55000 | 43000 | 204 | 422 | 76 | 74 | Federally-Regulated Consumer Product | 2012-03-02 |  | 2013-06-17
Security Chimneys, Ltd. | Security Fireplaces | SRGH36*N*** | Direct Vent Gravity Type Wall | LPG | No Match | TRUE | FALSE | 1 | None | None | Non-Condensing | Single-Stage | 25000 | 18500 |  |  | 74 | 63 | Federally-Regulated Consumer Product | 1993-06-02 |  | 1995-06-05
Williams Furnace Co. | Williams | 5001812 | Vented Room Heater - unspecifi | Natural Gas | No Match | TRUE | FALSE | 1 | None | None | No Match | No Match | 50000 | 35000 |  |  | 67.4 | 65 | Federally-Regulated Consumer Product | 1997-04-11 |  | 1998-06-21
Williams Furnace Co. | Williams | 5001712 (50EH NAT) | Vented Room Heater - unspecifi | Natural Gas | No Match | TRUE | FALSE | 1 | None | None | No Match | No Match | 50000 | 35000 |  |  | 67.4 | 65 | Federally-Regulated Consumer Product | 1995-06-15 |  | 1998-06-21
Empire Comfort Systems | Empire Comfort Systems | MV-120 | Vented Gravity Type Wall Furna | LPG | Injection Type | TRUE | FALSE | 1 |  | None | Non-Condensing | Single-Stage | 8000 | 6048 |  |  | 69 | 59 | Federally-Regulated Consumer Product | 2012-04-02 |  | 2012-11-16
Williams Furnace Co. | Williams | 6501921 | Vented Room Heater - unspecifi | LPG | No Match | TRUE | FALSE | 1 | None | None | No Match | No Match | 65000 | 50400 |  |  | 70.5 | 65 | Federally-Regulated Consumer Product | 1995-06-15 |  | 1998-06-21
Williams Furnace Co. | Monterey | 50GV-C-3 NAT | Vented Gravity Type Wall Furna | Natural Gas | No Match | TRUE | FALSE | 1 | None | None | Non-Condensing | Single-Stage | 50000 | 35300 |  |  | 65.1 | 65 | Federally-Regulated Consumer Product | 1991-08-29 |  | 1995-06-05
Rinnai America | Rinnai | RHFE-556WTA-N | Vented Fan Type Wall Furnace | Natural Gas | Injection Type | FALSE | FALSE | 1 |  | None | Non-Condensing | Step Modulating | 21500 | 17420 | 6 | 6 | 81 | 73 | Federally-Regulated Consumer Product | 2011-06-14 |  | 2011-09-27
Williams Furnace Co. | Debonair | 14DV-3-LPG | Direct Vent Gravity Type Wall | LPG | No Match | TRUE | FALSE | 1 | None | None | No Match | No Match | 14000 | 9800 |  |  | 63.1 | 61 | Federally-Regulated Consumer Product | 1990-06-26 |  | 1992-06-03
Johnson Gas Appliance Co. | Mendota | DXV 36 | Direct Vent Gravity Type Wall | LPG | No Match | TRUE | FALSE | 1 | None | None | Non-Condensing | Single-Stage | 40000 | 28780 |  |  | 65 | 64 | Federally-Regulated Consumer Product | 1994-02-07 |  | 1995-05-22
Preway | Preway | FVP75 L | Vented Room Heater - unspecifi | Natural Gas | No Match | TRUE | FALSE | 1 | None | None | No Match | No Match | 75000 | 52500 |  |  |  |  | Non Federally-Regulated | 1981-03-11 |  | 1998-06-21
Louisville Tin &amp; Stove Co. | Cozy | CR160A | Vented Room Heater - unspecifi | Natural Gas | No Match | TRUE | FALSE | 1 | None | None | No Match | No Match | 60000 | 42000 |  |  |  |  | Non Federally-Regulated | 1985-10-07 |  | 1998-06-21
Pacific Energy Gas Stoves | Pacific Energy | MIRAGE HEARTH | Vented Room Heater - unspecifi | LPG | No Match | TRUE | FALSE | 1 | None | None | No Match | No Match | 27500 | 18673 |  |  | 67.9 | 64 | Federally-Regulated Consumer Product | 1995-06-15 |  | 1998-06-21
Suburban Manufacturing Co. | Suburban | GWW-25P-LP | Vented Gravity Type Wall Furna | LPG | No Match | TRUE | FALSE | 1 | None | None | No Match | No Match | 25000 | 17500 |  |  | 63.3 | 63 | Non Federally-Regulated | 1988-07-27 |  | 1998-06-21
CFM Majestic, Inc. ( Purchased by Monessen Hearth Systems Company 7/25/2008) | Northern Flame | A230TP | Vented Room Heater - unspecifi | LPG | No Match | TRUE | FALSE | 1 | None | None | No Match | No Match | 21000 | 14700 |  |  | 64.7 | 63 | Federally-Regulated Consumer Product | 1998-03-31 |  | 1998-06-21
Louisville Tin &amp; Stove Co. | Louisville Tin & Stove Co. | VCR352* | Gravity Type Vented Room Heate | LPG | Injection Type | TRUE | FALSE | 1 | Draft Diverter | None | Non-Condensing | Single-Stage | 35000 | 24500 |  |  | 65.5 | 64 | Federally-Regulated Consumer Product | 2011-07-18 |  | 2013-06-17
Louisville Tin &amp; Stove Co. | Cozy | VC701 | Vented Room Heater - unspecifi | Natural Gas | No Match | TRUE | FALSE | 1 | None | None | No Match | No Match | 70000 | 51000 |  |  | 65 | 65 | Federally-Regulated Consumer Product | 1995-06-15 |  | 1998-06-21
Addison Products | Dearborn Baronet II | DRH65*-* | Vented Room Heater - unspecifi | Natural Gas | No Match | TRUE | FALSE | 1 | None | None | No Match | No Match | 65000 | 45000 |  |  |  |  | Non Federally-Regulated | 1985-10-07 |  | 1998-06-21
Williams Furnace Co. | Williams | 1403622 | Direct Vent Gravity Type Wall | Natural Gas | Pressure | TRUE | FALSE | 1 |  | No Match | No Match | Single-Stage | 14000 | 10039 |  |  | 63.4 | 61 | No Match | 2012-05-02 |  | 2012-05-08
Temco Fireplace Products | Temco | BCDV42AN | Direct Vent Gravity Type Wall | Natural Gas | No Match | TRUE | FALSE | 1 | None | None | Non-Condensing | Single-Stage | 22000 | 13860 |  |  | 63 | 63 | Federally-Regulated Consumer Product | 1999-09-24 |  | 2001-07-06
Louisville Tin &amp; Stove Co. | Louisville Tin & Stove Co. | DVCF 404* | Direct Vent Fan Type Wall Furn | LPG | Injection Type | TRUE | FALSE | 1 |  | None | Non-Condensing | Single-Stage | 40000 | 32000 | 138 | 115 | 74.5 | 73 | Federally-Regulated Consumer Product | 2011-07-18 |  | 2013-06-17
Williams Furnace Co. | Monterey | 35GV-C-5T NAT | Vented Gravity Type Wall Furna | Natural Gas | No Match | TRUE | FALSE | 1 | None | None | Non-Condensing | Single-Stage | 35000 | 24500 |  |  | 64.1 | 64 | Federally-Regulated Consumer Product | 1991-08-29 |  | 1995-06-05
Williams Furnace Co. | Sahara | 25GV-A1-3-LPG | Vented Gravity Type Wall Furna | LPG | No Match | TRUE | FALSE | 1 | None | None | No Match | No Match | 25000 | 17500 |  |  |  |  | Non Federally-Regulated | 1985-10-07 |  | 1998-06-21
Williams Furnace Co. | Debonair | 22DV-5-LPG | Direct Vent Gravity Type Wall | LPG | No Match | TRUE | FALSE | 1 | None | None | No Match | No Match | 22000 | 15400 |  |  | 64.8 | 63 | Federally-Regulated Consumer Product | 1992-08-31 |  | 1998-06-21
Williams Furnace Co. | Sahara | 35GV-A1-3-NAT | Vented Gravity Type Wall Furna | Natural Gas | No Match | TRUE | FALSE | 1 | None | None | No Match | No Match | 35000 | 24500 |  |  |  | 64 | Non Federally-Regulated | 1988-01-29 |  | 1998-06-21
Suburban Manufacturing Co. | Suburban | DNV-40 | Direct Vent Fan Type Wall Furn | Natural Gas | No Match | FALSE | FALSE | 1 | None | None | Non-Condensing | Single-Stage | 40000 | 31200 |  |  | 76.6 | 73 | Non Federally-Regulated | 1988-06-23 |  | 1988-07-27
Louisville Tin &amp; Stove Co. | Cozy | CR135A | Gravity Type Vented Room Heate | Natural Gas | No Match | TRUE | FALSE | 1 | None | None | Non-Condensing | Single-Stage | 35000 | 24500 |  |  | 64 | 64 | Non Federally-Regulated | 1988-10-05 |  | 1991-11-13
Blaze King Industries | Pegasus | 8003 | Vented Room Heater - unspecifi | LPG | No Match | TRUE | FALSE | 1 | None | None | No Match | No Match | 38000 | 29300 |  |  | 71 | 64 | Federally-Regulated Consumer Product | 1997-04-11 |  | 1998-06-21
Efel North America | Efel North America | 71BRITTANY | Gravity Type Vented Room Heate | LPG | No Match | TRUE | FALSE | 1 | None | None | Non-Condensing | Single-Stage | 28000 | 22500 |  |  | 80 | 64 | Federally-Regulated Consumer Product | 1993-08-02 |  | 1995-05-26
Williams Furnace Co. | Dayton | 3e+292 | Vented Gravity Type Wall Furna | LPG | No Match | TRUE | FALSE | 1 | None | None | No Match | No Match | 25000 | 17500 |  |  |  | 63 | Non Federally-Regulated | 1988-01-29 |  | 1998-06-21
Williams Furnace Co. | Monterey | 3509721 | Vented Gravity Type Wall Furna | LPG | No Match | TRUE | FALSE | 1 | None | None | Non-Condensing | Single-Stage | 35000 | 24500 |  |  | 64.1 | 64 | Federally-Regulated Consumer Product | 1993-12-10 |  | 1995-06-05
Williams Furnace Co. | Martin | MDVI55LP | Direct Vent Fan Type Wall Furn | LPG | No Match | FALSE | FALSE | 1 | None | None | Non-Condensing | Single-Stage | 55000 | 44000 |  |  | 77.5 | 74 | Non Federally-Regulated | 1988-03-14 |  | 1989-03-22
Williams Furnace Co. | Suburban | GWW-35P-LP | Vented Gravity Type Wall Furna | LPG | No Match | TRUE | FALSE | 1 | None | None | No Match | No Match | 35000 | 34500 |  |  | 64.1 | 64 | Federally-Regulated Consumer Product | 1990-06-26 |  | 1998-06-21
Louisville Tin &amp; Stove Co. | Cozy | 86B50A-MIL | Gravity Type Floor Furnace | Natural Gas | No Match | TRUE | FALSE | 1 | None | None | Non-Condensing | Single-Stage | 50000 | 35000 |  |  | 66 | 57 | Non Federally-Regulated | 1988-02-05 |  | 1991-11-13
LSC, Inc. | Warm Morning | HDV35L | Direct Vent Gravity Type Wall | Natural Gas | No Match | TRUE | FALSE | 1 | None | None | No Match | No Match | 35000 | 24500 |  |  |  |  | Non Federally-Regulated | 1984-03-31 |  | 1998-06-21
Empire Comfort Systems | Empire | RH-25-6 | Gravity Type Vented Room Heate | Natural Gas | No Match | TRUE | FALSE | 1 | None | None | Non-Condensing | Single-Stage | 25000 | 17500 |  |  | 64 | 63 | Federally-Regulated Consumer Product | 2001-11-13 |  | 2007-11-16
Williams Furnace Co. | Dayton | 3e+294 | Vented Gravity Type Wall Furna | LPG | No Match | TRUE | FALSE | 1 | None | None | Non-Condensing | Single-Stage | 50000 | 35300 |  |  | 65.1 | 65 | Non Federally-Regulated | 1988-03-14 |  | 1988-07-27
Louisville Tin &amp; Stove Co. | Cozy | C135-B | Vented Room Heater - unspecifi | Natural Gas | No Match | TRUE | FALSE | 1 | None | None | No Match | No Match | 35000 | 24500 |  |  | 65 | 64 | Federally-Regulated Consumer Product | 1992-06-03 |  | 1998-06-21
New Buck | Buck Stove | 61 | Vented Room Heater - unspecifi | LPG | No Match | TRUE | FALSE | 1 | None | None | No Match | No Match | 40000 | 32400 |  |  | 81 | 64 | Federally-Regulated Consumer Product | 1995-06-15 |  | 1998-06-21
Suburban Manufacturing Co. | Suburban | DWW-40E-NAT | Direct Vent Fan Type Wall Furn | Natural Gas | No Match | FALSE | FALSE | 1 | None | None | No Match | No Match | 40000 | 32000 |  |  | 77.5 | 73 | Non Federally-Regulated | 1988-07-27 |  | 1998-06-21
Williams Furnace Co. | Forsaire | 6508731(465FX-R LPG) | Vented Fan Type Wall Furnace | LPG | No Match | TRUE | FALSE | 1 | None | None | No Match | No Match | 65000 | 52000 |  |  | 74.1 | 74 | Federally-Regulated Consumer Product | 1995-06-15 |  | 1998-06-21
Empire Comfort Systems | Empire | FAW-60-CIP | Vented Fan Type Wall Furnace | Natural Gas | No Match | FALSE | FALSE | 1 | None | None | No Match | No Match | 60000 | 48000 |  |  |  | 74 | Non Federally-Regulated | 1988-01-29 |  | 1988-07-27
Perfection Schwank | Perfection | 35941 (SEARS) | Gravity Type Vented Room Heate | Natural Gas | No Match | TRUE | FALSE | 1 | None | None | Non-Condensing | Single-Stage | 70000 | 49000 |  |  | 65 | 65 | Federally-Regulated Consumer Product | 1991-02-08 |  | 2003-10-02
Preway | Preway | FVP15M | Vented Room Heater - unspecifi | Natural Gas | No Match | TRUE | FALSE | 1 | None | None | No Match | No Match | 45000 | 31500 |  |  |  |  | Non Federally-Regulated | 1984-03-31 |  | 1998-06-21
Louisville Tin &amp; Stove Co. | Cozy | DVCF403A | Direct Vent Fan Type Wall Furn | Natural Gas | No Match | TRUE | FALSE | 1 | None | None | No Match | No Match | 40000 | 32000 |  |  | 75 | 73 | Federally-Regulated Consumer Product | 1995-06-15 |  | 1998-06-21
Suburban Manufacturing Co. | Suburban | FF-79 | Gravity Type Floor Furnace | Natural Gas | No Match | TRUE | FALSE | 1 | None | None | No Match | No Match | 60000 | 42000 |  |  | 69.8 | 57 | Non Federally-Regulated | 1988-07-27 |  | 1998-06-21
Williams Furnace Co. | Dayton | 3e+291 | Vented Gravity Type Wall Furna | Natural Gas | No Match | TRUE | FALSE | 1 | None | None | No Match | No Match | 50000 | 35300 |  |  | 65.1 | 65 | Non Federally-Regulated | 1988-07-27 |  | 1989-03-22
Williams Furnace Co. | Monterey SRO | 2509622 | Vented Gravity Type Wall Furna | Natural Gas | No Match | TRUE | FALSE | 1 | None | None | Non-Condensing | Single-Stage | 25000 | 19350 |  |  | 70.5 | 63 | Federally-Regulated Consumer Product | 1993-12-10 |  | 2012-11-19
Williams Furnace Co. | Dearborn | DWF50BU-2 NAT. | Vented Gravity Type Wall Furna | Natural Gas | No Match | TRUE | FALSE | 1 | None | None | No Match | No Match | 50000 | 35000 |  |  |  |  | Non Federally-Regulated | 1982-05-21 |  | 1998-06-21
Empire Comfort Systems | Empire | GWS-35SG | Vented Gravity Type Wall Furna | Natural Gas | No Match | TRUE | FALSE | 1 | None | None | No Match | No Match | 35000 | 24500 |  |  |  |  | Non Federally-Regulated | 1985-10-07 |  | 1998-06-21
Heil Quaker | Sears | 867.7315 | Vented Gravity Type Wall Furna | Natural Gas | No Match | TRUE | FALSE | 1 | None | None | No Match | No Match | 25000 | 17500 |  |  |  |  | Non Federally-Regulated | 1984-03-31 |  | 1998-06-21
Williams Furnace Co. | Martin | MDV22B LP | Direct Vent Gravity Type Wall | LPG | No Match | TRUE | FALSE | 1 | None | None | Non-Condensing | Single-Stage | 22000 | 15400 |  |  | 64.8 | 63 | Federally-Regulated Consumer Product | 1991-08-29 |  | 1995-06-05
Martin Industries | Martin | V2515 ST-3 | Vented Room Heater - unspecifi | LPG | No Match | TRUE | FALSE | 1 | None | None | No Match | No Match | 15000 | 10500 |  |  |  |  | Non Federally-Regulated | 1982-05-21 |  | 1998-06-21
Williams Furnace Co. | Forsaire | 6508731 | Vented Fan Type Wall Furnace | LPG | No Match | TRUE | FALSE | 1 | None | None | No Match | No Match | 65000 | 52000 |  |  | 74.1 | 74 | Federally-Regulated Consumer Product | 1997-04-11 |  | 1998-06-21
Williams Furnace Co. | Sahara | 25GV-A1-3-NAT | Vented Gravity Type Wall Furna | Natural Gas | No Match | TRUE | FALSE | 1 | None | None | No Match | No Match | 25000 | 17500 |  |  |  | 63 | Non Federally-Regulated | 1988-01-29 |  | 1998-06-21
Louisville Tin &amp; Stove Co. | Louisville Tin & Stove Co. | 90N75* | Gravity Type Floor Furnace | Natural Gas | Injection Type | TRUE | FALSE | 1 | Draft Hood | None | Non-Condensing | Single-Stage | 75000 | 52500 |  |  | 58 | 57 | Federally-Regulated Consumer Product | 2011-06-14 |  | 2011-07-18
Williams Furnace Co. | Forsaire | 6257732(625DVX-RNAT) | Direct Vent Fan Type Wall Furn | Natural Gas | No Match | TRUE | FALSE | 1 | None | None | No Match | No Match | 62500 | 48000 |  |  | 74.3 | 74 | Federally-Regulated Consumer Product | 1995-06-15 |  | 1998-06-21
Louisville Tin &amp; Stove Co. | Louisville Tin & Stove Co. | VCR702* | Gravity Type Vented Room Heate | LPG | Injection Type | TRUE | FALSE | 1 | Draft Diverter | None | Non-Condensing | Single-Stage | 70000 | 49000 |  |  | 65 | 65 | Federally-Regulated Consumer Product | 2011-06-14 |  | 2011-07-18
Williams Furnace Co. | Sahara | 14DV-SM-3 | Direct Vent Gravity Type Wall | LPG | No Match | TRUE | FALSE | 1 | None | None | No Match | No Match | 13700 | 9500 |  |  |  |  | Non Federally-Regulated | 1985-10-07 |  | 1998-06-21
Louisville Tin &amp; Stove Co. | Cozy | CF557 | Vented Fan Type Wall Furnace | Natural Gas | No Match | FALSE | FALSE | 1 | None | None | No Match | No Match | 55000 | 44000 |  |  | 77.9 | 74 | Federally-Regulated Consumer Product | 1990-06-26 |  | 1998-06-21
Empire Comfort Systems | Empire | RH-65-5 | Vented Room Heater - unspecifi | Natural Gas | No Match | TRUE | FALSE | 1 | None | None | No Match | No Match | 65000 | 45500 |  |  | 65 | 65 | Federally-Regulated Consumer Product | 1997-04-11 |  | 1998-06-21
CFM Majestic, Inc. ( Purchased by Monessen Hearth Systems Company 7/25/2008) | Insta-Flame | DVS2 | Direct Vent Gravity Type Wall | LPG | No Match | TRUE | FALSE | 1 | None | None | No Match | No Match | 25000 | 17500 |  |  | 66.2 | 63 | Federally-Regulated Consumer Product | 1995-06-15 |  | 1998-06-21
Perfection Products Co. | Perfection | WSV120TN-MG | Direct Vent Gravity Type Wall | Natural Gas | No Match | TRUE | FALSE | 1 | None | None | No Match | No Match | 20000 | 14000 |  |  |  |  | Non Federally-Regulated | 1984-03-31 |  | 1998-06-21
Empire Comfort Systems | Empire | R-7 | Unvented Room Heater | LPG | No Match | TRUE | FALSE | 1 | None | None | No Match | No Match | 7000 | 6993 |  |  |  |  | Non Federally-Regulated | 1985-10-07 |  | 1998-06-21
Williams Furnace Co. | Martin | MFX35LP | Vented Fan Type Wall Furnace | LPG | No Match | TRUE | FALSE | 1 | None | None | Non-Condensing | Single-Stage | 35000 | 28000 |  |  | 74.8 | 73 | Non Federally-Regulated | 1988-03-14 |  | 1995-06-05
Martin Industries | Midland International | V2720 | Vented Room Heater - unspecifi | Natural Gas | No Match | TRUE | FALSE | 1 | None | None | No Match | No Match | 20000 | 14000 |  |  | 58 | 58 | Federally-Regulated Consumer Product | 1992-06-03 |  | 1998-06-21
Williams Furnace Co. | Martin | MDVI55B LP | Direct Vent Fan Type Wall Furn | LPG | No Match | FALSE | FALSE | 1 | None | None | Non-Condensing | Single-Stage | 55000 | 44000 |  |  | 76.5 | 74 | Federally-Regulated Consumer Product | 1991-08-29 |  | 1992-06-03
Empire Comfort Systems | Empire Comfort Systems | DV-55IP | Vented Fan Type Wall Furnace | Natural Gas | Pressure | FALSE | FALSE | 1 |  | None | Non-Condensing | Single-Stage | 55000 | 43000 | 204 | 422 | 76 | 74 | Federally-Regulated Consumer Product | 2012-01-03 |  | 2013-06-17
Suburban Manufacturing Co. | Suburban | DT-1020K | Direct Vent Fan Type Wall Furn | Natural Gas | No Match | FALSE | FALSE | 1 | None | None | No Match | No Match | 20000 | 16000 |  |  | 78.5 | 73 | Federally-Regulated Consumer Product | 1990-06-26 |  | 1992-01-22
Security Chimneys, Ltd. | Security Fireplaces | SRGH3GR(MH)WFP(E) | Direct Vent Gravity Type Wall | LPG | No Match | TRUE | FALSE | 1 | None | None | No Match | No Match | 25000 | 18750 |  |  | 75 | 63 | Federally-Regulated Consumer Product | 1997-04-11 |  | 1998-06-21
Martin Industries | Martin | V6850 | Vented Room Heater - unspecifi | Natural Gas | No Match | TRUE | FALSE | 1 | None | None | No Match | No Match | 50000 | 35000 |  |  | 65 | 65 | Federally-Regulated Consumer Product | 1995-06-15 |  | 1998-06-21
New Buck | Buck Stove | 19 | Vented Room Heater - unspecifi | Natural Gas | No Match | TRUE | FALSE | 1 | None | None | No Match | No Match | 34000 | 25840 |  |  | 76 | 64 | Federally-Regulated Consumer Product | 1995-06-15 |  | 1998-06-21
Empire Comfort Systems | Empire | DV-210-9SG | Direct Vent Gravity Type Wall | Natural Gas | No Match | TRUE | FALSE | 1 | None | None | Non-Condensing | Single-Stage | 10000 | 7000 |  |  | 60 | 59 | Federally-Regulated Consumer Product | 1992-02-20 |  | 2007-11-16
Orrville Products | Comfortec | CDV32RN | Direct Vent Gravity Type Wall | Natural Gas | No Match | TRUE | FALSE | 1 | None | None | No Match | No Match | 21500 | 16300 |  |  | 75.8 | 63 | Federally-Regulated Consumer Product | 1997-04-11 |  | 1998-06-21
Louisville Tin &amp; Stove Co. | Cozy | W256C | Vented Gravity Type Wall Furna | LPG | No Match | TRUE | FALSE | 1 | None | None | Non-Condensing | Single-Stage | 25000 | 17500 |  |  | 66.6 | 63 | Federally-Regulated Consumer Product | 1991-11-13 |  | 1993-05-18
Heil Quaker | Sears | 867.7255 | Direct Vent Fan Type Wall Furn | Natural Gas | No Match | FALSE | FALSE | 1 | None | None | No Match | No Match | 50000 | 40000 |  |  |  |  | Non Federally-Regulated | 1985-10-07 |  | 1998-06-21
Heatilator, Inc. | Dovre | DV 750 | Vented Room Heater - unspecifi | Natural Gas | No Match | TRUE | FALSE | 1 | None | None | No Match | No Match | 40000 | 25800 |  |  | 64.6 | 64 | Federally-Regulated Consumer Product | 1995-06-15 |  | 1998-06-21
Louisville Tin &amp; Stove Co. | Cozy | C220-B | Vented Room Heater - unspecifi | LPG | No Match | TRUE | FALSE | 1 | None | None | No Match | No Match | 20000 | 14000 |  |  | 59 | 58 | Federally-Regulated Consumer Product | 1995-06-15 |  | 1998-06-21
Martin Industries | Aspen | R50-1 HT-1 | Vented Room Heater - unspecifi | LPG | No Match | TRUE | FALSE | 1 | None | None | No Match | No Match | 50000 | 35000 |  |  |  |  | Non Federally-Regulated | 1981-06-07 |  | 1998-06-21
Williams Furnace Co. | Williams | 350(1,2)(5,9)21A | Gravity Type Vented Room Heate | LPG | Pressure | TRUE | FALSE | 0 |  | None | Non-Condensing | Single-Stage | 35000 | 25000 |  |  | 68 | 64 | Federally-Regulated Consumer Product | 2014-05-07 |  | 2014-08-28
Addison Products | Dearborn Baronet II | DRH50*-*-* | Vented Room Heater - unspecifi | LPG | No Match | TRUE | FALSE | 1 | None | None | No Match | No Match | 45000 | 31500 |  |  |  |  | Non Federally-Regulated | 1984-03-31 |  | 1998-06-21
Louisville Tin &amp; Stove Co. | Louisville Tin & Stove Co. | VC501* | Gravity Type Vented Room Heate | Natural Gas | Injection Type | TRUE | FALSE | 1 | Draft Diverter | None | Non-Condensing | Single-Stage | 50000 | 35000 |  |  | 66 | 65 | Federally-Regulated Consumer Product | 2011-07-18 |  | 2013-06-17
Empire Comfort Systems | Empire Comfort Systems | DV-20E-(1-99) | Vented Fan Type Wall Furnace | Natural Gas | Induced Draft | FALSE | FALSE | 1 |  | None | Non-Condensing | Single-Stage | 20000 | 16300 | 780 |  | 80 | 73 | Federally-Regulated Consumer Product | 2011-06-23 |  | 2012-01-03
Heat-N-Glo Fireplace Products | Heat-N-Glo | DVT-STOVE | Direct Vent Gravity Type Wall | LPG | No Match | TRUE | FALSE | 1 | None | None | No Match | No Match | 32000 | 23296 |  |  | 64.7 | 64 | Federally-Regulated Consumer Product | 1995-06-15 |  | 1998-06-21
Empire Comfort Systems | Empire Comfort Systems | RH-25-6 | Gravity Type Vented Room Heate | Natural Gas | Pressure | TRUE | FALSE | 1 | Draft Diverter | None | Non-Condensing | Single-Stage | 25000 | 17500 |  |  | 63 | 63 | Federally-Regulated Consumer Product | 2012-01-03 |  | 2013-06-17
Addison Products | Dearborn Baronet II | DRH50*-* | Vented Room Heater - unspecifi | LPG | No Match | TRUE | FALSE | 1 | None | None | No Match | No Match | 45000 | 31500 |  |  |  |  | Non Federally-Regulated | 1984-03-31 |  | 1998-06-21
Williams Furnace Co. | Monterey | 35GV-HA-NAT | Vented Gravity Type Wall Furna | Natural Gas | No Match | TRUE | FALSE | 1 | None | None | No Match | No Match | 35000 | 24500 |  |  |  |  | Non Federally-Regulated | 1981-03-11 |  | 1998-06-21
Williams Furnace Co. | Forsaire | 6257732(625DVX-RNAT) | Direct Vent Fan Type Wall Furn | Natural Gas | No Match | TRUE | FALSE | 1 | None | None | Non-Condensing | Single-Stage | 62500 | 48000 |  |  | 74.3 | 74 | Federally-Regulated Consumer Product | 1995-06-05 |  | 2012-11-19
Valor Heating, Ltd. | Legend | 837AP | Vented Room Heater - unspecifi | LPG | No Match | TRUE | FALSE | 1 | None | None | No Match | No Match | 26000 | 16728 |  |  | 64.3 | 63 | Federally-Regulated Consumer Product | 1998-03-31 |  | 1998-06-21
CFM Majestic, Inc. ( Purchased by Monessen Hearth Systems Company 7/25/2008) | Insta-Flame | DV32** | Direct Vent Gravity Type Wall | Natural Gas | No Match | TRUE | FALSE | 1 | None | None | Non-Condensing | Single-Stage | 21500 | 15050 |  |  | 63.4 | 63 | Federally-Regulated Consumer Product | 1995-05-04 |  | 1997-11-20
Perfection Products Co. | Perfection | PW835RTL | Vented Gravity Type Wall Furna | LPG | No Match | TRUE | FALSE | 1 | None | None | No Match | No Match | 35000 | 24500 |  |  |  |  | Non Federally-Regulated | 1984-03-31 |  | 1998-06-21
Heil Quaker | Sears | 629.7767 | Direct Vent Gravity Type Wall | LPG | No Match | TRUE | FALSE | 1 | None | None | No Match | No Match | 22000 | 15400 |  |  | 64.8 | 63 | Non Federally-Regulated | 1988-07-27 |  | 1998-06-21
Perfection Schwank | Perfection | WASV730RTL-A | Direct Vent Gravity Type Wall | LPG | No Match | TRUE | FALSE | 1 | None | None | No Match | No Match | 30000 | 21000 |  |  | 64 | 64 | Federally-Regulated Consumer Product | 1992-06-03 |  | 1998-06-21
Martin Industries | Martin | V2530 S-3 | Vented Room Heater - unspecifi | LPG | No Match | TRUE | FALSE | 1 | None | None | No Match | No Match | 30000 | 21000 |  |  |  |  | Non Federally-Regulated | 1981-03-11 |  | 1998-06-21
Louisville Tin &amp; Stove Co. | Cozy | W255A | Vented Gravity Type Wall Furna | Natural Gas | No Match | TRUE | FALSE | 1 | None | None | Non-Condensing | Single-Stage | 25000 | 17500 |  |  | 63 | 63 | Non Federally-Regulated | 1988-06-23 |  | 1991-11-13
Empire Comfort Systems | Empire | GW-25-3 | Vented Gravity Type Wall Furna | Natural Gas | No Match | TRUE | FALSE | 1 | None | None | Non-Condensing | Single-Stage | 25000 | 18000 |  |  | 65 | 63 | Federally-Regulated Consumer Product | 1990-09-11 |  | 1993-12-14
Perfection Products Co. | Perfection | SV733TN-4 | Direct Vent Gravity Type Wall | Natural Gas | No Match | TRUE | FALSE | 1 | None | None | No Match | No Match | 33000 | 23100 |  |  |  | 64 | Non Federally-Regulated | 1988-07-27 |  | 1998-06-21
Ultra-Aire | Ultra-Aire | UA350S-BP | Vented Gravity Type Wall Furna | Natural Gas | No Match | TRUE | FALSE | 1 | None | None | No Match | No Match | 30000 | 21000 |  |  |  |  | Non Federally-Regulated | 1981-07-05 |  | 1998-06-21
Williams Furnace Co. | Debonair | 30DV-3-LPG | Direct Vent Gravity Type Wall | LPG | No Match | TRUE | FALSE | 1 | None | None | No Match | No Match | 30000 | 21000 |  |  | 65.6 | 64 | Federally-Regulated Consumer Product | 1992-08-31 |  | 1998-06-21
Empire Comfort Systems | Empire | DVP36FP72 | Direct Vent Gravity Type Wall | Natural Gas | Pressure | FALSE | FALSE | 1 | None | None | Non-Condensing | Single-Stage | 28000 | 19460 |  |  | 68.8 | 64 | Federally-Regulated Consumer Product | 2005-06-14 |  | 2007-11-16
Addison Products | Dearborn Baronet II | DRH775* | Vented Room Heater - unspecifi | LPG | No Match | TRUE | FALSE | 1 | None | None | No Match | No Match | 75000 | 52500 |  |  |  |  | Non Federally-Regulated | 1984-03-31 |  | 1998-06-21
Rinnai America | Rinnai | EX22C (RHFE-559FTA)(P) | Direct Vent Fan Type Wall Furn | LPG | Injection Type | FALSE | FALSE | 1 |  | None | Non-Condensing | Step Modulating | 22000 | 16898 | 6 | 6 | 82 | 73 | Federally-Regulated Consumer Product | 2011-07-18 |  | 2015-04-20
Williams Furnace Co. | Forsaire | 5008331 (455FEI LPG) | Vented Fan Type Wall Furnace | LPG | No Match | FALSE | FALSE | 1 | None | None | No Match | No Match | 55000 | 44000 |  |  | 76 | 74 | Federally-Regulated Consumer Product | 1995-06-15 |  | 1998-06-21
New Buck | Buck Stove | 25 | Vented Room Heater - unspecifi | Natural Gas | No Match | TRUE | FALSE | 1 | None | None | No Match | No Match | 25000 | 18375 |  |  | 69.3 | 63 | Federally-Regulated Consumer Product | 1992-06-03 |  | 1998-06-21
Locke Stove | Warm Morning | V-20FMAL | Vented Room Heater - unspecifi | Natural Gas | No Match | TRUE | FALSE | 1 | None | None | No Match | No Match | 20000 | 14000 |  |  |  |  | Non Federally-Regulated | 1981-05-10 |  | 1998-06-21
Suburban Manufacturing Co. | Suburban | DNV-25 | Direct Vent Fan Type Wall Furn | LPG | No Match | FALSE | FALSE | 1 | None | None | No Match | No Match | 25000 | 19750 |  |  | 77.6 | 73 | Non Federally-Regulated | 1988-07-27 |  | 1998-06-21
Louisville Tin &amp; Stove Co. | Cozy | C160A | Gravity Type Vented Room Heate | Natural Gas | No Match | TRUE | FALSE | 1 | None | None | Non-Condensing | Single-Stage | 60000 | 42000 |  |  | 65 | 65 | Non Federally-Regulated | 1988-10-05 |  | 1991-11-13
Canadian Heating Products, Inc. ( Montigo ) | Montigo | MW38DR | Direct Vent Gravity Type Wall | Natural Gas | No Match | TRUE | FALSE | 1 | None | None | Non-Condensing | Single-Stage | 29000 | 21605 |  |  | 64.1 | 64 | Federally-Regulated Consumer Product | 1999-09-09 |  | 1999-10-21
Louisville Tin &amp; Stove Co. | Cozy | CDV155 | Direct Vent Gravity Type Wall | Natural Gas | No Match | TRUE | FALSE | 1 | None | None | No Match | No Match | 15000 | 10500 |  |  | 64 | 61 | Federally-Regulated Consumer Product | 1998-03-31 |  | 1998-06-21
Koki Holdings Co., Ltd. | Monitor Products, Inc. | MONITOR 422 | Vented Room Heater - unspecifi | Oil | No Match | FALSE | FALSE | 1 | None | None | No Match | No Match | 20815 | 17885 |  |  | 81.8 | 63 | Federally-Regulated Consumer Product | 1997-04-11 |  | 1998-06-21
Louisville Tin &amp; Stove Co. | Louisville Tin & Stove Co. | VC351* | Gravity Type Vented Room Heate | Natural Gas | Injection Type | TRUE | FALSE | 1 | Draft Diverter | None | Non-Condensing | Single-Stage | 35000 | 24500 |  |  | 66.6 | 64 | Federally-Regulated Consumer Product | 2011-06-14 |  | 2011-07-18
Williams Furnace Co. | Williams | 3508331 | Vented Fan Type Wall Furnace | LPG | Pressure | FALSE | FALSE | 1 |  | None | Non-Condensing | Single-Stage | 35000 | 28000 | 0 | 0 | 75.6 | 73 | Federally-Regulated Consumer Product | 2012-05-02 |  | 2013-06-17
Empire Comfort Systems | Empire | 35G8 | Gravity Type Floor Furnace | Natural Gas | No Match | TRUE | FALSE | 1 | None | None | No Match | No Match | 32500 | 22750 |  |  | 56.8 | 56 | Federally-Regulated Consumer Product | 1992-06-03 |  | 1998-06-21
Williams Furnace Co. | Williams | 3508331 | Vented Gravity Type Wall Furna | LPG | Pressure | FALSE | FALSE | 1 |  | None | Non-Condensing | Single-Stage | 35000 | 28000 |  |  | 75.6 | 64 | Federally-Regulated Consumer Product | 2011-08-22 |  | 2013-05-10
Regency Industries Canada | Regency Industries Canada | U41IN-LP | Vented Room Heater - unspecifi | Natural Gas | No Match | TRUE | FALSE | 1 | None | None | No Match | No Match | 38000 | 30400 |  |  | 65.2 | 64 | Federally-Regulated Consumer Product | 1995-06-15 |  | 1998-06-21
Martin Industries | Martin | V5935 | Gravity Type Vented Room Heate | Natural Gas | No Match | TRUE | FALSE | 1 | None | None | Non-Condensing | Single-Stage | 35000 | 24500 |  |  | 64 | 64 | Non Federally-Regulated | 1988-10-05 |  | 1992-06-19
Williams Furnace Co. | Forsaire | 3508332 | Vented Fan Type Wall Furnace | Natural Gas | No Match | FALSE | FALSE | 1 | None | None | No Match | No Match | 35000 | 28000 |  |  | 75.6 | 73 | Federally-Regulated Consumer Product | 1997-04-11 |  | 1998-06-21
Kresky-Ward, Inc. | Kresky-Ward | KM 25S | Vented Gravity Type Wall Furna | Natural Gas | No Match | TRUE | FALSE | 1 | None | None | No Match | No Match | 25000 | 18250 |  |  |  |  | Non Federally-Regulated | 1985-10-07 |  | 1998-06-21
Williams Furnace Co. | Debonair | 30DV-5-NAT | Direct Vent Gravity Type Wall | Natural Gas | No Match | TRUE | FALSE | 1 | None | None | No Match | No Match | 30000 | 21000 |  |  | 65.6 | 64 | Federally-Regulated Consumer Product | 1990-06-26 |  | 1992-06-03
Empire Comfort Systems | Empire | GWT-50-1 | Vented Gravity Type Wall Furna | Natural Gas | No Match | TRUE | FALSE | 1 | None | None | Non-Condensing | Single-Stage | 50000 | 37000 |  |  | 70 | 65 | Federally-Regulated Consumer Product | 1997-08-19 |  | 2007-11-16
Suburban Manufacturing Co. | Suburban | FF-79 | Gravity Type Floor Furnace | LPG | No Match | FALSE | FALSE | 1 | None | None | No Match | No Match | 65000 | 52000 |  |  | 69.8 | 57 | Non Federally-Regulated | 1988-07-27 |  | 1998-06-21
Martin Industries | Martin | MSC25 | Direct Vent Gravity Type Wall | Natural Gas | No Match | TRUE | FALSE | 1 | None | None | Non-Condensing | Single-Stage | 25000 | 17500 |  |  | 63 | 63 | Federally-Regulated Consumer Product | 1992-03-27 |  | 1993-12-14
Perfection Schwank | Perfection | 35941 (SEARS) | Vented Room Heater - unspecifi | Natural Gas | No Match | TRUE | FALSE | 1 | None | None | No Match | No Match | 70000 | 49000 |  |  | 65 | 65 | Federally-Regulated Consumer Product | 1992-06-03 |  | 1998-06-21
Addison Products | Dearborn Baronet II | DCH615*-* | Vented Room Heater - unspecifi | LPG | No Match | TRUE | FALSE | 1 | None | None | No Match | No Match | 15000 | 10500 |  |  |  |  | Non Federally-Regulated | 1984-03-31 |  | 1998-06-21
Empire Comfort Systems | Empire Comfort Systems | 3588-(2,3) | Gravity Type Floor Furnace | LPG | Pressure | TRUE | FALSE | 1 | Draft Diverter | None | Non-Condensing | Single-Stage | 32500 | 22750 |  |  | 56 | 56 | Federally-Regulated Consumer Product | 2012-01-03 |  | 2012-11-16
Williams Furnace Co. | Suburban | DWW-30PT-NAT | Direct Vent Gravity Type Wall | Natural Gas | No Match | TRUE | FALSE | 1 | None | None | Non-Condensing | Single-Stage | 30000 | 21000 |  |  | 65.6 | 64 | Non Federally-Regulated | 1988-06-22 |  | 1995-06-05
Williams Furnace Co. | Monterey | 25GV-C-5 | Vented Gravity Type Wall Furna | LPG | No Match | TRUE | FALSE | 1 | None | None | No Match | No Match | 25000 | 17500 |  |  |  |  | Non Federally-Regulated | 1985-10-07 |  | 1998-06-21
Suburban Manufacturing Co. | Suburban | UWW-55P-LP | Vented Fan Type Wall Furnace | LPG | No Match | TRUE | FALSE | 1 | None | None | No Match | No Match | 55000 | 44000 |  |  | 75.3 | 74 | Non Federally-Regulated | 1988-07-27 |  | 1998-06-21
Empire Comfort Systems | Empire | RH-65 | Gravity Type Vented Room Heate | Natural Gas | No Match | TRUE | FALSE | 1 | None | None | Non-Condensing | Single-Stage | 65000 | 45500 |  |  | 65 | 65 | Federally-Regulated Consumer Product | 1990-04-24 |  | 1993-12-14
Heatilator, Inc. | Arrow | DVI10G | Unvented Room Heater | Natural Gas | No Match | TRUE | FALSE | 1 | None | None | No Match | No Match | 40000 | 29600 |  |  | 64.4 |  | Federally-Regulated Consumer Product | 1997-04-11 |  | 1998-06-21
Rinnai America | Rinnai | RHFE-750ETRA-N | Fan Type Vented Room Heater | Natural Gas | Injection Type | FALSE | FALSE | 1 |  | None | Non-Condensing | Single-Stage | 29000 | 22153 | 6 | 6 | 77 | 64 | Federally-Regulated Consumer Product | 2011-06-14 |  | 2011-07-18
LSC, Inc. | Warm Morning | VR-40BMAL | Vented Room Heater - unspecifi | LPG | No Match | TRUE | FALSE | 1 | None | None | No Match | No Match | 40000 | 28000 |  |  |  |  | Non Federally-Regulated | 1984-03-31 |  | 1998-06-21
Security Chimneys, Ltd. | Security Fireplaces | SBGH36*N**E | Direct Vent Gravity Type Wall | Natural Gas | No Match | TRUE | FALSE | 1 | None | None | Non-Condensing | Single-Stage | 25000 | 18500 |  |  | 74 | 63 | Federally-Regulated Consumer Product | 1993-06-02 |  | 1995-06-05
Williams Furnace Co. | Suburban | DWW-55P-LP | Direct Vent Fan Type Wall Furn | LPG | No Match | TRUE | FALSE | 1 | None | None | Non-Condensing | Single-Stage | 55000 | 44000 |  |  | 77 | 74 | Non Federally-Regulated | 1988-06-22 |  | 1995-06-05
Miles Industries Ltd | Valor Fireplaces | 530XAN | Direct Vent Gravity Type Wall | Natural Gas | Injection Type | FALSE | FALSE | 1 | None | None | Non-Condensing | Single-Stage | 20500 | 14788 |  |  | 69.9 | 63 | Federally-Regulated Consumer Product | 2007-07-06 |  | 2011-05-25
Williams Furnace Co. | Williams | 6501812 | Vented Room Heater - unspecifi | Natural Gas | No Match | TRUE | FALSE | 1 | None | None | No Match | No Match | 65000 | 45500 |  |  | 68.3 | 65 | Federally-Regulated Consumer Product | 1997-04-11 |  | 1998-06-21
Locke Stove | Warm Morning | VR-65EMAL | Vented Room Heater - unspecifi | Natural Gas | No Match | TRUE | FALSE | 1 | None | None | No Match | No Match | 65000 | 45500 |  |  |  |  | Non Federally-Regulated | 1981-05-23 |  | 1998-06-21
Williams Furnace Co. | Debonair | 3003722 | Direct Vent Gravity Type Wall | Natural Gas | No Match | TRUE | FALSE | 1 | None | None | Non-Condensing | Single-Stage | 30000 | 21000 |  |  | 65.6 | 64 | Federally-Regulated Consumer Product | 1993-12-10 |  | 1995-06-05
Martin Industries | Martin | V2720 | Vented Room Heater - unspecifi | Natural Gas | No Match | TRUE | FALSE | 1 | None | None | No Match | No Match | 20000 | 14000 |  |  | 58 | 58 | Federally-Regulated Consumer Product | 1995-06-15 |  | 1998-06-21
Empire Comfort Systems | Empire | DV-213SG | Direct Vent Gravity Type Wall | Natural Gas | No Match | TRUE | FALSE | 1 | None | None | Non-Condensing | Single-Stage | 13000 | 9165 |  |  | 61 | 61 | Federally-Regulated Consumer Product | 1990-04-24 |  | 1990-09-11
Williams Furnace Co. | Martin | MDVI55B NAT | Direct Vent Fan Type Wall Furn | Natural Gas | No Match | FALSE | FALSE | 1 | None | None | Non-Condensing | Single-Stage | 55000 | 44000 |  |  | 76.5 | 74 | Federally-Regulated Consumer Product | 1991-08-29 |  | 1992-06-03
Empire Comfort Systems | Empire | GWS-50 | Vented Gravity Type Wall Furna | Natural Gas | No Match | TRUE | FALSE | 1 | None | None | No Match | No Match | 50000 | 35000 |  |  |  |  | Non Federally-Regulated | 1985-10-07 |  | 1998-06-21
Empire Comfort Systems | Empire | GW-25-5RB | Vented Gravity Type Wall Furna | Natural Gas | No Match | TRUE | FALSE | 1 | None | None | Non-Condensing | Single-Stage | 25000 | 18000 |  |  | 65 | 63 | Federally-Regulated Consumer Product | 1992-07-28 |  | 2007-11-16
CFM Majestic, Inc. ( Purchased by Monessen Hearth Systems Company 7/25/2008) | Northern Flame by Majestic | A125RP | Vented Room Heater - unspecifi | LPG | No Match | TRUE | FALSE | 1 | None | None | No Match | No Match | 20000 | 14000 |  |  | 58 | 58 | Federally-Regulated Consumer Product | 1998-03-31 |  | 1998-06-21
Suburban Manufacturing Co. | Suburban | DL-1220 | Direct Vent Fan Type Wall Furn | LPG | No Match | FALSE | FALSE | 1 | None | None | No Match | No Match | 20000 | 16000 |  |  | 78.5 | 73 | Non Federally-Regulated | 1988-07-27 |  | 1998-06-21
Louisville Tin &amp; Stove Co. | Louisville Tin & Stove Co. | CDV-155* | Direct Vent Gravity Type Wall | Natural Gas | Injection Type | TRUE | FALSE | 1 |  | None | Non-Condensing | Single-Stage | 15000 | 10500 |  |  | 64 | 61 | Federally-Regulated Consumer Product | 2011-07-18 |  | 2013-06-17
Heil Quaker | Sears | 629.7569 | Vented Fan Type Wall Furnace | Natural Gas | No Match | FALSE | FALSE | 1 | None | None | No Match | No Match | 55000 | 44000 |  |  | 76 | 74 | Non Federally-Regulated | 1988-07-27 |  | 1998-06-21
Empire Comfort Systems | Empire | RH-35-4 | Gravity Type Vented Room Heate | Natural Gas | No Match | TRUE | FALSE | 1 | None | None | Non-Condensing | Single-Stage | 35000 | 24500 |  |  | 64 | 64 | Federally-Regulated Consumer Product | 1995-11-28 |  | 2007-11-16
Perfection Schwank | Perfection | WVRC270CTL-P | Vented Room Heater - unspecifi | LPG | No Match | TRUE | FALSE | 1 | None | None | No Match | No Match | 70000 | 49000 |  |  | 65 | 65 | Federally-Regulated Consumer Product | 1992-06-03 |  | 1998-06-21
Louisville Tin &amp; Stove Co. | Cozy | W251C | Vented Gravity Type Wall Furna | Natural Gas | No Match | TRUE | FALSE | 1 | None | None | Non-Condensing | Single-Stage | 25000 | 17500 |  |  | 63 | 63 | Federally-Regulated Consumer Product | 1991-11-13 |  | 1993-05-18
CFM Majestic, Inc. ( Purchased by Monessen Hearth Systems Company 7/25/2008) | Insta-Flame | DV36RP | Gravity Type Vented Room Heate | LPG | No Match | TRUE | FALSE | 1 | None | None | Non-Condensing | Single-Stage | 18500 | 13875 |  |  | 74.4 | 58 | Federally-Regulated Consumer Product | 1992-06-02 |  | 1995-05-05
Rinnai America | Energy Savers | RHFE-556FAIII-P | Direct Vent Fan Type Wall Furn | LPG | No Match | FALSE | FALSE | 1 | None | None | Non-Condensing | Single-Stage | 20700 | 16990 |  |  | 84.2 | 73 | Federally-Regulated Consumer Product | 2000-07-18 |  | 2007-11-16
Louisville Tin &amp; Stove Co. | Louisville Tin & Stove Co. | CF354* | Vented Fan Type Wall Furnace | LPG | Injection Type | TRUE | FALSE | 1 |  | None | Non-Condensing | Single-Stage | 35000 | 28000 | 125 | 104 | 74.8 | 73 | Federally-Regulated Consumer Product | 2011-08-22 |  | 2013-06-17
Empire Comfort Systems | Empire Comfort Systems | FAW-55SPP | Vented Fan Type Wall Furnace | LPG | Pressure | TRUE | FALSE | 1 |  | None | Non-Condensing | Single-Stage | 55000 | 42000 | 300 |  | 74 | 74 | Federally-Regulated Consumer Product | 2011-06-23 |  | 2012-01-03
CFM Majestic, Inc. ( Purchased by Monessen Hearth Systems Company 7/25/2008) | Insta-Flame | FSDV30 | Direct Vent Gravity Type Wall | Natural Gas | No Match | TRUE | FALSE | 1 | None | None | No Match | No Match | 30000 | 21000 |  |  | 69.8 | 64 | Federally-Regulated Consumer Product | 1997-04-11 |  | 1998-06-21
Regency Industries Canada | Ultimate | U44-NG | Vented Room Heater - unspecifi | Natural Gas | No Match | TRUE | FALSE | 1 | None | None | No Match | No Match | 42000 | 33000 |  |  | 64.6 | 64 | Federally-Regulated Consumer Product | 1997-04-11 |  | 1998-06-21
Empire Comfort Systems | Empire | RH-350-1VS | Vented Room Heater - unspecifi | Natural Gas | No Match | TRUE | FALSE | 1 | None | None | No Match | No Match | 50000 | 35250 |  |  | 65 | 65 | Non Federally-Regulated | 1988-07-27 |  | 1998-06-21
Orrville Products | Comfortec | CDV32RP | Direct Vent Gravity Type Wall | LPG | No Match | TRUE | FALSE | 1 | None | None | Non-Condensing | Single-Stage | 18000 | 13500 |  |  | 75 | 62 | Federally-Regulated Consumer Product | 1994-07-15 |  | 1995-06-02
Williams Furnace Co. | Williams | 6501912 | Vented Room Heater - unspecifi | Natural Gas | No Match | TRUE | FALSE | 1 | None | None | No Match | No Match | 65000 | 50400 |  |  | 70.5 | 65 | Federally-Regulated Consumer Product | 1995-06-15 |  | 1998-06-21
Perfection Schwank | Perfection | ASV712RTL-T | Direct Vent Gravity Type Wall | LPG | No Match | TRUE | FALSE | 1 | None | None | Non-Condensing | Single-Stage | 12000 | 8400 |  |  | 60 | 60 | Federally-Regulated Consumer Product | 1991-02-08 |  | 2003-10-02
Williams Furnace Co. | Monterey | 25GV-C-3 | Vented Gravity Type Wall Furna | LPG | No Match | TRUE | FALSE | 1 | None | None | No Match | No Match | 25000 | 17500 |  |  |  |  | Non Federally-Regulated | 1985-10-07 |  | 1998-06-21
Williams Furnace Co. | Monterey | 5009721 (50GV-5 LPG) | Vented Gravity Type Wall Furna | LPG | No Match | TRUE | FALSE | 1 | None | None | Non-Condensing | Single-Stage | 50000 | 35300 |  |  | 65.1 | 65 | Federally-Regulated Consumer Product | 1995-06-05 |  | 2012-11-19
Perfection Products Co. | Perfection | PW835RTN-C | Vented Gravity Type Wall Furna | Natural Gas | No Match | TRUE | FALSE | 1 | None | None | No Match | No Match | 35000 | 25000 |  |  | 64 | 64 | Non Federally-Regulated | 1989-03-22 |  | 1998-06-21
Martin Industries | Martin | V2630 | Vented Room Heater - unspecifi | Natural Gas | No Match | TRUE | FALSE | 1 | None | None | No Match | No Match | 30000 | 21000 |  |  | 64 | 64 | Non Federally-Regulated | 1989-03-22 |  | 1998-06-21
Louisville Tin &amp; Stove Co. | Louisville Tin & Stove Co. | DVCF 407* | Direct Vent Fan Type Wall Furn | Natural Gas | Injection Type | FALSE | FALSE | 1 |  | None | Non-Condensing | Single-Stage | 40000 | 32000 | 2 |  | 76.1 | 73 | Federally-Regulated Consumer Product | 2011-06-23 |  | 2011-07-18
Louisville Tin &amp; Stove Co. | Cozy | CF557 | Vented Fan Type Wall Furnace | Natural Gas | No Match | FALSE | FALSE | 1 | None | None | No Match | No Match | 55000 | 44000 |  |  | 77.9 | 74 | Federally-Regulated Consumer Product | 1997-04-11 |  | 1998-06-21
Martin Industries | Warm Morning | VRG5**P | Vented Room Heater - unspecifi | LPG | No Match | TRUE | FALSE | 1 | None | None | No Match | No Match | 65000 | 45500 |  |  | 65 | 65 | Federally-Regulated Consumer Product | 1998-03-31 |  | 1998-06-21
Louisville Tin &amp; Stove Co. | Louisville Tin & Stove Co. | VCR702* | Gravity Type Vented Room Heate | LPG | Injection Type | TRUE | FALSE | 0 | Draft Diverter | None | Non-Condensing | Single-Stage | 70000 | 49000 |  |  | 65 | 65 | Federally-Regulated Consumer Product | 2013-06-17 |  | 2014-08-28
CFM Majestic, Inc. ( Purchased by Monessen Hearth Systems Company 7/25/2008) | Insta-Flame | FS30RP | Vented Room Heater - unspecifi | LPG | No Match | TRUE | FALSE | 1 | None | None | No Match | No Match | 21000 | 14700 |  |  | 64.7 | 63 | Federally-Regulated Consumer Product | 1998-03-31 |  | 1998-06-21
Williams Furnace Co. | Sahara | 30DV-3-NAT | Direct Vent Gravity Type Wall | Natural Gas | No Match | TRUE | FALSE | 1 | None | None | No Match | No Match | 33000 | 21000 |  |  |  |  | Non Federally-Regulated | 1985-10-07 |  | 1998-06-21
Martin Industries | Warm Morning | VS5L*N | Vented Room Heater - unspecifi | Natural Gas | No Match | TRUE | FALSE | 1 | None | None | No Match | No Match | 65000 | 45500 |  |  | 65 | 65 | Federally-Regulated Consumer Product | 1995-06-15 |  | 1998-06-21
Louisville Tin &amp; Stove Co. | Cozy | CF55*A | Vented Fan Type Wall Furnace | Natural Gas | No Match | FALSE | FALSE | 1 | None | None | Non-Condensing | Single-Stage | 55000 | 44000 |  |  | 77.9 | 74 | Federally-Regulated Consumer Product | 1990-06-25 |  | 1991-11-13
Williams Furnace Co. | Williams | 65RH-LPG | Vented Room Heater - unspecifi | LPG | No Match | TRUE | FALSE | 1 | None | None | No Match | No Match | 65000 | 45500 |  |  | 68.3 | 65 | Federally-Regulated Consumer Product | 1992-06-03 |  | 1998-06-21
Williams Furnace Co. | Williams | 3501812 (35EHB NAT) | Vented Room Heater - unspecifi | Natural Gas | No Match | TRUE | FALSE | 1 | None | None | No Match | No Match | 35000 | 24500 |  |  | 67.1 | 64 | Federally-Regulated Consumer Product | 1995-06-15 |  | 1998-06-21
Perfection Schwank | Perfection | PW835SEL-CS | Vented Gravity Type Wall Furna | LPG | No Match | TRUE | FALSE | 1 | None | None | No Match | No Match | 35000 | 24500 |  |  | 64 | 64 | Federally-Regulated Consumer Product | 1992-06-03 |  | 1998-06-21
Perfection Schwank | Perfection | VC220TL-KS-1 | Vented Room Heater - unspecifi | LPG | No Match | TRUE | FALSE | 1 | None | None | No Match | No Match | 19000 | 14611 |  |  | 66.9 | 58 | Federally-Regulated Consumer Product | 1997-04-11 |  | 1998-06-21
Empire Comfort Systems | Empire | DV-55SPP | Direct Vent Fan Type Wall Furn | Natural Gas | No Match | TRUE | FALSE | 1 | None | None | Non-Condensing | Single-Stage | 55000 | 42900 |  |  | 74 | 74 | Federally-Regulated Consumer Product | 1990-04-24 |  | 2007-11-16
Rinnai America | Rinnai | RHFE-556FTRA-P | Direct Vent Fan Type Wall Furn | LPG | No Match | FALSE | FALSE | 1 | None | None | Non-Condensing | Single-Stage | 20700 | 16990 |  |  | 84.2 | 73 | Federally-Regulated Consumer Product | 1999-09-17 |  | 2000-07-18
Locke Stove | Warm Morning | WMF65EL | Vented Fan Type Wall Furnace | LPG | No Match | TRUE | FALSE | 1 | None | None | No Match | No Match | 65000 | 52000 |  |  |  | 74 | Federally-Regulated Consumer Product | 1992-08-31 |  | 1998-06-21
Martin Industries | Martin | V6950 | Vented Room Heater - unspecifi | LPG | No Match | TRUE | FALSE | 1 | None | None | No Match | No Match | 50000 | 35000 |  |  | 65 | 65 | Federally-Regulated Consumer Product | 1995-06-15 |  | 1998-06-21
CFM Majestic, Inc. ( Purchased by Monessen Hearth Systems Company 7/25/2008) | Insta-Flame | DV32 | Direct Vent Gravity Type Wall | LPG | No Match | TRUE | FALSE | 1 | None | None | No Match | No Match | 18000 | 12600 |  |  | 63.4 | 62 | Federally-Regulated Consumer Product | 1997-04-11 |  | 1998-06-21
Efel North America | Efel North America | 71BRITTANY | Vented Room Heater - unspecifi | LPG | No Match | TRUE | FALSE | 1 | None | None | No Match | No Match | 28000 | 22500 |  |  | 80 | 64 | Federally-Regulated Consumer Product | 1997-04-11 |  | 1998-06-21
Perfection Schwank | Perfection | VC235TL-W-1 | Vented Room Heater - unspecifi | LPG | No Match | TRUE | FALSE | 1 | None | None | No Match | No Match | 35000 | 24500 |  |  | 64 | 64 | Federally-Regulated Consumer Product | 1995-06-15 |  | 1998-06-21
Empire Comfort Systems | Empire Comfort Systems | RH50C-1 | Gravity Type Vented Room Heate | Natural Gas | Pressure | TRUE | FALSE | 1 |  | None | Non-Condensing | Single-Stage | 50000 | 35000 |  |  | 68 | 65 | Federally-Regulated Consumer Product | 2014-08-28 |  | 2015-06-05
Gas Technologies | Gas Technologies | R-STOVE | Direct Vent Gravity Type Wall | LPG | No Match | TRUE | FALSE | 1 | None | None | No Match | No Match | 32000 | 23296 |  |  | 64.7 | 64 | Federally-Regulated Consumer Product | 1995-06-15 |  | 1998-06-21
Empire Comfort Systems | Empire | VEP-90M | Vented Gravity Type Wall Furna | LPG | No Match | FALSE | FALSE | 1 | None | None | No Match | No Match | 37200 | 29760 |  |  | 80 | 64 | Non Federally-Regulated | 1988-07-27 |  | 1998-06-21
Williams Furnace Co. | Forsaire Magnum | 6008132 | Vented Fan Type Wall Furnace | Natural Gas | No Match | FALSE | FALSE | 1 | None | None | Non-Condensing | Single-Stage | 60000 | 48600 |  |  | 78 | 74 | Federally-Regulated Consumer Product | 1993-12-10 |  | 1995-06-15
Johnson Gas Appliance Co. | Mendota | MIG36 | Vented Room Heater - unspecifi | Natural Gas | No Match | TRUE | FALSE | 1 | None | None | No Match | No Match | 38000 | 27400 |  |  | 72.1 | 64 | Federally-Regulated Consumer Product | 1997-04-11 |  | 1998-06-21
Rinnai America | Rinnai | RHFE-431FAIII-P | Vented Fan Type Wall Furnace | Natural Gas | Injection Type | FALSE | FALSE | 1 |  | None | Non-Condensing | Step Modulating | 16700 | 13400 | 6 | 6 | 81 | 73 | Federally-Regulated Consumer Product | 2011-06-14 |  | 2011-09-27
Empire Comfort Systems | Empire | 7077P | Gravity Type Floor Furnace | LPG | No Match | TRUE | FALSE | 1 | None | None | No Match | No Match | 65000 | 45500 |  |  |  |  | Non Federally-Regulated | 1985-10-07 |  | 1998-06-21
Perfection Products Co. | Perfection | PW8850RTN-3 | Vented Gravity Type Wall Furna | Natural Gas | No Match | TRUE | FALSE | 1 | None | None | No Match | No Match | 50000 | 35000 |  |  |  |  | Non Federally-Regulated | 1984-03-31 |  | 1998-06-21
Faber Manufacturing | Faber Gas Fireplaces | VERA | Vented Room Heater - unspecifi | LPG | No Match | TRUE | FALSE | 1 | None | None | No Match | No Match | 30000 | 22500 |  |  | 75 | 64 | Federally-Regulated Consumer Product | 1997-04-11 |  | 1998-06-21
Williams Furnace Co. | Continental | RMG20-0N | Vented Gravity Type Wall Furna | Natural Gas | No Match | TRUE | FALSE | 1 | None | None | No Match | No Match | 20000 | 14120 |  |  | 63.2 | 63 | Federally-Regulated Consumer Product | 1997-04-11 |  | 1998-06-21
CFM Majestic, Inc. ( Purchased by Monessen Hearth Systems Company 7/25/2008) | Insta-Flame | FSDV30 | Direct Vent Gravity Type Wall | Natural Gas | No Match | TRUE | FALSE | 1 | None | None | No Match | No Match | 30000 | 21000 |  |  | 69.8 | 64 | Federally-Regulated Consumer Product | 1995-06-15 |  | 1998-06-21
Pacific Energy Gas Stoves | Pacific Energy | MIRAGE FS | Vented Room Heater - unspecifi | LPG | No Match | TRUE | FALSE | 1 | None | None | No Match | No Match | 27500 | 18673 |  |  | 67.9 | 64 | Federally-Regulated Consumer Product | 1995-06-15 |  | 1998-06-21
Oliver MacLeod, Inc. | Oliver MacLeod | DV73WFN | Direct Vent Gravity Type Wall | LPG | No Match | TRUE | FALSE | 1 | None | None | Non-Condensing | Single-Stage | 25000 | 18750 |  |  | 75 | 63 | Federally-Regulated Consumer Product | 1995-06-05 |  | 2000-12-19
Jotul North America, Inc. | 3 Classic Gas Stove | 3 CLASSIC DV HEATER | Vented Room Heater - unspecifi | Natural Gas | No Match | TRUE | FALSE | 1 | None | None | No Match | No Match | 28000 | 19600 |  |  | 64 | 64 | Federally-Regulated Consumer Product | 1997-04-11 |  | 1998-06-21
Emberline Industries, Ltd. | Elation | ELATION | Vented Room Heater - unspecifi | Natural Gas | No Match | TRUE | FALSE | 1 | None | None | No Match | No Match | 25000 | 17000 |  |  | 68 | 63 | Federally-Regulated Consumer Product | 1995-06-15 |  | 1998-06-21
Louisville Tin &amp; Stove Co. | Cozy | C235A | Vented Room Heater - unspecifi | LPG | No Match | TRUE | FALSE | 1 | None | None | No Match | No Match | 20000 | 14000 |  |  |  |  | Non Federally-Regulated | 1985-10-07 |  | 1998-06-21
Suburban Manufacturing Co. | Suburban | FF-79 | Gravity Type Floor Furnace | Natural Gas | No Match | FALSE | FALSE | 1 | None | None | No Match | No Match | 65000 | 52000 |  |  | 69.8 | 57 | Non Federally-Regulated | 1988-07-27 |  | 1998-06-21
Martin Industries | Martin | MSC50 | Vented Fan Type Wall Furnace | Natural Gas | No Match | TRUE | FALSE | 1 | None | None | No Match | No Match | 50000 | 37500 |  |  | 74 | 74 | Federally-Regulated Consumer Product | 1992-06-03 |  | 1998-06-21
Heat-N-Glo Fireplace Products | Heat-N-Glo | DVT-INSERT | Direct Vent Gravity Type Wall | Natural Gas | No Match | TRUE | FALSE | 1 | None | None | No Match | No Match | 28500 | 21435 |  |  | 66.7 | 64 | Federally-Regulated Consumer Product | 1997-04-11 |  | 1998-06-21
Williams Furnace Co. | Debonair | 14DV-5-LPG | Direct Vent Gravity Type Wall | LPG | No Match | TRUE | FALSE | 1 | None | None | No Match | No Match | 14000 | 9800 |  |  |  |  | Non Federally-Regulated | 1984-03-31 |  | 1985-10-07
Williams Furnace Co. | Debonair | 22DV-5-LPG | Direct Vent Gravity Type Wall | LPG | No Match | TRUE | FALSE | 1 | None | None | No Match | No Match | 22000 | 15400 |  |  | 64.8 | 63 | Non Federally-Regulated | 1988-07-27 |  | 1989-03-22
Empire Comfort Systems | Empire | DVP42FP72 | Direct Vent Gravity Type Wall | Natural Gas | Pressure | FALSE | FALSE | 1 | None | None | Non-Condensing | Single-Stage | 30000 | 20250 |  |  | 66.9 | 64 | Federally-Regulated Consumer Product | 2005-06-14 |  | 2007-11-16
Martin Industries | Martin | F1430-1 ST-1 | Gravity Type Floor Furnace | LPG | No Match | TRUE | FALSE | 1 | None | None | No Match | No Match | 30000 | 19500 |  |  |  |  | Non Federally-Regulated | 1982-05-21 |  | 1998-06-21
Empire Comfort Systems | Empire | GWS-25 | Vented Gravity Type Wall Furna | LPG | No Match | TRUE | FALSE | 1 | None | None | No Match | No Match | 25000 | 17500 |  |  |  |  | Non Federally-Regulated | 1985-10-07 |  | 1998-06-21
Temtex | Temtex | ADL36N | Unvented Room Heater | Natural Gas | No Match | TRUE | FALSE | 1 | None | None | No Match | No Match | 39000 | 39000 |  |  | 99.9 |  | Federally-Regulated Consumer Product | 1997-04-11 |  | 1998-06-21
Perfection Schwank | Perfection | PW835SEL-D | Vented Gravity Type Wall Furna | LPG | No Match | TRUE | FALSE | 1 | None | None | Non-Condensing | Single-Stage | 35000 | 24500 |  |  | 64 | 64 | Federally-Regulated Consumer Product | 1991-02-08 |  | 2003-10-02
Louisville Tin &amp; Stove Co. | Cozy | CF503A | Vented Fan Type Wall Furnace | Natural Gas | No Match | TRUE | FALSE | 1 | None | None | No Match | No Match | 50000 | 40000 |  |  | 74.3 | 74 | Federally-Regulated Consumer Product | 1992-06-03 |  | 1998-06-21
Suburban Manufacturing Co. | Suburban | GVC-65-3 | Vented Room Heater - unspecifi | Natural Gas | No Match | FALSE | FALSE | 1 | None | None | No Match | No Match | 65000 | 45500 |  |  |  |  | Non Federally-Regulated | 1981-03-11 |  | 1984-03-31
Louisville Tin &amp; Stove Co. | Louisville Tin & Stove Co. | DVCF 408* | Direct Vent Fan Type Wall Furn | LPG | Injection Type | FALSE | FALSE | 1 |  | None | Non-Condensing | Single-Stage | 40000 | 32000 | 2 |  | 76.1 | 73 | Federally-Regulated Consumer Product | 2011-06-23 |  | 2011-07-18
Perfection Products Co. | Perfection | PW825TL-B-4 | Vented Gravity Type Wall Furna | LPG | No Match | TRUE | FALSE | 1 | None | None | No Match | No Match | 25000 | 17500 |  |  |  |  | Non Federally-Regulated | 1984-03-31 |  | 1998-06-21
Empire Comfort Systems | Empire | GW-50-3RB | Vented Gravity Type Wall Furna | Natural Gas | No Match | TRUE | FALSE | 1 | None | None | Non-Condensing | Single-Stage | 50000 | 35500 |  |  | 65 | 65 | Federally-Regulated Consumer Product | 1990-09-11 |  | 2007-11-16
Earth Stove, Inc. | Earth Stove | GBV40 | Vented Room Heater - unspecifi | Natural Gas | No Match | TRUE | FALSE | 1 | None | None | No Match | No Match | 40000 | 23700 |  |  | 75 | 64 | Federally-Regulated Consumer Product | 1998-03-31 |  | 1998-06-21
Old Time Stove Co., Inc. | Old Time Stove Co., Inc. | 100LP | Vented Room Heater - unspecifi | LPG | No Match | TRUE | FALSE | 1 | None | None | No Match | No Match | 23000 | 16100 |  |  | 63.7 | 63 | Federally-Regulated Consumer Product | 1997-04-11 |  | 1998-06-21
Martin Industries | Montgomery Ward | KMF23801B-02 | Vented Room Heater - unspecifi | LPG | No Match | TRUE | FALSE | 1 | None | None | No Match | No Match | 15000 | 10500 |  |  |  |  | Non Federally-Regulated | 1982-05-21 |  | 1998-06-21
Kilbury | Kilbury | 14HV-1 | Unvented Room Heater | Natural Gas | No Match | TRUE | FALSE | 1 | None | None | No Match | No Match | 50000 | 50000 |  |  |  |  | Non Federally-Regulated | 1982-05-21 |  | 1998-06-21
Ultra-Aire | Ultra-Aire | UA250S-BRBP | Vented Gravity Type Wall Furna | Natural Gas | No Match | TRUE | FALSE | 1 | None | None | No Match | No Match | 25000 | 17500 |  |  |  |  | Non Federally-Regulated | 1981-06-23 |  | 1998-06-21
Empire Comfort Systems | Empire Comfort Systems | FAW-55IP | Vented Fan Type Wall Furnace | LPG | Pressure | FALSE | FALSE | 1 |  | None | Non-Condensing | Single-Stage | 55000 | 42000 | 300 |  | 74 | 74 | Federally-Regulated Consumer Product | 2011-06-23 |  | 2012-01-03
Rinnai America | Energy Savers | RHFE-431FA-N | Direct Vent Fan Type Wall Furn | Natural Gas | No Match | FALSE | FALSE | 1 | None | None | Non-Condensing | Single-Stage | 16700 | 13360 |  |  | 80 | 73 | Federally-Regulated Consumer Product | 2000-07-18 |  | 2007-11-16
Louisville Tin &amp; Stove Co. | Louisville Tin & Stove Co. | BBT54* | Direct Vent Gravity Type Wall | LPG | Induced Draft | FALSE | FALSE | 1 |  | None | Non-Condensing | Single-Stage | 5000 | 3650 |  |  | 73 | 59 | Federally-Regulated Consumer Product | 2011-06-14 |  | 2011-07-18
Empire Comfort Systems | Empire Comfort Systems | 5088-(2,3) | Gravity Type Floor Furnace | LPG | Pressure | TRUE | FALSE | 1 | Draft Diverter | None | Non-Condensing | Single-Stage | 45000 | 31500 |  |  | 57 | 57 | Federally-Regulated Consumer Product | 2010-01-11 |  | 2012-01-03
Empire Comfort Systems | Empire Comfort Systems | DVC-35-1(SP,IP) | Vented Fan Type Wall Furnace | Natural Gas | Pressure | TRUE | FALSE | 1 |  | None | Non-Condensing | Single-Stage | 35000 | 27700 | 168 | 347 | 75 | 73 | Federally-Regulated Consumer Product | 2013-06-17 |  | 2014-08-28
Williams Furnace Co. | Dayton | 3e+294 | Vented Gravity Type Wall Furna | LPG | No Match | TRUE | FALSE | 1 | None | None | No Match | No Match | 50000 | 35300 |  |  | 65.1 | 65 | Federally-Regulated Consumer Product | 1992-06-03 |  | 1998-06-21
Empire Comfort Systems | Empire Comfort Systems | DV-210-7SG | Vented Gravity Type Wall Furna | Natural Gas | Pressure | TRUE | FALSE | 1 | None | None | Non-Condensing | Single-Stage | 10000 | 7000 |  |  | 62 | 59 | Federally-Regulated Consumer Product | 2010-01-11 |  | 2012-01-03
Williams Furnace Co. | Dearborn | DVF55EI-NAT | Vented Fan Type Wall Furnace | Natural Gas | No Match | FALSE | FALSE | 1 | None | None | No Match | No Match | 55000 | 44000 |  |  |  | 74 | Federally-Regulated Consumer Product | 1992-08-31 |  | 1998-06-21
Williams Furnace Co. | Debonair | 14DV-3-NAT | Direct Vent Gravity Type Wall | Natural Gas | No Match | TRUE | FALSE | 1 | None | None | No Match | No Match | 14000 | 9800 |  |  | 63.1 | 61 | Federally-Regulated Consumer Product | 1992-06-03 |  | 1998-06-21
Regency Industries Canada | Ultimate | U45-LP | Vented Room Heater - unspecifi | LPG | No Match | TRUE | FALSE | 1 | None | None | No Match | No Match | 33000 | 24090 |  |  | 64.8 | 64 | Federally-Regulated Consumer Product | 1997-04-11 |  | 1998-06-21
Williams Furnace Co. | Williams | 5001911 | Vented Room Heater - unspecifi | LPG | No Match | TRUE | FALSE | 1 | None | None | No Match | No Match | 50000 | 37500 |  |  | 68.1 | 65 | Federally-Regulated Consumer Product | 1995-06-15 |  | 1998-06-21
Suburban Manufacturing Co. | Suburban | DLII-1220E | Direct Vent Fan Type Wall Furn | Natural Gas | No Match | FALSE | FALSE | 1 | None | None | Non-Condensing | Single-Stage | 20000 | 15620 |  |  | 78.1 | 73 | Federally-Regulated Consumer Product | 1992-01-22 |  | 1995-06-15
Williams Furnace Co. | Montgomery Ward | SFB-50251B | Vented Fan Type Wall Furnace | Natural Gas | No Match | FALSE | FALSE | 1 | None | None | No Match | No Match | 35000 | 28000 |  |  |  |  | Non Federally-Regulated | 1984-03-31 |  | 1998-06-21
Heil Quaker | Sears | 629.7769 | Vented Fan Type Wall Furnace | LPG | No Match | FALSE | FALSE | 1 | None | None | No Match | No Match | 55000 | 44000 |  |  | 76 | 74 | Non Federally-Regulated | 1988-07-27 |  | 1998-06-21
CFM Majestic, Inc. ( Purchased by Monessen Hearth Systems Company 7/25/2008) | Insta-Flame by Majestic | DVR39 | Direct Vent Gravity Type Wall | LPG | No Match | TRUE | FALSE | 1 | None | None | No Match | No Match | 30000 | 21000 |  |  | 66 | 64 | Federally-Regulated Consumer Product | 1997-04-11 |  | 1998-06-21
Empire Comfort Systems | Empire | DV235-2 | Direct Vent Gravity Type Wall | LPG | No Match | TRUE | FALSE | 1 | None | None | No Match | No Match | 35000 | 24500 |  |  |  |  | Non Federally-Regulated | 1985-10-07 |  | 1998-06-21
Heil Quaker | Sears | 867.7304 | Vented Gravity Type Wall Furna | Natural Gas | No Match | TRUE | FALSE | 1 | None | None | No Match | No Match | 35000 | 24500 |  |  |  |  | Non Federally-Regulated | 1985-10-07 |  | 1998-06-21
Monitor Products, Inc. | Monitor | 441 | Vented Room Heater - unspecifi | Oil | No Match | FALSE | FALSE | 1 | None | None | No Match | No Match | 42820 | 35419 |  |  | 83.3 | 64 | Federally-Regulated Consumer Product | 1995-06-15 |  | 1998-06-21
Perfection Products Co. | Perfection | WSV1205EL-MG | Direct Vent Gravity Type Wall | LPG | No Match | TRUE | FALSE | 1 | None | None | No Match | No Match | 20000 | 14000 |  |  |  |  | Non Federally-Regulated | 1985-10-07 |  | 1998-06-21
Fireplace Products International, Ltd. | Regency | U41IN-NG | Vented Room Heater - unspecifi | Natural Gas | No Match | TRUE | FALSE | 1 | None | None | No Match | No Match | 42000 | 33000 |  |  | 64.6 | 64 | Federally-Regulated Consumer Product | 1998-03-31 |  | 1998-06-21
Williams Furnace Co. | Williams | 6501911 | Vented Room Heater - unspecifi | LPG | No Match | TRUE | FALSE | 1 | None | None | No Match | No Match | 65000 | 50400 |  |  | 70.5 | 65 | Federally-Regulated Consumer Product | 1995-06-15 |  | 1998-06-21
Williams Furnace Co. | Monterey | 50GV-C1-5-LPG | Vented Gravity Type Wall Furna | LPG | No Match | TRUE | FALSE | 1 | None | None | No Match | No Match | 50000 | 35000 |  |  |  |  | Non Federally-Regulated | 1985-10-07 |  | 1998-06-21
Martin Industries | Atlanta Stove | ASC50XX | Vented Fan Type Wall Furnace | LPG | No Match | TRUE | FALSE | 1 | None | None | No Match | No Match | 50000 | 37500 |  |  | 74 | 74 | Federally-Regulated Consumer Product | 1997-04-11 |  | 1998-06-21
Williams Furnace Co. | Forsaire | 6508732(465FX-R NAT) | Vented Fan Type Wall Furnace | Natural Gas | No Match | TRUE | FALSE | 1 | None | None | No Match | No Match | 65000 | 52000 |  |  | 74.1 | 74 | Federally-Regulated Consumer Product | 1995-06-15 |  | 1998-06-21
Williams Furnace Co. | Debonair | 2203711(22DV-3B-LPG) | Direct Vent Gravity Type Wall | LPG | No Match | TRUE | FALSE | 1 | None | None | Non-Condensing | Single-Stage | 22000 | 15400 |  |  | 64.8 | 63 | Federally-Regulated Consumer Product | 1995-06-05 |  | 2012-11-19
Pacific Energy Gas Stoves | Pacific Energy | MIRAGE INSERT B | Vented Room Heater - unspecifi | Natural Gas | No Match | TRUE | FALSE | 1 | None | None | No Match | No Match | 30000 | 20490 |  |  | 68.3 | 64 | Federally-Regulated Consumer Product | 1995-06-15 |  | 1998-06-21
Williams Furnace Co. | Forsaire | 5008732 | Vented Fan Type Wall Furnace | Natural Gas | No Match | TRUE | FALSE | 1 | None | None | Non-Condensing | Single-Stage | 50000 | 40000 |  |  | 74.3 | 74 | Federally-Regulated Consumer Product | 1993-12-10 |  | 1995-06-05
Perfection Products Co. | Perfection | PW835SEL-B-4 | Vented Gravity Type Wall Furna | LPG | No Match | TRUE | FALSE | 1 | None | None | No Match | No Match | 35000 | 24500 |  |  |  |  | Non Federally-Regulated | 1984-03-31 |  | 1998-06-21
Williams Furnace Co. | Williams | 2001621 | Gravity Type Vented Room Heate | LPG | No Match | TRUE | FALSE | 1 | None | None | Non-Condensing | Single-Stage | 20000 | 16000 |  |  | 73 | 58 | Federally-Regulated Consumer Product | 1995-06-05 |  | 2012-11-19
Empire Comfort Systems | Empire Comfort Systems | 7088-(2,3) | Gravity Type Floor Furnace | Natural Gas | Pressure | TRUE | FALSE | 1 | Draft Diverter | None | Non-Condensing | Single-Stage | 65000 | 45500 |  |  | 57 | 57 | Federally-Regulated Consumer Product | 2012-01-03 |  | 2012-11-16
Louisville Tin &amp; Stove Co. | Louisville Tin & Stove Co. | W355* | Vented Gravity Type Wall Furna | Natural Gas | Injection Type | TRUE | FALSE | 0 | Draft Diverter | None | Non-Condensing | Single-Stage | 35000 | 24500 |  |  | 64.1 | 64 | Federally-Regulated Consumer Product | 2013-06-17 |  | 2014-08-28
Empire Comfort Systems | Empire | RH-370-1VS | Vented Room Heater - unspecifi | Natural Gas | No Match | TRUE | FALSE | 1 | None | None | No Match | No Match | 70000 | 49350 |  |  | 65 | 65 | Non Federally-Regulated | 1988-07-27 |  | 1998-06-21
Louisville Tin &amp; Stove Co. | Cozy | W502C | Vented Gravity Type Wall Furna | LPG | No Match | TRUE | FALSE | 1 | None | None | Non-Condensing | Single-Stage | 50000 | 35000 |  |  | 65.1 | 65 | Federally-Regulated Consumer Product | 1991-11-13 |  | 1993-05-18
Louisville Tin &amp; Stove Co. | Louisville Tin & Stove Co. | CDV-255* | Direct Vent Gravity Type Wall | Natural Gas | Injection Type | TRUE | FALSE | 1 |  | None | Non-Condensing | Single-Stage | 25000 | 17500 |  |  | 63 | 63 | Federally-Regulated Consumer Product | 2011-06-14 |  | 2011-07-18
Empire Comfort Systems | Empire Comfort Systems | RH65-6 | Gravity Type Vented Room Heate | Natural Gas | Pressure | TRUE | FALSE | 1 |  | None | Non-Condensing | Single-Stage | 65000 | 45500 |  |  | 68 | 65 | Federally-Regulated Consumer Product | 2013-06-17 |  | 2014-08-28
Williams Furnace Co. | Williams | 50EHB-LPG | Gravity Type Vented Room Heate | LPG | No Match | TRUE | FALSE | 1 | None | None | Non-Condensing | Single-Stage | 50000 | 35000 |  |  | 67.4 | 65 | Federally-Regulated Consumer Product | 1991-08-29 |  | 1995-06-05
Williams Furnace Co. | Williams | 6502812 (65RHB NAT) | Vented Room Heater - unspecifi | Natural Gas | No Match | TRUE | FALSE | 1 | None | None | No Match | No Match | 65000 | 45500 |  |  | 68.3 | 65 | Federally-Regulated Consumer Product | 1995-06-15 |  | 1998-06-21
Williams Furnace Co. | Debonair | 2203721(22DV-5B-LPG) | Direct Vent Gravity Type Wall | LPG | No Match | TRUE | FALSE | 1 | None | None | Non-Condensing | Single-Stage | 22000 | 15400 |  |  | 64.8 | 63 | Federally-Regulated Consumer Product | 1995-06-05 |  | 2012-11-19
Earth Stove, Inc. | Earth Stove | TG40 | Gravity Type Vented Room Heate | LPG | No Match | TRUE | FALSE | 1 | None | None | Non-Condensing | Single-Stage | 31000 | 22300 |  |  | 66.7 | 64 | Federally-Regulated Consumer Product | 1993-07-26 |  | 1995-06-02
CFM Majestic, Inc. ( Purchased by Monessen Hearth Systems Company 7/25/2008) | Insta-Flame | HE30TN | Gravity Type Vented Room Heate | Natural Gas | No Match | TRUE | FALSE | 1 | None | None | Non-Condensing | Single-Stage | 30000 | 22800 |  |  | 74.3 | 64 | Federally-Regulated Consumer Product | 1992-06-02 |  | 1995-05-05
Martin Industries | Warm Morning | Y-50GMAL | Vented Room Heater - unspecifi | LPG | No Match | TRUE | FALSE | 1 | None | None | No Match | No Match | 50000 | 35000 |  |  |  | 65 | Non Federally-Regulated | 1988-07-27 |  | 1998-06-21
Louisville Tin &amp; Stove Co. | Cozy | DVCF408A | Direct Vent Fan Type Wall Furn | LPG | No Match | FALSE | FALSE | 1 | None | None | No Match | No Match | 40000 | 32000 |  |  | 76.5 | 73 | Federally-Regulated Consumer Product | 1995-06-15 |  | 1998-06-21
Martin Industries | Montgomery Ward | KMF23804B-01 | Vented Room Heater - unspecifi | Natural Gas | No Match | TRUE | FALSE | 1 | None | None | No Match | No Match | 50000 | 35000 |  |  |  |  | Non Federally-Regulated | 1981-03-11 |  | 1998-06-21
Williams Furnace Co. | Sears | 629.7569 | Direct Vent Fan Type Wall Furn | Natural Gas | No Match | FALSE | FALSE | 1 | None | None | No Match | No Match | 55000 | 44000 |  |  | 77.5 | 74 | Non Federally-Regulated | 1989-03-22 |  | 1998-06-21
Empire Comfort Systems | Empire Comfort Systems | FAW-40-1(SP,IP) | Vented Fan Type Wall Furnace | LPG | Pressure | TRUE | FALSE | 1 |  | None | Non-Condensing | Single-Stage | 40000 | 31000 | 240 |  | 74 | 73 | Federally-Regulated Consumer Product | 2011-06-23 |  | 2012-01-03
Hunter Energy & Technology | Hunter | PW/WF35-3 | Vented Room Heater - unspecifi | Natural Gas | No Match | TRUE | FALSE | 1 | None | None | No Match | No Match | 35000 | 25000 |  |  | 65.8 | 64 | Federally-Regulated Consumer Product | 1995-06-15 |  | 1998-06-21
Efel North America | Efel North America | GASHARMONY | Vented Room Heater - unspecifi | Natural Gas | No Match | TRUE | FALSE | 1 | None | None | No Match | No Match | 50000 | 36000 |  |  | 73 | 65 | Federally-Regulated Consumer Product | 1997-04-11 |  | 1998-06-21
Williams Furnace Co. | Montgomery Ward | SFB-50176B | Vented Gravity Type Wall Furna | LPG | No Match | TRUE | FALSE | 1 | None | None | No Match | No Match | 50000 | 35000 |  |  |  |  | Non Federally-Regulated | 1984-03-31 |  | 1998-06-21
Empire Comfort Systems | Empire | DV-60-CIP | Direct Vent Fan Type Wall Furn | Natural Gas | No Match | FALSE | FALSE | 1 | None | None | No Match | No Match | 55000 | 44000 |  |  |  | 74 | Non Federally-Regulated | 1988-01-29 |  | 1988-07-27
Williams Furnace Co. | Williams | 500(1,2)(5,9)21A | Gravity Type Vented Room Heate | LPG | Pressure | TRUE | FALSE | 0 |  | None | Non-Condensing | Single-Stage | 50000 | 34500 |  |  | 68 | 65 | Federally-Regulated Consumer Product | 2013-07-10 |  | 2014-05-07
Williams Furnace Co. | Williams | 435FX-LPG | Vented Fan Type Wall Furnace | LPG | No Match | TRUE | FALSE | 1 | None | None | No Match | No Match | 35000 | 28000 |  |  |  |  | Non Federally-Regulated | 1984-03-31 |  | 1998-06-21
Williams Furnace Co. | Martin | MFX35B LP | Vented Fan Type Wall Furnace | LPG | No Match | TRUE | FALSE | 1 | None | None | No Match | No Match | 35000 | 28000 |  |  | 74.8 | 73 | Federally-Regulated Consumer Product | 1992-06-03 |  | 1998-06-21
Heil Quaker | Quaker | NWGDA20AG** | Direct Vent Gravity Type Wall | Natural Gas | No Match | TRUE | FALSE | 1 | None | None | No Match | No Match | 20000 | 14000 |  |  |  |  | Non Federally-Regulated | 1984-03-31 |  | 1998-06-21
Louisville Tin &amp; Stove Co. | Cozy | DVCF654 | Direct Vent Fan Type Wall Furn | LPG | No Match | TRUE | FALSE | 1 | None | None | No Match | No Match | 62500 | 48750 |  |  | 74.3 | 74 | Federally-Regulated Consumer Product | 1995-06-15 |  | 1998-06-21
CFM Majestic, Inc. ( Purchased by Monessen Hearth Systems Company 7/25/2008) | Insta-Flame | HE30TP | Gravity Type Vented Room Heate | LPG | No Match | TRUE | FALSE | 1 | None | None | Non-Condensing | Single-Stage | 22000 | 16720 |  |  | 74.3 | 63 | Federally-Regulated Consumer Product | 1992-06-02 |  | 1995-05-05
Williams Furnace Co. | Dearborn | DKS55EI-NAT | Direct Vent Fan Type Wall Furn | Natural Gas | No Match | FALSE | FALSE | 1 | None | None | No Match | No Match | 55000 | 44000 |  |  |  |  | Non Federally-Regulated | 1981-08-01 |  | 1998-06-21
Rinnai America | Rinnai | RHFE-556FAIII-P | Direct Vent Fan Type Wall Furn | LPG | No Match | FALSE | FALSE | 1 | None | None | Non-Condensing | Single-Stage | 20700 | 16990 |  |  | 84.2 | 73 | Federally-Regulated Consumer Product | 1999-09-17 |  | 2000-07-18
Martin Industries | Aspen | C30 LST | Vented Room Heater - unspecifi | LPG | No Match | TRUE | FALSE | 1 | None | None | No Match | No Match | 30000 | 21000 |  |  |  |  | Non Federally-Regulated | 1985-10-07 |  | 1998-06-21
Louisville Tin &amp; Stove Co. | Louisville Tin & Stove Co. | 90N30* | Gravity Type Floor Furnace | Natural Gas | Injection Type | TRUE | FALSE | 1 | Draft Hood | None | Non-Condensing | Single-Stage | 30000 | 21000 |  |  | 57 | 56 | Federally-Regulated Consumer Product | 2011-06-14 |  | 2011-07-18
Williams Furnace Co. | Sears | 629.7567 | Vented Gravity Type Wall Furna | Natural Gas | No Match | TRUE | FALSE | 1 | None | None | No Match | No Match | 35000 | 34500 |  |  | 64.1 | 64 | Non Federally-Regulated | 1989-03-22 |  | 1990-06-26
Louisville Tin &amp; Stove Co. | Cozy | W256A | Vented Gravity Type Wall Furna | LPG | No Match | TRUE | FALSE | 1 | None | None | No Match | No Match | 25000 | 17500 |  |  | 63 | 63 | Non Federally-Regulated | 1988-07-27 |  | 1998-06-21
Perfection Products Co. | Perfection | VC270TL-iJ | Vented Room Heater - unspecifi | LPG | No Match | TRUE | FALSE | 1 | None | None | No Match | No Match | 70000 | 49000 |  |  |  | 65 | Non Federally-Regulated | 1988-07-27 |  | 1998-06-21
Addison Products | Dearborn Baronet II | DRH65* | Vented Room Heater - unspecifi | Natural Gas | No Match | TRUE | FALSE | 1 | None | None | No Match | No Match | 65000 | 45000 |  |  |  |  | Non Federally-Regulated | 1984-03-31 |  | 1998-06-21
Martin Industries | Midland International | V6870 | Vented Room Heater - unspecifi | Natural Gas | No Match | TRUE | FALSE | 1 | None | None | No Match | No Match | 70000 | 49000 |  |  | 65 | 65 | Federally-Regulated Consumer Product | 1992-06-03 |  | 1998-06-21
Empire Comfort Systems | Empire Comfort Systems | DV-55SPP | Vented Fan Type Wall Furnace | LPG | Pressure | TRUE | FALSE | 1 |  | None | Non-Condensing | Single-Stage | 55000 | 43000 | 204 | 422 | 76 | 74 | Federally-Regulated Consumer Product | 2012-03-02 |  | 2013-06-17
Johnson Gas Appliance Co. | Mendota | MIG36 | Gravity Type Vented Room Heate | Natural Gas | No Match | TRUE | FALSE | 1 | None | None | Non-Condensing | Single-Stage | 38000 | 27400 |  |  | 72.1 | 64 | Federally-Regulated Consumer Product | 1992-08-24 |  | 1995-05-22
Orrville Products | Comfortec | CFSDV30TP | Direct Vent Gravity Type Wall | LPG | No Match | TRUE | FALSE | 1 | None | None | No Match | No Match | 21000 | 14700 |  |  | 69.8 | 63 | Federally-Regulated Consumer Product | 1998-03-31 |  | 1998-06-21
Williams Furnace Co. | Montgomery Ward | SFB-50174A | Vented Gravity Type Wall Furna | LPG | No Match | TRUE | FALSE | 1 | None | None | No Match | No Match | 34000 | 23800 |  |  |  |  | Non Federally-Regulated | 1981-03-11 |  | 1998-06-21
CFM Majestic, Inc. ( Purchased by Monessen Hearth Systems Company 7/25/2008) | Insta-Flame | FSDV30 | Direct Vent Gravity Type Wall | Natural Gas | No Match | TRUE | FALSE | 1 | None | None | Non-Condensing | Single-Stage | 30000 | 22800 |  |  | 76 | 64 | Federally-Regulated Consumer Product | 1993-08-02 |  | 1997-04-11
Fireplace Products International, Ltd. | Regency | U41FS-LP | Vented Room Heater - unspecifi | LPG | No Match | TRUE | FALSE | 1 | None | None | No Match | No Match | 38000 | 30400 |  |  | 64.9 | 64 | Federally-Regulated Consumer Product | 1998-03-31 |  | 1998-06-21
Orrville Products | Comfortec | CDV32RN | Direct Vent Gravity Type Wall | Natural Gas | No Match | TRUE | FALSE | 1 | None | None | Non-Condensing | Single-Stage | 21500 | 16300 |  |  | 75.8 | 63 | Federally-Regulated Consumer Product | 1994-07-15 |  | 1995-06-02
Empire Comfort Systems | Empire | DV-35-2MH | Direct Vent Gravity Type Wall | Natural Gas | No Match | TRUE | FALSE | 1 | None | None | Non-Condensing | Single-Stage | 35000 | 24000 |  |  | 64 | 64 | Federally-Regulated Consumer Product | 1997-03-18 |  | 2007-11-16
Williams Furnace Co. | Monterey | 35GV-C-3 NAT | Vented Gravity Type Wall Furna | Natural Gas | No Match | TRUE | FALSE | 1 | None | None | Non-Condensing | Single-Stage | 35000 | 24500 |  |  | 64.1 | 64 | Federally-Regulated Consumer Product | 1991-08-29 |  | 1995-06-05
Perfection Products Co. | Perfection | VC220TN-KS-1 | Vented Room Heater - unspecifi | Natural Gas | No Match | TRUE | FALSE | 1 | None | None | No Match | No Match | 19000 | 14307 |  |  | 66.1 | 58 | Non Federally-Regulated | 1988-01-29 |  | 1998-06-21
Valor Homeflame | Homeflame | 475AB-P | Vented Room Heater - unspecifi | LPG | No Match | FALSE | FALSE | 1 | None | None | No Match | No Match | 19500 | 14430 |  |  |  | 58 | Non Federally-Regulated | 1988-01-29 |  | 1998-06-21
Controlled Energy Corp. | Ecotherm | MV-120 | Direct Vent Gravity Type Wall | Natural Gas | No Match | TRUE | FALSE | 1 | None | None | Non-Condensing | Single-Stage | 8400 | 6532 |  |  | 65.8 | 59 | Federally-Regulated Consumer Product | 1995-04-11 |  | 2013-04-22
Williams Furnace Co. | Dearborn | DKS40EI-LPG | Direct Vent Fan Type Wall Furn | LPG | No Match | FALSE | FALSE | 1 | None | None | No Match | No Match | 40000 | 32000 |  |  |  |  | Non Federally-Regulated | 1981-07-29 |  | 1998-06-21
CFM Majestic, Inc. ( Purchased by Monessen Hearth Systems Company 7/25/2008) | Insta-Flame by Majestic | DVR33** | Direct Vent Gravity Type Wall | LPG | No Match | TRUE | FALSE | 1 | None | None | Non-Condensing | Single-Stage | 20000 | 14000 |  |  | 66 | 63 | Federally-Regulated Consumer Product | 1996-09-03 |  | 1997-11-20
Louisville Tin &amp; Stove Co. | Cozy | CDV155 | Direct Vent Gravity Type Wall | Natural Gas | No Match | TRUE | FALSE | 1 | None | None | No Match | No Match | 15000 | 10500 |  |  | 61 | 61 | Federally-Regulated Consumer Product | 1990-06-26 |  | 1998-06-21
Empire Comfort Systems | Empire | DVS-36RF-1 | Direct Vent Gravity Type Wall | Natural Gas | No Match | TRUE | FALSE | 1 | None | None | Non-Condensing | Single-Stage | 25000 | 17500 |  |  | 63 | 63 | Federally-Regulated Consumer Product | 2001-11-13 |  | 2007-11-16
Heil Quaker | Sears | 629.7569 | Direct Vent Fan Type Wall Furn | Natural Gas | No Match | FALSE | FALSE | 1 | None | None | No Match | No Match | 55000 | 44000 |  |  | 77.5 | 74 | Non Federally-Regulated | 1988-07-27 |  | 1998-06-21
Perfection Schwank | Perfection | PDW850TN-D | Vented Gravity Type Wall Furna | Natural Gas | No Match | TRUE | FALSE | 1 | None | None | No Match | No Match | 50000 | 35000 |  |  | 55 | 65 | Federally-Regulated Consumer Product | 1998-03-31 |  | 1998-06-21
Williams Furnace Co. | Suburban | DWW-40E-LP | Direct Vent Fan Type Wall Furn | LPG | No Match | FALSE | FALSE | 1 | None | None | No Match | No Match | 40000 | 32000 |  |  | 77.5 | 73 | Non Federally-Regulated | 1989-03-22 |  | 1998-06-21
Williams Furnace Co. | Sears | 629.7769 | Direct Vent Fan Type Wall Furn | LPG | No Match | TRUE | FALSE | 1 | None | None | Non-Condensing | Single-Stage | 55000 | 44000 |  |  | 75.3 | 74 | Non Federally-Regulated | 1988-03-14 |  | 1995-06-05
Heil Quaker | Sears | 867.7581 | Vented Gravity Type Wall Furna | Natural Gas | No Match | TRUE | FALSE | 1 | None | None | No Match | No Match | 35000 | 24500 |  |  |  |  | Non Federally-Regulated | 1985-10-07 |  | 1998-06-21
Williams Furnace Co. | Forsaire | 4007731(400DVX-RLPG) | Direct Vent Fan Type Wall Furn | LPG | No Match | TRUE | FALSE | 1 | None | None | No Match | No Match | 40000 | 32000 |  |  | 75.4 | 73 | Federally-Regulated Consumer Product | 1995-06-15 |  | 1998-06-21
Suburban Manufacturing Co. | Suburban | UWW-55E-NAT | Vented Fan Type Wall Furnace | Natural Gas | No Match | FALSE | FALSE | 1 | None | None | No Match | No Match | 55000 | 44000 |  |  | 76 | 74 | Non Federally-Regulated | 1988-07-27 |  | 1998-06-21
Williams Furnace Co. | Dearborn | DWF35BR-NAT.. | Vented Gravity Type Wall Furna | Natural Gas | No Match | TRUE | FALSE | 1 | None | None | No Match | No Match | 35000 | 24500 |  |  |  | 64 | Federally-Regulated Consumer Product | 1992-08-31 |  | 1998-06-21
LSC, Inc. | LSC, Inc. | LSC10L | Direct Vent Gravity Type Wall | LPG | No Match | TRUE | FALSE | 1 | None | None | No Match | No Match | 10000 | 7000 |  |  |  |  | Non Federally-Regulated | 1984-03-31 |  | 1998-06-21
Heil Quaker | Quaker | NWGAA50AD** | Direct Vent Fan Type Wall Furn | Natural Gas | No Match | FALSE | FALSE | 1 | None | None | No Match | No Match | 50000 | 40000 |  |  |  |  | Non Federally-Regulated | 1984-03-31 |  | 1998-06-21
Louisville Tin &amp; Stove Co. | Louisville Tin & Stove Co. | CF558* | Vented Fan Type Wall Furnace | LPG | Injection Type | FALSE | FALSE | 1 |  | None | Non-Condensing | Single-Stage | 55000 | 44000 | 100 | 86 | 76 | 74 | Federally-Regulated Consumer Product | 2011-07-18 |  | 2013-06-17
Williams Furnace Co. | Monterey | 5009712 | Vented Gravity Type Wall Furna | Natural Gas | No Match | TRUE | FALSE | 1 | None | None | Non-Condensing | Single-Stage | 50000 | 35300 |  |  | 65.1 | 65 | Federally-Regulated Consumer Product | 1993-12-10 |  | 1995-06-05
Williams Furnace Co. | Dearborn | DWF50BG-l NAT | Vented Gravity Type Wall Furna | Natural Gas | No Match | TRUE | FALSE | 1 | None | None | No Match | No Match | 50000 | 35000 |  |  |  |  | Non Federally-Regulated | 1981-08-21 |  | 1998-06-21
CFM Majestic, Inc. ( Purchased by Monessen Hearth Systems Company 7/25/2008) | Northern Flame by Majestic | A125TN | Vented Room Heater - unspecifi | Natural Gas | No Match | TRUE | FALSE | 1 | None | None | No Match | No Match | 20000 | 14000 |  |  | 58 | 58 | Federally-Regulated Consumer Product | 1998-03-31 |  | 1998-06-21
Louisville Tin &amp; Stove Co. | Cozy | DV25 | Direct Vent Gravity Type Wall | Natural Gas | No Match | TRUE | FALSE | 1 | None | None | No Match | No Match | 25000 | 17500 |  |  | 63 | 63 | Non Federally-Regulated | 1988-07-27 |  | 1998-06-21
Williams Furnace Co. | Sahara | 25GV-C-5 | Vented Gravity Type Wall Furna | LPG | No Match | TRUE | FALSE | 1 | None | None | No Match | No Match | 25000 | 17500 |  |  |  |  | Non Federally-Regulated | 1985-10-07 |  | 1998-06-21
Williams Furnace Co. | Williams | 6257732 | Direct Vent Gravity Type Wall | Natural Gas | Pressure | TRUE | FALSE | 1 |  | None | Non-Condensing | Single-Stage | 62500 | 50000 |  |  | 76.1 | 65 | Federally-Regulated Consumer Product | 2011-08-22 |  | 2013-05-10
Addison Products | Dearborn Baronet II | DRH35* | Vented Room Heater - unspecifi | LPG | No Match | TRUE | FALSE | 1 | None | None | No Match | No Match | 30000 | 21000 |  |  |  |  | Non Federally-Regulated | 1984-03-31 |  | 1998-06-21
Empire Comfort Systems | Empire | GWT-25-2SG | Vented Gravity Type Wall Furna | Natural Gas | Pressure | TRUE | FALSE | 1 | None | None | Non-Condensing | Single-Stage | 25000 | 18000 |  |  | 67 | 63 | Federally-Regulated Consumer Product | 2001-06-15 |  | 2007-11-16
Innovative Hearth Products | Astria | GEMNI40DEP | Gravity Type Vented Room Heate | LPG | Luminous | FALSE | FALSE | 1 | None | None | Non-Condensing | Single-Stage | 19000 | 12730 |  |  | 66 | 61 | Federally-Regulated Consumer Product | 2015-03-13 |  | 2015-03-20
Williams Furnace Co. | Williams | 5001811 (50EH8 LPG) | Vented Room Heater - unspecifi | LPG | No Match | TRUE | FALSE | 1 | None | None | No Match | No Match | 50000 | 35000 |  |  | 67.4 | 65 | Federally-Regulated Consumer Product | 1995-06-15 |  | 1998-06-21
Hussong Manufacturing Co. | Kozy Heat | 7610V | Direct Vent Gravity Type Wall | Natural Gas | No Match | TRUE | FALSE | 1 | None | None | No Match | No Match | 33500 | 24600 |  |  | 66.9 | 64 | Federally-Regulated Consumer Product | 1995-06-15 |  | 1998-06-21
Addison Products | Dearborn Baronet II | DRH50*-*-* | Vented Room Heater - unspecifi | Natural Gas | No Match | TRUE | FALSE | 1 | None | None | No Match | No Match | 50000 | 35000 |  |  |  |  | Non Federally-Regulated | 1984-03-31 |  | 1998-06-21
Faber Manufacturing | Faber Gas Fireplaces | ARIZONA Y INSERT | Gravity Type Vented Room Heate | LPG | No Match | TRUE | FALSE | 1 | None | None | Non-Condensing | Single-Stage | 25000 | 18750 |  |  | 77 | 63 | Federally-Regulated Consumer Product | 1993-08-02 |  | 1994-01-07
Heat-N-Glo Fireplace Products | Heat-N-Glo | DVT-INSERT | Direct Vent Gravity Type Wall | Natural Gas | No Match | TRUE | FALSE | 1 | None | None | No Match | No Match | 30000 | 23100 |  |  | 68.6 | 64 | Federally-Regulated Consumer Product | 1995-06-15 |  | 1998-06-21
Louisville Tin &amp; Stove Co. | Louisville Tin & Stove Co. | BBT53* | Direct Vent Gravity Type Wall | Natural Gas | Induced Draft | FALSE | FALSE | 1 |  | None | Non-Condensing | Single-Stage | 5000 | 3650 |  |  | 73 | 59 | Federally-Regulated Consumer Product | 2007-11-20 |  | 2011-06-14
Empire Comfort Systems | Empire | DV215-6SG | Direct Vent Gravity Type Wall | Natural Gas | No Match | TRUE | FALSE | 1 | None | None | No Match | No Match | 15000 | 10500 |  |  |  |  | Non Federally-Regulated | 1985-10-07 |  | 1998-06-21
Martin Industries | Midland International | V6970 | Gravity Type Vented Room Heate | Natural Gas | No Match | TRUE | FALSE | 1 | None | None | Non-Condensing | Single-Stage | 70000 | 49000 |  |  | 65 | 65 | Federally-Regulated Consumer Product | 1992-04-30 |  | 1992-06-19
Williams Furnace Co. | Williams | 6502522 | Gravity Type Vented Room Heate | Natural Gas | No Match | TRUE | FALSE | 1 | None | None | Non-Condensing | Single-Stage | 65000 | 50400 |  |  | 70.5 | 65 | Federally-Regulated Consumer Product | 1995-06-05 |  | 2012-11-19
Williams Furnace Co. | Williams | 3502812 | Gravity Type Vented Room Heate | Natural Gas | No Match | TRUE | FALSE | 1 | None | None | Non-Condensing | Single-Stage | 35000 | 24500 |  |  | 67.1 | 64 | Federally-Regulated Consumer Product | 1993-12-10 |  | 1995-06-05
Empire Comfort Systems | Empire | GWT-25-2 | Vented Gravity Type Wall Furna | Natural Gas | Pressure | TRUE | FALSE | 1 | None | None | Non-Condensing | Single-Stage | 25000 | 18000 |  |  | 67 | 63 | Federally-Regulated Consumer Product | 2001-05-23 |  | 2007-11-16
Louisville Tin &amp; Stove Co. | Cozy | W505A | Vented Gravity Type Wall Furna | Natural Gas | No Match | TRUE | FALSE | 1 | None | None | No Match | No Match | 50000 | 35000 |  |  |  |  | Non Federally-Regulated | 1985-10-07 |  | 1998-06-21
Perfection Schwank | Perfection | VC270CTL-W | Gravity Type Vented Room Heate | LPG | No Match | TRUE | FALSE | 1 | None | None | Non-Condensing | Single-Stage | 70000 | 49000 |  |  | 65 | 65 | Federally-Regulated Consumer Product | 1991-02-08 |  | 2003-10-02
Perfection Schwank | Perfection | WASV712RTL | Direct Vent Gravity Type Wall | LPG | No Match | TRUE | FALSE | 1 | None | None | No Match | No Match | 12000 | 8400 |  |  | 60 | 60 | Federally-Regulated Consumer Product | 1992-06-03 |  | 1998-06-21
Williams Furnace Co. | Debonair | 30MH-5 LPG (NAT) | Direct Vent Gravity Type Wall | Natural Gas | No Match | TRUE | FALSE | 1 | None | None | Non-Condensing | Single-Stage | 30000 | 21000 |  |  | 65.1 | 64 | Federally-Regulated Consumer Product | 1991-08-29 |  | 1995-06-05
Williams Furnace Co. | Forsaire Magnum | 6008132 | Vented Fan Type Wall Furnace | Natural Gas | No Match | FALSE | FALSE | 1 | None | None | No Match | No Match | 60000 | 48600 |  |  | 78 | 74 | Federally-Regulated Consumer Product | 1995-06-15 |  | 1998-06-21
Louisville Tin &amp; Stove Co. | Louisville Tin & Stove Co. | CDV-155* | Direct Vent Gravity Type Wall | Natural Gas | Injection Type | TRUE | FALSE | 1 |  | None | Non-Condensing | Single-Stage | 15000 | 10500 |  |  | 64 | 61 | Federally-Regulated Consumer Product | 2007-11-20 |  | 2011-06-14
Williams Furnace Co. | Dayton | 3e+292 | Vented Gravity Type Wall Furna | LPG | No Match | TRUE | FALSE | 1 | None | None | No Match | No Match | 25000 | 17500 |  |  |  |  | Non Federally-Regulated | 1985-10-07 |  | 1988-01-29
Williams Furnace Co. | Forsaire | 435FEI-NAT | Vented Fan Type Wall Furnace | Natural Gas | No Match | FALSE | FALSE | 1 | None | None | No Match | No Match | 35000 | 28000 |  |  |  |  | Non Federally-Regulated | 1981-03-11 |  | 1988-03-14
Louisville Tin &amp; Stove Co. | Cozy | C*60B | Gravity Type Vented Room Heate | Natural Gas | No Match | TRUE | FALSE | 1 | None | None | Non-Condensing | Single-Stage | 60000 | 39600 |  |  | 66.2 | 65 | Federally-Regulated Consumer Product | 1990-06-25 |  | 1992-05-07
Orrville Products | Comfortec | CDV34RP | Gravity Type Vented Room Heate | LPG | No Match | TRUE | FALSE | 1 | None | None | Non-Condensing | Single-Stage | 18000 | 13500 |  |  | 73.5 | 57 | Federally-Regulated Consumer Product | 1993-04-09 |  | 1995-06-02
Louisville Tin &amp; Stove Co. | Louisville Tin & Stove Co. | CF353* | Vented Fan Type Wall Furnace | Natural Gas | Injection Type | TRUE | FALSE | 1 |  | None | Non-Condensing | Single-Stage | 35000 | 28000 | 2 |  | 74.8 | 73 | Federally-Regulated Consumer Product | 2011-06-23 |  | 2011-07-18
Empire Comfort Systems | Empire | GW-50-2RB | Vented Gravity Type Wall Furna | Natural Gas | No Match | TRUE | FALSE | 1 | None | None | Non-Condensing | Single-Stage | 50000 | 35500 |  |  | 65.5 | 65 | Non Federally-Regulated | 1989-02-27 |  | 1993-12-14
Williams Furnace Co. | Forsaire | 450FX-R NAT | Vented Fan Type Wall Furnace | Natural Gas | No Match | TRUE | FALSE | 1 | None | None | No Match | No Match | 50000 | 40000 |  |  | 74.3 | 74 | Federally-Regulated Consumer Product | 1992-06-03 |  | 1998-06-21
Empire Comfort Systems | Empire Comfort Systems | MV-130 | Vented Gravity Type Wall Furna | LPG | Injection Type | TRUE | FALSE | 1 |  | None | Non-Condensing | Single-Stage | 14000 | 10080 |  |  | 69 | 61 | Federally-Regulated Consumer Product | 2012-11-16 |  | 2013-11-13
Louisville Tin &amp; Stove Co. | Louisville Tin & Stove Co. | W256* | Vented Gravity Type Wall Furna | LPG | Injection Type | TRUE | FALSE | 0 | Draft Diverter | None | Non-Condensing | Single-Stage | 25000 | 17500 |  |  | 63 | 63 | Federally-Regulated Consumer Product | 2013-06-17 |  | 2014-08-28
Williams Furnace Co. | Continental | RFT55-0P | Vented Fan Type Wall Furnace | LPG | No Match | TRUE | FALSE | 1 | None | None | No Match | No Match | 55000 | 44000 |  |  | 75.3 | 74 | Federally-Regulated Consumer Product | 1997-04-11 |  | 1998-06-21
Ultra-Aire | Ultra-Aire | UA250S | Vented Gravity Type Wall Furna | Natural Gas | No Match | TRUE | FALSE | 1 | None | None | No Match | No Match | 25000 | 17500 |  |  |  |  | Non Federally-Regulated | 1981-06-15 |  | 1998-06-21
Perfection Products Co. | Perfection | CV750IPL | Direct Vent Fan Type Wall Furn | LPG | No Match | FALSE | FALSE | 1 | None | None | No Match | No Match | 50000 | 40000 |  |  |  |  | Non Federally-Regulated | 1985-10-07 |  | 1998-06-21
Williams Furnace Co. | Monterey Magnum | 5009511 | Vented Gravity Type Wall Furna | LPG | No Match | TRUE | FALSE | 1 | None | None | Non-Condensing | Single-Stage | 50000 | 38900 |  |  | 70.5 | 65 | Federally-Regulated Consumer Product | 1993-12-10 |  | 2012-11-19
Williams Furnace Co. | Debonair | 14MH-5 LPG (NAT) | Direct Vent Gravity Type Wall | Natural Gas | No Match | TRUE | FALSE | 1 | None | None | Non-Condensing | Single-Stage | 14000 | 9800 |  |  | 62.1 | 61 | Federally-Regulated Consumer Product | 1991-08-29 |  | 1995-06-05
Orrville Products | Comfortec | C30TN | Vented Room Heater - unspecifi | Natural Gas | No Match | TRUE | FALSE | 1 | None | None | No Match | No Match | 30000 | 22300 |  |  | 74.2 | 64 | Federally-Regulated Consumer Product | 1997-04-11 |  | 1998-06-21
Louisville Tin &amp; Stove Co. | Louisville Tin & Stove Co. | DVCF 653* | Direct Vent Fan Type Wall Furn | Natural Gas | Injection Type | TRUE | FALSE | 1 |  | None | Non-Condensing | Single-Stage | 62500 | 50000 | 2 |  | 74.3 | 74 | Federally-Regulated Consumer Product | 2011-06-23 |  | 2011-07-18
Williams Furnace Co. | Forsaire | 455FX-R-LPG | Vented Fan Type Wall Furnace | LPG | No Match | TRUE | FALSE | 1 | None | None | No Match | No Match | 55000 | 44000 |  |  | 75.3 | 74 | Non Federally-Regulated | 1988-07-27 |  | 1998-06-21
Williams Furnace Co. | Monterey | 35GVHE-3 LPG | Vented Gravity Type Wall Furna | LPG | No Match | TRUE | FALSE | 1 | None | None | Non-Condensing | Single-Stage | 35000 | 27300 |  |  | 71.2 | 64 | Federally-Regulated Consumer Product | 1992-09-04 |  | 1995-06-05
Louisville Tin &amp; Stove Co. | Cozy | 83B65A-MIL | Gravity Type Floor Furnace | Natural Gas | No Match | TRUE | FALSE | 1 | None | None | No Match | No Match | 62000 | 43400 |  |  |  |  | Non Federally-Regulated | 1985-10-07 |  | 1998-06-21
Williams Furnace Co. | Monterey | 50GV-5-LPG | Vented Gravity Type Wall Furna | LPG | No Match | TRUE | FALSE | 1 | None | None | No Match | No Match | 50000 | 35000 |  |  |  |  | Non Federally-Regulated | 1982-05-21 |  | 1998-06-21
Williams Furnace Co. | Forsaire | 550DVX-R NAT | Direct Vent Fan Type Wall Furn | Natural Gas | No Match | TRUE | FALSE | 1 | None | None | Non-Condensing | Single-Stage | 55000 | 44000 |  |  | 76 | 74 | Federally-Regulated Consumer Product | 1991-08-29 |  | 1992-05-29
Martin Industries | Williams | EVH35 | Gravity Type Vented Room Heate | Natural Gas | No Match | TRUE | FALSE | 1 | None | None | Non-Condensing | Single-Stage | 35000 | 24500 |  |  | 64 | 64 | Non Federally-Regulated | 1988-02-05 |  | 1993-12-14
Louisville Tin &amp; Stove Co. | Cozy | DVCF407 | Direct Vent Fan Type Wall Furn | Natural Gas | No Match | TRUE | FALSE | 1 | None | None | No Match | No Match | 40000 | 32000 |  |  | 76.1 | 73 | Federally-Regulated Consumer Product | 1997-04-11 |  | 1998-06-21
Malm Fireplaces, Inc. | Sonoma Stove | SONOMA INSERT | Vented Room Heater - unspecifi | Natural Gas | No Match | TRUE | FALSE | 1 | None | None | No Match | No Match | 25000 | 18000 |  |  | 63.1 | 63 | Federally-Regulated Consumer Product | 1995-06-15 |  | 1998-06-21
Empire Stove | Empire | DV235-2SG | Direct Vent Gravity Type Wall | Natural Gas | No Match | TRUE | FALSE | 1 | None | None | No Match | No Match | 35000 | 24500 |  |  |  |  | Non Federally-Regulated | 1982-05-21 |  | 1998-06-21
Williams Furnace Co. | Sears | 629.7768 | Direct Vent Fan Type Wall Furn | LPG | No Match | FALSE | FALSE | 1 | None | None | Non-Condensing | Single-Stage | 40000 | 32000 |  |  | 77.5 | 73 | Non Federally-Regulated | 1988-03-14 |  | 1989-03-22
Perfection Schwank | Perfection | CV7501PN-C | Vented Fan Type Wall Furnace | Natural Gas | No Match | FALSE | FALSE | 1 | None | None | No Match | No Match | 50000 | 39300 |  |  | 74.3 | 74 | Federally-Regulated Consumer Product | 1995-06-15 |  | 1998-06-21
Louisville Tin &amp; Stove Co. | Louisville Tin & Stove Co. | DVCF 403* | Direct Vent Fan Type Wall Furn | Natural Gas | Injection Type | TRUE | FALSE | 1 |  | None | Non-Condensing | Single-Stage | 40000 | 32000 | 2 |  | 74.5 | 73 | Federally-Regulated Consumer Product | 2011-06-23 |  | 2011-07-18
Williams Furnace Co. | Montgomery Ward | SFB-50215 | Direct Vent Gravity Type Wall | Natural Gas | No Match | TRUE | FALSE | 1 | None | None | No Match | No Match | 14000 | 9800 |  |  |  |  | Non Federally-Regulated | 1981-03-11 |  | 1998-06-21
Louisville Tin &amp; Stove Co. | Cozy | CF50*A | Vented Fan Type Wall Furnace | Natural Gas | No Match | TRUE | FALSE | 1 | None | None | No Match | No Match | 50000 | 4000 |  |  | 74.5 | 74 | Federally-Regulated Consumer Product | 1990-06-26 |  | 1998-06-21
CFM Majestic, Inc. ( Purchased by Monessen Hearth Systems Company 7/25/2008) | Insta-Flame by Majestic | HE25 | Vented Room Heater - unspecifi | Natural Gas | No Match | TRUE | FALSE | 1 | None | None | No Match | No Match | 20000 | 14000 |  |  | 58 | 58 | Federally-Regulated Consumer Product | 1997-04-11 |  | 1998-06-21
Rinnai America | Rinnai | RHFE-433RWTA | Vented Fan Type Wall Furnace | LPG | Injection Type | FALSE | FALSE | 1 |  | None | Non-Condensing | Step Modulating | 16700 | 13400 | 6 | 6 | 81 | 73 | Federally-Regulated Consumer Product | 2011-06-14 |  | 2011-10-27
Williams Furnace Co. | Monterey | 25GV-A1-HA | Vented Gravity Type Wall Furna | Natural Gas | No Match | TRUE | FALSE | 1 | None | None | No Match | No Match | 25000 | 17500 |  |  |  |  | Non Federally-Regulated | 1985-10-07 |  | 1998-06-21
Heil Quaker | Sears | 629.7566 | Vented Gravity Type Wall Furna | Natural Gas | No Match | TRUE | FALSE | 1 | None | None | No Match | No Match | 20000 | 14120 |  |  | 63.2 | 63 | Non Federally-Regulated | 1988-07-27 |  | 1998-06-21
Vermont Castings, Inc. | Goldenwarm | 2281 | Direct Vent Gravity Type Wall | LPG | No Match | FALSE | FALSE | 1 | None | None | Non-Condensing | Single-Stage | 33000 | 23034 |  |  | 69.8 | 64 | Federally-Regulated Consumer Product | 1993-05-25 |  | 1995-06-15
Earth Stove, Inc. | Earth Stove | GFS40 | Vented Room Heater - unspecifi | LPG | No Match | TRUE | FALSE | 1 | None | None | No Match | No Match | 38000 | 26980 |  |  | 71 | 64 | Federally-Regulated Consumer Product | 1997-04-11 |  | 1998-06-21
Williams Furnace Co. | Forsaire | 550DVX-R-LPG | Direct Vent Fan Type Wall Furn | LPG | No Match | TRUE | FALSE | 1 | None | None | No Match | No Match | 55000 | 44000 |  |  |  | 74 | Non Federally-Regulated | 1988-01-29 |  | 1998-06-21
Williams Furnace Co. | Monterey | 25GV-HA-LPG | Vented Gravity Type Wall Furna | LPG | No Match | TRUE | FALSE | 1 | None | None | No Match | No Match | 25000 | 17500 |  |  |  |  | Non Federally-Regulated | 1981-03-11 |  | 1998-06-21
Louisville Tin &amp; Stove Co. | Cozy | W35*C | Vented Gravity Type Wall Furna | Natural Gas | No Match | TRUE | FALSE | 1 | None | None | Non-Condensing | Single-Stage | 35000 | 22400 |  |  | 64.6 | 64 | Federally-Regulated Consumer Product | 1990-06-25 |  | 1991-11-13
Williams Furnace Co. | Dearborn | DWF50BG-1 NAT. | Vented Gravity Type Wall Furna | Natural Gas | No Match | TRUE | FALSE | 1 | None | None | No Match | No Match | 50000 | 35000 |  |  |  |  | Non Federally-Regulated | 1982-05-21 |  | 1998-06-21
Rinnai America | Rinnai | RHFE-263RFAII | Direct Vent Fan Type Wall Furn | Natural Gas | Injection Type | FALSE | FALSE | 1 |  | None | Non-Condensing | Step Modulating | 11000 | 8800 | 6 | 6 | 80 | 73 | Federally-Regulated Consumer Product | 2011-06-14 |  | 2011-09-27
Williams Furnace Co. | Suburban | GWW-35P-NAT | Vented Gravity Type Wall Furna | Natural Gas | No Match | TRUE | FALSE | 1 | None | None | No Match | No Match | 35000 | 34500 |  |  | 64.1 | 64 | Non Federally-Regulated | 1989-03-22 |  | 1990-06-26
Williams Furnace Co. | Debonair | 3003721 | Direct Vent Gravity Type Wall | LPG | No Match | TRUE | FALSE | 1 | None | None | Non-Condensing | Single-Stage | 30000 | 21000 |  |  | 65.6 | 64 | Federally-Regulated Consumer Product | 1993-12-10 |  | 1995-06-05
Williams Furnace Co. | Suburban | DWW-40EA-NAT | Direct Vent Fan Type Wall Furn | Natural Gas | No Match | FALSE | FALSE | 1 | None | None | Non-Condensing | Single-Stage | 40000 | 32000 |  |  | 76.5 | 73 | Federally-Regulated Consumer Product | 1991-08-29 |  | 1992-06-03
Williams Furnace Co. | Suburban | UWW-55P-LP | Vented Fan Type Wall Furnace | LPG | No Match | TRUE | FALSE | 1 | None | None | Non-Condensing | Single-Stage | 55000 | 44000 |  |  | 75.3 | 74 | Non Federally-Regulated | 1988-06-22 |  | 1995-06-05
Rinnai America | Rinnai | EX11C (RHFE-265FTA)(P) | Direct Vent Fan Type Wall Furn | LPG | Injection Type | FALSE | FALSE | 1 |  | None | Non-Condensing | Step Modulating | 11000 | 9000 | 5 |  | 82 | 73 | Federally-Regulated Consumer Product | 2011-06-23 |  | 2011-07-18
Empire Comfort Systems | Empire | DV-215-7SG | Direct Vent Gravity Type Wall | LPG | No Match | TRUE | FALSE | 1 | None | None | No Match | No Match | 15000 | 10500 |  |  | 61 | 61 | Non Federally-Regulated | 1988-07-27 |  | 1998-06-21
Canadian Heating Products, Inc. ( Montigo ) | Montigo | ME34DR-I | Direct Vent Gravity Type Wall | Natural Gas | No Match | FALSE | FALSE | 1 | None | None | Non-Condensing | Single-Stage | 21000 | 15456 |  |  | 63.3 | 63 | Federally-Regulated Consumer Product | 1999-09-30 |  | 1999-10-21
Empire Comfort Systems | Empire | PH-20 | Direct Vent Fan Type Wall Furn | Natural Gas | No Match | FALSE | FALSE | 1 | None | None | Non-Condensing | Single-Stage | 20000 | 18000 |  |  | 87 | 73 | Non Federally-Regulated | 1989-06-06 |  | 1990-06-26
Empire Comfort Systems | Empire | DV-232SG | Direct Vent Gravity Type Wall | Natural Gas | No Match | TRUE | FALSE | 1 | None | None | No Match | No Match | 32000 | 2256 |  |  | 64 | 64 | Federally-Regulated Consumer Product | 1990-06-26 |  | 1998-06-21
Williams Furnace Co. | Suburban | GWW-25PT-LP | Vented Gravity Type Wall Furna | LPG | No Match | TRUE | FALSE | 1 | None | None | Non-Condensing | Single-Stage | 25000 | 17500 |  |  | 63.3 | 63 | Non Federally-Regulated | 1988-06-22 |  | 1995-06-05
Locke Stove | Warm Morning | V-20FMAL | Vented Room Heater - unspecifi | LPG | No Match | TRUE | FALSE | 1 | None | None | No Match | No Match | 20000 | 14000 |  |  |  |  | Non Federally-Regulated | 1981-05-09 |  | 1998-06-21
Empire Comfort Systems | Empire | DV-20E-1 | Direct Vent Fan Type Wall Furn | Natural Gas | No Match | FALSE | FALSE | 1 | None | None | Non-Condensing | Single-Stage | 20000 | 16300 |  |  | 80 | 73 | Federally-Regulated Consumer Product | 1995-09-06 |  | 1997-04-11
Empire Comfort Systems | Empire | DVD48FP50 | Direct Vent Gravity Type Wall | Natural Gas | Pressure | FALSE | FALSE | 1 | None | None | Non-Condensing | Single-Stage | 28000 | 18284 |  |  | 64.6 | 64 | Federally-Regulated Consumer Product | 2005-07-08 |  | 2007-11-16
Martin Industries | Warm Morning | VR85**P | Vented Room Heater - unspecifi | LPG | No Match | TRUE | FALSE | 1 | None | None | No Match | No Match | 85000 | 59500 |  |  | 65 | 65 | Federally-Regulated Consumer Product | 1992-06-03 |  | 1998-06-21
Suburban Manufacturing Co. | Suburban | DL-1220DT | Direct Vent Fan Type Wall Furn | Natural Gas | No Match | FALSE | FALSE | 1 | None | None | Non-Condensing | Single-Stage | 20000 | 16000 |  |  | 78.5 | 73 | Federally-Regulated Consumer Product | 1992-01-22 |  | 1995-04-28
Williams Furnace Co. | Debonair | 14DV-5-NAT | Direct Vent Gravity Type Wall | Natural Gas | No Match | TRUE | FALSE | 1 | None | None | No Match | No Match | 14000 | 9800 |  |  | 63.1 | 61 | Federally-Regulated Consumer Product | 1997-04-11 |  | 1998-06-21
Williams Furnace Co. | Williams | 3501512 | Vented Room Heater - unspecifi | Natural Gas | No Match | TRUE | FALSE | 1 | None | None | No Match | No Match | 35000 | 26250 |  |  | 68 | 64 | Federally-Regulated Consumer Product | 1995-06-15 |  | 1998-06-21
Louisville Tin &amp; Stove Co. | Cozy | DV25 | Direct Vent Gravity Type Wall | LPG | No Match | TRUE | FALSE | 1 | None | None | No Match | No Match | 25000 | 17500 |  |  |  |  | Non Federally-Regulated | 1985-10-07 |  | 1998-06-21
Williams Furnace Co. | Williams | 3501511 | Vented Room Heater - unspecifi | LPG | No Match | TRUE | FALSE | 1 | None | None | No Match | No Match | 35000 | 26250 |  |  | 68 | 64 | Federally-Regulated Consumer Product | 1995-06-15 |  | 1998-06-21
Williams Furnace Co. | Suburban | GWW-35PT-NAT | Vented Gravity Type Wall Furna | Natural Gas | No Match | TRUE | FALSE | 1 | None | None | No Match | No Match | 35000 | 34500 |  |  | 64.1 | 64 | Federally-Regulated Consumer Product | 1990-06-26 |  | 1998-06-21
Louisville Tin &amp; Stove Co. | Cozy | C135A | Gravity Type Vented Room Heate | Natural Gas | No Match | TRUE | FALSE | 1 | None | None | Non-Condensing | Single-Stage | 35000 | 24500 |  |  | 64 | 64 | Non Federally-Regulated | 1988-10-05 |  | 1991-11-13
Louisville Tin &amp; Stove Co. | Louisville Tin & Stove Co. | W256* | Vented Gravity Type Wall Furna | LPG | Injection Type | TRUE | FALSE | 1 | Draft Diverter | None | Non-Condensing | Single-Stage | 25000 | 17500 |  |  | 63 | 63 | Federally-Regulated Consumer Product | 2011-06-14 |  | 2011-07-18
Louisville Tin &amp; Stove Co. | Cozy | W501B | Vented Gravity Type Wall Furna | Natural Gas | No Match | TRUE | FALSE | 1 | None | None | No Match | No Match | 50000 | 35000 |  |  | 65 | 65 | Non Federally-Regulated | 1988-07-27 |  | 1998-06-21
Louisville Tin &amp; Stove Co. | Cozy | DVCF408 | Direct Vent Fan Type Wall Furn | LPG | No Match | FALSE | FALSE | 1 | None | None | No Match | No Match | 40000 | 32000 |  |  | 76.1 | 73 | Federally-Regulated Consumer Product | 1995-06-15 |  | 1998-06-21
Hunter Energy & Technology | Hunter | HDS2000-3 | Vented Room Heater - unspecifi | LPG | No Match | TRUE | FALSE | 1 | None | None | No Match | No Match | 20000 | 13200 |  |  | 59.1 | 58 | Federally-Regulated Consumer Product | 1995-06-15 |  | 1998-06-21
Williams Furnace Co. | Williams | 3502811 | Gravity Type Vented Room Heate | LPG | No Match | TRUE | FALSE | 1 | None | None | Non-Condensing | Single-Stage | 35000 | 24500 |  |  | 67.1 | 64 | Federally-Regulated Consumer Product | 1993-12-10 |  | 1995-06-05
Perfection Products Co. | Perfection | WSV120SEL-J | Direct Vent Gravity Type Wall | LPG | No Match | TRUE | FALSE | 1 | None | None | No Match | No Match | 20000 | 14000 |  |  |  |  | Non Federally-Regulated | 1984-03-31 |  | 1998-06-21
Heil Quaker | Sears | 629.7767 | Direct Vent Gravity Type Wall | LPG | No Match | TRUE | FALSE | 1 | None | None | No Match | No Match | 22000 | 15400 |  |  | 64.8 | 63 | Non Federally-Regulated | 1988-07-27 |  | 1998-06-21
Suburban Manufacturing Co. | Suburban | GVC-35-3 | Vented Room Heater - unspecifi | Natural Gas | No Match | FALSE | FALSE | 1 | None | None | No Match | No Match | 35000 | 24500 |  |  |  |  | Non Federally-Regulated | 1984-03-31 |  | 1998-06-21
Williams Furnace Co. | Williams | 5002811 (50RHB LPG) | Vented Room Heater - unspecifi | LPG | No Match | TRUE | FALSE | 1 | None | None | No Match | No Match | 50000 | 35000 |  |  | 67.4 | 65 | Federally-Regulated Consumer Product | 1997-04-11 |  | 1998-06-21
Williams Furnace Co. | Williams | 3501511 | Gravity Type Vented Room Heate | LPG | No Match | TRUE | FALSE | 1 | None | None | Non-Condensing | Single-Stage | 35000 | 26250 |  |  | 68 | 64 | Federally-Regulated Consumer Product | 1995-06-05 |  | 2012-11-19
Louisville Tin &amp; Stove Co. | Louisville Tin & Stove Co. | VCR701* | Gravity Type Vented Room Heate | Natural Gas | Injection Type | TRUE | FALSE | 1 | Draft Diverter | None | Non-Condensing | Single-Stage | 70000 | 49000 |  |  | 65 | 65 | Federally-Regulated Consumer Product | 2011-07-18 |  | 2013-06-17
Martin Industries | Warm Morning | Y-65HMAL | Vented Room Heater - unspecifi | Natural Gas | No Match | TRUE | FALSE | 1 | None | None | No Match | No Match | 65000 | 45500 |  |  |  | 65 | Non Federally-Regulated | 1988-07-27 |  | 1998-06-21
Canadian Heating Products, Inc. ( Montigo ) | Del Ray | MD38DR | Direct Vent Gravity Type Wall | Natural Gas | No Match | TRUE | FALSE | 1 | None | None | Non-Condensing | Single-Stage | 28000 | 20468 |  |  | 66.6 | 64 | Federally-Regulated Consumer Product | 1999-09-09 |  | 1999-10-21
Williams Furnace Co. | Sahara | 22DV-5-NAT | Direct Vent Gravity Type Wall | Natural Gas | No Match | TRUE | FALSE | 1 | None | None | No Match | No Match | 22000 | 15400 |  |  |  |  | Non Federally-Regulated | 1985-10-07 |  | 1998-06-21
Aladdin Steel Products | Quadra-Fire | GB40FSLP | Vented Room Heater - unspecifi | Natural Gas | No Match | TRUE | FALSE | 1 | None | None | No Match | No Match | 40000 | 33200 |  |  | 68 | 64 | Federally-Regulated Consumer Product | 1997-04-11 |  | 1998-06-21
Polaris Fireplaces, Inc. | Polaris | PG 600 N | Gravity Type Vented Room Heate | Natural Gas | No Match | FALSE | FALSE | 1 | None | None | Non-Condensing | Single-Stage | 24000 | 19200 |  |  | 71.7 | 63 | Federally-Regulated Consumer Product | 1994-02-23 |  | 2003-10-02
Regency Industries Canada | Ultimate | U41-LP | Vented Room Heater - unspecifi | LPG | No Match | TRUE | FALSE | 1 | None | None | No Match | No Match | 38000 | 30400 |  |  | 65.2 | 64 | Federally-Regulated Consumer Product | 1997-04-11 |  | 1998-06-21
Hunter Energy & Technology | Hunter | PW/WF20-2 | Vented Room Heater - unspecifi | LPG | No Match | TRUE | FALSE | 1 | None | None | No Match | No Match | 20000 | 13500 |  |  | 58 | 58 | Federally-Regulated Consumer Product | 1995-06-15 |  | 1998-06-21
Louisville Tin &amp; Stove Co. | Cozy | CF557A | Vented Fan Type Wall Furnace | Natural Gas | No Match | FALSE | FALSE | 1 | None | None | No Match | No Match | 55000 | 44000 |  |  | 76 | 74 | Federally-Regulated Consumer Product | 1992-06-03 |  | 1998-06-21
Williams Furnace Co. | Monterey | 35GVHE-5 NAT | Vented Gravity Type Wall Furna | Natural Gas | No Match | TRUE | FALSE | 1 | None | None | Non-Condensing | Single-Stage | 35000 | 27300 |  |  | 71.2 | 64 | Federally-Regulated Consumer Product | 1992-09-04 |  | 1995-06-05
Louisville Tin &amp; Stove Co. | Cozy | CF35*A | Vented Fan Type Wall Furnace | Natural Gas | No Match | TRUE | FALSE | 1 | None | None | Non-Condensing | Single-Stage | 35000 | 28000 |  |  | 75.4 | 73 | Federally-Regulated Consumer Product | 1990-06-25 |  | 1991-11-13
Williams Furnace Co. | Williams | 6008532 | Vented Fan Type Wall Furnace | Natural Gas | Pressure | TRUE | FALSE | 1 |  | None | Non-Condensing | Single-Stage | 60000 | 48600 | 0 | 0 | 78 | 74 | Federally-Regulated Consumer Product | 2012-05-02 |  | 2013-06-17
Williams Furnace Co. | Continental | RMG35-1-NAT | Vented Gravity Type Wall Furna | Natural Gas | No Match | TRUE | FALSE | 1 | None | None | Non-Condensing | Single-Stage | 35000 | 24500 |  |  | 64.1 | 64 | Non Federally-Regulated | 1988-01-29 |  | 1995-06-05
Preway | Preway | FVP75 L | Vented Room Heater - unspecifi | LPG | No Match | TRUE | FALSE | 1 | None | None | No Match | No Match | 75000 | 52500 |  |  |  |  | Non Federally-Regulated | 1981-03-11 |  | 1998-06-21
Perfection Products Co. | Perfection | VC250TL-K | Vented Room Heater - unspecifi | LPG | No Match | TRUE | FALSE | 1 | None | None | No Match | No Match | 50000 | 35000 |  |  |  |  | Non Federally-Regulated | 1984-03-31 |  | 1998-06-21
Heil Quaker | Sears | 867.7582 | Vented Fan Type Wall Furnace | Natural Gas | No Match | FALSE | FALSE | 1 | None | None | No Match | No Match | 50000 | 40000 |  |  |  |  | Non Federally-Regulated | 1985-10-07 |  | 1998-06-21
Louisville Tin &amp; Stove Co. | Cozy | DVCF404 | Direct Vent Fan Type Wall Furn | LPG | No Match | TRUE | FALSE | 1 | None | None | No Match | No Match | 40000 | 32000 |  |  | 74.5 | 73 | Federally-Regulated Consumer Product | 1995-06-15 |  | 1998-06-21
Williams Furnace Co. | Suburban | DWW-55PA-LP | Direct Vent Fan Type Wall Furn | LPG | No Match | TRUE | FALSE | 1 | None | None | Non-Condensing | Single-Stage | 55000 | 44000 |  |  | 76 | 74 | Federally-Regulated Consumer Product | 1991-08-29 |  | 1992-05-29
Martin Industries | Williams | RVH35 | Gravity Type Vented Room Heate | Natural Gas | No Match | TRUE | FALSE | 1 | None | None | Non-Condensing | Single-Stage | 35000 | 24500 |  |  | 64 | 64 | Non Federally-Regulated | 1988-02-05 |  | 1993-12-14
Williams Furnace Co. | Williams | 5002922 | Gravity Type Vented Room Heate | Natural Gas | No Match | TRUE | FALSE | 1 | None | None | Non-Condensing | Single-Stage | 50000 | 37500 |  |  | 68.1 | 65 | Federally-Regulated Consumer Product | 1995-06-05 |  | 2012-11-19
Williams Furnace Co. | Dearborn | DWF35BG-1 LPG | Vented Gravity Type Wall Furna | LPG | No Match | TRUE | FALSE | 1 | None | None | No Match | No Match | 34000 | 23800 |  |  |  |  | Non Federally-Regulated | 1981-08-14 |  | 1998-06-21
Williams Furnace Co. | Monterey | 50GV-5-NAT | Vented Gravity Type Wall Furna | Natural Gas | No Match | TRUE | FALSE | 1 | None | None | No Match | No Match | 50000 | 35000 |  |  |  |  | Non Federally-Regulated | 1981-03-11 |  | 1982-05-21
Perfection Schwank | Perfection | VC270CTL-P | Vented Room Heater - unspecifi | LPG | No Match | TRUE | FALSE | 1 | None | None | No Match | No Match | 70000 | 49000 |  |  | 65 | 65 | Federally-Regulated Consumer Product | 1992-06-03 |  | 1998-06-21
Perfection Schwank | Perfection | ASV730RTN-T | Direct Vent Gravity Type Wall | Natural Gas | No Match | TRUE | FALSE | 1 | None | None | Non-Condensing | Single-Stage | 30000 | 21000 |  |  | 64 | 64 | Non Federally-Regulated | 1989-02-27 |  | 2003-10-02
Johnson Gas Appliance Co. | Newport | NEWPORT FREESTANDING | Gravity Type Vented Room Heate | Natural Gas | No Match | TRUE | FALSE | 1 | None | None | Non-Condensing | Single-Stage | 33000 | 24400 |  |  | 67 | 64 | Federally-Regulated Consumer Product | 1993-08-27 |  | 1995-05-22
CFM Majestic, Inc. ( Purchased by Monessen Hearth Systems Company 7/25/2008) | Insta-Flame | DV36 | Direct Vent Gravity Type Wall | LPG | No Match | TRUE | FALSE | 1 | None | None | No Match | No Match | 21000 | 14700 |  |  | 66 | 63 | Federally-Regulated Consumer Product | 1997-04-11 |  | 1998-06-21
Preway | Sears | 155.8525 | Vented Room Heater - unspecifi | Natural Gas | No Match | TRUE | FALSE | 1 | None | None | No Match | No Match | 15000 | 10500 |  |  |  |  | Non Federally-Regulated | 1981-03-11 |  | 1998-06-21
Rinnai America | Rinnai | EX08C (RHFE-202FTA)(P) | Direct Vent Fan Type Wall Furn | LPG | Injection Type | FALSE | FALSE | 1 |  | None | Non-Condensing | Step Modulating | 8000 | 6642 | 5 |  | 83 | 73 | Federally-Regulated Consumer Product | 2011-06-23 |  | 2011-07-18
Heil Quaker | Sears | 867.7253 | Direct Vent Fan Type Wall Furn | Natural Gas | No Match | FALSE | FALSE | 1 | None | None | No Match | No Match | 30000 | 24000 |  |  |  |  | Non Federally-Regulated | 1984-03-31 |  | 1998-06-21
Louisville Tin &amp; Stove Co. | Cozy | CDV156 | Direct Vent Gravity Type Wall | LPG | No Match | TRUE | FALSE | 1 | None | None | No Match | No Match | 15000 | 10500 |  |  | 61 | 61 | Federally-Regulated Consumer Product | 1990-06-26 |  | 1998-06-21
Empire Stove | Empire | DV235-2 | Direct Vent Gravity Type Wall | Natural Gas | No Match | TRUE | FALSE | 1 | None | None | No Match | No Match | 35000 | 24500 |  |  |  |  | Non Federally-Regulated | 1982-05-21 |  | 1998-06-21
Williams Furnace Co. | Sahara | 25GV-A1-5-HAT | Vented Gravity Type Wall Furna | Natural Gas | No Match | TRUE | FALSE | 1 | None | None | No Match | No Match | 25000 | 17500 |  |  |  |  | Non Federally-Regulated | 1985-10-07 |  | 1998-06-21
Valor Homeflame | Homeflame | 475AP-P | Vented Room Heater - unspecifi | LPG | No Match | FALSE | FALSE | 1 | None | None | No Match | No Match | 19500 | 14430 |  |  |  |  | Non Federally-Regulated | 1985-10-07 |  | 1998-06-21
Louisville Tin &amp; Stove Co. | Louisville Tin & Stove Co. | 90N50* | Gravity Type Floor Furnace | Natural Gas | Injection Type | TRUE | FALSE | 1 | Draft Hood | None | Non-Condensing | Single-Stage | 50000 | 35000 |  |  | 58 | 57 | Federally-Regulated Consumer Product | 2007-11-20 |  | 2011-06-14
CFM Majestic, Inc. ( Purchased by Monessen Hearth Systems Company 7/25/2008) | Insta-Flame | DV40** | Direct Vent Gravity Type Wall | Natural Gas | No Match | TRUE | FALSE | 1 | None | None | Non-Condensing | Single-Stage | 35000 | 24500 |  |  | 68.6 | 64 | Federally-Regulated Consumer Product | 1995-05-05 |  | 1997-11-20
Kilbury | Kilbury | 14HVC | Unvented Room Heater | Natural Gas | No Match | TRUE | FALSE | 1 | None | None | No Match | No Match | 40000 | 40000 |  |  |  |  | Non Federally-Regulated | 1981-04-13 |  | 1998-06-21
Empire Comfort Systems | Empire Comfort Systems | FAW-40-1(SP,IP) | Vented Fan Type Wall Furnace | LPG | Pressure | TRUE | FALSE | 1 |  | None | Non-Condensing | Single-Stage | 40000 | 31000 | 168 | 358 | 74 | 73 | Federally-Regulated Consumer Product | 2013-06-17 |  | 2014-08-28
Empire Comfort Systems | Empire | DV210-6SG | Direct Vent Gravity Type Wall | Natural Gas | No Match | TRUE | FALSE | 1 | None | None | No Match | No Match | 10000 | 7000 |  |  |  |  | Non Federally-Regulated | 1985-10-07 |  | 1998-06-21
Williams Furnace Co. | Monterey | 20GV-HA-NAT | Vented Gravity Type Wall Furna | Natural Gas | No Match | TRUE | FALSE | 1 | None | None | No Match | No Match | 20000 | 14000 |  |  |  |  | Non Federally-Regulated | 1981-03-11 |  | 1998-06-21
CFM Majestic, Inc. ( Purchased by Monessen Hearth Systems Company 7/25/2008) | Insta-Flame | HEB30** | Vented Gravity Type Wall Furna | Natural Gas | No Match | TRUE | FALSE | 1 | None | None | Non-Condensing | Single-Stage | 30000 | 21000 |  |  | 64.2 | 64 | Federally-Regulated Consumer Product | 1995-05-05 |  | 1997-11-20
Heil Quaker | Quaker | NWGDA35AW** | Vented Gravity Type Wall Furna | Natural Gas | No Match | TRUE | FALSE | 1 | None | None | No Match | No Match | 35000 | 24500 |  |  |  |  | Non Federally-Regulated | 1984-03-31 |  | 1998-06-21
Ultra-Aire | Ultra-Aire | UA200SRC | Vented Gravity Type Wall Furna | Natural Gas | No Match | TRUE | FALSE | 1 | None | None | No Match | No Match | 20000 | 14000 |  |  |  |  | Non Federally-Regulated | 1981-06-13 |  | 1998-06-21
Martin Industries | Aspen | R70-1 HT-1 | Vented Room Heater - unspecifi | Natural Gas | No Match | TRUE | FALSE | 1 | None | None | No Match | No Match | 70000 | 49000 |  |  |  |  | Non Federally-Regulated | 1981-06-10 |  | 1998-06-21
Williams Furnace Co. | Dearborn | DSC-14B-LPG | Direct Vent Gravity Type Wall | LPG | No Match | TRUE | FALSE | 1 | None | None | No Match | No Match | 14000 | 9800 |  |  |  |  | Non Federally-Regulated | 1981-08-02 |  | 1998-06-21
Williams Furnace Co. | Dearborn | DWF50BU-2LPG | Vented Gravity Type Wall Furna | LPG | No Match | TRUE | FALSE | 1 | None | None | No Match | No Match | 50000 | 35000 |  |  |  | 65 | Federally-Regulated Consumer Product | 1992-08-31 |  | 1998-06-21
LSC, Inc. | Warm Morning | VR-50FMAL | Vented Room Heater - unspecifi | LPG | No Match | TRUE | FALSE | 1 | None | None | No Match | No Match | 50000 | 35000 |  |  |  |  | Non Federally-Regulated | 1984-03-31 |  | 1998-06-21
LSC, Inc. | Warm Morning | V-20JMAL | Vented Room Heater - unspecifi | Natural Gas | No Match | TRUE | FALSE | 1 | None | None | No Match | No Match | 20000 | 14000 |  |  |  |  | Non Federally-Regulated | 1985-10-07 |  | 1998-06-21
Fireplace Products International, Ltd. | Regency | U42-NG | Vented Room Heater - unspecifi | Natural Gas | No Match | TRUE | FALSE | 1 | None | None | No Match | No Match | 42000 | 33000 |  |  | 64.6 | 64 | Federally-Regulated Consumer Product | 1998-03-31 |  | 1998-06-21
Williams Furnace Co. | Debonair | 30DV-3-NAT | Direct Vent Gravity Type Wall | Natural Gas | No Match | TRUE | FALSE | 1 | None | None | No Match | No Match | 30000 | 21000 |  |  | 65.6 | 64 | Non Federally-Regulated | 1988-07-27 |  | 1989-03-22
Williams Furnace Co. | Monterey | 3509711 | Vented Gravity Type Wall Furna | LPG | No Match | TRUE | FALSE | 1 | None | None | Non-Condensing | Single-Stage | 35000 | 24500 |  |  | 64.1 | 64 | Federally-Regulated Consumer Product | 1993-12-10 |  | 1995-06-05
Empire Comfort Systems | Empire Comfort Systems | GWT-35-2(SG,RB) | Vented Gravity Type Wall Furna | LPG | Pressure | TRUE | FALSE | 1 | Draft Diverter | None | Non-Condensing | Single-Stage | 35000 | 24500 |  |  | 66 | 64 | Federally-Regulated Consumer Product | 2013-06-17 |  | 2014-08-28
Martin Industries | Aspen | C20-1 HT-1 | Vented Room Heater - unspecifi | LPG | No Match | TRUE | FALSE | 1 | None | None | No Match | No Match | 20000 | 13000 |  |  |  |  | Non Federally-Regulated | 1981-06-03 |  | 1998-06-21
Williams Furnace Co. | Williams | 6008832 | Vented Fan Type Wall Furnace | Natural Gas | Pressure | TRUE | FALSE | 1 |  | None | Non-Condensing | Single-Stage | 60000 | 49200 | 360 | 259 | 78 | 74 | Federally-Regulated Consumer Product | 2013-07-10 |  | 2014-12-16
Williams Furnace Co. | Dearborn | DSC-22B-LPG | Direct Vent Gravity Type Wall | LPG | No Match | TRUE | FALSE | 1 | None | None | No Match | No Match | 22000 | 15400 |  |  |  |  | Non Federally-Regulated | 1981-08-04 |  | 1998-06-21
Williams Furnace Co. | Sears | 629.7568 | Direct Vent Gravity Type Wall | Natural Gas | No Match | TRUE | FALSE | 1 | None | None | Non-Condensing | Single-Stage | 30000 | 21000 |  |  | 65.6 | 64 | Non Federally-Regulated | 1988-03-14 |  | 1995-06-05
Williams Furnace Co. | Debonair | 22DV-3-LPG | Direct Vent Gravity Type Wall | LPG | No Match | TRUE | FALSE | 1 | None | None | No Match | No Match | 22000 | 15400 |  |  | 64.8 | 63 | Non Federally-Regulated | 1988-07-27 |  | 1989-03-22
Williams Furnace Co. | Forsaire | 6257731 | Direct Vent Fan Type Wall Furn | LPG | No Match | TRUE | FALSE | 1 | None | None | Non-Condensing | Single-Stage | 62500 | 48000 |  |  | 74.3 | 74 | Federally-Regulated Consumer Product | 1993-12-10 |  | 1995-06-05
CFM Majestic, Inc. ( Purchased by Monessen Hearth Systems Company 7/25/2008) | Insta-Flame | HEB30 | Vented Gravity Type Wall Furna | Natural Gas | No Match | TRUE | FALSE | 1 | None | None | No Match | No Match | 30000 | 21000 |  |  | 64.2 | 64 | Federally-Regulated Consumer Product | 1997-04-11 |  | 1998-06-21
Blaze King Industries | Pegasus | 9603R | Vented Room Heater - unspecifi | LPG | No Match | TRUE | FALSE | 1 | None | None | No Match | No Match | 36000 | 29900 |  |  | 74.6 | 64 | Federally-Regulated Consumer Product | 1997-04-11 |  | 1998-06-21
Williams Furnace Co. | Williams | 500(1,2)(5,9)22A | Gravity Type Vented Room Heate | Natural Gas | Pressure | TRUE | FALSE | 0 |  | None | Non-Condensing | Single-Stage | 50000 | 34500 |  |  | 68 | 65 | Federally-Regulated Consumer Product | 2014-05-07 |  | 2014-08-28
CFM Majestic, Inc. ( Purchased by Monessen Hearth Systems Company 7/25/2008) | Insta-Flame | HE30 | Vented Gravity Type Wall Furna | Natural Gas | No Match | TRUE | FALSE | 1 | None | None | No Match | No Match | 30000 | 21000 |  |  | 64 | 64 | Federally-Regulated Consumer Product | 1995-06-15 |  | 1998-06-21
Suburban Manufacturing Co. | Suburban | DWW-14P-NAT | Direct Vent Gravity Type Wall | Natural Gas | No Match | TRUE | FALSE | 1 | None | None | No Match | No Match | 14000 | 8900 |  |  | 63.1 | 61 | Non Federally-Regulated | 1988-07-27 |  | 1998-06-21
Perfection Schwank | Perfection | PW835TN-D | Vented Gravity Type Wall Furna | Natural Gas | No Match | TRUE | FALSE | 1 | None | None | Non-Condensing | Single-Stage | 35000 | 24500 |  |  | 64 | 64 | Federally-Regulated Consumer Product | 1991-02-08 |  | 2003-10-02
Louisville Tin &amp; Stove Co. | Louisville Tin & Stove Co. | CDV-335* | Direct Vent Gravity Type Wall | Natural Gas | Injection Type | TRUE | FALSE | 1 |  | None | Non-Condensing | Single-Stage | 33000 | 23100 |  |  | 64 | 64 | Federally-Regulated Consumer Product | 2011-07-18 |  | 2013-06-17
Williams Furnace Co. | Forsaire | 4007331 | Direct Vent Fan Type Wall Furn | LPG | No Match | FALSE | FALSE | 1 | None | None | Non-Condensing | Single-Stage | 40000 | 32000 |  |  | 77.5 | 73 | Federally-Regulated Consumer Product | 1993-12-10 |  | 1995-06-05
Williams Furnace Co. | Williams | 5009822 | Vented Gravity Type Wall Furna | Natural Gas | Pressure | TRUE | FALSE | 0 |  | None | Non-Condensing | Single-Stage | 50000 | 39100 |  |  | 71 | 65 | Federally-Regulated Consumer Product | 2012-11-16 |  | 2014-02-04
Louisville Tin &amp; Stove Co. | Louisville Tin & Stove Co. | CF357* | Vented Fan Type Wall Furnace | Natural Gas | Injection Type | FALSE | FALSE | 1 |  | None | Non-Condensing | Single-Stage | 35000 | 28000 | 128 | 112 | 75.4 | 73 | Federally-Regulated Consumer Product | 2013-06-17 |  | 2014-08-28
LSC, Inc. | Warm Morning | V-20FMAL | Vented Room Heater - unspecifi | LPG | No Match | TRUE | FALSE | 1 | None | None | No Match | No Match | 20000 | 14000 |  |  |  |  | Non Federally-Regulated | 1984-03-31 |  | 1998-06-21
Williams Furnace Co. | Forsaire | 4007332 | Direct Vent Fan Type Wall Furn | Natural Gas | No Match | FALSE | FALSE | 1 | None | None | No Match | No Match | 40000 | 32000 |  |  | 77.5 | 73 | Federally-Regulated Consumer Product | 1997-04-11 |  | 1998-06-21
Louisville Tin &amp; Stove Co. | Cozy | CDV156 | Direct Vent Gravity Type Wall | LPG | No Match | TRUE | FALSE | 1 | None | None | No Match | No Match | 15000 | 10500 |  |  | 64 | 61 | Federally-Regulated Consumer Product | 1998-03-31 |  | 1998-06-21
Martin Industries | Martin | V2530 LS | Vented Room Heater - unspecifi | Natural Gas | No Match | TRUE | FALSE | 1 | None | None | No Match | No Match | 30000 | 21000 |  |  |  |  | Non Federally-Regulated | 1985-10-07 |  | 1998-06-21
Empire Comfort Systems | Empire | DVD42FP50 | Direct Vent Gravity Type Wall | Natural Gas | Pressure | FALSE | FALSE | 1 | None | None | Non-Condensing | Single-Stage | 25000 | 16025 |  |  | 63.4 | 63 | Federally-Regulated Consumer Product | 2005-06-14 |  | 2007-11-16
Williams Furnace Co. | Forsaire Magnum | 6008531 | Vented Fan Type Wall Furnace | LPG | No Match | TRUE | FALSE | 1 | None | None | No Match | No Match | 60000 | 49200 |  |  | 78 | 74 | Federally-Regulated Consumer Product | 1995-06-15 |  | 1998-06-21
Louisville Tin &amp; Stove Co. | Louisville Tin & Stove Co. | CF353* | Vented Fan Type Wall Furnace | Natural Gas | Injection Type | TRUE | FALSE | 1 |  | None | Non-Condensing | Single-Stage | 35000 | 28000 | 125 | 104 | 74.8 | 73 | Federally-Regulated Consumer Product | 2011-07-18 |  | 2013-06-17
Williams Furnace Co. | Forsaire | 3508331 | Vented Fan Type Wall Furnace | LPG | No Match | FALSE | FALSE | 1 | None | None | Non-Condensing | Single-Stage | 35000 | 28000 |  |  | 75.6 | 73 | Federally-Regulated Consumer Product | 1993-12-10 |  | 1995-06-05
Williams Furnace Co. | Forsaire | 5008731(450FX-4 LPG) | Vented Fan Type Wall Furnace | LPG | No Match | TRUE | FALSE | 1 | None | None | No Match | No Match | 50000 | 40000 |  |  | 74.3 | 74 | Federally-Regulated Consumer Product | 1995-06-15 |  | 1998-06-21
Williams Furnace Co. | Continental | RDD30-1-LPG | Vented Gravity Type Wall Furna | LPG | No Match | TRUE | FALSE | 1 | None | None | Non-Condensing | Single-Stage | 30000 | 21000 |  |  | 65.6 | 64 | Non Federally-Regulated | 1988-03-15 |  | 1995-06-05
Martin Industries | Martin | V6970 | Vented Room Heater - unspecifi | LPG | No Match | TRUE | FALSE | 1 | None | None | No Match | No Match | 70000 | 49000 |  |  | 65 | 65 | Federally-Regulated Consumer Product | 1997-04-11 |  | 1998-06-21
Empire Comfort Systems | Empire Comfort Systems | RH65-6 | Gravity Type Vented Room Heate | Natural Gas | Pressure | TRUE | FALSE | 1 |  | None | Non-Condensing | Single-Stage | 65000 | 45500 |  |  | 68 | 65 | Federally-Regulated Consumer Product | 2014-08-28 |  | 2015-06-05
Suburban Manufacturing Co. | Suburban | DNV-40 | Direct Vent Fan Type Wall Furn | Natural Gas | No Match | FALSE | FALSE | 1 | None | None | No Match | No Match | 40000 | 31200 |  |  | 76.6 | 73 | Non Federally-Regulated | 1988-07-27 |  | 1998-06-21
Empire Comfort Systems | Empire | RH-65-1 | Vented Room Heater - unspecifi | Natural Gas | No Match | TRUE | FALSE | 1 | None | None | No Match | No Match | 65000 | 45500 |  |  | 65 | 65 | Federally-Regulated Consumer Product | 1992-06-03 |  | 1998-06-21
Louisville Tin &amp; Stove Co. | Cozy | CF35*A | Vented Fan Type Wall Furnace | Natural Gas | No Match | TRUE | FALSE | 1 | None | None | Non-Condensing | Single-Stage | 35000 | 28000 |  |  | 74.8 | 73 | Federally-Regulated Consumer Product | 1991-11-13 |  | 1997-04-11
Heil Quaker | Sears | 867.7212 | Direct Vent Gravity Type Wall | Natural Gas | No Match | TRUE | FALSE | 1 | None | None | No Match | No Match | 20000 | 14000 |  |  |  |  | Non Federally-Regulated | 1984-03-31 |  | 1998-06-21
CFM Majestic, Inc. ( Purchased by Monessen Hearth Systems Company 7/25/2008) | Insta-Flame | DV36 | Direct Vent Gravity Type Wall | LPG | No Match | TRUE | FALSE | 1 | None | None | No Match | No Match | 21000 | 14700 |  |  | 66 | 63 | Federally-Regulated Consumer Product | 1995-06-15 |  | 1998-06-21
Williams Furnace Co. | Debonair | 30DV-3-LPG | Direct Vent Gravity Type Wall | LPG | No Match | TRUE | FALSE | 1 | None | None | No Match | No Match | 30000 | 21000 |  |  | 65.6 | 64 | Non Federally-Regulated | 1988-01-29 |  | 1998-06-21
Kresky-Ward, Inc. | Kresky-Ward | GZ75 D-F | Gravity Type Floor Furnace | Natural Gas | No Match | TRUE | FALSE | 1 | None | None | No Match | No Match | 75000 | 52500 |  |  |  |  | Non Federally-Regulated | 1982-05-21 |  | 1998-06-21
Empire Comfort Systems | Empire | 5077P | Gravity Type Floor Furnace | Natural Gas | No Match | TRUE | FALSE | 1 | None | None | No Match | No Match | 45000 | 31500 |  |  |  |  | Non Federally-Regulated | 1985-10-07 |  | 1998-06-21
Martin Industries | Martin | V4950 VST | Vented Room Heater - unspecifi | Natural Gas | No Match | TRUE | FALSE | 1 | None | None | No Match | No Match | 50000 | 35000 |  |  |  |  | Non Federally-Regulated | 1985-10-07 |  | 1998-06-21
Johnson Gas Appliance Co. | Mendota | SDV2 MEDALLION | Vented Room Heater - unspecifi | Natural Gas | No Match | TRUE | FALSE | 1 | None | None | No Match | No Match | 40000 | 32640 |  |  | 74.3 | 64 | Federally-Regulated Consumer Product | 1998-03-31 |  | 1998-06-21
CFM Majestic, Inc. ( Purchased by Monessen Hearth Systems Company 7/25/2008) | Insta-Flame by Majestic | HEDV32 | Direct Vent Gravity Type Wall | Natural Gas | No Match | TRUE | FALSE | 1 | None | None | No Match | No Match | 27000 | 18900 |  |  | 66 | 63 | Federally-Regulated Consumer Product | 1997-04-11 |  | 1998-06-21
Preway | Sears | 155.8567 | Vented Room Heater - unspecifi | Natural Gas | No Match | TRUE | FALSE | 1 | None | None | No Match | No Match | 45000 | 31500 |  |  |  |  | Non Federally-Regulated | 1981-03-11 |  | 1998-06-21
Empire Comfort Systems | Empire Comfort Systems | 5088-4 | Gravity Type Floor Furnace | Natural Gas | Pressure | TRUE | FALSE | 0 |  | None | Non-Condensing | Single-Stage | 45000 | 31500 |  |  | 57 | 57 | Federally-Regulated Consumer Product | 2013-06-17 |  | 2014-08-28
Orrville Products | Comfortec | C30TP | Vented Room Heater - unspecifi | LPG | No Match | TRUE | FALSE | 1 | None | None | No Match | No Match | 21000 | 14700 |  |  | 64 | 63 | Federally-Regulated Consumer Product | 1995-06-15 |  | 1998-06-21
Williams Furnace Co. | Williams | 3508731 | Vented Gravity Type Wall Furna | LPG | Pressure | TRUE | FALSE | 1 |  | None | Non-Condensing | Single-Stage | 35000 | 28000 |  |  | 74.8 | 64 | Federally-Regulated Consumer Product | 2011-08-22 |  | 2013-05-10
Williams Furnace Co. | Monterey SRO | 3509611 | Vented Gravity Type Wall Furna | LPG | No Match | TRUE | FALSE | 1 | None | None | Non-Condensing | Single-Stage | 35000 | 25930 |  |  | 70 | 64 | Federally-Regulated Consumer Product | 1993-12-10 |  | 2012-11-19
Perfection Schwank | Perfection | VRC270CTL-W | Vented Room Heater - unspecifi | LPG | No Match | TRUE | FALSE | 1 | None | None | No Match | No Match | 70000 | 49000 |  |  | 65 | 65 | Federally-Regulated Consumer Product | 1995-06-15 |  | 1998-06-21
Kingsman Industries | Kingsman Industries | FDV4000N | Vented Room Heater - unspecifi | Natural Gas | No Match | TRUE | FALSE | 1 | None | None | No Match | No Match | 32000 | 22720 |  |  | 66.2 | 64 | Federally-Regulated Consumer Product | 1997-04-11 |  | 1998-06-21
Williams Furnace Co. | Williams | 3502522 | Vented Room Heater - unspecifi | Natural Gas | No Match | TRUE | FALSE | 1 | None | None | No Match | No Match | 35000 | 26250 |  |  | 68 | 64 | Federally-Regulated Consumer Product | 1995-06-15 |  | 1998-06-21
Martin Industries | Martin | DG30 | Direct Vent Gravity Type Wall | LPG | No Match | TRUE | FALSE | 1 | None | None | No Match | No Match | 27000 | 13900 |  |  | 63 | 63 | Federally-Regulated Consumer Product | 1998-03-31 |  | 1998-06-21
Williams Furnace Co. | Monterey Magnum | 3509511 | Vented Gravity Type Wall Furna | LPG | No Match | TRUE | FALSE | 1 | None | None | Non-Condensing | Single-Stage | 35000 | 27300 |  |  | 71.2 | 64 | Federally-Regulated Consumer Product | 1993-12-10 |  | 1995-06-05
Suburban Manufacturing Co. | Suburban | DT-1020E | Direct Vent Fan Type Wall Furn | Natural Gas | No Match | FALSE | FALSE | 1 | None | None | No Match | No Match | 20000 | 15620 |  |  | 78.1 | 73 | Federally-Regulated Consumer Product | 1992-06-03 |  | 1998-06-21
Williams Furnace Co. | Suburban | UWW-35E-NAT | Vented Fan Type Wall Furnace | Natural Gas | No Match | FALSE | FALSE | 1 | None | None | No Match | No Match | 35000 | 28000 |  |  | 75.6 | 73 | Non Federally-Regulated | 1989-03-22 |  | 1998-06-21
Martin Industries | Midland International | V6835 | Gravity Type Vented Room Heate | Natural Gas | No Match | TRUE | FALSE | 1 | None | None | Non-Condensing | Single-Stage | 35000 | 24500 |  |  | 64 | 64 | Federally-Regulated Consumer Product | 1992-04-30 |  | 1992-06-19
Williams Furnace Co. | Montgomery Ward | SFB-50423B | Direct Vent Fan Type Wall Furn | Natural Gas | No Match | FALSE | FALSE | 1 | None | None | No Match | No Match | 55000 | 44000 |  |  |  |  | Non Federally-Regulated | 1984-03-31 |  | 1998-06-21
Williams Furnace Co. | Sears | 629.7767 | Vented Gravity Type Wall Furna | LPG | No Match | TRUE | FALSE | 1 | None | None | No Match | No Match | 35000 | 34500 |  |  | 64.1 | 64 | Federally-Regulated Consumer Product | 1997-04-11 |  | 1998-06-21
Temtex | Temtex | AD 36 | Unvented Room Heater | Natural Gas | No Match | TRUE | FALSE | 1 | None | None | No Match | No Match | 39000 | 39000 |  |  | 99.8 |  | Federally-Regulated Consumer Product | 1992-06-03 |  | 1998-06-21
Perfection Products Co. | Perfection | VC250TL-J | Vented Room Heater - unspecifi | LPG | No Match | TRUE | FALSE | 1 | None | None | No Match | No Match | 50000 | 35000 |  |  |  |  | Non Federally-Regulated | 1984-03-31 |  | 1998-06-21
Williams Furnace Co. | Sears | 629.7768 | Vented Fan Type Wall Furnace | LPG | No Match | FALSE | FALSE | 1 | None | None | No Match | No Match | 35000 | 28000 |  |  | 75.6 | 73 | Non Federally-Regulated | 1989-03-22 |  | 1998-06-21
Suburban Manufacturing Co. | Suburban | GVC-20 | Vented Room Heater - unspecifi | LPG | No Match | TRUE | FALSE | 1 | None | None | No Match | No Match | 20000 | 15400 |  |  | 69.5 | 58 | Non Federally-Regulated | 1988-07-27 |  | 1998-06-21
Martin Industries | Martin | V5835 | Vented Room Heater - unspecifi | Natural Gas | No Match | TRUE | FALSE | 1 | None | None | No Match | No Match | 35000 | 24500 |  |  | 64 | 64 | Non Federally-Regulated | 1989-03-22 |  | 1998-06-21
Empire Comfort Systems | Empire Comfort Systems | FAW-55IP | Vented Fan Type Wall Furnace | Natural Gas | Pressure | FALSE | FALSE | 1 |  | None | Non-Condensing | Single-Stage | 55000 | 42000 | 204 | 422 | 74 | 74 | Federally-Regulated Consumer Product | 2013-06-17 |  | 2014-08-28
Louisville Tin &amp; Stove Co. | Cozy | 90P75 | Gravity Type Floor Furnace | LPG | No Match | TRUE | FALSE | 1 | None | None | No Match | No Match | 75000 | 52500 |  |  | 58 | 57 | Federally-Regulated Consumer Product | 1992-06-03 |  | 1998-06-21
Williams Furnace Co. | Williams | 5002811 | Vented Room Heater - unspecifi | LPG | No Match | TRUE | FALSE | 1 | None | None | No Match | No Match | 50000 | 35000 |  |  | 67.4 | 65 | Federally-Regulated Consumer Product | 1997-04-11 |  | 1998-06-21
Polaris Fireplaces, Inc. | Polaris | PG 150 N | Vented Room Heater - unspecifi | Natural Gas | No Match | FALSE | FALSE | 1 | None | None | No Match | No Match | 22000 | 17800 |  |  | 67.4 | 63 | Federally-Regulated Consumer Product | 1998-03-31 |  | 1998-06-21
Williams Furnace Co. | Williams | 3502912 | Vented Room Heater - unspecifi | Natural Gas | No Match | TRUE | FALSE | 1 | None | None | No Match | No Match | 35000 | 26250 |  |  | 68 | 64 | Federally-Regulated Consumer Product | 1995-06-15 |  | 1998-06-21
Williams Furnace Co. | Monterey | 5009711 | Vented Gravity Type Wall Furna | LPG | No Match | TRUE | FALSE | 1 | None | None | Non-Condensing | Single-Stage | 50000 | 35300 |  |  | 65.1 | 65 | Federally-Regulated Consumer Product | 1993-12-10 |  | 1995-06-05
Empire Comfort Systems | Empire | DVF-25-2 | Direct Vent Gravity Type Wall | Natural Gas | No Match | TRUE | FALSE | 1 | None | None | Non-Condensing | Single-Stage | 25000 | 17500 |  |  | 65 | 63 | Federally-Regulated Consumer Product | 1998-05-14 |  | 2007-11-16
Suburban Manufacturing Co. | Suburban | GVR-35 | Vented Room Heater - unspecifi | LPG | No Match | TRUE | FALSE | 1 | None | None | No Match | No Match | 35000 | 26250 |  |  | 68.9 | 64 | Non Federally-Regulated | 1988-07-27 |  | 1998-06-21
Louisville Tin &amp; Stove Co. | Louisville Tin & Stove Co. | CF654* | Vented Fan Type Wall Furnace | LPG | Injection Type | TRUE | FALSE | 1 |  | None | Non-Condensing | Single-Stage | 65000 | 52000 | 2 |  | 74.1 | 74 | Federally-Regulated Consumer Product | 2011-06-23 |  | 2011-07-18
Martin Industries | Montgomery Ward | KMF23805B-01 | Vented Room Heater - unspecifi | Natural Gas | No Match | TRUE | FALSE | 1 | None | None | No Match | No Match | 75000 | 52500 |  |  |  |  | Non Federally-Regulated | 1981-03-11 |  | 1998-06-21
Canadian Heating Products, Inc. ( Montigo ) | Del Ray | MD38DR-I | Direct Vent Gravity Type Wall | Natural Gas | No Match | FALSE | FALSE | 1 | None | None | Non-Condensing | Single-Stage | 27000 | 19440 |  |  | 63 | 63 | Federally-Regulated Consumer Product | 1999-07-20 |  | 1999-10-21
Williams Furnace Co. | Perfection | SV655IPL | Direct Vent Fan Type Wall Furn | LPG | No Match | FALSE | FALSE | 1 | None | None | No Match | No Match | 55000 | 44000 |  |  |  |  | Non Federally-Regulated | 1981-03-11 |  | 1998-06-21
Rinnai America | Rinnai | RHFE-263FA-P | Direct Vent Fan Type Wall Furn | LPG | No Match | FALSE | FALSE | 1 | None | None | Non-Condensing | Single-Stage | 11000 | 9130 |  |  | 83 | 73 | Federally-Regulated Consumer Product | 1999-09-17 |  | 2000-07-18
Rinnai America | Rinnai | RHFE-263RFAII | Direct Vent Fan Type Wall Furn | LPG | Injection Type | FALSE | FALSE | 1 |  | None | Non-Condensing | Step Modulating | 11000 | 8800 | 6 | 6 | 80 | 73 | Federally-Regulated Consumer Product | 2011-06-14 |  | 2011-09-27
Perfection Schwank | Perfection | VC270CTN-W | Vented Room Heater - unspecifi | Natural Gas | No Match | TRUE | FALSE | 1 | None | None | No Match | No Match | 70000 | 49000 |  |  | 65 | 65 | Federally-Regulated Consumer Product | 1995-06-15 |  | 1998-06-21
Martin Industries | Williams | RVH70B | Vented Room Heater - unspecifi | LPG | No Match | TRUE | FALSE | 1 | None | None | No Match | No Match | 70000 | 49000 |  |  | 65 | 65 | Non Federally-Regulated | 1988-01-29 |  | 1998-06-21
Williams Furnace Co. | Suburban | GWW-25P-NAT | Vented Gravity Type Wall Furna | Natural Gas | No Match | TRUE | FALSE | 1 | None | None | Non-Condensing | Single-Stage | 25000 | 17500 |  |  | 63.3 | 63 | Non Federally-Regulated | 1988-06-22 |  | 1995-06-05
Williams Furnace Co. | Debonair | 14DV-3B NAT | Direct Vent Gravity Type Wall | Natural Gas | No Match | TRUE | FALSE | 1 | None | None | Non-Condensing | Single-Stage | 14000 | 9800 |  |  | 63.1 | 61 | Federally-Regulated Consumer Product | 1991-08-29 |  | 1995-06-05
Canadian Heating Products, Inc. ( Montigo ) | Montigo | MW38DR-I | Direct Vent Gravity Type Wall | Natural Gas | No Match | TRUE | FALSE | 1 | None | None | Non-Condensing | Single-Stage | 29000 | 21605 |  |  | 64.1 | 64 | Federally-Regulated Consumer Product | 1999-09-09 |  | 1999-10-21
Kresky-Ward, Inc. | Kresky-Ward | A46 D-F | Gravity Type Floor Furnace | Natural Gas | No Match | TRUE | FALSE | 1 | None | None | No Match | No Match | 46000 | 32200 |  |  |  |  | Non Federally-Regulated | 1982-05-21 |  | 1998-06-21
Louisville Tin &amp; Stove Co. | Cozy | CR160A | Vented Room Heater - unspecifi | Natural Gas | No Match | TRUE | FALSE | 1 | None | None | No Match | No Match | 60000 | 42000 |  |  | 65 | 65 | Federally-Regulated Consumer Product | 1997-04-11 |  | 1998-06-21
Empire Comfort Systems | Empire | RH-50-5 | Gravity Type Vented Room Heate | Natural Gas | No Match | TRUE | FALSE | 1 | None | None | Non-Condensing | Single-Stage | 50000 | 35000 |  |  | 65 | 65 | Federally-Regulated Consumer Product | 1995-11-28 |  | 2007-11-16
Rinnai America | Energy Savers | RHFE-1001FA-1-N | Direct Vent Fan Type Wall Furn | Natural Gas | No Match | FALSE | FALSE | 1 | None | None | Non-Condensing | Single-Stage | 38400 | 31220 |  |  | 80.3 | 73 | Federally-Regulated Consumer Product | 2000-07-18 |  | 2007-11-16
Suburban Manufacturing Co. | Suburban | GSW-30 | Direct Vent Gravity Type Wall | Natural Gas | No Match | FALSE | FALSE | 1 | None | None | Non-Condensing | Single-Stage | 30000 | 22800 |  |  | 71.5 | 64 | Non Federally-Regulated | 1988-06-22 |  | 1988-07-27
CFM Majestic, Inc. ( Purchased by Monessen Hearth Systems Company 7/25/2008) | Insta-Flame | HE30TN | Vented Room Heater - unspecifi | Natural Gas | No Match | TRUE | FALSE | 1 | None | None | No Match | No Match | 30000 | 22800 |  |  | 74.3 | 64 | Federally-Regulated Consumer Product | 1997-04-11 |  | 1998-06-21
Empire Comfort Systems | Empire | VEP-80L | Direct Vent Fan Type Wall Furn | Natural Gas | No Match | FALSE | FALSE | 1 | None | None | No Match | No Match | 30000 | 25500 |  |  |  |  | Non Federally-Regulated | 1985-10-07 |  | 1998-06-21
Heatilator, Inc. | Arrow | DV10G | Vented Room Heater - unspecifi | Natural Gas | No Match | TRUE | FALSE | 1 | None | None | No Match | No Match | 30000 | 21000 |  |  | 64.3 | 64 | Federally-Regulated Consumer Product | 1995-06-15 |  | 1998-06-21
Empire Comfort Systems | Empire Comfort Systems | DVDVC-35-2(SP-IP)1 | Direct Vent Fan Type Wall Furn | Natural Gas | Pressure | TRUE | FALSE | 1 |  | None | Non-Condensing | Single-Stage | 35000 | 27700 | 168 | 347 | 75 | 73 | Federally-Regulated Consumer Product | 2013-06-17 |  | 2014-08-28
Williams Furnace Co. | Dearborn | DVF55EI-N | Vented Fan Type Wall Furnace | Natural Gas | No Match | TRUE | FALSE | 1 | None | None | No Match | No Match | 55000 | 44000 |  |  |  |  | Non Federally-Regulated | 1981-08-09 |  | 1998-06-21
Empire Comfort Systems | Empire | GWT-50-2RB | Vented Gravity Type Wall Furna | Natural Gas | Pressure | TRUE | FALSE | 1 | None | None | Non-Condensing | Single-Stage | 50000 | 36500 |  |  | 66.5 | 65 | Federally-Regulated Consumer Product | 2001-05-23 |  | 2007-11-16
Earth Stove, Inc. | Earth Stove | TG40 | Gravity Type Vented Room Heate | Natural Gas | No Match | TRUE | FALSE | 1 | None | None | Non-Condensing | Single-Stage | 40000 | 29800 |  |  | 66.9 | 64 | Federally-Regulated Consumer Product | 1993-07-26 |  | 1995-06-02
Empire Comfort Systems | Empire | GW-35-4SG | Vented Gravity Type Wall Furna | Natural Gas | No Match | TRUE | FALSE | 1 | None | None | Non-Condensing | Single-Stage | 35000 | 24850 |  |  | 65 | 64 | Federally-Regulated Consumer Product | 1991-03-04 |  | 2007-11-16
Williams Furnace Co. | Forsaire | 4007732 | Direct Vent Fan Type Wall Furn | Natural Gas | No Match | TRUE | FALSE | 1 | None | None | Non-Condensing | Single-Stage | 40000 | 32000 |  |  | 75.4 | 73 | Federally-Regulated Consumer Product | 1993-12-10 |  | 1995-06-05
Martin Industries | Martin | F1430-1 STH-2 | Gravity Type Floor Furnace | Natural Gas | No Match | TRUE | FALSE | 1 | None | None | No Match | No Match | 30000 | 19500 |  |  |  |  | Non Federally-Regulated | 1985-10-07 |  | 1998-06-21
Williams Furnace Co. | Forsaire | 435FEI-LPG | Vented Fan Type Wall Furnace | LPG | No Match | FALSE | FALSE | 1 | None | None | Non-Condensing | Single-Stage | 35000 | 28000 |  |  | 75.6 | 73 | Non Federally-Regulated | 1988-03-14 |  | 1988-07-27
Polaris Fireplaces, Inc. | Polaris | PG 600 P | Vented Room Heater - unspecifi | LPG | No Match | FALSE | FALSE | 1 | None | None | No Match | No Match | 24000 | 19680 |  |  | 72.8 | 63 | Federally-Regulated Consumer Product | 1995-06-15 |  | 1998-06-21
Empire Comfort Systems | Empire Comfort Systems | RH-50C-1 | Gravity Type Vented Room Heate | LPG | Pressure | TRUE | FALSE | 1 | Draft Diverter | None | Non-Condensing | Single-Stage | 50000 | 35000 |  |  | 65 | 65 | Federally-Regulated Consumer Product | 2013-06-17 |  | 2014-08-28
Heil Quaker | Comfortmaker | HE30TN | Vented Room Heater - unspecifi | Natural Gas | No Match | TRUE | FALSE | 1 | None | None | No Match | No Match | 30000 | 22800 |  |  | 74.3 | 64 | Federally-Regulated Consumer Product | 1992-06-03 |  | 1998-06-21
Sherwood Industries, Ltd. | Envirogas | 828BVFS | Vented Room Heater - unspecifi | Natural Gas | No Match | TRUE | FALSE | 1 | None | None | No Match | No Match | 26500 | 21600 |  |  | 71.2 | 63 | Federally-Regulated Consumer Product | 1998-03-31 |  | 1998-06-21
Williams Furnace Co. | Sears | 629.7567 | Vented Gravity Type Wall Furna | Natural Gas | No Match | TRUE | FALSE | 1 | None | None | No Match | No Match | 35000 | 34500 |  |  | 64.1 | 64 | Federally-Regulated Consumer Product | 1997-04-11 |  | 1998-06-21
Rinnai America | Rinnai | RHFE-431FAIII-P | Vented Fan Type Wall Furnace | LPG | Injection Type | FALSE | FALSE | 1 |  | None | Non-Condensing | Step Modulating | 16700 | 13400 | 6 | 6 | 81 | 73 | Federally-Regulated Consumer Product | 2011-06-14 |  | 2011-09-27
Locke Stove | Warm Morning | VR-50EMAL | Vented Room Heater - unspecifi | LPG | No Match | TRUE | FALSE | 1 | None | None | No Match | No Match | 50000 | 35000 |  |  |  |  | Non Federally-Regulated | 1981-05-21 |  | 1998-06-21
Kingsman Industries | Kingsman Industries | VFI30N | Vented Room Heater - unspecifi | Natural Gas | No Match | TRUE | FALSE | 1 | None | None | No Match | No Match | 30000 | 23400 |  |  | 64.7 | 64 | Federally-Regulated Consumer Product | 1997-04-11 |  | 1998-06-21
Williams Furnace Co. | Forsaire | 3508731 | Vented Fan Type Wall Furnace | LPG | No Match | TRUE | FALSE | 1 | None | None | Non-Condensing | Single-Stage | 35000 | 28000 |  |  | 74.8 | 73 | Federally-Regulated Consumer Product | 1993-12-10 |  | 1995-06-05
Williams Furnace Co. | Forsaire | 435FX-R NAT | Vented Fan Type Wall Furnace | Natural Gas | No Match | TRUE | FALSE | 1 | None | None | No Match | No Match | 35000 | 28000 |  |  | 74.8 | 73 | Federally-Regulated Consumer Product | 1992-06-03 |  | 1998-06-21
Empire Comfort Systems | Empire | MV-120 | Direct Vent Gravity Type Wall | Natural Gas | Pressure | TRUE | FALSE | 1 | None | None | Non-Condensing | Single-Stage | 8400 | 6048 |  |  | 69 | 59 | Federally-Regulated Consumer Product | 2003-11-19 |  | 2007-11-16
Hunter Energy & Technology | Hunter | PW/WF20-3 | Vented Room Heater - unspecifi | LPG | No Match | TRUE | FALSE | 1 | None | None | No Match | No Match | 20000 | 13500 |  |  | 58 | 58 | Federally-Regulated Consumer Product | 1995-06-15 |  | 1998-06-21
Perfection Products Co. | Perfection | WASV730RTN-A | Direct Vent Gravity Type Wall | Natural Gas | No Match | TRUE | FALSE | 1 | None | None | No Match | No Match | 30000 | 21000 |  |  | 64 | 64 | Non Federally-Regulated | 1989-03-22 |  | 1998-06-21
Williams Furnace Co. | Williams | 3501921 | Gravity Type Vented Room Heate | LPG | No Match | TRUE | FALSE | 1 | None | None | Non-Condensing | Single-Stage | 35000 | 26250 |  |  | 68 | 64 | Federally-Regulated Consumer Product | 1995-06-05 |  | 2012-11-19
Martin Industries | Williams | SVH30 | Vented Room Heater - unspecifi | Natural Gas | No Match | TRUE | FALSE | 1 | None | None | No Match | No Match | 30000 | 21000 |  |  | 64 | 64 | Non Federally-Regulated | 1988-01-29 |  | 1998-06-21
Earth Stove, Inc. | Earth Stove | TGI | Vented Room Heater - unspecifi | LPG | No Match | TRUE | FALSE | 1 | None | None | No Match | No Match | 38000 | 28500 |  |  | 71.9 | 64 | Federally-Regulated Consumer Product | 1995-06-15 |  | 1998-06-21
Suburban Manufacturing Co. | Suburban | DLII-1220E | Direct Vent Fan Type Wall Furn | Natural Gas | No Match | FALSE | FALSE | 1 | None | None | Non-Condensing | Single-Stage | 20000 | 15620 |  |  | 78.1 | 73 | Federally-Regulated Consumer Product | 1991-11-26 |  | 1992-01-22
Williams Furnace Co. | Williams | 6501812 (65EHB NAT) | Vented Room Heater - unspecifi | Natural Gas | No Match | TRUE | FALSE | 1 | None | None | No Match | No Match | 65000 | 45500 |  |  | 68.3 | 65 | Federally-Regulated Consumer Product | 1997-04-11 |  | 1998-06-21
Preway | Sears | 155.4631 | Gravity Type Vented Room Heate | Natural Gas | No Match | TRUE | FALSE | 1 | None | None | Non-Condensing | Single-Stage | 35000 | 24500 |  |  | 64 | 64 | Non Federally-Regulated | 1988-02-05 |  | 1992-05-13
Williams Furnace Co. | Monterey | 25GV-C-3 LPG | Vented Gravity Type Wall Furna | LPG | No Match | TRUE | FALSE | 1 | None | None | Non-Condensing | Single-Stage | 25000 | 17500 |  |  | 63.3 | 63 | Federally-Regulated Consumer Product | 1991-08-29 |  | 1995-06-05
Louisville Tin &amp; Stove Co. | Louisville Tin & Stove Co. | DVCF 403* | Direct Vent Fan Type Wall Furn | Natural Gas | Injection Type | TRUE | FALSE | 1 |  | None | Non-Condensing | Single-Stage | 40000 | 32000 | 138 | 115 | 74.5 | 73 | Federally-Regulated Consumer Product | 2011-07-18 |  | 2013-06-17
Empire Comfort Systems | Empire | GW-50-3 | Vented Gravity Type Wall Furna | Natural Gas | No Match | TRUE | FALSE | 1 | None | None | Non-Condensing | Single-Stage | 50000 | 35500 |  |  | 65 | 65 | Federally-Regulated Consumer Product | 1990-09-11 |  | 2007-11-16
Canadian Heating Products, Inc. ( Montigo ) | Del Ray | MW38DV-I | Direct Vent Gravity Type Wall | Natural Gas | No Match | TRUE | FALSE | 1 | None | None | Non-Condensing | Single-Stage | 29000 | 21605 |  |  | 64.1 | 64 | Federally-Regulated Consumer Product | 1999-10-21 |  | 1999-12-22
Williams Furnace Co. | Williams | 50RHB-NAT | Vented Room Heater - unspecifi | Natural Gas | No Match | TRUE | FALSE | 1 | None | None | No Match | No Match | 50000 | 35000 |  |  | 67.4 | 65 | Federally-Regulated Consumer Product | 1992-06-03 |  | 1998-06-21
Rinnai America | Energy Savers | RHFE-431WTA-N | Direct Vent Fan Type Wall Furn | Natural Gas | No Match | FALSE | FALSE | 1 | None | None | Non-Condensing | Single-Stage | 16700 | 13553 |  |  | 80.8 | 73 | Federally-Regulated Consumer Product | 2000-07-18 |  | 2007-11-16
Empire Comfort Systems | Empire | GW-35-4 | Vented Gravity Type Wall Furna | Natural Gas | No Match | TRUE | FALSE | 1 | None | None | Non-Condensing | Single-Stage | 35000 | 24850 |  |  | 65 | 64 | Federally-Regulated Consumer Product | 1991-03-04 |  | 2007-11-16
Louisville Tin &amp; Stove Co. | Cozy | W256A | Vented Gravity Type Wall Furna | LPG | No Match | TRUE | FALSE | 1 | None | None | Non-Condensing | Single-Stage | 25000 | 17500 |  |  | 63 | 63 | Non Federally-Regulated | 1988-06-23 |  | 1991-11-13
Empire Stove | Empire | RH-340-2 | Vented Room Heater - unspecifi | LPG | No Match | TRUE | FALSE | 1 | None | None | No Match | No Match | 35000 | 24500 |  |  |  |  | Non Federally-Regulated | 1984-03-31 |  | 1998-06-21
Empire Comfort Systems | Empire | 3588-1 | Gravity Type Floor Furnace | Natural Gas | No Match | TRUE | FALSE | 1 | None | None | Non-Condensing | Single-Stage | 32500 | 22750 |  |  | 56.8 | 56 | Federally-Regulated Consumer Product | 1990-04-24 |  | 1993-12-14
Perfection Schwank | Perfection | WVRC270CTN-P | Vented Room Heater - unspecifi | Natural Gas | No Match | TRUE | FALSE | 1 | None | None | No Match | No Match | 70000 | 49000 |  |  | 65 | 65 | Federally-Regulated Consumer Product | 1992-06-03 |  | 1998-06-21
Williams Furnace Co. | Forsaire | 550DVI-NAT | Direct Vent Fan Type Wall Furn | Natural Gas | No Match | FALSE | FALSE | 1 | None | None | No Match | No Match | 55000 | 44000 |  |  | 77.5 | 74 | Non Federally-Regulated | 1988-07-27 |  | 1998-06-21
Louisville Tin &amp; Stove Co. | Louisville Tin & Stove Co. | CDV-255* | Direct Vent Gravity Type Wall | Natural Gas | Injection Type | TRUE | FALSE | 0 |  | None | Non-Condensing | Single-Stage | 25000 | 17500 |  |  | 63 | 63 | Federally-Regulated Consumer Product | 2013-06-17 |  | 2014-08-28
Louisville Tin &amp; Stove Co. | Cozy | CDV336 | Direct Vent Gravity Type Wall | LPG | No Match | TRUE | FALSE | 1 | None | None | No Match | No Match | 33000 | 23100 |  |  | 64 | 64 | Federally-Regulated Consumer Product | 1992-06-03 |  | 1998-06-21
Perfection Products Co. | Perfection | PW835TL-A | Vented Gravity Type Wall Furna | LPG | No Match | TRUE | FALSE | 1 | None | None | No Match | No Match | 35000 | 24500 |  |  |  |  | Non Federally-Regulated | 1984-03-31 |  | 1998-06-21
Suburban Manufacturing Co. | Suburban | GWW-25PT-LP | Vented Gravity Type Wall Furna | LPG | No Match | TRUE | FALSE | 1 | None | None | No Match | No Match | 25000 | 17500 |  |  | 63.3 | 63 | Non Federally-Regulated | 1988-07-27 |  | 1998-06-21
Empire Stove | Empire | 5077P | Gravity Type Floor Furnace | LPG | No Match | TRUE | FALSE | 1 | None | None | No Match | No Match | 45000 | 31500 |  |  |  |  | Non Federally-Regulated | 1984-03-31 |  | 1998-06-21
Suburban Manufacturing Co. | Suburban | GVC-35-3 | Vented Room Heater - unspecifi | Natural Gas | No Match | FALSE | FALSE | 1 | None | None | No Match | No Match | 35000 | 24500 |  |  |  |  | Non Federally-Regulated | 1981-03-11 |  | 1984-03-31
Louisville Tin &amp; Stove Co. | Louisville Tin & Stove Co. | W356* | Vented Gravity Type Wall Furna | LPG | Injection Type | TRUE | FALSE | 0 | Draft Diverter | None | Non-Condensing | Single-Stage | 35000 | 24500 |  |  | 64.1 | 64 | Federally-Regulated Consumer Product | 2013-06-17 |  | 2014-08-28
Louisville Tin &amp; Stove Co. | Cozy | DV25 | Direct Vent Gravity Type Wall | Natural Gas | No Match | TRUE | FALSE | 1 | None | None | Non-Condensing | Single-Stage | 25000 | 17500 |  |  | 63 | 63 | Non Federally-Regulated | 1988-06-23 |  | 1992-05-07
LSC, Inc. | Warm Morning | VR-65GMAL | Vented Room Heater - unspecifi | Natural Gas | No Match | TRUE | FALSE | 1 | None | None | No Match | No Match | 65000 | 45500 |  |  |  |  | Non Federally-Regulated | 1985-10-07 |  | 1998-06-21
Williams Furnace Co. | Perfection | SV640L-1 | Direct Vent Fan Type Wall Furn | LPG | No Match | TRUE | FALSE | 1 | None | None | No Match | No Match | 40000 | 32000 |  |  |  | 73 | Federally-Regulated Consumer Product | 1992-08-31 |  | 1998-06-21
Martin Industries | Warm Morning | WFF1445 | Gravity Type Floor Furnace | Natural Gas | No Match | TRUE | FALSE | 1 | None | None | Non-Condensing | Single-Stage | 45000 | 31500 |  |  | 57 | 57 | Federally-Regulated Consumer Product | 1992-06-01 |  | 1993-12-14
LSC, Inc. | LSC, Inc. | LSC12 | Direct Vent Gravity Type Wall | Natural Gas | No Match | TRUE | FALSE | 1 | None | None | No Match | No Match | 12000 | 8400 |  |  |  |  | Non Federally-Regulated | 1984-03-31 |  | 1998-06-21
Empire Comfort Systems | Empire | GW-35-4RB | Vented Gravity Type Wall Furna | Natural Gas | No Match | TRUE | FALSE | 1 | None | None | Non-Condensing | Single-Stage | 35000 | 24850 |  |  | 65 | 64 | Federally-Regulated Consumer Product | 1991-03-04 |  | 2007-11-16
Williams Furnace Co. | Martin | MFEI55NAT | Vented Fan Type Wall Furnace | Natural Gas | No Match | FALSE | FALSE | 1 | None | None | No Match | No Match | 55000 | 44000 |  |  | 76 | 74 | Non Federally-Regulated | 1989-03-22 |  | 1998-06-21
CFM Majestic, Inc. ( Purchased by Monessen Hearth Systems Company 7/25/2008) | Insta-Flame by Majestic | FS32** | Vented Gravity Type Wall Furna | Natural Gas | No Match | TRUE | FALSE | 1 | None | None | Non-Condensing | Single-Stage | 30000 | 21000 |  |  | 64 | 64 | Federally-Regulated Consumer Product | 1996-09-03 |  | 1997-11-20
Citadel Innovations, Inc. | Citadel | 3001 | Vented Room Heater - unspecifi | Natural Gas | No Match | TRUE | FALSE | 1 | None | None | No Match | No Match | 30000 | 21200 |  |  | 65.2 | 64 | Federally-Regulated Consumer Product | 1997-04-11 |  | 1998-06-21
Williams Furnace Co. | Forsaire | 3508732 | Vented Fan Type Wall Furnace | Natural Gas | No Match | TRUE | FALSE | 1 | None | None | Non-Condensing | Single-Stage | 35000 | 28000 |  |  | 74.8 | 73 | Federally-Regulated Consumer Product | 1993-12-10 |  | 1995-06-05
Empire Comfort Systems | Empire | RH-35-1 | Gravity Type Vented Room Heate | Natural Gas | No Match | TRUE | FALSE | 1 | None | None | Non-Condensing | Single-Stage | 35000 | 24500 |  |  | 64 | 64 | Federally-Regulated Consumer Product | 1992-02-25 |  | 2007-11-16
Perfection Schwank | Perfection | ASV712RTN-T | Direct Vent Gravity Type Wall | Natural Gas | No Match | TRUE | FALSE | 1 | None | None | Non-Condensing | Single-Stage | 12000 | 8400 |  |  | 60 | 60 | Non Federally-Regulated | 1989-02-27 |  | 2003-10-02
Rinnai America | Rinnai | RHFE-556FA-P | Direct Vent Fan Type Wall Furn | LPG | No Match | FALSE | FALSE | 1 | None | None | Non-Condensing | Single-Stage | 20700 | 16990 |  |  | 84.2 | 73 | Federally-Regulated Consumer Product | 1999-09-17 |  | 2000-07-18
Perfection Schwank | Perfection | VC220TL-P | Vented Room Heater - unspecifi | LPG | No Match | TRUE | FALSE | 1 | None | None | No Match | No Match | 19000 | 13300 |  |  | 58 | 58 | Federally-Regulated Consumer Product | 1992-06-03 |  | 1998-06-21
Perfection Products Co. | Perfection | PW835TL-B-4 | Vented Gravity Type Wall Furna | LPG | No Match | TRUE | FALSE | 1 | None | None | No Match | No Match | 35000 | 24500 |  |  |  |  | Non Federally-Regulated | 1984-03-31 |  | 1998-06-21
Perfection Products Co. | Perfection | VC270TL-J | Vented Room Heater - unspecifi | LPG | No Match | TRUE | FALSE | 1 | None | None | No Match | No Match | 70000 | 49000 |  |  |  |  | Non Federally-Regulated | 1984-03-31 |  | 1998-06-21
Empire Comfort Systems | Empire | RH350-1 | Vented Room Heater - unspecifi | LPG | No Match | TRUE | FALSE | 1 | None | None | No Match | No Match | 50080 | 35000 |  |  |  |  | Non Federally-Regulated | 1985-10-07 |  | 1998-06-21
CFM Majestic, Inc. ( Purchased by Monessen Hearth Systems Company 7/25/2008) | Insta-Flame | HEDV30-1 | Direct Vent Gravity Type Wall | LPG | No Match | TRUE | FALSE | 1 | None | None | No Match | No Match | 21000 | 14700 |  |  | 69.5 | 63 | Federally-Regulated Consumer Product | 1997-04-11 |  | 1998-06-21
Kingsman Industries | Kingsman Industries | FV5000N | Vented Room Heater - unspecifi | Natural Gas | No Match | TRUE | FALSE | 1 | None | None | No Match | No Match | 32000 | 24960 |  |  | 64.1 | 64 | Federally-Regulated Consumer Product | 1997-04-11 |  | 1998-06-21
Louisville Tin &amp; Stove Co. | Cozy | 83B50A-MIL | Gravity Type Floor Furnace | Natural Gas | No Match | TRUE | FALSE | 1 | None | None | No Match | No Match | 50000 | 35000 |  |  |  |  | Non Federally-Regulated | 1985-10-07 |  | 1998-06-21
Williams Furnace Co. | Monterey | 2509712(25GV-3T NAT) | Vented Gravity Type Wall Furna | Natural Gas | No Match | TRUE | FALSE | 1 | None | None | Non-Condensing | Single-Stage | 25000 | 17500 |  |  | 63.3 | 63 | Federally-Regulated Consumer Product | 1995-06-05 |  | 2012-11-19
Louisville Tin &amp; Stove Co. | Cozy | C150A | Vented Room Heater - unspecifi | Natural Gas | No Match | TRUE | FALSE | 1 | None | None | No Match | No Match | 50000 | 35000 |  |  |  |  | Non Federally-Regulated | 1985-10-07 |  | 1998-06-21
Kresky-Ward, Inc. | Kresky-Ward | KM 25S | Vented Gravity Type Wall Furna | LPG | No Match | TRUE | FALSE | 1 | None | None | No Match | No Match | 25000 | 18250 |  |  |  |  | Non Federally-Regulated | 1985-10-07 |  | 1998-06-21
CFM Majestic, Inc. ( Purchased by Monessen Hearth Systems Company 7/25/2008) | Insta-Flame | DV32 | Direct Vent Gravity Type Wall | Natural Gas | No Match | TRUE | FALSE | 1 | None | None | No Match | No Match | 21500 | 15050 |  |  | 63.4 | 63 | Federally-Regulated Consumer Product | 1995-06-15 |  | 1998-06-21
Louisville Tin &amp; Stove Co. | Cozy | 88N65 | Gravity Type Floor Furnace | Natural Gas | No Match | TRUE | FALSE | 1 | None | None | Non-Condensing | Single-Stage | 62000 | 43400 |  |  | 57 | 57 | Non Federally-Regulated | 1988-10-05 |  | 1991-11-13
Perfection Products Co. | Perfection | PW825SEN-B-4 | Vented Gravity Type Wall Furna | Natural Gas | No Match | TRUE | FALSE | 1 | None | None | No Match | No Match | 25000 | 17500 |  |  |  |  | Non Federally-Regulated | 1984-03-31 |  | 1998-06-21
Williams Furnace Co. | Forsaire | 5008332 (455FEI NAT) | Vented Fan Type Wall Furnace | Natural Gas | No Match | FALSE | FALSE | 1 | None | None | No Match | No Match | 55000 | 44000 |  |  | 76 | 74 | Federally-Regulated Consumer Product | 1995-06-15 |  | 1998-06-21
Perfection Schwank | Perfection | P0W850TL-D | Vented Gravity Type Wall Furna | LPG | No Match | TRUE | FALSE | 1 | None | None | No Match | No Match | 50000 | 35000 |  |  | 65 | 65 | Federally-Regulated Consumer Product | 1995-06-15 |  | 1998-06-21
Empire Comfort Systems | Empire | VEP-90M | Direct Vent Fan Type Wall Furn | Natural Gas | No Match | FALSE | FALSE | 1 | None | None | No Match | No Match | 37200 | 31620 |  |  | 80 | 73 | Non Federally-Regulated | 1988-01-29 |  | 1989-01-11
Empire Comfort Systems | Empire Comfort Systems | 3588-3 | Gravity Type Floor Furnace | LPG | Pressure | TRUE | FALSE | 1 |  | None | Non-Condensing | Single-Stage | 32500 | 22750 |  |  | 56 | 56 | Federally-Regulated Consumer Product | 2012-11-16 |  | 2013-06-17
Williams Furnace Co. | Forsaire | 4007732(400DVX-RNAT) | Direct Vent Fan Type Wall Furn | Natural Gas | No Match | TRUE | FALSE | 1 | None | None | No Match | No Match | 40000 | 32000 |  |  | 75.4 | 73 | Federally-Regulated Consumer Product | 1995-06-15 |  | 1998-06-21
Williams Furnace Co. | Debonair | 14DV-3-LPG | Direct Vent Gravity Type Wall | LPG | No Match | TRUE | FALSE | 1 | None | None | No Match | No Match | 14000 | 9800 |  |  |  |  | Non Federally-Regulated | 1984-03-31 |  | 1985-10-07
Williams Furnace Co. | Sahara | 455FEI-NAT | Vented Fan Type Wall Furnace | Natural Gas | No Match | FALSE | FALSE | 1 | None | None | No Match | No Match | 35000 | 44000 |  |  |  |  | Non Federally-Regulated | 1985-10-07 |  | 1998-06-21
Lennox Industries Inc. | Lennox | Chateau 30 NG | Gravity Type Vented Room Heate | Natural Gas | Luminous | TRUE | FALSE | 1 | None | None | Non-Condensing | Single-Stage | 30000 | 20100 |  |  | 67 | 64 | Federally-Regulated Consumer Product | 2007-08-16 |  | 2007-08-23
Williams Furnace Co. | Forsaire | 3508731(435FX-R LPG) | Vented Fan Type Wall Furnace | LPG | No Match | TRUE | FALSE | 1 | None | None | No Match | No Match | 35000 | 28000 |  |  | 74.8 | 73 | Federally-Regulated Consumer Product | 1995-06-15 |  | 1998-06-21
Suburban Manufacturing Co. | Suburban | DWW-30PT-LP | Direct Vent Gravity Type Wall | LPG | No Match | TRUE | FALSE | 1 | None | None | No Match | No Match | 30000 | 21000 |  |  | 65.6 | 64 | Non Federally-Regulated | 1988-07-27 |  | 1998-06-21
Martin Industries | Aspen | C15 LS | Vented Room Heater - unspecifi | Natural Gas | No Match | TRUE | FALSE | 1 | None | None | No Match | No Match | 15000 | 10500 |  |  |  |  | Non Federally-Regulated | 1985-10-07 |  | 1998-06-21
Orrville Products | Comfortec | C60TN | Gravity Type Vented Room Heate | Natural Gas | No Match | TRUE | FALSE | 1 | None | None | Non-Condensing | Single-Stage | 30000 | 22300 |  |  | 74.3 | 64 | Federally-Regulated Consumer Product | 1994-07-15 |  | 1995-06-02
Orrville Products | Comfortec | CFSDV30TP | Direct Vent Gravity Type Wall | LPG | No Match | TRUE | FALSE | 1 | None | None | Non-Condensing | Single-Stage | 21000 | 14700 |  |  | 70 | 63 | Federally-Regulated Consumer Product | 1994-07-15 |  | 1995-06-02
Empire Comfort Systems | Empire Comfort Systems | MV-130 | Vented Gravity Type Wall Furna | LPG | Injection Type | TRUE | FALSE | 1 |  | None | Non-Condensing | Single-Stage | 14000 | 10080 |  |  | 69 | 61 | Federally-Regulated Consumer Product | 2012-04-02 |  | 2012-11-16
Perfection Schwank | Perfection | WASV120SEN-A | Direct Vent Gravity Type Wall | Natural Gas | No Match | TRUE | FALSE | 1 | None | None | No Match | No Match | 20000 | 14000 |  |  | 63 | 63 | Federally-Regulated Consumer Product | 1992-06-03 |  | 1998-06-21
Rinnai America | Rinnai | RHFE-263RFAII-N | Vented Fan Type Wall Furnace | Natural Gas | Injection Type | FALSE | FALSE | 1 |  | None | Non-Condensing | Step Modulating | 11000 | 8800 | 6 | 6 | 80 | 73 | Federally-Regulated Consumer Product | 2011-06-14 |  | 2011-09-27
Williams Furnace Co. | Dayton | 3e+294 | Vented Gravity Type Wall Furna | LPG | No Match | TRUE | FALSE | 1 | None | None | No Match | No Match | 50000 | 35300 |  |  | 65.1 | 65 | Federally-Regulated Consumer Product | 1990-06-26 |  | 1992-06-03
Empire Comfort Systems | Empire Comfort Systems | DVC-35-1(SP,IP) | Vented Fan Type Wall Furnace | LPG | Pressure | TRUE | FALSE | 1 |  | None | Non-Condensing | Single-Stage | 35000 | 27700 | 240 |  | 75 | 73 | Federally-Regulated Consumer Product | 2011-06-23 |  | 2012-01-03
Louisville Tin &amp; Stove Co. | Cozy | C260A | Vented Room Heater - unspecifi | LPG | No Match | TRUE | FALSE | 1 | None | None | No Match | No Match | 60000 | 42000 |  |  |  | 65 | Non Federally-Regulated | 1988-01-29 |  | 1998-06-21
Williams Furnace Co. | Debonair | 14DV-5B NAT | Direct Vent Gravity Type Wall | Natural Gas | No Match | TRUE | FALSE | 1 | None | None | Non-Condensing | Single-Stage | 14000 | 9800 |  |  | 63.1 | 61 | Federally-Regulated Consumer Product | 1991-08-29 |  | 1995-06-05
Williams Furnace Co. | Chamberlain | 2203622 | Vented Gravity Type Wall Furna | Natural Gas | No Match | TRUE | FALSE | 1 | None | None | Non-Condensing | Single-Stage | 22000 | 16462 |  |  | 65.8 | 63 | Federally-Regulated Consumer Product | 1995-06-05 |  | 2012-11-19
Perfection Schwank | Perfection | PW835SEN-CS | Vented Gravity Type Wall Furna | Natural Gas | No Match | TRUE | FALSE | 1 | None | None | No Match | No Match | 35000 | 24500 |  |  | 64 | 64 | Federally-Regulated Consumer Product | 1992-06-03 |  | 1998-06-21
CFM Majestic, Inc. ( Purchased by Monessen Hearth Systems Company 7/25/2008) | Insta-Flame | DV32** | Direct Vent Gravity Type Wall | LPG | No Match | TRUE | FALSE | 1 | None | None | Non-Condensing | Single-Stage | 18000 | 12600 |  |  | 63.4 | 62 | Federally-Regulated Consumer Product | 1995-05-05 |  | 1997-11-20
Louisville Tin &amp; Stove Co. | Cozy | DVCF654A | Direct Vent Fan Type Wall Furn | LPG | No Match | TRUE | FALSE | 1 | None | None | No Match | No Match | 62500 | 48750 |  |  | 74.3 | 74 | Federally-Regulated Consumer Product | 1997-04-11 |  | 1998-06-21
CFM Majestic, Inc. ( Purchased by Monessen Hearth Systems Company 7/25/2008) | Insta-Flame | FA20 | Vented Room Heater - unspecifi | Natural Gas | No Match | TRUE | FALSE | 1 | None | None | No Match | No Match | 20000 | 14000 |  |  | 63.1 | 58 | Federally-Regulated Consumer Product | 1997-04-11 |  | 1998-06-21
Louisville Tin &amp; Stove Co. | Cozy | CF65*A | Vented Fan Type Wall Furnace | Natural Gas | No Match | TRUE | FALSE | 1 | None | None | No Match | No Match | 65000 | 52000 |  |  | 75.1 | 74 | Federally-Regulated Consumer Product | 1990-06-26 |  | 1998-06-21
Orbis | Mark Series | MARKIII NAT | Direct Vent Gravity Type Wall | Natural Gas | No Match | TRUE | FALSE | 1 | None | None | Non-Condensing | Single-Stage | 20000 | 14558 |  |  | 67.2 | 63 | Federally-Regulated Consumer Product | 1994-06-16 |  | 1995-04-12
Martin Industries | Warm Morning | Y-50HMAL | Vented Room Heater - unspecifi | Natural Gas | No Match | TRUE | FALSE | 1 | None | None | No Match | No Match | 50000 | 35000 |  |  |  | 65 | Non Federally-Regulated | 1988-07-27 |  | 1998-06-21
Louisville Tin &amp; Stove Co. | Louisville Tin & Stove Co. | DVCF 653* | Direct Vent Fan Type Wall Furn | Natural Gas | Injection Type | TRUE | FALSE | 1 |  | None | Non-Condensing | Single-Stage | 62500 | 50000 | 156 | 129 | 74.3 | 74 | Federally-Regulated Consumer Product | 2013-06-17 |  | 2014-08-28
Williams Furnace Co. | Debonair | 30DV-3-NAT | Direct Vent Gravity Type Wall | Natural Gas | No Match | TRUE | FALSE | 1 | None | None | No Match | No Match | 30000 | 21000 |  |  |  |  | Non Federally-Regulated | 1984-03-31 |  | 1985-10-07
Williams Furnace Co. | Suburban | UWW-35P-LP | Vented Fan Type Wall Furnace | LPG | No Match | TRUE | FALSE | 1 | None | None | Non-Condensing | Single-Stage | 35000 | 28000 |  |  | 74.8 | 73 | Non Federally-Regulated | 1988-06-22 |  | 1995-06-05
CFM Majestic, Inc. ( Purchased by Monessen Hearth Systems Company 7/25/2008) | Insta-Flame by Majestic | HEB32 | Vented Gravity Type Wall Furna | Natural Gas | No Match | TRUE | FALSE | 1 | None | None | No Match | No Match | 30000 | 21000 |  |  | 66 | 64 | Federally-Regulated Consumer Product | 1997-04-11 |  | 1998-06-21
Perfection Products Co. | Perfection | PW835SEN-B-4 | Vented Gravity Type Wall Furna | Natural Gas | No Match | TRUE | FALSE | 1 | None | None | No Match | No Match | 35000 | 24500 |  |  |  |  | Non Federally-Regulated | 1985-10-07 |  | 1998-06-21
Empire Comfort Systems | Empire | DV-235-4SG | Direct Vent Gravity Type Wall | Natural Gas | No Match | TRUE | FALSE | 1 | None | None | Non-Condensing | Single-Stage | 35000 | 24675 |  |  | 64 | 64 | Federally-Regulated Consumer Product | 1991-03-04 |  | 1993-12-14
Faber Manufacturing | Faber Gas Fireplaces | ARIZONA Y STOVE | Vented Room Heater - unspecifi | LPG | No Match | TRUE | FALSE | 1 | None | None | No Match | No Match | 25000 | 18750 |  |  | 77 | 63 | Federally-Regulated Consumer Product | 1997-04-11 |  | 1998-06-21
Williams Furnace Co. | Monterey | 50GV-5-NAT | Vented Gravity Type Wall Furna | Natural Gas | No Match | TRUE | FALSE | 1 | None | None | Non-Condensing | Single-Stage | 50000 | 35300 |  |  | 65.1 | 65 | Non Federally-Regulated | 1988-03-14 |  | 1995-06-05
Williams Furnace Co. | Debonair | 22DV-3B NAT | Direct Vent Gravity Type Wall | Natural Gas | No Match | TRUE | FALSE | 1 | None | None | Non-Condensing | Single-Stage | 22000 | 15400 |  |  | 64.8 | 63 | Federally-Regulated Consumer Product | 1991-08-29 |  | 1995-06-05
Perfection Products Co. | Perfection | PW825TL-4 | Vented Gravity Type Wall Furna | LPG | No Match | TRUE | FALSE | 1 | None | None | No Match | No Match | 25000 | 17500 |  |  |  | 63 | Non Federally-Regulated | 1988-07-27 |  | 1998-06-21
Dearborn Stove | Dearborn Baronet II | DCH615-M-A | Vented Room Heater - unspecifi | Natural Gas | No Match | TRUE | FALSE | 1 | None | None | No Match | No Match | 15000 | 9750 |  |  |  |  | Non Federally-Regulated | 1981-03-11 |  | 1998-06-21
Suburban Manufacturing Co. | Suburban | GSW-30 | Direct Vent Gravity Type Wall | LPG | No Match | TRUE | FALSE | 1 | None | None | No Match | No Match | 30000 | 21000 |  |  |  | 64 | Non Federally-Regulated | 1988-07-27 |  | 1998-06-21
Williams Furnace Co. | Continental | RDD22-11-NAT | Vented Gravity Type Wall Furna | Natural Gas | No Match | TRUE | FALSE | 1 | None | None | Non-Condensing | Single-Stage | 22000 | 15400 |  |  | 64.8 | 63 | Non Federally-Regulated | 1988-01-29 |  | 1995-06-05
CFM Majestic, Inc. ( Purchased by Monessen Hearth Systems Company 7/25/2008) | Insta-Flame by Majestic | DVR36 | Direct Vent Gravity Type Wall | Natural Gas | No Match | TRUE | FALSE | 1 | None | None | No Match | No Match | 25000 | 17500 |  |  | 66 | 63 | Federally-Regulated Consumer Product | 1997-04-11 |  | 1998-06-21
Louisville Tin &amp; Stove Co. | Cozy | CF354A | Vented Fan Type Wall Furnace | LPG | No Match | TRUE | FALSE | 1 | None | None | No Match | No Match | 35000 | 28000 |  |  | 74.8 | 73 | Federally-Regulated Consumer Product | 1995-06-15 |  | 1998-06-21
Williams Furnace Co. | Monterey | 50GV-C1-3-NAT | Vented Gravity Type Wall Furna | Natural Gas | No Match | TRUE | FALSE | 1 | None | None | No Match | No Match | 50000 | 35000 |  |  |  |  | Non Federally-Regulated | 1985-10-07 |  | 1998-06-21
Empire Comfort Systems | Empire Comfort Systems | MV-145 | Vented Gravity Type Wall Furna | LPG | Injection Type | TRUE | FALSE | 1 |  | None | Non-Condensing | Single-Stage | 20000 | 14400 |  |  | 64.4 | 63 | Federally-Regulated Consumer Product | 2012-11-16 |  | 2013-11-13
Empire Comfort Systems | Empire Comfort Systems | HW500GWHOXX1 | Vented Gravity Type Wall Furna | Natural Gas | Injection Type | TRUE | FALSE | 1 | Draft Diverter | None | Non-Condensing | Single-Stage | 50000 | 35000 |  |  | 66 | 65 | Federally-Regulated Consumer Product | 2012-01-03 |  | 2013-06-17
Martin Industries | Warm Morning | Y-20JMAL | Vented Room Heater - unspecifi | Natural Gas | No Match | TRUE | FALSE | 1 | None | None | No Match | No Match | 20000 | 14000 |  |  |  | 58 | Non Federally-Regulated | 1988-07-27 |  | 1998-06-21
Thermal Systems | Platinum Cat | 6P110 | Vented Room Heater - unspecifi | LPG | No Match | FALSE | FALSE | 1 | None | None | No Match | No Match | 5200 | 3995 |  |  | 73.4 | 57 | Federally-Regulated Consumer Product | 1992-06-03 |  | 1998-06-21
Williams Furnace Co. | Williams | 5001811 (50EHB LPG) | Vented Room Heater - unspecifi | LPG | No Match | TRUE | FALSE | 1 | None | None | No Match | No Match | 50000 | 35000 |  |  | 67.4 | 65 | Federally-Regulated Consumer Product | 1998-03-31 |  | 1998-06-21
Empire Comfort Systems | Empire | GW25SG | Vented Gravity Type Wall Furna | Natural Gas | No Match | TRUE | FALSE | 1 | None | None | Non-Condensing | Single-Stage | 25000 | 17750 |  |  | 64 | 63 | Non Federally-Regulated | 1988-02-05 |  | 1992-05-13
Martin Industries | Montgomery Ward | KMF23801B-02 | Vented Room Heater - unspecifi | LPG | No Match | TRUE | FALSE | 1 | None | None | No Match | No Match | 15000 | 9750 |  |  |  |  | Non Federally-Regulated | 1981-03-11 |  | 1998-06-21
Heil Quaker | Comfortmaker | DV34RP | Vented Room Heater - unspecifi | LPG | No Match | TRUE | FALSE | 1 | None | None | No Match | No Match | 18000 | 13500 |  |  | 73.5 | 57 | Federally-Regulated Consumer Product | 1992-06-03 |  | 1998-06-21
Hunter Energy & Technology | Martin | DGBS | Direct Vent Gravity Type Wall | LPG | No Match | TRUE | FALSE | 1 | None | None | No Match | No Match | 5800 | 4640 |  |  | 72.8 | 59 | Federally-Regulated Consumer Product | 1997-04-11 |  | 1998-06-21
LSC, Inc. | Warm Morning | V-50EMAL | Vented Room Heater - unspecifi | LPG | No Match | TRUE | FALSE | 1 | None | None | No Match | No Match | 50000 | 35000 |  |  |  |  | Non Federally-Regulated | 1984-03-31 |  | 1998-06-21
Addison Products | Dearborn Baronet II | DRH760* | Vented Room Heater - unspecifi | LPG | No Match | TRUE | FALSE | 1 | None | None | No Match | No Match | 60000 | 42000 |  |  |  |  | Non Federally-Regulated | 1984-03-31 |  | 1998-06-21
Williams Furnace Co. | Forsaire | 435FX-LPG | Vented Fan Type Wall Furnace | LPG | No Match | TRUE | FALSE | 1 | None | None | No Match | No Match | 35000 | 28000 |  |  | 74.8 | 73 | Non Federally-Regulated | 1988-07-27 |  | 1998-06-21
Earth Stove, Inc. | Earth Stove | TGI | Vented Room Heater - unspecifi | Natural Gas | No Match | TRUE | FALSE | 1 | None | None | No Match | No Match | 38000 | 27750 |  |  | 70.6 | 64 | Federally-Regulated Consumer Product | 1995-06-15 |  | 1998-06-21
Louisville Tin &amp; Stove Co. | Cozy | CR135A | Vented Room Heater - unspecifi | Natural Gas | No Match | TRUE | FALSE | 1 | None | None | No Match | No Match | 35000 | 24500 |  |  | 64 | 64 | Federally-Regulated Consumer Product | 1997-04-11 |  | 1998-06-21
Williams Furnace Co. | Sahara | 14DV-SM-3 | Direct Vent Gravity Type Wall | Natural Gas | No Match | TRUE | FALSE | 1 | None | None | No Match | No Match | 13700 | 9500 |  |  |  |  | Non Federally-Regulated | 1985-10-07 |  | 1998-06-21
Rinnai America | Rinnai | RHFE-556FAIII-P | Vented Fan Type Wall Furnace | LPG | Injection Type | FALSE | FALSE | 1 |  | None | Non-Condensing | Step Modulating | 20700 | 16770 | 6 | 6 | 81 | 73 | Federally-Regulated Consumer Product | 2011-06-14 |  | 2011-09-27
Louisville Tin &amp; Stove Co. | Cozy | CF50*A | Vented Fan Type Wall Furnace | Natural Gas | No Match | TRUE | FALSE | 1 | None | None | Non-Condensing | Single-Stage | 50000 | 4000 |  |  | 74.5 | 74 | Federally-Regulated Consumer Product | 1990-06-25 |  | 1991-11-13
Heil Quaker | Quaker | DVF25AN | Direct Vent Fan Type Wall Furn | Natural Gas | No Match | FALSE | FALSE | 1 | None | None | No Match | No Match | 25000 | 20000 |  |  |  |  | Non Federally-Regulated | 1982-05-21 |  | 1998-06-21
Williams Furnace Co. | Debonair | 22DV-3-LPG | Direct Vent Gravity Type Wall | LPG | No Match | TRUE | FALSE | 1 | None | None | No Match | No Match | 22000 | 15400 |  |  | 64.8 | 63 | Federally-Regulated Consumer Product | 1992-06-03 |  | 1998-06-21
Williams Furnace Co. | Williams | 2001612 | Gravity Type Vented Room Heate | Natural Gas | No Match | TRUE | FALSE | 1 | None | None | Non-Condensing | Single-Stage | 20000 | 16000 |  |  | 73 | 58 | Federally-Regulated Consumer Product | 1995-06-05 |  | 2012-11-19
Pacific Energy Gas Stoves | Pacific Energy | MIRAGE INSERT | Vented Room Heater - unspecifi | LPG | No Match | TRUE | FALSE | 1 | None | None | No Match | No Match | 27500 | 18673 |  |  | 67.9 | 64 | Federally-Regulated Consumer Product | 1995-06-15 |  | 1998-06-21
Kresky-Ward, Inc. | Kresky-Ward | GSM 28S | Vented Gravity Type Wall Furna | Natural Gas | No Match | TRUE | FALSE | 1 | None | None | No Match | No Match | 28000 | 19600 |  |  |  |  | Non Federally-Regulated | 1981-04-20 |  | 1998-06-21
Martin Industries | Midland International | V6935 | Vented Room Heater - unspecifi | Natural Gas | No Match | TRUE | FALSE | 1 | None | None | No Match | No Match | 35000 | 24500 |  |  | 64 | 64 | Federally-Regulated Consumer Product | 1992-06-03 |  | 1998-06-21
Louisville Tin &amp; Stove Co. | Cozy | W602A | Vented Gravity Type Wall Furna | LPG | No Match | TRUE | FALSE | 1 | None | None | No Match | No Match | 60000 | 42000 |  |  |  |  | Non Federally-Regulated | 1985-10-07 |  | 1998-06-21
Perfection Products Co. | Perfection | CV740IPN | Direct Vent Fan Type Wall Furn | Natural Gas | No Match | FALSE | FALSE | 1 | None | None | No Match | No Match | 40000 | 32000 |  |  |  |  | Non Federally-Regulated | 1985-10-07 |  | 1998-06-21
Perfection Schwank | Perfection | VC250CTN-W-1 | Gravity Type Vented Room Heate | Natural Gas | No Match | TRUE | FALSE | 1 | None | None | Non-Condensing | Single-Stage | 50000 | 35000 |  |  | 65 | 65 | Federally-Regulated Consumer Product | 1991-02-08 |  | 2003-10-02
Williams Furnace Co. | Monterey | 25GV-A1-3-NAT | Vented Gravity Type Wall Furna | Natural Gas | No Match | TRUE | FALSE | 1 | None | None | No Match | No Match | 25000 | 17500 |  |  |  | 63 | Non Federally-Regulated | 1988-01-29 |  | 1998-06-21
Williams Furnace Co. | Dayton | 3E468B | Vented Fan Type Wall Furnace | Natural Gas | No Match | TRUE | FALSE | 1 | None | None | No Match | No Match | 35000 | 28000 |  |  | 74.8 | 73 | Federally-Regulated Consumer Product | 1992-06-03 |  | 1998-06-21
Travis Industries, Inc. | Avalon | 300-GS | Vented Room Heater - unspecifi | Natural Gas | No Match | TRUE | FALSE | 1 | None | None | No Match | No Match | 31000 | 24645 |  |  | 70 | 64 | Federally-Regulated Consumer Product | 1997-04-11 |  | 1998-06-21
Williams Furnace Co. | Forsaire | 435FX-LPG | Vented Fan Type Wall Furnace | LPG | No Match | TRUE | FALSE | 1 | None | None | Non-Condensing | Single-Stage | 35000 | 28000 |  |  | 74.8 | 73 | Non Federally-Regulated | 1988-03-14 |  | 1995-06-05
Rinnai America | Rinnai | RHFE-263RFAII-P | Vented Fan Type Wall Furnace | LPG | Injection Type | FALSE | FALSE | 1 |  | None | Non-Condensing | Step Modulating | 11000 | 8800 | 6 | 6 | 80 | 73 | Federally-Regulated Consumer Product | 2011-06-14 |  | 2011-09-27
LSC, Inc. | LSC, Inc. | LSCIP650A | Vented Fan Type Wall Furnace | LPG | No Match | FALSE | FALSE | 1 | None | None | No Match | No Match | 65000 | 52000 |  |  |  |  | Non Federally-Regulated | 1985-10-07 |  | 1998-06-21
Perfection Schwank | Perfection | VC270TL-W | Vented Room Heater - unspecifi | LPG | No Match | TRUE | FALSE | 1 | None | None | No Match | No Match | 70000 | 49000 |  |  | 65 | 65 | Federally-Regulated Consumer Product | 1995-06-15 |  | 1998-06-21
Louisville Tin &amp; Stove Co. | Cozy | C120A | Vented Room Heater - unspecifi | Natural Gas | No Match | TRUE | FALSE | 1 | None | None | No Match | No Match | 20000 | 14000 |  |  | 58 | 58 | Non Federally-Regulated | 1989-03-22 |  | 1998-06-21
Williams Furnace Co. | Forsaire | 5008731 | Vented Fan Type Wall Furnace | LPG | No Match | TRUE | FALSE | 1 | None | None | Non-Condensing | Single-Stage | 50000 | 40000 |  |  | 74.3 | 74 | Federally-Regulated Consumer Product | 1993-12-10 |  | 1995-06-05
CFM Majestic, Inc. ( Purchased by Monessen Hearth Systems Company 7/25/2008) | Insta-Flame | DV36RP | Vented Room Heater - unspecifi | LPG | No Match | TRUE | FALSE | 1 | None | None | No Match | No Match | 18500 | 13875 |  |  | 74.4 | 58 | Federally-Regulated Consumer Product | 1997-04-11 |  | 1998-06-21
Heil Quaker | Sears | 629.7766 | Vented Gravity Type Wall Furna | LPG | No Match | TRUE | FALSE | 1 | None | None | No Match | No Match | 20000 | 14120 |  |  | 63.2 | 63 | Non Federally-Regulated | 1988-07-27 |  | 1998-06-21
Preway | Preway | SVP35L | Vented Room Heater - unspecifi | LPG | No Match | TRUE | FALSE | 1 | None | None | No Match | No Match | 35000 | 24500 |  |  |  |  | Non Federally-Regulated | 1985-10-07 |  | 1998-06-21
Martin Industries | Warm Morning | VR50**P | Vented Room Heater - unspecifi | LPG | No Match | TRUE | FALSE | 1 | None | None | No Match | No Match | 50000 | 35000 |  |  | 65 | 65 | Federally-Regulated Consumer Product | 1992-06-03 |  | 1998-06-21
Martin Industries | Martin | MSC30 | Direct Vent Gravity Type Wall | LPG | No Match | TRUE | FALSE | 1 | None | None | Non-Condensing | Single-Stage | 30000 | 21000 |  |  | 64 | 64 | Federally-Regulated Consumer Product | 1992-03-27 |  | 1993-12-14
Suburban Manufacturing Co. | Suburban | GVR-55 | Vented Room Heater - unspecifi | LPG | No Match | FALSE | FALSE | 1 | None | None | No Match | No Match | 55000 | 38500 |  |  |  |  | Non Federally-Regulated | 1981-03-11 |  | 1984-03-31
Williams Furnace Co. | Montgomery Ward | SFB-50175B | Vented Gravity Type Wall Furna | Natural Gas | No Match | TRUE | FALSE | 1 | None | None | No Match | No Match | 50000 | 35000 |  |  |  |  | Non Federally-Regulated | 1984-03-31 |  | 1998-06-21
Addison Products | Dearborn Baronet II | DRH35*-*-* | Vented Room Heater - unspecifi | Natural Gas | No Match | TRUE | FALSE | 1 | None | None | No Match | No Match | 35000 | 24000 |  |  |  |  | Non Federally-Regulated | 1984-03-31 |  | 1998-06-21
Louisville Tin &amp; Stove Co. | Louisville Tin & Stove Co. | W355* | Vented Gravity Type Wall Furna | Natural Gas | Injection Type | TRUE | FALSE | 1 | Draft Diverter | None | Non-Condensing | Single-Stage | 35000 | 24500 |  |  | 64.1 | 64 | Federally-Regulated Consumer Product | 2007-11-20 |  | 2011-06-14
Perfection Products Co. | Perfection | SV711TL-4 | Direct Vent Gravity Type Wall | LPG | No Match | TRUE | FALSE | 1 | None | None | No Match | No Match | 11000 | 7700 |  |  |  | 60 | Non Federally-Regulated | 1988-07-27 |  | 1998-06-21
Empire Comfort Systems | Empire | FAW-60-3CIP | Vented Fan Type Wall Furnace | Natural Gas | No Match | FALSE | FALSE | 1 | None | None | Non-Condensing | Single-Stage | 37000 | 29600 |  |  | 76 | 73 | Federally-Regulated Consumer Product | 1990-04-24 |  | 1990-06-26
Williams Furnace Co. | Monterey | 50GV-3-LPG | Vented Gravity Type Wall Furna | LPG | No Match | TRUE | FALSE | 1 | None | None | Non-Condensing | Single-Stage | 50000 | 35300 |  |  | 65.1 | 65 | Non Federally-Regulated | 1988-03-14 |  | 1995-06-05
Empire Comfort Systems | Empire | DV225-2 | Direct Vent Gravity Type Wall | Natural Gas | No Match | TRUE | FALSE | 1 | None | None | No Match | No Match | 25000 | 16500 |  |  |  |  | Non Federally-Regulated | 1985-10-07 |  | 1998-06-21
Perfection Schwank | Perfection | PW835SEN-C | Vented Gravity Type Wall Furna | Natural Gas | No Match | TRUE | FALSE | 1 | None | None | Non-Condensing | Single-Stage | 35000 | 25000 |  |  | 64 | 64 | Non Federally-Regulated | 1989-02-27 |  | 1991-02-08
Empire Comfort Systems | Empire | RH-340-2 | Vented Room Heater - unspecifi | LPG | No Match | TRUE | FALSE | 1 | None | None | No Match | No Match | 35000 | 24500 |  |  |  |  | Non Federally-Regulated | 1985-10-07 |  | 1998-06-21
Suburban Manufacturing Co. | Suburban | UWW-35P-LP | Vented Fan Type Wall Furnace | LPG | No Match | TRUE | FALSE | 1 | None | None | No Match | No Match | 35000 | 28000 |  |  | 74.8 | 73 | Non Federally-Regulated | 1988-07-27 |  | 1998-06-21
Martin Industries | Warm Morning | LSCSSRP | Vented Fan Type Wall Furnace | LPG | No Match | TRUE | FALSE | 1 | None | None | No Match | No Match | 62000 | 46500 |  |  | 74 | 74 | Federally-Regulated Consumer Product | 1992-06-03 |  | 1998-06-21
Valor Homeflame | Homeflame | 470-**P | Vented Room Heater - unspecifi | LPG | No Match | FALSE | FALSE | 1 | None | None | No Match | No Match | 20000 | 15000 |  |  | 58.3 | 58 | Non Federally-Regulated | 1989-03-22 |  | 1998-06-21
Williams Furnace Co. | Dayton | 3e+294 | Vented Gravity Type Wall Furna | LPG | No Match | TRUE | FALSE | 1 | None | None | No Match | No Match | 50000 | 35300 |  |  | 65.1 | 65 | Non Federally-Regulated | 1989-03-22 |  | 1990-06-26
Perfection Schwank | Perfection | VRC235TN-W-1 | Vented Room Heater - unspecifi | Natural Gas | No Match | TRUE | FALSE | 1 | None | None | No Match | No Match | 35000 | 24500 |  |  | 64 | 64 | Federally-Regulated Consumer Product | 1995-06-15 |  | 1998-06-21
Empire Comfort Systems | Empire | CIBV-30-2 | Gravity Type Vented Room Heate | Natural Gas | No Match | TRUE | FALSE | 1 | None | None | Non-Condensing | Single-Stage | 30000 | 21600 |  |  | 65 | 64 | Federally-Regulated Consumer Product | 2000-07-06 |  | 2007-11-16
Williams Furnace Co. | Perfection | PW335RTL-2 | Vented Gravity Type Wall Furna | LPG | No Match | TRUE | FALSE | 1 | None | None | No Match | No Match | 34000 | 23800 |  |  |  |  | Non Federally-Regulated | 1981-03-11 |  | 1998-06-21
Williams Furnace Co. | Williams | 6502711 | Gravity Type Vented Room Heate | LPG | No Match | TRUE | FALSE | 1 | None | None | Non-Condensing | Single-Stage | 65000 | 45500 |  |  | 68.3 | 65 | Federally-Regulated Consumer Product | 1993-12-10 |  | 1995-06-05
Suburban Manufacturing Co. | Suburban | GVR-50 | Vented Room Heater - unspecifi | LPG | No Match | TRUE | FALSE | 1 | None | None | No Match | No Match | 50000 | 37500 |  |  | 69.5 | 65 | Non Federally-Regulated | 1988-07-27 |  | 1998-06-21
Rinnai America | Energy Savers | RHFE-263FA-N | Direct Vent Fan Type Wall Furn | Natural Gas | No Match | FALSE | FALSE | 1 | None | None | Non-Condensing | Single-Stage | 11000 | 8800 |  |  | 80 | 73 | Federally-Regulated Consumer Product | 2000-07-18 |  | 2007-11-16
Martin Industries | Williams | SVH30 | Vented Room Heater - unspecifi | LPG | No Match | TRUE | FALSE | 1 | None | None | No Match | No Match | 30000 | 21000 |  |  | 64 | 64 | Non Federally-Regulated | 1988-01-29 |  | 1998-06-21
Williams Furnace Co. | Sahara | 20GV-A1-3-NAT | Vented Gravity Type Wall Furna | Natural Gas | No Match | TRUE | FALSE | 1 | None | None | No Match | No Match | 20000 | 14000 |  |  |  |  | Non Federally-Regulated | 1985-10-07 |  | 1998-06-21
Empire Comfort Systems | Empire Comfort Systems | FAW-55IP | Vented Fan Type Wall Furnace | Natural Gas | Pressure | FALSE | FALSE | 1 |  | None | Non-Condensing | Single-Stage | 55000 | 42000 | 300 |  | 74 | 74 | Federally-Regulated Consumer Product | 2011-06-23 |  | 2012-01-03
Preway | Preway | SVP35R-N | Vented Room Heater - unspecifi | Natural Gas | No Match | TRUE | FALSE | 1 | None | None | No Match | No Match | 35000 | 24500 |  |  | 64 | 64 | Non Federally-Regulated | 1988-01-29 |  | 1998-06-21
Williams Furnace Co. | Monterey SRO | 3509621 | Vented Gravity Type Wall Furna | LPG | No Match | TRUE | FALSE | 1 | None | None | Non-Condensing | Single-Stage | 35000 | 25930 |  |  | 70 | 64 | Federally-Regulated Consumer Product | 1993-12-10 |  | 2012-11-19
Archgard Industries, Ltd. | Optima 30 Insert | 0I30RP | Vented Room Heater - unspecifi | LPG | No Match | TRUE | FALSE | 1 | None | None | No Match | No Match | 24000 | 18720 |  |  | 71 | 63 | Federally-Regulated Consumer Product | 1997-04-11 |  | 1998-06-21
Louisville Tin &amp; Stove Co. | Cozy | W352A | Vented Gravity Type Wall Furna | LPG | No Match | TRUE | FALSE | 1 | None | None | No Match | No Match | 35000 | 24500 |  |  | 64 | 64 | Non Federally-Regulated | 1988-07-27 |  | 1998-06-21
Empire Comfort Systems | Empire | DV-55E-1 | Direct Vent Fan Type Wall Furn | Natural Gas | No Match | FALSE | FALSE | 1 | None | None | Non-Condensing | Single-Stage | 55000 | 44800 |  |  | 80 | 74 | Federally-Regulated Consumer Product | 1995-09-06 |  | 1997-04-11
Williams Furnace Co. | Debonair | 14DV-3-LPG | Direct Vent Gravity Type Wall | LPG | No Match | TRUE | FALSE | 1 | None | None | No Match | No Match | 14000 | 9800 |  |  | 63.1 | 61 | Non Federally-Regulated | 1988-01-29 |  | 1998-06-21
CFM Majestic, Inc. ( Purchased by Monessen Hearth Systems Company 7/25/2008) | Insta-Flame | DV34** | Direct Vent Gravity Type Wall | LPG | No Match | TRUE | FALSE | 1 | None | None | Non-Condensing | Single-Stage | 21000 | 14700 |  |  | 63 | 63 | Federally-Regulated Consumer Product | 1995-05-05 |  | 1997-11-20
Suburban Manufacturing Co. | Suburban | GVR-65 | Gravity Type Vented Room Heate | Natural Gas | No Match | TRUE | FALSE | 1 | None | None | Non-Condensing | Single-Stage | 65000 | 49400 |  |  | 70.7 | 65 | Non Federally-Regulated | 1988-06-22 |  | 1995-04-28
Williams Furnace Co. | Suburban | GWW-35P-LP | Vented Gravity Type Wall Furna | LPG | No Match | TRUE | FALSE | 1 | None | None | No Match | No Match | 35000 | 34500 |  |  | 64.1 | 64 | Non Federally-Regulated | 1989-03-22 |  | 1990-06-26
Preway | Sears | 155.8568 | Vented Room Heater - unspecifi | Natural Gas | No Match | TRUE | FALSE | 1 | None | None | No Match | No Match | 75000 | 52500 |  |  |  |  | Non Federally-Regulated | 1981-03-11 |  | 1998-06-21
Security Chimneys, Ltd. | Security Fireplaces | SBGH36*P*** | Direct Vent Gravity Type Wall | LPG | No Match | TRUE | FALSE | 1 | None | None | Non-Condensing | Single-Stage | 25000 | 18500 |  |  | 74 | 63 | Federally-Regulated Consumer Product | 1993-06-02 |  | 1995-06-05
Security Chimneys, Ltd. | Security Fireplaces | SBGH36*P**E | Direct Vent Gravity Type Wall | LPG | No Match | TRUE | FALSE | 1 | None | None | Non-Condensing | Single-Stage | 25000 | 18500 |  |  | 74 | 63 | Federally-Regulated Consumer Product | 1993-06-02 |  | 1995-06-05
Louisville Tin &amp; Stove Co. | Cozy | CR150BMA | Vented Room Heater - unspecifi | Natural Gas | No Match | TRUE | FALSE | 1 | None | None | No Match | No Match | 50000 | 35000 |  |  |  |  | Non Federally-Regulated | 1985-10-07 |  | 1998-06-21
Martin Industries | Martin | MSC65 | Vented Fan Type Wall Furnace | LPG | No Match | TRUE | FALSE | 1 | None | None | No Match | No Match | 62000 | 46500 |  |  | 74 | 74 | Federally-Regulated Consumer Product | 1992-06-03 |  | 1998-06-21
Martin Industries | Martin | V5935 | Vented Room Heater - unspecifi | Natural Gas | No Match | TRUE | FALSE | 1 | None | None | No Match | No Match | 35000 | 24500 |  |  | 64 | 64 | Non Federally-Regulated | 1989-03-22 |  | 1998-06-21
Martin Industries | Martin | V2515 ST-3 | Vented Room Heater - unspecifi | Natural Gas | No Match | TRUE | FALSE | 1 | None | None | No Match | No Match | 15000 | 9750 |  |  |  |  | Non Federally-Regulated | 1981-03-11 |  | 1998-06-21
Empire Comfort Systems | Empire | GW-50RB | Vented Gravity Type Wall Furna | Natural Gas | No Match | TRUE | FALSE | 1 | None | None | Non-Condensing | Single-Stage | 50000 | 35500 |  |  | 65 | 65 | Federally-Regulated Consumer Product | 1992-05-13 |  | 1993-12-14
Williams Furnace Co. | Chamberlain | 3003621 | Vented Gravity Type Wall Furna | LPG | No Match | TRUE | FALSE | 1 | None | None | Non-Condensing | Single-Stage | 30000 | 21849 |  |  | 66.4 | 64 | Federally-Regulated Consumer Product | 1995-06-05 |  | 2012-11-19
Suburban Manufacturing Co. | Suburban | DT-1020 | Direct Vent Fan Type Wall Furn | LPG | No Match | FALSE | FALSE | 1 | None | None | No Match | No Match | 10000 | 8000 |  |  |  |  | Non Federally-Regulated | 1984-03-31 |  | 1988-07-27
Williams Furnace Co. | Suburban | GWW-35P-LP | Vented Gravity Type Wall Furna | LPG | No Match | TRUE | FALSE | 1 | None | None | Non-Condensing | Single-Stage | 35000 | 24500 |  |  | 64.1 | 64 | Federally-Regulated Consumer Product | 1991-08-29 |  | 1997-04-11
Williams Furnace Co. | Debonair | 30DV-5-NAT | Direct Vent Gravity Type Wall | Natural Gas | No Match | TRUE | FALSE | 1 | None | None | Non-Condensing | Single-Stage | 30000 | 21000 |  |  | 65.6 | 64 | Non Federally-Regulated | 1988-03-14 |  | 1988-07-27
Martin Industries | Warm Morning | VR85**N | Vented Room Heater - unspecifi | Natural Gas | No Match | TRUE | FALSE | 1 | None | None | No Match | No Match | 85000 | 59500 |  |  | 65 | 65 | Federally-Regulated Consumer Product | 1992-06-03 |  | 1998-06-21
Ultra-Aire | Ultra-Aire | UA250S | Vented Gravity Type Wall Furna | LPG | No Match | TRUE | FALSE | 1 | None | None | No Match | No Match | 25000 | 17500 |  |  |  |  | Non Federally-Regulated | 1981-06-16 |  | 1998-06-21
CFM Majestic, Inc. ( Purchased by Monessen Hearth Systems Company 7/25/2008) | Insta-Flame | FS30** | Gravity Type Vented Room Heate | LPG | No Match | TRUE | FALSE | 1 | None | None | Non-Condensing | Single-Stage | 21000 | 14700 |  |  | 64.7 | 63 | Federally-Regulated Consumer Product | 1995-05-05 |  | 1997-11-20
Williams Furnace Co. | Williams | 65EHB-LPG | Gravity Type Vented Room Heate | LPG | No Match | TRUE | FALSE | 1 | None | None | Non-Condensing | Single-Stage | 65000 | 45500 |  |  | 68.3 | 65 | Federally-Regulated Consumer Product | 1991-08-29 |  | 1995-06-05
CFM Majestic, Inc. ( Purchased by Monessen Hearth Systems Company 7/25/2008) | Insta-Flame | DVS2 | Direct Vent Gravity Type Wall | Natural Gas | No Match | TRUE | FALSE | 1 | None | None | No Match | No Match | 30000 | 21000 |  |  | 66.2 | 64 | Federally-Regulated Consumer Product | 1997-04-11 |  | 1998-06-21
Williams Furnace Co. | Forsaire | 5008332 (455FEI NAT) | Vented Fan Type Wall Furnace | Natural Gas | No Match | FALSE | FALSE | 1 | None | None | Non-Condensing | Single-Stage | 55000 | 44000 |  |  | 76 | 74 | Federally-Regulated Consumer Product | 1995-06-05 |  | 1995-06-15
CFM Majestic, Inc. ( Purchased by Monessen Hearth Systems Company 7/25/2008) | Insta-Flame by Majestic | DVT36** | Direct Vent Gravity Type Wall | LPG | No Match | TRUE | FALSE | 1 | None | None | Non-Condensing | Single-Stage | 25000 | 17500 |  |  | 66 | 63 | Federally-Regulated Consumer Product | 1996-09-03 |  | 1997-11-20
Perfection Schwank | Perfection | 35930 (SEARS) | Vented Room Heater - unspecifi | Natural Gas | No Match | TRUE | FALSE | 1 | None | None | No Match | No Match | 19000 | 13300 |  |  | 58 | 58 | Federally-Regulated Consumer Product | 1992-06-03 |  | 1998-06-21
Louisville Tin &amp; Stove Co. | Cozy | CR250A | Vented Room Heater - unspecifi | LPG | No Match | TRUE | FALSE | 1 | None | None | No Match | No Match | 50000 | 35000 |  |  |  |  | Non Federally-Regulated | 1985-10-07 |  | 1998-06-21
Louisville Tin &amp; Stove Co. | Louisville Tin & Stove Co. | WOW403* | Direct Vent Fan Type Wall Furn | Natural Gas | Induced Draft | FALSE | FALSE | 1 |  | None | Non-Condensing | Single-Stage | 40000 | 29200 | 191 | 151 | 73 | 73 | Federally-Regulated Consumer Product | 2011-07-18 |  | 2013-06-17
Williams Furnace Co. | Sears | 629.7567 | Direct Vent Gravity Type Wall | Natural Gas | No Match | TRUE | FALSE | 1 | None | None | Non-Condensing | Single-Stage | 22000 | 15400 |  |  | 64.8 | 63 | Non Federally-Regulated | 1988-03-14 |  | 1995-06-05
Security Chimneys, Ltd. | Security Fireplaces | SRGH36*MH*E | Direct Vent Gravity Type Wall | Natural Gas | No Match | TRUE | FALSE | 1 | None | None | Non-Condensing | Single-Stage | 25000 | 18500 |  |  | 74 | 63 | Federally-Regulated Consumer Product | 1993-06-02 |  | 1995-06-05
Louisville Tin &amp; Stove Co. | Cozy | CF504A | Vented Fan Type Wall Furnace | LPG | No Match | TRUE | FALSE | 1 | None | None | No Match | No Match | 50000 | 40000 |  |  | 74.3 | 74 | Federally-Regulated Consumer Product | 1992-06-03 |  | 1998-06-21
Williams Furnace Co. | Forsaire | 400DVI-LPG | Direct Vent Fan Type Wall Furn | LPG | No Match | FALSE | FALSE | 1 | None | None | No Match | No Match | 40000 | 32000 |  |  | 77.5 | 73 | Non Federally-Regulated | 1988-07-27 |  | 1998-06-21
Empire Comfort Systems | Empire | RH-25-1 | Vented Room Heater - unspecifi | Natural Gas | No Match | TRUE | FALSE | 1 | None | None | No Match | No Match | 25000 | 17500 |  |  | 64 | 63 | Federally-Regulated Consumer Product | 1992-06-03 |  | 1998-06-21
Empire Comfort Systems | Empire | DV-20E-2 | Direct Vent Fan Type Wall Furn | Natural Gas | No Match | FALSE | FALSE | 1 | None | None | Non-Condensing | Single-Stage | 20000 | 16300 |  |  | 80 | 73 | Federally-Regulated Consumer Product | 1995-09-06 |  | 1997-04-11
Perfection Products Co. | Perfection | WASV120TL | Direct Vent Gravity Type Wall | LPG | No Match | TRUE | FALSE | 1 | None | None | No Match | No Match | 20000 | 14040 |  |  | 64.8 | 63 | Non Federally-Regulated | 1988-01-29 |  | 1998-06-21
Heat-N-Glo Fireplace Products | Gas Technologies | SL-5500S | Direct Vent Gravity Type Wall | Natural Gas | No Match | TRUE | FALSE | 1 | None | None | Non-Condensing | Single-Stage | 30000 | 21750 |  |  | 66.7 | 64 | Federally-Regulated Consumer Product | 1993-11-16 |  | 1995-05-03
Canadian Heating Products, Inc. ( Montigo ) | Del Ray | MD38DT-I | Direct Vent Gravity Type Wall | Natural Gas | No Match | FALSE | FALSE | 1 | None | None | Non-Condensing | Single-Stage | 27000 | 19440 |  |  | 63 | 63 | Federally-Regulated Consumer Product | 1999-07-20 |  | 1999-10-15
Empire Comfort Systems | Empire Comfort Systems | DV-55IP | Vented Fan Type Wall Furnace | Natural Gas | Pressure | FALSE | FALSE | 1 |  | None | Non-Condensing | Single-Stage | 55000 | 43000 | 204 | 422 | 76 | 74 | Federally-Regulated Consumer Product | 2013-06-17 |  | 2014-08-28
Ultra-Aire | Ultra-Aire | UA250S-BP | Vented Gravity Type Wall Furna | LPG | No Match | TRUE | FALSE | 1 | None | None | No Match | No Match | 25000 | 17500 |  |  |  |  | Non Federally-Regulated | 1981-06-18 |  | 1998-06-21
Williams Furnace Co. | Suburban | DWW-55E-LP | Direct Vent Fan Type Wall Furn | LPG | No Match | FALSE | FALSE | 1 | None | None | No Match | No Match | 55000 | 44000 |  |  | 77.5 | 74 | Non Federally-Regulated | 1989-03-22 |  | 1998-06-21
Williams Furnace Co. | Dayton | 3E+292* | Vented Gravity Type Wall Furna | LPG | No Match | TRUE | FALSE | 1 | None | None | No Match | No Match | 25000 | 17500 |  |  |  |  | Non Federally-Regulated | 1981-07-26 |  | 1998-06-21
Louisville Tin &amp; Stove Co. | Louisville Tin & Stove Co. | HEDV254* | Direct Vent Fan Type Wall Furn | LPG | Induced Draft | FALSE | FALSE | 1 |  | None | Non-Condensing | Single-Stage | 25000 | 20000 | 4 |  | 80 | 73 | Federally-Regulated Consumer Product | 2011-06-23 |  | 2011-07-18
Williams Furnace Co. | Forsaire | 455FEI-LPG | Vented Fan Type Wall Furnace | LPG | No Match | FALSE | FALSE | 1 | None | None | No Match | No Match | 55000 | 44000 |  |  | 76 | 74 | Non Federally-Regulated | 1988-07-27 |  | 1998-06-21
Williams Furnace Co. | Continental | RDD22-1-LPG | Vented Gravity Type Wall Furna | LPG | No Match | TRUE | FALSE | 1 | None | None | Non-Condensing | Single-Stage | 22000 | 15400 |  |  | 64.8 | 63 | Non Federally-Regulated | 1988-01-29 |  | 1995-06-05
Perfection Schwank | Perfection | WASV730RTN-A | Direct Vent Gravity Type Wall | Natural Gas | No Match | TRUE | FALSE | 1 | None | None | No Match | No Match | 30000 | 21000 |  |  | 64 | 64 | Federally-Regulated Consumer Product | 1992-06-03 |  | 1998-06-21
Perfection Products Co. | Perfection | VC270TM-JL | Vented Room Heater - unspecifi | Natural Gas | No Match | TRUE | FALSE | 1 | None | None | No Match | No Match | 70000 | 49000 |  |  |  | 65 | Non Federally-Regulated | 1988-07-27 |  | 1998-06-21
Louisville Tin &amp; Stove Co. | Louisville Tin & Stove Co. | CF503* | Vented Fan Type Wall Furnace | Natural Gas | Injection Type | TRUE | FALSE | 1 |  | None | Non-Condensing | Single-Stage | 50000 | 40000 | 2 |  | 74.3 | 74 | Federally-Regulated Consumer Product | 2011-06-23 |  | 2011-07-18
Suburban Manufacturing Co. | Suburban | GVC-55-3 | Vented Room Heater - unspecifi | LPG | No Match | FALSE | FALSE | 1 | None | None | No Match | No Match | 55000 | 38500 |  |  |  |  | Non Federally-Regulated | 1982-05-21 |  | 1984-03-31
Preway | Preway | FVP45 N | Vented Room Heater - unspecifi | Natural Gas | No Match | TRUE | FALSE | 1 | None | None | No Match | No Match | 45000 | 31500 |  |  |  |  | Non Federally-Regulated | 1984-03-31 |  | 1998-06-21
Williams Furnace Co. | Monterey | 25GV-5-NAT | Vented Gravity Type Wall Furna | Natural Gas | No Match | TRUE | FALSE | 1 | None | None | Non-Condensing | Single-Stage | 25000 | 17500 |  |  | 63.3 | 63 | Non Federally-Regulated | 1988-03-14 |  | 1995-06-05
Williams Furnace Co. | Dayton | 3e+294 | Vented Gravity Type Wall Furna | LPG | No Match | TRUE | FALSE | 1 | None | None | No Match | No Match | 50000 | 35000 |  |  |  | 65 | Federally-Regulated Consumer Product | 1992-08-31 |  | 1998-06-21
Martin Industries | Aspen | C20 LS | Vented Room Heater - unspecifi | LPG | No Match | TRUE | FALSE | 1 | None | None | No Match | No Match | 20000 | 14000 |  |  |  |  | Non Federally-Regulated | 1985-10-07 |  | 1998-06-21
Heil Quaker | Sears | 867.735 | Direct Vent Gravity Type Wall | Natural Gas | No Match | TRUE | FALSE | 1 | None | None | No Match | No Match | 20000 | 14000 |  |  |  |  | Non Federally-Regulated | 1982-05-21 |  | 1998-06-21
Empire Comfort Systems | Empire | DVS-42-2 | Direct Vent Gravity Type Wall | Natural Gas | No Match | TRUE | FALSE | 1 | None | None | Non-Condensing | Single-Stage | 28000 | 19600 |  |  | 64 | 64 | Federally-Regulated Consumer Product | 2002-07-25 |  | 2007-11-16
Martin Industries | Martin | V4835 VST | Vented Room Heater - unspecifi | Natural Gas | No Match | TRUE | FALSE | 1 | None | None | No Match | No Match | 35000 | 24500 |  |  |  |  | Non Federally-Regulated | 1985-10-07 |  | 1998-06-21
Louisville Tin &amp; Stove Co. | Louisville Tin & Stove Co. | CDV356* | Direct Vent Gravity Type Wall | LPG | Injection Type | TRUE | FALSE | 1 | Draft Diverter | None | Non-Condensing | Single-Stage | 33000 | 23100 |  |  | 64 | 64 | Federally-Regulated Consumer Product | 2011-06-14 |  | 2011-07-18
Martin Industries | Warm Morning | V65L*P | Vented Room Heater - unspecifi | LPG | No Match | TRUE | FALSE | 1 | None | None | No Match | No Match | 65000 | 45500 |  |  | 65 | 65 | Federally-Regulated Consumer Product | 1995-06-15 |  | 1998-06-21
Heil Quaker | Sears | 629.7567 | Direct Vent Gravity Type Wall | Natural Gas | No Match | TRUE | FALSE | 1 | None | None | No Match | No Match | 22000 | 15400 |  |  | 64.8 | 63 | Non Federally-Regulated | 1988-07-27 |  | 1998-06-21
Perfection Products Co. | Perfection | WASV730SBN-A | Direct Vent Gravity Type Wall | Natural Gas | No Match | TRUE | FALSE | 1 | None | None | No Match | No Match | 30000 | 21000 |  |  | 64 | 64 | Federally-Regulated Consumer Product | 1990-06-26 |  | 1998-06-21
Perfection Products Co. | Perfection | PW820TL-B-4 | Vented Gravity Type Wall Furna | LPG | No Match | TRUE | FALSE | 1 | None | None | No Match | No Match | 20000 | 14000 |  |  |  |  | Non Federally-Regulated | 1984-03-31 |  | 1998-06-21
Williams Furnace Co. | Sahara | 25GV-A1-5-NAT | Vented Gravity Type Wall Furna | Natural Gas | No Match | TRUE | FALSE | 1 | None | None | No Match | No Match | 25000 | 17500 |  |  |  | 63 | Non Federally-Regulated | 1988-01-29 |  | 1998-06-21
Suburban Manufacturing Co. | Suburban | GVC-50 | Vented Room Heater - unspecifi | LPG | No Match | TRUE | FALSE | 1 | None | None | No Match | No Match | 50000 | 37500 |  |  | 69.5 | 65 | Non Federally-Regulated | 1988-07-27 |  | 1998-06-21
Locke Stove | Warm Morning | HDV25L | Direct Vent Gravity Type Wall | LPG | No Match | TRUE | FALSE | 1 | None | None | No Match | No Match | 25000 | 17500 |  |  | 63 | 63 | Federally-Regulated Consumer Product | 1992-08-31 |  | 1998-06-21
Rinnai America | Rinnai | RHFE-201FA-P | Vented Fan Type Wall Furnace | LPG | Injection Type | FALSE | FALSE | 1 |  | None | Non-Condensing | Step Modulating | 8000 | 6700 | 6 | 6 | 83 | 73 | Federally-Regulated Consumer Product | 2011-06-14 |  | 2011-09-27
Perfection Products Co. | Perfection | VC220TN-GS | Vented Room Heater - unspecifi | Natural Gas | No Match | TRUE | FALSE | 1 | None | None | No Match | No Match | 19000 | 13300 |  |  |  |  | Non Federally-Regulated | 1984-03-31 |  | 1998-06-21
Williams Furnace Co. | Dearborn | DSC-30B-NAT | Direct Vent Gravity Type Wall | Natural Gas | No Match | TRUE | FALSE | 1 | None | None | No Match | No Match | 30000 | 21000 |  |  |  |  | Non Federally-Regulated | 1981-08-07 |  | 1998-06-21
Empire Comfort Systems | Empire | VEP-80L | Direct Vent Fan Type Wall Furn | LPG | No Match | FALSE | FALSE | 1 | None | None | No Match | No Match | 29000 | 21700 |  |  |  |  | Non Federally-Regulated | 1985-10-07 |  | 1998-06-21
Empire Comfort Systems | Empire Comfort Systems | RH65C-1 | Gravity Type Vented Room Heate | LPG | Pressure | TRUE | FALSE | 1 |  | None | Non-Condensing | Single-Stage | 65000 | 45500 |  |  | 68 | 65 | Federally-Regulated Consumer Product | 2014-08-28 |  | 2015-06-05
Suburban Manufacturing Co. | Suburban | DT-1020 | Direct Vent Fan Type Wall Furn | Natural Gas | No Match | FALSE | FALSE | 1 | None | None | No Match | No Match | 20000 | 16000 |  |  | 78.5 | 73 | Non Federally-Regulated | 1988-07-27 |  | 1998-06-21
Hunter Energy & Technology | Hunter | PW/WF50-3 | Vented Room Heater - unspecifi | LPG | No Match | TRUE | FALSE | 1 | None | None | No Match | No Match | 50000 | 35600 |  |  | 66.4 | 65 | Federally-Regulated Consumer Product | 1995-06-15 |  | 1998-06-21
Williams Furnace Co. | Continental | RMG25-0-LPG | Vented Gravity Type Wall Furna | LPG | No Match | TRUE | FALSE | 1 | None | None | Non-Condensing | Single-Stage | 25000 | 17500 |  |  | 63.3 | 63 | Non Federally-Regulated | 1988-01-29 |  | 1995-06-05
Orrville Products | Comfortec | CFSDV30TP | Direct Vent Gravity Type Wall | LPG | No Match | TRUE | FALSE | 1 | None | None | No Match | No Match | 21000 | 14700 |  |  | 70 | 63 | Federally-Regulated Consumer Product | 1997-04-11 |  | 1998-06-21
Williams Furnace Co. | Sears | 629.7767 | Vented Gravity Type Wall Furna | LPG | No Match | TRUE | FALSE | 1 | None | None | Non-Condensing | Single-Stage | 35000 | 24500 |  |  | 64.1 | 64 | Federally-Regulated Consumer Product | 1992-05-29 |  | 1997-04-11
Preway | Sears | 155.8568 | Vented Room Heater - unspecifi | LPG | No Match | TRUE | FALSE | 1 | None | None | No Match | No Match | 45000 | 31500 |  |  |  |  | Non Federally-Regulated | 1984-03-31 |  | 1998-06-21
Valor Heating, Ltd. | Homeflame Highlight | 492CP | Vented Room Heater - unspecifi | LPG | No Match | TRUE | FALSE | 1 | None | None | No Match | No Match | 17000 | 13000 |  |  | 70.8 | 57 | Federally-Regulated Consumer Product | 1995-06-15 |  | 1998-06-21
Williams Furnace Co. | Monterey | 20GV-3-LPG | Vented Gravity Type Wall Furna | LPG | No Match | TRUE | FALSE | 1 | None | None | No Match | No Match | 20000 | 14120 |  |  | 63.2 | 63 | Non Federally-Regulated | 1989-03-22 |  | 1990-06-26
Louisville Tin &amp; Stove Co. | Cozy | W50*C | Vented Gravity Type Wall Furna | Natural Gas | No Match | TRUE | FALSE | 1 | None | None | Non-Condensing | Single-Stage | 50000 | 32500 |  |  | 65.1 | 65 | Federally-Regulated Consumer Product | 1990-06-25 |  | 1991-11-13
Williams Furnace Co. | Martin | MDVI55NAT | Direct Vent Fan Type Wall Furn | Natural Gas | No Match | FALSE | FALSE | 1 | None | None | Non-Condensing | Single-Stage | 55000 | 44000 |  |  | 77.5 | 74 | Non Federally-Regulated | 1988-03-14 |  | 1989-03-22
Locke Stove | Warm Morning | VR-35FMAL | Vented Room Heater - unspecifi | LPG | No Match | TRUE | FALSE | 1 | None | None | No Match | No Match | 35000 | 24500 |  |  |  |  | Non Federally-Regulated | 1981-05-17 |  | 1998-06-21
Perfection Products Co. | Perfection | PW825TN-4 | Vented Gravity Type Wall Furna | Natural Gas | No Match | TRUE | FALSE | 1 | None | None | No Match | No Match | 25000 | 17500 |  |  |  | 63 | Non Federally-Regulated | 1988-07-27 |  | 1998-06-21
Perfection Products Co. | Perfection | PDW850SEN-B | Vented Gravity Type Wall Furna | Natural Gas | No Match | TRUE | FALSE | 1 | None | None | No Match | No Match | 50000 | 35000 |  |  |  |  | Non Federally-Regulated | 1984-03-31 |  | 1998-06-21
Perfection Products Co. | Perfection | PW835SEL-B | Vented Gravity Type Wall Furna | LPG | No Match | TRUE | FALSE | 1 | None | None | No Match | No Match | 35000 | 24500 |  |  |  |  | Non Federally-Regulated | 1984-03-31 |  | 1998-06-21
Canadian Heating Products, Inc. ( Montigo ) | Montigo | MD38DR | Direct Vent Gravity Type Wall | Natural Gas | No Match | TRUE | FALSE | 1 | None | None | Non-Condensing | Single-Stage | 28000 | 20468 |  |  | 66.6 | 64 | Federally-Regulated Consumer Product | 1999-09-09 |  | 1999-10-15
Williams Furnace Co. | Sahara | 20GV-A1-5-LPG | Vented Gravity Type Wall Furna | LPG | No Match | TRUE | FALSE | 1 | None | None | No Match | No Match | 20000 | 14000 |  |  |  |  | Non Federally-Regulated | 1985-10-07 |  | 1998-06-21
Empire Comfort Systems | Empire Comfort Systems | MV-120 | Vented Gravity Type Wall Furna | LPG | Injection Type | TRUE | FALSE | 1 |  | None | Non-Condensing | Single-Stage | 8000 | 6048 |  |  | 69 | 59 | Federally-Regulated Consumer Product | 2012-11-16 |  | 2013-11-13
Louisville Tin &amp; Stove Co. | Cozy | C260BMA | Vented Room Heater - unspecifi | LPG | No Match | TRUE | FALSE | 1 | None | None | No Match | No Match | 60000 | 42000 |  |  |  |  | Non Federally-Regulated | 1985-10-07 |  | 1998-06-21
Williams Furnace Co. | Williams | 3501911 | Gravity Type Vented Room Heate | LPG | No Match | TRUE | FALSE | 1 | None | None | Non-Condensing | Single-Stage | 35000 | 26250 |  |  | 68 | 64 | Federally-Regulated Consumer Product | 1995-06-05 |  | 2012-11-19
Williams Furnace Co. | Williams | 5002921 | Vented Room Heater - unspecifi | LPG | No Match | TRUE | FALSE | 1 | None | None | No Match | No Match | 50000 | 37500 |  |  | 68.1 | 65 | Federally-Regulated Consumer Product | 1995-06-15 |  | 1998-06-21
Empire Comfort Systems | Empire | FAW-60-CIP | Vented Fan Type Wall Furnace | LPG | No Match | FALSE | FALSE | 1 | None | None | No Match | No Match | 60000 | 48000 |  |  |  | 74 | Non Federally-Regulated | 1988-01-29 |  | 1988-07-27
Perfection Products Co. | Perfection | VC250TN-J | Vented Room Heater - unspecifi | Natural Gas | No Match | TRUE | FALSE | 1 | None | None | No Match | No Match | 50000 | 35000 |  |  |  |  | Non Federally-Regulated | 1984-03-31 |  | 1998-06-21
Valor Heating, Ltd. | Legend | 736AP | Vented Room Heater - unspecifi | LPG | No Match | TRUE | FALSE | 1 | None | None | No Match | No Match | 18000 | 12600 |  |  | 64.4 | 57 | Federally-Regulated Consumer Product | 1995-06-15 |  | 1998-06-21
Martin Industries | Martin | V2520 ST-3 | Vented Room Heater - unspecifi | Natural Gas | No Match | TRUE | FALSE | 1 | None | None | No Match | No Match | 20000 | 13000 |  |  |  |  | Non Federally-Regulated | 1981-03-11 |  | 1998-06-21
Suburban Manufacturing Co. | Suburban | GSW-20 | Direct Vent Gravity Type Wall | LPG | No Match | TRUE | FALSE | 1 | None | None | No Match | No Match | 20000 | 14000 |  |  |  |  | Non Federally-Regulated | 1981-03-11 |  | 1998-06-21
Williams Furnace Co. | Forsaire | 3508732 | Vented Fan Type Wall Furnace | Natural Gas | No Match | TRUE | FALSE | 1 | None | None | No Match | No Match | 35000 | 28000 |  |  | 74.8 | 73 | Federally-Regulated Consumer Product | 1997-04-11 |  | 1998-06-21
Martin Industries | Warm Morning | WFF1465 | Gravity Type Floor Furnace | LPG | No Match | TRUE | FALSE | 1 | None | None | Non-Condensing | Single-Stage | 65000 | 45000 |  |  | 57 | 57 | Federally-Regulated Consumer Product | 1992-06-01 |  | 1993-12-14
Kresky-Ward, Inc. | Kresky-Ward | GCB 50D | Vented Gravity Type Wall Furna | Natural Gas | No Match | TRUE | FALSE | 1 | None | None | No Match | No Match | 50000 | 35000 |  |  |  |  | Non Federally-Regulated | 1981-04-16 |  | 1998-06-21
Williams Furnace Co. | Debonair | 30DV-3-LPG | Direct Vent Gravity Type Wall | LPG | No Match | TRUE | FALSE | 1 | None | None | No Match | No Match | 30000 | 21000 |  |  | 65.6 | 64 | Federally-Regulated Consumer Product | 1990-06-26 |  | 1992-06-03
Rinnai America | Rinnai | RHFE-556FAIII-N | Direct Vent Fan Type Wall Furn | Natural Gas | No Match | FALSE | FALSE | 1 | None | None | Non-Condensing | Single-Stage | 21500 | 17580 |  |  | 80.6 | 73 | Federally-Regulated Consumer Product | 1999-09-17 |  | 2000-07-18
Vermont Castings, Inc. | Insta-Flame by Majestic | PDV20RN | Gravity Type Vented Room Heate | Natural Gas | No Match | TRUE | FALSE | 1 | None | None | Non-Condensing | Single-Stage | 20000 | 15930 |  |  | 67.3 | 58 | Federally-Regulated Consumer Product | 1998-10-15 |  | 2002-04-25
Martin Industries | Warm Morning | LSC35RP | Vented Fan Type Wall Furnace | LPG | No Match | TRUE | FALSE | 1 | None | None | No Match | No Match | 30000 | 22500 |  |  | 73 | 73 | Federally-Regulated Consumer Product | 1992-06-03 |  | 1998-06-21
Williams Furnace Co. | Williams | 6502712 (65RH NAT) | Gravity Type Vented Room Heate | Natural Gas | No Match | TRUE | FALSE | 1 | None | None | Non-Condensing | Single-Stage | 65000 | 45500 |  |  | 68.3 | 65 | Federally-Regulated Consumer Product | 1995-06-05 |  | 2012-11-19
Martin Industries | Montgomery Ward | KMF23803B-01 | Vented Room Heater - unspecifi | Natural Gas | No Match | TRUE | FALSE | 1 | None | None | No Match | No Match | 35000 | 24500 |  |  |  |  | Non Federally-Regulated | 1984-03-31 |  | 1998-06-21
Williams Furnace Co. | Debonair | 30DV-5-LPG | Direct Vent Gravity Type Wall | LPG | No Match | TRUE | FALSE | 1 | None | None | No Match | No Match | 30000 | 21000 |  |  | 65.6 | 64 | Non Federally-Regulated | 1988-01-29 |  | 1998-06-21
Heil Quaker | Comfortmaker | DV36RN | Vented Room Heater - unspecifi | Natural Gas | No Match | TRUE | FALSE | 1 | None | None | No Match | No Match | 26000 | 19500 |  |  | 74.4 | 63 | Federally-Regulated Consumer Product | 1992-06-03 |  | 1998-06-21
Heil Quaker | Dearborn | DVHF30EIN-0 | Direct Vent Gravity Type Wall | Natural Gas | No Match | FALSE | FALSE | 1 | None | None | No Match | No Match | 30000 | 23100 |  |  |  |  | Non Federally-Regulated | 1982-05-21 |  | 1998-06-21
CFM Majestic, Inc. ( Purchased by Monessen Hearth Systems Company 7/25/2008) | Northern Flame | A230TN | Vented Room Heater - unspecifi | Natural Gas | No Match | TRUE | FALSE | 1 | None | None | No Match | No Match | 30000 | 21000 |  |  | 64.7 | 64 | Federally-Regulated Consumer Product | 1998-03-31 |  | 1998-06-21
Williams Furnace Co. | Debonair | 14DV-5-NAT | Direct Vent Gravity Type Wall | Natural Gas | No Match | TRUE | FALSE | 1 | None | None | No Match | No Match | 14000 | 9800 |  |  | 63.1 | 61 | Federally-Regulated Consumer Product | 1992-06-03 |  | 1998-06-21
Williams Furnace Co. | Debonair | 30DV-5-LPG | Direct Vent Gravity Type Wall | LPG | No Match | TRUE | FALSE | 1 | None | None | No Match | No Match | 30000 | 21000 |  |  | 65.6 | 64 | Federally-Regulated Consumer Product | 1990-06-26 |  | 1992-06-03
Empire Comfort Systems | Empire Comfort Systems | DV-55IP | Vented Fan Type Wall Furnace | LPG | Pressure | FALSE | FALSE | 1 |  | None | Non-Condensing | Single-Stage | 55000 | 43000 | 300 |  | 76 | 74 | Federally-Regulated Consumer Product | 2011-06-23 |  | 2012-01-03
Williams Furnace Co. | Monterey | 25GV-3-LPG | Vented Gravity Type Wall Furna | LPG | No Match | TRUE | FALSE | 1 | None | None | No Match | No Match | 25000 | 17500 |  |  |  |  | Non Federally-Regulated | 1981-03-11 |  | 1982-05-21
Williams Furnace Co. | Debonair | 1403711 | Direct Vent Gravity Type Wall | LPG | No Match | TRUE | FALSE | 1 | None | None | Non-Condensing | Single-Stage | 14000 | 9800 |  |  | 63.1 | 61 | Federally-Regulated Consumer Product | 1993-12-10 |  | 1995-06-05
Perfection Products Co. | Perfection | PW825TN-C | Vented Gravity Type Wall Furna | Natural Gas | No Match | TRUE | FALSE | 1 | None | None | No Match | No Match | 25000 | 17500 |  |  | 63 | 63 | Non Federally-Regulated | 1989-03-22 |  | 1998-06-21
Williams Furnace Co. | Williams | 5002912 | Gravity Type Vented Room Heate | Natural Gas | No Match | TRUE | FALSE | 1 | None | None | Non-Condensing | Single-Stage | 50000 | 37500 |  |  | 68.1 | 65 | Federally-Regulated Consumer Product | 1995-06-05 |  | 2012-11-19
Orbis | Mark Series | MARKII NAT | Direct Vent Gravity Type Wall | Natural Gas | No Match | TRUE | FALSE | 1 | None | None | Non-Condensing | Single-Stage | 15000 | 11109 |  |  | 64.6 | 61 | Federally-Regulated Consumer Product | 1994-06-16 |  | 1995-04-12
Williams Furnace Co. | Debonair | 14DV-3-NAT | Direct Vent Gravity Type Wall | Natural Gas | No Match | TRUE | FALSE | 1 | None | None | No Match | No Match | 14000 | 9800 |  |  | 63.1 | 61 | Federally-Regulated Consumer Product | 1992-08-31 |  | 1998-06-21
Preway | Sears | 155.4631 | Vented Room Heater - unspecifi | Natural Gas | No Match | TRUE | FALSE | 1 | None | None | No Match | No Match | 35000 | 24500 |  |  | 64 | 64 | Non Federally-Regulated | 1988-01-29 |  | 1998-06-21
Williams Furnace Co. | Forsaire Magnum | 6008131 | Vented Fan Type Wall Furnace | LPG | No Match | FALSE | FALSE | 1 | None | None | Non-Condensing | Single-Stage | 60000 | 49200 |  |  | 78 | 74 | Federally-Regulated Consumer Product | 1993-12-10 |  | 1995-06-15
Louisville Tin &amp; Stove Co. | Cozy | W255A | Vented Gravity Type Wall Furna | Natural Gas | No Match | TRUE | FALSE | 1 | None | None | No Match | No Match | 25000 | 17500 |  |  |  |  | Non Federally-Regulated | 1985-10-07 |  | 1998-06-21
Vermont Castings, Inc. | Wonderfire | 2610 | Vented Room Heater - unspecifi | Natural Gas | No Match | TRUE | FALSE | 1 | None | None | No Match | No Match | 30000 | 21640 |  |  | 64.4 | 64 | Federally-Regulated Consumer Product | 1995-06-15 |  | 1998-06-21
Perfection Products Co. | Perfection | WASV120SEL | Direct Vent Gravity Type Wall | LPG | No Match | TRUE | FALSE | 1 | None | None | No Match | No Match | 20000 | 14740 |  |  | 67.9 | 63 | Non Federally-Regulated | 1988-01-29 |  | 1998-06-21
Heatilator, Inc. | Arrow | DVI10B | Unvented Room Heater | Natural Gas | No Match | TRUE | FALSE | 1 | None | None | No Match | No Match | 40000 | 29600 |  |  | 64.4 |  | Federally-Regulated Consumer Product | 1997-04-11 |  | 1998-06-21
CFM Majestic, Inc. ( Purchased by Monessen Hearth Systems Company 7/25/2008) | Insta-Flame by Majestic | HEDV32 | Direct Vent Gravity Type Wall | LPG | No Match | TRUE | FALSE | 1 | None | None | No Match | No Match | 27000 | 18900 |  |  | 66 | 63 | Federally-Regulated Consumer Product | 1997-04-11 |  | 1998-06-21
Empire Comfort Systems | Empire | RH350-1 | Vented Room Heater - unspecifi | LPG | No Match | TRUE | FALSE | 1 | None | None | No Match | No Match | 50000 | 35000 |  |  |  | 65 | Non Federally-Regulated | 1988-01-29 |  | 1998-06-21
Empire Comfort Systems | Empire | DVS-36IP-2 | Direct Vent Gravity Type Wall | Natural Gas | No Match | FALSE | FALSE | 1 | None | None | Non-Condensing | Single-Stage | 25000 | 17500 |  |  | 63 | 63 | Federally-Regulated Consumer Product | 2002-07-25 |  | 2007-11-16
Williams Furnace Co. | Debonair | 22DV-5-NAT | Direct Vent Gravity Type Wall | Natural Gas | No Match | TRUE | FALSE | 1 | None | None | No Match | No Match | 22000 | 15400 |  |  |  |  | Non Federally-Regulated | 1981-09-02 |  | 1984-03-31
Martin Industries | Martin | LSC50XX | Vented Fan Type Wall Furnace | LPG | No Match | TRUE | FALSE | 1 | None | None | No Match | No Match | 50000 | 37500 |  |  | 74 | 74 | Federally-Regulated Consumer Product | 1997-04-11 |  | 1998-06-21
Empire Comfort Systems | Empire Comfort Systems | RH-35-6 | Gravity Type Vented Room Heate | LPG | Pressure | TRUE | FALSE | 1 | Draft Diverter | None | Non-Condensing | Single-Stage | 35000 | 24500 |  |  | 64 | 64 | Federally-Regulated Consumer Product | 2010-01-11 |  | 2012-01-03
Hunter Energy & Technology | Hunter | FI25H-3 | Vented Room Heater - unspecifi | LPG | No Match | TRUE | FALSE | 1 | None | None | No Match | No Match | 20000 | 13200 |  |  | 58.7 | 58 | Federally-Regulated Consumer Product | 1995-06-15 |  | 1998-06-21
Louisville Tin &amp; Stove Co. | Louisville Tin & Stove Co. | CDV-255* | Direct Vent Gravity Type Wall | Natural Gas | Injection Type | TRUE | FALSE | 1 |  | None | Non-Condensing | Single-Stage | 25000 | 17500 |  |  | 63 | 63 | Federally-Regulated Consumer Product | 2011-07-18 |  | 2013-06-17
Thermal Systems | Platinum Cat | 1500 XL SE | Vented Room Heater - unspecifi | Natural Gas | No Match | FALSE | FALSE | 1 | None | None | No Match | No Match | 5200 | 3995 |  |  | 72.4 | 57 | Federally-Regulated Consumer Product | 1992-06-03 |  | 1998-06-21
Empire Comfort Systems | Empire Comfort Systems | MV-145 | Vented Gravity Type Wall Furna | Natural Gas | Injection Type | TRUE | FALSE | 1 |  | None | Non-Condensing | Single-Stage | 20000 | 14400 |  |  | 64.4 | 63 | Federally-Regulated Consumer Product | 2012-11-16 |  | 2013-11-13
Williams Furnace Co. | Williams | 3509622 | Vented Gravity Type Wall Furna | Natural Gas | Pressure | TRUE | FALSE | 1 |  | None | Non-Condensing | Single-Stage | 35000 | 25930 |  |  | 68.8 | 64 | Federally-Regulated Consumer Product | 2011-08-22 |  | 2012-11-16
Williams Furnace Co. | Debonair | 2203721 | Direct Vent Gravity Type Wall | LPG | No Match | TRUE | FALSE | 1 | None | None | Non-Condensing | Single-Stage | 22000 | 15400 |  |  | 64.8 | 63 | Federally-Regulated Consumer Product | 1993-12-10 |  | 1995-06-05
CFM Majestic, Inc. ( Purchased by Monessen Hearth Systems Company 7/25/2008) | Insta-Flame | HE30 | Vented Gravity Type Wall Furna | LPG | No Match | TRUE | FALSE | 1 | None | None | No Match | No Match | 21000 | 14700 |  |  | 64 | 63 | Federally-Regulated Consumer Product | 1995-06-15 |  | 1998-06-21
Johnson Gas Appliance Co. | Newport | NEWPORT FREESTANDING | Gravity Type Vented Room Heate | LPG | No Match | TRUE | FALSE | 1 | None | None | Non-Condensing | Single-Stage | 33000 | 24250 |  |  | 66.8 | 64 | Federally-Regulated Consumer Product | 1993-08-27 |  | 1995-05-22
Williams Furnace Co. | Debonair | 22DV-5-NAT | Direct Vent Gravity Type Wall | Natural Gas | No Match | TRUE | FALSE | 1 | None | None | No Match | No Match | 22000 | 15400 |  |  |  |  | Non Federally-Regulated | 1984-03-31 |  | 1998-06-21
Empire Comfort Systems | Empire Comfort Systems | 5088-5 | Gravity Type Floor Furnace | Natural Gas | Pressure | TRUE | FALSE | 0 |  | None | Non-Condensing | Single-Stage | 45000 | 31500 |  |  | 57 | 57 | Federally-Regulated Consumer Product | 2013-06-17 |  | 2014-02-04
Empire Comfort Systems | Empire Comfort Systems | FAW-55SPP | Vented Fan Type Wall Furnace | Natural Gas | Pressure | TRUE | FALSE | 1 |  | None | Non-Condensing | Single-Stage | 55000 | 42000 | 204 | 422 | 74 | 74 | Federally-Regulated Consumer Product | 2012-01-03 |  | 2013-06-17
Williams Furnace Co. | Williams | 5001812 | Gravity Type Vented Room Heate | Natural Gas | No Match | TRUE | FALSE | 1 | None | None | Non-Condensing | Single-Stage | 50000 | 35000 |  |  | 67.4 | 65 | Federally-Regulated Consumer Product | 1993-12-10 |  | 1995-06-05
Preway | Preway | SVP15R-LP | Gravity Type Vented Room Heate | LPG | No Match | TRUE | FALSE | 1 | None | None | Non-Condensing | Single-Stage | 15000 | 10500 |  |  | 57 | 57 | Non Federally-Regulated | 1988-02-05 |  | 1992-05-13
Heil Quaker | Sears | 867.7347 | Vented Fan Type Wall Furnace | Natural Gas | No Match | FALSE | FALSE | 1 | None | None | No Match | No Match | 60000 | 48000 |  |  |  | 74 | Federally-Regulated Consumer Product | 1992-08-31 |  | 1998-06-21
Blaze King Industries | Pegasus | 7003 | Vented Room Heater - unspecifi | Natural Gas | No Match | TRUE | FALSE | 1 | None | None | No Match | No Match | 38000 | 29800 |  |  | 69 | 64 | Federally-Regulated Consumer Product | 1997-04-11 |  | 1998-06-21
Williams Furnace Co. | Monterey | 50GV-C-5 NAT | Vented Gravity Type Wall Furna | Natural Gas | No Match | TRUE | FALSE | 1 | None | None | Non-Condensing | Single-Stage | 50000 | 35300 |  |  | 65.1 | 65 | Federally-Regulated Consumer Product | 1991-08-29 |  | 1995-06-05
Louisville Tin &amp; Stove Co. | Louisville Tin & Stove Co. | W506* | Vented Gravity Type Wall Furna | LPG | Injection Type | TRUE | FALSE | 0 | Draft Diverter | None | Non-Condensing | Single-Stage | 50000 | 35000 |  |  | 65.1 | 65 | Federally-Regulated Consumer Product | 2013-06-17 |  | 2014-08-28
Williams Furnace Co. | Monterey | 50GV-C-3 LPG | Vented Gravity Type Wall Furna | LPG | No Match | TRUE | FALSE | 1 | None | None | Non-Condensing | Single-Stage | 50000 | 35300 |  |  | 65.1 | 65 | Federally-Regulated Consumer Product | 1991-08-29 |  | 1995-06-05
Empire Comfort Systems | Empire | DV-40E-1 | Direct Vent Fan Type Wall Furn | Natural Gas | No Match | FALSE | FALSE | 1 | None | None | No Match | No Match | 40000 | 32600 |  |  | 80 | 73 | Federally-Regulated Consumer Product | 1997-04-11 |  | 1998-06-21
LSC, Inc. | Warm Morning | VR-65EMAL | Vented Room Heater - unspecifi | LPG | No Match | TRUE | FALSE | 1 | None | None | No Match | No Match | 65000 | 45500 |  |  |  |  | Non Federally-Regulated | 1984-03-31 |  | 1998-06-21
Empire Comfort Systems | Empire | DV-232-1MH | Direct Vent Gravity Type Wall | Natural Gas | No Match | TRUE | FALSE | 1 | None | None | Non-Condensing | Single-Stage | 32000 | 22560 |  |  | 64 | 64 | Federally-Regulated Consumer Product | 1990-09-28 |  | 2007-11-16
Martin Industries | Williams | EVH50B | Vented Room Heater - unspecifi | Natural Gas | No Match | TRUE | FALSE | 1 | None | None | No Match | No Match | 50000 | 35000 |  |  | 65 | 65 | Non Federally-Regulated | 1988-01-29 |  | 1998-06-21
Hussong Manufacturing Co. | Kozy Heat | JOR-30 JORDAN | Direct Vent Gravity Type Wall | Natural Gas | Pressure | FALSE | FALSE | 1 |  | None | Non-Condensing | Step Modulating | 32000 | 16500 |  |  | 73.2 | 64 | Federally-Regulated Consumer Product | 2010-09-20 |  | 2011-10-03
Locke Stove | Warm Morning | V-50EMAL | Vented Room Heater - unspecifi | Natural Gas | No Match | TRUE | FALSE | 1 | None | None | No Match | No Match | 50000 | 35000 |  |  |  |  | Non Federally-Regulated | 1981-05-15 |  | 1998-06-21
Louisville Tin &amp; Stove Co. | Cozy | 83B35A-MIL | Gravity Type Floor Furnace | Natural Gas | No Match | TRUE | FALSE | 1 | None | None | No Match | No Match | 35000 | 24500 |  |  |  |  | Non Federally-Regulated | 1985-10-07 |  | 1998-06-21
Empire Comfort Systems | Empire Comfort Systems | HW250GWHOXX2 | Vented Gravity Type Wall Furna | LPG | Pressure | TRUE | FALSE | 1 |  | None | Non-Condensing | Single-Stage | 25000 | 17500 |  |  | 70 | 63 | Federally-Regulated Consumer Product | 2013-06-17 |  | 2013-07-10
Williams Furnace Co. | Williams | 5002711 | Gravity Type Vented Room Heate | LPG | No Match | TRUE | FALSE | 1 | None | None | Non-Condensing | Single-Stage | 50000 | 35000 |  |  | 67.4 | 65 | Federally-Regulated Consumer Product | 1993-12-10 |  | 1995-06-05
Perfection Schwank | Perfection | PWB35RTL-CS | Vented Gravity Type Wall Furna | LPG | No Match | TRUE | FALSE | 1 | None | None | No Match | No Match | 35000 | 24500 |  |  | 64 | 64 | Federally-Regulated Consumer Product | 1992-06-03 |  | 1998-06-21
Martin Industries | Martin | V6970 | Direct Vent Gravity Type Wall | LPG | No Match | TRUE | FALSE | 1 | None | None | No Match | No Match | 70000 | 49000 |  |  | 65 | 65 | Federally-Regulated Consumer Product | 1995-06-15 |  | 1998-06-21
Empire Comfort Systems | Empire | DVD48FP51 | Direct Vent Gravity Type Wall | Natural Gas | Pressure | FALSE | FALSE | 1 | None | None | Non-Condensing | Single-Stage | 28000 | 18284 |  |  | 64.6 | 64 | Federally-Regulated Consumer Product | 2005-07-08 |  | 2007-11-16
Empire Comfort Systems | Empire Comfort Systems | DV-210-7SG | Vented Gravity Type Wall Furna | Natural Gas | Pressure | TRUE | FALSE | 1 | None | None | Non-Condensing | Single-Stage | 10000 | 7000 |  |  | 62 | 59 | Federally-Regulated Consumer Product | 2012-01-03 |  | 2013-06-17
Louisville Tin &amp; Stove Co. | Louisville Tin & Stove Co. | VC502* | Gravity Type Vented Room Heate | LPG | Injection Type | TRUE | FALSE | 1 | Draft Diverter | None | Non-Condensing | Single-Stage | 50000 | 35000 |  |  | 66 | 65 | Federally-Regulated Consumer Product | 2007-11-20 |  | 2011-06-14
Perfection Schwank | Perfection | CV7401PL-C | Vented Fan Type Wall Furnace | LPG | No Match | FALSE | FALSE | 1 | None | None | No Match | No Match | 40000 | 31160 |  |  | 73.3 | 73 | Federally-Regulated Consumer Product | 1995-06-15 |  | 1998-06-21
Williams Furnace Co. | Continental | RFD55-0P | Direct Vent Fan Type Wall Furn | LPG | No Match | TRUE | FALSE | 1 | None | None | No Match | No Match | 55000 | 44000 |  |  | 77 | 74 | Federally-Regulated Consumer Product | 1997-04-11 |  | 1998-06-21
Williams Furnace Co. | Williams | 3501922 | Vented Room Heater - unspecifi | Natural Gas | No Match | TRUE | FALSE | 1 | None | None | No Match | No Match | 35000 | 26250 |  |  | 68 | 64 | Federally-Regulated Consumer Product | 1995-06-15 |  | 1998-06-21
Louisville Tin &amp; Stove Co. | Cozy | 88*65 | Gravity Type Floor Furnace | Natural Gas | No Match | TRUE | FALSE | 1 | None | None | Non-Condensing | Single-Stage | 62000 | 41500 |  |  | 67.4 | 57 | Federally-Regulated Consumer Product | 1990-06-25 |  | 1991-11-13
Empire Comfort Systems | Empire Comfort Systems | HW500GWHOXX1 | Vented Gravity Type Wall Furna | Natural Gas | Injection Type | TRUE | FALSE | 1 | Draft Diverter | None | Non-Condensing | Single-Stage | 50000 | 35000 |  |  | 66 | 65 | Federally-Regulated Consumer Product | 2013-06-17 |  | 2014-08-28
Williams Furnace Co. | Continental | RDD22-0-NAT | Vented Gravity Type Wall Furna | Natural Gas | No Match | TRUE | FALSE | 1 | None | None | Non-Condensing | Single-Stage | 22000 | 15400 |  |  | 64.8 | 63 | Non Federally-Regulated | 1988-01-29 |  | 1995-06-05
Williams Furnace Co. | Forsaire | 400DVX-R LPG | Direct Vent Fan Type Wall Furn | LPG | No Match | TRUE | FALSE | 1 | None | None | Non-Condensing | Single-Stage | 40000 | 32000 |  |  | 75.4 | 73 | Federally-Regulated Consumer Product | 1991-08-29 |  | 1992-05-29
Suburban Manufacturing Co. | Suburban | NT-16 | Direct Vent Fan Type Wall Furn | LPG | No Match | FALSE | FALSE | 1 | None | None | No Match | No Match | 16000 | 12000 |  |  |  |  | Non Federally-Regulated | 1981-03-11 |  | 1998-06-21
Suburban Manufacturing Co. | Suburban | GVR-65 | Vented Room Heater - unspecifi | LPG | No Match | TRUE | FALSE | 1 | None | None | No Match | No Match | 65000 | 49400 |  |  | 70.7 | 65 | Non Federally-Regulated | 1988-07-27 |  | 1998-06-21
Williams Furnace Co. | Continental | RFD40-IN | Direct Vent Fan Type Wall Furn | Natural Gas | No Match | FALSE | FALSE | 1 | None | None | No Match | No Match | 40000 | 32000 |  |  | 77.5 | 73 | Non Federally-Regulated | 1988-07-27 |  | 1998-06-21
Suburban Manufacturing Co. | Suburban | GSW-20 | Direct Vent Gravity Type Wall | Natural Gas | No Match | TRUE | FALSE | 1 | None | None | No Match | No Match | 20000 | 11000 |  |  |  |  | Non Federally-Regulated | 1984-03-31 |  | 1998-06-21
Williams Furnace Co. | Monterey | 20GV-AI-3-LP6 | Vented Gravity Type Wall Furna | LPG | No Match | TRUE | FALSE | 1 | None | None | No Match | No Match | 20000 | 14000 |  |  |  |  | Non Federally-Regulated | 1985-10-07 |  | 1998-06-21
Empire Comfort Systems | Empire Comfort Systems | GWT-35-2(SG,RB) | Vented Gravity Type Wall Furna | Natural Gas | Pressure | TRUE | FALSE | 1 | Draft Diverter | None | Non-Condensing | Single-Stage | 35000 | 24500 |  |  | 66 | 64 | Federally-Regulated Consumer Product | 2010-01-11 |  | 2012-01-03
Williams Furnace Co. | Dearborn | DWF35BG-1 NAT.. | Vented Gravity Type Wall Furna | Natural Gas | No Match | TRUE | FALSE | 1 | None | None | No Match | No Match | 35000 | 24500 |  |  |  | 64 | Federally-Regulated Consumer Product | 1992-08-31 |  | 1998-06-21
Williams Furnace Co. | Williams | 3501711 | Vented Room Heater - unspecifi | LPG | No Match | TRUE | FALSE | 1 | None | None | No Match | No Match | 35000 | 24500 |  |  | 67.1 | 64 | Federally-Regulated Consumer Product | 1997-04-11 |  | 1998-06-21
NHC | Sterling | STERLING | Gravity Type Vented Room Heate | Natural Gas | No Match | TRUE | FALSE | 1 | None | None | Non-Condensing | Single-Stage | 40000 | 31600 |  |  | 74.6 | 64 | Federally-Regulated Consumer Product | 1994-05-10 |  | 1994-07-19
Williams Furnace Co. | Debonair | 14DV-3-NAT | Direct Vent Gravity Type Wall | Natural Gas | No Match | TRUE | FALSE | 1 | None | None | No Match | No Match | 14000 | 9800 |  |  | 63.1 | 61 | Non Federally-Regulated | 1988-01-29 |  | 1998-06-21
Williams Furnace Co. | Monterey | 35GV-3-NAT | Vented Gravity Type Wall Furna | Natural Gas | No Match | TRUE | FALSE | 1 | None | None | No Match | No Match | 35000 | 24500 |  |  |  |  | Non Federally-Regulated | 1981-03-11 |  | 1982-05-21
Louisville Tin &amp; Stove Co. | Cozy | C*35B | Vented Room Heater - unspecifi | Natural Gas | No Match | TRUE | FALSE | 1 | None | None | No Match | No Match | 35000 | 23800 |  |  | 68.6 | 64 | Federally-Regulated Consumer Product | 1990-06-26 |  | 1998-06-21
Heil Quaker | Sears | 629.7767 | Vented Gravity Type Wall Furna | LPG | No Match | TRUE | FALSE | 1 | None | None | No Match | No Match | 50000 | 35300 |  |  | 65.1 | 65 | Non Federally-Regulated | 1988-07-27 |  | 1998-06-21
Williams Furnace Co. | Williams | 5002812 (50RHB NAT) | Vented Room Heater - unspecifi | Natural Gas | No Match | TRUE | FALSE | 1 | None | None | No Match | No Match | 50000 | 35000 |  |  | 67.4 | 65 | Federally-Regulated Consumer Product | 1997-04-11 |  | 1998-06-21
Empire Comfort Systems | Empire | RH-35 | Vented Room Heater - unspecifi | Natural Gas | No Match | TRUE | FALSE | 1 | None | None | No Match | No Match | 35000 | 24500 |  |  | 64 | 64 | Federally-Regulated Consumer Product | 1990-06-26 |  | 1998-06-21
Heil Quaker | Sears | 867.7212 | Direct Vent Gravity Type Wall | LPG | No Match | TRUE | FALSE | 1 | None | None | No Match | No Match | 20000 | 14000 |  |  |  |  | Non Federally-Regulated | 1984-03-31 |  | 1998-06-21
Williams Furnace Co. | Debonair | 30DV-3-LPG | Direct Vent Gravity Type Wall | LPG | No Match | TRUE | FALSE | 1 | None | None | No Match | No Match | 30000 | 21000 |  |  |  |  | Non Federally-Regulated | 1984-03-31 |  | 1985-10-07
CFM Majestic, Inc. ( Purchased by Monessen Hearth Systems Company 7/25/2008) | Insta-Flame | HEDV30-1 | Direct Vent Gravity Type Wall | Natural Gas | No Match | TRUE | FALSE | 1 | None | None | No Match | No Match | 27000 | 18900 |  |  | 69.5 | 63 | Federally-Regulated Consumer Product | 1995-06-15 |  | 1998-06-21
Heil Quaker | Sears | 867.7212 | Direct Vent Gravity Type Wall | LPG | No Match | TRUE | FALSE | 1 | None | None | No Match | No Match | 20000 | 14000 |  |  |  |  | Non Federally-Regulated | 1985-10-07 |  | 1998-06-21
Louisville Tin &amp; Stove Co. | Cozy | C220A | Vented Room Heater - unspecifi | LPG | No Match | TRUE | FALSE | 1 | None | None | No Match | No Match | 20000 | 14000 |  |  |  |  | Non Federally-Regulated | 1985-10-07 |  | 1998-06-21
Williams Furnace Co. | Debonair | 22DV-3-LPG | Direct Vent Gravity Type Wall | LPG | No Match | TRUE | FALSE | 1 | None | None | No Match | No Match | 22000 | 15400 |  |  | 64.8 | 63 | Federally-Regulated Consumer Product | 1992-08-31 |  | 1998-06-21
Rinnai America | Rinnai | EX08C (RHFE-202FTA) | Direct Vent Fan Type Wall Furn | Natural Gas | Injection Type | FALSE | FALSE | 1 |  | None | Non-Condensing | Step Modulating | 8000 | 6604 | 6 | 6 | 82 | 73 | Federally-Regulated Consumer Product | 2011-07-18 |  | 2015-04-20
Louisville Tin &amp; Stove Co. | Louisville Tin & Stove Co. | CF504* | Vented Fan Type Wall Furnace | LPG | Injection Type | TRUE | FALSE | 1 |  | None | Non-Condensing | Single-Stage | 50000 | 40000 | 100 | 86 | 74.3 | 74 | Federally-Regulated Consumer Product | 2013-06-17 |  | 2014-08-28
Louisville Tin &amp; Stove Co. | Louisville Tin & Stove Co. | VC352* | Gravity Type Vented Room Heate | LPG | Injection Type | TRUE | FALSE | 0 | Draft Diverter | None | Non-Condensing | Single-Stage | 35000 | 24500 |  |  | 66.6 | 64 | Federally-Regulated Consumer Product | 2013-06-17 |  | 2014-08-28
Heil Quaker | Sears | 867.7342 | Direct Vent Fan Type Wall Furn | Natural Gas | No Match | FALSE | FALSE | 1 | None | None | No Match | No Match | 25000 | 20000 |  |  |  |  | Non Federally-Regulated | 1984-03-31 |  | 1998-06-21
Williams Furnace Co. | Monterey | 5009721 | Vented Gravity Type Wall Furna | LPG | No Match | TRUE | FALSE | 1 | None | None | Non-Condensing | Single-Stage | 50000 | 35300 |  |  | 65.1 | 65 | Federally-Regulated Consumer Product | 1993-12-10 |  | 1995-06-05
Louisville Tin &amp; Stove Co. | Cozy | C*50B | Gravity Type Vented Room Heate | Natural Gas | No Match | TRUE | FALSE | 1 | None | None | Non-Condensing | Single-Stage | 50000 | 33000 |  |  | 66.2 | 65 | Federally-Regulated Consumer Product | 1990-06-25 |  | 1992-05-07
Perfection Products Co. | Perfection | VC250CTN-J | Vented Room Heater - unspecifi | Natural Gas | No Match | TRUE | FALSE | 1 | None | None | No Match | No Match | 50000 | 35000 |  |  |  |  | Non Federally-Regulated | 1984-03-31 |  | 1998-06-21
Williams Furnace Co. | Dearborn | DWF50BR-LPG | Vented Gravity Type Wall Furna | Natural Gas | No Match | TRUE | FALSE | 1 | None | None | No Match | No Match | 50000 | 35000 |  |  |  |  | Non Federally-Regulated | 1981-08-22 |  | 1998-06-21
Williams Furnace Co. | Martin | MDV14NAT | Direct Vent Gravity Type Wall | Natural Gas | No Match | TRUE | FALSE | 1 | None | None | Non-Condensing | Single-Stage | 14000 | 8900 |  |  | 63.1 | 61 | Non Federally-Regulated | 1988-03-14 |  | 1995-06-05
Empire Comfort Systems | Empire Comfort Systems | DV-35-2SG | Vented Gravity Type Wall Furna | Natural Gas | Pressure | TRUE | FALSE | 1 | None | None | Non-Condensing | Single-Stage | 35000 | 24500 |  |  | 68 | 64 | Federally-Regulated Consumer Product | 2012-01-03 |  | 2013-06-17
Orrville Products | Comfortec | C0V40RP | Direct Vent Gravity Type Wall | LPG | No Match | TRUE | FALSE | 1 | None | None | No Match | No Match | 25000 | 18750 |  |  | 75 | 63 | Federally-Regulated Consumer Product | 1997-04-11 |  | 1998-06-21
Hunter Energy & Technology | Hunter | PW/WF20-2 | Vented Room Heater - unspecifi | Natural Gas | No Match | TRUE | FALSE | 1 | None | None | No Match | No Match | 20000 | 13500 |  |  | 58 | 58 | Federally-Regulated Consumer Product | 1995-06-15 |  | 1998-06-21
Perfection Schwank | Perfection | CV7501PN-B | Vented Fan Type Wall Furnace | Natural Gas | No Match | FALSE | FALSE | 1 | None | None | No Match | No Match | 50000 | 39300 |  |  | 74.3 | 74 | Federally-Regulated Consumer Product | 1992-06-03 |  | 1998-06-21
Louisville Tin &amp; Stove Co. | Cozy | 88N50 | Gravity Type Floor Furnace | Natural Gas | No Match | TRUE | FALSE | 1 | None | None | Non-Condensing | Single-Stage | 50000 | 35000 |  |  | 57 | 57 | Non Federally-Regulated | 1988-10-05 |  | 1991-11-13
Martin Industries | Martin | V4935 ST-1 | Vented Room Heater - unspecifi | LPG | No Match | TRUE | FALSE | 1 | None | None | No Match | No Match | 35000 | 24500 |  |  |  |  | Non Federally-Regulated | 1981-03-11 |  | 1998-06-21
Williams Furnace Co. | Dayton | 3e+293 | Vented Gravity Type Wall Furna | LPG | No Match | TRUE | FALSE | 1 | None | None | Non-Condensing | Single-Stage | 35000 | 24500 |  |  | 64.1 | 64 | Federally-Regulated Consumer Product | 1991-08-29 |  | 1995-06-05
Louisville Tin &amp; Stove Co. | Cozy | C250A | Vented Room Heater - unspecifi | LPG | No Match | TRUE | FALSE | 1 | None | None | No Match | No Match | 50000 | 35000 |  |  |  |  | Non Federally-Regulated | 1985-10-07 |  | 1998-06-21
Williams Furnace Co. | Suburban | DWW-55PA-NAT | Direct Vent Fan Type Wall Furn | Natural Gas | No Match | TRUE | FALSE | 1 | None | None | Non-Condensing | Single-Stage | 55000 | 44000 |  |  | 76 | 74 | Federally-Regulated Consumer Product | 1991-08-29 |  | 1992-05-29
Williams Furnace Co. | Monterey | 20GV-3-LPG | Vented Gravity Type Wall Furna | LPG | No Match | TRUE | FALSE | 1 | None | None | No Match | No Match | 20000 | 14000 |  |  |  |  | Non Federally-Regulated | 1984-03-31 |  | 1985-10-07
Williams Furnace Co. | Dayton | 3E+290* | Vented Gravity Type Wall Furna | Natural Gas | No Match | TRUE | FALSE | 1 | None | None | No Match | No Match | 35000 | 24500 |  |  |  |  | Non Federally-Regulated | 1981-07-24 |  | 1998-06-21
Williams Furnace Co. | Dayton | 3e+289 | Vented Gravity Type Wall Furna | Natural Gas | No Match | TRUE | FALSE | 1 | None | None | No Match | No Match | 25000 | 17500 |  |  |  | 63 | Federally-Regulated Consumer Product | 1992-08-31 |  | 1998-06-21
Williams Furnace Co. | Williams | 3502921 | Gravity Type Vented Room Heate | LPG | No Match | TRUE | FALSE | 1 | None | None | Non-Condensing | Single-Stage | 35000 | 26250 |  |  | 68 | 64 | Federally-Regulated Consumer Product | 1995-06-05 |  | 2012-11-19
Ultra-Aire | Ultra-Aire | UA250S-BPRC | Vented Gravity Type Wall Furna | LPG | No Match | TRUE | FALSE | 1 | None | None | No Match | No Match | 25000 | 17500 |  |  |  |  | Non Federally-Regulated | 1981-06-20 |  | 1998-06-21
Empire Comfort Systems | Empire Comfort Systems | MV-120 | Vented Gravity Type Wall Furna | Natural Gas | Injection Type | TRUE | FALSE | 1 |  | None | Non-Condensing | Single-Stage | 8000 | 6048 |  |  | 69 | 59 | Federally-Regulated Consumer Product | 2012-11-16 |  | 2013-11-13
Louisville Tin &amp; Stove Co. | Cozy | 83B75A-MIL | Gravity Type Floor Furnace | LPG | No Match | TRUE | FALSE | 1 | None | None | No Match | No Match | 75000 | 52500 |  |  |  |  | Non Federally-Regulated | 1985-10-07 |  | 1998-06-21
Louisville Tin &amp; Stove Co. | Cozy | DV15 | Direct Vent Gravity Type Wall | Natural Gas | No Match | TRUE | FALSE | 1 | None | None | No Match | No Match | 15000 | 10500 |  |  | 61 | 61 | Non Federally-Regulated | 1988-07-27 |  | 1998-06-21
Perfection Schwank | Perfection | VC250TL-P | Vented Room Heater - unspecifi | LPG | No Match | TRUE | FALSE | 1 | None | None | No Match | No Match | 50000 | 35000 |  |  | 65 | 65 | Federally-Regulated Consumer Product | 1992-06-03 |  | 1998-06-21
Empire Comfort Systems | Empire Comfort Systems | HW350GWOXX1 | Vented Gravity Type Wall Furna | Natural Gas | Injection Type | TRUE | FALSE | 1 | Draft Diverter | None | Non-Condensing | Single-Stage | 35000 | 24500 |  |  | 66 | 64 | Federally-Regulated Consumer Product | 2007-11-20 |  | 2012-01-03
Locke Stove | Warm Morning | DV201AMAL | Direct Vent Gravity Type Wall | LPG | No Match | TRUE | FALSE | 1 | None | None | No Match | No Match | 10200 | 7000 |  |  |  |  | Non Federally-Regulated | 1981-04-26 |  | 1998-06-21
Williams Furnace Co. | Dayton | 3E472A | Vented Fan Type Wall Furnace | Natural Gas | No Match | FALSE | FALSE | 1 | None | None | Non-Condensing | Single-Stage | 35000 | 28000 |  |  | 75.6 | 73 | Non Federally-Regulated | 1988-03-14 |  | 1988-07-27
Archgard Industries, Ltd. | Optima 40 Free Standing | 0F40RP | Vented Room Heater - unspecifi | LPG | No Match | TRUE | FALSE | 1 | None | None | No Match | No Match | 24000 | 18720 |  |  | 71 | 63 | Federally-Regulated Consumer Product | 1997-04-11 |  | 1998-06-21
Martin Industries | Martin | F1465-1 ST-1 | Gravity Type Floor Furnace | Natural Gas | No Match | TRUE | FALSE | 1 | None | None | No Match | No Match | 65000 | 42250 |  |  |  |  | Non Federally-Regulated | 1982-05-21 |  | 1998-06-21
Williams Furnace Co. | Suburban | GWW-50PT-LP | Vented Gravity Type Wall Furna | LPG | No Match | TRUE | FALSE | 1 | None | None | Non-Condensing | Single-Stage | 50000 | 35300 |  |  | 65.1 | 65 | Non Federally-Regulated | 1988-06-22 |  | 1995-06-05
Empire Comfort Systems | Empire | DV-35-1SG | Direct Vent Gravity Type Wall | Natural Gas | No Match | TRUE | FALSE | 1 | None | None | Non-Condensing | Single-Stage | 35000 | 24500 |  |  | 64 | 64 | Federally-Regulated Consumer Product | 1992-03-31 |  | 1992-04-13
Ultra-Aire | Ultra-Aire | UA350S-BRRC | Vented Gravity Type Wall Furna | Natural Gas | No Match | TRUE | FALSE | 1 | None | None | No Match | No Match | 30000 | 21000 |  |  |  |  | Non Federally-Regulated | 1981-07-15 |  | 1998-06-21
Empire Comfort Systems | Empire | CIDV-30-7 | Direct Vent Gravity Type Wall | Natural Gas | No Match | TRUE | FALSE | 1 | None | None | Non-Condensing | Single-Stage | 30000 | 22200 |  |  | 68 | 64 | Federally-Regulated Consumer Product | 2000-07-06 |  | 2007-11-16
Polaris Fireplaces, Inc. | Polaris | PG 150 N | Vented Room Heater - unspecifi | Natural Gas | No Match | FALSE | FALSE | 1 | None | None | No Match | No Match | 22000 | 17800 |  |  | 66.7 | 63 | Federally-Regulated Consumer Product | 1997-04-11 |  | 1998-03-31
Martin Industries | Martin | MSC65 | Vented Fan Type Wall Furnace | Natural Gas | No Match | TRUE | FALSE | 1 | None | None | Non-Condensing | Single-Stage | 65000 | 48750 |  |  | 74 | 74 | Federally-Regulated Consumer Product | 1992-03-27 |  | 1993-12-14
CFM Majestic, Inc. ( Purchased by Monessen Hearth Systems Company 7/25/2008) | Northern Flame | A120RP | Vented Room Heater - unspecifi | LPG | No Match | TRUE | FALSE | 1 | None | None | No Match | No Match | 17000 | 11900 |  |  | 63.1 | 57 | Federally-Regulated Consumer Product | 1998-03-31 |  | 1998-06-21
LSC, Inc. | LSC, Inc. | LSC30L | Direct Vent Gravity Type Wall | Natural Gas | No Match | TRUE | FALSE | 1 | None | None | No Match | No Match | 30000 | 21000 |  |  |  |  | Non Federally-Regulated | 1984-03-31 |  | 1998-06-21
Perfection Schwank | Perfection | VC220TL-W-1 | Vented Room Heater - unspecifi | LPG | No Match | TRUE | FALSE | 1 | None | None | No Match | No Match | 19000 | 13300 |  |  | 58 | 58 | Federally-Regulated Consumer Product | 1995-06-15 |  | 1998-06-21
Williams Furnace Co. | Suburban | DWW-40EA-NAT | Direct Vent Fan Type Wall Furn | Natural Gas | No Match | FALSE | FALSE | 1 | None | None | No Match | No Match | 40000 | 32000 |  |  | 76.5 | 73 | Federally-Regulated Consumer Product | 1992-06-03 |  | 1998-06-21
Williams Furnace Co. | Williams | 743511 | Direct Vent Gravity Type Wall | LPG | Pressure | TRUE | FALSE | 1 |  | None | Non-Condensing | Two-Stage Modulating | 7400 | 5850 |  |  | 72 | 59 | Federally-Regulated Consumer Product | 2012-04-02 |  | 2012-05-02
Martin Industries | Warm Morning | WFF1430 | Gravity Type Floor Furnace | LPG | No Match | TRUE | FALSE | 1 | None | None | Non-Condensing | Single-Stage | 30000 | 21000 |  |  | 56 | 56 | Federally-Regulated Consumer Product | 1992-06-01 |  | 1993-12-14
Williams Furnace Co. | Debonair | 14DV-5-LPG | Direct Vent Gravity Type Wall | LPG | No Match | TRUE | FALSE | 1 | None | None | No Match | No Match | 14000 | 9800 |  |  |  |  | Non Federally-Regulated | 1981-08-28 |  | 1984-03-31
Williams Furnace Co. | Forsaire | 550DVI-NAT | Direct Vent Fan Type Wall Furn | Natural Gas | No Match | FALSE | FALSE | 1 | None | None | No Match | No Match | 55000 | 44000 |  |  |  |  | Non Federally-Regulated | 1981-03-11 |  | 1988-03-15
Empire Comfort Systems | Empire | R-15 | Unvented Room Heater | LPG | No Match | TRUE | FALSE | 1 | None | None | No Match | No Match | 15000 | 14985 |  |  |  |  | Non Federally-Regulated | 1985-10-07 |  | 1998-06-21
Perfection Products Co. | Perfection | WSV120SEU-MG | Direct Vent Gravity Type Wall | Natural Gas | No Match | TRUE | FALSE | 1 | None | None | No Match | No Match | 20000 | 14000 |  |  |  |  | Non Federally-Regulated | 1984-03-31 |  | 1998-06-21
Clayton Manufacturing, Inc. | Clayton | 40GZC | Vented Room Heater - unspecifi | Natural Gas | No Match | TRUE | FALSE | 1 | None | None | No Match | No Match | 26000 | 19000 |  |  | 70 | 63 | Federally-Regulated Consumer Product | 1997-04-11 |  | 1998-06-21
Efel North America | Efel North America | 490.62 | Gravity Type Vented Room Heate | Natural Gas | No Match | TRUE | FALSE | 1 | None | None | Non-Condensing | Single-Stage | 28000 | 22400 |  |  | 80 | 64 | Federally-Regulated Consumer Product | 1991-10-02 |  | 1995-05-26
Williams Furnace Co. | Williams | 3501521 | Vented Room Heater - unspecifi | LPG | No Match | TRUE | FALSE | 1 | None | None | No Match | No Match | 35000 | 26250 |  |  | 68 | 64 | Federally-Regulated Consumer Product | 1995-06-15 |  | 1998-06-21
Williams Furnace Co. | Williams | 5507332 | Direct Vent Gravity Type Wall | Natural Gas | Pressure | FALSE | FALSE | 1 |  | None | Non-Condensing | Single-Stage | 55000 | 44000 |  |  | 76.5 | 65 | Federally-Regulated Consumer Product | 2011-08-22 |  | 2013-05-10
Louisville Tin &amp; Stove Co. | Louisville Tin & Stove Co. | CF357* | Vented Fan Type Wall Furnace | Natural Gas | Injection Type | FALSE | FALSE | 1 |  | None | Non-Condensing | Single-Stage | 35000 | 28000 | 2 |  | 75.4 | 73 | Federally-Regulated Consumer Product | 2011-06-23 |  | 2011-07-18
Williams Furnace Co. | Dayton | 3e+290 | Vented Gravity Type Wall Furna | Natural Gas | No Match | TRUE | FALSE | 1 | None | None | No Match | No Match | 35000 | 24500 |  |  | 64.1 | 64 | Non Federally-Regulated | 1989-03-22 |  | 1990-06-26
Williams Furnace Co. | Sahara | 550DVI-LPG | Direct Vent Fan Type Wall Furn | LPG | No Match | FALSE | FALSE | 1 | None | None | No Match | No Match | 55000 | 44000 |  |  |  |  | Non Federally-Regulated | 1985-10-07 |  | 1998-06-21
Williams Furnace Co. | Forsaire | 6257731(625DVX-RLPG) | Direct Vent Fan Type Wall Furn | LPG | No Match | TRUE | FALSE | 1 | None | None | Non-Condensing | Single-Stage | 62500 | 48000 |  |  | 74.3 | 74 | Federally-Regulated Consumer Product | 1995-06-05 |  | 2012-11-19
Williams Furnace Co. | Continental | RFD55-IN | Direct Vent Fan Type Wall Furn | Natural Gas | No Match | FALSE | FALSE | 1 | None | None | No Match | No Match | 55000 | 44000 |  |  | 77.5 | 74 | Non Federally-Regulated | 1988-07-27 |  | 1998-06-21
Williams Furnace Co. | Forsaire | 455FX-R-LPG | Vented Fan Type Wall Furnace | LPG | No Match | TRUE | FALSE | 1 | None | None | Non-Condensing | Single-Stage | 55000 | 44000 |  |  | 75.3 | 74 | Non Federally-Regulated | 1988-03-15 |  | 1995-06-05
Williams Furnace Co. | Continental | RMG50-0P | Vented Gravity Type Wall Furna | LPG | No Match | TRUE | FALSE | 1 | None | None | No Match | No Match | 50000 | 35300 |  |  | 65.1 | 65 | Federally-Regulated Consumer Product | 1997-04-11 |  | 1998-06-21
Martin Industries | Warm Morning | LSC35RN | Vented Fan Type Wall Furnace | Natural Gas | No Match | TRUE | FALSE | 1 | None | None | No Match | No Match | 30000 | 22500 |  |  | 73 | 73 | Federally-Regulated Consumer Product | 1992-06-03 |  | 1998-06-21
Empire Comfort Systems | Empire | 3588-2 | Gravity Type Floor Furnace | Natural Gas | No Match | TRUE | FALSE | 1 | None | None | Non-Condensing | Single-Stage | 32500 | 22750 |  |  | 56.8 | 56 | Federally-Regulated Consumer Product | 1990-09-11 |  | 2007-11-16
Empire Comfort Systems | Empire Comfort Systems | RH-50-6 | Gravity Type Vented Room Heate | LPG | Pressure | TRUE | FALSE | 1 | Draft Diverter | None | Non-Condensing | Single-Stage | 50000 | 35000 |  |  | 65 | 65 | Federally-Regulated Consumer Product | 2012-01-03 |  | 2013-06-17
Williams Furnace Co. | Sahara | 14DV-5-LPG | Direct Vent Gravity Type Wall | LPG | No Match | TRUE | FALSE | 1 | None | None | No Match | No Match | 14000 | 9800 |  |  |  |  | Non Federally-Regulated | 1985-10-07 |  | 1998-06-21
Louisville Tin &amp; Stove Co. | Cozy | CF557A | Vented Fan Type Wall Furnace | Natural Gas | No Match | FALSE | FALSE | 1 | None | None | Non-Condensing | Single-Stage | 55000 | 44000 |  |  | 76 | 74 | Federally-Regulated Consumer Product | 1992-05-07 |  | 1995-06-15
Louisville Tin &amp; Stove Co. | Cozy | VC702 | Vented Room Heater - unspecifi | LPG | No Match | TRUE | FALSE | 1 | None | None | No Match | No Match | 70000 | 51000 |  |  | 65 | 65 | Federally-Regulated Consumer Product | 1995-06-15 |  | 1998-06-21
Canadian Heating Products, Inc. ( Montigo ) | Montigo | MW38DT | Direct Vent Gravity Type Wall | Natural Gas | No Match | TRUE | FALSE | 1 | None | None | Non-Condensing | Single-Stage | 29000 | 21605 |  |  | 64.1 | 64 | Federally-Regulated Consumer Product | 1999-09-09 |  | 1999-10-15
Waterford Irish Stoves | Emerald | D-VENT | Gravity Type Vented Room Heate | Natural Gas | No Match | TRUE | FALSE | 1 | None | None | Non-Condensing | Single-Stage | 40000 | 33200 |  |  | 76 | 64 | Federally-Regulated Consumer Product | 1998-08-12 |  | 2000-12-12
Preway | Sears | 155.8567 | Vented Room Heater - unspecifi | Natural Gas | No Match | TRUE | FALSE | 1 | None | None | No Match | No Match | 45000 | 31500 |  |  |  |  | Non Federally-Regulated | 1981-03-11 |  | 1998-06-21
Empire Comfort Systems | Empire | RH-325-2 | Vented Room Heater - unspecifi | Natural Gas | No Match | TRUE | FALSE | 1 | None | None | No Match | No Match | 22500 | 15750 |  |  |  |  | Non Federally-Regulated | 1985-10-07 |  | 1998-06-21
Williams Furnace Co. | Martin | MFEI55B NAT | Vented Fan Type Wall Furnace | Natural Gas | No Match | FALSE | FALSE | 1 | None | None | No Match | No Match | 55000 | 44000 |  |  | 76 | 74 | Federally-Regulated Consumer Product | 1992-06-03 |  | 1998-06-21
Malm Fireplaces, Inc. | Carmel | CARMEL | Vented Room Heater - unspecifi | LPG | No Match | TRUE | FALSE | 1 | None | None | No Match | No Match | 22500 | 28000 |  |  | 71 | 63 | Federally-Regulated Consumer Product | 1997-04-11 |  | 1998-06-21
Empire Comfort Systems | Empire Comfort Systems | FAW-55SPP | Vented Fan Type Wall Furnace | LPG | Pressure | TRUE | FALSE | 1 |  | None | Non-Condensing | Single-Stage | 55000 | 42000 | 204 | 422 | 74 | 74 | Federally-Regulated Consumer Product | 2013-06-17 |  | 2014-08-28
Martin Industries | Aspen | R35-1 HT-1 | Vented Room Heater - unspecifi | Natural Gas | No Match | TRUE | FALSE | 1 | None | None | No Match | No Match | 35000 | 24500 |  |  |  |  | Non Federally-Regulated | 1981-06-05 |  | 1998-06-21
Empire Comfort Systems | Empire | DV235-2 | Direct Vent Gravity Type Wall | Natural Gas | No Match | TRUE | FALSE | 1 | None | None | No Match | No Match | 35000 | 24500 |  |  |  |  | Non Federally-Regulated | 1985-10-07 |  | 1998-06-21
Hunter Energy & Technology | Hunter | PW/WF20-2 | Vented Room Heater - unspecifi | Natural Gas | No Match | TRUE | FALSE | 1 | None | None | No Match | No Match | 20000 | 13500 |  |  | 58 | 58 | Federally-Regulated Consumer Product | 1998-03-31 |  | 1998-06-21
Williams Furnace Co. | Monterey | 500972 1 (50GV-5 LPG) | Vented Gravity Type Wall Furna | LPG | No Match | TRUE | FALSE | 1 | None | None | No Match | No Match | 50000 | 35300 |  |  | 65.1 | 65 | Federally-Regulated Consumer Product | 1995-06-15 |  | 1998-06-21
Valor Heating, Ltd. | Legend Stove | 936RTN | Gravity Type Floor Furnace | Natural Gas | No Match | TRUE | FALSE | 1 | None | None | Non-Condensing | Single-Stage | 20000 | 15750 |  |  | 71.7 | 56 | Federally-Regulated Consumer Product | 1995-03-07 |  | 1995-04-17
Pacific Energy Gas Stoves | Pacific Energy | MIRAGE DV B-VENT | Vented Room Heater - unspecifi | LPG | No Match | TRUE | FALSE | 1 | None | None | No Match | No Match | 25000 | 17025 |  |  | 68.1 | 63 | Federally-Regulated Consumer Product | 1995-06-15 |  | 1998-06-21
Williams Furnace Co. | Debonair | 1403712(14DV-3B-NAT) | Direct Vent Gravity Type Wall | Natural Gas | No Match | TRUE | FALSE | 1 | None | None | Non-Condensing | Single-Stage | 14000 | 9800 |  |  | 63.1 | 61 | Federally-Regulated Consumer Product | 1995-06-05 |  | 2012-11-19
Perfection Schwank | Perfection | VC220TN-O | Gravity Type Vented Room Heate | Natural Gas | No Match | TRUE | FALSE | 1 | None | None | Non-Condensing | Single-Stage | 19000 | 12860 |  |  | 59 | 58 | Non Federally-Regulated | 1989-02-27 |  | 1991-02-08
Williams Furnace Co. | Dayton | 3e+292 | Vented Gravity Type Wall Furna | LPG | No Match | TRUE | FALSE | 1 | None | None | Non-Condensing | Single-Stage | 25000 | 17500 |  |  | 63.3 | 63 | Non Federally-Regulated | 1988-03-14 |  | 1988-07-27
Sherwood Industries, Ltd. | Envirogas | EFG | Vented Room Heater - unspecifi | Natural Gas | No Match | TRUE | FALSE | 1 | None | None | No Match | No Match | 32000 | 25366 |  |  | 71.5 | 64 | Federally-Regulated Consumer Product | 1995-06-15 |  | 1998-06-21
Suburban Manufacturing Co. | Suburban | GVR-65 | Vented Room Heater - unspecifi | LPG | No Match | FALSE | FALSE | 1 | None | None | No Match | No Match | 65000 | 45500 |  |  |  |  | Non Federally-Regulated | 1984-03-31 |  | 1998-06-21
Suburban Manufacturing Co. | Suburban | DNV-25 | Direct Vent Fan Type Wall Furn | LPG | No Match | FALSE | FALSE | 1 | None | None | No Match | No Match | 25000 | 18750 |  |  |  |  | Non Federally-Regulated | 1981-03-11 |  | 1984-03-31
Johnson Gas Appliance Co. | Mendota | DVFS | Direct Vent Gravity Type Wall | Natural Gas | No Match | TRUE | FALSE | 1 | None | None | Non-Condensing | Single-Stage | 36000 | 22000 |  |  | 72.3 | 64 | Federally-Regulated Consumer Product | 1994-08-05 |  | 1995-05-22
Perfection Schwank | Perfection | 35945 (SEARS) | Vented Room Heater - unspecifi | Natural Gas | No Match | TRUE | FALSE | 1 | None | None | No Match | No Match | 50000 | 35000 |  |  | 65 | 65 | Federally-Regulated Consumer Product | 1992-06-03 |  | 1998-06-21
Locke Stove | Warm Morning | DV202BMAL | Direct Vent Gravity Type Wall | Natural Gas | No Match | TRUE | FALSE | 1 | None | None | No Match | No Match | 20000 | 14000 |  |  |  |  | Non Federally-Regulated | 1981-05-03 |  | 1998-06-21
Perfection Products Co. | Perfection | PW835SEN-B | Vented Gravity Type Wall Furna | Natural Gas | No Match | TRUE | FALSE | 1 | None | None | No Match | No Match | 35000 | 24500 |  |  |  |  | Non Federally-Regulated | 1985-10-07 |  | 1998-06-21
Fireplace Products International, Ltd. | Regency | U20-LP | Vented Room Heater - unspecifi | LPG | No Match | TRUE | FALSE | 1 | None | None | No Match | No Match | 21000 | 16500 |  |  | 64 | 63 | Federally-Regulated Consumer Product | 1998-03-31 |  | 1998-06-21
Suburban Manufacturing Co. | Suburban | FF-59 | Gravity Type Floor Furnace | Natural Gas | No Match | TRUE | FALSE | 1 | None | None | No Match | No Match | 45000 | 31500 |  |  |  |  | Non Federally-Regulated | 1985-10-07 |  | 1998-06-21
Canadian Heating Products, Inc. ( Montigo ) | Montigo | MW38DT-I | Direct Vent Gravity Type Wall | Natural Gas | No Match | TRUE | FALSE | 1 | None | None | Non-Condensing | Single-Stage | 29000 | 21605 |  |  | 64.1 | 64 | Federally-Regulated Consumer Product | 1999-09-09 |  | 1999-10-15
Martin Industries | Warm Morning | WFF1445 | Gravity Type Floor Furnace | LPG | No Match | TRUE | FALSE | 1 | None | None | Non-Condensing | Single-Stage | 45000 | 31500 |  |  | 57 | 57 | Federally-Regulated Consumer Product | 1992-06-01 |  | 1993-12-14
Canadian Heating Products, Inc. ( Montigo ) | Del Ray | MD38DT | Direct Vent Gravity Type Wall | Natural Gas | No Match | TRUE | FALSE | 1 | None | None | Non-Condensing | Single-Stage | 28000 | 20468 |  |  | 66.6 | 64 | Federally-Regulated Consumer Product | 1999-09-09 |  | 1999-10-15
Rinnai America | Rinnai | RHFE-431FAII-N | Direct Vent Fan Type Wall Furn | Natural Gas | No Match | FALSE | FALSE | 1 | None | None | Non-Condensing | Single-Stage | 16700 | 13360 |  |  | 80 | 73 | Federally-Regulated Consumer Product | 1999-09-17 |  | 2000-07-18
Williams Furnace Co. | Monterey | 2509722 | Vented Gravity Type Wall Furna | Natural Gas | No Match | TRUE | FALSE | 1 | None | None | Non-Condensing | Single-Stage | 25000 | 17500 |  |  | 63.3 | 63 | Federally-Regulated Consumer Product | 1993-12-10 |  | 1995-06-05
LSC, Inc. | Warm Morning | VR-40DMAL | Vented Room Heater - unspecifi | LPG | No Match | TRUE | FALSE | 1 | None | None | No Match | No Match | 40000 | 28000 |  |  |  |  | Non Federally-Regulated | 1985-10-07 |  | 1998-06-21
Heil Quaker | Sears | 367.735 | Direct Vent Gravity Type Wall | Natural Gas | No Match | TRUE | FALSE | 1 | None | None | No Match | No Match | 20000 | 14000 |  |  |  |  | Non Federally-Regulated | 1981-04-10 |  | 1998-06-21
Louisville Tin &amp; Stove Co. | Cozy | CF503A | Vented Fan Type Wall Furnace | Natural Gas | No Match | TRUE | FALSE | 1 | None | None | No Match | No Match | 50000 | 40000 |  |  | 74.3 | 74 | Federally-Regulated Consumer Product | 1995-06-15 |  | 1998-06-21
Empire Comfort Systems | Empire Comfort Systems | GWT-25-2(SG,RB) | Vented Gravity Type Wall Furna | LPG | Pressure | TRUE | FALSE | 1 | Draft Diverter | None | Non-Condensing | Single-Stage | 25000 | 17500 |  |  | 67 | 63 | Federally-Regulated Consumer Product | 2010-01-11 |  | 2012-01-03
Williams Furnace Co. | Monterey | 5009711 (50GV-3 LPG) | Vented Gravity Type Wall Furna | LPG | No Match | TRUE | FALSE | 1 | None | None | Non-Condensing | Single-Stage | 50000 | 35300 |  |  | 65.1 | 65 | Federally-Regulated Consumer Product | 1995-06-05 |  | 2012-11-19
Louisville Tin &amp; Stove Co. | Cozy | W352A | Vented Gravity Type Wall Furna | LPG | No Match | TRUE | FALSE | 1 | None | None | Non-Condensing | Single-Stage | 35000 | 24500 |  |  | 64 | 64 | Non Federally-Regulated | 1988-06-23 |  | 1991-11-13
Williams Furnace Co. | Continental | RDD30-0-NAT | Vented Gravity Type Wall Furna | Natural Gas | No Match | TRUE | FALSE | 1 | None | None | Non-Condensing | Single-Stage | 30000 | 21000 |  |  | 65.6 | 64 | Non Federally-Regulated | 1988-03-15 |  | 1995-06-05
Blaze King Industries | Pegasus | 9200 | Vented Room Heater - unspecifi | LPG | No Match | TRUE | FALSE | 1 | None | None | No Match | No Match | 38500 | 30800 |  |  | 67.4 | 64 | Federally-Regulated Consumer Product | 1995-06-15 |  | 1998-06-21
CFM Majestic, Inc. ( Purchased by Monessen Hearth Systems Company 7/25/2008) | Insta-Flame by Majestic | DVR39 | Direct Vent Gravity Type Wall | Natural Gas | No Match | TRUE | FALSE | 1 | None | None | No Match | No Match | 30000 | 21000 |  |  | 66 | 64 | Federally-Regulated Consumer Product | 1997-04-11 |  | 1998-06-21
Heil Quaker | Sears | 867.7304 | Vented Gravity Type Wall Furna | Natural Gas | No Match | TRUE | FALSE | 1 | None | None | No Match | No Match | 35000 | 24500 |  |  |  |  | Non Federally-Regulated | 1984-03-31 |  | 1998-06-21
Suburban Manufacturing Co. | Suburban | DWW-22PT-LP | Direct Vent Gravity Type Wall | LPG | No Match | TRUE | FALSE | 1 | None | None | No Match | No Match | 22000 | 15400 |  |  | 64.8 | 63 | Non Federally-Regulated | 1988-07-27 |  | 1998-06-21
CFM Majestic, Inc. ( Purchased by Monessen Hearth Systems Company 7/25/2008) | Insta-Flame | DVS2 | Direct Vent Gravity Type Wall | LPG | No Match | TRUE | FALSE | 1 | None | None | No Match | No Match | 25000 | 17500 |  |  | 66.2 | 63 | Federally-Regulated Consumer Product | 1997-04-11 |  | 1998-06-21
Empire Comfort Systems | Empire Comfort Systems | HW500GWHOXX2 | Vented Gravity Type Wall Furna | Natural Gas | Pressure | TRUE | FALSE | 1 |  | None | Non-Condensing | Single-Stage | 50000 | 35000 |  |  | 67 | 65 | Federally-Regulated Consumer Product | 2013-07-10 |  | 2014-08-28
Empire Comfort Systems | Empire | GWT-25-1SG | Vented Gravity Type Wall Furna | Natural Gas | No Match | TRUE | FALSE | 1 | None | None | Non-Condensing | Single-Stage | 25000 | 18500 |  |  | 70 | 63 | Federally-Regulated Consumer Product | 1997-08-19 |  | 2007-11-16
Perfection Products Co. | Perfection | WSV120SEN-J | Direct Vent Gravity Type Wall | Natural Gas | No Match | TRUE | FALSE | 1 | None | None | No Match | No Match | 20000 | 14000 |  |  |  |  | Non Federally-Regulated | 1984-03-31 |  | 1998-06-21
Empire Comfort Systems | Empire Comfort Systems | RH-50-6 | Gravity Type Vented Room Heate | Natural Gas | Pressure | TRUE | FALSE | 1 | Draft Diverter | None | Non-Condensing | Single-Stage | 50000 | 35000 |  |  | 65 | 65 | Federally-Regulated Consumer Product | 2013-06-17 |  | 2014-08-28
Earth Stove, Inc. | Earth Stove | GL40 | Vented Room Heater - unspecifi | LPG | No Match | TRUE | FALSE | 1 | None | None | No Match | No Match | 31000 | 23150 |  |  | 69.3 | 64 | Federally-Regulated Consumer Product | 1995-06-15 |  | 1998-06-21
Williams Furnace Co. | Dayton | 3e+294 | Vented Gravity Type Wall Furna | LPG | No Match | TRUE | FALSE | 1 | None | None | No Match | No Match | 50000 | 35000 |  |  |  |  | Non Federally-Regulated | 1985-10-07 |  | 1998-06-21
Heil Quaker | Quaker | WRF60AN | Vented Gravity Type Wall Furna | Natural Gas | No Match | FALSE | FALSE | 1 | None | None | No Match | No Match | 60000 | 48000 |  |  |  |  | Non Federally-Regulated | 1982-05-21 |  | 1998-06-21
Williams Furnace Co. | Forsaire | 5508332 | Vented Fan Type Wall Furnace | Natural Gas | No Match | FALSE | FALSE | 1 | None | None | Non-Condensing | Single-Stage | 55000 | 44000 |  |  | 76 | 74 | Federally-Regulated Consumer Product | 1993-12-10 |  | 1995-06-05
Perfection Schwank | Perfection | VRC235TN-W-1 | Gravity Type Vented Room Heate | Natural Gas | No Match | TRUE | FALSE | 1 | None | None | Non-Condensing | Single-Stage | 35000 | 24500 |  |  | 64 | 64 | Federally-Regulated Consumer Product | 1991-02-08 |  | 2003-10-02
Louisville Tin &amp; Stove Co. | Cozy | C120-B | Vented Room Heater - unspecifi | Natural Gas | No Match | TRUE | FALSE | 1 | None | None | No Match | No Match | 20000 | 14000 |  |  | 59 | 58 | Federally-Regulated Consumer Product | 1995-06-15 |  | 1998-06-21
Rinnai America | Rinnai | RHFE-1004RFA-P | Vented Fan Type Wall Furnace | LPG | Injection Type | FALSE | FALSE | 1 |  | None | Non-Condensing | Step Modulating | 36500 | 29200 | 6 | 6 | 82 | 73 | Federally-Regulated Consumer Product | 2011-06-14 |  | 2011-07-18
Williams Furnace Co. | Forsaire | 3508331 (435FEI LPG) | Vented Fan Type Wall Furnace | LPG | No Match | FALSE | FALSE | 1 | None | None | No Match | No Match | 35000 | 28000 |  |  | 75.6 | 73 | Federally-Regulated Consumer Product | 1995-06-15 |  | 1998-06-21
Empire Comfort Systems | Empire | GWS-35SG | Vented Gravity Type Wall Furna | LPG | No Match | TRUE | FALSE | 1 | None | None | No Match | No Match | 35000 | 24500 |  |  |  | 64 | Non Federally-Regulated | 1988-01-29 |  | 1998-06-21
CFM Majestic, Inc. ( Purchased by Monessen Hearth Systems Company 7/25/2008) | Insta-Flame | DV34RN | Gravity Type Vented Room Heate | Natural Gas | No Match | TRUE | FALSE | 1 | None | None | Non-Condensing | Single-Stage | 20000 | 15000 |  |  | 73.5 | 58 | Federally-Regulated Consumer Product | 1992-06-02 |  | 1995-05-05
Empire Comfort Systems | Empire | DVS-36RF-2 | Direct Vent Gravity Type Wall | Natural Gas | No Match | TRUE | FALSE | 1 | None | None | Non-Condensing | Single-Stage | 25000 | 17500 |  |  | 63 | 63 | Federally-Regulated Consumer Product | 2002-07-25 |  | 2007-11-16
Williams Furnace Co. | Continental | RFD55-IP | Direct Vent Fan Type Wall Furn | LPG | No Match | FALSE | FALSE | 1 | None | None | Non-Condensing | Single-Stage | 55000 | 44000 |  |  | 77.5 | 74 | Non Federally-Regulated | 1988-03-14 |  | 1988-07-27
Empire Comfort Systems | Empire | FAW-55IP | Vented Fan Type Wall Furnace | Natural Gas | No Match | FALSE | FALSE | 1 | None | None | Non-Condensing | Single-Stage | 55000 | 44550 |  |  | 76.5 | 74 | Federally-Regulated Consumer Product | 1990-04-24 |  | 1990-06-26
Suburban Manufacturing Co. | Suburban | DL-0912 | Direct Vent Fan Type Wall Furn | Natural Gas | No Match | FALSE | FALSE | 1 | None | None | No Match | No Match | 12000 | 9840 |  |  | 80.5 | 73 | Non Federally-Regulated | 1988-07-27 |  | 1998-06-21
Louisville Tin &amp; Stove Co. | Cozy | C250BMA | Vented Room Heater - unspecifi | LPG | No Match | TRUE | FALSE | 1 | None | None | No Match | No Match | 50000 | 35000 |  |  |  |  | Non Federally-Regulated | 1985-10-07 |  | 1998-06-21
LSC, Inc. | LSC, Inc. | LSCIP650 | Vented Fan Type Wall Furnace | Natural Gas | No Match | FALSE | FALSE | 1 | None | None | No Match | No Match | 65000 | 52000 |  |  |  |  | Non Federally-Regulated | 1984-03-31 |  | 1998-06-21
Louisville Tin &amp; Stove Co. | Cozy | CR*35B | Gravity Type Vented Room Heate | Natural Gas | No Match | TRUE | FALSE | 1 | None | None | Non-Condensing | Single-Stage | 35000 | 22400 |  |  | 64.8 | 64 | Federally-Regulated Consumer Product | 1990-06-25 |  | 1991-11-13
Suburban Manufacturing Co. | Suburban | DT-1020 | Direct Vent Fan Type Wall Furn | Natural Gas | No Match | FALSE | FALSE | 1 | None | None | No Match | No Match | 10000 | 8000 |  |  |  |  | Non Federally-Regulated | 1984-03-31 |  | 1988-07-27
Martin Industries | Aspen | R35 VST | Vented Room Heater - unspecifi | LPG | No Match | TRUE | FALSE | 1 | None | None | No Match | No Match | 35000 | 24500 |  |  |  |  | Non Federally-Regulated | 1985-10-07 |  | 1998-06-21
Preway | Sears | 155.4631 | Vented Room Heater - unspecifi | Natural Gas | No Match | TRUE | FALSE | 1 | None | None | No Match | No Match | 75000 | 52500 |  |  | 65 | 65 | Non Federally-Regulated | 1988-01-29 |  | 1998-06-21
CFM Majestic, Inc. ( Purchased by Monessen Hearth Systems Company 7/25/2008) | Insta-Flame | DV34** | Direct Vent Gravity Type Wall | Natural Gas | No Match | TRUE | FALSE | 1 | None | None | Non-Condensing | Single-Stage | 23500 | 16450 |  |  | 63 | 63 | Federally-Regulated Consumer Product | 1995-05-05 |  | 1997-11-20
Williams Furnace Co. | Debonair | 30DV-3B LPG | Direct Vent Gravity Type Wall | LPG | No Match | TRUE | FALSE | 1 | None | None | Non-Condensing | Single-Stage | 30000 | 21000 |  |  | 65.6 | 64 | Federally-Regulated Consumer Product | 1991-08-29 |  | 1995-06-05
CFM Majestic, Inc. ( Purchased by Monessen Hearth Systems Company 7/25/2008) | Insta-Flame | FS30 | Vented Room Heater - unspecifi | Natural Gas | No Match | TRUE | FALSE | 1 | None | None | No Match | No Match | 30000 | 21000 |  |  | 64.7 | 64 | Federally-Regulated Consumer Product | 1995-06-15 |  | 1998-06-21
Preway | Preway | FVP45M | Vented Room Heater - unspecifi | Natural Gas | No Match | TRUE | FALSE | 1 | None | None | No Match | No Match | 45000 | 31500 |  |  |  |  | Non Federally-Regulated | 1981-03-11 |  | 1998-06-21
Perfection Schwank | Perfection | CV7501PL-C | Vented Fan Type Wall Furnace | LPG | No Match | FALSE | FALSE | 1 | None | None | Non-Condensing | Single-Stage | 50000 | 39300 |  |  | 74.3 | 74 | Federally-Regulated Consumer Product | 1991-02-08 |  | 1995-06-15
Williams Furnace Co. | Montgomery Ward | SFB-50273A | Direct Vent Gravity Type Wall | Natural Gas | No Match | TRUE | FALSE | 1 | None | None | No Match | No Match | 22000 | 15400 |  |  |  | 63 | Non Federally-Regulated | 1988-01-29 |  | 1998-06-21
Louisville Tin &amp; Stove Co. | Louisville Tin & Stove Co. | W505* | Vented Gravity Type Wall Furna | Natural Gas | Injection Type | TRUE | FALSE | 1 | Draft Diverter | None | Non-Condensing | Single-Stage | 50000 | 35000 |  |  | 65.1 | 65 | Federally-Regulated Consumer Product | 2011-06-14 |  | 2011-07-18
Perfection Schwank | Perfection | 35940 (SEARS) | Vented Room Heater - unspecifi | LPG | No Match | TRUE | FALSE | 1 | None | None | No Match | No Match | 70000 | 49000 |  |  | 65 | 65 | Federally-Regulated Consumer Product | 1992-06-03 |  | 1998-06-21
Empire Comfort Systems | Empire | DV206-6SG | Direct Vent Gravity Type Wall | LPG | No Match | TRUE | FALSE | 1 | None | None | No Match | No Match | 6000 | 4200 |  |  |  |  | Non Federally-Regulated | 1985-10-07 |  | 1998-06-21
Williams Furnace Co. | Perfection | SV640IPL | Direct Vent Fan Type Wall Furn | LPG | No Match | FALSE | FALSE | 1 | None | None | No Match | No Match | 40000 | 32000 |  |  |  |  | Non Federally-Regulated | 1981-03-11 |  | 1998-06-21
Ultra-Aire | Ultra-Aire | UA350S-BRBPRC | Vented Gravity Type Wall Furna | Natural Gas | No Match | TRUE | FALSE | 1 | None | None | No Match | No Match | 30000 | 21000 |  |  |  |  | Non Federally-Regulated | 1981-07-13 |  | 1998-06-21
Martin Industries | Martin | V4850 ST-1 | Vented Room Heater - unspecifi | LPG | No Match | TRUE | FALSE | 1 | None | None | No Match | No Match | 50000 | 35000 |  |  |  |  | Non Federally-Regulated | 1981-03-11 |  | 1998-06-21
Louisville Tin &amp; Stove Co. | Cozy | W506B | Vented Gravity Type Wall Furna | LPG | No Match | TRUE | FALSE | 1 | None | None | No Match | No Match | 50000 | 35000 |  |  | 65 | 65 | Non Federally-Regulated | 1988-07-27 |  | 1998-06-21
Louisville Tin &amp; Stove Co. | Louisville Tin & Stove Co. | BBT103* | Direct Vent Gravity Type Wall | Natural Gas | Induced Draft | FALSE | FALSE | 1 |  | None | Non-Condensing | Single-Stage | 9000 | 7200 |  |  | 80 | 59 | Federally-Regulated Consumer Product | 2011-06-14 |  | 2011-07-18
Rinnai America | Rinnai | EX17C (RHFE-434FTA)(P) | Direct Vent Fan Type Wall Furn | LPG | Injection Type | FALSE | FALSE | 1 |  | None | Non-Condensing | Step Modulating | 17000 | 13700 | 6 | 6 | 82 | 73 | Federally-Regulated Consumer Product | 2011-07-18 |  | 2015-04-20
Kresky-Ward, Inc. | Kresky-Ward | GZ58 D-F | Gravity Type Floor Furnace | LPG | No Match | TRUE | FALSE | 1 | None | None | No Match | No Match | 58000 | 40600 |  |  |  |  | Non Federally-Regulated | 1982-05-21 |  | 1998-06-21
Heil Quaker | Quaker | WRF30AN | Vented Gravity Type Wall Furna | Natural Gas | No Match | FALSE | FALSE | 1 | None | None | No Match | No Match | 30000 | 23100 |  |  |  |  | Non Federally-Regulated | 1982-05-21 |  | 1998-06-21
CFM Majestic, Inc. ( Purchased by Monessen Hearth Systems Company 7/25/2008) | Insta-Flame | FSDV30 | Direct Vent Gravity Type Wall | LPG | No Match | TRUE | FALSE | 1 | None | None | No Match | No Match | 22000 | 17150 |  |  | 78 | 63 | Federally-Regulated Consumer Product | 1997-04-11 |  | 1998-06-21
Empire Comfort Systems | Empire | DVS-42RF-1 | Direct Vent Gravity Type Wall | Natural Gas | No Match | TRUE | FALSE | 1 | None | None | Non-Condensing | Single-Stage | 28000 | 19600 |  |  | 64 | 64 | Federally-Regulated Consumer Product | 2001-11-13 |  | 2007-11-16
Fireplace Products International, Ltd. | Regency | U41-LP | Vented Room Heater - unspecifi | LPG | No Match | TRUE | FALSE | 1 | None | None | No Match | No Match | 38000 | 30400 |  |  | 65.2 | 64 | Federally-Regulated Consumer Product | 1998-03-31 |  | 1998-06-21
Williams Furnace Co. | Continental | RFD40-IP | Direct Vent Fan Type Wall Furn | LPG | No Match | FALSE | FALSE | 1 | None | None | No Match | No Match | 40000 | 32000 |  |  | 77.5 | 73 | Non Federally-Regulated | 1988-07-27 |  | 1998-06-21
Empire Stove | Empire | EH350-1 | Vented Room Heater - unspecifi | Natural Gas | No Match | TRUE | FALSE | 1 | None | None | No Match | No Match | 50000 | 35000 |  |  |  |  | Non Federally-Regulated | 1981-04-01 |  | 1998-06-21
Fireplace Products International, Ltd. | Regency | U44-LP | Vented Room Heater - unspecifi | LPG | No Match | TRUE | FALSE | 1 | None | None | No Match | No Match | 38000 | 30400 |  |  | 64.9 | 64 | Federally-Regulated Consumer Product | 1998-03-31 |  | 1998-06-21
Empire Comfort Systems | Empire Comfort Systems | MV-130 | Vented Gravity Type Wall Furna | Natural Gas | Injection Type | TRUE | FALSE | 1 |  | None | Non-Condensing | Single-Stage | 14000 | 10080 |  |  | 69 | 61 | Federally-Regulated Consumer Product | 2012-04-02 |  | 2012-11-16
Louisville Tin &amp; Stove Co. | Louisville Tin & Stove Co. | DVCF 557* | Direct Vent Fan Type Wall Furn | Natural Gas | Injection Type | FALSE | FALSE | 1 |  | None | Non-Condensing | Single-Stage | 55000 | 44000 | 155 | 131 | 77.6 | 74 | Federally-Regulated Consumer Product | 2011-07-18 |  | 2013-06-17
Rinnai America | Energy Savers | RHFE-1001FA/VA-N | Direct Vent Fan Type Wall Furn | Natural Gas | No Match | FALSE | FALSE | 1 | None | None | Non-Condensing | Single-Stage | 38400 | 31220 |  |  | 81.1 | 73 | Federally-Regulated Consumer Product | 2000-07-18 |  | 2007-11-16
Johnson Gas Appliance Co. | Mendota | MGS-35 | Gravity Type Vented Room Heate | Natural Gas | No Match | TRUE | FALSE | 1 | None | None | Non-Condensing | Single-Stage | 33000 | 21290 |  |  | 64.5 | 64 | Federally-Regulated Consumer Product | 1992-08-24 |  | 1995-05-22
Suburban Manufacturing Co. | Suburban | DNV-25 | Direct Vent Fan Type Wall Furn | LPG | No Match | FALSE | FALSE | 1 | None | None | No Match | No Match | 25000 | 20000 |  |  |  |  | Non Federally-Regulated | 1984-03-31 |  | 1988-07-27
Clayton Manufacturing, Inc. | Clayton | 40GZC | Gravity Type Vented Room Heate | Natural Gas | No Match | TRUE | FALSE | 1 | None | None | Non-Condensing | Single-Stage | 26000 | 19000 |  |  | 70 | 63 | Federally-Regulated Consumer Product | 1993-04-20 |  | 1995-05-26
Addison Products | Dearborn Baronet II | DRH50*-* | Vented Room Heater - unspecifi | Natural Gas | No Match | TRUE | FALSE | 1 | None | None | No Match | No Match | 50000 | 35000 |  |  |  | 65 | Non Federally-Regulated | 1988-01-29 |  | 1998-06-21
Williams Furnace Co. | Suburban | GWW-50P-NAT | Vented Gravity Type Wall Furna | Natural Gas | No Match | TRUE | FALSE | 1 | None | None | Non-Condensing | Single-Stage | 50000 | 35300 |  |  | 65.1 | 65 | Non Federally-Regulated | 1988-06-22 |  | 1995-06-05
CFM Majestic, Inc. ( Purchased by Monessen Hearth Systems Company 7/25/2008) | Insta-Flame | FA20TN | Vented Room Heater - unspecifi | Natural Gas | No Match | TRUE | FALSE | 1 | None | None | No Match | No Match | 20000 | 15400 |  |  | 74.4 | 58 | Federally-Regulated Consumer Product | 1997-04-11 |  | 1998-06-21
Williams Furnace Co. | Monterey Magnum | 3509512(35GVHE-3TNAT | Vented Gravity Type Wall Furna | Natural Gas | No Match | TRUE | FALSE | 1 | None | None | Non-Condensing | Single-Stage | 35000 | 27300 |  |  | 71.2 | 64 | Federally-Regulated Consumer Product | 1995-06-05 |  | 2012-11-19
Perfection Products Co. | Perfection | WSV120SEN-MG | Direct Vent Gravity Type Wall | Natural Gas | No Match | TRUE | FALSE | 1 | None | None | No Match | No Match | 20000 | 14000 |  |  |  |  | Non Federally-Regulated | 1985-10-07 |  | 1998-06-21
Locke Stove | Warm Morning | DV202BMAL | Direct Vent Gravity Type Wall | LPG | No Match | TRUE | FALSE | 1 | None | None | No Match | No Match | 20000 | 14000 |  |  |  |  | Non Federally-Regulated | 1981-05-02 |  | 1998-06-21
Williams Furnace Co. | Williams | 5508332 | Vented Gravity Type Wall Furna | Natural Gas | Pressure | FALSE | FALSE | 1 |  | None | Non-Condensing | Single-Stage | 55000 | 44000 |  |  | 76 | 65 | Federally-Regulated Consumer Product | 2011-08-22 |  | 2013-05-10
Suburban Manufacturing Co. | Suburban | GWW-35P-NAT | Vented Gravity Type Wall Furna | Natural Gas | No Match | TRUE | FALSE | 1 | None | None | No Match | No Match | 35000 | 34500 |  |  | 64.1 | 64 | Non Federally-Regulated | 1988-07-27 |  | 1998-06-21
Travis Industries, Inc. | Lopi | SPIRIT-BAY-LP | Vented Room Heater - unspecifi | LPG | No Match | TRUE | FALSE | 1 | None | None | No Match | No Match | 31000 | 25420 |  |  | 70 | 64 | Federally-Regulated Consumer Product | 1995-06-15 |  | 1998-06-21
Perfection Schwank | Perfection | VC235TL-W-1 | Gravity Type Vented Room Heate | LPG | No Match | TRUE | FALSE | 1 | None | None | Non-Condensing | Single-Stage | 35000 | 24500 |  |  | 64 | 64 | Federally-Regulated Consumer Product | 1991-02-08 |  | 2003-10-02
Williams Furnace Co. | Dearborn | DWF25BU-2 NAT.. | Vented Gravity Type Wall Furna | Natural Gas | No Match | TRUE | FALSE | 1 | None | None | No Match | No Match | 25000 | 17500 |  |  |  | 63 | Federally-Regulated Consumer Product | 1992-08-31 |  | 1998-06-21
Perfection Schwank | Perfection | VC270CTN-W | Gravity Type Vented Room Heate | Natural Gas | No Match | TRUE | FALSE | 1 | None | None | Non-Condensing | Single-Stage | 70000 | 49000 |  |  | 65 | 65 | Federally-Regulated Consumer Product | 1991-02-08 |  | 2003-10-02
Williams Furnace Co. | Dayton | 3e+290 | Vented Gravity Type Wall Furna | Natural Gas | No Match | TRUE | FALSE | 1 | None | None | No Match | No Match | 35000 | 24500 |  |  | 64.1 | 64 | Federally-Regulated Consumer Product | 1997-04-11 |  | 1998-06-21
Williams Furnace Co. | Forsaire Magnum | 6508131 | Vented Fan Type Wall Furnace | LPG | No Match | FALSE | FALSE | 1 | None | None | No Match | No Match | 65000 | 53300 |  |  | 78 | 74 | Federally-Regulated Consumer Product | 1995-06-15 |  | 1998-06-21
Martin Industries | Midland International | V2720 | Gravity Type Vented Room Heate | LPG | No Match | TRUE | FALSE | 1 | None | None | Non-Condensing | Single-Stage | 20000 | 14000 |  |  | 58 | 58 | Federally-Regulated Consumer Product | 1992-04-30 |  | 1992-06-19
Williams Furnace Co. | Monterey | 35GV-A1-5-NAT | Vented Gravity Type Wall Furna | Natural Gas | No Match | TRUE | FALSE | 1 | None | None | No Match | No Match | 35000 | 24500 |  |  |  |  | Non Federally-Regulated | 1985-10-07 |  | 1998-06-21
Ultra-Aire | Ultra-Aire | UA2505-BRRC | Vented Gravity Type Wall Furna | LPG | No Match | TRUE | FALSE | 1 | None | None | No Match | No Match | 25000 | 17500 |  |  |  |  | Non Federally-Regulated | 1981-06-28 |  | 1998-06-21
Louisville Tin &amp; Stove Co. | Cozy | 88*50 | Gravity Type Floor Furnace | Natural Gas | No Match | TRUE | FALSE | 1 | None | None | No Match | No Match | 50000 | 32500 |  |  | 65.8 | 57 | Federally-Regulated Consumer Product | 1990-06-26 |  | 1998-06-21
Perfection Schwank | Perfection | CV740HN-C | Vented Fan Type Wall Furnace | Natural Gas | No Match | FALSE | FALSE | 1 | None | None | Non-Condensing | Single-Stage | 40000 | 31160 |  |  | 73.3 | 73 | Federally-Regulated Consumer Product | 1991-02-08 |  | 1995-06-15
Heil Quaker | Sears | 629.7768 | Direct Vent Fan Type Wall Furn | LPG | No Match | FALSE | FALSE | 1 | None | None | No Match | No Match | 40000 | 32000 |  |  | 77.5 | 73 | Non Federally-Regulated | 1988-07-27 |  | 1998-06-21
Hunter Energy & Technology | Hunter | PW/WF20-2 | Vented Room Heater - unspecifi | Natural Gas | No Match | TRUE | FALSE | 1 | None | None | No Match | No Match | 20000 | 13200 |  |  | 58 | 58 | Federally-Regulated Consumer Product | 1997-04-11 |  | 1998-06-21
Empire Comfort Systems | Empire | GW-25-5SG | Vented Gravity Type Wall Furna | Natural Gas | No Match | TRUE | FALSE | 1 | None | None | Non-Condensing | Single-Stage | 25000 | 18000 |  |  | 65 | 63 | Federally-Regulated Consumer Product | 1992-07-28 |  | 2007-11-16
Williams Furnace Co. | Suburban | DWW-55E-NAT | Direct Vent Fan Type Wall Furn | Natural Gas | No Match | FALSE | FALSE | 1 | None | None | Non-Condensing | Single-Stage | 55000 | 44000 |  |  | 77.5 | 74 | Non Federally-Regulated | 1988-06-22 |  | 1989-03-22
Orrville Products | Comfortec | CDV36RN | Vented Room Heater - unspecifi | Natural Gas | No Match | TRUE | FALSE | 1 | None | None | No Match | No Match | 26000 | 19500 |  |  | 74.4 | 63 | Federally-Regulated Consumer Product | 1997-04-11 |  | 1998-06-21
Hunter Energy & Technology | Hunter | PW/WF20-3 | Vented Room Heater - unspecifi | Natural Gas | No Match | TRUE | FALSE | 1 | None | None | No Match | No Match | 20000 | 13500 |  |  | 58 | 58 | Federally-Regulated Consumer Product | 1995-06-15 |  | 1998-06-21
CFM Majestic, Inc. ( Purchased by Monessen Hearth Systems Company 7/25/2008) | Insta-Flame by Majestic | FSDV32 | Direct Vent Gravity Type Wall | LPG | No Match | TRUE | FALSE | 1 | None | None | No Match | No Match | 30000 | 21000 |  |  | 65 | 64 | Federally-Regulated Consumer Product | 1997-04-11 |  | 1998-06-21
Heil Quaker | Dearborn | DVHF45EIN-0 | Direct Vent Gravity Type Wall | Natural Gas | No Match | FALSE | FALSE | 1 | None | None | No Match | No Match | 45000 | 34650 |  |  |  |  | Non Federally-Regulated | 1982-05-21 |  | 1998-06-21
Suburban Manufacturing Co. | Suburban | GSW-30 | Direct Vent Gravity Type Wall | Natural Gas | No Match | TRUE | FALSE | 1 | None | None | No Match | No Match | 30000 | 21000 |  |  |  |  | Non Federally-Regulated | 1981-03-11 |  | 1998-06-21
Heatilator, Inc. | Arrow | DV 32L | Vented Room Heater - unspecifi | LPG | No Match | TRUE | FALSE | 1 | None | None | No Match | No Match | 30000 | 20700 |  |  | 69.1 | 64 | Federally-Regulated Consumer Product | 1995-06-15 |  | 1998-06-21
Williams Furnace Co. | Perfection | CV535L-2 | Vented Fan Type Wall Furnace | LPG | No Match | TRUE | FALSE | 1 | None | None | No Match | No Match | 35000 | 28000 |  |  |  | 73 | Federally-Regulated Consumer Product | 1992-08-31 |  | 1998-06-21
Louisville Tin &amp; Stove Co. | Cozy | VCR502 | Vented Room Heater - unspecifi | LPG | No Match | TRUE | FALSE | 1 | None | None | No Match | No Match | 50000 | 39000 |  |  | 65 | 65 | Federally-Regulated Consumer Product | 1995-06-15 |  | 1998-06-21
Williams Furnace Co. | Williams | 35RH-LPG | Gravity Type Vented Room Heate | LPG | No Match | TRUE | FALSE | 1 | None | None | Non-Condensing | Single-Stage | 35000 | 24500 |  |  | 67.1 | 64 | Federally-Regulated Consumer Product | 1991-08-29 |  | 1995-06-05
Empire Comfort Systems | Empire | GW-50-3SG | Vented Gravity Type Wall Furna | Natural Gas | No Match | TRUE | FALSE | 1 | None | None | Non-Condensing | Single-Stage | 50000 | 35500 |  |  | 65 | 65 | Federally-Regulated Consumer Product | 1990-09-11 |  | 2007-11-16
Williams Furnace Co. | Monterey | 25GV-A1-3-LPG | Vented Gravity Type Wall Furna | LPG | No Match | TRUE | FALSE | 1 | None | None | No Match | No Match | 25000 | 17500 |  |  |  |  | Non Federally-Regulated | 1985-10-07 |  | 1998-06-21
LSC, Inc. | Warm Morning | V-50HMAL | Vented Room Heater - unspecifi | Natural Gas | No Match | TRUE | FALSE | 1 | None | None | No Match | No Match | 50000 | 35000 |  |  |  |  | Non Federally-Regulated | 1985-10-07 |  | 1998-06-21
Louisville Tin &amp; Stove Co. | Louisville Tin & Stove Co. | W255* | Vented Gravity Type Wall Furna | Natural Gas | Injection Type | TRUE | FALSE | 1 | Draft Diverter | None | Non-Condensing | Single-Stage | 25000 | 17500 |  |  | 63 | 63 | Federally-Regulated Consumer Product | 2011-07-18 |  | 2013-06-17
Johnson Gas Appliance Co. | Mendota | MGS-35 | Vented Room Heater - unspecifi | Natural Gas | No Match | TRUE | FALSE | 1 | None | None | No Match | No Match | 33000 | 21290 |  |  | 64.5 | 64 | Federally-Regulated Consumer Product | 1997-04-11 |  | 1998-06-21
Louisville Tin &amp; Stove Co. | Cozy | CR150A | Gravity Type Vented Room Heate | Natural Gas | No Match | TRUE | FALSE | 1 | None | None | Non-Condensing | Single-Stage | 50000 | 35000 |  |  | 65 | 65 | Non Federally-Regulated | 1988-10-05 |  | 1991-11-13
Empire Comfort Systems | Empire | GMS-35SG | Vented Gravity Type Wall Furna | LPG | No Match | TRUE | FALSE | 1 | None | None | No Match | No Match | 35000 | 24500 |  |  |  |  | Non Federally-Regulated | 1985-10-07 |  | 1998-06-21
Kilbury | Kilbury | 1 4C | Unvented Room Heater | Natural Gas | No Match | TRUE | FALSE | 1 | None | None | No Match | No Match | 40000 | 40000 |  |  |  |  | Non Federally-Regulated | 1981-04-11 |  | 1998-06-21
Empire Comfort Systems | Empire Comfort Systems | HW250GWHOXX2 | Vented Gravity Type Wall Furna | LPG | Pressure | TRUE | FALSE | 1 |  | None | Non-Condensing | Single-Stage | 25000 | 17500 |  |  | 70 | 63 | Federally-Regulated Consumer Product | 2013-07-10 |  | 2014-08-28
Empire Comfort Systems | Empire | DV-35-1SG | Direct Vent Gravity Type Wall | Natural Gas | No Match | TRUE | FALSE | 1 | None | None | Non-Condensing | Single-Stage | 35000 | 24500 |  |  | 64 | 64 | Federally-Regulated Consumer Product | 1992-04-13 |  | 2007-11-16
Williams Furnace Co. | Debonair | 30DV-3-NAT | Direct Vent Gravity Type Wall | Natural Gas | No Match | TRUE | FALSE | 1 | None | None | No Match | No Match | 30000 | 21000 |  |  | 65.6 | 64 | Non Federally-Regulated | 1988-01-29 |  | 1998-06-21
Heil Quaker | Quaker | NWGAA30AU** | Vented Fan Type Wall Furnace | Natural Gas | No Match | FALSE | FALSE | 1 | None | None | No Match | No Match | 30000 | 24000 |  |  |  |  | Non Federally-Regulated | 1984-03-31 |  | 1998-06-21
Louisville Tin &amp; Stove Co. | Cozy | C*50B | Vented Room Heater - unspecifi | Natural Gas | No Match | TRUE | FALSE | 1 | None | None | No Match | No Match | 50000 | 33000 |  |  | 66.2 | 65 | Federally-Regulated Consumer Product | 1990-06-26 |  | 1998-06-21
Louisville Tin &amp; Stove Co. | Louisville Tin & Stove Co. | VC701* | Gravity Type Vented Room Heate | Natural Gas | Injection Type | TRUE | FALSE | 1 | Draft Diverter | None | Non-Condensing | Single-Stage | 70000 | 49000 |  |  | 65 | 65 | Federally-Regulated Consumer Product | 2011-06-14 |  | 2011-07-18
CFM Majestic, Inc. ( Purchased by Monessen Hearth Systems Company 7/25/2008) | Northern Flame | A120RN | Vented Room Heater - unspecifi | Natural Gas | No Match | TRUE | FALSE | 1 | None | None | No Match | No Match | 20000 | 14000 |  |  | 63.1 | 58 | Federally-Regulated Consumer Product | 1998-03-31 |  | 1998-06-21
Williams Furnace Co. | Monterey | 3509722(35GV-5T NAT) | Vented Gravity Type Wall Furna | Natural Gas | No Match | TRUE | FALSE | 1 | None | None | Non-Condensing | Single-Stage | 35000 | 24500 |  |  | 64.1 | 64 | Federally-Regulated Consumer Product | 1995-06-05 |  | 2012-11-19
Rinnai America | Rinnai | RHFE-433RFA | Vented Fan Type Wall Furnace | LPG | Injection Type | FALSE | FALSE | 1 |  | None | Non-Condensing | Step Modulating | 16700 | 13400 | 6 | 6 | 81 | 73 | Federally-Regulated Consumer Product | 2011-06-14 |  | 2011-10-27
Locke Stove | Warm Morning | VR-85EMAL | Vented Room Heater - unspecifi | LPG | No Match | TRUE | FALSE | 1 | None | None | No Match | No Match | 85000 | 59500 |  |  |  |  | Non Federally-Regulated | 1981-05-25 |  | 1998-06-21
Rinnai America | Rinnai | RHFE-556FA-N | Direct Vent Fan Type Wall Furn | Natural Gas | No Match | FALSE | FALSE | 1 | None | None | Non-Condensing | Single-Stage | 21500 | 17580 |  |  | 80.6 | 73 | Federally-Regulated Consumer Product | 1999-09-17 |  | 2000-07-18
Archgard Industries, Ltd. | Optima 30 Insert | OI30TN | Vented Room Heater - unspecifi | Natural Gas | No Match | TRUE | FALSE | 1 | None | None | No Match | No Match | 24000 | 18720 |  |  | 71 | 63 | Federally-Regulated Consumer Product | 1998-03-31 |  | 1998-06-21
Empire Comfort Systems | Empire | GW-35-3RB | Vented Gravity Type Wall Furna | Natural Gas | No Match | TRUE | FALSE | 1 | None | None | Non-Condensing | Single-Stage | 35000 | 24850 |  |  | 65 | 64 | Federally-Regulated Consumer Product | 1990-09-11 |  | 1993-12-14
Louisville Tin &amp; Stove Co. | Cozy | W50*C | Vented Gravity Type Wall Furna | Natural Gas | No Match | TRUE | FALSE | 1 | None | None | No Match | No Match | 50000 | 32500 |  |  | 65.1 | 65 | Federally-Regulated Consumer Product | 1990-06-26 |  | 1998-06-21
Williams Furnace Co. | Dearborn | DUF25BU-2 LPG | Vented Gravity Type Wall Furna | LPG | No Match | TRUE | FALSE | 1 | None | None | No Match | No Match | 25000 | 17500 |  |  |  |  | Non Federally-Regulated | 1982-05-21 |  | 1998-06-21
Locke Stove | Warm Morning | DV201BMAL | Direct Vent Gravity Type Wall | Natural Gas | No Match | TRUE | FALSE | 1 | None | None | No Match | No Match | 10000 | 7000 |  |  |  |  | Non Federally-Regulated | 1981-04-29 |  | 1998-06-21
Louisville Tin &amp; Stove Co. | Cozy | 88*50 | Gravity Type Floor Furnace | Natural Gas | No Match | TRUE | FALSE | 1 | None | None | Non-Condensing | Single-Stage | 50000 | 32500 |  |  | 65.8 | 57 | Federally-Regulated Consumer Product | 1990-06-25 |  | 1991-11-13
Rinnai America | Rinnai | RHFE-201RFA(P) | Direct Vent Fan Type Wall Furn | LPG | Injection Type | FALSE | FALSE | 1 |  | None | Non-Condensing | Step Modulating | 8000 | 6700 | 6 | 6 | 83 | 73 | Federally-Regulated Consumer Product | 2011-06-14 |  | 2011-09-27
Faber Manufacturing | Faber Gas Fireplaces | 860 | Gravity Type Vented Room Heate | LPG | No Match | TRUE | FALSE | 1 | None | None | Non-Condensing | Single-Stage | 30000 | 22500 |  |  | 75 | 64 | Federally-Regulated Consumer Product | 1994-01-07 |  | 1994-05-10
Perfection Schwank | Perfection | WVRC250CTN-P | Vented Room Heater - unspecifi | Natural Gas | No Match | TRUE | FALSE | 1 | None | None | No Match | No Match | 50000 | 35000 |  |  | 65 | 65 | Federally-Regulated Consumer Product | 1992-06-03 |  | 1998-06-21
Williams Furnace Co. | Sears | 629.7767 | Vented Gravity Type Wall Furna | LPG | No Match | TRUE | FALSE | 1 | None | None | No Match | No Match | 35000 | 24500 |  |  | 64.1 | 64 | Federally-Regulated Consumer Product | 1997-04-11 |  | 1998-06-21
Martin Industries | Martin | V4835 ST-1 | Vented Room Heater - unspecifi | Natural Gas | No Match | TRUE | FALSE | 1 | None | None | No Match | No Match | 35000 | 24500 |  |  |  |  | Non Federally-Regulated | 1981-03-11 |  | 1998-06-21
Empire Stove | Empire | DV206-6SG | Direct Vent Gravity Type Wall | Natural Gas | No Match | TRUE | FALSE | 1 | None | None | No Match | No Match | 6000 | 4200 |  |  |  |  | Non Federally-Regulated | 1981-03-20 |  | 1998-06-21
Perfection Schwank | Perfection | PW835SEN-D | Vented Gravity Type Wall Furna | Natural Gas | No Match | TRUE | FALSE | 1 | None | None | Non-Condensing | Single-Stage | 35000 | 24500 |  |  | 64 | 64 | Federally-Regulated Consumer Product | 1991-02-08 |  | 2003-10-02
Williams Furnace Co. | Martin | MDV30NAT | Direct Vent Gravity Type Wall | Natural Gas | No Match | TRUE | FALSE | 1 | None | None | Non-Condensing | Single-Stage | 30000 | 21000 |  |  | 65.6 | 64 | Non Federally-Regulated | 1988-03-14 |  | 1995-06-05
LSC, Inc. | Warm Morning | VR-85FMAL | Vented Room Heater - unspecifi | Natural Gas | No Match | TRUE | FALSE | 1 | None | None | No Match | No Match | 85000 | 59500 |  |  |  |  | Non Federally-Regulated | 1984-03-31 |  | 1998-06-21
Heil Quaker | Sears | 867.735 | Direct Vent Gravity Type Wall | Natural Gas | No Match | TRUE | FALSE | 1 | None | None | No Match | No Match | 20000 | 14000 |  |  |  |  | Non Federally-Regulated | 1982-05-21 |  | 1998-06-21
Williams Furnace Co. | Williams | 2001621A | Gravity Type Vented Room Heate | LPG | Pressure | TRUE | FALSE | 0 |  | None | Non-Condensing | Single-Stage | 20000 | 16000 |  |  | 71 | 58 | Federally-Regulated Consumer Product | 2013-07-10 |  | 2014-05-07
Williams Furnace Co. | Sahara | 35GV-A1-3-NAT | Vented Gravity Type Wall Furna | Natural Gas | No Match | TRUE | FALSE | 1 | None | None | No Match | No Match | 35000 | 21500 |  |  |  |  | Non Federally-Regulated | 1985-10-07 |  | 1998-06-21
Williams Furnace Co. | Forsaire | 450FX-R LPG | Vented Fan Type Wall Furnace | LPG | No Match | TRUE | FALSE | 1 | None | None | No Match | No Match | 50000 | 40000 |  |  | 74.3 | 74 | Federally-Regulated Consumer Product | 1992-06-03 |  | 1998-06-21
Williams Furnace Co. | Debonair | 14DV-3-NAT | Direct Vent Gravity Type Wall | Natural Gas | No Match | TRUE | FALSE | 1 | None | None | No Match | No Match | 14000 | 9800 |  |  |  |  | Non Federally-Regulated | 1985-10-07 |  | 1988-01-29
CFM Majestic, Inc. ( Purchased by Monessen Hearth Systems Company 7/25/2008) | Insta-Flame | FS30** | Gravity Type Vented Room Heate | Natural Gas | No Match | TRUE | FALSE | 1 | None | None | Non-Condensing | Single-Stage | 30000 | 21000 |  |  | 64.7 | 64 | Federally-Regulated Consumer Product | 1995-05-05 |  | 1997-11-20
Williams Furnace Co. | Montgomery Ward | SFB-50172A | Vented Gravity Type Wall Furna | LPG | No Match | TRUE | FALSE | 1 | None | None | No Match | No Match | 25000 | 17500 |  |  |  |  | Non Federally-Regulated | 1981-03-11 |  | 1998-06-21
Ultra-Aire | Ultra-Aire | UA2505-BR | Vented Gravity Type Wall Furna | Natural Gas | No Match | TRUE | FALSE | 1 | None | None | No Match | No Match | 25000 | 17500 |  |  |  | 63 | Federally-Regulated Consumer Product | 1992-08-31 |  | 1998-06-21
Empire Comfort Systems | Empire | GWT-50-1SG | Vented Gravity Type Wall Furna | Natural Gas | No Match | TRUE | FALSE | 1 | None | None | Non-Condensing | Single-Stage | 50000 | 37000 |  |  | 70 | 65 | Federally-Regulated Consumer Product | 1997-08-19 |  | 2007-11-16
Martin Industries | Martin | MDV30NAT | Direct Vent Gravity Type Wall | Natural Gas | No Match | TRUE | FALSE | 1 | None | None | No Match | No Match | 30000 | 21000 |  |  | 65.6 | 64 | Non Federally-Regulated | 1988-07-27 |  | 1998-06-21
Williams Furnace Co. | Forsaire | 550DVX-R-LPG | Direct Vent Fan Type Wall Furn | LPG | No Match | TRUE | FALSE | 1 | None | None | Non-Condensing | Single-Stage | 55000 | 44000 |  |  | 77 | 74 | Non Federally-Regulated | 1988-03-15 |  | 1995-06-05
Williams Furnace Co. | Dayton | 3e+290 | Vented Gravity Type Wall Furna | Natural Gas | No Match | TRUE | FALSE | 1 | None | None | No Match | No Match | 35000 | 24500 |  |  |  |  | Non Federally-Regulated | 1985-10-07 |  | 1988-01-29
Empire Comfort Systems | Empire | RH-35-6 | Gravity Type Vented Room Heate | Natural Gas | No Match | TRUE | FALSE | 1 | None | None | Non-Condensing | Single-Stage | 35000 | 24500 |  |  | 64 | 64 | Federally-Regulated Consumer Product | 2001-11-13 |  | 2007-11-16
Martin Industries | Martin | MSC20 | Direct Vent Gravity Type Wall | LPG | No Match | TRUE | FALSE | 1 | None | None | Non-Condensing | Single-Stage | 20000 | 13000 |  |  | 63 | 63 | Federally-Regulated Consumer Product | 1992-03-27 |  | 1993-12-14
Empire Comfort Systems | Empire Comfort Systems | DV-210-7SG | Vented Gravity Type Wall Furna | LPG | Pressure | TRUE | FALSE | 1 | None | None | Non-Condensing | Single-Stage | 10000 | 7000 |  |  | 62 | 59 | Federally-Regulated Consumer Product | 2013-06-17 |  | 2014-08-28
Vermont Castings, Inc. | Radiance | 2600 | Vented Room Heater - unspecifi | Natural Gas | No Match | TRUE | FALSE | 1 | None | None | No Match | No Match | 30000 | 21640 |  |  | 64.4 | 64 | Federally-Regulated Consumer Product | 1995-06-15 |  | 1998-06-21
Martin Industries | Martin | MFEI55NAT | Vented Fan Type Wall Furnace | Natural Gas | No Match | FALSE | FALSE | 1 | None | None | No Match | No Match | 55000 | 44000 |  |  | 76 | 74 | Non Federally-Regulated | 1988-07-27 |  | 1998-06-21
Williams Furnace Co. | Suburban | GWW-50P-LP | Vented Gravity Type Wall Furna | LPG | No Match | TRUE | FALSE | 1 | None | None | Non-Condensing | Single-Stage | 50000 | 35300 |  |  | 65.1 | 65 | Non Federally-Regulated | 1988-06-22 |  | 1995-06-05
Fireplace Products International, Ltd. | Regency | U45-LP | Direct Vent Gravity Type Wall | LPG | No Match | TRUE | FALSE | 1 | None | None | Non-Condensing | Single-Stage | 33000 | 24090 |  |  | 64.8 | 64 | Federally-Regulated Consumer Product | 1995-07-28 |  | 1997-11-25
Empire Comfort Systems | Empire Comfort Systems | HW250GWHOXX2 | Vented Gravity Type Wall Furna | Natural Gas | Pressure | TRUE | FALSE | 1 |  | None | Non-Condensing | Single-Stage | 25000 | 17500 |  |  | 70 | 63 | Federally-Regulated Consumer Product | 2013-07-10 |  | 2014-08-28
Williams Furnace Co. | Williams | 5002712 | Vented Room Heater - unspecifi | Natural Gas | No Match | TRUE | FALSE | 1 | None | None | No Match | No Match | 50000 | 35000 |  |  | 67.4 | 65 | Federally-Regulated Consumer Product | 1997-04-11 |  | 1998-06-21
Preway | Sears | 155.8526 | Vented Room Heater - unspecifi | LPG | No Match | TRUE | FALSE | 1 | None | None | No Match | No Match | 15000 | 10500 |  |  |  |  | Non Federally-Regulated | 1984-03-31 |  | 1998-06-21
Johnson Gas Appliance Co. | Newport | NEWPORT INSERT | Vented Room Heater - unspecifi | Natural Gas | No Match | TRUE | FALSE | 1 | None | None | No Match | No Match | 31500 | 22800 |  |  | 65.5 | 64 | Federally-Regulated Consumer Product | 1997-04-11 |  | 1998-06-21
Williams Furnace Co. | Williams | 50RHB-LPG | Gravity Type Vented Room Heate | LPG | No Match | TRUE | FALSE | 1 | None | None | Non-Condensing | Single-Stage | 50000 | 35000 |  |  | 67.4 | 65 | Federally-Regulated Consumer Product | 1991-08-29 |  | 1995-06-05
Heil Quaker | Sears | 629.7568 | Vented Fan Type Wall Furnace | Natural Gas | No Match | FALSE | FALSE | 1 | None | None | No Match | No Match | 35000 | 28000 |  |  | 75.6 | 73 | Non Federally-Regulated | 1988-07-27 |  | 1998-06-21
Perfection Schwank | Perfection | WASV120SEL | Direct Vent Gravity Type Wall | LPG | No Match | TRUE | FALSE | 1 | None | None | Non-Condensing | Single-Stage | 20000 | 14740 |  |  | 67.9 | 63 | Non Federally-Regulated | 1988-02-05 |  | 1991-02-08
Williams Furnace Co. | Dearborn | DWF35BU-2 NAT | Vented Gravity Type Wall Furna | Natural Gas | No Match | TRUE | FALSE | 1 | None | None | No Match | No Match | 35000 | 24500 |  |  |  |  | Non Federally-Regulated | 1981-08-19 |  | 1998-06-21
LSC, Inc. | Warm Morning | UDV25 | Direct Vent Gravity Type Wall | LPG | No Match | TRUE | FALSE | 1 | None | None | No Match | No Match | 25000 | 17500 |  |  |  |  | Non Federally-Regulated | 1984-03-31 |  | 1998-06-21
Williams Furnace Co. | Williams | 650(1,2)(5,9)22A | Gravity Type Vented Room Heate | Natural Gas | Pressure | TRUE | FALSE | 0 |  | None | Non-Condensing | Single-Stage | 65000 | 47000 |  |  | 70 | 65 | Federally-Regulated Consumer Product | 2013-07-10 |  | 2014-05-07
Williams Furnace Co. | Dayton | 3e+293 | Vented Gravity Type Wall Furna | LPG | No Match | TRUE | FALSE | 1 | None | None | No Match | No Match | 34000 | 23800 |  |  |  |  | Non Federally-Regulated | 1985-10-07 |  | 1998-06-21
Louisville Tin &amp; Stove Co. | Cozy | DVCF407 | Direct Vent Fan Type Wall Furn | Natural Gas | No Match | FALSE | FALSE | 1 | None | None | No Match | No Match | 40000 | 32000 |  |  | 76.1 | 73 | Federally-Regulated Consumer Product | 1992-06-03 |  | 1998-06-21
Empire Comfort Systems | Empire | RH-350-1VS | Vented Room Heater - unspecifi | LPG | No Match | TRUE | FALSE | 1 | None | None | No Match | No Match | 50000 | 35250 |  |  | 65 | 65 | Non Federally-Regulated | 1988-07-27 |  | 1998-06-21
Louisville Tin &amp; Stove Co. | Cozy | W255C | Vented Gravity Type Wall Furna | Natural Gas | No Match | TRUE | FALSE | 1 | None | None | Non-Condensing | Single-Stage | 25000 | 17500 |  |  | 63 | 63 | Federally-Regulated Consumer Product | 1991-11-13 |  | 1993-05-18
Williams Furnace Co. | Williams | 350(1,2)(5,9)22A | Gravity Type Vented Room Heate | Natural Gas | Pressure | TRUE | FALSE | 0 |  | Electro-Mechanical Inlet Dampe | Non-Condensing | Single-Stage | 35000 | 25000 |  |  | 68 | 64 | Federally-Regulated Consumer Product | 2013-07-10 |  | 2014-05-07
Heatilator, Inc. | Arrow | DVI10BL | Unvented Room Heater | LPG | No Match | TRUE | FALSE | 1 | None | None | No Match | No Match | 35000 | 25500 |  |  | 64 |  | Federally-Regulated Consumer Product | 1997-04-11 |  | 1998-06-21
Williams Furnace Co. | Martin | HDV14NAT | Direct Vent Gravity Type Wall | Natural Gas | No Match | TRUE | FALSE | 1 | None | None | No Match | No Match | 14000 | 8900 |  |  | 63.1 | 61 | Federally-Regulated Consumer Product | 1990-06-26 |  | 1998-06-21
Williams Furnace Co. | Sears | 629.7567 | Vented Gravity Type Wall Furna | Natural Gas | No Match | TRUE | FALSE | 1 | None | None | Non-Condensing | Single-Stage | 35000 | 34500 |  |  | 64.1 | 64 | Non Federally-Regulated | 1988-03-14 |  | 1989-03-22
Perfection Products Co. | Perfection | PW82CSEN-B-4 | Vented Gravity Type Wall Furna | Natural Gas | No Match | TRUE | FALSE | 1 | None | None | No Match | No Match | 20000 | 14000 |  |  |  |  | Non Federally-Regulated | 1985-10-07 |  | 1998-06-21
Williams Furnace Co. | Monterey | 20GV-5-NAT | Vented Gravity Type Wall Furna | Natural Gas | No Match | TRUE | FALSE | 1 | None | None | No Match | No Match | 20000 | 14000 |  |  |  |  | Non Federally-Regulated | 1982-05-21 |  | 1998-06-21
Ultra-Aire | Ultra-Aire | UA2505-BRRC | Vented Gravity Type Wall Furna | Natural Gas | No Match | TRUE | FALSE | 1 | None | None | No Match | No Match | 25000 | 17500 |  |  |  |  | Non Federally-Regulated | 1981-06-27 |  | 1998-06-21
Martin Industries | Martin | MSC10 | Direct Vent Gravity Type Wall | LPG | No Match | TRUE | FALSE | 1 | None | None | Non-Condensing | Single-Stage | 10000 | 6500 |  |  | 59 | 59 | Federally-Regulated Consumer Product | 1992-03-27 |  | 1993-12-14
Empire Comfort Systems | Empire | DV215-6SG | Direct Vent Gravity Type Wall | LPG | No Match | TRUE | FALSE | 1 | None | None | No Match | No Match | 15000 | 10500 |  |  |  |  | Non Federally-Regulated | 1985-10-07 |  | 1998-06-21
Rinnai America | Rinnai | RHFE-1001FA-1-N | Direct Vent Fan Type Wall Furn | Natural Gas | No Match | FALSE | FALSE | 1 | None | None | Non-Condensing | Single-Stage | 38400 | 31220 |  |  | 80.3 | 73 | Federally-Regulated Consumer Product | 1999-09-17 |  | 2000-07-18
Williams Furnace Co. | Dayton | 3e+291 | Vented Gravity Type Wall Furna | Natural Gas | No Match | TRUE | FALSE | 1 | None | None | No Match | No Match | 50000 | 35000 |  |  |  | 65 | Federally-Regulated Consumer Product | 1992-08-31 |  | 1998-06-21
Perfection Schwank | Perfection | CV7401PN-C | Vented Fan Type Wall Furnace | Natural Gas | No Match | FALSE | FALSE | 1 | None | None | Non-Condensing | Single-Stage | 40000 | 31160 |  |  | 73.3 | 73 | Federally-Regulated Consumer Product | 1991-02-08 |  | 1995-06-15
Earth Stove, Inc. | Earth Stove | GBV40 | Vented Room Heater - unspecifi | LPG | No Match | TRUE | FALSE | 1 | None | None | No Match | No Match | 40000 | 23700 |  |  | 77 | 64 | Federally-Regulated Consumer Product | 1998-03-31 |  | 1998-06-21
Williams Furnace Co. | Sears | 629.7567 | Vented Gravity Type Wall Furna | Natural Gas | No Match | TRUE | FALSE | 1 | None | None | Non-Condensing | Single-Stage | 35000 | 34500 |  |  | 64.1 | 64 | Non Federally-Regulated | 1988-03-14 |  | 1989-03-22
Williams Furnace Co. | Heat / Cool | 40DVI12 | Direct Vent Fan Type Wall Furn | Natural Gas | No Match | FALSE | FALSE | 1 | None | None | No Match | No Match | 40000 | 32000 |  |  |  |  | Non Federally-Regulated | 1985-10-07 |  | 1998-06-21
Suburban Manufacturing Co. | Suburban | DNV-40 | Direct Vent Fan Type Wall Furn | Natural Gas | No Match | FALSE | FALSE | 1 | None | None | No Match | No Match | 10000 | 32000 |  |  |  |  | Non Federally-Regulated | 1984-03-31 |  | 1985-10-07
Williams Furnace Co. | Debonair | 14DV-5B LPG | Direct Vent Gravity Type Wall | LPG | No Match | TRUE | FALSE | 1 | None | None | Non-Condensing | Single-Stage | 14000 | 9800 |  |  | 63.1 | 61 | Federally-Regulated Consumer Product | 1991-08-29 |  | 1995-06-05
Empire Stove | Empire | DV225-2SG | Direct Vent Gravity Type Wall | Natural Gas | No Match | TRUE | FALSE | 1 | None | None | No Match | No Match | 25000 | 16500 |  |  |  |  | Non Federally-Regulated | 1982-05-21 |  | 1998-06-21
Williams Furnace Co. | Monterey | 2509721 (25GV-5 LPG) | Vented Gravity Type Wall Furna | LPG | No Match | TRUE | FALSE | 1 | None | None | Non-Condensing | Single-Stage | 25000 | 17500 |  |  | 63.3 | 63 | Federally-Regulated Consumer Product | 1995-06-05 |  | 2012-11-19
Perfection Schwank | Perfection | WASV712SEL | Direct Vent Gravity Type Wall | LPG | No Match | TRUE | FALSE | 1 | None | None | No Match | No Match | 12000 | 8400 |  |  | 60 | 60 | Federally-Regulated Consumer Product | 1992-06-03 |  | 1998-06-21
Wolf Steel, Ltd. | Napoleon Fireplaces | GS50-N | Vented Room Heater - unspecifi | Natural Gas | No Match | TRUE | FALSE | 1 | None | None | No Match | No Match | 44000 | 31200 |  |  | 65 | 64 | Federally-Regulated Consumer Product | 1998-03-31 |  | 1998-06-21
Archgard Industries, Ltd. | Optima 40 Free Standing | OF40RN | Vented Room Heater - unspecifi | Natural Gas | No Match | TRUE | FALSE | 1 | None | None | No Match | No Match | 24000 | 18720 |  |  | 71 | 63 | Federally-Regulated Consumer Product | 1998-03-31 |  | 1998-06-21
Perfection Schwank | Perfection | CV750L-B | Vented Fan Type Wall Furnace | Natural Gas | No Match | TRUE | FALSE | 1 | None | None | No Match | No Match | 50000 | 39300 |  |  | 74.3 | 74 | Federally-Regulated Consumer Product | 1992-06-03 |  | 1998-06-21
Williams Furnace Co. | Dearborn | DWF25BG-1 NAT. | Vented Gravity Type Wall Furna | Natural Gas | No Match | TRUE | FALSE | 1 | None | None | No Match | No Match | 25000 | 17500 |  |  |  |  | Non Federally-Regulated | 1982-05-21 |  | 1998-06-21
Martin Industries | Martin | V2515 S-3 | Vented Room Heater - unspecifi | Natural Gas | No Match | TRUE | FALSE | 1 | None | None | No Match | No Match | 15000 | 9750 |  |  |  |  | Non Federally-Regulated | 1981-03-11 |  | 1998-06-21
Locke Stove | Warm Morning | WFC-IP35B | Vented Fan Type Wall Furnace | Natural Gas | No Match | FALSE | FALSE | 1 | None | None | No Match | No Match | 35000 | 26950 |  |  |  |  | Non Federally-Regulated | 1981-05-29 |  | 1998-06-21
RSF Energy, Ltd. | RSF Energy | SAPPHIRE (NG) | Vented Room Heater - unspecifi | Natural Gas | No Match | TRUE | FALSE | 1 | None | None | No Match | No Match | 26000 | 20000 |  |  | 63.4 | 63 | Federally-Regulated Consumer Product | 1995-06-15 |  | 1998-06-21
Louisville Tin &amp; Stove Co. | Cozy | C260-B | Vented Room Heater - unspecifi | LPG | No Match | TRUE | FALSE | 1 | None | None | No Match | No Match | 60000 | 42000 |  |  | 66 | 65 | Federally-Regulated Consumer Product | 1995-06-15 |  | 1998-06-21
Williams Furnace Co. | Monterey Magnum | 5009512 | Vented Gravity Type Wall Furna | Natural Gas | No Match | TRUE | FALSE | 1 | None | None | Non-Condensing | Single-Stage | 50000 | 38500 |  |  | 70.5 | 65 | Federally-Regulated Consumer Product | 1993-12-10 |  | 2012-11-19
Williams Furnace Co. | Williams | 65RH-NAT | Vented Room Heater - unspecifi | Natural Gas | No Match | TRUE | FALSE | 1 | None | None | No Match | No Match | 65000 | 45500 |  |  | 68.3 | 65 | Federally-Regulated Consumer Product | 1992-06-03 |  | 1998-06-21
Williams Furnace Co. | Sears | 629.7567 | Direct Vent Gravity Type Wall | Natural Gas | No Match | TRUE | FALSE | 1 | None | None | Non-Condensing | Single-Stage | 14000 | 8900 |  |  | 63.1 | 61 | Non Federally-Regulated | 1988-03-14 |  | 1995-06-05
Empire Comfort Systems | Empire Comfort Systems | HW250GWOXX1 | Vented Gravity Type Wall Furna | Natural Gas | Injection Type | TRUE | FALSE | 1 | Draft Diverter | None | Non-Condensing | Single-Stage | 25000 | 17500 |  |  | 67 | 63 | Federally-Regulated Consumer Product | 2007-11-20 |  | 2012-01-03
Suburban Manufacturing Co. | Suburban | GSW-20 | Direct Vent Gravity Type Wall | Natural Gas | No Match | FALSE | FALSE | 1 | None | None | No Match | No Match | 20000 | 15800 |  |  | 73.3 | 63 | Non Federally-Regulated | 1988-07-27 |  | 1989-03-23
Williams Furnace Co. | Continental | RMG50-0N | Vented Gravity Type Wall Furna | Natural Gas | No Match | TRUE | FALSE | 1 | None | None | No Match | No Match | 50000 | 35300 |  |  | 65.1 | 65 | Federally-Regulated Consumer Product | 1997-04-11 |  | 1998-06-21
Empire Comfort Systems | Empire | GW-25-2RB | Vented Gravity Type Wall Furna | Natural Gas | No Match | TRUE | FALSE | 1 | None | None | Non-Condensing | Single-Stage | 25000 | 18000 |  |  | 65 | 63 | Non Federally-Regulated | 1989-02-27 |  | 1993-12-14
Empire Comfort Systems | Empire Comfort Systems | DVDVC-35-2(SP-IP)1 | Direct Vent Fan Type Wall Furn | LPG | Pressure | TRUE | FALSE | 1 |  | None | Non-Condensing | Single-Stage | 35000 | 27700 | 168 | 347 | 75 | 73 | Federally-Regulated Consumer Product | 2013-06-17 |  | 2014-08-28
Empire Comfort Systems | Empire | GW-50-4 | Vented Gravity Type Wall Furna | Natural Gas | No Match | TRUE | FALSE | 1 | None | None | Non-Condensing | Single-Stage | 50000 | 35500 |  |  | 65 | 65 | Federally-Regulated Consumer Product | 1991-03-04 |  | 2007-11-16
Empire Comfort Systems | Empire Comfort Systems | FAW-40-1(SP,IP) | Vented Fan Type Wall Furnace | Natural Gas | Pressure | TRUE | FALSE | 1 |  | None | Non-Condensing | Single-Stage | 40000 | 31000 | 240 |  | 74 | 73 | Federally-Regulated Consumer Product | 2011-06-23 |  | 2012-01-03
Archgard Industries, Ltd. | Archgard Industries, Ltd. | DVT 500 | Gravity Type Vented Room Heate | Natural Gas | No Match | TRUE | FALSE | 1 | None | None | Non-Condensing | Single-Stage | 24000 | 23400 |  |  | 71 | 63 | Federally-Regulated Consumer Product | 1997-03-18 |  | 1997-04-02
Williams Furnace Co. | Suburban | GWW-35PT-LP | Vented Gravity Type Wall Furna | LPG | No Match | TRUE | FALSE | 1 | None | None | No Match | No Match | 35000 | 24500 |  |  | 64.1 | 64 | Federally-Regulated Consumer Product | 1997-04-11 |  | 1998-06-21
Canadian Heating Products, Inc. ( Montigo ) | Montigo | MD38DT-I | Direct Vent Gravity Type Wall | Natural Gas | No Match | FALSE | FALSE | 1 | None | None | Non-Condensing | Single-Stage | 27000 | 19440 |  |  | 63 | 63 | Federally-Regulated Consumer Product | 1999-07-20 |  | 1999-10-21
Williams Furnace Co. | Debonair | 14DV-3-NAT | Direct Vent Gravity Type Wall | Natural Gas | No Match | TRUE | FALSE | 1 | None | None | No Match | No Match | 14000 | 9800 |  |  |  |  | Non Federally-Regulated | 1981-08-27 |  | 1984-03-31
Suburban Manufacturing Co. | Suburban | DL-1220D | Direct Vent Fan Type Wall Furn | Natural Gas | No Match | FALSE | FALSE | 1 | None | None | No Match | No Match | 20000 | 16000 |  |  | 78.5 | 73 | Federally-Regulated Consumer Product | 1990-06-26 |  | 1992-01-22
Louisville Tin &amp; Stove Co. | Cozy | CR260BMA | Vented Room Heater - unspecifi | LPG | No Match | TRUE | FALSE | 1 | None | None | No Match | No Match | 60000 | 42000 |  |  |  |  | Non Federally-Regulated | 1985-10-07 |  | 1998-06-21
CFM Majestic, Inc. ( Purchased by Monessen Hearth Systems Company 7/25/2008) | Insta-Flame by Majestic | FSDV32** | Direct Vent Gravity Type Wall | Natural Gas | No Match | TRUE | FALSE | 1 | None | None | Non-Condensing | Single-Stage | 30000 | 21000 |  |  | 65 | 64 | Federally-Regulated Consumer Product | 1996-09-03 |  | 1997-11-20
Rinnai America | Rinnai | EX08C (RHFE-202FTA)(P) | Direct Vent Fan Type Wall Furn | LPG | Injection Type | FALSE | FALSE | 1 |  | None | Non-Condensing | Step Modulating | 8000 | 6642 | 6 | 6 | 83 | 73 | Federally-Regulated Consumer Product | 2011-07-18 |  | 2015-04-20
Williams Furnace Co. | Dayton | 3E472B | Vented Fan Type Wall Furnace | Natural Gas | No Match | FALSE | FALSE | 1 | None | None | No Match | No Match | 35000 | 28000 |  |  | 75.6 | 73 | Federally-Regulated Consumer Product | 1992-06-03 |  | 1998-06-21
Perfection Products Co. | Perfection | VC220TL-K | Vented Room Heater - unspecifi | LPG | No Match | TRUE | FALSE | 1 | None | None | No Match | No Match | 19000 | 13300 |  |  |  |  | Non Federally-Regulated | 1984-03-31 |  | 1998-06-21
Louisville Tin &amp; Stove Co. | Cozy | CF558A | Vented Fan Type Wall Furnace | LPG | No Match | FALSE | FALSE | 1 | None | None | No Match | No Match | 55000 | 44000 |  |  | 76 | 74 | Federally-Regulated Consumer Product | 1995-06-15 |  | 1998-06-21
Williams Furnace Co. | Dayton | 3e+289 | Vented Gravity Type Wall Furna | Natural Gas | No Match | TRUE | FALSE | 1 | None | None | No Match | No Match | 25000 | 17500 |  |  | 63.3 | 63 | Federally-Regulated Consumer Product | 1992-06-03 |  | 1998-06-21
Williams Furnace Co. | Williams | 5001921 | Vented Room Heater - unspecifi | LPG | No Match | TRUE | FALSE | 1 | None | None | No Match | No Match | 50000 | 37500 |  |  | 68.1 | 65 | Federally-Regulated Consumer Product | 1995-06-15 |  | 1998-06-21
Williams Furnace Co. | Williams | 65RH-LPG | Gravity Type Vented Room Heate | LPG | No Match | TRUE | FALSE | 1 | None | None | Non-Condensing | Single-Stage | 65000 | 45500 |  |  | 68.3 | 65 | Federally-Regulated Consumer Product | 1991-08-29 |  | 1995-06-05
Williams Furnace Co. | Forsaire | 6508731(465FX-R LPG) | Vented Fan Type Wall Furnace | LPG | No Match | TRUE | FALSE | 1 | None | None | Non-Condensing | Single-Stage | 65000 | 52000 |  |  | 74.1 | 74 | Federally-Regulated Consumer Product | 1995-06-05 |  | 2012-11-19
Williams Furnace Co. | Continental | RDD30-1-NAT | Vented Gravity Type Wall Furna | Natural Gas | No Match | TRUE | FALSE | 1 | None | None | No Match | No Match | 33000 | 21000 |  |  | 65.6 | 64 | Non Federally-Regulated | 1988-01-29 |  | 1998-06-21
Williams Furnace Co. | Forsaire | 4007731 | Direct Vent Fan Type Wall Furn | LPG | No Match | TRUE | FALSE | 1 | None | None | Non-Condensing | Single-Stage | 40000 | 32000 |  |  | 75.4 | 73 | Federally-Regulated Consumer Product | 1993-12-10 |  | 1995-06-05
Williams Furnace Co. | Debonair | 14DV-5-NAT | Direct Vent Gravity Type Wall | Natural Gas | No Match | TRUE | FALSE | 1 | None | None | No Match | No Match | 14000 | 9800 |  |  | 63.1 | 61 | Non Federally-Regulated | 1988-07-27 |  | 1989-03-22
Williams Furnace Co. | Chamberlain | 1403622 | Vented Gravity Type Wall Furna | Natural Gas | No Match | TRUE | FALSE | 1 | None | None | Non-Condensing | Single-Stage | 14000 | 10687 |  |  | 63.4 | 61 | Federally-Regulated Consumer Product | 1995-06-05 |  | 2012-11-19
Louisville Tin &amp; Stove Co. | Louisville Tin & Stove Co. | VC701* | Gravity Type Vented Room Heate | Natural Gas | Injection Type | TRUE | FALSE | 0 | Draft Diverter | None | Non-Condensing | Single-Stage | 70000 | 49000 |  |  | 65 | 65 | Federally-Regulated Consumer Product | 2013-06-17 |  | 2014-08-28
Williams Furnace Co. | Forsaire | 400DVX-R LPG | Direct Vent Fan Type Wall Furn | LPG | No Match | TRUE | FALSE | 1 | None | None | No Match | No Match | 40000 | 32000 |  |  | 75.4 | 73 | Federally-Regulated Consumer Product | 1997-04-11 |  | 1998-06-21
Williams Furnace Co. | Williams | 3502811 | Vented Room Heater - unspecifi | LPG | No Match | TRUE | FALSE | 1 | None | None | No Match | No Match | 35000 | 24500 |  |  | 67.1 | 64 | Federally-Regulated Consumer Product | 1997-04-11 |  | 1998-06-21
Heat-N-Glo Fireplace Products | Heat-N-Glo | DVT-STOVE | Direct Vent Gravity Type Wall | Natural Gas | No Match | TRUE | FALSE | 1 | None | None | No Match | No Match | 30000 | 23100 |  |  | 65.3 | 64 | Federally-Regulated Consumer Product | 1995-06-15 |  | 1998-06-21
NHC | Sterling-Electronic | STERLING-EL | Vented Room Heater - unspecifi | Natural Gas | No Match | FALSE | FALSE | 1 | None | None | No Match | No Match | 40000 | 30440 |  |  | 71.8 | 64 | Federally-Regulated Consumer Product | 1997-04-11 |  | 1998-06-21
Louisville Tin &amp; Stove Co. | Cozy | CR150A | Vented Room Heater - unspecifi | Natural Gas | No Match | TRUE | FALSE | 1 | None | None | No Match | No Match | 50000 | 35000 |  |  |  |  | Non Federally-Regulated | 1985-10-07 |  | 1998-06-21
Louisville Tin &amp; Stove Co. | Cozy | CR160A | Vented Room Heater - unspecifi | Natural Gas | No Match | TRUE | FALSE | 1 | None | None | No Match | No Match | 60000 | 42000 |  |  | 65 | 65 | Non Federally-Regulated | 1989-03-22 |  | 1998-06-21
Perfection Products Co. | Perfection | PDW850RTL | Vented Gravity Type Wall Furna | LPG | No Match | TRUE | FALSE | 1 | None | None | No Match | No Match | 50000 | 35000 |  |  |  |  | Non Federally-Regulated | 1984-03-31 |  | 1998-06-21
Rinnai America | Rinnai | RHFE-201RFA | Direct Vent Fan Type Wall Furn | Natural Gas | Injection Type | FALSE | FALSE | 1 |  | None | Non-Condensing | Step Modulating | 8000 | 6400 | 6 | 6 | 80 | 73 | Federally-Regulated Consumer Product | 2011-06-14 |  | 2011-09-27
Suburban Manufacturing Co. | Suburban | DWW-14PT-NAT | Direct Vent Gravity Type Wall | Natural Gas | No Match | TRUE | FALSE | 1 | None | None | No Match | No Match | 14000 | 8900 |  |  | 63.1 | 61 | Non Federally-Regulated | 1988-07-27 |  | 1998-06-21
Preway | Sears | 155.8567 | Vented Room Heater - unspecifi | Natural Gas | No Match | TRUE | FALSE | 1 | None | None | No Match | No Match | 75000 | 52500 |  |  |  |  | Non Federally-Regulated | 1984-03-31 |  | 1998-06-21
Williams Furnace Co. | Montgomery Ward | SFB-50175A | Vented Gravity Type Wall Furna | Natural Gas | No Match | TRUE | FALSE | 1 | None | None | No Match | No Match | 50000 | 35000 |  |  |  |  | Non Federally-Regulated | 1981-03-11 |  | 1998-06-21
Empire Comfort Systems | Empire | DV-60-CIP | Direct Vent Fan Type Wall Furn | LPG | No Match | FALSE | FALSE | 1 | None | None | No Match | No Match | 36000 | 28800 |  |  | 77.5 | 73 | Non Federally-Regulated | 1988-07-27 |  | 1998-06-21
Williams Furnace Co. | Sears | 629.7767 | Vented Gravity Type Wall Furna | LPG | No Match | TRUE | FALSE | 1 | None | None | No Match | No Match | 35000 | 34500 |  |  | 64.1 | 64 | Non Federally-Regulated | 1989-03-22 |  | 1990-06-26
Addison Products | Dearborn Baronet II | DRH35*-*-* | Vented Room Heater - unspecifi | LPG | No Match | TRUE | FALSE | 1 | None | None | No Match | No Match | 30000 | 21000 |  |  |  |  | Non Federally-Regulated | 1984-03-31 |  | 1998-06-21
Archgard Industries, Ltd. | Optima 30 Insert | OI30RN | Vented Room Heater - unspecifi | Natural Gas | No Match | TRUE | FALSE | 1 | None | None | No Match | No Match | 24000 | 18720 |  |  | 71 | 63 | Federally-Regulated Consumer Product | 1998-03-31 |  | 1998-06-21
Louisville Tin &amp; Stove Co. | Louisville Tin & Stove Co. | VCR502* | Gravity Type Vented Room Heate | LPG | Injection Type | TRUE | FALSE | 0 | Draft Diverter | None | Non-Condensing | Single-Stage | 50000 | 35000 |  |  | 65 | 65 | Federally-Regulated Consumer Product | 2013-06-17 |  | 2014-08-28
Empire Comfort Systems | Montgomery Ward | EM-50739C | Gravity Type Floor Furnace | Natural Gas | No Match | TRUE | FALSE | 1 | None | None | No Match | No Match | 32500 | 22750 |  |  |  |  | Non Federally-Regulated | 1985-10-07 |  | 1998-06-21
Williams Furnace Co. | Dayton | 3e+294 | Vented Gravity Type Wall Furna | LPG | No Match | TRUE | FALSE | 1 | None | None | No Match | No Match | 50000 | 35300 |  |  | 65.1 | 65 | Non Federally-Regulated | 1988-07-27 |  | 1989-03-22
Williams Furnace Co. | Suburban | DWW-14P-NAT | Direct Vent Gravity Type Wall | Natural Gas | No Match | TRUE | FALSE | 1 | None | None | Non-Condensing | Single-Stage | 14000 | 8900 |  |  | 63.1 | 61 | Non Federally-Regulated | 1988-06-22 |  | 1995-06-05
Canadian Heating Products, Inc. ( Montigo ) | Montigo | M38DST | Direct Vent Gravity Type Wall | Natural Gas | No Match | TRUE | FALSE | 1 | None | None | Non-Condensing | Single-Stage | 32000 | 22400 |  |  | 64.3 | 64 | Federally-Regulated Consumer Product | 1999-06-18 |  | 1999-10-21
Louisville Tin &amp; Stove Co. | Cozy | CR135A | Vented Room Heater - unspecifi | Natural Gas | No Match | TRUE | FALSE | 1 | None | None | No Match | No Match | 35000 | 24500 |  |  |  |  | Non Federally-Regulated | 1985-10-07 |  | 1998-06-21
Williams Furnace Co. | Williams | 5001522 | Gravity Type Vented Room Heate | Natural Gas | No Match | TRUE | FALSE | 1 | None | None | Non-Condensing | Single-Stage | 50000 | 37500 |  |  | 68.1 | 65 | Federally-Regulated Consumer Product | 1995-06-05 |  | 2012-11-19
Williams Furnace Co. | Martin | MDV22LP | Direct Vent Gravity Type Wall | LPG | No Match | TRUE | FALSE | 1 | None | None | Non-Condensing | Single-Stage | 22000 | 15000 |  |  | 64.8 | 63 | Non Federally-Regulated | 1988-03-14 |  | 1995-06-05
Empire Comfort Systems | Empire | CIDV-30-1 | Direct Vent Gravity Type Wall | Natural Gas | No Match | TRUE | FALSE | 1 | None | None | Non-Condensing | Single-Stage | 30000 | 22200 |  |  | 68 | 64 | Federally-Regulated Consumer Product | 1998-05-14 |  | 2007-11-16
Monitor Products, Inc. | Monitor | 422 | Vented Room Heater - unspecifi | Oil | No Match | FALSE | FALSE | 1 | None | None | No Match | No Match | 20815 | 17885 |  |  | 81.8 | 63 | Federally-Regulated Consumer Product | 1995-06-15 |  | 1998-06-21
Martin Industries | Martin | MSC50 | Vented Fan Type Wall Furnace | LPG | No Match | TRUE | FALSE | 1 | None | None | Non-Condensing | Single-Stage | 50000 | 37500 |  |  | 74 | 74 | Federally-Regulated Consumer Product | 1992-03-27 |  | 1993-12-14
CFM Majestic, Inc. ( Purchased by Monessen Hearth Systems Company 7/25/2008) | Insta-Flame | FSDV22** | Direct Vent Gravity Type Wall | Natural Gas | No Match | TRUE | FALSE | 1 | None | None | Non-Condensing | Single-Stage | 30000 | 21000 |  |  | 65 | 64 | Federally-Regulated Consumer Product | 1996-09-03 |  | 1997-11-20
Perfection Schwank | Perfection | VC250TN-W-1 | Gravity Type Vented Room Heate | Natural Gas | No Match | TRUE | FALSE | 1 | None | None | Non-Condensing | Single-Stage | 50000 | 35000 |  |  | 65 | 65 | Federally-Regulated Consumer Product | 1991-02-08 |  | 2003-10-02
Empire Comfort Systems | Empire | PH-20 | Direct Vent Fan Type Wall Furn | Natural Gas | No Match | FALSE | FALSE | 1 | None | None | No Match | No Match | 20000 | 19000 |  |  | 91.4 | 73 | Federally-Regulated Consumer Product | 1997-04-11 |  | 1998-06-21
Williams Furnace Co. | Williams | 5001712 | Gravity Type Vented Room Heate | Natural Gas | No Match | TRUE | FALSE | 1 | None | None | Non-Condensing | Single-Stage | 50000 | 35000 |  |  | 67.4 | 65 | Federally-Regulated Consumer Product | 1993-12-10 |  | 1995-06-05
Perfection Products Co. | Perfection | WASV730SEN-A | Direct Vent Gravity Type Wall | Natural Gas | No Match | TRUE | FALSE | 1 | None | None | No Match | No Match | 30000 | 21000 |  |  | 64 | 64 | Non Federally-Regulated | 1989-03-22 |  | 1998-06-21
Louisville Tin &amp; Stove Co. | Louisville Tin & Stove Co. | 90P50* | Gravity Type Floor Furnace | LPG | Injection Type | TRUE | FALSE | 1 | Draft Hood | None | Non-Condensing | Single-Stage | 50000 | 35000 |  |  | 58 | 57 | Federally-Regulated Consumer Product | 2011-06-14 |  | 2011-07-18
Perfection Schwank | Perfection | PDW850SEN-CS | Vented Gravity Type Wall Furna | Natural Gas | No Match | TRUE | FALSE | 1 | None | None | No Match | No Match | 50000 | 35000 |  |  | 65 | 65 | Federally-Regulated Consumer Product | 1992-06-03 |  | 1998-06-21
Suburban Manufacturing Co. | Suburban | GVR-65 | Vented Room Heater - unspecifi | LPG | No Match | FALSE | FALSE | 1 | None | None | No Match | No Match | 65000 | 45500 |  |  |  |  | Non Federally-Regulated | 1981-03-11 |  | 1984-03-31
Orrville Products | Comfortec | C30TN | Vented Room Heater - unspecifi | Natural Gas | No Match | TRUE | FALSE | 1 | None | None | No Match | No Match | 30000 | 21000 |  |  | 64 | 64 | Federally-Regulated Consumer Product | 1995-06-15 |  | 1998-06-21
Perfection Products Co. | Perfection | WASV120TN-A | Direct Vent Gravity Type Wall | Natural Gas | No Match | TRUE | FALSE | 1 | None | None | No Match | No Match | 20000 | 14000 |  |  | 63 | 63 | Non Federally-Regulated | 1989-03-22 |  | 1998-06-21
Empire Comfort Systems | Empire Comfort Systems | 5088-(2,3) | Gravity Type Floor Furnace | Natural Gas | Pressure | TRUE | FALSE | 1 | Draft Diverter | None | Non-Condensing | Single-Stage | 45000 | 31500 |  |  | 57 | 57 | Federally-Regulated Consumer Product | 2012-11-16 |  | 2013-11-13
Rinnai America | Energy Savers | RHFE-431FA-P | Direct Vent Fan Type Wall Furn | LPG | No Match | FALSE | FALSE | 1 | None | None | Non-Condensing | Single-Stage | 16700 | 13360 |  |  | 84 | 73 | Federally-Regulated Consumer Product | 2000-07-18 |  | 2007-11-16
Empire Comfort Systems | Empire Comfort Systems | DV-55E-(1-99) | Vented Fan Type Wall Furnace | LPG | Induced Draft | FALSE | FALSE | 1 |  | None | Non-Condensing | Single-Stage | 55000 | 44825 | 840 |  | 80 | 74 | Federally-Regulated Consumer Product | 2011-06-23 |  | 2012-01-03
Williams Furnace Co. | Sahara | 400DVI-NAT | Direct Vent Fan Type Wall Furn | Natural Gas | No Match | FALSE | FALSE | 1 | None | None | No Match | No Match | 40000 | 32000 |  |  |  |  | Non Federally-Regulated | 1985-10-07 |  | 1998-06-21
Williams Furnace Co. | Williams | 6008532 | Vented Gravity Type Wall Furna | Natural Gas | Pressure | TRUE | FALSE | 1 |  | None | Non-Condensing | Single-Stage | 60000 | 48600 |  |  | 78 | 65 | Federally-Regulated Consumer Product | 2011-08-22 |  | 2013-05-10
Williams Furnace Co. | Williams | 65EHB-NAT | Gravity Type Vented Room Heate | Natural Gas | No Match | TRUE | FALSE | 1 | None | None | Non-Condensing | Single-Stage | 65000 | 45500 |  |  | 68.3 | 65 | Federally-Regulated Consumer Product | 1991-08-29 |  | 1995-06-05
CFM Majestic, Inc. ( Purchased by Monessen Hearth Systems Company 7/25/2008) | Insta-Flame | HEB30 | Vented Gravity Type Wall Furna | LPG | No Match | TRUE | FALSE | 1 | None | None | No Match | No Match | 21000 | 14700 |  |  | 64.2 | 63 | Federally-Regulated Consumer Product | 1997-04-11 |  | 1998-06-21
LSC, Inc. | Warm Morning | VR-40CMAL | Vented Room Heater - unspecifi | LPG | No Match | TRUE | FALSE | 1 | None | None | No Match | No Match | 40000 | 28000 |  |  |  |  | Non Federally-Regulated | 1984-03-31 |  | 1998-06-21
Empire Comfort Systems | Empire Comfort Systems | RH-35-6 | Gravity Type Vented Room Heate | LPG | Pressure | TRUE | FALSE | 1 | Draft Diverter | None | Non-Condensing | Single-Stage | 35000 | 24500 |  |  | 64 | 64 | Federally-Regulated Consumer Product | 2013-06-17 |  | 2014-08-28
Suburban Manufacturing Co. | Suburban | GVR-50 | Vented Room Heater - unspecifi | Natural Gas | No Match | TRUE | FALSE | 1 | None | None | No Match | No Match | 50000 | 37500 |  |  | 69.5 | 65 | Non Federally-Regulated | 1988-07-27 |  | 1998-06-21
Johnson Gas Appliance Co. | Mendota | MIG30 | Vented Room Heater - unspecifi | Natural Gas | No Match | TRUE | FALSE | 1 | None | None | No Match | No Match | 30000 | 20340 |  |  | 67.8 | 64 | Federally-Regulated Consumer Product | 1997-04-11 |  | 1998-06-21
CFM Majestic, Inc. ( Purchased by Monessen Hearth Systems Company 7/25/2008) | Insta-Flame by Majestic | DVT36 | Direct Vent Gravity Type Wall | Natural Gas | No Match | TRUE | FALSE | 1 | None | None | No Match | No Match | 25000 | 17500 |  |  | 66 | 63 | Federally-Regulated Consumer Product | 1997-04-11 |  | 1998-06-21
Louisville Tin &amp; Stove Co. | Cozy | CF557A | Vented Fan Type Wall Furnace | Natural Gas | No Match | FALSE | FALSE | 1 | None | None | No Match | No Match | 55000 | 44000 |  |  | 76 | 74 | Federally-Regulated Consumer Product | 1995-06-15 |  | 1998-06-21
Ultra-Aire | Ultra-Aire | UA500D | Vented Gravity Type Wall Furna | LPG | No Match | TRUE | FALSE | 1 | None | None | No Match | No Match | 50000 | 35000 |  |  |  |  | Non Federally-Regulated | 1981-07-22 |  | 1998-06-21
Perfection Products Co. | Perfection | PDW850TL-B | Vented Gravity Type Wall Furna | LPG | No Match | TRUE | FALSE | 1 | None | None | No Match | No Match | 50000 | 35000 |  |  |  |  | Non Federally-Regulated | 1984-03-31 |  | 1998-06-21
Perfection Schwank | Perfection | 35942 (SEARS) | Gravity Type Vented Room Heate | Natural Gas | No Match | TRUE | FALSE | 1 | None | None | Non-Condensing | Single-Stage | 35000 | 24500 |  |  | 64 | 64 | Federally-Regulated Consumer Product | 1991-02-08 |  | 2003-10-02
NHC | Sterling | STERLING | Vented Room Heater - unspecifi | Natural Gas | No Match | TRUE | FALSE | 1 | None | None | No Match | No Match | 40000 | 31600 |  |  | 74.6 | 64 | Federally-Regulated Consumer Product | 1995-06-15 |  | 1998-06-21
Martin Industries | Warm Morning | Y-20JMAL | Vented Room Heater - unspecifi | LPG | No Match | TRUE | FALSE | 1 | None | None | No Match | No Match | 20000 | 14000 |  |  |  | 58 | Non Federally-Regulated | 1988-07-27 |  | 1998-06-21
Heat-N-Glo Fireplace Products | Heat-N-Glo | 4000WH | Direct Vent Gravity Type Wall | Natural Gas | No Match | FALSE | FALSE | 1 | None | None | Non-Condensing | Single-Stage | 21000 | 14700 |  |  | 63 | 63 | Federally-Regulated Consumer Product | 1993-12-14 |  | 1995-05-03
Williams Furnace Co. | Continental | RMG20-ON | Vented Gravity Type Wall Furna | Natural Gas | No Match | TRUE | FALSE | 1 | None | None | Non-Condensing | Single-Stage | 20000 | 14120 |  |  | 63.2 | 63 | Non Federally-Regulated | 1988-03-14 |  | 1995-06-05
Williams Furnace Co. | Debonair | 30DV-3-LPG | Direct Vent Gravity Type Wall | LPG | No Match | TRUE | FALSE | 1 | None | None | Non-Condensing | Single-Stage | 30000 | 21000 |  |  | 65.6 | 64 | Non Federally-Regulated | 1988-03-14 |  | 1988-07-27
Louisville Tin &amp; Stove Co. | Louisville Tin & Stove Co. | DVCF 407* | Direct Vent Fan Type Wall Furn | Natural Gas | Injection Type | FALSE | FALSE | 1 |  | None | Non-Condensing | Single-Stage | 40000 | 32000 | 141 | 121 | 76.1 | 73 | Federally-Regulated Consumer Product | 2013-06-17 |  | 2014-08-28
LSC, Inc. | Warm Morning | WMFIP65E | Vented Fan Type Wall Furnace | Natural Gas | No Match | FALSE | FALSE | 1 | None | None | No Match | No Match | 65000 | 52000 |  |  |  |  | Non Federally-Regulated | 1984-03-31 |  | 1998-06-21
Perfection Products Co. | Perfection | SV733TL-4 | Direct Vent Gravity Type Wall | LPG | No Match | TRUE | FALSE | 1 | None | None | No Match | No Match | 33000 | 23100 |  |  |  | 64 | Non Federally-Regulated | 1988-07-27 |  | 1998-06-21
Archgard Industries, Ltd. | Optima 40 Free Standing | 0F40RN | Vented Room Heater - unspecifi | Natural Gas | No Match | TRUE | FALSE | 1 | None | None | No Match | No Match | 24000 | 18720 |  |  | 71 | 63 | Federally-Regulated Consumer Product | 1997-04-11 |  | 1998-06-21
Williams Furnace Co. | Williams | 6502512 | Gravity Type Vented Room Heate | Natural Gas | No Match | TRUE | FALSE | 1 | None | None | Non-Condensing | Single-Stage | 65000 | 50400 |  |  | 70.5 | 65 | Federally-Regulated Consumer Product | 1995-06-05 |  | 2012-11-19
Martin Industries | Midland International | V6835 | Vented Room Heater - unspecifi | LPG | No Match | TRUE | FALSE | 1 | None | None | No Match | No Match | 35000 | 24500 |  |  | 64 | 64 | Federally-Regulated Consumer Product | 1992-06-03 |  | 1998-06-21
Louisville Tin &amp; Stove Co. | Cozy | VCR352 | Vented Room Heater - unspecifi | LPG | No Match | TRUE | FALSE | 1 | None | None | No Match | No Match | 35000 | 28000 |  |  | 65.5 | 64 | Federally-Regulated Consumer Product | 1995-06-15 |  | 1998-06-21
Williams Furnace Co. | Forsaire | 400DVX-R LPG | Direct Vent Fan Type Wall Furn | LPG | No Match | TRUE | FALSE | 1 | None | None | No Match | No Match | 40000 | 32000 |  |  | 75.4 | 73 | Federally-Regulated Consumer Product | 1992-06-03 |  | 1998-06-21
Heil Quaker | Comfortmaker | FA20TN | Vented Room Heater - unspecifi | Natural Gas | No Match | TRUE | FALSE | 1 | None | None | No Match | No Match | 20000 | 15400 |  |  | 74.4 | 58 | Federally-Regulated Consumer Product | 1992-06-03 |  | 1998-06-21
Heil Quaker | Sears | 629.7567 | Vented Gravity Type Wall Furna | Natural Gas | No Match | TRUE | FALSE | 1 | None | None | No Match | No Match | 35000 | 34500 |  |  | 64.1 | 64 | Non Federally-Regulated | 1988-07-27 |  | 1998-06-21
Perfection Products Co. | Perfection | VC235TL-K | Vented Room Heater - unspecifi | LPG | No Match | TRUE | FALSE | 1 | None | None | No Match | No Match | 35000 | 24500 |  |  |  |  | Non Federally-Regulated | 1985-10-07 |  | 1998-06-21
Empire Comfort Systems | Empire | DVP36FP71 | Direct Vent Gravity Type Wall | Natural Gas | Pressure | FALSE | FALSE | 1 | None | None | Non-Condensing | Single-Stage | 28000 | 19460 |  |  | 68.8 | 64 | Federally-Regulated Consumer Product | 2005-06-14 |  | 2007-11-16
Williams Furnace Co. | Debonair | 1403421 (14MH-5-LPG) | Direct Vent Gravity Type Wall | LPG | No Match | TRUE | FALSE | 1 | None | None | Non-Condensing | Single-Stage | 14000 | 9800 |  |  | 62.1 | 61 | Federally-Regulated Consumer Product | 1995-06-05 |  | 2012-11-19
Preway | Sears | 155.4631 | Gravity Type Vented Room Heate | Natural Gas | No Match | TRUE | FALSE | 1 | None | None | Non-Condensing | Single-Stage | 75000 | 52500 |  |  | 65 | 65 | Non Federally-Regulated | 1988-02-05 |  | 1992-05-13
Heil Quaker | Perfection | CV560QIPN | Vented Fan Type Wall Furnace | Natural Gas | No Match | FALSE | FALSE | 1 | None | None | No Match | No Match | 60000 | 48000 |  |  |  |  | Non Federally-Regulated | 1984-03-31 |  | 1998-06-21
Louisville Tin &amp; Stove Co. | Cozy | W256A | Vented Gravity Type Wall Furna | LPG | No Match | TRUE | FALSE | 1 | None | None | No Match | No Match | 25000 | 17500 |  |  |  |  | Non Federally-Regulated | 1985-10-07 |  | 1998-06-21
Louisville Tin &amp; Stove Co. | Cozy | VC702 | Vented Room Heater - unspecifi | Natural Gas | No Match | TRUE | FALSE | 1 | None | None | No Match | No Match | 70000 | 51000 |  |  | 65 | 65 | Federally-Regulated Consumer Product | 1997-04-11 |  | 1998-06-21
Earth Stove, Inc. | Earth Stove | BF40 | Vented Room Heater - unspecifi | LPG | No Match | TRUE | FALSE | 1 | None | None | No Match | No Match | 38000 | 26980 |  |  | 71 | 64 | Federally-Regulated Consumer Product | 1997-04-11 |  | 1998-06-21
Williams Furnace Co. | Dayton | 3e+291 | Vented Gravity Type Wall Furna | Natural Gas | No Match | TRUE | FALSE | 1 | None | None | No Match | No Match | 50000 | 35300 |  |  | 65.1 | 65 | Federally-Regulated Consumer Product | 1990-06-26 |  | 1992-06-03
Empire Comfort Systems | Empire | GW-25-6RB | Vented Gravity Type Wall Furna | Natural Gas | No Match | TRUE | FALSE | 1 | None | None | Non-Condensing | Single-Stage | 25000 | 18000 |  |  | 65 | 63 | Federally-Regulated Consumer Product | 1995-02-21 |  | 2007-11-16
Martin Industries | Martin | V2620 | Vented Room Heater - unspecifi | Natural Gas | No Match | TRUE | FALSE | 1 | None | None | No Match | No Match | 20000 | 14000 |  |  | 58 | 58 | Non Federally-Regulated | 1989-03-22 |  | 1998-06-21
CFM Majestic, Inc. ( Purchased by Monessen Hearth Systems Company 7/25/2008) | Insta-Flame | HE20RN | Gravity Type Vented Room Heate | Natural Gas | No Match | TRUE | FALSE | 1 | None | None | Non-Condensing | Single-Stage | 20000 | 15400 |  |  | 74.4 | 58 | Federally-Regulated Consumer Product | 1992-06-02 |  | 1995-05-05
CFM Majestic, Inc. ( Purchased by Monessen Hearth Systems Company 7/25/2008) | Insta-Flame by Majestic | DVT43** | Direct Vent Gravity Type Wall | LPG | No Match | TRUE | FALSE | 1 | None | None | Non-Condensing | Single-Stage | 31500 | 22050 |  |  | 65 | 64 | Federally-Regulated Consumer Product | 1996-09-03 |  | 1997-11-20
Williams Furnace Co. | Dearborn | DSC-14B-NAT | Direct Vent Gravity Type Wall | Natural Gas | No Match | TRUE | FALSE | 1 | None | None | No Match | No Match | 14000 | 9800 |  |  |  |  | Non Federally-Regulated | 1982-05-21 |  | 1998-06-21
Williams Furnace Co. | Williams | 3003622 | Direct Vent Gravity Type Wall | Natural Gas | Pressure | TRUE | FALSE | 1 |  | None | Non-Condensing | Single-Stage | 30000 | 21849 |  |  | 66.4 | 64 | Federally-Regulated Consumer Product | 2011-08-22 |  | 2013-06-17
Heil Quaker | Sears | 629.7766 | Vented Gravity Type Wall Furna | LPG | No Match | TRUE | FALSE | 1 | None | None | No Match | No Match | 25000 | 17500 |  |  | 63.3 | 63 | Non Federally-Regulated | 1988-07-27 |  | 1998-06-21
Williams Furnace Co. | Williams | 6502712 (65RH NAT) | Vented Room Heater - unspecifi | Natural Gas | No Match | TRUE | FALSE | 1 | None | None | No Match | No Match | 65000 | 45500 |  |  | 68.3 | 65 | Federally-Regulated Consumer Product | 1995-06-15 |  | 1998-06-21
Polaris Fireplaces, Inc. | Polaris | PG 600 N | Vented Room Heater - unspecifi | Natural Gas | No Match | FALSE | FALSE | 1 | None | None | No Match | No Match | 24000 | 19200 |  |  | 71.7 | 63 | Federally-Regulated Consumer Product | 1995-06-15 |  | 1998-06-21
Jotul North America, Inc. | 3 Classic Gas Stove | JOTUL 3 CLASSIC | Vented Room Heater - unspecifi | Natural Gas | No Match | TRUE | FALSE | 1 | None | None | No Match | No Match | 25000 | 17810 |  |  | 68.5 | 63 | Federally-Regulated Consumer Product | 1995-06-15 |  | 1998-06-21
Perfection Products Co. | Perfection | VC220TN-O | Vented Room Heater - unspecifi | Natural Gas | No Match | TRUE | FALSE | 1 | None | None | No Match | No Match | 19000 | 12860 |  |  | 59 | 58 | Non Federally-Regulated | 1989-03-22 |  | 1998-06-21
Orrville Products | Comfortec | C60TP | Vented Room Heater - unspecifi | LPG | No Match | TRUE | FALSE | 1 | None | None | No Match | No Match | 21000 | 15600 |  |  | 74.3 | 63 | Federally-Regulated Consumer Product | 1997-04-11 |  | 1998-06-21
Williams Furnace Co. | Sahara | 14DV-5-NAT | Direct Vent Gravity Type Wall | Natural Gas | No Match | TRUE | FALSE | 1 | None | None | No Match | No Match | 14000 | 9800 |  |  |  |  | Non Federally-Regulated | 1985-10-07 |  | 1998-06-21
Williams Furnace Co. | Williams | 400DVX-LPG | Direct Vent Fan Type Wall Furn | LPG | No Match | TRUE | FALSE | 1 | None | None | No Match | No Match | 40000 | 32000 |  |  |  |  | Non Federally-Regulated | 1984-03-31 |  | 1998-06-21
LSC, Inc. | LSC, Inc. | LSC10L | Direct Vent Gravity Type Wall | Natural Gas | No Match | TRUE | FALSE | 1 | None | None | No Match | No Match | 10000 | 7000 |  |  |  |  | Non Federally-Regulated | 1984-03-31 |  | 1998-06-21
Efel North America | Efel North America | 490.62 | Vented Room Heater - unspecifi | Natural Gas | No Match | TRUE | FALSE | 1 | None | None | No Match | No Match | 28000 | 22400 |  |  | 80 | 64 | Federally-Regulated Consumer Product | 1992-06-03 |  | 1998-06-21
Martin Industries | Martin | V6835 | Vented Room Heater - unspecifi | LPG | No Match | TRUE | FALSE | 1 | None | None | No Match | No Match | 35000 | 24500 |  |  | 64 | 64 | Federally-Regulated Consumer Product | 1995-06-15 |  | 1998-06-21
Heatilator, Inc. | Dovre | DV 5000 | Vented Room Heater - unspecifi | Natural Gas | No Match | TRUE | FALSE | 1 | None | None | No Match | No Match | 50000 | 33900 |  |  | 67.8 | 65 | Federally-Regulated Consumer Product | 1995-06-15 |  | 1998-06-21
Martin Industries | Midland International | V6835 | Gravity Type Vented Room Heate | LPG | No Match | TRUE | FALSE | 1 | None | None | Non-Condensing | Single-Stage | 35000 | 24500 |  |  | 64 | 64 | Federally-Regulated Consumer Product | 1992-04-30 |  | 1992-06-19
Williams Furnace Co. | Sears | 629.7567 | Vented Gravity Type Wall Furna | Natural Gas | No Match | TRUE | FALSE | 1 | None | None | No Match | No Match | 35000 | 34500 |  |  | 64.1 | 64 | Federally-Regulated Consumer Product | 1990-06-26 |  | 1998-06-21
Perfection Products Co. | Perfection | SV733SEN-4 | Direct Vent Gravity Type Wall | Natural Gas | No Match | TRUE | FALSE | 1 | None | None | No Match | No Match | 33000 | 23100 |  |  |  | 64 | Non Federally-Regulated | 1988-07-27 |  | 1998-06-21
Empire Comfort Systems | Empire Comfort Systems | 5088-(2,3) | Gravity Type Floor Furnace | LPG | Pressure | TRUE | FALSE | 1 | Draft Diverter | None | Non-Condensing | Single-Stage | 45000 | 31500 |  |  | 57 | 57 | Federally-Regulated Consumer Product | 2012-01-03 |  | 2012-11-16
Empire Stove | Empire | DV235-2 | Direct Vent Gravity Type Wall | LPG | No Match | TRUE | FALSE | 1 | None | None | No Match | No Match | 35000 | 24500 |  |  |  |  | Non Federally-Regulated | 1982-05-21 |  | 1998-06-21
Williams Furnace Co. | Williams | 6501511 | Vented Room Heater - unspecifi | LPG | No Match | TRUE | FALSE | 1 | None | None | No Match | No Match | 65000 | 50400 |  |  | 70.5 | 65 | Federally-Regulated Consumer Product | 1995-06-15 |  | 1998-06-21
Empire Comfort Systems | Empire Comfort Systems | 3588-(2,3) | Gravity Type Floor Furnace | Natural Gas | Pressure | TRUE | FALSE | 1 | Draft Diverter | None | Non-Condensing | Single-Stage | 32500 | 22750 |  |  | 56 | 56 | Federally-Regulated Consumer Product | 2012-11-16 |  | 2013-11-13
Innovative Hearth Products | Astria | Aries45REP | Gravity Type Vented Room Heate | LPG | Luminous | FALSE | FALSE | 1 | None | None | Non-Condensing | Single-Stage | 19000 | 12730 |  |  | 65 | 58 | Federally-Regulated Consumer Product | 2014-04-21 |  | 2014-04-22
Kresky-Ward, Inc. | Kresky-Ward | KW 25S | Vented Gravity Type Wall Furna | LPG | No Match | TRUE | FALSE | 1 | None | None | No Match | No Match | 25000 | 18250 |  |  |  |  | Non Federally-Regulated | 1981-04-25 |  | 1998-06-21
Williams Furnace Co. | Montgomery Ward | SFB-50273A | Direct Vent Gravity Type Wall | Natural Gas | No Match | TRUE | FALSE | 1 | None | None | No Match | No Match | 22000 | 15400 |  |  |  |  | Non Federally-Regulated | 1982-05-21 |  | 1998-06-21
Williams Furnace Co. | Monterey | 3509712(35GV-3T NAT) | Vented Gravity Type Wall Furna | Natural Gas | No Match | TRUE | FALSE | 1 | None | None | Non-Condensing | Single-Stage | 35000 | 24500 |  |  | 64.1 | 64 | Federally-Regulated Consumer Product | 1995-06-05 |  | 2012-11-19
Empire Comfort Systems | Empire | 5088 | Gravity Type Floor Furnace | Natural Gas | No Match | TRUE | FALSE | 1 | None | None | Non-Condensing | Single-Stage | 45000 | 31500 |  |  | 58.1 | 57 | Federally-Regulated Consumer Product | 1990-04-24 |  | 1993-12-14
Empire Comfort Systems | Empire | DVS-42-1 | Direct Vent Gravity Type Wall | Natural Gas | No Match | TRUE | FALSE | 1 | None | None | Non-Condensing | Single-Stage | 28000 | 19600 |  |  | 64 | 64 | Federally-Regulated Consumer Product | 2001-05-23 |  | 2007-11-16
Louisville Tin &amp; Stove Co. | Cozy | CF558A | Vented Fan Type Wall Furnace | LPG | No Match | FALSE | FALSE | 1 | None | None | Non-Condensing | Single-Stage | 55000 | 44000 |  |  | 76 | 74 | Federally-Regulated Consumer Product | 1992-05-07 |  | 1995-06-15
Perfection Schwank | Perfection | VC250CTN-P | Vented Room Heater - unspecifi | Natural Gas | No Match | TRUE | FALSE | 1 | None | None | No Match | No Match | 50000 | 35000 |  |  | 65 | 65 | Federally-Regulated Consumer Product | 1992-06-03 |  | 1998-06-21
CFM Majestic, Inc. ( Purchased by Monessen Hearth Systems Company 7/25/2008) | Insta-Flame | FA20TN | Gravity Type Vented Room Heate | Natural Gas | No Match | TRUE | FALSE | 1 | None | None | Non-Condensing | Single-Stage | 20000 | 15400 |  |  | 74.4 | 58 | Federally-Regulated Consumer Product | 1992-06-02 |  | 1995-05-05
Rinnai America | Rinnai | EX17C (RHFE-434FTA)(P) | Direct Vent Fan Type Wall Furn | LPG | Injection Type | FALSE | FALSE | 1 |  | None | Non-Condensing | Step Modulating | 17000 | 13700 | 5 |  | 82 | 73 | Federally-Regulated Consumer Product | 2011-06-23 |  | 2011-07-18
Williams Furnace Co. | Sahara | 14DV-SM-5 | Direct Vent Gravity Type Wall | Natural Gas | No Match | TRUE | FALSE | 1 | None | None | No Match | No Match | 13700 | 9500 |  |  |  | 61 | Non Federally-Regulated | 1988-01-29 |  | 1998-06-21
Suburban Manufacturing Co. | Suburban | DLII-0912E | Direct Vent Fan Type Wall Furn | Natural Gas | No Match | FALSE | FALSE | 1 | None | None | No Match | No Match | 12000 | 9372 |  |  | 78.1 | 73 | Federally-Regulated Consumer Product | 1992-06-03 |  | 1998-06-21
Williams Furnace Co. | Williams | 3502812 | Vented Room Heater - unspecifi | Natural Gas | No Match | TRUE | FALSE | 1 | None | None | No Match | No Match | 35000 | 24500 |  |  | 67.1 | 64 | Federally-Regulated Consumer Product | 1997-04-11 |  | 1998-06-21
Empire Comfort Systems | Empire | RH-340-4VS | Gravity Type Vented Room Heate | Natural Gas | No Match | TRUE | FALSE | 1 | None | None | Non-Condensing | Single-Stage | 35000 | 24675 |  |  | 64 | 64 | Non Federally-Regulated | 1988-06-28 |  | 1993-12-14
Williams Furnace Co. | Dayton | 3E289A | Vented Gravity Type Wall Furna | Natural Gas | No Match | TRUE | FALSE | 1 | None | None | Non-Condensing | Single-Stage | 25000 | 17500 |  |  | 63.3 | 63 | Federally-Regulated Consumer Product | 1991-08-29 |  | 1995-06-05
Orrville Products | Comfortec | C60TN | Vented Room Heater - unspecifi | Natural Gas | No Match | TRUE | FALSE | 1 | None | None | No Match | No Match | 30000 | 21000 |  |  | 64 | 64 | Federally-Regulated Consumer Product | 1995-06-15 |  | 1998-06-21
Clayton Manufacturing, Inc. | Clayton | 40GF | Vented Room Heater - unspecifi | Natural Gas | No Match | TRUE | FALSE | 1 | None | None | No Match | No Match | 26000 | 19000 |  |  | 70 | 63 | Federally-Regulated Consumer Product | 1997-04-11 |  | 1998-06-21
Martin Industries | Atlanta Stove | SVR365** | Vented Room Heater - unspecifi | LPG | No Match | TRUE | FALSE | 1 | None | None | No Match | No Match | 65000 | 45500 |  |  | 65 | 65 | Federally-Regulated Consumer Product | 1992-06-03 |  | 1998-06-21
Williams Furnace Co. | Williams | 5001811 (50RHB LPG) | Vented Room Heater - unspecifi | LPG | No Match | TRUE | FALSE | 1 | None | None | No Match | No Match | 50000 | 35500 |  |  | 67.4 | 65 | Federally-Regulated Consumer Product | 1997-04-11 |  | 1998-06-21
Williams Furnace Co. | Suburban | GWW-25PT-NAT | Vented Gravity Type Wall Furna | Natural Gas | No Match | TRUE | FALSE | 1 | None | None | Non-Condensing | Single-Stage | 25000 | 17500 |  |  | 63.3 | 63 | Non Federally-Regulated | 1988-06-22 |  | 1995-06-05
Hussong Manufacturing Co. | Kozy Heat | RFD-30 ROCKFORD | Direct Vent Gravity Type Wall | Natural Gas | Pressure | FALSE | FALSE | 1 |  | None | Non-Condensing | Step Modulating | 26000 | 12500 |  |  | 73.2 | 63 | Federally-Regulated Consumer Product | 2010-09-20 |  | 2011-10-03
Empire Comfort Systems | Montgomery Ward | EM-50743C | Gravity Type Floor Furnace | Natural Gas | No Match | TRUE | FALSE | 1 | None | None | No Match | No Match | 65000 | 45500 |  |  |  |  | Non Federally-Regulated | 1985-10-07 |  | 1998-06-21
Louisville Tin &amp; Stove Co. | Cozy | W255C | Vented Gravity Type Wall Furna | Natural Gas | No Match | TRUE | FALSE | 1 | None | None | No Match | No Match | 25000 | 17500 |  |  | 63 | 63 | Federally-Regulated Consumer Product | 1992-06-03 |  | 1998-06-21
Williams Furnace Co. | Williams | 6502811 | Gravity Type Vented Room Heate | LPG | No Match | TRUE | FALSE | 1 | None | None | Non-Condensing | Single-Stage | 65000 | 45500 |  |  | 68.3 | 65 | Federally-Regulated Consumer Product | 1993-12-10 |  | 1995-06-05
Perfection Schwank | Perfection | WASV730SEL-A | Direct Vent Gravity Type Wall | LPG | No Match | TRUE | FALSE | 1 | None | None | No Match | No Match | 30000 | 21000 |  |  | 64 | 64 | Federally-Regulated Consumer Product | 1992-06-03 |  | 1998-06-21
Williams Furnace Co. | Monterey | 50GV-3-NAT | Vented Gravity Type Wall Furna | Natural Gas | No Match | TRUE | FALSE | 1 | None | None | No Match | No Match | 50000 | 35000 |  |  |  |  | Non Federally-Regulated | 1982-05-21 |  | 1998-06-21
Louisville Tin &amp; Stove Co. | Cozy | DVCF403 | Direct Vent Fan Type Wall Furn | Natural Gas | No Match | TRUE | FALSE | 1 | None | None | No Match | No Match | 40000 | 32000 |  |  | 74.5 | 73 | Federally-Regulated Consumer Product | 1992-06-03 |  | 1998-06-21
Empire Stove | Empire | R-15 | Unvented Room Heater | LPG | No Match | TRUE | FALSE | 1 | None | None | No Match | No Match | 15000 | 14985 |  |  |  |  | Non Federally-Regulated | 1981-03-30 |  | 1998-06-21
Williams Furnace Co. | Williams | 5507331 | Direct Vent Fan Type Wall Furn | LPG | Pressure | FALSE | FALSE | 1 |  | None | Non-Condensing | Single-Stage | 55000 | 44000 | 0 | 0 | 76.5 | 74 | Federally-Regulated Consumer Product | 2012-05-02 |  | 2013-06-17
Louisville Tin &amp; Stove Co. | Cozy | 88N30 | Gravity Type Floor Furnace | Natural Gas | No Match | TRUE | FALSE | 1 | None | None | Non-Condensing | Single-Stage | 30000 | 21000 |  |  | 56 | 56 | Non Federally-Regulated | 1988-10-05 |  | 1991-11-13
Empire Stove | Empire | 7077P | Gravity Type Floor Furnace | LPG | No Match | TRUE | FALSE | 1 | None | None | No Match | No Match | 65000 | 45500 |  |  |  |  | Non Federally-Regulated | 1984-03-31 |  | 1998-06-21
Innovative Hearth Products | Astria | Aries45REN | Gravity Type Vented Room Heate | Natural Gas | Luminous | FALSE | FALSE | 1 | None | None | Non-Condensing | Single-Stage | 20000 | 13400 |  |  | 65 | 58 | Federally-Regulated Consumer Product | 2014-04-21 |  | 2014-04-22
Williams Furnace Co. | Monterey Magnum | 3509511(35GVHE-3 LPG | Vented Gravity Type Wall Furna | LPG | No Match | TRUE | FALSE | 1 | None | None | Non-Condensing | Single-Stage | 35000 | 27300 |  |  | 71.2 | 64 | Federally-Regulated Consumer Product | 1995-06-05 |  | 2012-11-19
Perfection Products Co. | Perfection | WASV120SEN | Direct Vent Gravity Type Wall | Natural Gas | No Match | TRUE | FALSE | 1 | None | None | No Match | No Match | 20000 | 14060 |  |  | 64.9 | 63 | Non Federally-Regulated | 1988-01-29 |  | 1998-06-21
Johnson Gas Appliance Co. | Mendota | SDV2 MEDALLION | Vented Room Heater - unspecifi | LPG | No Match | TRUE | FALSE | 1 | None | None | No Match | No Match | 35000 | 28620 |  |  | 75.1 | 64 | Federally-Regulated Consumer Product | 1998-03-31 |  | 1998-06-21
Williams Furnace Co. | Sears | 629.7767 | Direct Vent Gravity Type Wall | LPG | No Match | TRUE | FALSE | 1 | None | None | Non-Condensing | Single-Stage | 22000 | 15400 |  |  | 64.8 | 63 | Non Federally-Regulated | 1988-03-14 |  | 1995-06-05
Williams Furnace Co. | Dayton | 3E474B | Direct Vent Fan Type Wall Furn | LPG | No Match | TRUE | FALSE | 1 | None | None | Non-Condensing | Single-Stage | 40000 | 32000 |  |  | 75.4 | 73 | Federally-Regulated Consumer Product | 1992-05-29 |  | 1995-06-05
Williams Furnace Co. | Monterey | 20GV-5-NAT | Vented Gravity Type Wall Furna | Natural Gas | No Match | TRUE | FALSE | 1 | None | None | No Match | No Match | 20000 | 14000 |  |  |  |  | Non Federally-Regulated | 1981-03-11 |  | 1982-05-21
Williams Furnace Co. | Dayton | 3E+294* | Vented Gravity Type Wall Furna | LPG | No Match | TRUE | FALSE | 1 | None | None | No Match | No Match | 50000 | 35000 |  |  |  |  | Non Federally-Regulated | 1981-07-28 |  | 1998-06-21
Dearborn Stove | Montgomery Ward | KDT6215C | Vented Room Heater - unspecifi | Natural Gas | No Match | TRUE | FALSE | 1 | None | None | No Match | No Match | 15000 | 9750 |  |  |  |  | Non Federally-Regulated | 1981-03-11 |  | 1998-06-21
Williams Furnace Co. | Dayton | 3e+293 | Vented Gravity Type Wall Furna | LPG | No Match | TRUE | FALSE | 1 | None | None | No Match | No Match | 34000 | 23800 |  |  |  |  | Non Federally-Regulated | 1985-10-07 |  | 1998-06-21
Williams Furnace Co. | Suburban | GWW-35PT-NAT | Vented Gravity Type Wall Furna | Natural Gas | No Match | TRUE | FALSE | 1 | None | None | Non-Condensing | Single-Stage | 35000 | 24500 |  |  | 64.1 | 64 | Federally-Regulated Consumer Product | 1991-08-29 |  | 1997-04-11
Regency Industries Canada | Ultimate | U46-LP | Vented Room Heater - unspecifi | LPG | No Match | TRUE | FALSE | 1 | None | None | No Match | No Match | 33000 | 24090 |  |  | 64.8 | 64 | Federally-Regulated Consumer Product | 1997-04-11 |  | 1998-06-21
Louisville Tin &amp; Stove Co. | Cozy | C160A | Vented Room Heater - unspecifi | Natural Gas | No Match | TRUE | FALSE | 1 | None | None | No Match | No Match | 60000 | 42000 |  |  | 65 | 65 | Non Federally-Regulated | 1989-03-22 |  | 1998-06-21
Williams Furnace Co. | Sears | 629.7769 | Direct Vent Fan Type Wall Furn | LPG | No Match | TRUE | FALSE | 1 | None | None | No Match | No Match | 55000 | 44000 |  |  | 75.3 | 74 | Non Federally-Regulated | 1989-03-22 |  | 1998-06-21
Heil Quaker | Sears | 629.7566 | Vented Gravity Type Wall Furna | Natural Gas | No Match | TRUE | FALSE | 1 | None | None | No Match | No Match | 25000 | 17500 |  |  | 63.3 | 63 | Non Federally-Regulated | 1988-07-27 |  | 1998-06-21
Williams Furnace Co. | Forsaire | 5507332 | Direct Vent Fan Type Wall Furn | Natural Gas | No Match | FALSE | FALSE | 1 | None | None | No Match | No Match | 55000 | 44000 |  |  | 77.5 | 74 | Federally-Regulated Consumer Product | 1997-04-11 |  | 1998-06-21
Heat-N-Glo Fireplace Products | Gas Technologies | DVT-STOVE | Direct Vent Gravity Type Wall | Natural Gas | No Match | TRUE | FALSE | 1 | None | None | Non-Condensing | Single-Stage | 28500 | 21435 |  |  | 66.7 | 64 | Federally-Regulated Consumer Product | 1993-11-16 |  | 1995-05-03
Williams Furnace Co. | Williams | 5002511 | Vented Room Heater - unspecifi | LPG | No Match | TRUE | FALSE | 1 | None | None | No Match | No Match | 50000 | 37500 |  |  | 68.1 | 65 | Federally-Regulated Consumer Product | 1995-06-15 |  | 1998-06-21
Preway | Sears | 155.8503 | Vented Room Heater - unspecifi | LPG | No Match | TRUE | FALSE | 1 | None | None | No Match | No Match | 35000 | 24500 |  |  |  |  | Non Federally-Regulated | 1981-03-11 |  | 1998-06-21
Martin Industries | Martin | V2520 ST-3 | Vented Room Heater - unspecifi | LPG | No Match | TRUE | FALSE | 1 | None | None | No Match | No Match | 20000 | 14000 |  |  |  |  | Non Federally-Regulated | 1982-05-21 |  | 1998-06-21
Empire Comfort Systems | Empire | 3588 | Gravity Type Floor Furnace | LPG | No Match | TRUE | FALSE | 1 | None | None | No Match | No Match | 32500 | 22750 |  |  | 56 | 56 | Non Federally-Regulated | 1988-07-27 |  | 1998-06-21
Perfection Schwank | Perfection | VC220TN-W-1 | Gravity Type Vented Room Heate | Natural Gas | No Match | TRUE | FALSE | 1 | None | None | Non-Condensing | Single-Stage | 19000 | 13300 |  |  | 58 | 58 | Federally-Regulated Consumer Product | 1991-02-08 |  | 2003-10-02
CFM Majestic, Inc. ( Purchased by Monessen Hearth Systems Company 7/25/2008) | Insta-Flame | DV36RN | Gravity Type Vented Room Heate | Natural Gas | No Match | TRUE | FALSE | 1 | None | None | Non-Condensing | Single-Stage | 26000 | 19500 |  |  | 74.4 | 63 | Federally-Regulated Consumer Product | 1992-06-02 |  | 1995-05-05
Williams Furnace Co. | Dearborn | DWF25BG-1 LPG | Vented Gravity Type Wall Furna | LPG | No Match | TRUE | FALSE | 1 | None | None | No Match | No Match | 25000 | 17500 |  |  |  |  | Non Federally-Regulated | 1981-08-10 |  | 1998-06-21
Martin Industries | Warm Morning | LSC25RN | Direct Vent Gravity Type Wall | Natural Gas | No Match | TRUE | FALSE | 1 | None | None | No Match | No Match | 25000 | 17500 |  |  | 63 | 63 | Federally-Regulated Consumer Product | 1997-04-11 |  | 1998-06-21
Williams Furnace Co. | Monterey | 35GV-HA-HAT | Vented Gravity Type Wall Furna | Natural Gas | No Match | TRUE | FALSE | 1 | None | None | No Match | No Match | 35000 | 24500 |  |  |  | 64 | Federally-Regulated Consumer Product | 1992-08-31 |  | 1998-06-21
Empire Comfort Systems | Empire Comfort Systems | FAW-55SPP | Vented Fan Type Wall Furnace | Natural Gas | Pressure | TRUE | FALSE | 1 |  | None | Non-Condensing | Single-Stage | 55000 | 42000 | 300 |  | 74 | 74 | Federally-Regulated Consumer Product | 2011-06-23 |  | 2012-01-03
Empire Stove | Empire | DV210-6 | Direct Vent Gravity Type Wall | LPG | No Match | TRUE | FALSE | 1 | None | None | No Match | No Match | 10000 | 7000 |  |  |  |  | Non Federally-Regulated | 1984-03-31 |  | 1998-06-21
Williams Furnace Co. | Forsaire | 400DVX-R NAT | Direct Vent Fan Type Wall Furn | Natural Gas | No Match | TRUE | FALSE | 1 | None | None | Non-Condensing | Single-Stage | 40000 | 32000 |  |  | 75.4 | 73 | Federally-Regulated Consumer Product | 1992-05-29 |  | 1995-06-05
Williams Furnace Co. | Monterey | 20GV-HA-LPG | Vented Gravity Type Wall Furna | LPG | No Match | TRUE | FALSE | 1 | None | None | No Match | No Match | 20000 | 14000 |  |  |  |  | Non Federally-Regulated | 1981-03-11 |  | 1998-06-21
Louisville Tin &amp; Stove Co. | Cozy | CF654A | Vented Fan Type Wall Furnace | LPG | No Match | TRUE | FALSE | 1 | None | None | No Match | No Match | 65000 | 52000 |  |  | 74.1 | 74 | Federally-Regulated Consumer Product | 1997-04-11 |  | 1998-06-21
Louisville Tin &amp; Stove Co. | Cozy | DVCF404 | Direct Vent Fan Type Wall Furn | LPG | No Match | TRUE | FALSE | 1 | None | None | No Match | No Match | 40000 | 32000 |  |  | 74.5 | 73 | Federally-Regulated Consumer Product | 1992-06-03 |  | 1998-06-21
Perfection Schwank | Perfection | VRC270CTN-W | Vented Room Heater - unspecifi | Natural Gas | No Match | TRUE | FALSE | 1 | None | None | No Match | No Match | 70000 | 49000 |  |  | 65 | 65 | Federally-Regulated Consumer Product | 1995-06-15 |  | 1998-06-21
Ultra-Aire | Ultra-Aire | UA350S-BRBP | Vented Gravity Type Wall Furna | Natural Gas | No Match | TRUE | FALSE | 1 | None | None | No Match | No Match | 30000 | 21000 |  |  |  |  | Non Federally-Regulated | 1981-07-11 |  | 1998-06-21
Empire Comfort Systems | Empire Comfort Systems | HW250GWOXX1 | Vented Gravity Type Wall Furna | LPG | Injection Type | TRUE | FALSE | 1 | Draft Diverter | None | Non-Condensing | Single-Stage | 25000 | 17500 |  |  | 67 | 63 | Federally-Regulated Consumer Product | 2013-06-17 |  | 2014-08-28
Williams Furnace Co. | Sahara | 550DVI-NAT | Direct Vent Fan Type Wall Furn | Natural Gas | No Match | FALSE | FALSE | 1 | None | None | No Match | No Match | 55000 | 44000 |  |  |  |  | Non Federally-Regulated | 1985-10-07 |  | 1998-06-21
Johnson Gas Appliance Co. | Mendota | D30 SEABROOK | Vented Room Heater - unspecifi | LPG | No Match | TRUE | FALSE | 1 | None | None | No Match | No Match | 29000 | 23520 |  |  | 75.4 | 64 | Federally-Regulated Consumer Product | 1998-03-31 |  | 1998-06-21
Williams Furnace Co. | Williams | 6502921 | Vented Room Heater - unspecifi | LPG | No Match | TRUE | FALSE | 1 | None | None | No Match | No Match | 65000 | 50400 |  |  | 70.5 | 65 | Federally-Regulated Consumer Product | 1995-06-15 |  | 1998-06-21
Empire Comfort Systems | Empire | RH-325-4VS | Gravity Type Vented Room Heate | Natural Gas | No Match | TRUE | FALSE | 1 | None | None | Non-Condensing | Single-Stage | 25000 | 17625 |  |  | 63 | 63 | Non Federally-Regulated | 1988-06-28 |  | 1993-12-14
Empire Comfort Systems | Empire Comfort Systems | RH-25-6 | Gravity Type Vented Room Heate | Natural Gas | Pressure | TRUE | FALSE | 1 | Draft Diverter | None | Non-Condensing | Single-Stage | 25000 | 17500 |  |  | 63 | 63 | Federally-Regulated Consumer Product | 2013-06-17 |  | 2014-08-28
Empire Comfort Systems | Empire Comfort Systems | FAW-55IP | Vented Fan Type Wall Furnace | Natural Gas | Pressure | FALSE | FALSE | 1 |  | None | Non-Condensing | Single-Stage | 55000 | 42000 | 204 | 422 | 74 | 74 | Federally-Regulated Consumer Product | 2012-01-03 |  | 2013-06-17
Louisville Tin &amp; Stove Co. | Cozy | CF557 | Vented Fan Type Wall Furnace | Natural Gas | No Match | FALSE | FALSE | 1 | None | None | Non-Condensing | Single-Stage | 55000 | 44000 |  |  | 77.9 | 74 | Non Federally-Regulated | 1989-07-18 |  | 1991-11-13
Williams Furnace Co. | Williams | 3509622.6 | Vented Gravity Type Wall Furna | Natural Gas | Pressure | TRUE | FALSE | 1 |  | None | Non-Condensing | Single-Stage | 32000 | 22810 |  |  | 68.8 | 64 | Federally-Regulated Consumer Product | 2011-08-22 |  | 2013-06-17
CFM Majestic, Inc. ( Purchased by Monessen Hearth Systems Company 7/25/2008) | Insta-Flame | HE30TP | Vented Room Heater - unspecifi | LPG | No Match | TRUE | FALSE | 1 | None | None | No Match | No Match | 22000 | 16720 |  |  | 74.3 | 63 | Federally-Regulated Consumer Product | 1997-04-11 |  | 1998-06-21
LSC, Inc. | Warm Morning | V-50EMAL | Vented Room Heater - unspecifi | Natural Gas | No Match | TRUE | FALSE | 1 | None | None | No Match | No Match | 50000 | 35000 |  |  |  |  | Non Federally-Regulated | 1984-03-31 |  | 1998-06-21
Williams Furnace Co. | Williams | 3502712 | Vented Room Heater - unspecifi | Natural Gas | No Match | TRUE | FALSE | 1 | None | None | No Match | No Match | 35000 | 24500 |  |  | 67.1 | 64 | Federally-Regulated Consumer Product | 1997-04-11 |  | 1998-06-21
Williams Furnace Co. | Monterey | 2DGV-3-LPG | Vented Gravity Type Wall Furna | LPG | No Match | TRUE | FALSE | 1 | None | None | No Match | No Match | 20000 | 14000 |  |  |  |  | Non Federally-Regulated | 1982-05-21 |  | 1998-06-21
Perfection Products Co. | Perfection | PW835TN-C | Vented Gravity Type Wall Furna | Natural Gas | No Match | TRUE | FALSE | 1 | None | None | No Match | No Match | 35000 | 25000 |  |  | 64 | 64 | Non Federally-Regulated | 1989-03-22 |  | 1998-06-21
Louisville Tin &amp; Stove Co. | Cozy | C160-B | Vented Room Heater - unspecifi | Natural Gas | No Match | TRUE | FALSE | 1 | None | None | No Match | No Match | 60000 | 42000 |  |  | 66 | 65 | Federally-Regulated Consumer Product | 1992-06-03 |  | 1998-06-21
Williams Furnace Co. | Williams | 50EH-LPG | Gravity Type Vented Room Heate | LPG | No Match | TRUE | FALSE | 1 | None | None | Non-Condensing | Single-Stage | 50000 | 35000 |  |  | 67.4 | 65 | Federally-Regulated Consumer Product | 1991-08-29 |  | 1995-06-05
Williams Furnace Co. | Williams | 500(1,2)(5,9)21A | Gravity Type Vented Room Heate | LPG | Pressure | TRUE | FALSE | 0 |  | None | Non-Condensing | Single-Stage | 50000 | 34500 |  |  | 68 | 65 | Federally-Regulated Consumer Product | 2014-05-07 |  | 2014-08-28
Martin Industries | Martin | F1465-1 ST-1 | Gravity Type Floor Furnace | LPG | No Match | TRUE | FALSE | 1 | None | None | No Match | No Match | 65000 | 42250 |  |  |  |  | Non Federally-Regulated | 1982-05-21 |  | 1998-06-21
Suburban Manufacturing Co. | Suburban | DL-0912D | Direct Vent Fan Type Wall Furn | Natural Gas | No Match | FALSE | FALSE | 1 | None | None | Non-Condensing | Single-Stage | 12000 | 9840 |  |  | 80.5 | 73 | Federally-Regulated Consumer Product | 1992-01-22 |  | 1995-04-28
Archgard Industries, Ltd. | Archgard Industries, Ltd. | DVT 500 | Vented Room Heater - unspecifi | Natural Gas | No Match | TRUE | FALSE | 1 | None | None | No Match | No Match | 24000 | 23400 |  |  | 71 | 63 | Federally-Regulated Consumer Product | 1997-04-11 |  | 1998-06-21
Suburban Manufacturing Co. | Suburban | FF-79 | Gravity Type Floor Furnace | Natural Gas | No Match | TRUE | FALSE | 1 | None | None | No Match | No Match | 60000 | 42000 |  |  |  |  | Non Federally-Regulated | 1982-05-21 |  | 1998-06-21
Pacific Energy Gas Stoves | Pacific Energy | MIRAGE INSERT | Vented Room Heater - unspecifi | Natural Gas | No Match | TRUE | FALSE | 1 | None | None | No Match | No Match | 30000 | 20430 |  |  | 68.1 | 64 | Federally-Regulated Consumer Product | 1995-06-15 |  | 1998-06-21
Archgard Industries, Ltd. | Optima 30 Insert | 0I30TN | Vented Room Heater - unspecifi | Natural Gas | No Match | TRUE | FALSE | 1 | None | None | No Match | No Match | 24000 | 18720 |  |  | 71 | 63 | Federally-Regulated Consumer Product | 1997-04-11 |  | 1998-06-21
Regency Industries Canada | Regency Industries Canada | U41FS-LP | Vented Room Heater - unspecifi | LPG | No Match | TRUE | FALSE | 1 | None | None | No Match | No Match | 38000 | 30400 |  |  | 64.9 | 64 | Federally-Regulated Consumer Product | 1997-04-11 |  | 1998-06-21
Empire Comfort Systems | Empire Comfort Systems | RH-35-6 | Gravity Type Vented Room Heate | Natural Gas | Pressure | TRUE | FALSE | 1 | Draft Diverter | None | Non-Condensing | Single-Stage | 35000 | 24500 |  |  | 64 | 64 | Federally-Regulated Consumer Product | 2010-01-11 |  | 2012-01-03
Louisville Tin &amp; Stove Co. | Louisville Tin & Stove Co. | DVCF 653* | Direct Vent Fan Type Wall Furn | Natural Gas | Injection Type | TRUE | FALSE | 1 |  | None | Non-Condensing | Single-Stage | 62500 | 50000 | 156 | 129 | 74.3 | 74 | Federally-Regulated Consumer Product | 2011-07-18 |  | 2013-06-17
Louisville Tin &amp; Stove Co. | Cozy | W502B | Vented Gravity Type Wall Furna | LPG | No Match | TRUE | FALSE | 1 | None | None | No Match | No Match | 50000 | 35000 |  |  | 65 | 65 | Non Federally-Regulated | 1988-07-27 |  | 1998-06-21
LSC, Inc. | Warm Morning | VR-50GMAL | Vented Room Heater - unspecifi | Natural Gas | No Match | TRUE | FALSE | 1 | None | None | No Match | No Match | 50000 | 35000 |  |  |  |  | Non Federally-Regulated | 1985-10-07 |  | 1998-06-21
Williams Furnace Co. | Martin | MDV30B LP | Direct Vent Gravity Type Wall | LPG | No Match | TRUE | FALSE | 1 | None | None | Non-Condensing | Single-Stage | 30000 | 21000 |  |  | 65.6 | 64 | Federally-Regulated Consumer Product | 1991-08-29 |  | 1995-06-05
Louisville Tin &amp; Stove Co. | Cozy | CDV155 | Direct Vent Gravity Type Wall | Natural Gas | No Match | TRUE | FALSE | 1 | None | None | Non-Condensing | Single-Stage | 15000 | 10500 |  |  | 61 | 61 | Federally-Regulated Consumer Product | 1990-04-24 |  | 1993-06-25
Williams Furnace Co. | Dearborn | DWF25BU-2 LPG | Vented Gravity Type Wall Furna | LPG | No Match | TRUE | FALSE | 1 | None | None | No Match | No Match | 25000 | 17500 |  |  |  |  | Non Federally-Regulated | 1981-08-12 |  | 1998-06-21
Williams Furnace Co. | Debonair | 22DV-5-LPG | Direct Vent Gravity Type Wall | LPG | No Match | TRUE | FALSE | 1 | None | None | No Match | No Match | 22000 | 15400 |  |  | 64.8 | 63 | Non Federally-Regulated | 1989-03-22 |  | 1990-06-26
Osburn Manufacturing | Osburn | BAY VISTA | Gravity Type Vented Room Heate | Natural Gas | No Match | TRUE | FALSE | 1 | None | None | Non-Condensing | Single-Stage | 35000 | 26250 |  |  | 75 | 64 | Federally-Regulated Consumer Product | 1993-04-28 |  | 1994-10-18
Valor Homeflame | Homeflame | 470SA-N | Vented Room Heater - unspecifi | Natural Gas | No Match | FALSE | FALSE | 1 | None | None | No Match | No Match | 20000 | 14800 |  |  |  |  | Non Federally-Regulated | 1985-10-07 |  | 1998-06-21
Williams Furnace Co. | Williams | 5001922 | Vented Room Heater - unspecifi | Natural Gas | No Match | TRUE | FALSE | 1 | None | None | No Match | No Match | 50000 | 37500 |  |  | 68.1 | 65 | Federally-Regulated Consumer Product | 1995-06-15 |  | 1998-06-21
Perfection Products Co. | Perfection | WSV120TL-MG | Direct Vent Gravity Type Wall | LPG | No Match | TRUE | FALSE | 1 | None | None | No Match | No Match | 20000 | 14000 |  |  |  |  | Non Federally-Regulated | 1984-03-31 |  | 1998-06-21
Louisville Tin &amp; Stove Co. | Cozy | CFG54A | Vented Fan Type Wall Furnace | LPG | No Match | TRUE | FALSE | 1 | None | None | No Match | No Match | 65000 | 52000 |  |  | 74.1 | 74 | Federally-Regulated Consumer Product | 1995-06-15 |  | 1998-06-21
Williams Furnace Co. | Debonair | 22DV-5-NAT | Direct Vent Gravity Type Wall | Natural Gas | No Match | TRUE | FALSE | 1 | None | None | No Match | No Match | 22000 | 15400 |  |  |  |  | Non Federally-Regulated | 1984-03-31 |  | 1998-06-21
Williams Furnace Co. | Debonair | 14DV-5-NAT | Direct Vent Gravity Type Wall | Natural Gas | No Match | TRUE | FALSE | 1 | None | None | No Match | No Match | 14000 | 9800 |  |  | 63.1 | 61 | Federally-Regulated Consumer Product | 1990-06-26 |  | 1992-06-03
Williams Furnace Co. | Suburban | DWW-55PA-NAT | Direct Vent Fan Type Wall Furn | Natural Gas | No Match | TRUE | FALSE | 1 | None | None | No Match | No Match | 55000 | 44000 |  |  | 76 | 74 | Federally-Regulated Consumer Product | 1992-06-03 |  | 1998-06-21
Heil Quaker | Dearborn | DWHF35H-0 | Vented Gravity Type Wall Furna | Natural Gas | No Match | TRUE | FALSE | 1 | None | None | No Match | No Match | 35000 | 24500 |  |  |  |  | Non Federally-Regulated | 1984-03-31 |  | 1998-06-21
Louisville Tin &amp; Stove Co. | Louisville Tin & Stove Co. | CDV-335* | Direct Vent Gravity Type Wall | Natural Gas | Injection Type | TRUE | FALSE | 1 |  | None | Non-Condensing | Single-Stage | 33000 | 23100 |  |  | 64 | 64 | Federally-Regulated Consumer Product | 2011-06-14 |  | 2011-07-18
Empire Comfort Systems | Empire Comfort Systems | RH-25-6 | Gravity Type Vented Room Heate | Natural Gas | Pressure | TRUE | FALSE | 1 | Draft Diverter | None | Non-Condensing | Single-Stage | 25000 | 17500 |  |  | 63 | 63 | Federally-Regulated Consumer Product | 2010-01-11 |  | 2012-01-03
Williams Furnace Co. | Dayton | 3e+291 | Vented Gravity Type Wall Furna | Natural Gas | No Match | TRUE | FALSE | 1 | None | None | No Match | No Match | 50000 | 35300 |  |  | 65.1 | 65 | Federally-Regulated Consumer Product | 1992-06-03 |  | 1998-06-21
Miles Industries Ltd | Valor Fireplaces | 739DVN | Direct Vent Gravity Type Wall | Natural Gas | Injection Type | FALSE | FALSE | 1 | None | None | Non-Condensing | Single-Stage | 24000 | 15737 |  |  | 63.5 | 63 | Federally-Regulated Consumer Product | 2007-07-06 |  | 2011-05-25
Heil Quaker | Dearborn | DVHF60EIN-0 | Direct Vent Gravity Type Wall | Natural Gas | No Match | FALSE | FALSE | 1 | None | None | No Match | No Match | 60000 | 48000 |  |  |  |  | Non Federally-Regulated | 1982-05-21 |  | 1998-06-21
Williams Furnace Co. | Dearborn | DWF35BU-2 LPG | Vented Gravity Type Wall Furna | LPG | No Match | TRUE | FALSE | 1 | None | None | No Match | No Match | 34000 | 23800 |  |  |  |  | Non Federally-Regulated | 1981-08-18 |  | 1998-06-21
Empire Comfort Systems | Empire Comfort Systems | DV-210-7SG | Vented Gravity Type Wall Furna | LPG | Pressure | TRUE | FALSE | 1 | None | None | Non-Condensing | Single-Stage | 10000 | 7000 |  |  | 62 | 59 | Federally-Regulated Consumer Product | 2010-01-11 |  | 2012-01-03
Travis Industries, Inc. | Avalon | AVANTI-LP | Vented Room Heater - unspecifi | LPG | No Match | TRUE | FALSE | 1 | None | None | No Match | No Match | 31000 | 25420 |  |  | 70 | 64 | Federally-Regulated Consumer Product | 1995-06-15 |  | 1998-06-21
Rinnai America | Rinnai | RHFE-1004RFA-N | Vented Fan Type Wall Furnace | Natural Gas | Injection Type | FALSE | FALSE | 1 |  | None | Non-Condensing | Step Modulating | 38400 | 30900 | 5 |  | 80.6 | 73 | Federally-Regulated Consumer Product | 2011-06-23 |  | 2011-07-18
Martin Industries | Martin | V2515 S-3 | Vented Room Heater - unspecifi | LPG | No Match | TRUE | FALSE | 1 | None | None | No Match | No Match | 15000 | 10500 |  |  |  |  | Non Federally-Regulated | 1982-05-21 |  | 1998-06-21
Williams Furnace Co. | Debonair | 1403711{14DV-3B-LPG) | Direct Vent Gravity Type Wall | LPG | No Match | TRUE | FALSE | 1 | None | None | No Match | No Match | 14000 | 9800 |  |  | 63.1 | 61 | Federally-Regulated Consumer Product | 1997-04-11 |  | 1998-06-21
Empire Comfort Systems | Empire | RH-65H | Gravity Type Vented Room Heate | Natural Gas | No Match | TRUE | FALSE | 1 | None | None | Non-Condensing | Single-Stage | 65000 | 45500 |  |  | 65 | 65 | Federally-Regulated Consumer Product | 1990-04-24 |  | 1993-12-14
Orbis | Mark Series | MARKIII LPG | Direct Vent Gravity Type Wall | LPG | No Match | TRUE | FALSE | 1 | None | None | Non-Condensing | Single-Stage | 20000 | 14558 |  |  | 67.2 | 63 | Federally-Regulated Consumer Product | 1994-06-16 |  | 1995-04-12
Williams Furnace Co. | Williams | 2903512 | Direct Vent Fan Type Wall Furn | Natural Gas | Power | FALSE | FALSE | 1 |  | No Match | No Match | Two-Stage Modulating | 29000 | 23817 | 140 | 102 | 80.5 | 73 | No Match | 2012-05-02 |  | 2012-05-08
Louisville Tin &amp; Stove Co. | Cozy | VC501 | Vented Room Heater - unspecifi | Natural Gas | No Match | TRUE | FALSE | 1 | None | None | No Match | No Match | 50000 | 39000 |  |  | 66 | 65 | Federally-Regulated Consumer Product | 1995-06-15 |  | 1998-06-21
Heil Quaker | Sears | 867.7581 | Vented Gravity Type Wall Furna | Natural Gas | No Match | TRUE | FALSE | 1 | None | None | No Match | No Match | 25000 | 17500 |  |  |  |  | Non Federally-Regulated | 1985-10-07 |  | 1998-06-21
Empire Comfort Systems | Empire | RH-50-2 | Gravity Type Vented Room Heate | Natural Gas | No Match | TRUE | FALSE | 1 | None | None | Non-Condensing | Single-Stage | 50000 | 35000 |  |  | 65 | 65 | Federally-Regulated Consumer Product | 1992-07-08 |  | 2007-11-16
Louisville Tin &amp; Stove Co. | Louisville Tin & Stove Co. | DVCF 654* | Direct Vent Fan Type Wall Furn | LPG | Injection Type | TRUE | FALSE | 1 |  | None | Non-Condensing | Single-Stage | 62500 | 50000 | 2 |  | 74.3 | 74 | Federally-Regulated Consumer Product | 2011-06-23 |  | 2011-07-18
Orrville Products | Comfortec | C30TP | Gravity Type Vented Room Heate | LPG | No Match | TRUE | FALSE | 1 | None | None | Non-Condensing | Single-Stage | 21000 | 15600 |  |  | 74.3 | 63 | Federally-Regulated Consumer Product | 1993-04-09 |  | 1995-06-02
CFM Majestic, Inc. ( Purchased by Monessen Hearth Systems Company 7/25/2008) | Insta-Flame | FA20TN | Vented Room Heater - unspecifi | Natural Gas | No Match | TRUE | FALSE | 1 | None | None | No Match | No Match | 20000 | 14000 |  |  | 63.1 | 58 | Federally-Regulated Consumer Product | 1998-03-31 |  | 1998-06-21
Empire Comfort Systems | Empire Comfort Systems | GWT-25-2(SG,RB) | Vented Gravity Type Wall Furna | Natural Gas | Pressure | TRUE | FALSE | 1 | Draft Diverter | None | Non-Condensing | Single-Stage | 25000 | 17500 |  |  | 67 | 63 | Federally-Regulated Consumer Product | 2010-01-11 |  | 2012-01-03
Suburban Manufacturing Co. | Suburban | DWW-55E-LP | Direct Vent Fan Type Wall Furn | LPG | No Match | FALSE | FALSE | 1 | None | None | No Match | No Match | 55000 | 44000 |  |  | 77.5 | 74 | Non Federally-Regulated | 1988-07-27 |  | 1998-06-21
Louisville Tin &amp; Stove Co. | Cozy | CF558A | Vented Fan Type Wall Furnace | LPG | No Match | FALSE | FALSE | 1 | None | None | No Match | No Match | 55000 | 44000 |  |  | 76 | 74 | Federally-Regulated Consumer Product | 1992-06-03 |  | 1998-06-21
Travis Industries, Inc. | Lopi | SPIRIT-BAY-NG | Vented Room Heater - unspecifi | Natural Gas | No Match | TRUE | FALSE | 1 | None | None | No Match | No Match | 31000 | 24645 |  |  | 70 | 64 | Federally-Regulated Consumer Product | 1995-06-15 |  | 1998-06-21
Heil Quaker | Comfortmaker | DV34RN | Vented Room Heater - unspecifi | Natural Gas | No Match | TRUE | FALSE | 1 | None | None | No Match | No Match | 20000 | 15000 |  |  | 73.5 | 58 | Federally-Regulated Consumer Product | 1992-06-03 |  | 1998-06-21
Martin Industries | Martin | V4835 ST-1 | Vented Room Heater - unspecifi | LPG | No Match | TRUE | FALSE | 1 | None | None | No Match | No Match | 35000 | 24500 |  |  |  |  | Non Federally-Regulated | 1981-03-11 |  | 1998-06-21
LSC, Inc. | Warm Morning | UDV12 | Direct Vent Gravity Type Wall | Natural Gas | No Match | TRUE | FALSE | 1 | None | None | No Match | No Match | 12000 | 8400 |  |  |  |  | Non Federally-Regulated | 1984-03-31 |  | 1998-06-21
Empire Comfort Systems | Empire Comfort Systems | FAW-55IP | Vented Fan Type Wall Furnace | LPG | Pressure | FALSE | FALSE | 1 |  | None | Non-Condensing | Single-Stage | 55000 | 42000 | 204 | 422 | 74 | 74 | Federally-Regulated Consumer Product | 2012-01-03 |  | 2013-06-17
Suburban Manufacturing Co. | Suburban | DL-0912D | Direct Vent Fan Type Wall Furn | Natural Gas | No Match | FALSE | FALSE | 1 | None | None | Non-Condensing | Single-Stage | 12000 | 9840 |  |  | 80.5 | 73 | Federally-Regulated Consumer Product | 1990-06-13 |  | 1990-06-26
Martin Industries | Martin | F1465H | Gravity Type Floor Furnace | Natural Gas | No Match | TRUE | FALSE | 1 | None | None | No Match | No Match | 65000 | 45500 |  |  | 57 | 57 | Federally-Regulated Consumer Product | 1992-06-03 |  | 1998-06-21
New Buck | Buck Stove | 40 | Vented Room Heater - unspecifi | LPG | No Match | TRUE | FALSE | 1 | None | None | No Match | No Match | 26500 | 20246 |  |  | 72.1 | 63 | Federally-Regulated Consumer Product | 1992-06-03 |  | 1998-06-21
Valor Heating, Ltd. | Legend Stove | 936RTN | Gravity Type Floor Furnace | Natural Gas | No Match | TRUE | FALSE | 1 | None | None | No Match | No Match | 21000 | 16500 |  |  | 71.7 | 56 | Federally-Regulated Consumer Product | 1998-03-31 |  | 1998-06-21
Empire Comfort Systems | Empire | GW-35-6 | Vented Gravity Type Wall Furna | Natural Gas | No Match | TRUE | FALSE | 1 | None | None | Non-Condensing | Single-Stage | 35000 | 24850 |  |  | 65 | 64 | Federally-Regulated Consumer Product | 1995-02-21 |  | 2007-11-16
Perfection Schwank | Perfection | PWB25TN-CS | Vented Gravity Type Wall Furna | Natural Gas | No Match | TRUE | FALSE | 1 | None | None | No Match | No Match | 25000 | 17500 |  |  | 63 | 63 | Federally-Regulated Consumer Product | 1992-06-03 |  | 1998-06-21
Williams Furnace Co. | Williams | 5001811 (50EHB LPG) | Gravity Type Vented Room Heate | LPG | No Match | TRUE | FALSE | 1 | None | None | Non-Condensing | Single-Stage | 50000 | 35000 |  |  | 67.4 | 65 | Federally-Regulated Consumer Product | 1995-06-05 |  | 2012-11-19
Williams Furnace Co. | Forsaire | 5508331 | Vented Fan Type Wall Furnace | LPG | No Match | FALSE | FALSE | 1 | None | None | No Match | No Match | 55000 | 44000 |  |  | 76 | 74 | Federally-Regulated Consumer Product | 1997-04-11 |  | 1998-06-21
Locke Stove | Warm Morning | VR-50EMAL | Vented Room Heater - unspecifi | Natural Gas | No Match | TRUE | FALSE | 1 | None | None | No Match | No Match | 50000 | 35000 |  |  |  |  | Non Federally-Regulated | 1981-05-22 |  | 1998-06-21
Williams Furnace Co. | Dayton | 3e+289 | Vented Gravity Type Wall Furna | Natural Gas | No Match | TRUE | FALSE | 1 | None | None | Non-Condensing | Single-Stage | 25000 | 17500 |  |  | 63.3 | 63 | Non Federally-Regulated | 1988-03-14 |  | 1988-07-27
Empire Comfort Systems | Empire Comfort Systems | RH-65-6 | Gravity Type Vented Room Heate | Natural Gas | Pressure | TRUE | FALSE | 1 | Draft Diverter | None | Non-Condensing | Single-Stage | 65000 | 45500 |  |  | 65 | 65 | Federally-Regulated Consumer Product | 2012-01-03 |  | 2013-06-17
Kresky-Ward, Inc. | Kresky-Ward | GZ33 D-F | Gravity Type Floor Furnace | LPG | No Match | TRUE | FALSE | 1 | None | None | No Match | No Match | 33000 | 23100 |  |  |  |  | Non Federally-Regulated | 1982-05-21 |  | 1998-06-21
Rinnai America | Rinnai | RHFE-263FA-N | Vented Fan Type Wall Furnace | Natural Gas | Injection Type | FALSE | FALSE | 1 |  | None | Non-Condensing | Step Modulating | 11000 | 8800 | 6 | 6 | 80 | 73 | Federally-Regulated Consumer Product | 2011-06-14 |  | 2011-09-27
Hunter Energy & Technology | Hunter | PW/WF50-2 | Vented Room Heater - unspecifi | LPG | No Match | TRUE | FALSE | 1 | None | None | No Match | No Match | 50000 | 35600 |  |  | 66.4 | 65 | Federally-Regulated Consumer Product | 1995-06-15 |  | 1998-06-21
Martin Industries | Martin | V4835 VST | Vented Room Heater - unspecifi | LPG | No Match | TRUE | FALSE | 1 | None | None | No Match | No Match | 35000 | 24500 |  |  |  |  | Non Federally-Regulated | 1985-10-07 |  | 1998-06-21
Louisville Tin &amp; Stove Co. | Cozy | W251A | Vented Gravity Type Wall Furna | Natural Gas | No Match | TRUE | FALSE | 1 | None | None | Non-Condensing | Single-Stage | 25000 | 17500 |  |  | 63 | 63 | Non Federally-Regulated | 1988-06-23 |  | 1991-11-13
Williams Furnace Co. | Debonair | 1403712 | Direct Vent Gravity Type Wall | Natural Gas | No Match | TRUE | FALSE | 1 | None | None | Non-Condensing | Single-Stage | 14000 | 9800 |  |  | 63.1 | 61 | Federally-Regulated Consumer Product | 1993-12-10 |  | 1995-06-05
Williams Furnace Co. | Williams | 6502712 | Gravity Type Vented Room Heate | Natural Gas | No Match | TRUE | FALSE | 1 | None | None | Non-Condensing | Single-Stage | 65000 | 45500 |  |  | 68.3 | 65 | Federally-Regulated Consumer Product | 1993-12-10 |  | 1995-06-05
Perfection Products Co. | Perfection | VC235TN-K | Vented Room Heater - unspecifi | Natural Gas | No Match | TRUE | FALSE | 1 | None | None | No Match | No Match | 35000 | 21500 |  |  |  |  | Non Federally-Regulated | 1984-03-31 |  | 1998-06-21
Williams Furnace Co. | Martin | MDV22NAT | Direct Vent Gravity Type Wall | Natural Gas | No Match | TRUE | FALSE | 1 | None | None | Non-Condensing | Single-Stage | 22000 | 15000 |  |  | 64.8 | 63 | Non Federally-Regulated | 1988-03-14 |  | 1995-06-05
Valor Heating, Ltd. | Homeflame | 475-**P | Vented Room Heater - unspecifi | LPG | No Match | FALSE | FALSE | 1 | None | None | No Match | No Match | 20000 | 15000 |  |  | 58.3 | 58 | Federally-Regulated Consumer Product | 1995-06-15 |  | 1998-06-21
Heil Quaker | Sears | 867.7253 | Direct Vent Fan Type Wall Furn | Natural Gas | No Match | FALSE | FALSE | 1 | None | None | No Match | No Match | 30000 | 24000 |  |  |  |  | Non Federally-Regulated | 1985-10-07 |  | 1998-06-21
Williams Furnace Co. | Dearborn | DKS40E-LPG | Direct Vent Fan Type Wall Furn | LPG | No Match | TRUE | FALSE | 1 | None | None | No Match | No Match | 40000 | 32000 |  |  |  | 73 | Federally-Regulated Consumer Product | 1992-08-31 |  | 1998-06-21
Williams Furnace Co. | Suburban | GWW-35PT-NAT | Vented Gravity Type Wall Furna | Natural Gas | No Match | TRUE | FALSE | 1 | None | None | No Match | No Match | 35000 | 34500 |  |  | 64.1 | 64 | Federally-Regulated Consumer Product | 1997-04-11 |  | 1998-06-21
Perfection Products Co. | Perfection | PW8850SEN-3 | Vented Gravity Type Wall Furna | Natural Gas | No Match | TRUE | FALSE | 1 | None | None | No Match | No Match | 50000 | 35000 |  |  |  |  | Non Federally-Regulated | 1984-03-31 |  | 1998-06-21
Louisville Tin &amp; Stove Co. | Louisville Tin & Stove Co. | W256* | Vented Gravity Type Wall Furna | LPG | Injection Type | TRUE | FALSE | 1 | Draft Diverter | None | Non-Condensing | Single-Stage | 25000 | 17500 |  |  | 63 | 63 | Federally-Regulated Consumer Product | 2007-11-20 |  | 2011-06-14
Louisville Tin &amp; Stove Co. | Louisville Tin & Stove Co. | WOW254* | Direct Vent Fan Type Wall Furn | LPG | Induced Draft | FALSE | FALSE | 1 |  | None | Non-Condensing | Single-Stage | 20000 | 14600 | 141 | 117 | 73 | 73 | Federally-Regulated Consumer Product | 2011-07-18 |  | 2013-06-17
Empire Comfort Systems | Empire Comfort Systems | GWT-25-2(SG,RB) | Vented Gravity Type Wall Furna | LPG | Pressure | TRUE | FALSE | 1 | Draft Diverter | None | Non-Condensing | Single-Stage | 25000 | 17500 |  |  | 67 | 63 | Federally-Regulated Consumer Product | 2013-06-17 |  | 2014-08-28
Sherwood Industries, Ltd. | Envirogas | EG95BVFS | Vented Room Heater - unspecifi | Natural Gas | No Match | TRUE | FALSE | 1 | None | None | No Match | No Match | 38000 | 29600 |  |  | 67.4 | 64 | Federally-Regulated Consumer Product | 1998-03-31 |  | 1998-06-21
Rinnai America | Rinnai | RHFE-551FA-1-N | Direct Vent Fan Type Wall Furn | Natural Gas | No Match | FALSE | FALSE | 1 | None | None | Non-Condensing | Single-Stage | 22000 | 18200 |  |  | 80.3 | 73 | Federally-Regulated Consumer Product | 1999-09-17 |  | 2000-07-18
Louisville Tin &amp; Stove Co. | Louisville Tin & Stove Co. | CF557* | Vented Fan Type Wall Furnace | Natural Gas | Injection Type | FALSE | FALSE | 1 |  | None | Non-Condensing | Single-Stage | 55000 | 44000 | 100 | 86 | 76 | 74 | Federally-Regulated Consumer Product | 2011-07-18 |  | 2013-06-17
LSC, Inc. | Warm Morning | VR-85GMAL | Vented Room Heater - unspecifi | Natural Gas | No Match | TRUE | FALSE | 1 | None | None | No Match | No Match | 85000 | 59500 |  |  |  |  | Non Federally-Regulated | 1985-10-07 |  | 1998-06-21
CFM Majestic, Inc. ( Purchased by Monessen Hearth Systems Company 7/25/2008) | Insta-Flame | HE30 | Vented Gravity Type Wall Furna | LPG | No Match | TRUE | FALSE | 1 | None | None | No Match | No Match | 21000 | 14700 |  |  | 64 | 63 | Federally-Regulated Consumer Product | 1997-04-11 |  | 1998-06-21
Travis Industries, Inc. | Lopi | SPIRIT-NG | Vented Room Heater - unspecifi | Natural Gas | No Match | TRUE | FALSE | 1 | None | None | No Match | No Match | 31000 | 24645 |  |  | 70 | 64 | Federally-Regulated Consumer Product | 1995-06-15 |  | 1998-06-21
CFM Majestic, Inc. ( Purchased by Monessen Hearth Systems Company 7/25/2008) | Insta-Flame | NF34NORTHERNFLAME | Direct Vent Gravity Type Wall | LPG | No Match | TRUE | FALSE | 1 | None | None | Non-Condensing | Single-Stage | 18000 | 13500 |  |  | 77 | 62 | Federally-Regulated Consumer Product | 1993-08-02 |  | 1995-05-05
Williams Furnace Co. | Williams | 6502922 | Vented Room Heater - unspecifi | Natural Gas | No Match | TRUE | FALSE | 1 | None | None | No Match | No Match | 65000 | 50400 |  |  | 70.5 | 65 | Federally-Regulated Consumer Product | 1995-06-15 |  | 1998-06-21
Martin Industries | Williams | EVH70B | Vented Room Heater - unspecifi | Natural Gas | No Match | TRUE | FALSE | 1 | None | None | No Match | No Match | 70000 | 49000 |  |  | 65 | 65 | Non Federally-Regulated | 1988-01-29 |  | 1998-06-21
Williams Furnace Co. | Williams | 2903511 | Direct Vent Fan Type Wall Furn | LPG | Power | FALSE | FALSE | 1 |  | None | Non-Condensing | Two-Stage Modulating | 29000 | 23817 | 140 | 102 | 80.5 | 73 | Federally-Regulated Consumer Product | 2012-04-02 |  | 2012-05-02
Martin Industries | Martin | V2530 ST-3 | Vented Room Heater - unspecifi | Natural Gas | No Match | TRUE | FALSE | 1 | None | None | No Match | No Match | 30000 | 21000 |  |  |  |  | Non Federally-Regulated | 1981-03-11 |  | 1998-06-21
Williams Furnace Co. | Sears | 629.7767 | Vented Gravity Type Wall Furna | LPG | No Match | TRUE | FALSE | 1 | None | None | No Match | No Match | 35000 | 24500 |  |  | 64.1 | 64 | Federally-Regulated Consumer Product | 1997-04-11 |  | 1998-06-21
Empire Comfort Systems | Empire | DV215-6 | Direct Vent Gravity Type Wall | LPG | No Match | TRUE | FALSE | 1 | None | None | No Match | No Match | 15000 | 10500 |  |  |  |  | Non Federally-Regulated | 1985-10-07 |  | 1998-06-21
Empire Comfort Systems | Empire | RH-25-4 | Gravity Type Vented Room Heate | Natural Gas | No Match | TRUE | FALSE | 1 | None | None | Non-Condensing | Single-Stage | 25000 | 17500 |  |  | 64 | 63 | Federally-Regulated Consumer Product | 1995-11-28 |  | 2007-11-16
Empire Comfort Systems | Empire | GWS-50SG | Vented Gravity Type Wall Furna | LPG | No Match | TRUE | FALSE | 1 | None | None | No Match | No Match | 50000 | 35000 |  |  |  |  | Non Federally-Regulated | 1985-10-07 |  | 1998-06-21
Williams Furnace Co. | Montgomery Ward | SFB-50424A | Direct Vent Fan Type Wall Furn | LPG | No Match | FALSE | FALSE | 1 | None | None | No Match | No Match | 55000 | 44000 |  |  |  |  | Non Federally-Regulated | 1981-03-11 |  | 1998-06-21
Locke Stove | Warm Morning | VR-40BMAL | Vented Room Heater - unspecifi | LPG | No Match | TRUE | FALSE | 1 | None | None | No Match | No Match | 40000 | 28000 |  |  |  |  | Non Federally-Regulated | 1981-05-19 |  | 1998-06-21
Williams Furnace Co. | Forsaire | 5507332 | Direct Vent Fan Type Wall Furn | Natural Gas | No Match | FALSE | FALSE | 1 | None | None | Non-Condensing | Single-Stage | 55000 | 44000 |  |  | 77.5 | 74 | Federally-Regulated Consumer Product | 1993-12-10 |  | 1995-06-05
Martin Industries | Martin | MSC25 | Direct Vent Gravity Type Wall | LPG | No Match | TRUE | FALSE | 1 | None | None | Non-Condensing | Single-Stage | 25000 | 17500 |  |  | 63 | 63 | Federally-Regulated Consumer Product | 1992-03-27 |  | 1993-12-14
Empire Comfort Systems | Empire | DVP42FP71 | Direct Vent Gravity Type Wall | Natural Gas | Pressure | FALSE | FALSE | 1 | None | None | Non-Condensing | Single-Stage | 30000 | 20250 |  |  | 66.9 | 64 | Federally-Regulated Consumer Product | 2005-06-14 |  | 2007-11-16
Travis Industries, Inc. | Avalon | AVANTI-NG | Vented Room Heater - unspecifi | Natural Gas | No Match | TRUE | FALSE | 1 | None | None | No Match | No Match | 31000 | 24645 |  |  | 70 | 64 | Federally-Regulated Consumer Product | 1995-06-15 |  | 1998-06-21
Fireplace Products International, Ltd. | Regency | U31-NIG | Vented Room Heater - unspecifi | Natural Gas | No Match | TRUE | FALSE | 1 | None | None | No Match | No Match | 30000 | 22800 |  |  | 66.1 | 64 | Federally-Regulated Consumer Product | 1998-03-31 |  | 1998-06-21
Martin Industries | Martin | V2520 LS | Vented Room Heater - unspecifi | LPG | No Match | TRUE | FALSE | 1 | None | None | No Match | No Match | 20000 | 14000 |  |  |  |  | Non Federally-Regulated | 1985-10-07 |  | 1998-06-21
Vermont Castings, Inc. | Goldenwarm | 2281 | Direct Vent Gravity Type Wall | LPG | No Match | FALSE | FALSE | 1 | None | None | No Match | No Match | 33000 | 23034 |  |  | 69.8 | 64 | Federally-Regulated Consumer Product | 1995-06-15 |  | 1998-06-21
Martin Industries | Martin | MDV22LP | Direct Vent Gravity Type Wall | LPG | No Match | TRUE | FALSE | 1 | None | None | No Match | No Match | 22000 | 15000 |  |  | 64.8 | 63 | Non Federally-Regulated | 1988-07-27 |  | 1998-06-21
Regency Industries Canada | Regency Industries Canada | U41IN-LP | Vented Room Heater - unspecifi | LPG | No Match | TRUE | FALSE | 1 | None | None | No Match | No Match | 38000 | 30400 |  |  | 65.2 | 64 | Federally-Regulated Consumer Product | 1997-04-11 |  | 1998-06-21
Williams Furnace Co. | Suburban | GWW-20PT-NAT | Vented Gravity Type Wall Furna | Natural Gas | No Match | TRUE | FALSE | 1 | None | None | Non-Condensing | Single-Stage | 20000 | 14120 |  |  | 63.2 | 63 | Non Federally-Regulated | 1988-06-22 |  | 1995-06-05
Heil Quaker | Sears | 867.735 | Direct Vent Gravity Type Wall | LPG | No Match | TRUE | FALSE | 1 | None | None | No Match | No Match | 20000 | 14000 |  |  |  |  | Non Federally-Regulated | 1984-03-31 |  | 1998-06-21
Temco Fireplace Products | Temco | DV10000SN | Direct Vent Gravity Type Wall | Natural Gas | No Match | TRUE | FALSE | 1 | None | None | Non-Condensing | Single-Stage | 18500 | 11470 |  |  | 62 | 62 | Federally-Regulated Consumer Product | 2001-07-06 |  | 2001-07-06
Locke Stove | Warm Morning | WFC-35BL | Vented Fan Type Wall Furnace | LPG | No Match | TRUE | FALSE | 1 | None | None | No Match | No Match | 35000 | 26950 |  |  |  |  | Non Federally-Regulated | 1981-05-28 |  | 1998-06-21
CFM Majestic, Inc. ( Purchased by Monessen Hearth Systems Company 7/25/2008) | Insta-Flame by Majestic | HEB32** | Vented Gravity Type Wall Furna | LPG | No Match | TRUE | FALSE | 1 | None | None | Non-Condensing | Single-Stage | 30000 | 21000 |  |  | 66 | 64 | Federally-Regulated Consumer Product | 1996-09-03 |  | 1997-11-20
Empire Comfort Systems | Empire | DV-40E-3 | Direct Vent Fan Type Wall Furn | Natural Gas | No Match | FALSE | FALSE | 1 | None | None | Non-Condensing | Single-Stage | 40000 | 32600 |  |  | 80 | 73 | Federally-Regulated Consumer Product | 1997-08-19 |  | 1998-03-31
Williams Furnace Co. | Forsaire | 3508332 | Vented Fan Type Wall Furnace | Natural Gas | No Match | FALSE | FALSE | 1 | None | None | Non-Condensing | Single-Stage | 35000 | 28000 |  |  | 75.6 | 73 | Federally-Regulated Consumer Product | 1993-12-10 |  | 1995-06-05
Perfection Schwank | Perfection | VC250TN-P | Vented Room Heater - unspecifi | Natural Gas | No Match | TRUE | FALSE | 1 | None | None | No Match | No Match | 50000 | 35000 |  |  | 65 | 65 | Federally-Regulated Consumer Product | 1992-06-03 |  | 1998-06-21
Williams Furnace Co. | Debonair | 14DV-3-LPG | Direct Vent Gravity Type Wall | LPG | No Match | TRUE | FALSE | 1 | None | None | No Match | No Match | 14000 | 9800 |  |  | 63.1 | 61 | Non Federally-Regulated | 1989-03-22 |  | 1990-06-26
Williams Furnace Co. | Williams | 6508731 | Vented Fan Type Wall Furnace | LPG | Pressure | TRUE | FALSE | 1 |  | None | Non-Condensing | Single-Stage | 65000 | 52000 | 0 | 0 | 74 | 74 | Federally-Regulated Consumer Product | 2012-05-02 |  | 2013-06-17
Empire Comfort Systems | Empire | RH-65-5 | Gravity Type Vented Room Heate | Natural Gas | No Match | TRUE | FALSE | 1 | None | None | Non-Condensing | Single-Stage | 65000 | 45500 |  |  | 65 | 65 | Federally-Regulated Consumer Product | 1995-11-28 |  | 2007-11-16
Empire Comfort Systems | Empire Comfort Systems | RH65-6 | Gravity Type Vented Room Heate | LPG | Pressure | TRUE | FALSE | 1 |  | None | Non-Condensing | Single-Stage | 65000 | 45500 |  |  | 68 | 65 | Federally-Regulated Consumer Product | 2013-06-17 |  | 2014-08-28
Williams Furnace Co. | Dayton | 3e+289 | Vented Gravity Type Wall Furna | Natural Gas | No Match | TRUE | FALSE | 1 | None | None | No Match | No Match | 25000 | 17500 |  |  | 63.3 | 63 | Non Federally-Regulated | 1988-07-27 |  | 1989-03-22
Williams Furnace Co. | Debonair | 3003721(30DV-5B-LPG) | Direct Vent Gravity Type Wall | LPG | No Match | TRUE | FALSE | 1 | None | None | Non-Condensing | Single-Stage | 30000 | 21000 |  |  | 65.6 | 64 | Federally-Regulated Consumer Product | 1995-06-05 |  | 2012-11-19
Williams Furnace Co. | Debonair | 22DV-5-LPG | Direct Vent Gravity Type Wall | LPG | No Match | TRUE | FALSE | 1 | None | None | No Match | No Match | 22000 | 15400 |  |  |  |  | Non Federally-Regulated | 1984-03-31 |  | 1985-10-07
Suburban Manufacturing Co. | Suburban | DL-0912DT | Direct Vent Fan Type Wall Furn | Natural Gas | No Match | FALSE | FALSE | 1 | None | None | Non-Condensing | Single-Stage | 12000 | 9840 |  |  | 80.5 | 73 | Federally-Regulated Consumer Product | 1992-01-22 |  | 1995-04-28
New Buck | Buck Stove | 25 | Vented Room Heater - unspecifi | LPG | No Match | TRUE | FALSE | 1 | None | None | No Match | No Match | 25000 | 19000 |  |  | 71.6 | 63 | Federally-Regulated Consumer Product | 1992-06-03 |  | 1998-06-21
Heat-N-Glo Fireplace Products | Gas Technologies | 4000WH | Direct Vent Gravity Type Wall | Natural Gas | No Match | TRUE | FALSE | 1 | None | None | Non-Condensing | Single-Stage | 21000 | 14700 |  |  | 70 | 63 | Federally-Regulated Consumer Product | 1991-02-15 |  | 1991-03-15
Preway | Sears | 155.8503 | Vented Room Heater - unspecifi | LPG | No Match | TRUE | FALSE | 1 | None | None | No Match | No Match | 35000 | 24500 |  |  |  |  | Non Federally-Regulated | 1984-03-31 |  | 1998-06-21
Louisville Tin &amp; Stove Co. | Cozy | CR250BMA | Vented Room Heater - unspecifi | LPG | No Match | TRUE | FALSE | 1 | None | None | No Match | No Match | 50000 | 35000 |  |  |  |  | Non Federally-Regulated | 1985-10-07 |  | 1998-06-21
Martin Industries | Austroflamm | ESPRIT | Vented Room Heater - unspecifi | Natural Gas | No Match | TRUE | FALSE | 1 | None | None | No Match | No Match | 44000 | 34600 |  |  | 74.5 | 64 | Federally-Regulated Consumer Product | 1995-06-15 |  | 1998-06-21
Louisville Tin &amp; Stove Co. | Louisville Tin & Stove Co. | VC351* | Gravity Type Vented Room Heate | Natural Gas | Injection Type | TRUE | FALSE | 1 | Draft Diverter | None | Non-Condensing | Single-Stage | 35000 | 24500 |  |  | 66.6 | 64 | Federally-Regulated Consumer Product | 2007-11-20 |  | 2011-06-14
Perfection Schwank | Perfection | PDW850TN-C | Vented Gravity Type Wall Furna | Natural Gas | No Match | TRUE | FALSE | 1 | None | None | Non-Condensing | Single-Stage | 50000 | 36650 |  |  | 67.8 | 65 | Non Federally-Regulated | 1989-02-27 |  | 1991-02-08
Louisville Tin &amp; Stove Co. | Cozy | DVCFS54 | Direct Vent Fan Type Wall Furn | LPG | No Match | TRUE | FALSE | 1 | None | None | No Match | No Match | 62500 | 48750 |  |  | 74.3 | 74 | Federally-Regulated Consumer Product | 1997-04-11 |  | 1998-06-21
Empire Comfort Systems | Empire | RH-50-1 | Vented Room Heater - unspecifi | Natural Gas | No Match | TRUE | FALSE | 1 | None | None | No Match | No Match | 50000 | 35000 |  |  | 65 | 65 | Federally-Regulated Consumer Product | 1992-06-03 |  | 1998-06-21
Ultra-Aire | Ultra-Aire | UA350S-BR | Vented Gravity Type Wall Furna | LPG | No Match | TRUE | FALSE | 1 | None | None | No Match | No Match | 30000 | 21000 |  |  |  |  | Non Federally-Regulated | 1981-07-10 |  | 1998-06-21
Louisville Tin &amp; Stove Co. | Cozy | C120A | Vented Room Heater - unspecifi | Natural Gas | No Match | TRUE | FALSE | 1 | None | None | No Match | No Match | 20000 | 14000 |  |  |  | 58 | Non Federally-Regulated | 1988-01-29 |  | 1998-06-21
CFM Majestic, Inc. ( Purchased by Monessen Hearth Systems Company 7/25/2008) | Insta-Flame by Majestic | HE25 | Vented Room Heater - unspecifi | LPG | No Match | TRUE | FALSE | 1 | None | None | No Match | No Match | 20000 | 14000 |  |  | 58 | 58 | Federally-Regulated Consumer Product | 1997-04-11 |  | 1998-06-21
Gas Technologies | Gas Technologies | 4OOOWH | Direct Vent Gravity Type Wall | Natural Gas | No Match | FALSE | FALSE | 1 | None | None | No Match | No Match | 21000 | 14700 |  |  | 70 | 63 | Federally-Regulated Consumer Product | 1992-06-03 |  | 1998-06-21
Williams Furnace Co. | Monterey SRO | 3509622 | Vented Gravity Type Wall Furna | Natural Gas | No Match | TRUE | FALSE | 1 | None | None | Non-Condensing | Single-Stage | 35000 | 25930 |  |  | 70 | 64 | Federally-Regulated Consumer Product | 1993-12-10 |  | 2012-11-19
Williams Furnace Co. | Martin | MFX35LP | Vented Fan Type Wall Furnace | LPG | No Match | TRUE | FALSE | 1 | None | None | No Match | No Match | 35000 | 28000 |  |  | 74.8 | 73 | Non Federally-Regulated | 1989-03-22 |  | 1998-06-21
Louisville Tin &amp; Stove Co. | Cozy | W356A | Vented Gravity Type Wall Furna | LPG | No Match | TRUE | FALSE | 1 | None | None | No Match | No Match | 35000 | 24500 |  |  |  |  | Non Federally-Regulated | 1985-10-07 |  | 1998-06-21
Rinnai America | Rinnai | EX11C (RHFE-265FTA) | Direct Vent Fan Type Wall Furn | Natural Gas | Injection Type | FALSE | FALSE | 1 |  | None | Non-Condensing | Step Modulating | 11000 | 9000 | 6 | 2 | 81 | 73 | Federally-Regulated Consumer Product | 2011-07-18 |  | 2015-04-20
Perfection Schwank | Perfection | 35930 (SEARS) | Gravity Type Vented Room Heate | Natural Gas | No Match | TRUE | FALSE | 1 | None | None | Non-Condensing | Single-Stage | 19000 | 13300 |  |  | 58 | 58 | Federally-Regulated Consumer Product | 1991-02-08 |  | 2003-10-02
Martin Industries | Martin | V5850 | Gravity Type Vented Room Heate | Natural Gas | No Match | TRUE | FALSE | 1 | None | None | Non-Condensing | Single-Stage | 50000 | 35000 |  |  | 65 | 65 | Non Federally-Regulated | 1988-10-05 |  | 1992-06-19
Earth Stove, Inc. | Earth Stove | GI36 | Vented Room Heater - unspecifi | LPG | No Match | TRUE | FALSE | 1 | None | None | No Match | No Match | 36000 | 27000 |  |  | 75 | 64 | Federally-Regulated Consumer Product | 1997-04-11 |  | 1998-06-21
Williams Furnace Co. | Monterey | 25GV-C-3 NAT | Vented Gravity Type Wall Furna | Natural Gas | No Match | TRUE | FALSE | 1 | None | None | Non-Condensing | Single-Stage | 25000 | 17500 |  |  | 63.3 | 63 | Federally-Regulated Consumer Product | 1991-08-29 |  | 1995-06-05
Locke Stove | Warm Morning | UDV12 | Direct Vent Gravity Type Wall | Natural Gas | No Match | TRUE | FALSE | 1 | None | None | No Match | No Match | 12000 | 8400 |  |  | 60 | 60 | Federally-Regulated Consumer Product | 1992-08-31 |  | 1998-06-21
Johnson Gas Appliance Co. | Mendota | MIG32 | Vented Room Heater - unspecifi | LPG | No Match | TRUE | FALSE | 1 | None | None | No Match | No Match | 31000 | 24830 |  |  | 67.8 | 64 | Federally-Regulated Consumer Product | 1998-03-31 |  | 1998-06-21
CFM Majestic, Inc. ( Purchased by Monessen Hearth Systems Company 7/25/2008) | Insta-Flame | FA20** | Gravity Type Vented Room Heate | Natural Gas | No Match | TRUE | FALSE | 1 | None | None | Non-Condensing | Single-Stage | 20000 | 14000 |  |  | 63.1 | 58 | Federally-Regulated Consumer Product | 1995-05-05 |  | 1997-11-20
Louisville Tin &amp; Stove Co. | Louisville Tin & Stove Co. | DVCF 558* | Direct Vent Fan Type Wall Furn | LPG | Injection Type | FALSE | FALSE | 1 |  | None | Non-Condensing | Single-Stage | 55000 | 44000 | 155 | 131 | 77.6 | 74 | Federally-Regulated Consumer Product | 2013-06-17 |  | 2014-08-28
Williams Furnace Co. | Suburban | GWW-50PAT-NAT | Vented Gravity Type Wall Furna | Natural Gas | No Match | TRUE | FALSE | 1 | None | None | Non-Condensing | Single-Stage | 50000 | 35300 |  |  | 65.1 | 65 | Federally-Regulated Consumer Product | 1991-08-29 |  | 1995-06-05
Martin Industries | Martin | V5870 | Gravity Type Vented Room Heate | Natural Gas | No Match | TRUE | FALSE | 1 | None | None | Non-Condensing | Single-Stage | 70000 | 49000 |  |  | 65 | 65 | Non Federally-Regulated | 1988-10-05 |  | 1992-06-19
Archgard Industries, Ltd. | Optima 30 Insert | 0I30RN | Vented Room Heater - unspecifi | Natural Gas | No Match | TRUE | FALSE | 1 | None | None | No Match | No Match | 24000 | 18720 |  |  | 71 | 63 | Federally-Regulated Consumer Product | 1997-04-11 |  | 1998-06-21
Williams Furnace Co. | Williams | 5002521 | Vented Room Heater - unspecifi | LPG | No Match | TRUE | FALSE | 1 | None | None | No Match | No Match | 50000 | 37500 |  |  | 68.1 | 65 | Federally-Regulated Consumer Product | 1995-06-15 |  | 1998-06-21
Williams Furnace Co. | Williams | 6257731 | Direct Vent Gravity Type Wall | LPG | Pressure | TRUE | FALSE | 1 |  | None | Non-Condensing | Single-Stage | 62500 | 50000 |  |  | 76.1 | 65 | Federally-Regulated Consumer Product | 2011-08-22 |  | 2013-05-10
Louisville Tin &amp; Stove Co. | Cozy | W25*C | Vented Gravity Type Wall Furna | Natural Gas | No Match | TRUE | FALSE | 1 | None | None | No Match | No Match | 25000 | 15750 |  |  | 66 | 63 | Federally-Regulated Consumer Product | 1990-06-26 |  | 1998-06-21
Empire Comfort Systems | Empire | DVD42FP53 | Direct Vent Gravity Type Wall | Natural Gas | Pressure | FALSE | FALSE | 1 | None | None | Non-Condensing | Single-Stage | 25000 | 16025 |  |  | 63.4 | 63 | Federally-Regulated Consumer Product | 2005-06-14 |  | 2007-11-16
Fireplace Products International, Ltd. | Regency | U43-NG | Vented Room Heater - unspecifi | Natural Gas | No Match | TRUE | FALSE | 1 | None | None | No Match | No Match | 42000 | 33000 |  |  | 64.6 | 64 | Federally-Regulated Consumer Product | 1998-03-31 |  | 1998-06-21
Temco Fireplace Products | Temco | BCDV32AN | Direct Vent Gravity Type Wall | Natural Gas | No Match | TRUE | FALSE | 1 | None | None | Non-Condensing | Single-Stage | 18500 | 11470 |  |  | 62 | 62 | Federally-Regulated Consumer Product | 1999-09-24 |  | 2001-07-06
Travis Industries, Inc. | Lopi | 300-GS | Vented Room Heater - unspecifi | Natural Gas | No Match | TRUE | FALSE | 1 | None | None | No Match | No Match | 31000 | 24645 |  |  | 70 | 64 | Federally-Regulated Consumer Product | 1995-06-15 |  | 1998-06-21
Martin Industries | Montgomery Ward | KMF23802B-01 | Vented Room Heater - unspecifi | Natural Gas | No Match | TRUE | FALSE | 1 | None | None | No Match | No Match | 30000 | 21000 |  |  |  |  | Non Federally-Regulated | 1981-03-11 |  | 1998-06-21
Williams Furnace Co. | Sears | 629.7567 | Direct Vent Gravity Type Wall | Natural Gas | No Match | TRUE | FALSE | 1 | None | None | Non-Condensing | Single-Stage | 14000 | 8900 |  |  | 63.1 | 61 | Non Federally-Regulated | 1988-03-14 |  | 1995-06-05
Martin Industries | Martin | MSC65 | Vented Fan Type Wall Furnace | Natural Gas | No Match | TRUE | FALSE | 1 | None | None | No Match | No Match | 65000 | 48750 |  |  | 74 | 74 | Federally-Regulated Consumer Product | 1992-06-03 |  | 1998-06-21
Williams Furnace Co. | Continental | RDD14-0-LPG | Vented Gravity Type Wall Furna | LPG | No Match | TRUE | FALSE | 1 | None | None | Non-Condensing | Single-Stage | 14000 | 9800 |  |  | 63.1 | 61 | Non Federally-Regulated | 1988-01-29 |  | 1995-06-05
Empire Comfort Systems | Empire Comfort Systems | RH-65-6 | Gravity Type Vented Room Heate | Natural Gas | Pressure | TRUE | FALSE | 1 | Draft Diverter | None | Non-Condensing | Single-Stage | 65000 | 45500 |  |  | 65 | 65 | Federally-Regulated Consumer Product | 2010-01-11 |  | 2012-01-03
Williams Furnace Co. | Monterey | 35GV-5-NAT | Vented Gravity Type Wall Furna | Natural Gas | No Match | TRUE | FALSE | 1 | None | None | Non-Condensing | Single-Stage | 35000 | 24500 |  |  | 64.1 | 64 | Non Federally-Regulated | 1988-03-14 |  | 1995-06-05
Perfection Products Co. | Perfection | SV711SEL-A | Direct Vent Gravity Type Wall | LPG | No Match | TRUE | FALSE | 1 | None | None | No Match | No Match | 11000 | 7700 |  |  |  |  | Non Federally-Regulated | 1984-03-31 |  | 1998-06-21
New Buck | Buck Stove | 19 | Vented Room Heater - unspecifi | LPG | No Match | TRUE | FALSE | 1 | None | None | No Match | No Match | 34000 | 26180 |  |  | 77 | 64 | Federally-Regulated Consumer Product | 1997-04-11 |  | 1998-06-21
Preway | Sears | 155.8584 | Vented Room Heater - unspecifi | Natural Gas | No Match | TRUE | FALSE | 1 | None | None | No Match | No Match | 35000 | 24500 |  |  |  |  | Non Federally-Regulated | 1985-10-07 |  | 1998-06-21
Heat-N-Glo Fireplace Products | Heat-N-Glo | BAY-GDV | Direct Vent Gravity Type Wall | Natural Gas | No Match | TRUE | FALSE | 1 | None | None | Non-Condensing | Single-Stage | 32000 | 24192 |  |  | 68.5 | 64 | Federally-Regulated Consumer Product | 1994-01-03 |  | 1995-05-24
Williams Furnace Co. | Continental | RFD40-IP | Direct Vent Fan Type Wall Furn | LPG | No Match | FALSE | FALSE | 1 | None | None | Non-Condensing | Single-Stage | 40000 | 32000 |  |  | 77.5 | 73 | Non Federally-Regulated | 1988-03-14 |  | 1988-07-27
Addison Products | Dearborn Baronet II | DRH65*-*-* | Vented Room Heater - unspecifi | LPG | No Match | TRUE | FALSE | 1 | None | None | No Match | No Match | 60000 | 42000 |  |  |  |  | Non Federally-Regulated | 1984-03-31 |  | 1998-06-21
Williams Furnace Co. | Williams | 5002522 | Vented Room Heater - unspecifi | Natural Gas | No Match | TRUE | FALSE | 1 | None | None | No Match | No Match | 50000 | 37500 |  |  | 68.1 | 65 | Federally-Regulated Consumer Product | 1995-06-15 |  | 1998-06-21
Empire Comfort Systems | Empire | GW-25-4SG | Vented Gravity Type Wall Furna | Natural Gas | No Match | TRUE | FALSE | 1 | None | None | Non-Condensing | Single-Stage | 25000 | 18000 |  |  | 65 | 63 | Federally-Regulated Consumer Product | 1991-03-04 |  | 2007-11-16
Louisville Tin &amp; Stove Co. | Cozy | 88*30 | Gravity Type Floor Furnace | Natural Gas | No Match | TRUE | FALSE | 1 | None | None | Non-Condensing | Single-Stage | 30000 | 18600 |  |  | 62.4 | 56 | Federally-Regulated Consumer Product | 1990-06-25 |  | 1991-11-13
Preway | Preway | SVN15 LA | Vented Room Heater - unspecifi | Natural Gas | No Match | TRUE | FALSE | 1 | None | None | No Match | No Match | 15000 | 10500 |  |  |  |  | Non Federally-Regulated | 1984-03-31 |  | 1998-06-21
Williams Furnace Co. | Williams | 35EHB-LPG | Gravity Type Vented Room Heate | LPG | No Match | TRUE | FALSE | 1 | None | None | Non-Condensing | Single-Stage | 35000 | 24500 |  |  | 67.1 | 64 | Federally-Regulated Consumer Product | 1991-08-29 |  | 1995-06-05
Perfection Schwank | Perfection | 35935 (SEARS) | Gravity Type Vented Room Heate | Natural Gas | No Match | TRUE | FALSE | 1 | None | None | Non-Condensing | Single-Stage | 35000 | 24500 |  |  | 64 | 64 | Federally-Regulated Consumer Product | 1991-02-08 |  | 2003-10-02
Heil Quaker | Sears | 629.7767 | Direct Vent Gravity Type Wall | LPG | No Match | TRUE | FALSE | 1 | None | None | No Match | No Match | 14000 | 8900 |  |  | 63.1 | 61 | Non Federally-Regulated | 1988-07-27 |  | 1998-06-21
Williams Furnace Co. | Williams | 500(1,2)(5,9)21 | Gravity Type Vented Room Heate | LPG | Pressure | TRUE | FALSE | 1 |  | None | Non-Condensing | Single-Stage | 50000 | 37500 |  |  | 68 | 65 | Federally-Regulated Consumer Product | 2011-08-22 |  | 2013-06-17
Louisville Tin &amp; Stove Co. | Louisville Tin & Stove Co. | W255* | Vented Gravity Type Wall Furna | Natural Gas | Injection Type | TRUE | FALSE | 1 | Draft Diverter | None | Non-Condensing | Single-Stage | 25000 | 17500 |  |  | 63 | 63 | Federally-Regulated Consumer Product | 2007-11-20 |  | 2011-06-14
Osburn Manufacturing | Osburn | G 2 D | Gravity Type Vented Room Heate | Natural Gas | No Match | TRUE | FALSE | 1 | None | None | Non-Condensing | Single-Stage | 20000 | 15000 |  |  | 75 | 58 | Federally-Regulated Consumer Product | 1993-04-28 |  | 1994-10-18
Williams Furnace Co. | Dearborn | DWF35BU-2 NAT. | Vented Gravity Type Wall Furna | Natural Gas | No Match | TRUE | FALSE | 1 | None | None | No Match | No Match | 35000 | 24500 |  |  |  |  | Non Federally-Regulated | 1982-05-21 |  | 1998-06-21
Williams Furnace Co. | Williams | 5508331 | Vented Fan Type Wall Furnace | LPG | Pressure | FALSE | FALSE | 1 |  | None | Non-Condensing | Single-Stage | 55000 | 44000 | 0 | 0 | 76 | 74 | Federally-Regulated Consumer Product | 2012-05-02 |  | 2013-06-17
Empire Comfort Systems | Empire | RH-340-2 | Vented Room Heater - unspecifi | Natural Gas | No Match | TRUE | FALSE | 1 | None | None | No Match | No Match | 35000 | 24500 |  |  |  |  | Non Federally-Regulated | 1985-10-07 |  | 1998-06-21
Williams Furnace Co. | Continental | RFT35-0P | Vented Fan Type Wall Furnace | LPG | No Match | TRUE | FALSE | 1 | None | None | No Match | No Match | 35000 | 28000 |  |  | 74.8 | 73 | Federally-Regulated Consumer Product | 1997-04-11 |  | 1998-06-21
Williams Furnace Co. | Suburban | UWW-35E-NAT | Vented Fan Type Wall Furnace | Natural Gas | No Match | FALSE | FALSE | 1 | None | None | Non-Condensing | Single-Stage | 35000 | 28000 |  |  | 75.6 | 73 | Non Federally-Regulated | 1988-06-22 |  | 1989-03-22
Canadian Heating Products, Inc. ( Montigo ) | Montigo | ME34DR | Direct Vent Gravity Type Wall | Natural Gas | No Match | TRUE | FALSE | 1 | None | None | Non-Condensing | Single-Stage | 21000 | 15456 |  |  | 63.3 | 63 | Federally-Regulated Consumer Product | 1999-09-30 |  | 1999-10-21
Heil Quaker | Quaker | DVG20A-N | Direct Vent Gravity Type Wall | Natural Gas | No Match | TRUE | FALSE | 1 | None | None | No Match | No Match | 20000 | 14000 |  |  |  |  | Non Federally-Regulated | 1982-05-21 |  | 1998-06-21
Heatilator, Inc. | Arrow | DVI 40 | Vented Room Heater - unspecifi | Natural Gas | No Match | TRUE | FALSE | 1 | None | None | No Match | No Match | 40000 | 29600 |  |  | 64.1 | 64 | Federally-Regulated Consumer Product | 1995-06-15 |  | 1998-06-21
Williams Furnace Co. | Suburban | DWW-40E-LP | Direct Vent Fan Type Wall Furn | LPG | No Match | FALSE | FALSE | 1 | None | None | Non-Condensing | Single-Stage | 40000 | 32000 |  |  | 77.5 | 73 | Non Federally-Regulated | 1988-06-22 |  | 1989-03-22
Empire Stove | Empire | DV215-6SG | Direct Vent Gravity Type Wall | LPG | No Match | TRUE | FALSE | 1 | None | None | No Match | No Match | 15000 | 10500 |  |  |  |  | Non Federally-Regulated | 1981-03-27 |  | 1998-06-21
Williams Furnace Co. | Williams | 5002911 | Vented Room Heater - unspecifi | LPG | No Match | TRUE | FALSE | 1 | None | None | No Match | No Match | 50000 | 37500 |  |  | 68.1 | 65 | Federally-Regulated Consumer Product | 1995-06-15 |  | 1998-06-21
Williams Furnace Co. | Suburban | GWW-35PT-NAT | Vented Gravity Type Wall Furna | Natural Gas | No Match | TRUE | FALSE | 1 | None | None | No Match | No Match | 35000 | 34500 |  |  | 64.1 | 64 | Non Federally-Regulated | 1989-03-22 |  | 1990-06-26
Harman Stove Co. | Harman | CLARITY 929BV | Vented Room Heater - unspecifi | LPG | No Match | TRUE | FALSE | 1 | None | None | No Match | No Match | 40000 | 29100 |  |  | 66 | 64 | Federally-Regulated Consumer Product | 1997-04-11 |  | 1998-06-21
Perfection Schwank | Perfection | VC235TN-W-1 | Vented Room Heater - unspecifi | Natural Gas | No Match | TRUE | FALSE | 1 | None | None | No Match | No Match | 35000 | 24500 |  |  | 64 | 64 | Federally-Regulated Consumer Product | 1995-06-15 |  | 1998-06-21
Heil Quaker | Quaker | WGS35CN | Vented Gravity Type Wall Furna | Natural Gas | No Match | TRUE | FALSE | 1 | None | None | No Match | No Match | 35000 | 24500 |  |  |  |  | Non Federally-Regulated | 1982-05-21 |  | 1998-06-21
Louisville Tin &amp; Stove Co. | Cozy | W355A | Vented Gravity Type Wall Furna | Natural Gas | No Match | TRUE | FALSE | 1 | None | None | Non-Condensing | Single-Stage | 35000 | 24500 |  |  | 64 | 64 | Non Federally-Regulated | 1988-06-23 |  | 1991-11-13
Williams Furnace Co. | Martin | MDVI55B LP | Direct Vent Fan Type Wall Furn | LPG | No Match | FALSE | FALSE | 1 | None | None | No Match | No Match | 55000 | 44000 |  |  | 76.5 | 74 | Federally-Regulated Consumer Product | 1992-06-03 |  | 1998-06-21
Empire Comfort Systems | Empire Comfort Systems | RH-65-6 | Gravity Type Vented Room Heate | LPG | Pressure | TRUE | FALSE | 1 | Draft Diverter | None | Non-Condensing | Single-Stage | 65000 | 45500 |  |  | 65 | 65 | Federally-Regulated Consumer Product | 2012-01-03 |  | 2013-06-17
Perfection Products Co. | Perfection | SV733SEN-A | Direct Vent Gravity Type Wall | Natural Gas | No Match | TRUE | FALSE | 1 | None | None | No Match | No Match | 33000 | 23100 |  |  |  |  | Non Federally-Regulated | 1984-03-31 |  | 1998-06-21
Locke Stove | Warm Morning | DV202AMAL | Direct Vent Gravity Type Wall | LPG | No Match | TRUE | FALSE | 1 | None | None | No Match | No Match | 20000 | 14000 |  |  |  |  | Non Federally-Regulated | 1982-05-21 |  | 1998-06-21
Williams Furnace Co. | Williams | 1403621 | Direct Vent Gravity Type Wall | LPG | Pressure | TRUE | FALSE | 1 |  | None | Non-Condensing | Single-Stage | 14000 | 10039 |  |  | 63.4 | 61 | Federally-Regulated Consumer Product | 2011-08-22 |  | 2012-05-02
Canadian Heating Products, Inc. ( Montigo ) | Montigo | MW38DV-I | Direct Vent Gravity Type Wall | Natural Gas | No Match | TRUE | FALSE | 1 | None | None | Non-Condensing | Single-Stage | 29000 | 21605 |  |  | 64.1 | 64 | Federally-Regulated Consumer Product | 1999-10-21 |  | 1999-12-22
Williams Furnace Co. | Dayton | 3e+289 | Vented Gravity Type Wall Furna | Natural Gas | No Match | TRUE | FALSE | 1 | None | None | No Match | No Match | 25000 | 17500 |  |  | 63.3 | 63 | Federally-Regulated Consumer Product | 1997-04-11 |  | 1998-06-21
Johnson Gas Appliance Co. | Newport | NEWPORT FREESTANDING | Vented Room Heater - unspecifi | LPG | No Match | TRUE | FALSE | 1 | None | None | No Match | No Match | 33000 | 24250 |  |  | 66.8 | 64 | Federally-Regulated Consumer Product | 1997-04-11 |  | 1998-06-21
Valor Heating, Ltd. | Legend | 736AN | Vented Room Heater - unspecifi | Natural Gas | No Match | TRUE | FALSE | 1 | None | None | No Match | No Match | 21500 | 15050 |  |  | 64.4 | 63 | Federally-Regulated Consumer Product | 1995-06-15 |  | 1998-06-21
Williams Furnace Co. | Sears | 629.7769 | Direct Vent Fan Type Wall Furn | LPG | No Match | TRUE | FALSE | 1 | None | None | No Match | No Match | 55000 | 44000 |  |  | 77 | 74 | Non Federally-Regulated | 1989-03-22 |  | 1998-06-21
Orrville Products | Comfortec | C25RN | Vented Room Heater - unspecifi | Natural Gas | No Match | TRUE | FALSE | 1 | None | None | No Match | No Match | 20000 | 15400 |  |  | 74.4 | 58 | Federally-Regulated Consumer Product | 1995-06-15 |  | 1998-06-21
Louisville Tin &amp; Stove Co. | Louisville Tin & Stove Co. | DVCF 404* | Direct Vent Fan Type Wall Furn | LPG | Injection Type | TRUE | FALSE | 1 |  | None | Non-Condensing | Single-Stage | 40000 | 32000 | 138 | 115 | 74.5 | 73 | Federally-Regulated Consumer Product | 2013-06-17 |  | 2014-08-28
Williams Furnace Co. | Forsaire | 6257732 | Direct Vent Fan Type Wall Furn | Natural Gas | No Match | TRUE | FALSE | 1 | None | None | No Match | No Match | 62500 | 48000 |  |  | 74.3 | 74 | Federally-Regulated Consumer Product | 1997-04-11 |  | 1998-06-21
Empire Comfort Systems | Empire | FAW-55SPP | Vented Fan Type Wall Furnace | Natural Gas | No Match | TRUE | FALSE | 1 | None | None | Non-Condensing | Single-Stage | 55000 | 42900 |  |  | 74 | 74 | Federally-Regulated Consumer Product | 1990-04-24 |  | 2007-11-16
Perfection Products Co. | Perfection | VC270TL-K | Vented Room Heater - unspecifi | LPG | No Match | TRUE | FALSE | 1 | None | None | No Match | No Match | 70000 | 49000 |  |  |  |  | Non Federally-Regulated | 1984-03-31 |  | 1998-06-21
Empire Comfort Systems | Empire Comfort Systems | RH-50-6 | Gravity Type Vented Room Heate | LPG | Pressure | TRUE | FALSE | 1 | Draft Diverter | None | Non-Condensing | Single-Stage | 50000 | 35000 |  |  | 65 | 65 | Federally-Regulated Consumer Product | 2013-06-17 |  | 2014-08-28
Suburban Manufacturing Co. | Suburban | GVC-65 | Vented Room Heater - unspecifi | LPG | No Match | TRUE | FALSE | 1 | None | None | No Match | No Match | 65000 | 49400 |  |  | 70.7 | 65 | Non Federally-Regulated | 1988-07-27 |  | 1998-06-21
Perfection Products Co. | Perfection | PDW850TL-3 | Vented Gravity Type Wall Furna | LPG | No Match | TRUE | FALSE | 1 | None | None | No Match | No Match | 50000 | 35000 |  |  |  |  | Non Federally-Regulated | 1984-03-31 |  | 1998-06-21
Louisville Tin &amp; Stove Co. | Cozy | W251A | Vented Gravity Type Wall Furna | Natural Gas | No Match | TRUE | FALSE | 1 | None | None | No Match | No Match | 25000 | 17500 |  |  |  | 63 | Non Federally-Regulated | 1988-01-29 |  | 1998-06-21
Louisville Tin &amp; Stove Co. | Cozy | 83B75A-MIL | Gravity Type Floor Furnace | Natural Gas | No Match | TRUE | FALSE | 1 | None | None | No Match | No Match | 75000 | 52500 |  |  |  |  | Non Federally-Regulated | 1985-10-07 |  | 1998-06-21
Faber Manufacturing | Faber Gas Fireplaces | 840 | Vented Room Heater - unspecifi | Natural Gas | No Match | TRUE | FALSE | 1 | None | None | No Match | No Match | 30000 | 22500 |  |  | 75 | 64 | Federally-Regulated Consumer Product | 1997-04-11 |  | 1998-06-21
Williams Furnace Co. | Williams | 350(1,2)(5,9)22 | Gravity Type Vented Room Heate | Natural Gas | Pressure | TRUE | FALSE | 1 |  | None | Non-Condensing | Single-Stage | 35000 | 23950 |  |  | 68 | 64 | Federally-Regulated Consumer Product | 2013-04-19 |  | 2013-06-17
Empire Comfort Systems | Empire | 508B | Gravity Type Floor Furnace | Natural Gas | No Match | TRUE | FALSE | 1 | None | None | No Match | No Match | 45000 | 31500 |  |  | 58.1 | 57 | Federally-Regulated Consumer Product | 1992-06-03 |  | 1998-06-21
Williams Furnace Co. | Williams | 5001521 | Vented Room Heater - unspecifi | LPG | No Match | TRUE | FALSE | 1 | None | None | No Match | No Match | 50000 | 37500 |  |  | 68.1 | 65 | Federally-Regulated Consumer Product | 1995-06-15 |  | 1998-06-21
Orrville Products | Comfortec | CDV40RN | Direct Vent Gravity Type Wall | Natural Gas | No Match | TRUE | FALSE | 1 | None | None | No Match | No Match | 35000 | 24500 |  |  | 68.6 | 64 | Federally-Regulated Consumer Product | 1998-03-31 |  | 1998-06-21
Williams Furnace Co. | Sears | 629.7766 | Vented Gravity Type Wall Furna | LPG | No Match | TRUE | FALSE | 1 | None | None | Non-Condensing | Single-Stage | 25000 | 17500 |  |  | 63.3 | 63 | Non Federally-Regulated | 1988-03-14 |  | 1995-06-05
Williams Furnace Co. | Suburban | GWW-35PAT-NAT | Vented Gravity Type Wall Furna | Natural Gas | No Match | TRUE | FALSE | 1 | None | None | Non-Condensing | Single-Stage | 35000 | 24500 |  |  | 64.1 | 64 | Federally-Regulated Consumer Product | 1991-08-29 |  | 1995-06-05
Williams Furnace Co. | Williams | 1773512 | Direct Vent Fan Type Wall Furn | Natural Gas | Power | FALSE | FALSE | 1 |  | None | Non-Condensing | Two-Stage Modulating | 17700 | 14514 | 86 | 63 | 80.6 | 73 | Federally-Regulated Consumer Product | 2012-04-02 |  | 2012-05-02
Williams Furnace Co. | Debonair | 14DV-3-LPG | Direct Vent Gravity Type Wall | LPG | No Match | TRUE | FALSE | 1 | None | None | No Match | No Match | 14000 | 9800 |  |  |  |  | Non Federally-Regulated | 1985-10-07 |  | 1988-01-29
Empire Comfort Systems | Empire | DV210-6 | Direct Vent Gravity Type Wall | Natural Gas | No Match | TRUE | FALSE | 1 | None | None | No Match | No Match | 10000 | 7000 |  |  |  |  | Non Federally-Regulated | 1985-10-07 |  | 1998-06-21
Preway | Preway | FVP45P | Vented Room Heater - unspecifi | LPG | No Match | TRUE | FALSE | 1 | None | None | No Match | No Match | 45000 | 31500 |  |  |  |  | Non Federally-Regulated | 1985-10-07 |  | 1998-06-21
Williams Furnace Co. | Debonair | 14DV-5-NAT | Direct Vent Gravity Type Wall | Natural Gas | No Match | TRUE | FALSE | 1 | None | None | No Match | No Match | 14000 | 9800 |  |  | 63.1 | 61 | Federally-Regulated Consumer Product | 1992-08-31 |  | 1998-06-21
Rinnai America | Rinnai | RHFE-431WTA-P | Vented Fan Type Wall Furnace | Natural Gas | Injection Type | FALSE | FALSE | 1 |  | None | Non-Condensing | Step Modulating | 16700 | 13400 | 6 | 6 | 81 | 73 | Federally-Regulated Consumer Product | 2011-06-14 |  | 2011-09-27
Williams Furnace Co. | Monterey | 25GV-A1-3 LPG | Vented Gravity Type Wall Furna | LPG | No Match | TRUE | FALSE | 1 | None | None | Non-Condensing | Single-Stage | 25000 | 17500 |  |  | 63.3 | 63 | Federally-Regulated Consumer Product | 1991-08-29 |  | 1995-06-05
Louisville Tin &amp; Stove Co. | Cozy | C135-B | Vented Room Heater - unspecifi | Natural Gas | No Match | TRUE | FALSE | 1 | None | None | No Match | No Match | 35000 | 24500 |  |  | 65 | 64 | Federally-Regulated Consumer Product | 1995-06-15 |  | 1998-06-21
Williams Furnace Co. | Sears | 629.7767 | Vented Gravity Type Wall Furna | LPG | No Match | TRUE | FALSE | 1 | None | None | Non-Condensing | Single-Stage | 50000 | 35300 |  |  | 65.1 | 65 | Non Federally-Regulated | 1988-03-14 |  | 1995-06-05
Williams Furnace Co. | Williams | 2001622A | Gravity Type Vented Room Heate | Natural Gas | Pressure | TRUE | FALSE | 0 |  | None | Non-Condensing | Single-Stage | 20000 | 16000 |  |  | 71 | 58 | Federally-Regulated Consumer Product | 2014-05-07 |  | 2014-08-28
Williams Furnace Co. | Dayton | 38469 | Vented Fan Type Wall Furnace | LPG | No Match | TRUE | FALSE | 1 | None | None | No Match | No Match | 35000 | 26000 |  |  |  | 73 | Non Federally-Regulated | 1988-01-29 |  | 1998-06-21
Louisville Tin &amp; Stove Co. | Cozy | VCR701 | Vented Room Heater - unspecifi | Natural Gas | No Match | TRUE | FALSE | 1 | None | None | No Match | No Match | 70000 | 51000 |  |  | 65 | 65 | Federally-Regulated Consumer Product | 1995-06-15 |  | 1998-06-21
Louisville Tin &amp; Stove Co. | Cozy | W601B | Vented Gravity Type Wall Furna | Natural Gas | No Match | TRUE | FALSE | 1 | None | None | No Match | No Match | 60000 | 42000 |  |  | 65 | 65 | Non Federally-Regulated | 1988-07-27 |  | 1998-06-21
Williams Furnace Co. | Dayton | 3e+289 | Vented Gravity Type Wall Furna | Natural Gas | No Match | TRUE | FALSE | 1 | None | None | No Match | No Match | 25000 | 17500 |  |  |  | 63 | Non Federally-Regulated | 1988-01-29 |  | 1998-06-21
Ecos | Empire | GW25SG | Vented Gravity Type Wall Furna | Natural Gas | No Match | TRUE | FALSE | 1 | None | None | No Match | No Match | 25000 | 17750 |  |  | 64 | 63 | Non Federally-Regulated | 1988-01-29 |  | 1998-06-21
Hunter Energy & Technology | Hunter | PW/WF50-2 | Vented Room Heater - unspecifi | Natural Gas | No Match | TRUE | FALSE | 1 | None | None | No Match | No Match | 50000 | 35600 |  |  | 66.4 | 65 | Federally-Regulated Consumer Product | 1995-06-15 |  | 1998-06-21
Louisville Tin &amp; Stove Co. | Cozy | DVCF654 | Direct Vent Fan Type Wall Furn | LPG | No Match | TRUE | FALSE | 1 | None | None | No Match | No Match | 62500 | 48750 |  |  | 74.3 | 74 | Federally-Regulated Consumer Product | 1992-06-03 |  | 1998-06-21
Martin Industries | Martin | V2520 LS | Vented Room Heater - unspecifi | Natural Gas | No Match | TRUE | FALSE | 1 | None | None | No Match | No Match | 20000 | 14000 |  |  |  |  | Non Federally-Regulated | 1985-10-07 |  | 1998-06-21
Kingsman Industries | Kingsman Industries | VFI30LP | Vented Room Heater - unspecifi | LPG | No Match | TRUE | FALSE | 1 | None | None | No Match | No Match | 30000 | 24300 |  |  | 65 | 64 | Federally-Regulated Consumer Product | 1997-04-11 |  | 1998-06-21
Williams Furnace Co. | Monterey | 20GV-C-5 LPG | Vented Gravity Type Wall Furna | LPG | No Match | TRUE | FALSE | 1 | None | None | Non-Condensing | Single-Stage | 20000 | 14120 |  |  | 63.2 | 63 | Federally-Regulated Consumer Product | 1991-08-29 |  | 1995-06-05
Clayton Manufacturing, Inc. | Clayton | 40GI | Gravity Type Vented Room Heate | Natural Gas | No Match | TRUE | FALSE | 1 | None | None | Non-Condensing | Single-Stage | 26000 | 19000 |  |  | 70 | 63 | Federally-Regulated Consumer Product | 1993-04-20 |  | 1995-05-26
Blaze King Industries | Pegasus | 9201 | Vented Room Heater - unspecifi | LPG | No Match | TRUE | FALSE | 1 | None | None | No Match | No Match | 38000 | 31200 |  |  | 68.9 | 64 | Federally-Regulated Consumer Product | 1995-06-15 |  | 1998-06-21
Suburban Manufacturing Co. | Suburban | GVC-55-3 | Vented Room Heater - unspecifi | Natural Gas | No Match | FALSE | FALSE | 1 | None | None | No Match | No Match | 55000 | 38500 |  |  |  |  | Non Federally-Regulated | 1984-03-31 |  | 1998-06-21
Perfection Schwank | Perfection | PW825SEN-D | Vented Gravity Type Wall Furna | Natural Gas | No Match | TRUE | FALSE | 1 | None | None | Non-Condensing | Single-Stage | 25000 | 17500 |  |  | 63 | 63 | Federally-Regulated Consumer Product | 1991-02-08 |  | 2003-10-02
Williams Furnace Co. | Williams | 3501811 | Vented Room Heater - unspecifi | LPG | No Match | TRUE | FALSE | 1 | None | None | No Match | No Match | 35000 | 24500 |  |  | 67.1 | 64 | Federally-Regulated Consumer Product | 1997-04-11 |  | 1998-06-21
Empire Comfort Systems | Empire | VEP-90M | Direct Vent Fan Type Wall Furn | Natural Gas | No Match | FALSE | FALSE | 1 | None | None | Non-Condensing | Single-Stage | 37200 | 31620 |  |  | 80 | 73 | Non Federally-Regulated | 1989-01-11 |  | 1989-03-22
Martin Industries | Warm Morning | VR65**N | Vented Room Heater - unspecifi | Natural Gas | No Match | TRUE | FALSE | 1 | None | None | No Match | No Match | 65000 | 45500 |  |  | 65 | 65 | Federally-Regulated Consumer Product | 1992-06-03 |  | 1998-06-21
Williams Furnace Co. | Monterey | 35GV-Al-3-LfG | Vented Gravity Type Wall Furna | LPG | No Match | TRUE | FALSE | 1 | None | None | No Match | No Match | 35000 | 24500 |  |  |  |  | Non Federally-Regulated | 1985-10-07 |  | 1998-06-21
Empire Comfort Systems | Empire | DVC-35-1SPP | Direct Vent Fan Type Wall Furn | Natural Gas | No Match | TRUE | FALSE | 1 | None | None | Non-Condensing | Single-Stage | 35000 | 27700 |  |  | 75 | 73 | Federally-Regulated Consumer Product | 1997-08-19 |  | 2007-11-16
Preway | Preway | FVP75 N | Vented Room Heater - unspecifi | Natural Gas | No Match | TRUE | FALSE | 1 | None | None | No Match | No Match | 75000 | 52500 |  |  |  |  | Non Federally-Regulated | 1984-03-31 |  | 1998-06-21
Perfection Products Co. | Perfection | PDW850SEL | Vented Gravity Type Wall Furna | LPG | No Match | TRUE | FALSE | 1 | None | None | No Match | No Match | 50000 | 35000 |  |  |  |  | Non Federally-Regulated | 1984-03-31 |  | 1998-06-21
Louisville Tin &amp; Stove Co. | Cozy | MHDV306 | Direct Vent Gravity Type Wall | LPG | No Match | TRUE | FALSE | 1 | None | None | No Match | No Match | 30000 | 21000 |  |  | 55.1 | 64 | Federally-Regulated Consumer Product | 1997-04-11 |  | 1998-06-21
Preway | Preway | FVP75 N | Vented Room Heater - unspecifi | LPG | No Match | TRUE | FALSE | 1 | None | None | No Match | No Match | 75000 | 52500 |  |  |  |  | Non Federally-Regulated | 1984-03-31 |  | 1998-06-21
Earth Stove, Inc. | Earth Stove | TG40 | Vented Room Heater - unspecifi | LPG | No Match | TRUE | FALSE | 1 | None | None | No Match | No Match | 31000 | 22300 |  |  | 66.7 | 64 | Federally-Regulated Consumer Product | 1997-04-11 |  | 1998-06-21
Williams Furnace Co. | Debonair | 1403721(14DV-5B-LPG) | Direct Vent Gravity Type Wall | LPG | No Match | TRUE | FALSE | 1 | None | None | Non-Condensing | Single-Stage | 14000 | 9800 |  |  | 63.1 | 61 | Federally-Regulated Consumer Product | 1995-06-05 |  | 2012-11-19
Kresky-Ward, Inc. | Kresky-Ward | GZ46 D-F | Gravity Type Floor Furnace | LPG | No Match | TRUE | FALSE | 1 | None | None | No Match | No Match | 46000 | 32200 |  |  |  |  | Non Federally-Regulated | 1982-05-21 |  | 1998-06-21
Temtex | Temtex | ADL36N | Unvented Room Heater | Natural Gas | No Match | TRUE | FALSE | 1 | None | None | No Match | No Match | 39000 | 39000 |  |  | 99.8 |  | Federally-Regulated Consumer Product | 1992-06-03 |  | 1998-06-21
Suburban Manufacturing Co. | Suburban | GWW-35PT-LP | Vented Gravity Type Wall Furna | LPG | No Match | TRUE | FALSE | 1 | None | None | No Match | No Match | 35000 | 34500 |  |  | 64.1 | 64 | Non Federally-Regulated | 1988-07-27 |  | 1998-06-21
Heat-N-Glo Fireplace Products | Gas Technologies | 4000WH | Direct Vent Gravity Type Wall | Natural Gas | No Match | FALSE | FALSE | 1 | None | None | No Match | No Match | 21000 | 14700 |  |  | 70 | 63 | Federally-Regulated Consumer Product | 1997-04-11 |  | 1998-06-21
Suburban Manufacturing Co. | Suburban | DLII-0912E | Direct Vent Fan Type Wall Furn | Natural Gas | No Match | FALSE | FALSE | 1 | None | None | Non-Condensing | Single-Stage | 12000 | 9372 |  |  | 78.1 | 73 | Federally-Regulated Consumer Product | 1992-01-22 |  | 1995-06-15
LSC, Inc. | Warm Morning | VR-85EMAL | Vented Room Heater - unspecifi | Natural Gas | No Match | TRUE | FALSE | 1 | None | None | No Match | No Match | 85000 | 59500 |  |  |  |  | Non Federally-Regulated | 1984-03-31 |  | 1998-06-21
Louisville Tin &amp; Stove Co. | Louisville Tin & Stove Co. | CF503* | Vented Fan Type Wall Furnace | Natural Gas | Injection Type | TRUE | FALSE | 1 |  | None | Non-Condensing | Single-Stage | 50000 | 40000 | 100 | 86 | 74.3 | 74 | Federally-Regulated Consumer Product | 2011-07-18 |  | 2013-06-17
Empire Comfort Systems | Empire | DV210-6SG | Direct Vent Gravity Type Wall | LPG | No Match | TRUE | FALSE | 1 | None | None | No Match | No Match | 10000 | 7000 |  |  |  |  | Non Federally-Regulated | 1985-10-07 |  | 1998-06-21
Williams Furnace Co. | Chamberlain | 2003621 | Vented Gravity Type Wall Furna | LPG | No Match | TRUE | FALSE | 1 | None | None | No Match | No Match | 30000 | 21849 |  |  | 66.4 | 64 | Federally-Regulated Consumer Product | 1995-06-15 |  | 1998-06-21
Perfection Products Co. | Perfection | SV733SEL-4 | Direct Vent Gravity Type Wall | LPG | No Match | TRUE | FALSE | 1 | None | None | No Match | No Match | 33000 | 23100 |  |  |  | 64 | Non Federally-Regulated | 1988-07-27 |  | 1998-06-21
Williams Furnace Co. | Williams | 35RHB-NAT | Gravity Type Vented Room Heate | Natural Gas | No Match | TRUE | FALSE | 1 | None | None | Non-Condensing | Single-Stage | 35000 | 24500 |  |  | 67.1 | 64 | Federally-Regulated Consumer Product | 1991-08-29 |  | 1995-06-05
Williams Furnace Co. | Dayton | 3e+289 | Vented Gravity Type Wall Furna | Natural Gas | No Match | TRUE | FALSE | 1 | None | None | No Match | No Match | 25000 | 17500 |  |  | 63.3 | 63 | Non Federally-Regulated | 1989-03-22 |  | 1990-06-26
Empire Comfort Systems | Empire | 3588 | Gravity Type Floor Furnace | Natural Gas | No Match | TRUE | FALSE | 1 | None | None | No Match | No Match | 32500 | 22750 |  |  | 56 | 56 | Non Federally-Regulated | 1988-07-27 |  | 1989-03-22
Jotul North America, Inc. | 3 Classic Gas Stove | 3 CLASSIC DV HEATER | Vented Room Heater - unspecifi | LPG | No Match | TRUE | FALSE | 1 | None | None | No Match | No Match | 25000 | 17500 |  |  | 63 | 63 | Federally-Regulated Consumer Product | 1997-04-11 |  | 1998-06-21
CFM Majestic, Inc. ( Purchased by Monessen Hearth Systems Company 7/25/2008) | Insta-Flame | FS30 | Vented Room Heater - unspecifi | Natural Gas | No Match | TRUE | FALSE | 1 | None | None | No Match | No Match | 30000 | 22800 |  |  | 76 | 64 | Federally-Regulated Consumer Product | 1997-04-11 |  | 1998-06-21
Empire Comfort Systems | Empire | DV-60-CIP | Direct Vent Fan Type Wall Furn | Natural Gas | No Match | FALSE | FALSE | 1 | None | None | No Match | No Match | 36000 | 28800 |  |  | 77.5 | 73 | Non Federally-Regulated | 1988-07-27 |  | 1998-06-21
Williams Furnace Co. | Forsaire | 6257731(6250VX-RLPG) | Direct Vent Fan Type Wall Furn | LPG | No Match | TRUE | FALSE | 1 | None | None | No Match | No Match | 62500 | 48000 |  |  | 74.3 | 74 | Federally-Regulated Consumer Product | 1995-06-15 |  | 1998-06-21
Williams Furnace Co. | Dearborn | DSC-14D-NAT | Direct Vent Gravity Type Wall | Natural Gas | No Match | TRUE | FALSE | 1 | None | None | No Match | No Match | 14000 | 9800 |  |  |  |  | Non Federally-Regulated | 1981-08-03 |  | 1998-06-21
Heil Quaker | Sears | 629.7768 | Vented Fan Type Wall Furnace | LPG | No Match | FALSE | FALSE | 1 | None | None | No Match | No Match | 35000 | 28000 |  |  | 75.6 | 73 | Non Federally-Regulated | 1988-07-27 |  | 1998-06-21
Efel North America | Efel North America | 487.64 | Vented Room Heater - unspecifi | Natural Gas | No Match | TRUE | FALSE | 1 | None | None | No Match | No Match | 40000 | 32800 |  |  | 82 | 64 | Federally-Regulated Consumer Product | 1992-06-03 |  | 1998-06-21
Perfection Products Co. | Perfection | PW820SEN-B | Vented Gravity Type Wall Furna | Natural Gas | No Match | TRUE | FALSE | 1 | None | None | No Match | No Match | 20000 | 14000 |  |  |  |  | Non Federally-Regulated | 1984-03-31 |  | 1998-06-21
Hunter Energy & Technology | Hunter | PW/WF20-2 | Vented Room Heater - unspecifi | LPG | No Match | TRUE | FALSE | 1 | None | None | No Match | No Match | 20000 | 13500 |  |  | 58 | 58 | Federally-Regulated Consumer Product | 1998-03-31 |  | 1998-06-21
Locke Stove | Warm Morning | V-30FMAL | Vented Room Heater - unspecifi | Natural Gas | No Match | TRUE | FALSE | 1 | None | None | No Match | No Match | 30000 | 21000 |  |  |  |  | Non Federally-Regulated | 1981-05-12 |  | 1998-06-21
Williams Furnace Co. | Williams | 50EH-LPG | Vented Room Heater - unspecifi | LPG | No Match | TRUE | FALSE | 1 | None | None | No Match | No Match | 50000 | 35000 |  |  | 67.4 | 65 | Federally-Regulated Consumer Product | 1992-06-03 |  | 1998-06-21
Louisville Tin &amp; Stove Co. | Louisville Tin & Stove Co. | CDV-155* | Direct Vent Gravity Type Wall | Natural Gas | Injection Type | TRUE | FALSE | 0 |  | None | Non-Condensing | Single-Stage | 15000 | 10500 |  |  | 64 | 61 | Federally-Regulated Consumer Product | 2013-06-17 |  | 2014-08-28
Preway | Preway | SVP35L | Vented Room Heater - unspecifi | Natural Gas | No Match | TRUE | FALSE | 1 | None | None | No Match | No Match | 35000 | 24500 |  |  |  |  | Non Federally-Regulated | 1985-10-07 |  | 1998-06-21
Earth Stove, Inc. | Earth Stove | TG440 | Vented Room Heater - unspecifi | Natural Gas | No Match | TRUE | FALSE | 1 | None | None | No Match | No Match | 40000 | 29800 |  |  | 66.9 | 64 | Federally-Regulated Consumer Product | 1995-06-15 |  | 1998-06-21
Perfection Products Co. | Perfection | VC220TN-0 | Vented Room Heater - unspecifi | Natural Gas | No Match | TRUE | FALSE | 1 | None | None | No Match | No Match | 19000 | 12860 |  |  | 59 | 58 | Federally-Regulated Consumer Product | 1990-06-26 |  | 1998-06-21
Williams Furnace Co. | Williams | 3501812 (35EHB NAT) | Vented Room Heater - unspecifi | Natural Gas | No Match | TRUE | FALSE | 1 | None | None | No Match | No Match | 35000 | 24500 |  |  | 67.1 | 64 | Federally-Regulated Consumer Product | 1997-04-11 |  | 1998-06-21
Williams Furnace Co. | Dearborn | DWF50BR-NAT | Vented Gravity Type Wall Furna | Natural Gas | No Match | TRUE | FALSE | 1 | None | None | No Match | No Match | 50000 | 35000 |  |  |  |  | Non Federally-Regulated | 1981-08-23 |  | 1998-06-21
Empire Comfort Systems | Empire Comfort Systems | DV-210-7SG | Vented Gravity Type Wall Furna | Natural Gas | Pressure | TRUE | FALSE | 1 | None | None | Non-Condensing | Single-Stage | 10000 | 7000 |  |  | 62 | 59 | Federally-Regulated Consumer Product | 2013-06-17 |  | 2014-08-28
Williams Furnace Co. | Dayton | 3e+290 | Vented Gravity Type Wall Furna | Natural Gas | No Match | TRUE | FALSE | 1 | None | None | No Match | No Match | 35000 | 24500 |  |  | 64.1 | 64 | Non Federally-Regulated | 1988-07-27 |  | 1989-03-22
Williams Furnace Co. | Williams | 2001622 | Gravity Type Vented Room Heate | Natural Gas | Pressure | TRUE | FALSE | 1 |  | None | Non-Condensing | Single-Stage | 20000 | 16000 |  |  | 73 | 58 | Federally-Regulated Consumer Product | 2011-06-14 |  | 2011-10-27
Williams Furnace Co. | Williams | 3502512 | Vented Room Heater - unspecifi | Natural Gas | No Match | TRUE | FALSE | 1 | None | None | No Match | No Match | 35000 | 26250 |  |  | 68 | 64 | Federally-Regulated Consumer Product | 1995-06-15 |  | 1998-06-21
Louisville Tin &amp; Stove Co. | Cozy | DVCF408 | Direct Vent Fan Type Wall Furn | LPG | No Match | TRUE | FALSE | 1 | None | None | No Match | No Match | 40000 | 32000 |  |  | 76.1 | 73 | Federally-Regulated Consumer Product | 1997-04-11 |  | 1998-06-21
CFM Majestic, Inc. ( Purchased by Monessen Hearth Systems Company 7/25/2008) | Insta-Flame | FSDV22 | Direct Vent Gravity Type Wall | Natural Gas | No Match | TRUE | FALSE | 1 | None | None | No Match | No Match | 30000 | 21000 |  |  | 65 | 64 | Federally-Regulated Consumer Product | 1997-04-11 |  | 1998-06-21
Williams Furnace Co. | Continental | RFD-40-0-LPG | Direct Vent Fan Type Wall Furn | LPG | No Match | TRUE | FALSE | 1 | None | None | No Match | No Match | 40000 | 32000 |  |  | 78.1 | 73 | Non Federally-Regulated | 1988-01-29 |  | 1998-06-21
Kingsman Industries | Kingsman Industries | ZDV6000LP | Vented Room Heater - unspecifi | LPG | No Match | TRUE | FALSE | 1 | None | None | No Match | No Match | 25000 | 18500 |  |  | 63.3 | 63 | Federally-Regulated Consumer Product | 1997-04-11 |  | 1998-06-21
Suburban Manufacturing Co. | Suburban | GVR-35 | Vented Room Heater - unspecifi | Natural Gas | No Match | FALSE | FALSE | 1 | None | None | No Match | No Match | 35000 | 24500 |  |  |  |  | Non Federally-Regulated | 1981-03-11 |  | 1984-03-31
Williams Furnace Co. | Williams | 1773512 | Direct Vent Fan Type Wall Furn | Natural Gas | Power | FALSE | FALSE | 1 |  | No Match | No Match | Two-Stage Modulating | 17700 | 14514 | 86 | 63 | 80.6 | 73 | No Match | 2012-05-02 |  | 2012-05-08
Regency Industries Canada | Regency Industries Canada | U41FS-NG | Vented Room Heater - unspecifi | Natural Gas | No Match | TRUE | FALSE | 1 | None | None | No Match | No Match | 42000 | 33000 |  |  | 64.6 | 64 | Federally-Regulated Consumer Product | 1995-06-15 |  | 1998-06-21
Williams Furnace Co. | Debonair | 22DV-5-LPG | Direct Vent Gravity Type Wall | LPG | No Match | TRUE | FALSE | 1 | None | None | Non-Condensing | Single-Stage | 22000 | 15400 |  |  | 64.8 | 63 | Non Federally-Regulated | 1988-03-14 |  | 1988-07-27
Williams Furnace Co. | Forsaire | 5507331 (550DVI LPG) | Direct Vent Fan Type Wall Furn | LPG | No Match | FALSE | FALSE | 1 | None | None | Non-Condensing | Single-Stage | 55000 | 44000 |  |  | 77.5 | 74 | Federally-Regulated Consumer Product | 1995-06-05 |  | 1995-06-15
Martin Industries | Martin | V2630 | Gravity Type Vented Room Heate | Natural Gas | No Match | TRUE | FALSE | 1 | None | None | Non-Condensing | Single-Stage | 30000 | 21000 |  |  | 64 | 64 | Non Federally-Regulated | 1988-10-05 |  | 1992-06-19
Perfection Products Co. | Perfection | VC270CTN-J | Vented Room Heater - unspecifi | Natural Gas | No Match | TRUE | FALSE | 1 | None | None | No Match | No Match | 70000 | 49000 |  |  |  |  | Non Federally-Regulated | 1984-03-31 |  | 1998-06-21
Preway | Preway | SVN15 KS | Vented Room Heater - unspecifi | LPG | No Match | TRUE | FALSE | 1 | None | None | No Match | No Match | 15000 | 10500 |  |  |  |  | Non Federally-Regulated | 1981-03-11 |  | 1998-06-21
Perfection Products Co. | Perfection | SV711TN-A | Direct Vent Gravity Type Wall | Natural Gas | No Match | TRUE | FALSE | 1 | None | None | No Match | No Match | 11000 | 7700 |  |  |  |  | Non Federally-Regulated | 1984-03-31 |  | 1998-06-21
Louisville Tin &amp; Stove Co. | Louisville Tin & Stove Co. | VC502* | Gravity Type Vented Room Heate | LPG | Injection Type | TRUE | FALSE | 0 | Draft Diverter | None | Non-Condensing | Single-Stage | 50000 | 35000 |  |  | 66 | 65 | Federally-Regulated Consumer Product | 2013-06-17 |  | 2014-08-28
Perfection Products Co. | Perfection | VC235TL-K | Vented Room Heater - unspecifi | Oil | No Match | TRUE | FALSE | 1 | None | None | No Match | No Match | 5000 | 24500 |  |  |  |  | Non Federally-Regulated | 1984-03-31 |  | 1998-06-21
Empire Comfort Systems | Empire Comfort Systems | DV-215-7SG | Vented Gravity Type Wall Furna | LPG | Pressure | TRUE | FALSE | 1 | None | None | Non-Condensing | Single-Stage | 15000 | 10500 |  |  | 62 | 61 | Federally-Regulated Consumer Product | 2013-06-17 |  | 2014-08-28
Williams Furnace Co. | Williams | 4505622 | Gravity Type Floor Furnace | Natural Gas | Pressure | TRUE | FALSE | 1 |  | None | Non-Condensing | Single-Stage | 45000 | 31500 |  |  | 57 | 57 | Federally-Regulated Consumer Product | 2011-08-22 |  | 2013-06-17
Williams Furnace Co. | Forsaire | 45SFEI-NAT | Vented Fan Type Wall Furnace | Natural Gas | No Match | FALSE | FALSE | 1 | None | None | No Match | No Match | 55000 | 44000 |  |  | 76 | 74 | Non Federally-Regulated | 1988-07-27 |  | 1998-06-21
Williams Furnace Co. | Monterey SRO | 2509611 | Vented Gravity Type Wall Furna | LPG | No Match | TRUE | FALSE | 1 | None | None | Non-Condensing | Single-Stage | 25000 | 19350 |  |  | 70.5 | 63 | Federally-Regulated Consumer Product | 1993-12-10 |  | 2012-11-19
Perfection Schwank | Perfection | PDW850SEL-D | Vented Gravity Type Wall Furna | LPG | No Match | TRUE | FALSE | 1 | None | None | Non-Condensing | Single-Stage | 50000 | 35000 |  |  | 65 | 65 | Federally-Regulated Consumer Product | 1991-02-08 |  | 2003-10-02
Faber Manufacturing | Faber Gas Fireplaces | VERA | Gravity Type Vented Room Heate | Natural Gas | No Match | TRUE | FALSE | 1 | None | None | Non-Condensing | Single-Stage | 30000 | 22500 |  |  | 75 | 64 | Federally-Regulated Consumer Product | 1994-01-07 |  | 1994-05-10
Louisville Tin &amp; Stove Co. | Cozy | CF353A | Vented Fan Type Wall Furnace | Natural Gas | No Match | TRUE | FALSE | 1 | None | None | No Match | No Match | 35000 | 28000 |  |  | 74.8 | 73 | Federally-Regulated Consumer Product | 1995-06-15 |  | 1998-06-21
Heil Quaker | Sears | 629.7767 | Vented Gravity Type Wall Furna | LPG | No Match | TRUE | FALSE | 1 | None | None | No Match | No Match | 35000 | 34500 |  |  | 64.1 | 64 | Non Federally-Regulated | 1988-07-27 |  | 1998-06-21
Williams Furnace Co. | Suburban | DWW-55PA-LP | Direct Vent Fan Type Wall Furn | LPG | No Match | TRUE | FALSE | 1 | None | None | No Match | No Match | 55000 | 44000 |  |  | 76 | 74 | Federally-Regulated Consumer Product | 1997-04-11 |  | 1998-06-21
Preway | Preway | FVP45 N | Vented Room Heater - unspecifi | LPG | No Match | TRUE | FALSE | 1 | None | None | No Match | No Match | 45000 | 31500 |  |  |  |  | Non Federally-Regulated | 1984-03-31 |  | 1998-06-21
Williams Furnace Co. | Sahara | 35GV-A1-3-LPG | Vented Gravity Type Wall Furna | LPG | No Match | TRUE | FALSE | 1 | None | None | No Match | No Match | 35000 | 24500 |  |  |  |  | Non Federally-Regulated | 1985-10-07 |  | 1998-06-21
Heil Quaker | Sears | 629.7566 | Vented Gravity Type Wall Furna | Natural Gas | No Match | TRUE | FALSE | 1 | None | None | No Match | No Match | 25000 | 17500 |  |  | 63.3 | 63 | Non Federally-Regulated | 1988-07-27 |  | 1998-06-21
Martin Industries | Williams | 65FFH-2 | Gravity Type Floor Furnace | LPG | No Match | TRUE | FALSE | 1 | None | None | No Match | No Match | 65000 | 45500 |  |  | 57 | 57 | Non Federally-Regulated | 1988-01-29 |  | 1998-06-21
Martin Industries | Aspen | R35-1 HT-1 | Vented Room Heater - unspecifi | LPG | No Match | TRUE | FALSE | 1 | None | None | No Match | No Match | 35000 | 24500 |  |  |  |  | Non Federally-Regulated | 1982-05-21 |  | 1998-06-21
Perfection Products Co. | Perfection | PDW850TN-B | Vented Gravity Type Wall Furna | Natural Gas | No Match | TRUE | FALSE | 1 | None | None | No Match | No Match | 50000 | 35000 |  |  |  |  | Non Federally-Regulated | 1984-03-31 |  | 1998-06-21
Williams Furnace Co. | Dearborn | DSC-30B-LPG | Direct Vent Gravity Type Wall | LPG | No Match | TRUE | FALSE | 1 | None | None | No Match | No Match | 30000 | 21000 |  |  |  |  | Non Federally-Regulated | 1981-08-06 |  | 1998-06-21
Addison Products | Dearborn Baronet II | DRH775*-*-* | Vented Room Heater - unspecifi | Natural Gas | No Match | TRUE | FALSE | 1 | None | None | No Match | No Match | 75000 | 52500 |  |  |  |  | Non Federally-Regulated | 1984-03-31 |  | 1998-06-21
CFM Majestic, Inc. ( Purchased by Monessen Hearth Systems Company 7/25/2008) | Insta-Flame | HE20LP | Gravity Type Vented Room Heate | LPG | No Match | TRUE | FALSE | 1 | None | None | Non-Condensing | Single-Stage | 18000 | 13800 |  |  | 74.4 | 57 | Federally-Regulated Consumer Product | 1992-06-02 |  | 1995-05-05
Louisville Tin &amp; Stove Co. | Cozy | CF353A | Vented Fan Type Wall Furnace | Natural Gas | No Match | TRUE | FALSE | 1 | None | None | No Match | No Match | 35000 | 28000 |  |  | 74.8 | 73 | Federally-Regulated Consumer Product | 1992-06-03 |  | 1998-06-21
Pacific Energy Gas Stoves | Pacific Energy | MIRAGE HEARTH | Vented Room Heater - unspecifi | Natural Gas | No Match | TRUE | FALSE | 1 | None | None | No Match | No Match | 30000 | 20430 |  |  | 68.1 | 64 | Federally-Regulated Consumer Product | 1995-06-15 |  | 1998-06-21
Williams Furnace Co. | Debonair | 14DV-5-NAT | Direct Vent Gravity Type Wall | Natural Gas | No Match | TRUE | FALSE | 1 | None | None | No Match | No Match | 14000 | 9800 |  |  |  |  | Non Federally-Regulated | 1981-08-29 |  | 1984-03-31
LSC, Inc. | Warm Morning | V-20HMAL | Vented Room Heater - unspecifi | Natural Gas | No Match | TRUE | FALSE | 1 | None | None | No Match | No Match | 20000 | 14000 |  |  |  |  | Non Federally-Regulated | 1984-03-31 |  | 1998-06-21
Louisville Tin &amp; Stove Co. | Cozy | 88*75 | Gravity Type Floor Furnace | Natural Gas | No Match | TRUE | FALSE | 1 | None | None | No Match | No Match | 75000 | 50250 |  |  | 67.1 | 57 | Federally-Regulated Consumer Product | 1990-06-26 |  | 1998-06-21
Martin Industries | Martin | V6870 | Vented Room Heater - unspecifi | Natural Gas | No Match | TRUE | FALSE | 1 | None | None | No Match | No Match | 70000 | 49000 |  |  | 65 | 65 | Federally-Regulated Consumer Product | 1995-06-15 |  | 1998-06-21
Perfection Products Co. | Perfection | WSV1205EL-J | Direct Vent Gravity Type Wall | LPG | No Match | TRUE | FALSE | 1 | None | None | No Match | No Match | 20000 | 14000 |  |  |  |  | Non Federally-Regulated | 1985-10-07 |  | 1998-06-21
Williams Furnace Co. | Debonair | 3003711(30DV-3B-LPG) | Direct Vent Gravity Type Wall | LPG | No Match | TRUE | FALSE | 1 | None | None | Non-Condensing | Single-Stage | 30000 | 21000 |  |  | 65.6 | 64 | Federally-Regulated Consumer Product | 1995-06-05 |  | 2012-11-19
Miles Industries Ltd | Miles Fireplaces | RF24DVN | Direct Vent Gravity Type Wall | Natural Gas | Injection Type | FALSE | FALSE | 1 | None | None | Non-Condensing | Single-Stage | 24000 | 15713 |  |  | 63.4 | 63 | Federally-Regulated Consumer Product | 2007-07-06 |  | 2011-05-25
Empire Comfort Systems | Empire | GWT-50-2SG | Vented Gravity Type Wall Furna | Natural Gas | Pressure | TRUE | FALSE | 1 | None | None | Non-Condensing | Single-Stage | 50000 | 36500 |  |  | 66.5 | 65 | Federally-Regulated Consumer Product | 2001-06-15 |  | 2007-11-16
Williams Furnace Co. | Suburban | UWW-55E-NAT | Vented Fan Type Wall Furnace | Natural Gas | No Match | FALSE | FALSE | 1 | None | None | No Match | No Match | 55000 | 44000 |  |  | 76 | 74 | Non Federally-Regulated | 1989-03-22 |  | 1998-06-21
Williams Furnace Co. | Williams | 3508332 | Vented Gravity Type Wall Furna | Natural Gas | Pressure | FALSE | FALSE | 1 |  | None | Non-Condensing | Single-Stage | 35000 | 28000 |  |  | 75.6 | 64 | Federally-Regulated Consumer Product | 2011-08-22 |  | 2013-05-10
Temtex | Temtex | ADL36P | Unvented Room Heater | LPG | No Match | TRUE | FALSE | 1 | None | None | No Match | No Match | 31000 | 31000 |  |  | 99.8 |  | Federally-Regulated Consumer Product | 1992-06-03 |  | 1998-06-21
LSC, Inc. | Warm Morning | VR-65EMAL | Vented Room Heater - unspecifi | Natural Gas | No Match | TRUE | FALSE | 1 | None | None | No Match | No Match | 65000 | 45500 |  |  |  |  | Non Federally-Regulated | 1984-03-31 |  | 1998-06-21
Ecos | Empire | GW25RB | Vented Gravity Type Wall Furna | LPG | No Match | TRUE | FALSE | 1 | None | None | No Match | No Match | 25000 | 17750 |  |  | 64 | 63 | Non Federally-Regulated | 1988-01-29 |  | 1998-06-21
Empire Stove | Empire | DV210-6SG | Direct Vent Gravity Type Wall | Natural Gas | No Match | TRUE | FALSE | 1 | None | None | No Match | No Match | 10000 | 7000 |  |  |  |  | Non Federally-Regulated | 1981-03-24 |  | 1998-06-21
Empire Comfort Systems | Empire Comfort Systems | RH-65-6 | Gravity Type Vented Room Heate | LPG | Pressure | TRUE | FALSE | 1 | Draft Diverter | None | Non-Condensing | Single-Stage | 65000 | 45500 |  |  | 65 | 65 | Federally-Regulated Consumer Product | 2013-06-17 |  | 2014-08-28
Williams Furnace Co. | Debonair | 2203722 | Direct Vent Gravity Type Wall | Natural Gas | No Match | TRUE | FALSE | 1 | None | None | Non-Condensing | Single-Stage | 22000 | 15400 |  |  | 64.8 | 63 | Federally-Regulated Consumer Product | 1993-12-10 |  | 1995-06-05
Empire Comfort Systems | Empire | RH-35-2 | Vented Room Heater - unspecifi | Natural Gas | No Match | TRUE | FALSE | 1 | None | None | No Match | No Match | 35000 | 24500 |  |  | 64 | 64 | Federally-Regulated Consumer Product | 1995-06-15 |  | 1998-06-21
CFM Majestic, Inc. ( Purchased by Monessen Hearth Systems Company 7/25/2008) | Insta-Flame by Majestic | DVR33** | Direct Vent Gravity Type Wall | Natural Gas | No Match | TRUE | FALSE | 1 | None | None | Non-Condensing | Single-Stage | 20000 | 14000 |  |  | 66 | 63 | Federally-Regulated Consumer Product | 1996-09-03 |  | 1997-11-20
Williams Furnace Co. | Williams | 5002812 | Gravity Type Vented Room Heate | Natural Gas | No Match | TRUE | FALSE | 1 | None | None | Non-Condensing | Single-Stage | 50000 | 35000 |  |  | 67.4 | 65 | Federally-Regulated Consumer Product | 1993-12-10 |  | 1995-06-05
LSC, Inc. | Warm Morning | VR-50HMAL | Vented Room Heater - unspecifi | Natural Gas | No Match | TRUE | FALSE | 1 | None | None | No Match | No Match | 50000 | 35000 |  |  |  |  | Non Federally-Regulated | 1985-10-07 |  | 1998-06-21
Williams Furnace Co. | Monterey | 35GV-3-LPG | Vented Gravity Type Wall Furna | LPG | No Match | TRUE | FALSE | 1 | None | None | Non-Condensing | Single-Stage | 34000 | 23800 |  |  | 64.1 | 64 | Non Federally-Regulated | 1988-03-14 |  | 1995-06-05
Perfection Schwank | Perfection | A5V730RTL-T | Direct Vent Gravity Type Wall | LPG | No Match | TRUE | FALSE | 1 | None | None | No Match | No Match | 30000 | 21000 |  |  | 64 | 64 | Federally-Regulated Consumer Product | 1997-04-11 |  | 1998-06-21
Williams Furnace Co. | Forsaire | 3508732(435FX-R MAT) | Vented Fan Type Wall Furnace | Natural Gas | No Match | TRUE | FALSE | 1 | None | None | No Match | No Match | 35000 | 28000 |  |  | 74.8 | 73 | Federally-Regulated Consumer Product | 1998-03-31 |  | 1998-06-21
Williams Furnace Co. | Sahara | 455FEI-LPG | Vented Fan Type Wall Furnace | LPG | No Match | FALSE | FALSE | 1 | None | None | No Match | No Match | 55000 | 44000 |  |  |  |  | Non Federally-Regulated | 1985-10-07 |  | 1998-06-21
Perfection Schwank | Perfection | PW825RTN-CS | Vented Gravity Type Wall Furna | Natural Gas | No Match | TRUE | FALSE | 1 | None | None | Non-Condensing | Single-Stage | 25000 | 17500 |  |  | 63 | 63 | Federally-Regulated Consumer Product | 1991-02-08 |  | 2003-10-02
Louisville Tin &amp; Stove Co. | Louisville Tin & Stove Co. | DVCF 558* | Direct Vent Fan Type Wall Furn | LPG | Injection Type | FALSE | FALSE | 1 |  | None | Non-Condensing | Single-Stage | 55000 | 44000 | 2 |  | 77.6 | 74 | Federally-Regulated Consumer Product | 2011-06-23 |  | 2011-07-18
Empire Comfort Systems | Empire Comfort Systems | RH-50C-1 | Gravity Type Vented Room Heate | Natural Gas | Pressure | TRUE | FALSE | 1 | Draft Diverter | None | Non-Condensing | Single-Stage | 50000 | 35000 |  |  | 65 | 65 | Federally-Regulated Consumer Product | 2010-01-11 |  | 2012-01-03
Martin Industries | Warm Morning | Y-30HMAL | Vented Room Heater - unspecifi | LPG | No Match | TRUE | FALSE | 1 | None | None | No Match | No Match | 30000 | 21000 |  |  |  | 64 | Non Federally-Regulated | 1988-07-27 |  | 1998-06-21
Efel North America | Efel North America | GASHARMONY | Gravity Type Vented Room Heate | LPG | No Match | TRUE | FALSE | 1 | None | None | Non-Condensing | Single-Stage | 50000 | 36000 |  |  | 73 | 65 | Federally-Regulated Consumer Product | 1993-08-02 |  | 1995-05-26
Louisville Tin &amp; Stove Co. | Cozy | W355A | Vented Gravity Type Wall Furna | Natural Gas | No Match | TRUE | FALSE | 1 | None | None | No Match | No Match | 35000 | 24500 |  |  |  |  | Non Federally-Regulated | 1985-10-07 |  | 1998-06-21
Empire Comfort Systems | Empire | BWDV-40-2 | Direct Vent Gravity Type Wall | Natural Gas | No Match | TRUE | FALSE | 1 | None | None | Non-Condensing | Single-Stage | 38000 | 25000 |  |  | 65 | 64 | Federally-Regulated Consumer Product | 2001-11-26 |  | 2007-11-16
Empire Comfort Systems | Empire | FAW-60-3CIP | Vented Fan Type Wall Furnace | Natural Gas | No Match | FALSE | FALSE | 1 | None | None | No Match | No Match | 37000 | 29600 |  |  | 76 | 73 | Federally-Regulated Consumer Product | 1990-06-26 |  | 1998-06-21
Vermont Castings, Inc. | Insta-Flame by Majestic | SDV30RP | Gravity Type Vented Room Heate | LPG | No Match | TRUE | FALSE | 1 | None | None | Non-Condensing | Single-Stage | 30000 | 24185 |  |  | 70.4 | 64 | Federally-Regulated Consumer Product | 1998-10-15 |  | 2002-04-25
Williams Furnace Co. | Suburban | UWW-55E-LP | Vented Fan Type Wall Furnace | LPG | No Match | FALSE | FALSE | 1 | None | None | No Match | No Match | 55000 | 44000 |  |  | 76 | 74 | Non Federally-Regulated | 1989-03-22 |  | 1998-06-21
Louisville Tin &amp; Stove Co. | Cozy | C250-B | Vented Room Heater - unspecifi | LPG | No Match | TRUE | FALSE | 1 | None | None | No Match | No Match | 50000 | 35000 |  |  | 66 | 65 | Federally-Regulated Consumer Product | 1992-06-03 |  | 1998-06-21
Williams Furnace Co. | Forsaire | 435FEI-LPG | Vented Fan Type Wall Furnace | LPG | No Match | FALSE | FALSE | 1 | None | None | No Match | No Match | 35000 | 28000 |  |  |  |  | Non Federally-Regulated | 1982-05-21 |  | 1988-03-14
Empire Comfort Systems | Empire | FAW-55SPP | Vented Fan Type Wall Furnace | Natural Gas | No Match | TRUE | FALSE | 1 | None | None | No Match | No Match | 55000 | 42900 |  |  | 74 | 74 | Federally-Regulated Consumer Product | 1990-06-26 |  | 1998-06-21
Perfection Schwank | Perfection | PW825SEL-CS | Vented Gravity Type Wall Furna | LPG | No Match | TRUE | FALSE | 1 | None | None | No Match | No Match | 25000 | 17500 |  |  | 63 | 63 | Federally-Regulated Consumer Product | 1992-06-03 |  | 1998-06-21
Valor Heating, Ltd. | Legend | 837AN | Vented Room Heater - unspecifi | Natural Gas | No Match | TRUE | FALSE | 1 | None | None | No Match | No Match | 27000 | 17372 |  |  | 64.3 | 63 | Federally-Regulated Consumer Product | 1998-03-31 |  | 1998-06-21
Williams Furnace Co. | Forsaire | 455FEI-LPG | Vented Fan Type Wall Furnace | LPG | No Match | FALSE | FALSE | 1 | None | None | No Match | No Match | 55000 | 44000 |  |  |  |  | Non Federally-Regulated | 1982-05-21 |  | 1988-03-14
Louisville Tin &amp; Stove Co. | Cozy | 86B65A-MIL | Gravity Type Floor Furnace | Natural Gas | No Match | TRUE | FALSE | 1 | None | None | No Match | No Match | 62000 | 43400 |  |  | 67 | 57 | Non Federally-Regulated | 1988-01-29 |  | 1998-06-21
Williams Furnace Co. | Debonair | 30DV-3-LPG | Direct Vent Gravity Type Wall | LPG | No Match | TRUE | FALSE | 1 | None | None | No Match | No Match | 30000 | 21000 |  |  | 65.6 | 64 | Non Federally-Regulated | 1988-07-27 |  | 1989-03-22
Williams Furnace Co. | Monterey | 3509721 (35GV-5 LPG) | Vented Gravity Type Wall Furna | LPG | No Match | TRUE | FALSE | 1 | None | None | Non-Condensing | Single-Stage | 35000 | 24500 |  |  | 64.1 | 64 | Federally-Regulated Consumer Product | 1995-06-05 |  | 2012-11-19
Suburban Manufacturing Co. | Suburban | DWW-22P-NAT | Direct Vent Gravity Type Wall | Natural Gas | No Match | TRUE | FALSE | 1 | None | None | No Match | No Match | 22000 | 15400 |  |  | 64.8 | 63 | Non Federally-Regulated | 1988-07-27 |  | 1998-06-21
Williams Furnace Co. | Suburban | UWW-35E-LD | Vented Fan Type Wall Furnace | LPG | No Match | FALSE | FALSE | 1 | None | None | No Match | No Match | 35000 | 28000 |  |  | 75.6 | 73 | Non Federally-Regulated | 1989-03-22 |  | 1998-06-21
Rinnai America | Energy Savers | RHFE-556FAIII-N | Direct Vent Fan Type Wall Furn | Natural Gas | No Match | FALSE | FALSE | 1 | None | None | Non-Condensing | Single-Stage | 21500 | 17580 |  |  | 80.6 | 73 | Federally-Regulated Consumer Product | 2000-07-18 |  | 2007-11-16
Hussong Manufacturing Co. | Kozy Heat | 730UV | Vented Room Heater - unspecifi | Natural Gas | No Match | TRUE | FALSE | 1 | None | None | No Match | No Match | 44500 | 33400 |  |  | 68.9 | 64 | Federally-Regulated Consumer Product | 1995-06-15 |  | 1998-06-21
Kresky-Ward, Inc. | Kresky-Ward | GZ58 D-F | Gravity Type Floor Furnace | Natural Gas | No Match | TRUE | FALSE | 1 | None | None | No Match | No Match | 58000 | 40600 |  |  |  |  | Non Federally-Regulated | 1982-05-21 |  | 1998-06-21
Empire Comfort Systems | Empire Comfort Systems | RH-35-6 | Gravity Type Vented Room Heate | Natural Gas | Pressure | TRUE | FALSE | 1 | Draft Diverter | None | Non-Condensing | Single-Stage | 35000 | 24500 |  |  | 64 | 64 | Federally-Regulated Consumer Product | 2012-01-03 |  | 2013-06-17
Perfection Products Co. | Perfection | PW825RTL-B-4 | Vented Gravity Type Wall Furna | LPG | No Match | TRUE | FALSE | 1 | None | None | No Match | No Match | 25000 | 17500 |  |  |  |  | Non Federally-Regulated | 1984-03-31 |  | 1998-06-21
Ultra-Aire | Ultra-Aire | UA400D | Vented Gravity Type Wall Furna | LPG | No Match | TRUE | FALSE | 1 | None | None | No Match | No Match | 40000 | 28000 |  |  |  |  | Non Federally-Regulated | 1981-07-20 |  | 1998-06-21
Williams Furnace Co. | Debonair | 140372K 14DV-5B-LPG) | Direct Vent Gravity Type Wall | LPG | No Match | TRUE | FALSE | 1 | None | None | No Match | No Match | 14000 | 9800 |  |  | 63.1 | 61 | Federally-Regulated Consumer Product | 1997-04-11 |  | 1998-06-21
Empire Comfort Systems | Empire | RH-340-4VS | Vented Room Heater - unspecifi | LPG | No Match | TRUE | FALSE | 1 | None | None | No Match | No Match | 35000 | 24675 |  |  | 64 | 64 | Non Federally-Regulated | 1988-07-27 |  | 1998-06-21
Williams Furnace Co. | Debonair | 30DV-3-LPG | Direct Vent Gravity Type Wall | LPG | No Match | TRUE | FALSE | 1 | None | None | No Match | No Match | 30000 | 21000 |  |  | 65.6 | 64 | Non Federally-Regulated | 1989-03-22 |  | 1990-06-26
Heil Quaker | Sears | 629.7567 | Direct Vent Gravity Type Wall | Natural Gas | No Match | TRUE | FALSE | 1 | None | None | No Match | No Match | 22000 | 15400 |  |  | 64.8 | 63 | Non Federally-Regulated | 1988-07-27 |  | 1998-06-21
Louisville Tin &amp; Stove Co. | Louisville Tin & Stove Co. | VCR702* | Gravity Type Vented Room Heate | LPG | Injection Type | TRUE | FALSE | 1 | Draft Diverter | None | Non-Condensing | Single-Stage | 70000 | 49000 |  |  | 65 | 65 | Federally-Regulated Consumer Product | 2011-07-18 |  | 2013-06-17
Williams Furnace Co. | Debonair | 3003712 | Direct Vent Gravity Type Wall | Natural Gas | No Match | TRUE | FALSE | 1 | None | None | Non-Condensing | Single-Stage | 30000 | 21000 |  |  | 65.6 | 64 | Federally-Regulated Consumer Product | 1993-12-10 |  | 1995-06-05
Empire Comfort Systems | Empire Comfort Systems | RH-25-6 | Gravity Type Vented Room Heate | LPG | Pressure | TRUE | FALSE | 1 | Draft Diverter | None | Non-Condensing | Single-Stage | 25000 | 17500 |  |  | 63 | 63 | Federally-Regulated Consumer Product | 2012-01-03 |  | 2013-06-17
Suburban Manufacturing Co. | Suburban | DNV-40 | Direct Vent Fan Type Wall Furn | LPG | No Match | FALSE | FALSE | 1 | None | None | No Match | No Match | 40000 | 32000 |  |  |  |  | Non Federally-Regulated | 1985-10-07 |  | 1988-07-27
Heil Quaker | Quaker | NUGDA20AG** | Direct Vent Gravity Type Wall | Natural Gas | No Match | TRUE | FALSE | 1 | None | None | No Match | No Match | 20000 | 14000 |  |  |  |  | Non Federally-Regulated | 1985-10-07 |  | 1998-06-21
Heil Quaker | Sears | 629.7566 | Vented Gravity Type Wall Furna | Natural Gas | No Match | TRUE | FALSE | 1 | None | None | No Match | No Match | 20000 | 14120 |  |  | 63.2 | 63 | Non Federally-Regulated | 1988-07-27 |  | 1998-06-21
Louisville Tin &amp; Stove Co. | Cozy | DVCF557 | Direct Vent Fan Type Wall Furn | Natural Gas | No Match | FALSE | FALSE | 1 | None | None | No Match | No Match | 55000 | 44000 |  |  | 77.6 | 74 | Federally-Regulated Consumer Product | 1992-06-03 |  | 1998-06-21
LSC, Inc. | Warm Morning | VR-40DMAL | Vented Room Heater - unspecifi | Natural Gas | No Match | TRUE | FALSE | 1 | None | None | No Match | No Match | 40000 | 28000 |  |  |  |  | Non Federally-Regulated | 1985-10-07 |  | 1998-06-21
Williams Furnace Co. | Williams | 6501712 (65EH NAT) | Vented Room Heater - unspecifi | Natural Gas | No Match | TRUE | FALSE | 1 | None | None | No Match | No Match | 65000 | 45500 |  |  | 68.3 | 65 | Federally-Regulated Consumer Product | 1995-06-15 |  | 1998-06-21
Martin Industries | Martin | V6870 | Vented Room Heater - unspecifi | LPG | No Match | TRUE | FALSE | 1 | None | None | No Match | No Match | 70000 | 49000 |  |  | 65 | 65 | Federally-Regulated Consumer Product | 1995-06-15 |  | 1998-06-21
Suburban Manufacturing Co. | Suburban | GVR-35 | Gravity Type Vented Room Heate | Natural Gas | No Match | TRUE | FALSE | 1 | None | None | Non-Condensing | Single-Stage | 35000 | 26250 |  |  | 68.9 | 64 | Non Federally-Regulated | 1988-06-22 |  | 1995-04-28
Preway | Sears | 155.8526 | Vented Room Heater - unspecifi | LPG | No Match | TRUE | FALSE | 1 | None | None | No Match | No Match | 15000 | 10500 |  |  |  | 57 | Federally-Regulated Consumer Product | 1992-08-31 |  | 1998-06-21
Louisville Tin &amp; Stove Co. | Cozy | 83B35A-MIL | Gravity Type Floor Furnace | LPG | No Match | TRUE | FALSE | 1 | None | None | No Match | No Match | 35000 | 24500 |  |  |  |  | Non Federally-Regulated | 1985-10-07 |  | 1998-06-21
Williams Furnace Co. | Monterey | 256V-HA-LPG | Vented Gravity Type Wall Furna | LPG | No Match | TRUE | FALSE | 1 | None | None | No Match | No Match | 25000 | 17500 |  |  |  |  | Non Federally-Regulated | 1985-10-07 |  | 1998-06-21
Blaze King Industries | Pegasus | 7003 | Gravity Type Vented Room Heate | LPG | No Match | TRUE | FALSE | 1 | None | None | Non-Condensing | Single-Stage | 38000 | 29300 |  |  | 71 | 64 | Federally-Regulated Consumer Product | 1996-05-06 |  | 1996-10-22
Suburban Manufacturing Co. | Suburban | DWW-30P-LP | Direct Vent Gravity Type Wall | LPG | No Match | TRUE | FALSE | 1 | None | None | No Match | No Match | 30000 | 21000 |  |  | 65.6 | 64 | Non Federally-Regulated | 1988-07-27 |  | 1998-06-21
CFM Majestic, Inc. ( Purchased by Monessen Hearth Systems Company 7/25/2008) | Insta-Flame by Majestic | HE25TP | Vented Room Heater - unspecifi | LPG | No Match | TRUE | FALSE | 1 | None | None | No Match | No Match | 20000 | 14000 |  |  | 58 | 58 | Federally-Regulated Consumer Product | 1998-03-31 |  | 1998-06-21
Williams Furnace Co. | Debonair | 30DV-5-LPG | Direct Vent Gravity Type Wall | LPG | No Match | TRUE | FALSE | 1 | None | None | No Match | No Match | 30000 | 21000 |  |  | 65.6 | 64 | Federally-Regulated Consumer Product | 1992-08-31 |  | 1998-06-21
Louisville Tin &amp; Stove Co. | Cozy | CF558 | Vented Fan Type Wall Furnace | LPG | No Match | FALSE | FALSE | 1 | None | None | No Match | No Match | 55000 | 44000 |  |  | 77.7 | 74 | Federally-Regulated Consumer Product | 1990-06-26 |  | 1998-06-21
Williams Furnace Co. | Williams | 5002712 | Gravity Type Vented Room Heate | Natural Gas | No Match | TRUE | FALSE | 1 | None | None | Non-Condensing | Single-Stage | 50000 | 35000 |  |  | 67.4 | 65 | Federally-Regulated Consumer Product | 1993-12-10 |  | 1995-06-05
Williams Furnace Co. | Forsaire | 5008732(450FX-4 NAT) | Vented Fan Type Wall Furnace | Natural Gas | No Match | TRUE | FALSE | 1 | None | None | No Match | No Match | 50000 | 40000 |  |  | 74.3 | 74 | Federally-Regulated Consumer Product | 1995-06-15 |  | 1998-06-21
Old Time Stove Co., Inc. | Old Time Stove Co., Inc. | 100N | Vented Room Heater - unspecifi | Natural Gas | No Match | TRUE | FALSE | 1 | None | None | No Match | No Match | 26000 | 18200 |  |  | 63.7 | 63 | Federally-Regulated Consumer Product | 1997-04-11 |  | 1998-06-21
Orrville Products | Comfortec | CFSDV30TN | Direct Vent Gravity Type Wall | Natural Gas | No Match | TRUE | FALSE | 1 | None | None | Non-Condensing | Single-Stage | 30000 | 21000 |  |  | 70 | 64 | Federally-Regulated Consumer Product | 1994-07-15 |  | 1995-06-02
Efel North America | Efel North America | 71BRITTANY | Vented Room Heater - unspecifi | Natural Gas | No Match | TRUE | FALSE | 1 | None | None | No Match | No Match | 28000 | 22500 |  |  | 80 | 64 | Federally-Regulated Consumer Product | 1997-04-11 |  | 1998-06-21
Miles Industries Ltd | Valor Fireplaces | 738BVN | Gravity Type Vented Room Heate | Natural Gas | Injection Type | FALSE | FALSE | 1 | None | None | Non-Condensing | Single-Stage | 24000 | 16183 |  |  | 63.4 | 63 | Federally-Regulated Consumer Product | 2007-07-06 |  | 2011-05-25
Williams Furnace Co. | Debonair | 14DV-5-LPG | Direct Vent Gravity Type Wall | LPG | No Match | TRUE | FALSE | 1 | None | None | No Match | No Match | 14000 | 9600 |  |  |  |  | Non Federally-Regulated | 1985-10-07 |  | 1998-06-21
Martin Industries | Midland International | V6970 | Vented Room Heater - unspecifi | LPG | No Match | TRUE | FALSE | 1 | None | None | No Match | No Match | 70000 | 49000 |  |  | 65 | 65 | Federally-Regulated Consumer Product | 1992-06-03 |  | 1998-06-21
Rinnai America | Rinnai | RHFE-556WTA-P | Vented Fan Type Wall Furnace | LPG | Injection Type | FALSE | FALSE | 1 |  | None | Non-Condensing | Step Modulating | 20700 | 16770 | 6 | 6 | 81 | 73 | Federally-Regulated Consumer Product | 2011-06-14 |  | 2011-09-27
Williams Furnace Co. | Martin | MDV30LP | Direct Vent Gravity Type Wall | LPG | No Match | TRUE | FALSE | 1 | None | None | Non-Condensing | Single-Stage | 30000 | 21000 |  |  | 65.6 | 64 | Non Federally-Regulated | 1988-03-14 |  | 1995-06-05
Empire Comfort Systems | Empire Comfort Systems | DV-55SPP | Vented Fan Type Wall Furnace | LPG | Pressure | TRUE | FALSE | 1 |  | None | Non-Condensing | Single-Stage | 55000 | 43000 | 204 | 422 | 76 | 74 | Federally-Regulated Consumer Product | 2013-06-17 |  | 2014-08-28
Williams Furnace Co. | Williams | 5008732 | Vented Fan Type Wall Furnace | Natural Gas | Pressure | TRUE | FALSE | 1 |  | None | Non-Condensing | Single-Stage | 50000 | 37500 | 0 | 0 | 74.3 | 74 | Federally-Regulated Consumer Product | 2012-05-02 |  | 2013-06-17
Empire Stove | Empire | DV206-6 | Direct Vent Gravity Type Wall | LPG | No Match | TRUE | FALSE | 1 | None | None | No Match | No Match | 6000 | 4200 |  |  |  |  | Non Federally-Regulated | 1981-03-17 |  | 1998-06-21
Suburban Manufacturing Co. | Suburban | GVC-65-3 | Vented Room Heater - unspecifi | LPG | No Match | FALSE | FALSE | 1 | None | None | No Match | No Match | 65000 | 45500 |  |  |  |  | Non Federally-Regulated | 1984-03-31 |  | 1998-06-21
Rinnai America | Rinnai | RHFE-1004RFA(P) | Direct Vent Fan Type Wall Furn | LPG | Injection Type | FALSE | FALSE | 1 |  | None | Non-Condensing | Step Modulating | 36500 | 29200 | 6 | 6 | 82 | 73 | Federally-Regulated Consumer Product | 2011-06-14 |  | 2011-09-27
CFM Majestic, Inc. ( Purchased by Monessen Hearth Systems Company 7/25/2008) | Insta-Flame | FS30 | Gravity Type Vented Room Heate | Natural Gas | No Match | TRUE | FALSE | 1 | None | None | Non-Condensing | Single-Stage | 30000 | 22800 |  |  | 76 | 64 | Federally-Regulated Consumer Product | 1993-08-02 |  | 1995-05-05
Harman Stove Co. | Harman | CLARITY 929DV | Vented Room Heater - unspecifi | Natural Gas | No Match | TRUE | FALSE | 1 | None | None | No Match | No Match | 40000 | 30500 |  |  | 71.6 | 64 | Federally-Regulated Consumer Product | 1997-04-11 |  | 1998-06-21
Preway | Sears | 155.4631 | Gravity Type Vented Room Heate | LPG | No Match | TRUE | FALSE | 1 | None | None | Non-Condensing | Single-Stage | 15000 | 10500 |  |  | 57 | 57 | Non Federally-Regulated | 1988-02-05 |  | 1992-05-13
Valor Homeflame | Homeflame | 475-**P | Vented Room Heater - unspecifi | LPG | No Match | FALSE | FALSE | 1 | None | None | No Match | No Match | 20000 | 15000 |  |  | 58.3 | 58 | Non Federally-Regulated | 1989-03-22 |  | 1998-06-21
Jotul North America, Inc. | 3 Classic Gas Stove | JOTUL 3 CLASSIC | Vented Room Heater - unspecifi | Natural Gas | No Match | TRUE | FALSE | 1 | None | None | No Match | No Match | 26000 | 17810 |  |  | 68.5 | 63 | Federally-Regulated Consumer Product | 1997-04-11 |  | 1998-06-21
Empire Comfort Systems | Empire Comfort Systems | DV-215-7SG | Vented Gravity Type Wall Furna | Natural Gas | Pressure | TRUE | FALSE | 1 | None | None | Non-Condensing | Single-Stage | 15000 | 10500 |  |  | 62 | 61 | Federally-Regulated Consumer Product | 2013-06-17 |  | 2014-08-28
Williams Furnace Co. | Suburban | GWW-35PT-LP | Vented Gravity Type Wall Furna | LPG | No Match | TRUE | FALSE | 1 | None | None | No Match | No Match | 35000 | 34500 |  |  | 64.1 | 64 | Federally-Regulated Consumer Product | 1997-04-11 |  | 1998-06-21
Williams Furnace Co. | Monterey | 25GV-3-NAT | Vented Gravity Type Wall Furna | Natural Gas | No Match | TRUE | FALSE | 1 | None | None | No Match | No Match | 25000 | 17500 |  |  |  |  | Non Federally-Regulated | 1981-03-11 |  | 1982-05-21
Williams Furnace Co. | Williams | 35RHB-NAT | Vented Room Heater - unspecifi | Natural Gas | No Match | TRUE | FALSE | 1 | None | None | No Match | No Match | 35000 | 24500 |  |  | 67.1 | 64 | Federally-Regulated Consumer Product | 1992-06-03 |  | 1998-06-21
Empire Comfort Systems | Empire | RH-25-5 | Vented Room Heater - unspecifi | Natural Gas | No Match | TRUE | FALSE | 1 | None | None | No Match | No Match | 25000 | 17500 |  |  | 64 | 63 | Federally-Regulated Consumer Product | 1997-04-11 |  | 1998-06-21
Perfection Products Co. | Perfection | SV711SEN-A | Direct Vent Gravity Type Wall | Natural Gas | No Match | TRUE | FALSE | 1 | None | None | No Match | No Match | 11000 | 7700 |  |  |  |  | Non Federally-Regulated | 1984-03-31 |  | 1998-06-21
Louisville Tin &amp; Stove Co. | Cozy | W605B | Vented Gravity Type Wall Furna | Natural Gas | No Match | TRUE | FALSE | 1 | None | None | Non-Condensing | Single-Stage | 60000 | 42000 |  |  | 65 | 65 | Non Federally-Regulated | 1988-06-22 |  | 1991-11-13
Canadian Heating Products, Inc. ( Montigo ) | Del Ray | MW38DR | Direct Vent Gravity Type Wall | Natural Gas | No Match | TRUE | FALSE | 1 | None | None | Non-Condensing | Single-Stage | 29000 | 21605 |  |  | 64.1 | 64 | Federally-Regulated Consumer Product | 1999-09-09 |  | 1999-10-21
Suburban Manufacturing Co. | Suburban | DWW-14PT-LP | Direct Vent Gravity Type Wall | LPG | No Match | TRUE | FALSE | 1 | None | None | No Match | No Match | 14000 | 8900 |  |  | 63.1 | 61 | Non Federally-Regulated | 1988-07-27 |  | 1998-06-21
Williams Furnace Co. | Williams | 4007332 | Direct Vent Gravity Type Wall | Natural Gas | Pressure | FALSE | FALSE | 1 |  | None | Non-Condensing | Single-Stage | 40000 | 32000 |  |  | 76.5 | 64 | Federally-Regulated Consumer Product | 2011-08-22 |  | 2013-05-10
Vermont Castings, Inc. | Goldenwarm | 2280 | Direct Vent Gravity Type Wall | Natural Gas | No Match | FALSE | FALSE | 1 | None | None | Non-Condensing | Single-Stage | 33000 | 21549 |  |  | 65.3 | 64 | Federally-Regulated Consumer Product | 1993-05-25 |  | 1995-06-15
Williams Furnace Co. | Sears | 629.7767 | Vented Gravity Type Wall Furna | LPG | No Match | TRUE | FALSE | 1 | None | None | No Match | No Match | 35000 | 34500 |  |  | 64.1 | 64 | Non Federally-Regulated | 1989-03-22 |  | 1990-06-26
Williams Furnace Co. | Williams | 3502511 | Vented Room Heater - unspecifi | LPG | No Match | TRUE | FALSE | 1 | None | None | No Match | No Match | 35000 | 26250 |  |  | 68 | 64 | Federally-Regulated Consumer Product | 1995-06-15 |  | 1998-06-21
Ultra-Aire | Ultra-Aire | UA500D | Vented Gravity Type Wall Furna | Natural Gas | No Match | TRUE | FALSE | 1 | None | None | No Match | No Match | 50000 | 35000 |  |  |  |  | Non Federally-Regulated | 1981-07-21 |  | 1998-06-21
Empire Comfort Systems | Empire | RH-50-5 | Vented Room Heater - unspecifi | Natural Gas | No Match | TRUE | FALSE | 1 | None | None | No Match | No Match | 50000 | 35000 |  |  | 65 | 65 | Federally-Regulated Consumer Product | 1997-04-11 |  | 1998-06-21
Addison Products | Dearborn Baronet II | DRH65*-*-* | Vented Room Heater - unspecifi | Natural Gas | No Match | TRUE | FALSE | 1 | None | None | No Match | No Match | 65000 | 45000 |  |  |  |  | Non Federally-Regulated | 1984-03-31 |  | 1998-06-21
Sherwood Industries, Ltd. | Envirogas | EG30BV | Vented Room Heater - unspecifi | Natural Gas | No Match | TRUE | FALSE | 1 | None | None | No Match | No Match | 30000 | 24000 |  |  | 68.9 | 64 | Federally-Regulated Consumer Product | 1998-03-31 |  | 1998-06-21
Empire Comfort Systems | Empire | DV-210-7SG | Direct Vent Gravity Type Wall | LPG | No Match | TRUE | FALSE | 1 | None | None | No Match | No Match | 10000 | 7000 |  |  | 59 | 59 | Non Federally-Regulated | 1988-01-29 |  | 1998-06-21
Louisville Tin &amp; Stove Co. | Louisville Tin & Stove Co. | VCR501* | Gravity Type Vented Room Heate | Natural Gas | Injection Type | TRUE | FALSE | 1 | Draft Diverter | None | Non-Condensing | Single-Stage | 50000 | 35000 |  |  | 65 | 65 | Federally-Regulated Consumer Product | 2011-06-14 |  | 2011-07-18
Faber Manufacturing | Faber Gas Fireplaces | 860 | Gravity Type Vented Room Heate | Natural Gas | No Match | TRUE | FALSE | 1 | None | None | Non-Condensing | Single-Stage | 30000 | 22500 |  |  | 75 | 64 | Federally-Regulated Consumer Product | 1994-01-07 |  | 1994-05-10
Perfection Products Co. | Perfection | SV711SEL-4 | Direct Vent Gravity Type Wall | LPG | No Match | TRUE | FALSE | 1 | None | None | No Match | No Match | 11000 | 7700 |  |  |  | 60 | Non Federally-Regulated | 1988-07-27 |  | 1998-06-21
Williams Furnace Co. | Forsaire | 550DVI-LPG | Direct Vent Fan Type Wall Furn | LPG | No Match | FALSE | FALSE | 1 | None | None | Non-Condensing | Single-Stage | 55000 | 44000 |  |  | 77.5 | 74 | Non Federally-Regulated | 1988-03-14 |  | 1988-07-27
Williams Furnace Co. | Debonair | 30DV-3-LPG | Direct Vent Gravity Type Wall | LPG | No Match | TRUE | FALSE | 1 | None | None | No Match | No Match | 30000 | 21000 |  |  | 65.6 | 64 | Federally-Regulated Consumer Product | 1997-04-11 |  | 1998-06-21
Heil Quaker | Sears | 867.778 | Direct Vent Gravity Type Wall | LPG | No Match | TRUE | FALSE | 1 | None | None | No Match | No Match | 20000 | 14000 |  |  |  |  | Non Federally-Regulated | 1985-10-07 |  | 1998-06-21
Louisville Tin &amp; Stove Co. | Cozy | DV35 | Direct Vent Gravity Type Wall | Natural Gas | No Match | TRUE | FALSE | 1 | None | None | No Match | No Match | 35000 | 24500 |  |  | 64 | 64 | Non Federally-Regulated | 1988-07-27 |  | 1998-06-21
Orrville Products | Comfortec | C30TN | Gravity Type Vented Room Heate | Natural Gas | No Match | TRUE | FALSE | 1 | None | None | Non-Condensing | Single-Stage | 30000 | 22300 |  |  | 74.2 | 64 | Federally-Regulated Consumer Product | 1993-04-09 |  | 1995-06-02
Williams Furnace Co. | Dearborn | DVF35EI-N | Vented Fan Type Wall Furnace | Natural Gas | No Match | TRUE | FALSE | 1 | None | None | No Match | No Match | 35000 | 28000 |  |  |  |  | Non Federally-Regulated | 1981-08-08 |  | 1998-06-21
Williams Furnace Co. | Williams | 3508732 | Vented Fan Type Wall Furnace | Natural Gas | Pressure | TRUE | FALSE | 1 |  | None | Non-Condensing | Single-Stage | 35000 | 28000 | 0 | 0 | 74.8 | 73 | Federally-Regulated Consumer Product | 2012-05-02 |  | 2013-06-17
Williams Furnace Co. | Martin | MFX35B LP | Vented Fan Type Wall Furnace | LPG | No Match | TRUE | FALSE | 1 | None | None | Non-Condensing | Single-Stage | 35000 | 28000 |  |  | 74.8 | 73 | Federally-Regulated Consumer Product | 1991-08-29 |  | 1995-06-05
Martin Industries | Martin | V2515 ST-3 | Vented Room Heater - unspecifi | Natural Gas | No Match | TRUE | FALSE | 1 | None | None | No Match | No Match | 15000 | 10500 |  |  |  |  | Non Federally-Regulated | 1982-05-21 |  | 1998-06-21
Thermal Systems | Platinum Cat | 7N110 | Vented Room Heater - unspecifi | Natural Gas | No Match | FALSE | FALSE | 1 | None | None | No Match | No Match | 5200 | 3995 |  |  | 72.4 | 57 | Federally-Regulated Consumer Product | 1992-06-03 |  | 1998-06-21
Williams Furnace Co. | Forsaire | 550DVX-R NAT | Direct Vent Fan Type Wall Furn | Natural Gas | No Match | TRUE | FALSE | 1 | None | None | No Match | No Match | 55000 | 44000 |  |  | 76 | 74 | Federally-Regulated Consumer Product | 1992-06-03 |  | 1998-06-21
Aladdin Steel Products | Quadra-Fire | GB40ILP | Vented Room Heater - unspecifi | LPG | No Match | TRUE | FALSE | 1 | None | None | No Match | No Match | 40000 | 32000 |  |  | 66 | 64 | Federally-Regulated Consumer Product | 1997-04-11 |  | 1998-06-21
Empire Comfort Systems | Empire | 3588 | Gravity Type Floor Furnace | Natural Gas | No Match | TRUE | FALSE | 1 | None | None | No Match | No Match | 32500 | 22750 |  |  | 56 | 56 | Non Federally-Regulated | 1989-03-22 |  | 1998-06-21
Williams Furnace Co. | Chamberlain | 1403612 | Vented Gravity Type Wall Furna | Natural Gas | No Match | TRUE | FALSE | 1 | None | None | Non-Condensing | Single-Stage | 14000 | 10687 |  |  | 63.4 | 61 | Federally-Regulated Consumer Product | 1995-06-05 |  | 2012-11-19
Empire Stove | Empire Stove | 3577P | Gravity Type Floor Furnace | Natural Gas | No Match | TRUE | FALSE | 1 | None | None | No Match | No Match | 32500 | 22750 |  |  |  |  | Non Federally-Regulated | 1984-03-31 |  | 1998-06-21
Rinnai America | Rinnai | RHFE-558RFA | Direct Vent Fan Type Wall Furn | Natural Gas | Injection Type | TRUE | FALSE | 1 |  | None | Non-Condensing | Step Modulating | 21500 | 17200 | 6 | 6 | 80 | 73 | Federally-Regulated Consumer Product | 2011-06-14 |  | 2011-10-27
Empire Comfort Systems | Empire | CIDV-30-6 | Direct Vent Gravity Type Wall | Natural Gas | No Match | TRUE | FALSE | 1 | None | None | Non-Condensing | Single-Stage | 30000 | 22200 |  |  | 68 | 64 | Federally-Regulated Consumer Product | 2000-07-06 |  | 2007-11-16
Williams Furnace Co. | Sears | 629.7567 | Vented Gravity Type Wall Furna | Natural Gas | No Match | TRUE | FALSE | 1 | None | None | Non-Condensing | Single-Stage | 50000 | 35300 |  |  | 65.1 | 65 | Non Federally-Regulated | 1988-03-14 |  | 1995-06-05
Empire Comfort Systems | Empire | DV-232SG | Direct Vent Gravity Type Wall | Natural Gas | No Match | TRUE | FALSE | 1 | None | None | No Match | No Match | 32000 | 2256 |  |  | 64 | 64 | Federally-Regulated Consumer Product | 1997-04-11 |  | 1998-06-21
Williams Furnace Co. | Dayton | 3e+292 | Vented Gravity Type Wall Furna | LPG | No Match | TRUE | FALSE | 1 | None | None | No Match | No Match | 25000 | 17500 |  |  | 63.3 | 63 | Federally-Regulated Consumer Product | 1997-04-11 |  | 1998-06-21
Williams Furnace Co. | Dearborn | DWF25BU-2 NAT. | Vented Gravity Type Wall Furna | Natural Gas | No Match | TRUE | FALSE | 1 | None | None | No Match | No Match | 25000 | 17500 |  |  |  |  | Non Federally-Regulated | 1982-05-21 |  | 1998-06-21
Perfection Schwank | Perfection | CV750HL-B | Vented Fan Type Wall Furnace | Natural Gas | No Match | FALSE | FALSE | 1 | None | None | No Match | No Match | 50000 | 39300 |  |  | 74.3 | 74 | Federally-Regulated Consumer Product | 1992-06-03 |  | 1998-06-21
Louisville Tin &amp; Stove Co. | Louisville Tin & Stove Co. | VC502* | Gravity Type Vented Room Heate | LPG | Injection Type | TRUE | FALSE | 1 | Draft Diverter | None | Non-Condensing | Single-Stage | 50000 | 35000 |  |  | 66 | 65 | Federally-Regulated Consumer Product | 2011-07-18 |  | 2013-06-17
Martin Industries | Atlanta Stove | SV250** | Vented Room Heater - unspecifi | Natural Gas | No Match | TRUE | FALSE | 1 | None | None | No Match | No Match | 50000 | 35000 |  |  | 65 | 65 | Federally-Regulated Consumer Product | 1992-06-03 |  | 1998-06-21
Perfection Schwank | Perfection | CV740L-B | Vented Fan Type Wall Furnace | LPG | No Match | TRUE | FALSE | 1 | None | None | No Match | No Match | 40000 | 31160 |  |  | 73.3 | 73 | Federally-Regulated Consumer Product | 1992-06-03 |  | 1998-06-21
Williams Furnace Co. | Montgomery Ward | SFB-50273A | Direct Vent Gravity Type Wall | Natural Gas | No Match | TRUE | FALSE | 1 | None | None | No Match | No Match | 22000 | 15100 |  |  |  |  | Non Federally-Regulated | 1985-10-07 |  | 1998-06-21
Williams Furnace Co. | Monterey SRO | 5009621 | Vented Gravity Type Wall Furna | LPG | No Match | TRUE | FALSE | 1 | None | None | Non-Condensing | Single-Stage | 50000 | 38000 |  |  | 69.8 | 65 | Federally-Regulated Consumer Product | 1993-12-10 |  | 2012-11-19
Louisville Tin &amp; Stove Co. | Cozy | CF653A | Vented Fan Type Wall Furnace | Natural Gas | No Match | TRUE | FALSE | 1 | None | None | No Match | No Match | 65000 | 52000 |  |  | 74.1 | 74 | Federally-Regulated Consumer Product | 1995-06-15 |  | 1998-06-21
Fireplace Products International, Ltd. | Regency | GR58H | Vented Room Heater - unspecifi | LPG | No Match | FALSE | FALSE | 1 | None | None | No Match | No Match | 26250 | 18375 |  |  | 70 | 63 | Federally-Regulated Consumer Product | 1998-03-31 |  | 1998-06-21
Perfection Schwank | Perfection | WASV120TN-A | Direct Vent Gravity Type Wall | Natural Gas | No Match | TRUE | FALSE | 1 | None | None | No Match | No Match | 20000 | 14000 |  |  | 63 | 63 | Federally-Regulated Consumer Product | 1992-06-03 |  | 1998-06-21
Williams Furnace Co. | Monterey | 20GV-3-LPG | Vented Gravity Type Wall Furna | LPG | No Match | TRUE | FALSE | 1 | None | None | No Match | No Match | 20000 | 14000 |  |  |  | 63 | Federally-Regulated Consumer Product | 1992-08-31 |  | 1998-06-21
Williams Furnace Co. | Monterey | 50GV-C1-3-LPG | Vented Gravity Type Wall Furna | LPG | No Match | TRUE | FALSE | 1 | None | None | No Match | No Match | 50000 | 35000 |  |  |  |  | Non Federally-Regulated | 1985-10-07 |  | 1998-06-21
Preway | Sears | 155.4631 | Vented Room Heater - unspecifi | Natural Gas | No Match | TRUE | FALSE | 1 | None | None | No Match | No Match | 15000 | 10500 |  |  | 57 | 57 | Non Federally-Regulated | 1988-01-29 |  | 1998-06-21
CFM Majestic, Inc. ( Purchased by Monessen Hearth Systems Company 7/25/2008) | Insta-Flame by Majestic | DVT39 | Direct Vent Gravity Type Wall | Natural Gas | No Match | TRUE | FALSE | 1 | None | None | No Match | No Match | 30000 | 21000 |  |  | 66 | 64 | Federally-Regulated Consumer Product | 1997-04-11 |  | 1998-06-21
Orrville Products | Comfortec | CDV34RP | Vented Room Heater - unspecifi | LPG | No Match | TRUE | FALSE | 1 | None | None | No Match | No Match | 18000 | 13500 |  |  | 73.5 | 57 | Federally-Regulated Consumer Product | 1997-04-11 |  | 1998-06-21
Williams Furnace Co. | Forsaire | 3508332 (435FEI NAT) | Vented Fan Type Wall Furnace | Natural Gas | No Match | FALSE | FALSE | 1 | None | None | Non-Condensing | Single-Stage | 35000 | 28000 |  |  | 75.6 | 73 | Federally-Regulated Consumer Product | 1995-06-05 |  | 1995-06-15
Perfection Schwank | Perfection | PW825TN-C | Vented Gravity Type Wall Furna | Natural Gas | No Match | TRUE | FALSE | 1 | None | None | Non-Condensing | Single-Stage | 25000 | 17500 |  |  | 63 | 63 | Non Federally-Regulated | 1989-02-27 |  | 1991-02-08
Empire Comfort Systems | Empire Comfort Systems | RH-50-6 | Gravity Type Vented Room Heate | Natural Gas | Pressure | TRUE | FALSE | 1 | Draft Diverter | None | Non-Condensing | Single-Stage | 50000 | 35000 |  |  | 65 | 65 | Federally-Regulated Consumer Product | 2010-01-11 |  | 2012-01-03
Blaze King Industries | Pegasus | 7003 | Gravity Type Vented Room Heate | Natural Gas | No Match | TRUE | FALSE | 1 | None | None | Non-Condensing | Single-Stage | 38000 | 29800 |  |  | 72 | 64 | Federally-Regulated Consumer Product | 1996-05-06 |  | 1996-10-22
Empire Comfort Systems | Empire Comfort Systems | 7088-(2,3) | Gravity Type Floor Furnace | LPG | Pressure | TRUE | FALSE | 1 | Draft Diverter | None | Non-Condensing | Single-Stage | 65000 | 45500 |  |  | 57 | 57 | Federally-Regulated Consumer Product | 2012-01-03 |  | 2012-11-16
Louisville Tin &amp; Stove Co. | Cozy | CDV152 | Direct Vent Gravity Type Wall | LPG | No Match | TRUE | FALSE | 1 | None | None | No Match | No Match | 15000 | 10500 |  |  | 64 | 61 | Federally-Regulated Consumer Product | 1992-06-03 |  | 1998-06-21
Louisville Tin &amp; Stove Co. | Cozy | CR150A | Vented Room Heater - unspecifi | Natural Gas | No Match | TRUE | FALSE | 1 | None | None | No Match | No Match | 50000 | 35000 |  |  | 65 | 65 | Non Federally-Regulated | 1989-03-22 |  | 1998-06-21
Suburban Manufacturing Co. | Suburban | DNV-25 | Direct Vent Fan Type Wall Furn | Natural Gas | No Match | FALSE | FALSE | 1 | None | None | No Match | No Match | 25000 | 19750 |  |  | 77.6 | 73 | Non Federally-Regulated | 1988-07-27 |  | 1998-06-21
Empire Comfort Systems | Empire Comfort Systems | 5088-(2,3) | Gravity Type Floor Furnace | Natural Gas | Pressure | TRUE | FALSE | 1 | Draft Diverter | None | Non-Condensing | Single-Stage | 45000 | 31500 |  |  | 57 | 57 | Federally-Regulated Consumer Product | 2010-01-11 |  | 2012-01-03
Empire Comfort Systems | Empire | DV-215-7SG | Direct Vent Gravity Type Wall | LPG | No Match | TRUE | FALSE | 1 | None | None | No Match | No Match | 15000 | 10500 |  |  | 61 | 61 | Non Federally-Regulated | 1988-01-29 |  | 1998-06-21
Empire Comfort Systems | Empire Comfort Systems | 3588-3 | Gravity Type Floor Furnace | Natural Gas | Pressure | TRUE | FALSE | 1 |  | None | Non-Condensing | Single-Stage | 32500 | 22750 |  |  | 56 | 56 | Federally-Regulated Consumer Product | 2013-06-17 |  | 2014-08-28
Temco Fireplace Products | Temco | BCDV32AP | Direct Vent Gravity Type Wall | LPG | No Match | TRUE | FALSE | 1 | None | None | Non-Condensing | Single-Stage | 18500 | 11470 |  |  | 62 | 62 | Federally-Regulated Consumer Product | 1999-09-24 |  | 2001-07-06
Williams Furnace Co. | Monterey | 20GV-A1-3 LPG | Vented Gravity Type Wall Furna | LPG | No Match | TRUE | FALSE | 1 | None | None | Non-Condensing | Single-Stage | 20000 | 14120 |  |  | 63.2 | 63 | Federally-Regulated Consumer Product | 1991-08-29 |  | 1995-06-05
Perfection Products Co. | Perfection | PW835RTL-B | Vented Gravity Type Wall Furna | LPG | No Match | TRUE | FALSE | 1 | None | None | No Match | No Match | 35000 | 24500 |  |  |  |  | Non Federally-Regulated | 1984-03-31 |  | 1998-06-21
Empire Comfort Systems | Empire | RH-65H | Vented Room Heater - unspecifi | Natural Gas | No Match | TRUE | FALSE | 1 | None | None | No Match | No Match | 65000 | 45500 |  |  | 65 | 65 | Federally-Regulated Consumer Product | 1990-06-26 |  | 1998-06-21
Williams Furnace Co. | Williams | 5002922 | Vented Room Heater - unspecifi | Natural Gas | No Match | TRUE | FALSE | 1 | None | None | No Match | No Match | 50000 | 37500 |  |  | 68.1 | 65 | Federally-Regulated Consumer Product | 1995-06-15 |  | 1998-06-21
Louisville Tin &amp; Stove Co. | Cozy | MHDV15G | Direct Vent Gravity Type Wall | LPG | No Match | TRUE | FALSE | 1 | None | None | No Match | No Match | 15000 | 10500 |  |  | 64 | 61 | Federally-Regulated Consumer Product | 1998-03-31 |  | 1998-06-21
Louisville Tin &amp; Stove Co. | Cozy | DVCF408 | Direct Vent Fan Type Wall Furn | LPG | No Match | FALSE | FALSE | 1 | None | None | No Match | No Match | 40000 | 32000 |  |  | 76.1 | 73 | Federally-Regulated Consumer Product | 1992-06-03 |  | 1998-06-21
CFM Majestic, Inc. ( Purchased by Monessen Hearth Systems Company 7/25/2008) | Insta-Flame | FSDV30 | Direct Vent Gravity Type Wall | LPG | No Match | TRUE | FALSE | 1 | None | None | No Match | No Match | 21000 | 14700 |  |  | 69.8 | 63 | Federally-Regulated Consumer Product | 1995-06-15 |  | 1998-06-21
Empire Comfort Systems | Empire Comfort Systems | DV-25-2SG | Vented Gravity Type Wall Furna | Natural Gas | Pressure | TRUE | FALSE | 1 | None | None | Non-Condensing | Single-Stage | 25000 | 17500 |  |  | 67 | 63 | Federally-Regulated Consumer Product | 2010-01-11 |  | 2012-01-03
Williams Furnace Co. | Williams | 6502812 | Vented Room Heater - unspecifi | Natural Gas | No Match | TRUE | FALSE | 1 | None | None | No Match | No Match | 65000 | 45500 |  |  | 68.3 | 65 | Federally-Regulated Consumer Product | 1997-04-11 |  | 1998-06-21
Louisville Tin &amp; Stove Co. | Cozy | W502C | Vented Gravity Type Wall Furna | LPG | No Match | TRUE | FALSE | 1 | None | None | No Match | No Match | 50000 | 35000 |  |  | 65.1 | 65 | Federally-Regulated Consumer Product | 1992-06-03 |  | 1998-06-21
Louisville Tin &amp; Stove Co. | Cozy | CF354A | Vented Fan Type Wall Furnace | LPG | No Match | TRUE | FALSE | 1 | None | None | No Match | No Match | 35000 | 28000 |  |  | 74.8 | 73 | Federally-Regulated Consumer Product | 1992-06-03 |  | 1998-06-21
Louisville Tin &amp; Stove Co. | Louisville Tin & Stove Co. | WOW404* | Direct Vent Fan Type Wall Furn | LPG | Induced Draft | FALSE | FALSE | 1 |  | None | Non-Condensing | Single-Stage | 40000 | 29200 | 191 | 151 | 73 | 73 | Federally-Regulated Consumer Product | 2011-07-18 |  | 2013-06-17
Martin Industries | Martin | LSCG5** | Vented Fan Type Wall Furnace | LPG | No Match | TRUE | FALSE | 1 | None | None | No Match | No Match | 60000 | 45000 |  |  | 74 | 74 | Federally-Regulated Consumer Product | 1998-03-31 |  | 1998-06-21
Empire Stove | Empire | EH370-1 | Vented Room Heater - unspecifi | LPG | No Match | TRUE | FALSE | 1 | None | None | No Match | No Match | 70000 | 49000 |  |  |  |  | Non Federally-Regulated | 1981-04-03 |  | 1998-06-21
Heil Quaker | Sears | 867.7342 | Direct Vent Fan Type Wall Furn | Natural Gas | No Match | FALSE | FALSE | 1 | None | None | No Match | No Match | 25000 | 20000 |  |  |  |  | Non Federally-Regulated | 1982-05-21 |  | 1985-10-07
Valor Heating, Ltd. | Homeflame | 470-**P | Vented Room Heater - unspecifi | LPG | No Match | FALSE | FALSE | 1 | None | None | No Match | No Match | 20000 | 15000 |  |  | 58.3 | 58 | Federally-Regulated Consumer Product | 1995-06-15 |  | 1998-06-21
Perfection Products Co. | Perfection | VC250CTL-K | Vented Room Heater - unspecifi | LPG | No Match | TRUE | FALSE | 1 | None | None | No Match | No Match | 50000 | 35000 |  |  |  |  | Non Federally-Regulated | 1984-03-31 |  | 1998-06-21
Martin Industries | Warm Morning | LSC65RN | Vented Fan Type Wall Furnace | Natural Gas | No Match | TRUE | FALSE | 1 | None | None | No Match | No Match | 65000 | 48750 |  |  | 74 | 74 | Federally-Regulated Consumer Product | 1992-06-03 |  | 1998-06-21
Williams Furnace Co. | Continental | RFT55-IP | Vented Fan Type Wall Furnace | LPG | No Match | FALSE | FALSE | 1 | None | None | No Match | No Match | 55000 | 44000 |  |  | 76 | 74 | Non Federally-Regulated | 1988-07-27 |  | 1998-06-21
Locke Stove | Warm Morning | DV203AMAL | Direct Vent Gravity Type Wall | LPG | No Match | TRUE | FALSE | 1 | None | None | No Match | No Match | 30000 | 21000 |  |  |  |  | Non Federally-Regulated | 1981-05-04 |  | 1998-06-21
Williams Furnace Co. | Williams | 6502911 | Vented Room Heater - unspecifi | LPG | No Match | TRUE | FALSE | 1 | None | None | No Match | No Match | 65000 | 50400 |  |  | 70.5 | 65 | Federally-Regulated Consumer Product | 1995-06-15 |  | 1998-06-21
Empire Comfort Systems | Empire Comfort Systems | HW350GWOXX1 | Vented Gravity Type Wall Furna | Natural Gas | Injection Type | TRUE | FALSE | 1 | Draft Diverter | None | Non-Condensing | Single-Stage | 35000 | 24500 |  |  | 66 | 64 | Federally-Regulated Consumer Product | 2012-01-03 |  | 2013-06-17
CFM Majestic, Inc. ( Purchased by Monessen Hearth Systems Company 7/25/2008) | Insta-Flame | DVS2** | Direct Vent Gravity Type Wall | Natural Gas | No Match | TRUE | FALSE | 1 | None | None | Non-Condensing | Single-Stage | 30000 | 21000 |  |  | 66.2 | 64 | Federally-Regulated Consumer Product | 1995-05-05 |  | 1997-11-20
Williams Furnace Co. | Monterey | 35GVHE-3T NAT | Vented Gravity Type Wall Furna | Natural Gas | No Match | TRUE | FALSE | 1 | None | None | Non-Condensing | Single-Stage | 35000 | 27300 |  |  | 71.2 | 64 | Federally-Regulated Consumer Product | 1992-09-04 |  | 1995-06-05
Williams Furnace Co. | Williams | 2001621 | Gravity Type Vented Room Heate | LPG | Pressure | TRUE | FALSE | 1 |  | None | Non-Condensing | Single-Stage | 20000 | 16000 |  |  | 73 | 58 | Federally-Regulated Consumer Product | 2011-10-27 |  | 2013-06-17
Williams Furnace Co. | Williams | 5001512 | Vented Room Heater - unspecifi | Natural Gas | No Match | TRUE | FALSE | 1 | None | None | No Match | No Match | 50000 | 37500 |  |  | 68.1 | 65 | Federally-Regulated Consumer Product | 1995-06-15 |  | 1998-06-21
Williams Furnace Co. | Suburban | GWW-35PT-LP | Vented Gravity Type Wall Furna | LPG | No Match | TRUE | FALSE | 1 | None | None | No Match | No Match | 35000 | 34500 |  |  | 64.1 | 64 | Non Federally-Regulated | 1989-03-22 |  | 1990-06-26
Empire Comfort Systems | Empire | RH-35-5 | Gravity Type Vented Room Heate | Natural Gas | No Match | TRUE | FALSE | 1 | None | None | Non-Condensing | Single-Stage | 35000 | 24500 |  |  | 64 | 64 | Federally-Regulated Consumer Product | 1995-11-28 |  | 2007-11-16
Perfection Products Co. | Perfection | PW820RTL-B , | Vented Gravity Type Wall Furna | LPG | No Match | TRUE | FALSE | 1 | None | None | No Match | No Match | 20000 | 14000 |  |  |  |  | Non Federally-Regulated | 1985-10-07 |  | 1998-06-21
Williams Furnace Co. | Sears | 629.7566 | Vented Gravity Type Wall Furna | Natural Gas | No Match | TRUE | FALSE | 1 | None | None | Non-Condensing | Single-Stage | 25000 | 17500 |  |  | 63.3 | 63 | Non Federally-Regulated | 1988-03-14 |  | 1995-06-05
Williams Furnace Co. | Suburban | GWW-35P-NAT | Vented Gravity Type Wall Furna | Natural Gas | No Match | TRUE | FALSE | 1 | None | None | No Match | No Match | 35000 | 34500 |  |  | 64.1 | 64 | Federally-Regulated Consumer Product | 1990-06-26 |  | 1998-06-21
Locke Stove | Warm Morning | UDV25 | Direct Vent Gravity Type Wall | Natural Gas | No Match | TRUE | FALSE | 1 | None | None | No Match | No Match | 25000 | 17500 |  |  | 63 | 63 | Federally-Regulated Consumer Product | 1992-08-31 |  | 1998-06-21
Suburban Manufacturing Co. | Suburban | GWW-50PT-NAT | Vented Gravity Type Wall Furna | Natural Gas | No Match | TRUE | FALSE | 1 | None | None | No Match | No Match | 50000 | 35300 |  |  | 65.1 | 65 | Non Federally-Regulated | 1988-07-27 |  | 1998-06-21
Louisville Tin &amp; Stove Co. | Cozy | 88N65 | Gravity Type Floor Furnace | Natural Gas | No Match | TRUE | FALSE | 1 | None | None | No Match | No Match | 62000 | 43400 |  |  | 57 | 57 | Non Federally-Regulated | 1989-03-22 |  | 1998-06-21
Williams Furnace Co. | Williams | 6501712 | Gravity Type Vented Room Heate | Natural Gas | No Match | TRUE | FALSE | 1 | None | None | Non-Condensing | Single-Stage | 65000 | 45500 |  |  | 68.3 | 65 | Federally-Regulated Consumer Product | 1993-12-10 |  | 1995-06-05
Empire Stove | Montgomery Ward | EM-50741C | Gravity Type Floor Furnace | Natural Gas | No Match | TRUE | FALSE | 1 | None | None | No Match | No Match | 45000 | 31500 |  |  |  |  | Non Federally-Regulated | 1984-03-31 |  | 1998-06-21
Heil Quaker | Comfortmaker | FA20TP | Vented Room Heater - unspecifi | LPG | No Match | TRUE | FALSE | 1 | None | None | No Match | No Match | 17000 | 13000 |  |  | 74.4 | 57 | Federally-Regulated Consumer Product | 1992-06-03 |  | 1998-06-21
Williams Furnace Co. | Continental | RMG25-1-NAT | Vented Gravity Type Wall Furna | Natural Gas | No Match | TRUE | FALSE | 1 | None | None | Non-Condensing | Single-Stage | 25000 | 17500 |  |  | 63.3 | 63 | Non Federally-Regulated | 1988-01-29 |  | 1995-06-05
Addison Products | Dearborn Baronet II | DRH760*-*-* | Vented Room Heater - unspecifi | LPG | No Match | TRUE | FALSE | 1 | None | None | No Match | No Match | 60000 | 42000 |  |  |  |  | Non Federally-Regulated | 1984-03-31 |  | 1998-06-21
Locke Stove | Warm Morning | WFC-50BL | Vented Fan Type Wall Furnace | LPG | No Match | TRUE | FALSE | 1 | None | None | No Match | No Match | 50000 | 38500 |  |  |  |  | Non Federally-Regulated | 1982-05-21 |  | 1998-06-21
Williams Furnace Co. | Forsaire | 5508332 | Vented Fan Type Wall Furnace | Natural Gas | No Match | FALSE | FALSE | 1 | None | None | No Match | No Match | 55000 | 44000 |  |  | 76 | 74 | Federally-Regulated Consumer Product | 1997-04-11 |  | 1998-06-21
Williams Furnace Co. | Williams | 3502811 (35RHB LPG) | Vented Room Heater - unspecifi | LPG | No Match | TRUE | FALSE | 1 | None | None | No Match | No Match | 35000 | 24500 |  |  | 67.1 | 64 | Federally-Regulated Consumer Product | 1995-06-15 |  | 1998-06-21
Heil Quaker | Sears | 867.7349 | Direct Vent Gravity Type Wall | Natural Gas | No Match | TRUE | FALSE | 1 | None | None | No Match | No Match | 20000 | 14000 |  |  |  |  | Non Federally-Regulated | 1982-05-21 |  | 1998-06-21
Williams Furnace Co. | Williams | 6502711 | Vented Room Heater - unspecifi | LPG | No Match | TRUE | FALSE | 1 | None | None | No Match | No Match | 65000 | 45500 |  |  | 68.3 | 65 | Federally-Regulated Consumer Product | 1997-04-11 |  | 1998-06-21
Dearborn Stove | Dearborn Baronet II | DCH640-ST-D | Vented Room Heater - unspecifi | Natural Gas | No Match | TRUE | FALSE | 1 | None | None | No Match | No Match | 40000 | 28000 |  |  |  |  | Non Federally-Regulated | 1981-03-11 |  | 1998-06-21
Williams Furnace Co. | Dearborn | DVF55EI-LPG | Vented Fan Type Wall Furnace | LPG | No Match | FALSE | FALSE | 1 | None | None | No Match | No Match | 55000 | 44000 |  |  |  | 74 | Federally-Regulated Consumer Product | 1992-08-31 |  | 1998-06-21
Heil Quaker | Sears | 629.7769 | Direct Vent Fan Type Wall Furn | LPG | No Match | TRUE | FALSE | 1 | None | None | No Match | No Match | 55000 | 44000 |  |  | 77 | 74 | Non Federally-Regulated | 1988-07-27 |  | 1998-06-21
Johnson Gas Appliance Co. | Mendota | DVFS | Direct Vent Gravity Type Wall | LPG | No Match | TRUE | FALSE | 1 | None | None | Non-Condensing | Single-Stage | 32500 | 18000 |  |  | 73.4 | 64 | Federally-Regulated Consumer Product | 1994-08-05 |  | 1995-05-22
Louisville Tin &amp; Stove Co. | Cozy | 86B35A-MIL | Gravity Type Floor Furnace | Natural Gas | No Match | TRUE | FALSE | 1 | None | None | No Match | No Match | 35000 | 24500 |  |  | 65 | 56 | Non Federally-Regulated | 1988-01-29 |  | 1998-06-21
Williams Furnace Co. | Sahara | 22DV-3-NAT | Direct Vent Gravity Type Wall | Natural Gas | No Match | TRUE | FALSE | 1 | None | None | No Match | No Match | 22000 | 15400 |  |  |  |  | Non Federally-Regulated | 1985-10-07 |  | 1998-06-21
Empire Comfort Systems | Empire | RH-35-2 | Gravity Type Vented Room Heate | Natural Gas | No Match | TRUE | FALSE | 1 | None | None | Non-Condensing | Single-Stage | 35000 | 24500 |  |  | 64 | 64 | Federally-Regulated Consumer Product | 1992-07-08 |  | 2007-11-16
RSF Energy, Ltd. | RSF Energy | MARIAH (LP) | Vented Room Heater - unspecifi | LPG | No Match | TRUE | FALSE | 1 | None | None | No Match | No Match | 30000 | 23000 |  |  | 66.1 | 64 | Federally-Regulated Consumer Product | 1995-06-15 |  | 1998-06-21
Perfection Schwank | Perfection | PDW850RTN-CS | Vented Gravity Type Wall Furna | Natural Gas | No Match | TRUE | FALSE | 1 | None | None | Non-Condensing | Single-Stage | 50000 | 35000 |  |  | 65 | 65 | Federally-Regulated Consumer Product | 1991-02-08 |  | 2003-10-02
Louisville Tin &amp; Stove Co. | Cozy | CF558 | Vented Fan Type Wall Furnace | LPG | No Match | FALSE | FALSE | 1 | None | None | No Match | No Match | 55000 | 44000 |  |  | 77.7 | 74 | Federally-Regulated Consumer Product | 1997-04-11 |  | 1998-06-21
Martin Industries | Martin | V4935 VST | Vented Room Heater - unspecifi | LPG | No Match | TRUE | FALSE | 1 | None | None | No Match | No Match | 35000 | 24500 |  |  |  |  | Non Federally-Regulated | 1985-10-07 |  | 1998-06-21
Williams Furnace Co. | Monterey | 35GVHE-3 NAT | Vented Gravity Type Wall Furna | Natural Gas | No Match | TRUE | FALSE | 1 | None | None | Non-Condensing | Single-Stage | 35000 | 27300 |  |  | 71.2 | 64 | Federally-Regulated Consumer Product | 1992-09-04 |  | 1995-06-05
Williams Furnace Co. | Williams | 5508332 | Vented Fan Type Wall Furnace | Natural Gas | Pressure | FALSE | FALSE | 1 |  | None | Non-Condensing | Single-Stage | 55000 | 44000 | 0 | 0 | 76 | 74 | Federally-Regulated Consumer Product | 2012-05-02 |  | 2013-06-17
Williams Furnace Co. | Monterey | 35GV-5-LPG | Vented Gravity Type Wall Furna | LPG | No Match | TRUE | FALSE | 1 | None | None | Non-Condensing | Single-Stage | 34000 | 23800 |  |  | 64.1 | 64 | Non Federally-Regulated | 1988-03-14 |  | 1995-06-05
Rinnai America | Energy Savers | RHFE-431FAII-N | Direct Vent Fan Type Wall Furn | Natural Gas | No Match | FALSE | FALSE | 1 | None | None | Non-Condensing | Single-Stage | 16700 | 13360 |  |  | 80 | 73 | Federally-Regulated Consumer Product | 2000-07-18 |  | 2007-11-16
Heat-N-Glo Fireplace Products | Golden Flame | 4000WH | Direct Vent Gravity Type Wall | Natural Gas | No Match | TRUE | FALSE | 1 | None | None | Non-Condensing | Single-Stage | 21000 | 14700 |  |  | 70 | 63 | Federally-Regulated Consumer Product | 1991-03-15 |  | 1993-12-14
Williams Furnace Co. | Dearborn | DWF25BU-2 NAT | Vented Gravity Type Wall Furna | Natural Gas | No Match | TRUE | FALSE | 1 | None | None | No Match | No Match | 25000 | 17500 |  |  |  |  | Non Federally-Regulated | 1981-08-13 |  | 1998-06-21
Williams Furnace Co. | Debonair | 30DV-5-NAT | Direct Vent Gravity Type Wall | Natural Gas | No Match | TRUE | FALSE | 1 | None | None | No Match | No Match | 30000 | 21000 |  |  | 65.6 | 64 | Non Federally-Regulated | 1988-01-29 |  | 1998-06-21
Perfection Products Co. | Perfection | WSV1351L-M3 | Direct Vent Gravity Type Wall | LPG | No Match | TRUE | FALSE | 1 | None | None | No Match | No Match | 35000 | 24500 |  |  |  |  | Non Federally-Regulated | 1984-03-31 |  | 1998-06-21
Empire Comfort Systems | Empire | DV206-6 | Direct Vent Gravity Type Wall | Natural Gas | No Match | TRUE | FALSE | 1 | None | None | No Match | No Match | 6000 | 4200 |  |  |  |  | Non Federally-Regulated | 1985-10-07 |  | 1998-06-21
Perfection Schwank | Perfection | WASV120SEN | Direct Vent Gravity Type Wall | Natural Gas | No Match | TRUE | FALSE | 1 | None | None | Non-Condensing | Single-Stage | 20000 | 14060 |  |  | 64.9 | 63 | Non Federally-Regulated | 1988-02-05 |  | 1991-02-08
Empire Comfort Systems | Empire Comfort Systems | RH50-6 | Gravity Type Vented Room Heate | LPG | Pressure | TRUE | FALSE | 1 |  | None | Non-Condensing | Single-Stage | 50000 | 35000 |  |  | 68 | 65 | Federally-Regulated Consumer Product | 2013-06-17 |  | 2014-08-28
NHC | Sterling-Millivolt | STERLING-NF | Gravity Type Vented Room Heate | Natural Gas | No Match | TRUE | FALSE | 1 | None | None | Non-Condensing | Single-Stage | 40000 | 31000 |  |  | 72.1 | 64 | Federally-Regulated Consumer Product | 1993-09-27 |  | 1994-10-12
Louisville Tin &amp; Stove Co. | Cozy | C*20B | Vented Room Heater - unspecifi | Natural Gas | No Match | TRUE | FALSE | 1 | None | None | No Match | No Match | 20000 | 12000 |  |  | 60.8 | 58 | Federally-Regulated Consumer Product | 1997-04-11 |  | 1998-06-21
Williams Furnace Co. | Sahara | 400DVX-LPG | Direct Vent Fan Type Wall Furn | LPG | No Match | TRUE | FALSE | 1 | None | None | No Match | No Match | 40000 | 32000 |  |  |  |  | Non Federally-Regulated | 1985-10-07 |  | 1998-06-21
Martin Industries | Warm Morning | V30KP | Vented Room Heater - unspecifi | LPG | No Match | TRUE | FALSE | 1 | None | None | No Match | No Match | 30000 | 21000 |  |  | 64 | 64 | Federally-Regulated Consumer Product | 1992-06-03 |  | 1998-06-21
Heil Quaker | Sears | 629.7766 | Vented Gravity Type Wall Furna | LPG | No Match | TRUE | FALSE | 1 | None | None | No Match | No Match | 20000 | 14120 |  |  | 63.2 | 63 | Non Federally-Regulated | 1988-07-27 |  | 1998-06-21
Williams Furnace Co. | Debonair | 14DV-5-NAT | Direct Vent Gravity Type Wall | Natural Gas | No Match | TRUE | FALSE | 1 | None | None | No Match | No Match | 14000 | 9800 |  |  | 63.1 | 61 | Non Federally-Regulated | 1988-01-29 |  | 1998-06-21
Addison Products | Dearborn Baronet II | DRH5D* | Vented Room Heater - unspecifi | LPG | No Match | TRUE | FALSE | 1 | None | None | No Match | No Match | 45000 | 31500 |  |  |  |  | Non Federally-Regulated | 1985-10-07 |  | 1998-06-21
LSC, Inc. | LSC, Inc. | LSC650L | Vented Fan Type Wall Furnace | Natural Gas | No Match | TRUE | FALSE | 1 | None | None | No Match | No Match | 65000 | 52000 |  |  |  |  | Non Federally-Regulated | 1985-10-07 |  | 1998-06-21
Williams Furnace Co. | Forsaire | 435FEI-NAT | Vented Fan Type Wall Furnace | Natural Gas | No Match | FALSE | FALSE | 1 | None | None | No Match | No Match | 35000 | 28000 |  |  | 75.6 | 73 | Non Federally-Regulated | 1988-07-27 |  | 1998-06-21
Ultra-Aire | Ultra-Aire | UA250S-RC | Vented Gravity Type Wall Furna | Natural Gas | No Match | TRUE | FALSE | 1 | None | None | No Match | No Match | 25000 | 17500 |  |  |  |  | Non Federally-Regulated | 1981-06-29 |  | 1998-06-21
Williams Furnace Co. | Suburban | GWW-20PAT-NAT | Vented Gravity Type Wall Furna | Natural Gas | No Match | TRUE | FALSE | 1 | None | None | Non-Condensing | Single-Stage | 20000 | 14120 |  |  | 63.2 | 63 | Federally-Regulated Consumer Product | 1991-08-29 |  | 1995-06-05
NHC | Sterling DV | STERLING DV | Direct Vent Gravity Type Wall | Natural Gas | No Match | TRUE | FALSE | 1 | None | None | Non-Condensing | Single-Stage | 36400 | 28000 |  |  | 72 | 64 | Federally-Regulated Consumer Product | 1994-08-16 |  | 2003-09-16
Williams Furnace Co. | Dayton | 3e+289 | Vented Gravity Type Wall Furna | Natural Gas | No Match | TRUE | FALSE | 1 | None | None | No Match | No Match | 25000 | 17500 |  |  | 63.3 | 63 | Federally-Regulated Consumer Product | 1990-06-26 |  | 1992-06-03
Kilbury | Kilbury | 14HV-l | Unvented Room Heater | Natural Gas | No Match | TRUE | FALSE | 1 | None | None | No Match | No Match | 50000 | 50000 |  |  |  |  | Non Federally-Regulated | 1981-04-14 |  | 1998-06-21
Preway | Preway | FVP75P | Vented Room Heater - unspecifi | Natural Gas | No Match | TRUE | FALSE | 1 | None | None | No Match | No Match | 75000 | 52500 |  |  |  |  | Non Federally-Regulated | 1985-10-07 |  | 1998-06-21
Williams Furnace Co. | Chamberlain | 3003611 | Vented Gravity Type Wall Furna | LPG | No Match | TRUE | FALSE | 1 | None | None | Non-Condensing | Single-Stage | 30000 | 21849 |  |  | 66.4 | 64 | Federally-Regulated Consumer Product | 1995-06-05 |  | 2012-11-19
Martin Industries | Williams | RVH50B | Vented Room Heater - unspecifi | Natural Gas | No Match | TRUE | FALSE | 1 | None | None | No Match | No Match | 50000 | 35000 |  |  | 65 | 65 | Non Federally-Regulated | 1988-01-29 |  | 1998-06-21
Louisville Tin &amp; Stove Co. | Cozy | CDV33* | Direct Vent Gravity Type Wall | Natural Gas | No Match | TRUE | FALSE | 1 | None | None | Non-Condensing | Single-Stage | 33000 | 21120 |  |  | 64.4 | 64 | Federally-Regulated Consumer Product | 1990-06-25 |  | 1991-11-13
Williams Furnace Co. | Williams | 2509622 | Vented Gravity Type Wall Furna | Natural Gas | Pressure | TRUE | FALSE | 1 |  | None | Non-Condensing | Single-Stage | 25000 | 19350 |  |  | 70.7 | 63 | Federally-Regulated Consumer Product | 2011-08-22 |  | 2012-11-16
Perfection Products Co. | Perfection | WASV712RTN | Direct Vent Gravity Type Wall | Natural Gas | No Match | TRUE | FALSE | 1 | None | None | No Match | No Match | 12000 | 8400 |  |  | 60 | 60 | Non Federally-Regulated | 1989-03-22 |  | 1998-06-21
Williams Furnace Co. | Williams | 3501811 | Gravity Type Vented Room Heate | LPG | No Match | TRUE | FALSE | 1 | None | None | Non-Condensing | Single-Stage | 35000 | 24500 |  |  | 67.1 | 64 | Federally-Regulated Consumer Product | 1993-12-10 |  | 1995-06-05
Regency Industries Canada | Regency Industries Canada | U41DVF-NG | Direct Vent Gravity Type Wall | Natural Gas | No Match | TRUE | FALSE | 1 | None | None | No Match | No Match | 38000 | 28120 |  |  | 65.1 | 64 | Federally-Regulated Consumer Product | 1995-06-15 |  | 1998-06-21
Empire Comfort Systems | Empire | PH-20 | Direct Vent Fan Type Wall Furn | Natural Gas | No Match | FALSE | FALSE | 1 | None | None | No Match | No Match | 20000 | 19000 |  |  | 91.4 | 73 | Federally-Regulated Consumer Product | 1992-06-03 |  | 1997-04-11
Williams Furnace Co. | Williams | 3502812 (35RHB NAT) | Vented Room Heater - unspecifi | Natural Gas | No Match | TRUE | FALSE | 1 | None | None | No Match | No Match | 35000 | 24500 |  |  | 67.1 | 64 | Federally-Regulated Consumer Product | 1997-04-11 |  | 1998-06-21
Rinnai America | Rinnai | RHFE-431WTA-N | Direct Vent Fan Type Wall Furn | Natural Gas | No Match | FALSE | FALSE | 1 | None | None | Non-Condensing | Single-Stage | 16700 | 13553 |  |  | 80.8 | 73 | Federally-Regulated Consumer Product | 1999-09-17 |  | 2000-07-18
Williams Furnace Co. | Debonair | 30DV-3-NAT | Direct Vent Gravity Type Wall | Natural Gas | No Match | TRUE | FALSE | 1 | None | None | Non-Condensing | Single-Stage | 30000 | 21000 |  |  | 65.6 | 64 | Non Federally-Regulated | 1988-03-14 |  | 1988-07-27
Williams Furnace Co. | Williams | 5001812 (50EHB NAT) | Gravity Type Vented Room Heate | Natural Gas | No Match | TRUE | FALSE | 1 | None | None | Non-Condensing | Single-Stage | 50000 | 35000 |  |  | 67.4 | 65 | Federally-Regulated Consumer Product | 1995-06-05 |  | 2012-11-19
Empire Comfort Systems | Empire | DV225-2 | Direct Vent Gravity Type Wall | LPG | No Match | TRUE | FALSE | 1 | None | None | No Match | No Match | 25000 | 16500 |  |  |  |  | Non Federally-Regulated | 1985-10-07 |  | 1998-06-21
Williams Furnace Co. | Suburban | GWW-35PT-LP | Vented Gravity Type Wall Furna | LPG | No Match | TRUE | FALSE | 1 | None | None | No Match | No Match | 35000 | 34500 |  |  | 64.1 | 64 | Federally-Regulated Consumer Product | 1990-06-26 |  | 1998-06-21
Louisville Tin &amp; Stove Co. | Louisville Tin & Stove Co. | HEDV404* | Direct Vent Fan Type Wall Furn | LPG | Induced Draft | FALSE | FALSE | 1 |  | None | Non-Condensing | Single-Stage | 40000 | 32000 | 4 |  | 80.1 | 73 | Federally-Regulated Consumer Product | 2011-06-23 |  | 2011-07-18
Orrville Products | Comfortec | CDV40RP | Direct Vent Gravity Type Wall | LPG | No Match | TRUE | FALSE | 1 | None | None | No Match | No Match | 25000 | 18750 |  |  | 75 | 63 | Federally-Regulated Consumer Product | 1997-04-11 |  | 1998-06-21
Perfection Products Co. | Perfection | PW820TN-B-4 | Vented Gravity Type Wall Furna | Natural Gas | No Match | TRUE | FALSE | 1 | None | None | No Match | No Match | 20000 | 14000 |  |  |  |  | Non Federally-Regulated | 1984-03-31 |  | 1998-06-21
Regency Industries Canada | Regency Industries Canada | GR57H | Vented Room Heater - unspecifi | Natural Gas | No Match | FALSE | FALSE | 1 | None | None | No Match | No Match | 26250 | 18375 |  |  | 70 | 63 | Federally-Regulated Consumer Product | 1995-06-15 |  | 1998-06-21
Malm Fireplaces, Inc. | Carmel | CARMEL | Vented Room Heater - unspecifi | LPG | No Match | TRUE | FALSE | 1 | None | None | No Match | No Match | 22500 | 18000 |  |  | 71 | 63 | Federally-Regulated Consumer Product | 1995-06-15 |  | 1998-06-21
Louisville Tin &amp; Stove Co. | Louisville Tin & Stove Co. | BBT104* | Direct Vent Gravity Type Wall | LPG | Induced Draft | FALSE | FALSE | 1 |  | None | Non-Condensing | Single-Stage | 9000 | 7200 |  |  | 80 | 59 | Federally-Regulated Consumer Product | 2011-06-14 |  | 2011-07-18
CFM Majestic, Inc. ( Purchased by Monessen Hearth Systems Company 7/25/2008) | Insta-Flame | DVS3** | Direct Vent Gravity Type Wall | LPG | No Match | TRUE | FALSE | 1 | None | None | Non-Condensing | Single-Stage | 25000 | 17500 |  |  | 64.1 | 63 | Federally-Regulated Consumer Product | 1995-05-05 |  | 1997-11-20
Regency Industries Canada | Regency Industries Canada | U41DVF-LP | Direct Vent Gravity Type Wall | LPG | No Match | TRUE | FALSE | 1 | None | None | No Match | No Match | 33000 | 24090 |  |  | 64.8 | 64 | Federally-Regulated Consumer Product | 1995-06-15 |  | 1998-06-21
Perfection Products Co. | Perfection | VC270CTL-J | Vented Room Heater - unspecifi | LPG | No Match | TRUE | FALSE | 1 | None | None | No Match | No Match | 70000 | 49000 |  |  |  |  | Non Federally-Regulated | 1984-03-31 |  | 1998-06-21
Williams Furnace Co. | Debonair | 22DV-3-LPG | Direct Vent Gravity Type Wall | LPG | No Match | TRUE | FALSE | 1 | None | None | No Match | No Match | 22000 | 15400 |  |  | 64.8 | 63 | Federally-Regulated Consumer Product | 1997-04-11 |  | 1998-06-21
Empire Comfort Systems | Empire | VEP-40B | Vented Gravity Type Wall Furna | Natural Gas | No Match | FALSE | FALSE | 1 | None | None | No Match | No Match | 15000 | 12000 |  |  | 80 | 61 | Non Federally-Regulated | 1988-07-27 |  | 1998-06-21
Suburban Manufacturing Co. | Suburban | DNV-25 | Direct Vent Fan Type Wall Furn | Natural Gas | No Match | FALSE | FALSE | 1 | None | None | No Match | No Match | 25000 | 18750 |  |  |  |  | Non Federally-Regulated | 1981-03-11 |  | 1984-03-31
Perfection Schwank | Perfection | 35945 (SEARS) | Gravity Type Vented Room Heate | Natural Gas | No Match | TRUE | FALSE | 1 | None | None | Non-Condensing | Single-Stage | 50000 | 35000 |  |  | 65 | 65 | Federally-Regulated Consumer Product | 1991-02-08 |  | 2003-10-02
Williams Furnace Co. | Continental | RMG25-0-NAT | Vented Gravity Type Wall Furna | Natural Gas | No Match | TRUE | FALSE | 1 | None | None | Non-Condensing | Single-Stage | 25000 | 17500 |  |  | 63.3 | 63 | Non Federally-Regulated | 1988-01-29 |  | 1995-06-05
Polaris Fireplaces, Inc. | Polaris | PG 150 N | Gravity Type Vented Room Heate | Natural Gas | No Match | FALSE | FALSE | 1 | None | None | Non-Condensing | Single-Stage | 22000 | 17800 |  |  | 67.4 | 63 | Federally-Regulated Consumer Product | 1993-10-27 |  | 1993-12-14
Williams Furnace Co. | Dearborn | DWF25BG-1 NAT.. | Vented Gravity Type Wall Furna | Natural Gas | No Match | TRUE | FALSE | 1 | None | None | No Match | No Match | 25000 | 17500 |  |  |  | 63 | Federally-Regulated Consumer Product | 1992-08-31 |  | 1998-06-21
Louisville Tin &amp; Stove Co. | Cozy | 86B35A-MIL | Gravity Type Floor Furnace | Natural Gas | No Match | TRUE | FALSE | 1 | None | None | Non-Condensing | Single-Stage | 35000 | 24500 |  |  | 65 | 56 | Non Federally-Regulated | 1988-02-05 |  | 1991-11-13
Rinnai America | Energy Savers | RHFE-1004FA-P | Direct Vent Fan Type Wall Furn | LPG | No Match | FALSE | FALSE | 1 | None | None | Non-Condensing | Single-Stage | 36500 | 30587 |  |  | 83.8 | 73 | Federally-Regulated Consumer Product | 2000-07-18 |  | 2007-11-16
Martin Industries | Midland International | V6935 | Gravity Type Vented Room Heate | LPG | No Match | TRUE | FALSE | 1 | None | None | Non-Condensing | Single-Stage | 35000 | 24500 |  |  | 64 | 64 | Federally-Regulated Consumer Product | 1992-04-30 |  | 1992-06-19
Williams Furnace Co. | Continental | RFT55-OP | Vented Fan Type Wall Furnace | LPG | No Match | TRUE | FALSE | 1 | None | None | No Match | No Match | 55000 | 44000 |  |  | 75.3 | 74 | Non Federally-Regulated | 1988-07-27 |  | 1998-06-21
Suburban Manufacturing Co. | Suburban | TA-1020 | Direct Vent Fan Type Wall Furn | LPG | No Match | FALSE | FALSE | 1 | None | None | No Match | No Match | 10000 | 8000 |  |  |  |  | Non Federally-Regulated | 1984-03-31 |  | 1998-06-21
New Buck | Buck Stove | 66 | Vented Room Heater - unspecifi | Natural Gas | No Match | TRUE | FALSE | 1 | None | None | No Match | No Match | 40000 | 31200 |  |  | 78 | 64 | Federally-Regulated Consumer Product | 1995-06-15 |  | 1998-06-21
Heil Quaker | Sears | 867.7341 | Direct Vent Gravity Type Wall | LPG | No Match | TRUE | FALSE | 1 | None | None | No Match | No Match | 20000 | 14000 |  |  |  |  | Non Federally-Regulated | 1984-03-31 |  | 1998-06-21
Locke Stove | Warm Morning | V-30FMAL | Vented Room Heater - unspecifi | LPG | No Match | TRUE | FALSE | 1 | None | None | No Match | No Match | 30000 | 21000 |  |  |  |  | Non Federally-Regulated | 1981-05-11 |  | 1998-06-21
Perfection Products Co. | Perfection | PDW850TN-A | Vented Gravity Type Wall Furna | LPG | No Match | TRUE | FALSE | 1 | None | None | No Match | No Match | 50000 | 35000 |  |  |  | 65 | Federally-Regulated Consumer Product | 1992-08-31 |  | 1998-06-21
Williams Furnace Co. | Williams | 65EH-NAT | Vented Room Heater - unspecifi | Natural Gas | No Match | TRUE | FALSE | 1 | None | None | No Match | No Match | 65000 | 45500 |  |  | 68.3 | 65 | Federally-Regulated Consumer Product | 1992-06-03 |  | 1998-06-21
Williams Furnace Co. | Williams | 6501811 (65EHB LPG) | Gravity Type Vented Room Heate | LPG | No Match | TRUE | FALSE | 1 | None | None | Non-Condensing | Single-Stage | 65000 | 45500 |  |  | 68.3 | 65 | Federally-Regulated Consumer Product | 1995-06-05 |  | 2012-11-19
Martin Industries | Martin | MSC35 | Vented Fan Type Wall Furnace | Natural Gas | No Match | TRUE | FALSE | 1 | None | None | No Match | No Match | 30000 | 22500 |  |  | 73 | 73 | Federally-Regulated Consumer Product | 1992-06-03 |  | 1998-06-21
Williams Furnace Co. | Suburban | GWW-35PT-NAT | Vented Gravity Type Wall Furna | Natural Gas | No Match | TRUE | FALSE | 1 | None | None | Non-Condensing | Single-Stage | 35000 | 34500 |  |  | 64.1 | 64 | Non Federally-Regulated | 1988-06-22 |  | 1989-03-22
Perfection Products Co. | Perfection | SV733SEL | Direct Vent Gravity Type Wall | Natural Gas | No Match | TRUE | FALSE | 1 | None | None | No Match | No Match | 33000 | 23100 |  |  |  |  | Non Federally-Regulated | 1985-10-07 |  | 1998-06-21
Williams Furnace Co. | Dayton | 38169 | Vented Fan Type Wall Furnace | LPG | No Match | TRUE | FALSE | 1 | None | None | No Match | No Match | 35000 | 28000 |  |  |  |  | Non Federally-Regulated | 1985-10-07 |  | 1998-06-21
Del Ray | Montigo | ME38DV | Direct Vent Gravity Type Wall | Natural Gas | No Match | TRUE | FALSE | 1 | None | None | Non-Condensing | Single-Stage | 22000 | 15514 |  |  | 63.2 | 63 | Federally-Regulated Consumer Product | 2000-01-26 |  | 2000-01-26
CFM Majestic, Inc. ( Purchased by Monessen Hearth Systems Company 7/25/2008) | Insta-Flame | DVS3 | Direct Vent Gravity Type Wall | Natural Gas | No Match | TRUE | FALSE | 1 | None | None | No Match | No Match | 34000 | 23800 |  |  | 64.1 | 64 | Federally-Regulated Consumer Product | 1997-04-11 |  | 1998-06-21
Williams Furnace Co. | Williams | 3501812 | Gravity Type Vented Room Heate | Natural Gas | No Match | TRUE | FALSE | 1 | None | None | Non-Condensing | Single-Stage | 35000 | 24500 |  |  | 67.1 | 64 | Federally-Regulated Consumer Product | 1993-12-10 |  | 1995-06-05
Perfection Schwank | Perfection | VRC250CTN-W-1 | Vented Room Heater - unspecifi | Natural Gas | No Match | TRUE | FALSE | 1 | None | None | No Match | No Match | 50000 | 35000 |  |  | 65 | 65 | Federally-Regulated Consumer Product | 1995-06-15 |  | 1998-06-21
Blaze King Industries | Pegasus | 9603T | Vented Room Heater - unspecifi | Natural Gas | No Match | TRUE | FALSE | 1 | None | None | No Match | No Match | 38000 | 30800 |  |  | 73.9 | 64 | Federally-Regulated Consumer Product | 1997-04-11 |  | 1998-06-21
Williams Furnace Co. | Dayton | 3e+290 | Vented Gravity Type Wall Furna | Natural Gas | No Match | TRUE | FALSE | 1 | None | None | Non-Condensing | Single-Stage | 35000 | 24500 |  |  | 64.1 | 64 | Non Federally-Regulated | 1988-03-14 |  | 1988-07-27
Hunter Energy & Technology | Hunter | PW/WF50-3 | Vented Room Heater - unspecifi | Natural Gas | No Match | TRUE | FALSE | 1 | None | None | No Match | No Match | 50000 | 35600 |  |  | 66.4 | 65 | Federally-Regulated Consumer Product | 1995-06-15 |  | 1998-06-21
Empire Comfort Systems | Empire | 7088 | Gravity Type Floor Furnace | Natural Gas | No Match | TRUE | FALSE | 1 | None | None | Non-Condensing | Single-Stage | 65000 | 45500 |  |  | 60 | 57 | Federally-Regulated Consumer Product | 1990-04-24 |  | 1993-12-14
Louisville Tin &amp; Stove Co. | Cozy | CF35*A | Vented Fan Type Wall Furnace | Natural Gas | No Match | FALSE | FALSE | 1 | None | None | Non-Condensing | Single-Stage | 35000 | 28000 |  |  | 75.4 | 73 | Federally-Regulated Consumer Product | 1990-06-25 |  | 1992-05-07
Louisville Tin &amp; Stove Co. | Cozy | C160A | Vented Room Heater - unspecifi | Natural Gas | No Match | TRUE | FALSE | 1 | None | None | No Match | No Match | 60000 | 42000 |  |  | 65 | 65 | Federally-Regulated Consumer Product | 1997-04-11 |  | 1998-06-21
Williams Furnace Co. | Sahara | 25GV-A1-3-HAT | Vented Gravity Type Wall Furna | Natural Gas | No Match | TRUE | FALSE | 1 | None | None | No Match | No Match | 25000 | 17500 |  |  |  |  | Non Federally-Regulated | 1985-10-07 |  | 1998-06-21
Empire Comfort Systems | Empire Comfort Systems | DV-35-2SG | Vented Gravity Type Wall Furna | LPG | Pressure | TRUE | FALSE | 1 | None | None | Non-Condensing | Single-Stage | 35000 | 24500 |  |  | 68 | 64 | Federally-Regulated Consumer Product | 2013-06-17 |  | 2014-08-28
Rinnai America | Rinnai | RHFE-1001FA/VA-P | Direct Vent Fan Type Wall Furn | LPG | No Match | FALSE | FALSE | 1 | None | None | Non-Condensing | Single-Stage | 36500 | 29680 |  |  | 81.3 | 73 | Federally-Regulated Consumer Product | 1999-09-17 |  | 2000-07-18
Empire Comfort Systems | Empire Comfort Systems | DV-25-2SG | Vented Gravity Type Wall Furna | Natural Gas | Pressure | TRUE | FALSE | 1 | None | None | Non-Condensing | Single-Stage | 25000 | 17500 |  |  | 67 | 63 | Federally-Regulated Consumer Product | 2013-06-17 |  | 2014-08-28
Addison Products | Dearborn Baronet II | DRH35*-* | Vented Room Heater - unspecifi | LPG | No Match | TRUE | FALSE | 1 | None | None | No Match | No Match | 30000 | 21000 |  |  |  |  | Non Federally-Regulated | 1984-03-31 |  | 1998-06-21
Canadian Heating Products, Inc. ( Montigo ) | Del Ray | M38DST-I | Direct Vent Gravity Type Wall | Natural Gas | No Match | FALSE | FALSE | 1 | None | None | Non-Condensing | Single-Stage | 32000 | 22400 |  |  | 66.5 | 64 | Federally-Regulated Consumer Product | 1999-06-18 |  | 1999-10-21
Empire Comfort Systems | Empire | RH-50-1 | Gravity Type Vented Room Heate | Natural Gas | No Match | TRUE | FALSE | 1 | None | None | Non-Condensing | Single-Stage | 50000 | 35000 |  |  | 65 | 65 | Federally-Regulated Consumer Product | 1991-05-07 |  | 2007-11-16
Williams Furnace Co. | Monterey | 20GV-3-LPG | Vented Gravity Type Wall Furna | LPG | No Match | TRUE | FALSE | 1 | None | None | No Match | No Match | 20000 | 14000 |  |  |  | 63 | Non Federally-Regulated | 1988-01-29 |  | 1998-06-21
Dearborn Stove | Montgomery Ward | KDT6225C | Vented Room Heater - unspecifi | Natural Gas | No Match | TRUE | FALSE | 1 | None | None | No Match | No Match | 25000 | 17500 |  |  |  |  | Non Federally-Regulated | 1981-03-11 |  | 1998-06-21
Martin Industries | Martin | MSC50 | Vented Fan Type Wall Furnace | Natural Gas | No Match | TRUE | FALSE | 1 | None | None | Non-Condensing | Single-Stage | 50000 | 37500 |  |  | 74 | 74 | Federally-Regulated Consumer Product | 1992-03-27 |  | 1993-12-14
Johnson Gas Appliance Co. | Mendota | MIG40 | Vented Room Heater - unspecifi | Natural Gas | No Match | TRUE | FALSE | 1 | None | None | No Match | No Match | 40000 | 32120 |  |  | 72.1 | 64 | Federally-Regulated Consumer Product | 1998-03-31 |  | 1998-06-21
Rinnai America | Rinnai | RHFE-750ETRA-P | Fan Type Vented Room Heater | LPG | Injection Type | FALSE | FALSE | 1 |  | None | Non-Condensing | Single-Stage | 28000 | 22180 | 6 | 6 | 80 | 64 | Federally-Regulated Consumer Product | 2011-06-14 |  | 2011-07-18
Louisville Tin &amp; Stove Co. | Cozy | C320A | Vented Room Heater - unspecifi | Natural Gas | No Match | TRUE | FALSE | 1 | None | None | No Match | No Match | 20000 | 14000 |  |  |  |  | Non Federally-Regulated | 1985-10-07 |  | 1998-06-21
Perfection Products Co. | Perfection | SV733TL | Direct Vent Gravity Type Wall | LPG | No Match | TRUE | FALSE | 1 | None | None | No Match | No Match | 33000 | 23100 |  |  |  |  | Non Federally-Regulated | 1984-03-31 |  | 1998-06-21
Louisville Tin &amp; Stove Co. | Cozy | VC502 | Vented Room Heater - unspecifi | LPG | No Match | TRUE | FALSE | 1 | None | None | No Match | No Match | 50000 | 39000 |  |  | 65 | 65 | Federally-Regulated Consumer Product | 1998-03-31 |  | 1998-06-21
Empire Stove | Montgomery Ward | EM-50743C | Gravity Type Floor Furnace | Natural Gas | No Match | TRUE | FALSE | 1 | None | None | No Match | No Match | 65000 | 45500 |  |  |  |  | Non Federally-Regulated | 1984-03-31 |  | 1998-06-21
Williams Furnace Co. | Forsaire | 550DVI-LPG | Direct Vent Fan Type Wall Furn | LPG | No Match | FALSE | FALSE | 1 | None | None | No Match | No Match | 55000 | 44000 |  |  |  |  | Non Federally-Regulated | 1981-03-11 |  | 1988-03-14
Controlled Energy Corp. | Ecotherm | MV-130 | Direct Vent Gravity Type Wall | Natural Gas | No Match | TRUE | FALSE | 1 | None | None | Non-Condensing | Single-Stage | 13878 | 10687 |  |  | 64.9 | 61 | Federally-Regulated Consumer Product | 1992-06-19 |  | 2013-04-22
Martin Industries | Martin | V2515 S-3 | Vented Room Heater - unspecifi | Natural Gas | No Match | TRUE | FALSE | 1 | None | None | No Match | No Match | 15000 | 10500 |  |  |  |  | Non Federally-Regulated | 1982-05-21 |  | 1998-06-21
Blaze King Industries | Pegasus | 8003 | Vented Room Heater - unspecifi | LPG | No Match | TRUE | FALSE | 1 | None | None | No Match | No Match | 38000 | 29300 |  |  | 67.5 | 64 | Federally-Regulated Consumer Product | 1997-04-11 |  | 1998-06-21
Williams Furnace Co. | Williams | 1773511 | Direct Vent Fan Type Wall Furn | LPG | Power | FALSE | FALSE | 1 |  | None | Non-Condensing | Two-Stage Modulating | 17700 | 14514 | 86 | 63 | 80.6 | 73 | Federally-Regulated Consumer Product | 2012-04-02 |  | 2012-05-02
Ecos | Empire | GW25RB | Vented Gravity Type Wall Furna | Natural Gas | No Match | TRUE | FALSE | 1 | None | None | No Match | No Match | 25000 | 17750 |  |  | 64 | 63 | Non Federally-Regulated | 1988-01-29 |  | 1998-06-21
Williams Furnace Co. | Williams | 65RHB-LPG | Gravity Type Vented Room Heate | LPG | No Match | TRUE | FALSE | 1 | None | None | Non-Condensing | Single-Stage | 65000 | 45500 |  |  | 68.3 | 65 | Federally-Regulated Consumer Product | 1991-08-29 |  | 1995-06-05
Williams Furnace Co. | Continental | RDD30-1-LPG | Vented Gravity Type Wall Furna | Natural Gas | No Match | TRUE | FALSE | 1 | None | None | No Match | No Match | 33000 | 21000 |  |  | 65.6 | 64 | Non Federally-Regulated | 1988-01-29 |  | 1998-06-21
Ultra-Aire | Ultra-Aire | UA2505-BRRC | Vented Gravity Type Wall Furna | Natural Gas | No Match | TRUE | FALSE | 1 | None | None | No Match | No Match | 25000 | 17500 |  |  |  |  | Non Federally-Regulated | 1982-05-21 |  | 1998-06-21
Williams Furnace Co. | Monterey Magnum | 3509522 | Vented Gravity Type Wall Furna | Natural Gas | No Match | TRUE | FALSE | 1 | None | None | Non-Condensing | Single-Stage | 35000 | 27300 |  |  | 71.2 | 64 | Federally-Regulated Consumer Product | 1993-12-10 |  | 1995-06-05
Heil Quaker | Sears | 629.7767 | Direct Vent Gravity Type Wall | LPG | No Match | TRUE | FALSE | 1 | None | None | No Match | No Match | 14000 | 8900 |  |  | 63.1 | 61 | Non Federally-Regulated | 1988-07-27 |  | 1998-06-21
Empire Comfort Systems | Empire | DV-210-7SG | Direct Vent Gravity Type Wall | LPG | No Match | TRUE | FALSE | 1 | None | None | No Match | No Match | 10000 | 7000 |  |  | 59 | 59 | Non Federally-Regulated | 1988-07-27 |  | 1998-06-21
Williams Furnace Co. | Forsaire | 3508332 (435FEI NAT) | Vented Fan Type Wall Furnace | Natural Gas | No Match | FALSE | FALSE | 1 | None | None | No Match | No Match | 35000 | 28000 |  |  | 75.6 | 73 | Federally-Regulated Consumer Product | 1995-06-15 |  | 1998-06-21
Louisville Tin &amp; Stove Co. | Cozy | W506C | Vented Gravity Type Wall Furna | LPG | No Match | TRUE | FALSE | 1 | None | None | No Match | No Match | 50000 | 35000 |  |  | 65.1 | 65 | Federally-Regulated Consumer Product | 1992-06-03 |  | 1998-06-21
Martin Industries | Martin | V4970 VST | Vented Room Heater - unspecifi | Natural Gas | No Match | TRUE | FALSE | 1 | None | None | No Match | No Match | 70000 | 49000 |  |  |  |  | Non Federally-Regulated | 1985-10-07 |  | 1998-06-21
Preway | Preway | SVN15M | Vented Room Heater - unspecifi | LPG | No Match | TRUE | FALSE | 1 | None | None | No Match | No Match | 15000 | 10500 |  |  |  |  | Non Federally-Regulated | 1985-10-07 |  | 1998-06-21
Williams Furnace Co. | Sahara | 25GV-C-3 | Vented Gravity Type Wall Furna | Natural Gas | No Match | TRUE | FALSE | 1 | None | None | No Match | No Match | 25000 | 17500 |  |  |  |  | Non Federally-Regulated | 1985-10-07 |  | 1998-06-21
Valor Homeflame | Homeflame | 470SA-P | Vented Room Heater - unspecifi | LPG | No Match | FALSE | FALSE | 1 | None | None | No Match | No Match | 19500 | 14430 |  |  |  |  | Non Federally-Regulated | 1985-10-07 |  | 1998-06-21
Perfection Schwank | Perfection | CV7501PL-B | Vented Fan Type Wall Furnace | LPG | No Match | FALSE | FALSE | 1 | None | None | No Match | No Match | 50000 | 39300 |  |  | 74.3 | 74 | Federally-Regulated Consumer Product | 1992-06-03 |  | 1998-06-21
LSC, Inc. | LSC, Inc. | LSC20L | Direct Vent Gravity Type Wall | Natural Gas | No Match | TRUE | FALSE | 1 | None | None | No Match | No Match | 20000 | 14000 |  |  |  |  | Non Federally-Regulated | 1984-03-31 |  | 1998-06-21
Empire Comfort Systems | Empire | GWT-50-2 | Vented Gravity Type Wall Furna | Natural Gas | Pressure | TRUE | FALSE | 1 | None | None | Non-Condensing | Single-Stage | 50000 | 36500 |  |  | 66.5 | 65 | Federally-Regulated Consumer Product | 2001-05-23 |  | 2007-11-16
Martin Industries | Aspen | C20-1 HS-1 | Vented Room Heater - unspecifi | LPG | No Match | TRUE | FALSE | 1 | None | None | No Match | No Match | 20000 | 14000 |  |  |  |  | Non Federally-Regulated | 1982-05-21 |  | 1998-06-21
Williams Furnace Co. | Forsaire | 4007731(400DVX-RLPG) | Direct Vent Fan Type Wall Furn | LPG | No Match | TRUE | FALSE | 1 | None | None | Non-Condensing | Single-Stage | 40000 | 32000 |  |  | 75.4 | 73 | Federally-Regulated Consumer Product | 1995-06-05 |  | 2012-11-19
Williams Furnace Co. | Monterey | 35GV-A1-3-NAT | Vented Gravity Type Wall Furna | Natural Gas | No Match | TRUE | FALSE | 1 | None | None | No Match | No Match | 35000 | 24500 |  |  |  |  | Non Federally-Regulated | 1985-10-07 |  | 1998-06-21
CFM Majestic, Inc. ( Purchased by Monessen Hearth Systems Company 7/25/2008) | Insta-Flame by Majestic | HE25** | Gravity Type Vented Room Heate | LPG | No Match | TRUE | FALSE | 1 | None | None | Non-Condensing | Single-Stage | 20000 | 14000 |  |  | 58 | 58 | Federally-Regulated Consumer Product | 1996-09-03 |  | 1997-11-20
Louisville Tin &amp; Stove Co. | Louisville Tin & Stove Co. | W255* | Vented Gravity Type Wall Furna | Natural Gas | Injection Type | TRUE | FALSE | 1 | Draft Diverter | None | Non-Condensing | Single-Stage | 25000 | 17500 |  |  | 63 | 63 | Federally-Regulated Consumer Product | 2011-06-14 |  | 2011-07-18
Perfection Schwank | Perfection | WASV120TN | Direct Vent Gravity Type Wall | Natural Gas | No Match | TRUE | FALSE | 1 | None | None | Non-Condensing | Single-Stage | 20000 | 15000 |  |  | 69.5 | 63 | Non Federally-Regulated | 1988-02-05 |  | 1991-02-08
Dearborn Stove | Montgomery Ward | KDT6224C | Vented Room Heater - unspecifi | Natural Gas | No Match | TRUE | FALSE | 1 | None | None | No Match | No Match | 25000 | 17500 |  |  |  |  | Non Federally-Regulated | 1981-03-11 |  | 1998-06-21
Empire Comfort Systems | Empire | DV-20E-3 | Direct Vent Fan Type Wall Furn | Natural Gas | No Match | FALSE | FALSE | 1 | None | None | Non-Condensing | Single-Stage | 20000 | 16300 |  |  | 80 | 73 | Federally-Regulated Consumer Product | 1997-08-19 |  | 1998-03-31
Williams Furnace Co. | Monterey SRO | 2509612 | Vented Gravity Type Wall Furna | Natural Gas | No Match | TRUE | FALSE | 1 | None | None | Non-Condensing | Single-Stage | 25000 | 19350 |  |  | 70.5 | 63 | Federally-Regulated Consumer Product | 1993-12-10 |  | 2012-11-19
Louisville Tin &amp; Stove Co. | Louisville Tin & Stove Co. | CDV-155* | Direct Vent Gravity Type Wall | Natural Gas | Injection Type | TRUE | FALSE | 1 |  | None | Non-Condensing | Single-Stage | 15000 | 10500 |  |  | 64 | 61 | Federally-Regulated Consumer Product | 2011-06-14 |  | 2011-07-18
Perfection Schwank | Perfection | 35942 (SEARS) | Vented Room Heater - unspecifi | Natural Gas | No Match | TRUE | FALSE | 1 | None | None | No Match | No Match | 35000 | 24500 |  |  | 64 | 64 | Federally-Regulated Consumer Product | 1992-06-03 |  | 1998-06-21
Empire Comfort Systems | Empire | VEP-90M | Vented Gravity Type Wall Furna | Natural Gas | No Match | FALSE | FALSE | 1 | None | None | No Match | No Match | 37200 | 29760 |  |  | 80 | 64 | Non Federally-Regulated | 1988-07-27 |  | 1998-06-21
Empire Comfort Systems | Empire Comfort Systems | DV-210-7SG | Vented Gravity Type Wall Furna | LPG | Pressure | TRUE | FALSE | 1 | None | None | Non-Condensing | Single-Stage | 10000 | 7000 |  |  | 62 | 59 | Federally-Regulated Consumer Product | 2012-01-03 |  | 2013-06-17
Heatilator, Inc. | Dovre | DV 5000L | Vented Room Heater - unspecifi | LPG | No Match | TRUE | FALSE | 1 | None | None | No Match | No Match | 45000 | 30300 |  |  | 67.4 | 64 | Federally-Regulated Consumer Product | 1995-06-15 |  | 1998-06-21
Williams Furnace Co. | Chamberlain | 2003622 | Vented Gravity Type Wall Furna | Natural Gas | No Match | TRUE | FALSE | 1 | None | None | No Match | No Match | 30000 | 21849 |  |  | 66.4 | 64 | Federally-Regulated Consumer Product | 1995-06-15 |  | 1998-06-21
Empire Comfort Systems | Empire Comfort Systems | HW350GWHOXX2 | Vented Gravity Type Wall Furna | Natural Gas | Pressure | TRUE | FALSE | 1 |  | None | Non-Condensing | Single-Stage | 35000 | 24500 |  |  | 66 | 64 | Federally-Regulated Consumer Product | 2013-07-10 |  | 2014-08-28
Williams Furnace Co. | Williams | 5001811 | Gravity Type Vented Room Heate | LPG | No Match | TRUE | FALSE | 1 | None | None | Non-Condensing | Single-Stage | 50000 | 35000 |  |  | 67.4 | 65 | Federally-Regulated Consumer Product | 1993-12-10 |  | 1995-06-05
LSC, Inc. | Warm Morning | V-20HMAL | Vented Room Heater - unspecifi | LPG | No Match | TRUE | FALSE | 1 | None | None | No Match | No Match | 20000 | 14000 |  |  |  |  | Non Federally-Regulated | 1984-03-31 |  | 1998-06-21
Heil Quaker | Sears | 867.7342 | Direct Vent Fan Type Wall Furn | Natural Gas | No Match | FALSE | FALSE | 1 | None | None | No Match | No Match | 25000 | 20000 |  |  |  |  | Non Federally-Regulated | 1985-10-07 |  | 1998-06-21
Perfection Products Co. | Perfection | PW820RTL-B | Vented Gravity Type Wall Furna | LPG | No Match | TRUE | FALSE | 1 | None | None | No Match | No Match | 20000 | 14000 |  |  |  |  | Non Federally-Regulated | 1984-03-31 |  | 1998-06-21
Pyro Industries, Inc. | Whitfield | WG-1 | Vented Room Heater - unspecifi | Natural Gas | No Match | TRUE | FALSE | 1 | None | None | No Match | No Match | 28000 | 22000 |  |  | 68.1 | 64 | Federally-Regulated Consumer Product | 1995-06-15 |  | 1998-06-21
Williams Furnace Co. | Sears | 629.7568 | Vented Fan Type Wall Furnace | Natural Gas | No Match | FALSE | FALSE | 1 | None | None | No Match | No Match | 35000 | 28000 |  |  | 75.6 | 73 | Non Federally-Regulated | 1989-03-22 |  | 1998-06-21
LSC, Inc. | Warm Morning | V-65FMAL | Vented Room Heater - unspecifi | LPG | No Match | TRUE | FALSE | 1 | None | None | No Match | No Match | 65000 | 45500 |  |  |  |  | Non Federally-Regulated | 1984-03-31 |  | 1998-06-21
Empire Comfort Systems | Empire | RH-50-2 | Vented Room Heater - unspecifi | Natural Gas | No Match | TRUE | FALSE | 1 | None | None | No Match | No Match | 50000 | 35000 |  |  | 65 | 65 | Federally-Regulated Consumer Product | 1995-06-15 |  | 1998-06-21
Louisville Tin &amp; Stove Co. | Louisville Tin & Stove Co. | VCR352* | Gravity Type Vented Room Heate | LPG | Injection Type | TRUE | FALSE | 1 | Draft Diverter | None | Non-Condensing | Single-Stage | 35000 | 24500 |  |  | 65.5 | 64 | Federally-Regulated Consumer Product | 2007-11-20 |  | 2011-06-14
Blaze King Industries | Pegasus | 9000 | Vented Room Heater - unspecifi | Natural Gas | No Match | TRUE | FALSE | 1 | None | None | No Match | No Match | 40000 | 30600 |  |  | 66.3 | 64 | Federally-Regulated Consumer Product | 1995-06-15 |  | 1998-06-21
Preway | Sears | 155.8502 | Vented Room Heater - unspecifi | Natural Gas | No Match | TRUE | FALSE | 1 | None | None | No Match | No Match | 35000 | 24500 |  |  |  |  | Non Federally-Regulated | 1984-03-31 |  | 1998-06-21
Preway | Sears | 155.8585 | Vented Room Heater - unspecifi | LPG | No Match | TRUE | FALSE | 1 | None | None | No Match | No Match | 45000 | 31500 |  |  |  |  | Non Federally-Regulated | 1985-10-07 |  | 1998-06-21
LSC, Inc. | Warm Morning | VR-35HMAL | Vented Room Heater - unspecifi | LPG | No Match | TRUE | FALSE | 1 | None | None | No Match | No Match | 35000 | 24500 |  |  |  |  | Non Federally-Regulated | 1985-10-07 |  | 1998-06-21
Williams Furnace Co. | Dayton | 3e+291 | Vented Gravity Type Wall Furna | Natural Gas | No Match | TRUE | FALSE | 1 | None | None | No Match | No Match | 50000 | 35300 |  |  | 65.1 | 65 | Federally-Regulated Consumer Product | 1997-04-11 |  | 1998-06-21
Williams Furnace Co. | Suburban | GWW-35P-LP | Vented Gravity Type Wall Furna | LPG | No Match | TRUE | FALSE | 1 | None | None | Non-Condensing | Single-Stage | 35000 | 34500 |  |  | 64.1 | 64 | Non Federally-Regulated | 1988-06-22 |  | 1989-03-22
Perfection Schwank | Perfection | VC235TL-P | Vented Room Heater - unspecifi | LPG | No Match | TRUE | FALSE | 1 | None | None | No Match | No Match | 35000 | 24500 |  |  | 64 | 64 | Federally-Regulated Consumer Product | 1992-06-03 |  | 1998-06-21
Orrville Products | Comfortec | CDV40RN | Direct Vent Gravity Type Wall | Natural Gas | No Match | TRUE | FALSE | 1 | None | None | No Match | No Match | 35000 | 26250 |  |  | 75 | 64 | Federally-Regulated Consumer Product | 1997-04-11 |  | 1998-06-21
Addison Products | Dearborn Baronet II | DCH625*-* | Vented Room Heater - unspecifi | LPG | No Match | TRUE | FALSE | 1 | None | None | No Match | No Match | 25000 | 17500 |  |  |  |  | Non Federally-Regulated | 1984-03-31 |  | 1998-06-21
Williams Furnace Co. | Williams | 4007732 | Direct Vent Gravity Type Wall | Natural Gas | Pressure | TRUE | FALSE | 1 |  | None | Non-Condensing | Single-Stage | 40000 | 32000 |  |  | 75.4 | 64 | Federally-Regulated Consumer Product | 2011-08-22 |  | 2013-05-10
CFM Majestic, Inc. ( Purchased by Monessen Hearth Systems Company 7/25/2008) | Insta-Flame by Majestic | DVT39** | Direct Vent Gravity Type Wall | LPG | No Match | TRUE | FALSE | 1 | None | None | Non-Condensing | Single-Stage | 30000 | 21000 |  |  | 66 | 64 | Federally-Regulated Consumer Product | 1996-09-03 |  | 1997-11-20
Martin Industries | Williams | RVH70B | Gravity Type Vented Room Heate | Natural Gas | No Match | TRUE | FALSE | 1 | None | None | Non-Condensing | Single-Stage | 70000 | 49000 |  |  | 65 | 65 | Non Federally-Regulated | 1988-02-05 |  | 1993-12-14
Louisville Tin &amp; Stove Co. | Cozy | CDV255 | Direct Vent Gravity Type Wall | Natural Gas | No Match | TRUE | FALSE | 1 | None | None | No Match | No Match | 25000 | 17500 |  |  | 63 | 63 | Federally-Regulated Consumer Product | 1992-06-03 |  | 1998-06-21
Louisville Tin &amp; Stove Co. | Louisville Tin & Stove Co. | CF557* | Vented Fan Type Wall Furnace | Natural Gas | Injection Type | FALSE | FALSE | 1 |  | None | Non-Condensing | Single-Stage | 55000 | 44000 | 2 |  | 76 | 74 | Federally-Regulated Consumer Product | 2011-06-23 |  | 2011-07-18
Williams Furnace Co. | Dayton | 3e+290 | Vented Gravity Type Wall Furna | Natural Gas | No Match | TRUE | FALSE | 1 | None | None | No Match | No Match | 35000 | 24500 |  |  | 64.1 | 64 | Federally-Regulated Consumer Product | 1990-06-26 |  | 1992-06-03
Johnson Gas Appliance Co. | Mendota | MIG32 | Vented Room Heater - unspecifi | Natural Gas | No Match | TRUE | FALSE | 1 | None | None | No Match | No Match | 32000 | 25630 |  |  | 67.8 | 64 | Federally-Regulated Consumer Product | 1998-03-31 |  | 1998-06-21
Martin Industries | Atlanta Stove | ASC50 | Vented Fan Type Wall Furnace | LPG | No Match | TRUE | FALSE | 1 | None | None | No Match | No Match | 50000 | 37500 |  |  | 74 | 74 | Federally-Regulated Consumer Product | 1992-06-03 |  | 1998-06-21
Hussong Manufacturing Co. | Kozy Heat | RFD-34 ROCKFORD XL | Direct Vent Gravity Type Wall | Natural Gas | Pressure | FALSE | FALSE | 1 |  | None | Non-Condensing | Step Modulating | 30000 | 16000 |  |  | 73.9 | 64 | Federally-Regulated Consumer Product | 2010-12-08 |  | 2011-10-03
Perfection Schwank | Perfection | CV750HN-B | Vented Fan Type Wall Furnace | Natural Gas | No Match | FALSE | FALSE | 1 | None | None | No Match | No Match | 50000 | 39300 |  |  | 74.3 | 74 | Federally-Regulated Consumer Product | 1992-06-03 |  | 1998-06-21
Louisville Tin &amp; Stove Co. | Cozy | W25*C | Vented Gravity Type Wall Furna | Natural Gas | No Match | TRUE | FALSE | 1 | None | None | Non-Condensing | Single-Stage | 25000 | 15750 |  |  | 66 | 63 | Federally-Regulated Consumer Product | 1990-06-25 |  | 1991-11-13
Perfection Products Co. | Perfection | PDW850SEL-3 | Vented Gravity Type Wall Furna | LPG | No Match | TRUE | FALSE | 1 | None | None | No Match | No Match | 50000 | 35000 |  |  |  |  | Non Federally-Regulated | 1984-03-31 |  | 1998-06-21
Empire Comfort Systems | Empire | DV-40E-2 | Direct Vent Fan Type Wall Furn | Natural Gas | No Match | FALSE | FALSE | 1 | None | None | No Match | No Match | 40000 | 32600 |  |  | 80 | 73 | Federally-Regulated Consumer Product | 1997-04-11 |  | 1998-06-21
Martin Industries | Martin | V5950 | Gravity Type Vented Room Heate | Natural Gas | No Match | TRUE | FALSE | 1 | None | None | Non-Condensing | Single-Stage | 50000 | 35000 |  |  | 65 | 65 | Non Federally-Regulated | 1988-10-05 |  | 1992-06-19
Louisville Tin &amp; Stove Co. | Cozy | DV35 | Direct Vent Gravity Type Wall | LPG | No Match | TRUE | FALSE | 1 | None | None | No Match | No Match | 35000 | 24500 |  |  | 64 | 64 | Non Federally-Regulated | 1988-07-27 |  | 1998-06-21
Williams Furnace Co. | Continental | RFT55-OP | Vented Fan Type Wall Furnace | LPG | No Match | TRUE | FALSE | 1 | None | None | Non-Condensing | Single-Stage | 55000 | 44000 |  |  | 75.3 | 74 | Non Federally-Regulated | 1988-03-14 |  | 1995-06-05
Osburn Manufacturing | Osburn | G 2 | Gravity Type Vented Room Heate | Natural Gas | No Match | TRUE | FALSE | 1 | None | None | Non-Condensing | Single-Stage | 20000 | 15000 |  |  | 75 | 58 | Federally-Regulated Consumer Product | 1993-04-28 |  | 1994-10-18
Louisville Tin &amp; Stove Co. | Cozy | W35*C | Vented Gravity Type Wall Furna | Natural Gas | No Match | TRUE | FALSE | 1 | None | None | No Match | No Match | 35000 | 22400 |  |  | 64.6 | 64 | Federally-Regulated Consumer Product | 1990-06-26 |  | 1998-06-21
Addison Products | Dearborn Baronet II | DCH640*-*-* | Vented Room Heater - unspecifi | Natural Gas | No Match | TRUE | FALSE | 1 | None | None | No Match | No Match | 40000 | 28000 |  |  |  |  | Non Federally-Regulated | 1984-03-31 |  | 1998-06-21
Williams Furnace Co. | Martin | MFEI55NAT | Vented Fan Type Wall Furnace | Natural Gas | No Match | FALSE | FALSE | 1 | None | None | Non-Condensing | Single-Stage | 55000 | 44000 |  |  | 76 | 74 | Non Federally-Regulated | 1988-03-14 |  | 1989-03-22
Empire Comfort Systems | Empire | GWS-35 | Vented Gravity Type Wall Furna | LPG | No Match | TRUE | FALSE | 1 | None | None | No Match | No Match | 35000 | 24500 |  |  |  |  | Non Federally-Regulated | 1985-10-07 |  | 1998-06-21
Louisville Tin &amp; Stove Co. | Louisville Tin & Stove Co. | VC202* | Gravity Type Vented Room Heate | LPG | Injection Type | TRUE | FALSE | 1 | Draft Diverter | None | Non-Condensing | Single-Stage | 20000 | 14000 |  |  | 59 | 58 | Federally-Regulated Consumer Product | 2007-11-20 |  | 2011-06-14
Perfection Schwank | Perfection | 35937 (SEARS) | Gravity Type Vented Room Heate | LPG | No Match | TRUE | FALSE | 1 | None | None | Non-Condensing | Single-Stage | 35000 | 24500 |  |  | 64 | 64 | Federally-Regulated Consumer Product | 1991-02-08 |  | 2003-10-02
Williams Furnace Co. | Suburban | GWW-20P-NAT | Vented Gravity Type Wall Furna | Natural Gas | No Match | TRUE | FALSE | 1 | None | None | Non-Condensing | Single-Stage | 20000 | 14120 |  |  | 63.2 | 63 | Non Federally-Regulated | 1988-06-22 |  | 1995-06-05
Faber Manufacturing | Faber Gas Fireplaces | ARIZONA Y INSERT | Vented Room Heater - unspecifi | LPG | No Match | TRUE | FALSE | 1 | None | None | No Match | No Match | 25000 | 18750 |  |  | 77 | 63 | Federally-Regulated Consumer Product | 1997-04-11 |  | 1998-06-21
Heat-N-Glo Fireplace Products | Heat-N-Glo | 4000WH | Direct Vent Gravity Type Wall | Natural Gas | No Match | FALSE | FALSE | 1 | None | None | No Match | No Match | 21000 | 14700 |  |  | 63 | 63 | Federally-Regulated Consumer Product | 1997-04-11 |  | 1998-06-21
Williams Furnace Co. | Martin | MFEI55B LP | Vented Fan Type Wall Furnace | LPG | No Match | FALSE | FALSE | 1 | None | None | No Match | No Match | 55000 | 44000 |  |  | 76 | 74 | Federally-Regulated Consumer Product | 1997-04-11 |  | 1998-06-21
Williams Furnace Co. | Debonair | 30DV-5-LPG | Direct Vent Gravity Type Wall | LPG | No Match | TRUE | FALSE | 1 | None | None | No Match | No Match | 30000 | 21000 |  |  | 65.6 | 64 | Non Federally-Regulated | 1989-03-22 |  | 1990-06-26
LSC, Inc. | Warm Morning | UDV25 | Direct Vent Gravity Type Wall | Natural Gas | No Match | TRUE | FALSE | 1 | None | None | No Match | No Match | 25000 | 17500 |  |  |  |  | Non Federally-Regulated | 1984-03-31 |  | 1998-06-21
Perfection Schwank | Perfection | VC270TL-P | Vented Room Heater - unspecifi | LPG | No Match | TRUE | FALSE | 1 | None | None | No Match | No Match | 70000 | 49000 |  |  | 65 | 65 | Federally-Regulated Consumer Product | 1992-06-03 |  | 1998-06-21
Louisville Tin &amp; Stove Co. | Cozy | CF35*A | Vented Fan Type Wall Furnace | Natural Gas | No Match | TRUE | FALSE | 1 | None | None | No Match | No Match | 35000 | 28000 |  |  | 75.4 | 73 | Federally-Regulated Consumer Product | 1990-06-26 |  | 1998-06-21
Empire Comfort Systems | Empire | RH-65-2 | Vented Room Heater - unspecifi | Natural Gas | No Match | TRUE | FALSE | 1 | None | None | No Match | No Match | 65000 | 45500 |  |  | 65 | 65 | Federally-Regulated Consumer Product | 1995-06-15 |  | 1998-06-21
Williams Furnace Co. | Williams | 35EH-NAT | Gravity Type Vented Room Heate | Natural Gas | No Match | TRUE | FALSE | 1 | None | None | Non-Condensing | Single-Stage | 35000 | 24500 |  |  | 67.1 | 64 | Federally-Regulated Consumer Product | 1991-08-29 |  | 1995-06-05
Louisville Tin &amp; Stove Co. | Cozy | 90N65 | Gravity Type Floor Furnace | Natural Gas | No Match | TRUE | FALSE | 1 | None | None | No Match | No Match | 62000 | 43400 |  |  | 58 | 57 | Federally-Regulated Consumer Product | 1992-06-03 |  | 1998-06-21
Williams Furnace Co. | Debonair | 14DV-3-NAT | Direct Vent Gravity Type Wall | Natural Gas | No Match | TRUE | FALSE | 1 | None | None | No Match | No Match | 14000 | 9800 |  |  | 63.1 | 61 | Non Federally-Regulated | 1988-07-27 |  | 1989-03-22
CFM Majestic, Inc. ( Purchased by Monessen Hearth Systems Company 7/25/2008) | Insta-Flame by Majestic | HE32 | Vented Gravity Type Wall Furna | Natural Gas | No Match | TRUE | FALSE | 1 | None | None | No Match | No Match | 30000 | 21000 |  |  | 66 | 64 | Federally-Regulated Consumer Product | 1997-04-11 |  | 1998-06-21
Louisville Tin &amp; Stove Co. | Cozy | C135A | Vented Room Heater - unspecifi | Natural Gas | No Match | TRUE | FALSE | 1 | None | None | No Match | No Match | 35000 | 24500 |  |  | 64 | 64 | Non Federally-Regulated | 1989-03-22 |  | 1998-06-21
Williams Furnace Co. | Williams | 3501712 | Gravity Type Vented Room Heate | Natural Gas | No Match | TRUE | FALSE | 1 | None | None | Non-Condensing | Single-Stage | 35000 | 24500 |  |  | 67.1 | 64 | Federally-Regulated Consumer Product | 1993-12-10 |  | 1995-06-05
Canadian Heating Products, Inc. ( Montigo ) | Del Ray | ME34DR-I | Direct Vent Gravity Type Wall | Natural Gas | No Match | FALSE | FALSE | 1 | None | None | Non-Condensing | Single-Stage | 21000 | 15456 |  |  | 63.3 | 63 | Federally-Regulated Consumer Product | 1999-09-30 |  | 1999-10-21
Louisville Tin &amp; Stove Co. | Cozy | W352A | Vented Gravity Type Wall Furna | LPG | No Match | TRUE | FALSE | 1 | None | None | No Match | No Match | 35000 | 24500 |  |  |  |  | Non Federally-Regulated | 1985-10-07 |  | 1998-06-21
Koki Holdings Co., Ltd. | Monitor Products, Inc. | MONITOR 441 | Gravity Type Vented Room Heate | Oil | No Match | FALSE | FALSE | 1 | None | None | Non-Condensing | Single-Stage | 42820 | 35419 |  |  | 83.3 | 64 | Federally-Regulated Consumer Product | 1994-02-28 |  | 1995-06-02
Empire Comfort Systems | Empire Comfort Systems | RH-65C-1 | Gravity Type Vented Room Heate | Natural Gas | Pressure | TRUE | FALSE | 1 | Draft Diverter | None | Non-Condensing | Single-Stage | 65000 | 45500 |  |  | 65 | 65 | Federally-Regulated Consumer Product | 2013-06-17 |  | 2014-08-28
Williams Furnace Co. | Forsaire | 5008832 (455FEI NAT) | Vented Fan Type Wall Furnace | Natural Gas | No Match | FALSE | FALSE | 1 | None | None | No Match | No Match | 55000 | 44000 |  |  | 76 | 74 | Federally-Regulated Consumer Product | 1997-04-11 |  | 1998-06-21
Suburban Manufacturing Co. | Suburban | GVC-35 | Vented Room Heater - unspecifi | Natural Gas | No Match | TRUE | FALSE | 1 | None | None | No Match | No Match | 35000 | 26250 |  |  | 68.9 | 64 | Non Federally-Regulated | 1988-07-27 |  | 1998-06-21
Johnson Gas Appliance Co. | Mendota | MIG30 | Gravity Type Vented Room Heate | Natural Gas | No Match | TRUE | FALSE | 1 | None | None | Non-Condensing | Single-Stage | 30000 | 20340 |  |  | 67.8 | 64 | Federally-Regulated Consumer Product | 1992-08-24 |  | 1995-05-22
Empire Comfort Systems | Empire | GW-25-2SG | Vented Gravity Type Wall Furna | Natural Gas | No Match | TRUE | FALSE | 1 | None | None | Non-Condensing | Single-Stage | 25000 | 18000 |  |  | 65 | 63 | Non Federally-Regulated | 1989-02-27 |  | 1993-12-14
Williams Furnace Co. | Debonair | 2203712 | Direct Vent Gravity Type Wall | Natural Gas | No Match | TRUE | FALSE | 1 | None | None | Non-Condensing | Single-Stage | 22000 | 15400 |  |  | 64.8 | 63 | Federally-Regulated Consumer Product | 1993-12-10 |  | 1995-06-05
Williams Furnace Co. | Monterey | 25GV-3-LPG | Vented Gravity Type Wall Furna | LPG | No Match | TRUE | FALSE | 1 | None | None | No Match | No Match | 25000 | 17500 |  |  |  |  | Non Federally-Regulated | 1982-05-21 |  | 1998-06-21
Louisville Tin &amp; Stove Co. | Louisville Tin & Stove Co. | CDV-255* | Direct Vent Gravity Type Wall | Natural Gas | Injection Type | TRUE | FALSE | 1 |  | None | Non-Condensing | Single-Stage | 25000 | 17500 |  |  | 63 | 63 | Federally-Regulated Consumer Product | 2007-11-20 |  | 2011-06-14
Louisville Tin &amp; Stove Co. | Louisville Tin & Stove Co. | 90N75* | Gravity Type Floor Furnace | Natural Gas | Injection Type | TRUE | FALSE | 1 | Draft Hood | None | Non-Condensing | Single-Stage | 75000 | 52500 |  |  | 58 | 57 | Federally-Regulated Consumer Product | 2007-11-20 |  | 2011-06-14
Williams Furnace Co. | Williams | 6501711 (65EH LPG) | Vented Room Heater - unspecifi | LPG | No Match | TRUE | FALSE | 1 | None | None | No Match | No Match | 65000 | 45500 |  |  | 68.3 | 65 | Federally-Regulated Consumer Product | 1995-06-15 |  | 1998-06-21
Efel North America | Efel North America | 100NESTORMARTIN | Vented Room Heater - unspecifi | LPG | No Match | TRUE | FALSE | 1 | None | None | No Match | No Match | 25000 | 18750 |  |  | 75 | 63 | Federally-Regulated Consumer Product | 1997-04-11 |  | 1998-06-21
Louisville Tin &amp; Stove Co. | Cozy | CR260BMA | Vented Room Heater - unspecifi | LPG | No Match | TRUE | FALSE | 1 | None | None | No Match | No Match | 60000 | 42000 |  |  |  | 65 | Non Federally-Regulated | 1988-01-29 |  | 1998-06-21
LSC, Inc. | Warm Morning | VR-65HMAL | Vented Room Heater - unspecifi | Natural Gas | No Match | TRUE | FALSE | 1 | None | None | No Match | No Match | 65000 | 45500 |  |  |  |  | Non Federally-Regulated | 1985-10-07 |  | 1998-06-21
Empire Comfort Systems | Empire Comfort Systems | DV-215-7SG | Vented Gravity Type Wall Furna | Natural Gas | Pressure | TRUE | FALSE | 1 | None | None | Non-Condensing | Single-Stage | 15000 | 10500 |  |  | 62 | 61 | Federally-Regulated Consumer Product | 2012-01-03 |  | 2013-06-17
Kingsman Industries | Kingsman Industries | VFI30N | Vented Room Heater - unspecifi | Natural Gas | No Match | TRUE | FALSE | 1 | None | None | No Match | No Match | 19500 | 23400 |  |  | 63.4 | 58 | Federally-Regulated Consumer Product | 1997-04-11 |  | 1998-06-21
Williams Furnace Co. | Monterey | 20GV-3-LPG | Vented Gravity Type Wall Furna | LPG | No Match | TRUE | FALSE | 1 | None | None | No Match | No Match | 20000 | 14120 |  |  | 63.2 | 63 | Federally-Regulated Consumer Product | 1990-06-26 |  | 1992-06-03
Empire Comfort Systems | Empire | VEP-40B | Direct Vent Fan Type Wall Furn | Natural Gas | No Match | FALSE | FALSE | 1 | None | None | Non-Condensing | Single-Stage | 15000 | 12750 |  |  | 80 | 73 | Non Federally-Regulated | 1989-01-11 |  | 1989-03-22
Williams Furnace Co. | Chamberlain | 2203612 | Vented Gravity Type Wall Furna | Natural Gas | No Match | TRUE | FALSE | 1 | None | None | Non-Condensing | Single-Stage | 22000 | 16462 |  |  | 65.8 | 63 | Federally-Regulated Consumer Product | 1995-06-05 |  | 2012-11-19
Louisville Tin &amp; Stove Co. | Cozy | W355A | Vented Gravity Type Wall Furna | Natural Gas | No Match | TRUE | FALSE | 1 | None | None | No Match | No Match | 35000 | 24500 |  |  | 64 | 64 | Non Federally-Regulated | 1988-07-27 |  | 1998-06-21
Williams Furnace Co. | Debonair | 14DV-3-NAT | Direct Vent Gravity Type Wall | Natural Gas | No Match | TRUE | FALSE | 1 | None | None | No Match | No Match | 14000 | 9800 |  |  | 63.1 | 61 | Non Federally-Regulated | 1989-03-22 |  | 1990-06-26
Malm Fireplaces, Inc. | Sonoma Stove | SONOMA INSERT | Vented Room Heater - unspecifi | LPG | No Match | TRUE | FALSE | 1 | None | None | No Match | No Match | 25000 | 18000 |  |  | 63.9 | 63 | Federally-Regulated Consumer Product | 1995-06-15 |  | 1998-06-21
Ultra-Aire | Ultra-Aire | UA250S-RC | Vented Gravity Type Wall Furna | LPG | No Match | TRUE | FALSE | 1 | None | None | No Match | No Match | 25000 | 17500 |  |  |  |  | Non Federally-Regulated | 1981-06-30 |  | 1998-06-21
Empire Comfort Systems | Empire | DV-55E-2 | Direct Vent Fan Type Wall Furn | Natural Gas | No Match | FALSE | FALSE | 1 | None | None | No Match | No Match | 55000 | 44800 |  |  | 80 | 74 | Federally-Regulated Consumer Product | 1997-04-11 |  | 1998-06-21
Dearborn Stove | Dearborn Baronet II | DRH50-STB-H | Vented Room Heater - unspecifi | Natural Gas | No Match | TRUE | FALSE | 1 | None | None | No Match | No Match | 45000 | 31500 |  |  |  |  | Non Federally-Regulated | 1981-03-13 |  | 1998-06-21
Empire Comfort Systems | Empire Comfort Systems | GWT-35-2(SG,RB) | Vented Gravity Type Wall Furna | Natural Gas | Pressure | TRUE | FALSE | 1 | Draft Diverter | None | Non-Condensing | Single-Stage | 35000 | 24500 |  |  | 66 | 64 | Federally-Regulated Consumer Product | 2012-01-03 |  | 2013-06-17
Williams Furnace Co. | Debonair | 22DV-3-NAT | Direct Vent Gravity Type Wall | Natural Gas | No Match | TRUE | FALSE | 1 | None | None | No Match | No Match | 22000 | 15400 |  |  |  |  | Non Federally-Regulated | 1984-03-31 |  | 1985-10-07
Rinnai America | Rinnai | RHFE-1001FA-1-P | Direct Vent Fan Type Wall Furn | LPG | No Match | FALSE | FALSE | 1 | None | None | Non-Condensing | Single-Stage | 36500 | 29680 |  |  | 81.3 | 73 | Federally-Regulated Consumer Product | 1999-09-17 |  | 2000-07-18
Preway | Preway | SVP15R-N | Vented Room Heater - unspecifi | Natural Gas | No Match | TRUE | FALSE | 1 | None | None | No Match | No Match | 15000 | 10500 |  |  | 57 | 57 | Non Federally-Regulated | 1988-01-29 |  | 1998-06-21
Williams Furnace Co. | Forsaire | 400DVX-R NAT | Direct Vent Fan Type Wall Furn | Natural Gas | No Match | TRUE | FALSE | 1 | None | None | No Match | No Match | 40000 | 32000 |  |  | 75.4 | 73 | Federally-Regulated Consumer Product | 1997-04-11 |  | 1998-06-21
Locke Stove | Warm Morning | VR-65ENAL | Vented Room Heater - unspecifi | LPG | No Match | TRUE | FALSE | 1 | None | None | No Match | No Match | 65000 | 45500 |  |  |  |  | Non Federally-Regulated | 1981-05-24 |  | 1998-06-21
Empire Comfort Systems | Empire | GW-35-6SG | Vented Gravity Type Wall Furna | Natural Gas | No Match | TRUE | FALSE | 1 | None | None | Non-Condensing | Single-Stage | 35000 | 24850 |  |  | 65 | 64 | Federally-Regulated Consumer Product | 1995-02-21 |  | 2007-11-16
Williams Furnace Co. | Debonair | 30DV-3-NAT | Direct Vent Gravity Type Wall | Natural Gas | No Match | TRUE | FALSE | 1 | None | None | No Match | No Match | 30000 | 21000 |  |  | 65.6 | 64 | Federally-Regulated Consumer Product | 1997-04-11 |  | 1998-06-21
Louisville Tin &amp; Stove Co. | Louisville Tin & Stove Co. | VC702* | Gravity Type Vented Room Heate | LPG | Injection Type | TRUE | FALSE | 1 | Draft Diverter | None | Non-Condensing | Single-Stage | 70000 | 49000 |  |  | 65 | 65 | Federally-Regulated Consumer Product | 2007-11-20 |  | 2011-06-14
Empire Comfort Systems | Empire | DV-20E-2 | Direct Vent Fan Type Wall Furn | Natural Gas | No Match | FALSE | FALSE | 1 | None | None | No Match | No Match | 20000 | 16300 |  |  | 80 | 73 | Federally-Regulated Consumer Product | 1997-04-11 |  | 1998-06-21
Preway | Preway | FVP75A-DSI | Vented Room Heater - unspecifi | Natural Gas | No Match | FALSE | FALSE | 1 | None | None | No Match | No Match | 75000 | 52500 |  |  |  |  | Non Federally-Regulated | 1981-03-11 |  | 1998-06-21
Addison Products | Dearborn Baronet II | DCH640*-*-* | Vented Room Heater - unspecifi | LPG | No Match | TRUE | FALSE | 1 | None | None | No Match | No Match | 40000 | 28000 |  |  |  |  | Non Federally-Regulated | 1984-03-31 |  | 1998-06-21
Williams Furnace Co. | Sears | 629.7567 | Vented Gravity Type Wall Furna | Natural Gas | No Match | TRUE | FALSE | 1 | None | None | No Match | No Match | 35000 | 34500 |  |  | 64.1 | 64 | Federally-Regulated Consumer Product | 1990-06-26 |  | 1998-06-21
Kingsman Industries | Kingsman Industries | FV5000LP | Vented Room Heater - unspecifi | LPG | No Match | TRUE | FALSE | 1 | None | None | No Match | No Match | 32000 | 24960 |  |  | 64.3 | 64 | Federally-Regulated Consumer Product | 1997-04-11 |  | 1998-06-21
Williams Furnace Co. | Debonair | 30DV-3-LPG | Direct Vent Gravity Type Wall | LPG | No Match | TRUE | FALSE | 1 | None | None | No Match | No Match | 30000 | 21000 |  |  | 65.6 | 64 | Federally-Regulated Consumer Product | 1992-06-03 |  | 1998-06-21
Williams Furnace Co. | Williams | 5002711 (50RH LPG) | Vented Room Heater - unspecifi | LPG | No Match | TRUE | FALSE | 1 | None | None | No Match | No Match | 50000 | 35000 |  |  | 67.4 | 65 | Federally-Regulated Consumer Product | 1995-06-15 |  | 1998-06-21
Suburban Manufacturing Co. | Suburban | DNV-40 | Direct Vent Fan Type Wall Furn | LPG | No Match | FALSE | FALSE | 1 | None | None | No Match | No Match | 10000 | 32000 |  |  |  |  | Non Federally-Regulated | 1984-03-31 |  | 1985-10-07
Williams Furnace Co. | Continental | RDD30-0-NAT | Vented Gravity Type Wall Furna | Natural Gas | No Match | TRUE | FALSE | 1 | None | None | No Match | No Match | 33000 | 21000 |  |  | 65.6 | 64 | Non Federally-Regulated | 1988-01-29 |  | 1998-06-21
Williams Furnace Co. | Forsaire | 6257731(625DVX-RLPG) | Direct Vent Fan Type Wall Furn | LPG | No Match | TRUE | FALSE | 1 | None | None | No Match | No Match | 62500 | 48000 |  |  | 74.3 | 74 | Federally-Regulated Consumer Product | 1997-04-11 |  | 1998-06-21
Louisville Tin &amp; Stove Co. | Cozy | DVCF557 | Direct Vent Fan Type Wall Furn | Natural Gas | No Match | FALSE | FALSE | 1 | None | None | Non-Condensing | Single-Stage | 55000 | 44000 |  |  | 77.6 | 74 | Federally-Regulated Consumer Product | 1991-12-05 |  | 1995-06-15
Empire Comfort Systems | Empire Comfort Systems | HW500GWHOXX1 | Vented Gravity Type Wall Furna | Natural Gas | Injection Type | TRUE | FALSE | 1 | Draft Diverter | None | Non-Condensing | Single-Stage | 50000 | 35000 |  |  | 66 | 65 | Federally-Regulated Consumer Product | 2007-11-20 |  | 2012-01-03
Perfection Schwank | Perfection | ASV120RTL-T | Direct Vent Gravity Type Wall | LPG | No Match | TRUE | FALSE | 1 | None | None | Non-Condensing | Single-Stage | 20000 | 14000 |  |  | 63 | 63 | Federally-Regulated Consumer Product | 1991-02-08 |  | 2003-10-02
Ultra-Aire | Ultra-Aire | UA350S | Vented Gravity Type Wall Furna | LPG | No Match | TRUE | FALSE | 1 | None | None | No Match | No Match | 30000 | 21000 |  |  |  |  | Non Federally-Regulated | 1981-07-04 |  | 1998-06-21
Empire Comfort Systems | Empire | 3588-2 | Gravity Type Floor Furnace | Natural Gas | No Match | TRUE | FALSE | 1 | None | None | No Match | No Match | 32500 | 22750 |  |  | 56.8 | 56 | Federally-Regulated Consumer Product | 1992-06-03 |  | 1998-06-21
Martin Industries | Warm Morning | 30FFH-2 | Gravity Type Floor Furnace | Natural Gas | No Match | TRUE | FALSE | 1 | None | None | No Match | No Match | 30000 | 21000 |  |  | 56 | 56 | Non Federally-Regulated | 1988-01-29 |  | 1998-06-21
CFM Majestic, Inc. ( Purchased by Monessen Hearth Systems Company 7/25/2008) | Insta-Flame | NF20NORTHERNFLAME | Vented Room Heater - unspecifi | Natural Gas | No Match | TRUE | FALSE | 1 | None | None | No Match | No Match | 20000 | 15000 |  |  | 77 | 58 | Federally-Regulated Consumer Product | 1997-04-11 |  | 1998-06-21
Heatilator, Inc. | Arrow | DV10BL | Vented Room Heater - unspecifi | LPG | No Match | TRUE | FALSE | 1 | None | None | No Match | No Match | 30000 | 21000 |  |  | 64.1 | 64 | Federally-Regulated Consumer Product | 1995-06-15 |  | 1998-06-21
Heatilator, Inc. | Dovre | DV400L | Vented Room Heater - unspecifi | LPG | No Match | TRUE | FALSE | 1 | None | None | No Match | No Match | 30000 | 21000 |  |  | 66.8 | 64 | Federally-Regulated Consumer Product | 1995-06-15 |  | 1998-06-21
Rinnai America | Rinnai | RHFE-556FAIII-P | Vented Fan Type Wall Furnace | Natural Gas | Injection Type | FALSE | FALSE | 1 |  | None | Non-Condensing | Step Modulating | 20700 | 16770 | 6 | 6 | 81 | 73 | Federally-Regulated Consumer Product | 2011-06-14 |  | 2011-09-27
Williams Furnace Co. | Chamberlain | 1403611 | Vented Gravity Type Wall Furna | LPG | No Match | TRUE | FALSE | 1 | None | None | Non-Condensing | Single-Stage | 14000 | 10687 |  |  | 63.4 | 61 | Federally-Regulated Consumer Product | 1995-06-05 |  | 2012-11-19
Williams Furnace Co. | Sears | 629.7767 | Direct Vent Gravity Type Wall | LPG | No Match | TRUE | FALSE | 1 | None | None | Non-Condensing | Single-Stage | 22000 | 15400 |  |  | 64.8 | 63 | Non Federally-Regulated | 1988-03-14 |  | 1995-06-05
Empire Comfort Systems | Empire | 5088 | Gravity Type Floor Furnace | Natural Gas | No Match | TRUE | FALSE | 1 | None | None | No Match | No Match | 45000 | 31500 |  |  | 57 | 57 | Non Federally-Regulated | 1989-03-22 |  | 1998-06-21
Louisville Tin &amp; Stove Co. | Cozy | W351C | Vented Gravity Type Wall Furna | Natural Gas | No Match | TRUE | FALSE | 1 | None | None | Non-Condensing | Single-Stage | 35000 | 24500 |  |  | 64.1 | 64 | Federally-Regulated Consumer Product | 1991-11-13 |  | 1993-05-18
LSC, Inc. | Warm Morning | VR-65HMAL | Vented Room Heater - unspecifi | LPG | No Match | TRUE | FALSE | 1 | None | None | No Match | No Match | 65000 | 45500 |  |  |  |  | Non Federally-Regulated | 1985-10-07 |  | 1998-06-21
Williams Furnace Co. | Debonair | 14DV-SM-3 | Direct Vent Gravity Type Wall | LPG | No Match | TRUE | FALSE | 1 | None | None | No Match | No Match | 13700 | 9500 |  |  |  |  | Non Federally-Regulated | 1985-10-07 |  | 1998-06-21
Empire Comfort Systems | Empire | FAW-60-CIP | Vented Fan Type Wall Furnace | Natural Gas | No Match | FALSE | FALSE | 1 | None | None | No Match | No Match | 37000 | 29600 |  |  | 76 | 73 | Non Federally-Regulated | 1988-07-27 |  | 1998-06-21
Suburban Manufacturing Co. | Suburban | GVR-35 | Vented Room Heater - unspecifi | Natural Gas | No Match | FALSE | FALSE | 1 | None | None | No Match | No Match | 35000 | 24500 |  |  |  |  | Non Federally-Regulated | 1984-03-31 |  | 1998-06-21
Empire Comfort Systems | Empire | GWT-35-2 | Vented Gravity Type Wall Furna | Natural Gas | Pressure | TRUE | FALSE | 1 | None | None | Non-Condensing | Single-Stage | 35000 | 24500 |  |  | 65.5 | 64 | Federally-Regulated Consumer Product | 2001-05-23 |  | 2007-11-16
Perfection Schwank | Perfection | VRC270CTL-W | Gravity Type Vented Room Heate | LPG | No Match | TRUE | FALSE | 1 | None | None | Non-Condensing | Single-Stage | 70000 | 49000 |  |  | 65 | 65 | Federally-Regulated Consumer Product | 1991-02-08 |  | 2003-10-02
Regency Industries Canada | Regency Industries Canada | U41FS-LP | Vented Room Heater - unspecifi | Natural Gas | No Match | TRUE | FALSE | 1 | None | None | No Match | No Match | 38000 | 30400 |  |  | 64.9 | 64 | Federally-Regulated Consumer Product | 1995-06-15 |  | 1998-06-21
Empire Comfort Systems | Empire | DVC-35-1IP | Direct Vent Fan Type Wall Furn | Natural Gas | No Match | FALSE | FALSE | 1 | None | None | No Match | No Match | 35000 | 27700 |  |  | 75 | 73 | Federally-Regulated Consumer Product | 1998-03-31 |  | 1998-06-21
Williams Furnace Co. | Sears | 629.7769 | Direct Vent Fan Type Wall Furn | LPG | No Match | FALSE | FALSE | 1 | None | None | Non-Condensing | Single-Stage | 55000 | 44000 |  |  | 77.5 | 74 | Non Federally-Regulated | 1988-03-14 |  | 1989-03-22
Williams Furnace Co. | Suburban | DWW-22PT-LP | Direct Vent Gravity Type Wall | LPG | No Match | TRUE | FALSE | 1 | None | None | Non-Condensing | Single-Stage | 22000 | 15400 |  |  | 64.8 | 63 | Non Federally-Regulated | 1988-06-22 |  | 1995-06-05
Regency Industries Canada | Ultimate | U43-NG | Vented Room Heater - unspecifi | Natural Gas | No Match | TRUE | FALSE | 1 | None | None | No Match | No Match | 42000 | 33000 |  |  | 64.6 | 64 | Federally-Regulated Consumer Product | 1997-04-11 |  | 1998-06-21
Martin Industries | Martin | F1430-1 STH-2 | Gravity Type Floor Furnace | LPG | No Match | TRUE | FALSE | 1 | None | None | No Match | No Match | 30000 | 19500 |  |  |  |  | Non Federally-Regulated | 1985-10-07 |  | 1998-06-21
Louisville Tin &amp; Stove Co. | Cozy | DVCF404A | Direct Vent Fan Type Wall Furn | LPG | No Match | TRUE | FALSE | 1 | None | None | No Match | No Match | 40000 | 32000 |  |  | 75 | 73 | Federally-Regulated Consumer Product | 1995-06-15 |  | 1998-06-21
Empire Comfort Systems | Empire | VEP-40B | Direct Vent Fan Type Wall Furn | LPG | No Match | FALSE | FALSE | 1 | None | None | No Match | No Match | 14000 | 11900 |  |  | 80 | 73 | Non Federally-Regulated | 1989-03-22 |  | 1998-06-21
Blaze King Industries | Pegasus | 9200 | Vented Room Heater - unspecifi | Natural Gas | No Match | TRUE | FALSE | 1 | None | None | No Match | No Match | 40000 | 32200 |  |  | 70.2 | 64 | Federally-Regulated Consumer Product | 1995-06-15 |  | 1998-06-21
Louisville Tin &amp; Stove Co. | Cozy | W605A | Vented Gravity Type Wall Furna | Natural Gas | No Match | TRUE | FALSE | 1 | None | None | No Match | No Match | 60000 | 42000 |  |  |  |  | Non Federally-Regulated | 1985-10-07 |  | 1998-06-21
Perfection Products Co. | Perfection | PDW850TN-C | Vented Gravity Type Wall Furna | Natural Gas | No Match | TRUE | FALSE | 1 | None | None | No Match | No Match | 50000 | 36650 |  |  | 67.8 | 65 | Non Federally-Regulated | 1988-01-29 |  | 1998-06-21
Williams Furnace Co. | Forsaire | 465FX-R LPG | Vented Fan Type Wall Furnace | LPG | No Match | TRUE | FALSE | 1 | None | None | Non-Condensing | Single-Stage | 65000 | 52000 |  |  | 74.1 | 74 | Federally-Regulated Consumer Product | 1993-06-01 |  | 1995-06-05
Williams Furnace Co. | Monterey | 20GV-5-LPG | Vented Gravity Type Wall Furna | LPG | No Match | TRUE | FALSE | 1 | None | None | Non-Condensing | Single-Stage | 20000 | 14120 |  |  | 63.2 | 63 | Non Federally-Regulated | 1988-03-14 |  | 1995-06-05
Louisville Tin &amp; Stove Co. | Louisville Tin & Stove Co. | HEDV403* | Direct Vent Fan Type Wall Furn | Natural Gas | Induced Draft | FALSE | FALSE | 1 |  | None | Non-Condensing | Single-Stage | 40000 | 32000 | 4 |  | 80.1 | 73 | Federally-Regulated Consumer Product | 2011-06-23 |  | 2011-07-18
Williams Furnace Co. | Forsaire | 5507331 | Direct Vent Fan Type Wall Furn | LPG | No Match | FALSE | FALSE | 1 | None | None | No Match | No Match | 55000 | 44000 |  |  | 77.5 | 74 | Federally-Regulated Consumer Product | 1997-04-11 |  | 1998-06-21
Rinnai America | Energy Savers | RHFE-551FA-1-N | Direct Vent Fan Type Wall Furn | Natural Gas | No Match | FALSE | FALSE | 1 | None | None | Non-Condensing | Single-Stage | 22000 | 18200 |  |  | 80.3 | 73 | Federally-Regulated Consumer Product | 2000-07-18 |  | 2007-11-16
Martin Industries | Aspen | R70-1 HT-1 | Vented Room Heater - unspecifi | LPG | No Match | TRUE | FALSE | 1 | None | None | No Match | No Match | 70000 | 49000 |  |  |  |  | Non Federally-Regulated | 1981-06-09 |  | 1998-06-21
Martin Industries | Williams | EVH70ES | Vented Room Heater - unspecifi | LPG | No Match | TRUE | FALSE | 1 | None | None | No Match | No Match | 70000 | 49000 |  |  | 65 | 65 | Non Federally-Regulated | 1988-07-27 |  | 1998-06-21
Williams Furnace Co. | Williams | 6502522 | Vented Room Heater - unspecifi | Natural Gas | No Match | TRUE | FALSE | 1 | None | None | No Match | No Match | 65000 | 50400 |  |  | 70.5 | 65 | Federally-Regulated Consumer Product | 1995-06-15 |  | 1998-06-21
Williams Furnace Co. | Dayton | 3E477A | Direct Vent Fan Type Wall Furn | Natural Gas | No Match | FALSE | FALSE | 1 | None | None | Non-Condensing | Single-Stage | 40000 | 32000 |  |  | 77.5 | 73 | Federally-Regulated Consumer Product | 1990-04-24 |  | 1990-06-26
Williams Furnace Co. | Dayton | 3e+292 | Vented Gravity Type Wall Furna | LPG | No Match | TRUE | FALSE | 1 | None | None | No Match | No Match | 25000 | 17500 |  |  | 63.3 | 63 | Federally-Regulated Consumer Product | 1992-06-03 |  | 1998-06-21
Locke Stove | Warm Morning | V-35FMAL | Vented Room Heater - unspecifi | Natural Gas | No Match | TRUE | FALSE | 1 | None | None | No Match | No Match | 65000 | 45500 |  |  |  |  | Non Federally-Regulated | 1981-05-13 |  | 1998-06-21
CFM Majestic, Inc. ( Purchased by Monessen Hearth Systems Company 7/25/2008) | Insta-Flame | FA20 | Vented Room Heater - unspecifi | LPG | No Match | TRUE | FALSE | 1 | None | None | No Match | No Match | 17000 | 11900 |  |  | 63.1 | 57 | Federally-Regulated Consumer Product | 1995-06-15 |  | 1998-06-21
Heil Quaker | Sears | 867.7347 | Vented Fan Type Wall Furnace | Natural Gas | No Match | TRUE | FALSE | 1 | None | None | No Match | No Match | 45000 | 34650 |  |  |  |  | Non Federally-Regulated | 1981-04-04 |  | 1998-06-21
Preway | Sears | 155.4632 | Gravity Type Vented Room Heate | LPG | No Match | TRUE | FALSE | 1 | None | None | Non-Condensing | Single-Stage | 75000 | 52500 |  |  | 65 | 65 | Non Federally-Regulated | 1988-02-05 |  | 1992-05-13
Louisville Tin &amp; Stove Co. | Cozy | CDV25* | Direct Vent Gravity Type Wall | Natural Gas | No Match | TRUE | FALSE | 1 | None | None | No Match | No Match | 25000 | 15750 |  |  | 63.7 | 63 | Federally-Regulated Consumer Product | 1990-06-26 |  | 1998-06-21
Williams Furnace Co. | Williams | 1403621 | Direct Vent Gravity Type Wall | LPG | Pressure | TRUE | FALSE | 1 |  | No Match | No Match | Single-Stage | 14000 | 10039 |  |  | 63.4 | 61 | No Match | 2012-05-02 |  | 2012-05-08
Empire Comfort Systems | Empire | FAW-40-1SPP | Vented Fan Type Wall Furnace | Natural Gas | No Match | TRUE | FALSE | 1 | None | None | No Match | No Match | 40000 | 31000 |  |  | 74 | 73 | Federally-Regulated Consumer Product | 1998-03-31 |  | 1998-06-21
Empire Stove | Empire | DV235-2SG | Direct Vent Gravity Type Wall | LPG | No Match | TRUE | FALSE | 1 | None | None | No Match | No Match | 35000 | 24500 |  |  |  |  | Non Federally-Regulated | 1982-05-21 |  | 1998-06-21
Malm Fireplaces, Inc. | Sonoma Stove | SONOMA STOVE | Vented Room Heater - unspecifi | LPG | No Match | TRUE | FALSE | 1 | None | None | No Match | No Match | 25000 | 18000 |  |  | 63.9 | 63 | Federally-Regulated Consumer Product | 1995-06-15 |  | 1998-06-21
Locke Stove | Warm Morning | VR-40BMAL | Vented Room Heater - unspecifi | Natural Gas | No Match | TRUE | FALSE | 1 | None | None | No Match | No Match | 40000 | 28000 |  |  |  |  | Non Federally-Regulated | 1981-05-20 |  | 1998-06-21
Archgard Industries, Ltd. | Archgard Industries, Ltd. | DVT 500P | Gravity Type Vented Room Heate | LPG | No Match | TRUE | FALSE | 1 | None | None | Non-Condensing | Single-Stage | 24000 | 23400 |  |  | 71 | 63 | Federally-Regulated Consumer Product | 1997-03-18 |  | 1997-04-02
Empire Comfort Systems | Empire Comfort Systems | DV-35-2SG | Vented Gravity Type Wall Furna | Natural Gas | Pressure | TRUE | FALSE | 1 | None | None | Non-Condensing | Single-Stage | 35000 | 24500 |  |  | 68 | 64 | Federally-Regulated Consumer Product | 2010-01-11 |  | 2012-01-03
Johnson Gas Appliance Co. | Newport | DNV 36 | Direct Vent Gravity Type Wall | LPG | No Match | TRUE | FALSE | 1 | None | None | Non-Condensing | Single-Stage | 35000 | 18800 |  |  | 65 | 64 | Federally-Regulated Consumer Product | 1994-08-05 |  | 1995-05-22
Regency Industries Canada | Regency Industries Canada | GR57H | Vented Room Heater - unspecifi | LPG | No Match | FALSE | FALSE | 1 | None | None | No Match | No Match | 26250 | 18375 |  |  | 70 | 63 | Federally-Regulated Consumer Product | 1997-04-11 |  | 1998-06-21
Rinnai America | Energy Savers | RHFE-556WTA-P | Direct Vent Fan Type Wall Furn | LPG | No Match | FALSE | FALSE | 1 | None | None | Non-Condensing | Single-Stage | 20700 | 16990 |  |  | 84.2 | 73 | Federally-Regulated Consumer Product | 2000-07-18 |  | 2007-11-16
Williams Furnace Co. | Martin | MFEI55B NAT | Vented Fan Type Wall Furnace | Natural Gas | No Match | FALSE | FALSE | 1 | None | None | Non-Condensing | Single-Stage | 55000 | 44000 |  |  | 76 | 74 | Federally-Regulated Consumer Product | 1991-08-29 |  | 1992-06-03
Williams Furnace Co. | Debonair | 22DV-5-LPG | Direct Vent Gravity Type Wall | LPG | No Match | TRUE | FALSE | 1 | None | None | No Match | No Match | 22000 | 15400 |  |  | 64.8 | 63 | Non Federally-Regulated | 1988-01-29 |  | 1998-06-21
Louisville Tin &amp; Stove Co. | Cozy | DVCF653A | Direct Vent Fan Type Wall Furn | Natural Gas | No Match | FALSE | FALSE | 1 | None | None | No Match | No Match | 62500 | 48750 |  |  | 74.3 | 74 | Federally-Regulated Consumer Product | 1997-04-11 |  | 1998-06-21
Louisville Tin &amp; Stove Co. | Cozy | 90N75 | Gravity Type Floor Furnace | Natural Gas | No Match | TRUE | FALSE | 1 | None | None | No Match | No Match | 75000 | 52500 |  |  | 58 | 57 | Federally-Regulated Consumer Product | 1992-06-03 |  | 1998-06-21
Empire Comfort Systems | Empire Comfort Systems | GWT-25-2(SG,RB) | Vented Gravity Type Wall Furna | Natural Gas | Pressure | TRUE | FALSE | 1 | Draft Diverter | None | Non-Condensing | Single-Stage | 25000 | 17500 |  |  | 67 | 63 | Federally-Regulated Consumer Product | 2013-06-17 |  | 2014-08-28
Williams Furnace Co. | Dearborn | DWF35BU-2 NAT.. | Vented Gravity Type Wall Furna | Natural Gas | No Match | TRUE | FALSE | 1 | None | None | No Match | No Match | 35000 | 24500 |  |  |  | 64 | Federally-Regulated Consumer Product | 1992-08-31 |  | 1998-06-21
Valor Homeflame | Homeflame | 470-**N | Vented Room Heater - unspecifi | Natural Gas | No Match | FALSE | FALSE | 1 | None | None | No Match | No Match | 20000 | 15000 |  |  | 58.3 | 58 | Non Federally-Regulated | 1989-03-22 |  | 1998-06-21
CFM Majestic, Inc. ( Purchased by Monessen Hearth Systems Company 7/25/2008) | Insta-Flame by Majestic | HEB32 | Vented Gravity Type Wall Furna | LPG | No Match | TRUE | FALSE | 1 | None | None | No Match | No Match | 30000 | 21000 |  |  | 66 | 64 | Federally-Regulated Consumer Product | 1997-04-11 |  | 1998-06-21
Perfection Products Co. | Perfection | PW835TN-3 | Vented Gravity Type Wall Furna | Natural Gas | No Match | TRUE | FALSE | 1 | None | None | No Match | No Match | 35000 | 24500 |  |  |  |  | Non Federally-Regulated | 1984-03-31 |  | 1998-06-21
Heil Quaker | Sears | 629.7567 | Direct Vent Gravity Type Wall | Natural Gas | No Match | TRUE | FALSE | 1 | None | None | No Match | No Match | 14000 | 8900 |  |  | 63.1 | 61 | Non Federally-Regulated | 1988-07-27 |  | 1998-06-21
Dearborn Stove | Dearborn Baronet II | DCH625-M-A | Vented Room Heater - unspecifi | Natural Gas | No Match | TRUE | FALSE | 1 | None | None | No Match | No Match | 25000 | 17500 |  |  |  |  | Non Federally-Regulated | 1981-03-11 |  | 1998-06-21
Williams Furnace Co. | Monterey | 50GV-A1-3T NAT | Vented Gravity Type Wall Furna | Natural Gas | No Match | TRUE | FALSE | 1 | None | None | Non-Condensing | Single-Stage | 50000 | 35300 |  |  | 65.1 | 65 | Federally-Regulated Consumer Product | 1991-08-29 |  | 1995-06-05
Empire Comfort Systems | Empire | DVP42FP70 | Direct Vent Gravity Type Wall | Natural Gas | Pressure | FALSE | FALSE | 1 | None | None | Non-Condensing | Single-Stage | 30000 | 20250 |  |  | 66.9 | 64 | Federally-Regulated Consumer Product | 2005-06-14 |  | 2007-11-16
Williams Furnace Co. | Monterey | 25GV-3-HAT | Vented Gravity Type Wall Furna | Natural Gas | No Match | TRUE | FALSE | 1 | None | None | No Match | No Match | 25000 | 17500 |  |  |  | 63 | Federally-Regulated Consumer Product | 1992-08-31 |  | 1998-06-21
Martin Industries | Martin | F1445-1 STH-2 | Gravity Type Floor Furnace | LPG | No Match | TRUE | FALSE | 1 | None | None | No Match | No Match | 45000 | 29250 |  |  | 57 | 57 | Non Federally-Regulated | 1988-01-29 |  | 1998-06-21
Williams Furnace Co. | Williams | 2001622A | Gravity Type Vented Room Heate | Natural Gas | Pressure | TRUE | FALSE | 0 |  | None | Non-Condensing | Single-Stage | 20000 | 16000 |  |  | 71 | 58 | Federally-Regulated Consumer Product | 2013-07-10 |  | 2014-05-07
Williams Furnace Co. | Monterey | 2509711 | Vented Gravity Type Wall Furna | LPG | No Match | TRUE | FALSE | 1 | None | None | Non-Condensing | Single-Stage | 25000 | 17500 |  |  | 63.3 | 63 | Federally-Regulated Consumer Product | 1993-12-10 |  | 1995-06-05
Empire Comfort Systems | Empire Comfort Systems | 3588-(2,3) | Gravity Type Floor Furnace | Natural Gas | Pressure | TRUE | FALSE | 1 | Draft Diverter | None | Non-Condensing | Single-Stage | 32500 | 22750 |  |  | 56 | 56 | Federally-Regulated Consumer Product | 2012-01-03 |  | 2012-11-16
Williams Furnace Co. | Williams | 50EH-NAT | Gravity Type Vented Room Heate | Natural Gas | No Match | TRUE | FALSE | 1 | None | None | Non-Condensing | Single-Stage | 50000 | 35000 |  |  | 67.4 | 65 | Federally-Regulated Consumer Product | 1991-08-29 |  | 1995-06-05
Perfection Products Co. | Perfection | VC235TN-K | Vented Room Heater - unspecifi | Natural Gas | No Match | TRUE | FALSE | 1 | None | None | No Match | No Match | 35000 | 24500 |  |  |  |  | Non Federally-Regulated | 1985-10-07 |  | 1998-06-21
Empire Comfort Systems | Empire Comfort Systems | RH-50C-1 | Gravity Type Vented Room Heate | Natural Gas | Pressure | TRUE | FALSE | 1 | Draft Diverter | None | Non-Condensing | Single-Stage | 50000 | 35000 |  |  | 65 | 65 | Federally-Regulated Consumer Product | 2013-06-17 |  | 2014-08-28
Williams Furnace Co. | Suburban | DWW-55P-LP | Direct Vent Fan Type Wall Furn | LPG | No Match | TRUE | FALSE | 1 | None | None | No Match | No Match | 55000 | 44000 |  |  | 77 | 74 | Non Federally-Regulated | 1989-03-22 |  | 1998-06-21
Perfection Products Co. | Perfection | ASV711SEN | Direct Vent Gravity Type Wall | Natural Gas | No Match | TRUE | FALSE | 1 | None | None | No Match | No Match | 11000 | 8261 |  |  | 66 | 60 | Non Federally-Regulated | 1988-01-29 |  | 1998-06-21
Williams Furnace Co. | Forsaire | 455FEI-NAT | Vented Fan Type Wall Furnace | Natural Gas | No Match | FALSE | FALSE | 1 | None | None | Non-Condensing | Single-Stage | 55000 | 44000 |  |  | 76 | 74 | Non Federally-Regulated | 1988-03-14 |  | 1989-03-22
Heil Quaker | Sears | 629.7768 | Vented Fan Type Wall Furnace | LPG | No Match | TRUE | FALSE | 1 | None | None | No Match | No Match | 35000 | 28000 |  |  | 74.8 | 73 | Non Federally-Regulated | 1988-07-27 |  | 1998-06-21
Williams Furnace Co. | Continental | RFD55-IP | Direct Vent Fan Type Wall Furn | LPG | No Match | FALSE | FALSE | 1 | None | None | No Match | No Match | 55000 | 44000 |  |  | 77.5 | 74 | Non Federally-Regulated | 1988-07-27 |  | 1998-06-21
Williams Furnace Co. | Monterey | 50GV-A1-3 NAT | Vented Gravity Type Wall Furna | Natural Gas | No Match | TRUE | FALSE | 1 | None | None | Non-Condensing | Single-Stage | 50000 | 35300 |  |  | 65.1 | 65 | Federally-Regulated Consumer Product | 1991-08-29 |  | 1995-06-05
CFM Majestic, Inc. ( Purchased by Monessen Hearth Systems Company 7/25/2008) | Insta-Flame | FA20MN | Vented Room Heater - unspecifi | Natural Gas | No Match | TRUE | FALSE | 1 | None | None | No Match | No Match | 20000 | 14000 |  |  | 63.1 | 58 | Federally-Regulated Consumer Product | 1998-03-31 |  | 1998-06-21
Perfection Schwank | Perfection | PDW850TN-CS | Vented Gravity Type Wall Furna | Natural Gas | No Match | TRUE | FALSE | 1 | None | None | No Match | No Match | 50000 | 35000 |  |  | 65 | 65 | Federally-Regulated Consumer Product | 1992-06-03 |  | 1998-06-21
Louisville Tin &amp; Stove Co. | Louisville Tin & Stove Co. | CDV256* | Direct Vent Gravity Type Wall | LPG | Injection Type | TRUE | FALSE | 1 |  | None | Non-Condensing | Single-Stage | 25000 | 17500 |  |  | 63 | 63 | Federally-Regulated Consumer Product | 2007-11-20 |  | 2011-06-14
Martin Industries | Martin | V2520 S-3 | Vented Room Heater - unspecifi | Natural Gas | No Match | TRUE | FALSE | 1 | None | None | No Match | No Match | 20000 | 13000 |  |  |  |  | Non Federally-Regulated | 1981-03-11 |  | 1998-06-21
Perfection Schwank | Perfection | VC250CTN-W-1 | Vented Room Heater - unspecifi | Natural Gas | No Match | TRUE | FALSE | 1 | None | None | No Match | No Match | 50000 | 35000 |  |  | 65 | 65 | Federally-Regulated Consumer Product | 1995-06-15 |  | 1998-06-21
Pacific Energy Gas Stoves | Pacific Energy | MIRAGE FS | Vented Room Heater - unspecifi | Natural Gas | No Match | TRUE | FALSE | 1 | None | None | No Match | No Match | 30000 | 20430 |  |  | 68.1 | 64 | Federally-Regulated Consumer Product | 1995-06-15 |  | 1998-06-21
CFM Majestic, Inc. ( Purchased by Monessen Hearth Systems Company 7/25/2008) | Insta-Flame | FSDV30 | Direct Vent Gravity Type Wall | Natural Gas | No Match | TRUE | FALSE | 1 | None | None | No Match | No Match | 30000 | 22800 |  |  | 76 | 64 | Federally-Regulated Consumer Product | 1997-04-11 |  | 1998-06-21
Empire Comfort Systems | Empire | DVP42FP73 | Direct Vent Gravity Type Wall | Natural Gas | Pressure | FALSE | FALSE | 1 | None | None | Non-Condensing | Single-Stage | 30000 | 20250 |  |  | 66.9 | 64 | Federally-Regulated Consumer Product | 2005-06-14 |  | 2007-11-16
Williams Furnace Co. | Dearborn | DWF35BR-LPG | Vented Gravity Type Wall Furna | LPG | No Match | TRUE | FALSE | 1 | None | None | No Match | No Match | 34000 | 23800 |  |  |  |  | Non Federally-Regulated | 1981-08-16 |  | 1998-06-21
Fireplace Products International, Ltd. | Regency | U43-LP | Vented Room Heater - unspecifi | LPG | No Match | TRUE | FALSE | 1 | None | None | No Match | No Match | 38000 | 30400 |  |  | 64.9 | 64 | Federally-Regulated Consumer Product | 1998-03-31 |  | 1998-06-21
Perfection Schwank | Perfection | VC250CTL-W-1 | Vented Room Heater - unspecifi | LPG | No Match | TRUE | FALSE | 1 | None | None | No Match | No Match | 50000 | 35000 |  |  | 65 | 65 | Federally-Regulated Consumer Product | 1995-06-15 |  | 1998-06-21
Williams Furnace Co. | Williams | 5002811 | Gravity Type Vented Room Heate | LPG | No Match | TRUE | FALSE | 1 | None | None | Non-Condensing | Single-Stage | 50000 | 35000 |  |  | 67.4 | 65 | Federally-Regulated Consumer Product | 1993-12-10 |  | 1995-06-05
Heil Quaker | Sears | 367. 734981 | Direct Vent Gravity Type Wall | Natural Gas | No Match | TRUE | FALSE | 1 | None | None | No Match | No Match | 20000 | 14000 |  |  |  |  | Non Federally-Regulated | 1981-04-09 |  | 1998-06-21
Louisville Tin &amp; Stove Co. | Cozy | W251C | Vented Gravity Type Wall Furna | Natural Gas | No Match | TRUE | FALSE | 1 | None | None | No Match | No Match | 25000 | 17500 |  |  | 63 | 63 | Federally-Regulated Consumer Product | 1992-06-03 |  | 1998-06-21
Fireplace Products International, Ltd. | Regency | C33-LP | Vented Room Heater - unspecifi | LPG | No Match | TRUE | FALSE | 1 | None | None | No Match | No Match | 33000 | 24420 |  |  | 67.6 | 64 | Federally-Regulated Consumer Product | 1998-03-31 |  | 1998-06-21
Louisville Tin &amp; Stove Co. | Cozy | CR160-B | Vented Room Heater - unspecifi | Natural Gas | No Match | TRUE | FALSE | 1 | None | None | No Match | No Match | 60000 | 42000 |  |  | 66 | 65 | Federally-Regulated Consumer Product | 1998-03-31 |  | 1998-06-21
Johnson Gas Appliance Co. | Newport | DNV 36 | Direct Vent Gravity Type Wall | Natural Gas | No Match | TRUE | FALSE | 1 | None | None | Non-Condensing | Single-Stage | 35000 | 20100 |  |  | 64 | 64 | Federally-Regulated Consumer Product | 1994-08-05 |  | 1995-05-22
Perfection Products Co. | Perfection | PDW850TN-A | Vented Gravity Type Wall Furna | Natural Gas | No Match | TRUE | FALSE | 1 | None | None | No Match | No Match | 50000 | 35000 |  |  |  |  | Non Federally-Regulated | 1984-03-31 |  | 1998-06-21
Williams Furnace Co. | Debonair | 30DV-5-NAT | Direct Vent Gravity Type Wall | Natural Gas | No Match | TRUE | FALSE | 1 | None | None | No Match | No Match | 30000 | 21000 |  |  | 65.6 | 64 | Non Federally-Regulated | 1988-07-27 |  | 1989-03-22
CFM Majestic, Inc. ( Purchased by Monessen Hearth Systems Company 7/25/2008) | Insta-Flame | HE30** | Vented Gravity Type Wall Furna | Natural Gas | No Match | TRUE | FALSE | 1 | None | None | Non-Condensing | Single-Stage | 30000 | 21000 |  |  | 64 | 64 | Federally-Regulated Consumer Product | 1995-05-05 |  | 1997-11-20
CFM Majestic, Inc. ( Purchased by Monessen Hearth Systems Company 7/25/2008) | Insta-Flame | FS22 | Vented Gravity Type Wall Furna | Natural Gas | No Match | TRUE | FALSE | 1 | None | None | No Match | No Match | 30000 | 21000 |  |  | 64 | 64 | Federally-Regulated Consumer Product | 1997-04-11 |  | 1998-06-21
Empire Comfort Systems | Empire | 7088-2 | Gravity Type Floor Furnace | Natural Gas | No Match | TRUE | FALSE | 1 | None | None | Non-Condensing | Single-Stage | 65000 | 45500 |  |  | 60 | 57 | Federally-Regulated Consumer Product | 1990-09-11 |  | 2007-11-16
Louisville Tin &amp; Stove Co. | Cozy | W602B | Vented Gravity Type Wall Furna | LPG | No Match | TRUE | FALSE | 1 | None | None | No Match | No Match | 60000 | 42000 |  |  | 65 | 65 | Non Federally-Regulated | 1988-07-27 |  | 1998-06-21
Williams Furnace Co. | Williams | 5002512 | Vented Room Heater - unspecifi | Natural Gas | No Match | TRUE | FALSE | 1 | None | None | No Match | No Match | 50000 | 37500 |  |  | 68.1 | 65 | Federally-Regulated Consumer Product | 1995-06-15 |  | 1998-06-21
Locke Stove | Warm Morning | UDV12 | Direct Vent Gravity Type Wall | LPG | No Match | TRUE | FALSE | 1 | None | None | No Match | No Match | 12000 | 8400 |  |  | 60 | 60 | Federally-Regulated Consumer Product | 1992-08-31 |  | 1998-06-21
Empire Comfort Systems | Empire Comfort Systems | DV-25-2SG | Vented Gravity Type Wall Furna | LPG | Pressure | TRUE | FALSE | 1 | None | None | Non-Condensing | Single-Stage | 25000 | 17500 |  |  | 67 | 63 | Federally-Regulated Consumer Product | 2013-06-17 |  | 2014-08-28
Empire Comfort Systems | Empire Comfort Systems | HW350GWOXX1 | Vented Gravity Type Wall Furna | LPG | Injection Type | TRUE | FALSE | 1 | Draft Diverter | None | Non-Condensing | Single-Stage | 35000 | 24500 |  |  | 66 | 64 | Federally-Regulated Consumer Product | 2007-11-20 |  | 2012-01-03
Williams Furnace Co. | Debonair | 14DV-5-LPG | Direct Vent Gravity Type Wall | LPG | No Match | TRUE | FALSE | 1 | None | None | No Match | No Match | 14000 | 9800 |  |  | 63.1 | 61 | Federally-Regulated Consumer Product | 1992-08-31 |  | 1998-06-21
Williams Furnace Co. | Williams | 5001511 | Vented Room Heater - unspecifi | LPG | No Match | TRUE | FALSE | 1 | None | None | No Match | No Match | 50000 | 37500 |  |  | 68.1 | 65 | Federally-Regulated Consumer Product | 1995-06-15 |  | 1998-06-21
Williams Furnace Co. | Continental | RFT35-OP | Vented Fan Type Wall Furnace | LPG | No Match | TRUE | FALSE | 1 | None | None | No Match | No Match | 35000 | 28000 |  |  | 74.8 | 73 | Non Federally-Regulated | 1988-07-27 |  | 1998-06-21
Empire Comfort Systems | Empire | FAW-5BIP | Vented Fan Type Wall Furnace | Natural Gas | No Match | FALSE | FALSE | 1 | None | None | No Match | No Match | 55000 | 44550 |  |  | 76.5 | 74 | Federally-Regulated Consumer Product | 1998-03-31 |  | 1998-06-21
Louisville Tin &amp; Stove Co. | Cozy | C120A | Gravity Type Vented Room Heate | Natural Gas | No Match | TRUE | FALSE | 1 | None | None | Non-Condensing | Single-Stage | 20000 | 14000 |  |  | 58 | 58 | Non Federally-Regulated | 1988-10-05 |  | 1991-11-13
Empire Comfort Systems | Empire | GWS-25SG | Vented Gravity Type Wall Furna | LPG | No Match | TRUE | FALSE | 1 | None | None | No Match | No Match | 25000 | 17500 |  |  |  |  | Non Federally-Regulated | 1985-10-07 |  | 1998-06-21
Louisville Tin &amp; Stove Co. | Louisville Tin & Stove Co. | HEDV253* | Direct Vent Fan Type Wall Furn | Natural Gas | Induced Draft | FALSE | FALSE | 1 |  | None | Non-Condensing | Single-Stage | 25000 | 20000 | 4 |  | 80 | 73 | Federally-Regulated Consumer Product | 2011-06-23 |  | 2011-07-18
Williams Furnace Co. | Suburban | GWW-50PT-NAT | Vented Gravity Type Wall Furna | Natural Gas | No Match | TRUE | FALSE | 1 | None | None | Non-Condensing | Single-Stage | 50000 | 35300 |  |  | 65.1 | 65 | Non Federally-Regulated | 1988-06-22 |  | 1995-06-05
Kresky-Ward, Inc. | Kresky-Ward | GSM 35S | Vented Gravity Type Wall Furna | Natural Gas | No Match | TRUE | FALSE | 1 | None | None | No Match | No Match | 35000 | 24500 |  |  |  |  | Non Federally-Regulated | 1981-04-22 |  | 1998-06-21
CFM Majestic, Inc. ( Purchased by Monessen Hearth Systems Company 7/25/2008) | Insta-Flame | FA20TP | Vented Room Heater - unspecifi | LPG | No Match | TRUE | FALSE | 1 | None | None | No Match | No Match | 17000 | 11900 |  |  | 63.1 | 57 | Federally-Regulated Consumer Product | 1998-03-31 |  | 1998-06-21
Williams Furnace Co. | Williams | 5001522 | Vented Room Heater - unspecifi | Natural Gas | No Match | TRUE | FALSE | 1 | None | None | No Match | No Match | 50000 | 37500 |  |  | 68.1 | 65 | Federally-Regulated Consumer Product | 1995-06-15 |  | 1998-06-21
Williams Furnace Co. | Debonair | 30DV-5-LPG | Direct Vent Gravity Type Wall | LPG | No Match | TRUE | FALSE | 1 | None | None | No Match | No Match | 30000 | 21000 |  |  |  |  | Non Federally-Regulated | 1985-10-07 |  | 1988-01-29
Louisville Tin &amp; Stove Co. | Cozy | W601A | Vented Gravity Type Wall Furna | Natural Gas | No Match | TRUE | FALSE | 1 | None | None | No Match | No Match | 60000 | 42000 |  |  |  |  | Non Federally-Regulated | 1985-10-07 |  | 1998-06-21
Louisville Tin &amp; Stove Co. | Cozy | 86B50A-MIL | Gravity Type Floor Furnace | Natural Gas | No Match | TRUE | FALSE | 1 | None | None | No Match | No Match | 50000 | 35000 |  |  | 66 | 57 | Non Federally-Regulated | 1988-01-29 |  | 1998-06-21
LSC, Inc. | Warm Morning | UDV12 | Direct Vent Gravity Type Wall | LPG | No Match | TRUE | FALSE | 1 | None | None | No Match | No Match | 12000 | 8400 |  |  |  |  | Non Federally-Regulated | 1984-03-31 |  | 1998-06-21
NHC | Sterling-Electronic | STERLING ELECTRONIC | Gravity Type Vented Room Heate | Natural Gas | No Match | TRUE | FALSE | 1 | None | None | Non-Condensing | Single-Stage | 40000 | 30440 |  |  | 71.8 | 64 | Federally-Regulated Consumer Product | 1994-05-10 |  | 1994-10-12
Orrville Products | Comfortec | CFSDV30TN | Direct Vent Gravity Type Wall | Natural Gas | No Match | TRUE | FALSE | 1 | None | None | No Match | No Match | 30000 | 21000 |  |  | 70 | 64 | Federally-Regulated Consumer Product | 1997-04-11 |  | 1998-06-21
Empire Comfort Systems | Empire | DV-232-1MH | Direct Vent Gravity Type Wall | Natural Gas | No Match | TRUE | FALSE | 1 | None | None | No Match | No Match | 32000 | 22550 |  |  | 64 | 64 | Federally-Regulated Consumer Product | 1995-06-15 |  | 1998-06-21
Williams Furnace Co. | Williams | 3501711 (35EH LPG) | Vented Room Heater - unspecifi | LPG | No Match | TRUE | FALSE | 1 | None | None | No Match | No Match | 35000 | 24500 |  |  | 67.1 | 64 | Federally-Regulated Consumer Product | 1995-06-15 |  | 1998-06-21
Louisville Tin &amp; Stove Co. | Louisville Tin & Stove Co. | 90P65* | Gravity Type Floor Furnace | LPG | Injection Type | TRUE | FALSE | 1 | Draft Hood | None | Non-Condensing | Single-Stage | 62000 | 43400 |  |  | 58 | 57 | Federally-Regulated Consumer Product | 2011-06-14 |  | 2011-07-18
Martin Industries | Aspen | R35-l HT-l | Vented Room Heater - unspecifi | LPG | No Match | TRUE | FALSE | 1 | None | None | No Match | No Match | 35000 | 24500 |  |  |  |  | Non Federally-Regulated | 1981-06-06 |  | 1998-06-21
Louisville Tin &amp; Stove Co. | Cozy | CR250-B | Vented Room Heater - unspecifi | LPG | No Match | TRUE | FALSE | 1 | None | None | No Match | No Match | 50000 | 35000 |  |  | 66 | 65 | Federally-Regulated Consumer Product | 1995-06-15 |  | 1998-06-21
NHC | Sterling | STERLING | Gravity Type Vented Room Heate | Natural Gas | No Match | FALSE | FALSE | 1 | None | None | Non-Condensing | Single-Stage | 40000 | 27640 |  |  | 65.1 | 64 | Federally-Regulated Consumer Product | 1992-04-06 |  | 1994-10-12
Empire Comfort Systems | Empire | GW-35-2 | Vented Gravity Type Wall Furna | Natural Gas | No Match | TRUE | FALSE | 1 | None | None | Non-Condensing | Single-Stage | 35000 | 24850 |  |  | 65 | 64 | Non Federally-Regulated | 1989-06-06 |  | 1993-12-14
Williams Furnace Co. | Williams | 35RH-NAT | Gravity Type Vented Room Heate | Natural Gas | No Match | TRUE | FALSE | 1 | None | None | Non-Condensing | Single-Stage | 35000 | 24500 |  |  | 67.1 | 64 | Federally-Regulated Consumer Product | 1991-08-29 |  | 1995-06-05
Perfection Products Co. | Perfection | PDW850SEN | Vented Gravity Type Wall Furna | Natural Gas | No Match | TRUE | FALSE | 1 | None | None | No Match | No Match | 50000 | 35000 |  |  |  |  | Non Federally-Regulated | 1984-03-31 |  | 1998-06-21
Perfection Products Co. | Perfection | PW825RTL | Vented Gravity Type Wall Furna | LPG | No Match | TRUE | FALSE | 1 | None | None | No Match | No Match | 25000 | 17500 |  |  |  |  | Non Federally-Regulated | 1984-03-31 |  | 1985-10-07
Orrville Products | Comfortec | CDV36RP | Gravity Type Vented Room Heate | LPG | No Match | TRUE | FALSE | 1 | None | None | Non-Condensing | Single-Stage | 18500 | 13875 |  |  | 74.4 | 58 | Federally-Regulated Consumer Product | 1993-04-09 |  | 1995-06-02
Preway | Sears | 155.8502 | Vented Room Heater - unspecifi | Natural Gas | No Match | TRUE | FALSE | 1 | None | None | No Match | No Match | 35000 | 24530 |  |  |  |  | Non Federally-Regulated | 1984-03-31 |  | 1998-06-21
Williams Furnace Co. | Forsaire | 550DVI-LPG | Direct Vent Fan Type Wall Furn | LPG | No Match | FALSE | FALSE | 1 | None | None | No Match | No Match | 55000 | 44000 |  |  | 77.5 | 74 | Non Federally-Regulated | 1988-07-27 |  | 1998-06-21
Perfection Schwank | Perfection | VC220TN-KS-1 | Vented Room Heater - unspecifi | Natural Gas | No Match | TRUE | FALSE | 1 | None | None | No Match | No Match | 19000 | 14307 |  |  | 66.1 | 58 | Federally-Regulated Consumer Product | 1997-04-11 |  | 1998-06-21
Martin Industries | Martin | V4970 ST-1 | Vented Room Heater - unspecifi | Natural Gas | No Match | TRUE | FALSE | 1 | None | None | No Match | No Match | 70000 | 49000 |  |  |  |  | Non Federally-Regulated | 1981-03-11 |  | 1998-06-21
Williams Furnace Co. | Debonair | 22DV-5-LPG | Direct Vent Gravity Type Wall | LPG | No Match | TRUE | FALSE | 1 | None | None | No Match | No Match | 22000 | 15400 |  |  | 64.8 | 63 | Federally-Regulated Consumer Product | 1997-04-11 |  | 1998-06-21
Canadian Heating Products, Inc. ( Montigo ) | Montigo | MD38DT | Direct Vent Gravity Type Wall | Natural Gas | No Match | TRUE | FALSE | 1 | None | None | Non-Condensing | Single-Stage | 28000 | 20468 |  |  | 66.6 | 64 | Federally-Regulated Consumer Product | 1999-09-09 |  | 1999-10-21
Perfection Schwank | Perfection | ASV120RTN-T | Direct Vent Gravity Type Wall | Natural Gas | No Match | TRUE | FALSE | 1 | None | None | Non-Condensing | Single-Stage | 20000 | 14000 |  |  | 63 | 63 | Non Federally-Regulated | 1989-02-27 |  | 2003-10-02
Louisville Tin &amp; Stove Co. | Louisville Tin & Stove Co. | VCR502* | Gravity Type Vented Room Heate | LPG | Injection Type | TRUE | FALSE | 1 | Draft Diverter | None | Non-Condensing | Single-Stage | 50000 | 35000 |  |  | 65 | 65 | Federally-Regulated Consumer Product | 2011-06-14 |  | 2011-07-18
Williams Furnace Co. | Williams | 650(1,2)(5,9)21A | Gravity Type Vented Room Heate | LPG | Pressure | TRUE | FALSE | 0 |  | None | Non-Condensing | Single-Stage | 65000 | 47000 |  |  | 70 | 65 | Federally-Regulated Consumer Product | 2014-05-07 |  | 2014-08-28
CFM Majestic, Inc. ( Purchased by Monessen Hearth Systems Company 7/25/2008) | Northern Flame | A230RN | Vented Room Heater - unspecifi | Natural Gas | No Match | TRUE | FALSE | 1 | None | None | No Match | No Match | 30000 | 21000 |  |  | 64.7 | 64 | Federally-Regulated Consumer Product | 1998-03-31 |  | 1998-06-21
Martin Industries | Midland International | V2720 | Vented Room Heater - unspecifi | LPG | No Match | TRUE | FALSE | 1 | None | None | No Match | No Match | 20000 | 14000 |  |  | 58 | 58 | Federally-Regulated Consumer Product | 1992-06-03 |  | 1998-06-21
LSC, Inc. | Warm Morning | V-30HMAL | Vented Room Heater - unspecifi | Natural Gas | No Match | TRUE | FALSE | 1 | None | None | No Match | No Match | 30000 | 21000 |  |  |  |  | Non Federally-Regulated | 1985-10-07 |  | 1998-06-21
Louisville Tin &amp; Stove Co. | Cozy | CDV33* | Direct Vent Gravity Type Wall | Natural Gas | No Match | TRUE | FALSE | 1 | None | None | No Match | No Match | 33000 | 21120 |  |  | 64.4 | 64 | Federally-Regulated Consumer Product | 1990-06-26 |  | 1998-06-21
Perfection Products Co. | Perfection | VC270TN-K | Vented Room Heater - unspecifi | Natural Gas | No Match | TRUE | FALSE | 1 | None | None | No Match | No Match | 70000 | 49000 |  |  |  |  | Non Federally-Regulated | 1984-03-31 |  | 1998-06-21
Louisville Tin &amp; Stove Co. | Louisville Tin & Stove Co. | BBT104* | Direct Vent Gravity Type Wall | LPG | Induced Draft | FALSE | FALSE | 1 |  | None | Non-Condensing | Single-Stage | 9000 | 7200 |  |  | 80 | 59 | Federally-Regulated Consumer Product | 2007-11-20 |  | 2011-06-14
Louisville Tin &amp; Stove Co. | Cozy | CDV151 | Direct Vent Gravity Type Wall | Natural Gas | No Match | TRUE | FALSE | 1 | None | None | No Match | No Match | 15000 | 10500 |  |  | 64 | 61 | Federally-Regulated Consumer Product | 1992-06-03 |  | 1998-06-21
Empire Comfort Systems | Empire | 7088-1 | Gravity Type Floor Furnace | Natural Gas | No Match | TRUE | FALSE | 1 | None | None | Non-Condensing | Single-Stage | 65000 | 45500 |  |  | 60 | 57 | Federally-Regulated Consumer Product | 1990-04-24 |  | 1993-12-14
Perfection Products Co. | Perfection | VC220TL-GS | Vented Room Heater - unspecifi | LPG | No Match | TRUE | FALSE | 1 | None | None | No Match | No Match | 19000 | 13300 |  |  |  |  | Non Federally-Regulated | 1984-03-31 |  | 1998-06-21
Louisville Tin &amp; Stove Co. | Cozy | 86B30 | Gravity Type Floor Furnace | Natural Gas | No Match | TRUE | FALSE | 1 | None | None | Non-Condensing | Single-Stage | 30000 | 21000 |  |  | 56 | 56 | Non Federally-Regulated | 1988-06-23 |  | 1991-11-13
Louisville Tin &amp; Stove Co. | Cozy | W356A | Vented Gravity Type Wall Furna | LPG | No Match | TRUE | FALSE | 1 | None | None | No Match | No Match | 35000 | 24500 |  |  | 64 | 64 | Non Federally-Regulated | 1988-07-27 |  | 1998-06-21
Williams Furnace Co. | Williams | 65RH-NAT | Gravity Type Vented Room Heate | Natural Gas | No Match | TRUE | FALSE | 1 | None | None | Non-Condensing | Single-Stage | 65000 | 45500 |  |  | 68.3 | 65 | Federally-Regulated Consumer Product | 1991-08-29 |  | 1995-06-05
Louisville Tin &amp; Stove Co. | Cozy | CR250-B | Vented Room Heater - unspecifi | LPG | No Match | TRUE | FALSE | 1 | None | None | No Match | No Match | 50000 | 35000 |  |  | 66 | 65 | Federally-Regulated Consumer Product | 1992-06-03 |  | 1998-06-21
Williams Furnace Co. | Williams | 6501811 | Vented Room Heater - unspecifi | LPG | No Match | TRUE | FALSE | 1 | None | None | No Match | No Match | 65000 | 45500 |  |  | 68.3 | 65 | Federally-Regulated Consumer Product | 1997-04-11 |  | 1998-06-21
Hunter Energy & Technology | Hunter | PW/WF35-2 | Vented Room Heater - unspecifi | Natural Gas | No Match | TRUE | FALSE | 1 | None | None | No Match | No Match | 35000 | 25000 |  |  | 65.8 | 64 | Federally-Regulated Consumer Product | 1995-06-15 |  | 1998-06-21
Martin Industries | Martin | F1445-1 STH-2 | Gravity Type Floor Furnace | Natural Gas | No Match | TRUE | FALSE | 1 | None | None | No Match | No Match | 45000 | 29250 |  |  |  |  | Non Federally-Regulated | 1985-10-07 |  | 1998-06-21
Williams Furnace Co. | Williams | 5001711 | Gravity Type Vented Room Heate | LPG | No Match | TRUE | FALSE | 1 | None | None | Non-Condensing | Single-Stage | 50000 | 35000 |  |  | 67.4 | 65 | Federally-Regulated Consumer Product | 1993-12-10 |  | 1995-06-05
NHC | Sterling-Millivolt | STERLING MILLIVOLT | Vented Room Heater - unspecifi | Natural Gas | No Match | TRUE | FALSE | 1 | None | None | No Match | No Match | 40000 | 30440 |  |  | 70.2 | 64 | Federally-Regulated Consumer Product | 1995-06-15 |  | 1998-06-21
Polaris Fireplaces, Inc. | Polaris | PG 150 N | Vented Room Heater - unspecifi | Natural Gas | No Match | FALSE | FALSE | 1 | None | None | No Match | No Match | 22000 | 17800 |  |  | 67.4 | 63 | Federally-Regulated Consumer Product | 1995-06-15 |  | 1997-04-11
Williams Furnace Co. | Monterey | 50GV-A1-3 LPG | Vented Gravity Type Wall Furna | LPG | No Match | TRUE | FALSE | 1 | None | None | Non-Condensing | Single-Stage | 50000 | 35300 |  |  | 65.1 | 65 | Federally-Regulated Consumer Product | 1991-08-29 |  | 1995-06-05
Archgard Industries, Ltd. | Archgard Industries, Ltd. | DVT 500P | Vented Room Heater - unspecifi | LPG | No Match | TRUE | FALSE | 1 | None | None | No Match | No Match | 24000 | 18720 |  |  | 71 | 63 | Federally-Regulated Consumer Product | 1997-04-11 |  | 1998-06-21
Perfection Schwank | Perfection | VC270TN-P | Vented Room Heater - unspecifi | Natural Gas | No Match | TRUE | FALSE | 1 | None | None | No Match | No Match | 70000 | 49000 |  |  | 65 | 65 | Federally-Regulated Consumer Product | 1992-06-03 |  | 1998-06-21
Empire Comfort Systems | Empire | RH-35-5 | Vented Room Heater - unspecifi | Natural Gas | No Match | TRUE | FALSE | 1 | None | None | No Match | No Match | 35000 | 24500 |  |  | 64 | 64 | Federally-Regulated Consumer Product | 1997-04-11 |  | 1998-06-21
Empire Comfort Systems | Empire Comfort Systems | FAW-55IP | Vented Fan Type Wall Furnace | LPG | Pressure | FALSE | FALSE | 1 |  | None | Non-Condensing | Single-Stage | 55000 | 42000 | 204 | 422 | 74 | 74 | Federally-Regulated Consumer Product | 2013-06-17 |  | 2014-08-28
RSF Energy, Ltd. | RSF Energy | MARIAH (NG) | Vented Room Heater - unspecifi | Natural Gas | No Match | TRUE | FALSE | 1 | None | None | No Match | No Match | 30000 | 23000 |  |  | 64.6 | 64 | Federally-Regulated Consumer Product | 1995-06-15 |  | 1998-06-21
Williams Furnace Co. | Suburban | GWW-20PA-NAT | Vented Gravity Type Wall Furna | Natural Gas | No Match | TRUE | FALSE | 1 | None | None | Non-Condensing | Single-Stage | 20000 | 14120 |  |  | 63.2 | 63 | Federally-Regulated Consumer Product | 1991-08-29 |  | 1995-06-05
CFM Majestic, Inc. ( Purchased by Monessen Hearth Systems Company 7/25/2008) | Insta-Flame | DV36 | Direct Vent Gravity Type Wall | Natural Gas | No Match | TRUE | FALSE | 1 | None | None | No Match | No Match | 26000 | 18200 |  |  | 66 | 63 | Federally-Regulated Consumer Product | 1995-06-15 |  | 1998-06-21
Empire Comfort Systems | Empire | 5088 | Gravity Type Floor Furnace | Natural Gas | No Match | TRUE | FALSE | 1 | None | None | No Match | No Match | 45000 | 31500 |  |  | 57 | 57 | Non Federally-Regulated | 1988-07-27 |  | 1989-03-22
Williams Furnace Co. | Forsaire | 5008732(450FX-4 NAT) | Vented Fan Type Wall Furnace | Natural Gas | No Match | TRUE | FALSE | 1 | None | None | Non-Condensing | Single-Stage | 50000 | 40000 |  |  | 74.3 | 74 | Federally-Regulated Consumer Product | 1995-06-05 |  | 2012-11-19
Williams Furnace Co. | Williams | 6501812 | Gravity Type Vented Room Heate | Natural Gas | No Match | TRUE | FALSE | 1 | None | None | Non-Condensing | Single-Stage | 65000 | 45500 |  |  | 68.3 | 65 | Federally-Regulated Consumer Product | 1993-12-10 |  | 1995-06-05
Efel North America | Efel North America | GASHARMONY | Gravity Type Vented Room Heate | Natural Gas | No Match | TRUE | FALSE | 1 | None | None | Non-Condensing | Single-Stage | 50000 | 36000 |  |  | 73 | 65 | Federally-Regulated Consumer Product | 1993-08-02 |  | 1995-05-26
Empire Comfort Systems | Empire | RH-25-2 | Vented Room Heater - unspecifi | Natural Gas | No Match | TRUE | FALSE | 1 | None | None | No Match | No Match | 25000 | 17500 |  |  | 64 | 63 | Federally-Regulated Consumer Product | 1995-06-15 |  | 1998-06-21
Williams Furnace Co. | Forsaire | 5008331 (455FEI LPG) | Vented Fan Type Wall Furnace | LPG | No Match | FALSE | FALSE | 1 | None | None | Non-Condensing | Single-Stage | 55000 | 44000 |  |  | 76 | 74 | Federally-Regulated Consumer Product | 1995-06-05 |  | 1995-06-15
Empire Comfort Systems | Empire | 5088-1 | Gravity Type Floor Furnace | Natural Gas | No Match | TRUE | FALSE | 1 | None | None | Non-Condensing | Single-Stage | 45000 | 31500 |  |  | 58.1 | 57 | Federally-Regulated Consumer Product | 1990-04-24 |  | 1993-12-14
Kingsman Industries | Kingsman Industries | FV5000N | Vented Room Heater - unspecifi | Natural Gas | No Match | TRUE | FALSE | 1 | None | None | No Match | No Match | 32000 | 24960 |  |  | 66.2 | 64 | Federally-Regulated Consumer Product | 1997-04-11 |  | 1998-06-21
Waterford Irish Stoves | Tara | TARA | Gravity Type Vented Room Heate | Natural Gas | No Match | TRUE | FALSE | 1 | None | None | Non-Condensing | Single-Stage | 25000 | 18000 |  |  | 72 | 63 | Federally-Regulated Consumer Product | 1998-08-12 |  | 2000-12-12
CFM Majestic, Inc. ( Purchased by Monessen Hearth Systems Company 7/25/2008) | Northern Flame by Majestic | A125TP | Vented Room Heater - unspecifi | LPG | No Match | TRUE | FALSE | 1 | None | None | No Match | No Match | 20000 | 14000 |  |  | 58 | 58 | Federally-Regulated Consumer Product | 1998-03-31 |  | 1998-06-21
Perfection Products Co. | Perfection | PW835SEN | Vented Gravity Type Wall Furna | Natural Gas | No Match | TRUE | FALSE | 1 | None | None | No Match | No Match | 35000 | 24500 |  |  |  |  | Non Federally-Regulated | 1984-03-31 |  | 1998-06-21
Empire Comfort Systems | Empire | DV-32-ISG | Direct Vent Gravity Type Wall | Natural Gas | No Match | TRUE | FALSE | 1 | None | None | Non-Condensing | Single-Stage | 32000 | 22560 |  |  | 64 | 64 | Federally-Regulated Consumer Product | 1992-03-31 |  | 1992-04-13
Suburban Manufacturing Co. | Suburban | DLII-0912E | Direct Vent Fan Type Wall Furn | Natural Gas | No Match | FALSE | FALSE | 1 | None | None | No Match | No Match | 12000 | 9372 |  |  | 78.1 | 73 | Federally-Regulated Consumer Product | 1995-06-15 |  | 1998-06-21
Williams Furnace Co. | Debonair | 22DV-5B LPG | Direct Vent Gravity Type Wall | LPG | No Match | TRUE | FALSE | 1 | None | None | Non-Condensing | Single-Stage | 22000 | 15400 |  |  | 64.8 | 63 | Federally-Regulated Consumer Product | 1991-08-29 |  | 1995-06-05
Louisville Tin &amp; Stove Co. | Cozy | W501B | Vented Gravity Type Wall Furna | Natural Gas | No Match | TRUE | FALSE | 1 | None | None | Non-Condensing | Single-Stage | 50000 | 35000 |  |  | 65 | 65 | Non Federally-Regulated | 1988-06-22 |  | 1991-11-13
Johnson Gas Appliance Co. | Newport | NEWPORT INSERT | Vented Room Heater - unspecifi | LPG | No Match | TRUE | FALSE | 1 | None | None | No Match | No Match | 29500 | 21250 |  |  | 65 | 64 | Federally-Regulated Consumer Product | 1997-04-11 |  | 1998-06-21
Orrville Products | Comfortec | CDV36RP | Vented Room Heater - unspecifi | LPG | No Match | TRUE | FALSE | 1 | None | None | No Match | No Match | 18500 | 13875 |  |  | 74.4 | 58 | Federally-Regulated Consumer Product | 1997-04-11 |  | 1998-06-21
Williams Furnace Co. | Sahara | 25GV-A1-HA | Vented Gravity Type Wall Furna | LPG | No Match | TRUE | FALSE | 1 | None | None | No Match | No Match | 25000 | 17500 |  |  |  |  | Non Federally-Regulated | 1985-10-07 |  | 1998-06-21
Louisville Tin &amp; Stove Co. | Cozy | W506C | Vented Gravity Type Wall Furna | LPG | No Match | TRUE | FALSE | 1 | None | None | Non-Condensing | Single-Stage | 50000 | 35000 |  |  | 65.1 | 65 | Federally-Regulated Consumer Product | 1991-11-13 |  | 1993-05-18
Empire Comfort Systems | Empire | GWS-50 | Vented Gravity Type Wall Furna | LPG | No Match | TRUE | FALSE | 1 | None | None | No Match | No Match | 50000 | 35000 |  |  |  |  | Non Federally-Regulated | 1985-10-07 |  | 1998-06-21
Perfection Products Co. | Perfection | PWB20RTL-B-4 | Vented Gravity Type Wall Furna | LPG | No Match | TRUE | FALSE | 1 | None | None | No Match | No Match | 20000 | 14000 |  |  |  |  | Non Federally-Regulated | 1985-10-07 |  | 1998-06-21
Williams Furnace Co. | Suburban | DWW-55PA-NAT | Direct Vent Fan Type Wall Furn | Natural Gas | No Match | TRUE | FALSE | 1 | None | None | No Match | No Match | 55000 | 44000 |  |  | 76 | 74 | Federally-Regulated Consumer Product | 1997-04-11 |  | 1998-06-21
Suburban Manufacturing Co. | Suburban | GSW-30 | Direct Vent Gravity Type Wall | LPG | No Match | TRUE | FALSE | 1 | None | None | No Match | No Match | 30000 | 21000 |  |  |  |  | Non Federally-Regulated | 1981-03-11 |  | 1998-06-21
Louisville Tin &amp; Stove Co. | Louisville Tin & Stove Co. | CDV356* | Direct Vent Gravity Type Wall | LPG | Injection Type | TRUE | FALSE | 1 | Draft Diverter | None | Non-Condensing | Single-Stage | 33000 | 23100 |  |  | 64 | 64 | Federally-Regulated Consumer Product | 2007-11-20 |  | 2011-06-14
Empire Comfort Systems | Empire | GWT-35-2RB | Vented Gravity Type Wall Furna | Natural Gas | Pressure | TRUE | FALSE | 1 | None | None | Non-Condensing | Single-Stage | 35000 | 24500 |  |  | 65.5 | 64 | Federally-Regulated Consumer Product | 2001-05-23 |  | 2007-11-16
Blaze King Industries | Pegasus | 9000 | Vented Room Heater - unspecifi | LPG | No Match | TRUE | FALSE | 1 | None | None | No Match | No Match | 40000 | 29800 |  |  | 65.1 | 64 | Federally-Regulated Consumer Product | 1997-04-11 |  | 1998-06-21
Locke Stove | Warm Morning | DV201AMAL | Direct Vent Gravity Type Wall | Natural Gas | No Match | TRUE | FALSE | 1 | None | None | No Match | No Match | 10000 | 7000 |  |  |  |  | Non Federally-Regulated | 1981-04-27 |  | 1998-06-21
Louisville Tin &amp; Stove Co. | Louisville Tin & Stove Co. | DVCF 408* | Direct Vent Fan Type Wall Furn | LPG | Injection Type | FALSE | FALSE | 1 |  | None | Non-Condensing | Single-Stage | 40000 | 32000 | 141 | 121 | 76.1 | 73 | Federally-Regulated Consumer Product | 2013-06-17 |  | 2014-08-28
Williams Furnace Co. | Sears | 629.7767 | Vented Gravity Type Wall Furna | LPG | No Match | TRUE | FALSE | 1 | None | None | No Match | No Match | 35000 | 34500 |  |  | 64.1 | 64 | Federally-Regulated Consumer Product | 1990-06-26 |  | 1998-06-21
Williams Furnace Co. | Forsaire | 6257732 | Direct Vent Fan Type Wall Furn | Natural Gas | No Match | TRUE | FALSE | 1 | None | None | Non-Condensing | Single-Stage | 62500 | 48000 |  |  | 74.3 | 74 | Federally-Regulated Consumer Product | 1993-12-10 |  | 1995-06-05
Williams Furnace Co. | Debonair | 14DV-3-NAT | Direct Vent Gravity Type Wall | Natural Gas | No Match | TRUE | FALSE | 1 | None | None | No Match | No Match | 14000 | 9800 |  |  | 63.1 | 61 | Federally-Regulated Consumer Product | 1990-06-26 |  | 1992-06-03
Preway | Sears | 155.4631 | Gravity Type Vented Room Heate | LPG | No Match | TRUE | FALSE | 1 | None | None | Non-Condensing | Single-Stage | 35000 | 24500 |  |  | 64 | 64 | Non Federally-Regulated | 1988-02-05 |  | 1992-05-13
Preway | Sears | 155.8568 | Vented Room Heater - unspecifi | Natural Gas | No Match | TRUE | FALSE | 1 | None | None | No Match | No Match | 45000 | 31500 |  |  |  |  | Non Federally-Regulated | 1981-03-11 |  | 1998-06-21
Empire Comfort Systems | Empire Comfort Systems | RH50C-1 | Gravity Type Vented Room Heate | LPG | Pressure | TRUE | FALSE | 1 |  | None | Non-Condensing | Single-Stage | 50000 | 35000 |  |  | 68 | 65 | Federally-Regulated Consumer Product | 2014-08-28 |  | 2015-06-05
Williams Furnace Co. | Debonair | 30DV-5-LPG | Direct Vent Gravity Type Wall | LPG | No Match | TRUE | FALSE | 1 | None | None | No Match | No Match | 30000 | 21000 |  |  | 65.6 | 64 | Federally-Regulated Consumer Product | 1992-06-03 |  | 1998-06-21
Valor Homeflame | Homeflame | 475AB-P | Vented Room Heater - unspecifi | Natural Gas | No Match | FALSE | FALSE | 1 | None | None | No Match | No Match | 19500 | 14430 |  |  |  |  | Non Federally-Regulated | 1985-10-07 |  | 1998-06-21
Martin Industries | Warm Morning | V65L*N | Vented Room Heater - unspecifi | Natural Gas | No Match | TRUE | FALSE | 1 | None | None | No Match | No Match | 65000 | 45500 |  |  | 65 | 65 | Federally-Regulated Consumer Product | 1992-06-03 |  | 1998-06-21
Williams Furnace Co. | Sahara | 30DV-5-NAT | Direct Vent Gravity Type Wall | Natural Gas | No Match | TRUE | FALSE | 1 | None | None | No Match | No Match | 33000 | 21000 |  |  |  |  | Non Federally-Regulated | 1985-10-07 |  | 1998-06-21
Perfection Products Co. | Perfection | SV733TL-A | Direct Vent Gravity Type Wall | LPG | No Match | TRUE | FALSE | 1 | None | None | No Match | No Match | 33000 | 23100 |  |  |  |  | Non Federally-Regulated | 1984-03-31 |  | 1998-06-21
Hussong Manufacturing Co. | Kozy Heat | MPS-34 MINNEAPOLIS XL | Direct Vent Gravity Type Wall | Natural Gas | Pressure | FALSE | FALSE | 1 |  | None | Non-Condensing | Step Modulating | 25000 | 13000 |  |  | 73.9 | 63 | Federally-Regulated Consumer Product | 2010-12-08 |  | 2011-10-03
Perfection Products Co. | Perfection | PW835TN-A | Vented Gravity Type Wall Furna | Natural Gas | No Match | TRUE | FALSE | 1 | None | None | No Match | No Match | 35000 | 24500 |  |  |  |  | Non Federally-Regulated | 1985-10-07 |  | 1998-06-21
Williams Furnace Co. | Williams | 50RH-NAT | Gravity Type Vented Room Heate | Natural Gas | No Match | TRUE | FALSE | 1 | None | None | Non-Condensing | Single-Stage | 50000 | 35000 |  |  | 67.4 | 65 | Federally-Regulated Consumer Product | 1991-08-29 |  | 1995-06-05
Perfection Products Co. | Perfection | SV733SEL | Direct Vent Gravity Type Wall | LPG | No Match | TRUE | FALSE | 1 | None | None | No Match | No Match | 33000 | 23100 |  |  |  |  | Non Federally-Regulated | 1984-03-31 |  | 1998-06-21
CFM Majestic, Inc. ( Purchased by Monessen Hearth Systems Company 7/25/2008) | Insta-Flame | DVS3 | Direct Vent Gravity Type Wall | Natural Gas | No Match | TRUE | FALSE | 1 | None | None | No Match | No Match | 34000 | 23800 |  |  | 64.1 | 64 | Federally-Regulated Consumer Product | 1995-06-15 |  | 1998-06-21
CFM Majestic, Inc. ( Purchased by Monessen Hearth Systems Company 7/25/2008) | Insta-Flame | FA20 | Vented Room Heater - unspecifi | LPG | No Match | TRUE | FALSE | 1 | None | None | No Match | No Match | 17000 | 11900 |  |  | 63.1 | 57 | Federally-Regulated Consumer Product | 1997-04-11 |  | 1998-06-21
Canadian Heating Products, Inc. ( Montigo ) | Montigo | ME34DT-I | Direct Vent Gravity Type Wall | Natural Gas | No Match | FALSE | FALSE | 1 | None | None | Non-Condensing | Single-Stage | 21000 | 15456 |  |  | 63.3 | 63 | Federally-Regulated Consumer Product | 1999-09-30 |  | 1999-10-15
Suburban Manufacturing Co. | Suburban | UWW-35E-NAT | Vented Fan Type Wall Furnace | Natural Gas | No Match | FALSE | FALSE | 1 | None | None | No Match | No Match | 35000 | 28000 |  |  | 75.6 | 73 | Non Federally-Regulated | 1988-07-27 |  | 1998-06-21
Blaze King Industries | Pegasus | 9101IT | Vented Room Heater - unspecifi | Natural Gas | No Match | TRUE | FALSE | 1 | None | None | No Match | No Match | 40000 | 33200 |  |  | 73.6 | 64 | Federally-Regulated Consumer Product | 1997-04-11 |  | 1998-06-21
Williams Furnace Co. | Dayton | 3e+293 | Vented Gravity Type Wall Furna | LPG | No Match | TRUE | FALSE | 1 | None | None | No Match | No Match | 34000 | 23800 |  |  |  | 64 | Federally-Regulated Consumer Product | 1992-08-31 |  | 1998-06-21
Preway | Sears | 155.8567 | Vented Room Heater - unspecifi | Natural Gas | No Match | TRUE | FALSE | 1 | None | None | No Match | No Match | 75000 | 52500 |  |  |  |  | Non Federally-Regulated | 1981-03-11 |  | 1998-06-21
Williams Furnace Co. | Monterey | 50GV-A1-5T NAT | Vented Gravity Type Wall Furna | Natural Gas | No Match | TRUE | FALSE | 1 | None | None | Non-Condensing | Single-Stage | 50000 | 35300 |  |  | 65.1 | 65 | Federally-Regulated Consumer Product | 1991-08-29 |  | 1995-06-05
Williams Furnace Co. | Williams | 3502922 | Vented Room Heater - unspecifi | Natural Gas | No Match | TRUE | FALSE | 1 | None | None | No Match | No Match | 35000 | 26250 |  |  | 68 | 64 | Federally-Regulated Consumer Product | 1995-06-15 |  | 1998-06-21
Addison Products | Dearborn Baronet II | DCH615*-*-* | Vented Room Heater - unspecifi | Natural Gas | No Match | TRUE | FALSE | 1 | None | None | No Match | No Match | 15000 | 10500 |  |  |  |  | Non Federally-Regulated | 1984-03-31 |  | 1998-06-21
Louisville Tin &amp; Stove Co. | Cozy | 88*30 | Gravity Type Floor Furnace | Natural Gas | No Match | TRUE | FALSE | 1 | None | None | No Match | No Match | 30000 | 18600 |  |  | 62.4 | 56 | Federally-Regulated Consumer Product | 1990-06-26 |  | 1998-06-21
Empire Comfort Systems | Empire | 7088 | Gravity Type Floor Furnace | Natural Gas | No Match | TRUE | FALSE | 1 | None | None | No Match | No Match | 65000 | 45500 |  |  | 57 | 57 | Non Federally-Regulated | 1988-07-27 |  | 1989-03-22
Williams Furnace Co. | Williams | 6502712 (65RH NAT) | Vented Room Heater - unspecifi | Natural Gas | No Match | TRUE | FALSE | 1 | None | None | No Match | No Match | 65000 | 45500 |  |  | 88.3 | 65 | Federally-Regulated Consumer Product | 1998-03-31 |  | 1998-06-21
CFM Majestic, Inc. ( Purchased by Monessen Hearth Systems Company 7/25/2008) | Insta-Flame by Majestic | HE25RN | Vented Room Heater - unspecifi | Natural Gas | No Match | TRUE | FALSE | 1 | None | None | No Match | No Match | 20000 | 14000 |  |  | 58 | 58 | Federally-Regulated Consumer Product | 1998-03-31 |  | 1998-06-21
Preway | Preway | FVP75 L | Vented Room Heater - unspecifi | Natural Gas | No Match | TRUE | FALSE | 1 | None | None | No Match | No Match | 75000 | 52500 |  |  |  |  | Non Federally-Regulated | 1984-03-31 |  | 1998-06-21
Williams Furnace Co. | Monterey | 25GV-A1-5T NAT | Vented Gravity Type Wall Furna | Natural Gas | No Match | TRUE | FALSE | 1 | None | None | Non-Condensing | Single-Stage | 25000 | 17500 |  |  | 63.3 | 63 | Federally-Regulated Consumer Product | 1991-08-29 |  | 1995-06-05
Williams Furnace Co. | Monterey Magnum | 3509521(35GVHE-5 LPG | Vented Gravity Type Wall Furna | LPG | No Match | TRUE | FALSE | 1 | None | None | Non-Condensing | Single-Stage | 35000 | 27300 |  |  | 71.2 | 64 | Federally-Regulated Consumer Product | 1995-06-05 |  | 2012-11-19
Louisville Tin &amp; Stove Co. | Louisville Tin & Stove Co. | CDV156* | Direct Vent Gravity Type Wall | LPG | Injection Type | TRUE | FALSE | 1 |  | None | Non-Condensing | Single-Stage | 15000 | 10500 |  |  | 64 | 61 | Federally-Regulated Consumer Product | 2011-07-18 |  | 2013-06-17
Rinnai America | Energy Savers | RHFE-1001FA/VA-P | Direct Vent Fan Type Wall Furn | LPG | No Match | FALSE | FALSE | 1 | None | None | Non-Condensing | Single-Stage | 36500 | 29680 |  |  | 81.3 | 73 | Federally-Regulated Consumer Product | 2000-07-18 |  | 2007-11-16
Perfection Products Co. | Perfection | ASV711SEL | Direct Vent Gravity Type Wall | LPG | No Match | TRUE | FALSE | 1 | None | None | No Match | No Match | 11000 | 8371 |  |  | 67.8 | 60 | Non Federally-Regulated | 1988-01-29 |  | 1998-06-21
Williams Furnace Co. | Williams | 6502711 (65RH LPG) | Vented Room Heater - unspecifi | LPG | No Match | TRUE | FALSE | 1 | None | None | No Match | No Match | 65000 | 45500 |  |  | 68.3 | 65 | Federally-Regulated Consumer Product | 1995-06-15 |  | 1998-06-21
Williams Furnace Co. | Williams | 500(1,2)(5,9)22A | Gravity Type Vented Room Heate | Natural Gas | Pressure | TRUE | FALSE | 0 |  | None | Non-Condensing | Single-Stage | 50000 | 34500 |  |  | 68 | 65 | Federally-Regulated Consumer Product | 2013-07-10 |  | 2014-05-07
Empire Comfort Systems | Empire | DV-20E-1 | Direct Vent Fan Type Wall Furn | Natural Gas | No Match | FALSE | FALSE | 1 | None | None | No Match | No Match | 20000 | 16300 |  |  | 80 | 73 | Federally-Regulated Consumer Product | 1997-04-11 |  | 1998-06-21
NHC | Sterling | STERLING | Vented Room Heater - unspecifi | Natural Gas | No Match | FALSE | FALSE | 1 | None | None | No Match | No Match | 40000 | 27640 |  |  | 65.1 | 64 | Federally-Regulated Consumer Product | 1997-04-11 |  | 1998-06-21
Perfection Schwank | Perfection | ASV730RTL-T | Direct Vent Gravity Type Wall | LPG | No Match | TRUE | FALSE | 1 | None | None | Non-Condensing | Single-Stage | 30000 | 21000 |  |  | 64 | 64 | Federally-Regulated Consumer Product | 1991-02-08 |  | 2003-10-02
Williams Furnace Co. | Sears | 629.7566 | Vented Gravity Type Wall Furna | Natural Gas | No Match | TRUE | FALSE | 1 | None | None | Non-Condensing | Single-Stage | 20000 | 14120 |  |  | 63.2 | 63 | Non Federally-Regulated | 1988-03-14 |  | 1995-06-05
Perfection Products Co. | Perfection | PW835RTL-B-4 | Vented Gravity Type Wall Furna | LPG | No Match | TRUE | FALSE | 1 | None | None | No Match | No Match | 35000 | 24500 |  |  |  |  | Non Federally-Regulated | 1984-03-31 |  | 1998-06-21
Empire Comfort Systems | Empire Comfort Systems | DVC-35-1(SP,IP) | Vented Fan Type Wall Furnace | LPG | Pressure | TRUE | FALSE | 1 |  | None | Non-Condensing | Single-Stage | 35000 | 27700 | 168 | 347 | 75 | 73 | Federally-Regulated Consumer Product | 2013-06-17 |  | 2014-08-28
Williams Furnace Co. | Montgomery Ward | SFB-50253B | Vented Fan Type Wall Furnace | Natural Gas | No Match | FALSE | FALSE | 1 | None | None | No Match | No Match | 55000 | 44000 |  |  |  |  | Non Federally-Regulated | 1984-03-31 |  | 1998-06-21
Williams Furnace Co. | Continental | RMG50-IP | Vented Gravity Type Wall Furna | LPG | No Match | TRUE | FALSE | 1 | None | None | Non-Condensing | Single-Stage | 50000 | 35300 |  |  | 65.1 | 65 | Non Federally-Regulated | 1988-03-14 |  | 1995-06-05
Regency Industries Canada | Regency Industries Canada | U41IN-NG | Vented Room Heater - unspecifi | Natural Gas | No Match | TRUE | FALSE | 1 | None | None | No Match | No Match | 42000 | 33000 |  |  | 64.6 | 64 | Federally-Regulated Consumer Product | 1995-06-15 |  | 1998-06-21
Empire Comfort Systems | Empire | GW-25-4RB | Vented Gravity Type Wall Furna | Natural Gas | No Match | TRUE | FALSE | 1 | None | None | Non-Condensing | Single-Stage | 25000 | 18000 |  |  | 65 | 63 | Federally-Regulated Consumer Product | 1991-03-04 |  | 2007-11-16
Perfection Schwank | Perfection | VRC235TL-W-1 | Vented Room Heater - unspecifi | LPG | No Match | TRUE | FALSE | 1 | None | None | No Match | No Match | 35000 | 24500 |  |  | 64 | 64 | Federally-Regulated Consumer Product | 1995-06-15 |  | 1998-06-21
CFM Majestic, Inc. ( Purchased by Monessen Hearth Systems Company 7/25/2008) | Insta-Flame | DV32 | Direct Vent Gravity Type Wall | Natural Gas | No Match | TRUE | FALSE | 1 | None | None | No Match | No Match | 21500 | 15050 |  |  | 63.4 | 63 | Federally-Regulated Consumer Product | 1997-04-11 |  | 1998-06-21
Perfection Schwank | Perfection | PW825RTN-C | Vented Gravity Type Wall Furna | Natural Gas | No Match | TRUE | FALSE | 1 | None | None | Non-Condensing | Single-Stage | 25000 | 17500 |  |  | 63 | 63 | Non Federally-Regulated | 1989-02-27 |  | 1991-02-08
CFM Majestic, Inc. ( Purchased by Monessen Hearth Systems Company 7/25/2008) | Insta-Flame by Majestic | HE25MN | Vented Room Heater - unspecifi | Natural Gas | No Match | TRUE | FALSE | 1 | None | None | No Match | No Match | 20000 | 14000 |  |  | 58 | 58 | Federally-Regulated Consumer Product | 1998-03-31 |  | 1998-06-21
Empire Comfort Systems | Empire | GW-35-5 | Vented Gravity Type Wall Furna | Natural Gas | No Match | TRUE | FALSE | 1 | None | None | Non-Condensing | Single-Stage | 35000 | 24850 |  |  | 65 | 64 | Federally-Regulated Consumer Product | 1992-07-28 |  | 2007-11-16
Addison Products | Dearborn Baronet II | DRH760*-* | Vented Room Heater - unspecifi | LPG | No Match | TRUE | FALSE | 1 | None | None | No Match | No Match | 60000 | 42000 |  |  |  |  | Non Federally-Regulated | 1984-03-31 |  | 1998-06-21
Archgard Industries, Ltd. | Archgard Industries, Ltd. | DVT 500P | Vented Room Heater - unspecifi | LPG | No Match | TRUE | FALSE | 1 | None | None | No Match | No Match | 24000 | 23400 |  |  | 71 | 63 | Federally-Regulated Consumer Product | 1997-04-11 |  | 1998-06-21
Martin Industries | Martin | MDVI55NAT | Direct Vent Fan Type Wall Furn | Natural Gas | No Match | FALSE | FALSE | 1 | None | None | No Match | No Match | 55000 | 44000 |  |  | 77.5 | 74 | Non Federally-Regulated | 1988-07-27 |  | 1998-06-21
Williams Furnace Co. | Williams | 3502521 | Vented Room Heater - unspecifi | LPG | No Match | TRUE | FALSE | 1 | None | None | No Match | No Match | 35000 | 26250 |  |  | 68 | 64 | Federally-Regulated Consumer Product | 1995-06-15 |  | 1998-06-21
Hussong Manufacturing Co. | Ambiance Fireplaces | INT-100 INTRIGUE 100 | Direct Vent Gravity Type Wall | LPG | Pressure | FALSE | FALSE | 1 | None | None | Non-Condensing | Step Modulating | 39500 | 18500 |  |  | 75.5 | 64 | Federally-Regulated Consumer Product | 2011-08-10 |  | 2011-10-03
Williams Furnace Co. | Williams | 5002921 | Gravity Type Vented Room Heate | LPG | No Match | TRUE | FALSE | 1 | None | None | Non-Condensing | Single-Stage | 50000 | 37500 |  |  | 68.1 | 65 | Federally-Regulated Consumer Product | 1995-06-05 |  | 2012-11-19
Williams Furnace Co. | Forsaire | 435FX-R NAT | Vented Fan Type Wall Furnace | Natural Gas | No Match | TRUE | FALSE | 1 | None | None | Non-Condensing | Single-Stage | 35000 | 28000 |  |  | 74.8 | 73 | Federally-Regulated Consumer Product | 1991-08-29 |  | 1995-06-05
CFM Majestic, Inc. ( Purchased by Monessen Hearth Systems Company 7/25/2008) | Insta-Flame | DVS3** | Direct Vent Gravity Type Wall | Natural Gas | No Match | TRUE | FALSE | 1 | None | None | Non-Condensing | Single-Stage | 34000 | 23800 |  |  | 64.1 | 64 | Federally-Regulated Consumer Product | 1995-05-05 |  | 1997-11-20
Williams Furnace Co. | Forsaire | 6508731 | Vented Fan Type Wall Furnace | LPG | No Match | TRUE | FALSE | 1 | None | None | Non-Condensing | Single-Stage | 65000 | 52000 |  |  | 74.1 | 74 | Federally-Regulated Consumer Product | 1993-12-10 |  | 1995-06-05
Louisville Tin &amp; Stove Co. | Cozy | MHDV306 | Direct Vent Gravity Type Wall | LPG | No Match | TRUE | FALSE | 1 | None | None | No Match | No Match | 30000 | 21000 |  |  | 65.1 | 64 | Federally-Regulated Consumer Product | 1998-03-31 |  | 1998-06-21
CFM Majestic, Inc. ( Purchased by Monessen Hearth Systems Company 7/25/2008) | Insta-Flame | HEB30** | Vented Gravity Type Wall Furna | LPG | No Match | TRUE | FALSE | 1 | None | None | Non-Condensing | Single-Stage | 21000 | 14700 |  |  | 64.2 | 63 | Federally-Regulated Consumer Product | 1995-05-05 |  | 1997-11-20
Faber Manufacturing | Faber Gas Fireplaces | 860 | Vented Room Heater - unspecifi | Natural Gas | No Match | TRUE | FALSE | 1 | None | None | No Match | No Match | 30000 | 22500 |  |  | 68 | 64 | Federally-Regulated Consumer Product | 1997-04-11 |  | 1998-06-21
Empire Comfort Systems | Empire Comfort Systems | RH65C-1 | Gravity Type Vented Room Heate | Natural Gas | Pressure | TRUE | FALSE | 1 |  | None | Non-Condensing | Single-Stage | 65000 | 45500 |  |  | 68 | 65 | Federally-Regulated Consumer Product | 2014-08-28 |  | 2015-06-05
Louisville Tin &amp; Stove Co. | Cozy | CF357A | Vented Fan Type Wall Furnace | Natural Gas | No Match | FALSE | FALSE | 1 | None | None | No Match | No Match | 35000 | 28000 |  |  | 75.4 | 73 | Federally-Regulated Consumer Product | 1992-06-03 |  | 1998-06-21
Travis Industries, Inc. | Avalon | 700-NG | Vented Room Heater - unspecifi | Natural Gas | No Match | TRUE | FALSE | 1 | None | None | No Match | No Match | 31000 | 24645 |  |  | 70 | 64 | Federally-Regulated Consumer Product | 1995-06-15 |  | 1998-06-21
Rinnai America | Rinnai | RHFE-558RWTA | Direct Vent Fan Type Wall Furn | Natural Gas | Injection Type | TRUE | FALSE | 1 |  | None | Non-Condensing | Step Modulating | 21500 | 17200 | 6 | 6 | 80 | 73 | Federally-Regulated Consumer Product | 2011-06-14 |  | 2011-10-27
Louisville Tin &amp; Stove Co. | Cozy | W502D | Vented Gravity Type Wall Furna | Natural Gas | No Match | TRUE | FALSE | 1 | None | None | Non-Condensing | Single-Stage | 50000 | 35000 |  |  | 65.1 | 65 | Federally-Regulated Consumer Product | 1993-05-18 |  | 1993-06-25
Miles Industries Ltd | Valor Fireplaces | 534XAN | Direct Vent Gravity Type Wall | Natural Gas | Injection Type | FALSE | FALSE | 1 | None | None | Non-Condensing | Single-Stage | 24000 | 17498 |  |  | 70.6 | 63 | Federally-Regulated Consumer Product | 2007-07-06 |  | 2011-05-25
Martin Industries | Martin | V2620 | Gravity Type Vented Room Heate | Natural Gas | No Match | TRUE | FALSE | 1 | None | None | Non-Condensing | Single-Stage | 20000 | 14000 |  |  | 58 | 58 | Non Federally-Regulated | 1988-10-05 |  | 1992-06-19
Suburban Manufacturing Co. | Suburban | GSW-20 | Direct Vent Gravity Type Wall | Natural Gas | No Match | FALSE | FALSE | 1 | None | None | Non-Condensing | Single-Stage | 20000 | 15800 |  |  | 73.3 | 63 | Non Federally-Regulated | 1989-03-23 |  | 1995-04-28
Martin Industries | Martin | V4850 VST | Vented Room Heater - unspecifi | LPG | No Match | TRUE | FALSE | 1 | None | None | No Match | No Match | 50000 | 35000 |  |  |  |  | Non Federally-Regulated | 1985-10-07 |  | 1998-06-21
Heil Quaker | Sears | 867.7345 | Vented Fan Type Wall Furnace | Natural Gas | No Match | FALSE | FALSE | 1 | None | None | No Match | No Match | 50000 | 40000 |  |  |  |  | Non Federally-Regulated | 1984-03-31 |  | 1998-06-21
Earth Stove, Inc. | Earth Stove | GI36 | Vented Room Heater - unspecifi | Natural Gas | No Match | TRUE | FALSE | 1 | None | None | No Match | No Match | 36000 | 27000 |  |  | 75 | 64 | Federally-Regulated Consumer Product | 1997-04-11 |  | 1998-06-21
Martin Industries | Martin | MSC50 | Vented Fan Type Wall Furnace | LPG | No Match | TRUE | FALSE | 1 | None | None | No Match | No Match | 50000 | 37500 |  |  | 74 | 74 | Federally-Regulated Consumer Product | 1992-06-03 |  | 1998-06-21
Heil Quaker | Sears | 629.7769 | Direct Vent Fan Type Wall Furn | LPG | No Match | FALSE | FALSE | 1 | None | None | No Match | No Match | 55000 | 44000 |  |  | 77.5 | 74 | Non Federally-Regulated | 1988-07-27 |  | 1998-06-21
Williams Furnace Co. | Suburban | DWW-22PT-NAT | Direct Vent Gravity Type Wall | Natural Gas | No Match | TRUE | FALSE | 1 | None | None | Non-Condensing | Single-Stage | 22000 | 15400 |  |  | 64.8 | 63 | Non Federally-Regulated | 1988-06-22 |  | 1995-06-05
Perfection Products Co. | Perfection | PW825SEL | Vented Gravity Type Wall Furna | LPG | No Match | TRUE | FALSE | 1 | None | None | No Match | No Match | 25000 | 175000 |  |  |  | 63 | Federally-Regulated Consumer Product | 1992-08-31 |  | 1998-06-21
Martin Industries | Martin | MSC35 | Vented Fan Type Wall Furnace | LPG | No Match | TRUE | FALSE | 1 | None | None | No Match | No Match | 30000 | 22500 |  |  | 73 | 73 | Federally-Regulated Consumer Product | 1992-06-03 |  | 1998-06-21
Perfection Schwank | Perfection | PDW850SEL-CS | Vented Gravity Type Wall Furna | LPG | No Match | TRUE | FALSE | 1 | None | None | No Match | No Match | 50000 | 35000 |  |  | 65 | 65 | Federally-Regulated Consumer Product | 1992-06-03 |  | 1998-06-21
Empire Comfort Systems | Empire | DVS-30RF-1 | Direct Vent Gravity Type Wall | Natural Gas | No Match | TRUE | FALSE | 1 | None | None | Non-Condensing | Single-Stage | 20000 | 16000 |  |  | 63 | 63 | Federally-Regulated Consumer Product | 2001-11-13 |  | 2007-11-16
Williams Furnace Co. | Debonair | 14DV-5-NAT | Direct Vent Gravity Type Wall | Natural Gas | No Match | TRUE | FALSE | 1 | None | None | Non-Condensing | Single-Stage | 14000 | 9800 |  |  | 63.1 | 61 | Non Federally-Regulated | 1988-03-14 |  | 1988-07-27
Locke Stove | Warm Morning | VR-65EMAL | Vented Room Heater - unspecifi | LPG | No Match | TRUE | FALSE | 1 | None | None | No Match | No Match | 65000 | 45500 |  |  |  |  | Non Federally-Regulated | 1982-05-21 |  | 1998-06-21
Valor Homeflame | Homeflame | 475AP-N | Vented Room Heater - unspecifi | Natural Gas | No Match | FALSE | FALSE | 1 | None | None | No Match | No Match | 20000 | 14800 |  |  |  |  | Non Federally-Regulated | 1985-10-07 |  | 1998-06-21
Empire Comfort Systems | Empire | 7088 | Gravity Type Floor Furnace | LPG | No Match | TRUE | FALSE | 1 | None | None | No Match | No Match | 65000 | 45500 |  |  | 57 | 57 | Non Federally-Regulated | 1988-07-27 |  | 1998-06-21
Williams Furnace Co. | Debonair | 14DV-3-LPG | Direct Vent Gravity Type Wall | LPG | No Match | TRUE | FALSE | 1 | None | None | No Match | No Match | 14000 | 9800 |  |  |  |  | Non Federally-Regulated | 1981-08-26 |  | 1984-03-31
LSC, Inc. | Warm Morning | V-50FMAL | Vented Room Heater - unspecifi | Natural Gas | No Match | TRUE | FALSE | 1 | None | None | No Match | No Match | 50000 | 35000 |  |  |  |  | Non Federally-Regulated | 1984-03-31 |  | 1998-06-21
Preway | Preway | SVP35 J | Vented Room Heater - unspecifi | Natural Gas | No Match | TRUE | FALSE | 1 | None | None | No Match | No Match | 35000 | 24500 |  |  |  |  | Non Federally-Regulated | 1981-03-11 |  | 1998-06-21
Heil Quaker | Sears | 867.7313 | Vented Gravity Type Wall Furna | Natural Gas | No Match | TRUE | FALSE | 1 | None | None | No Match | No Match | 25000 | 17500 |  |  |  |  | Non Federally-Regulated | 1982-05-21 |  | 1998-06-21
Louisville Tin &amp; Stove Co. | Cozy | 86B65A-MIL | Gravity Type Floor Furnace | Natural Gas | No Match | TRUE | FALSE | 1 | None | None | Non-Condensing | Single-Stage | 62000 | 43400 |  |  | 67 | 57 | Non Federally-Regulated | 1988-02-05 |  | 1991-11-13
Empire Comfort Systems | Empire | GW-35-6RB | Vented Gravity Type Wall Furna | Natural Gas | No Match | TRUE | FALSE | 1 | None | None | Non-Condensing | Single-Stage | 35000 | 24850 |  |  | 65 | 64 | Federally-Regulated Consumer Product | 1995-02-21 |  | 2007-11-16
Williams Furnace Co. | Williams | 5001812 (50EHB NAT) | Vented Room Heater - unspecifi | Natural Gas | No Match | TRUE | FALSE | 1 | None | None | No Match | No Match | 50000 | 35000 |  |  | 67.4 | 65 | Federally-Regulated Consumer Product | 1995-06-15 |  | 1998-06-21
Williams Furnace Co. | Williams | 6502711 (65RH LPG) | Gravity Type Vented Room Heate | LPG | No Match | TRUE | FALSE | 1 | None | None | Non-Condensing | Single-Stage | 65000 | 45500 |  |  | 68.3 | 65 | Federally-Regulated Consumer Product | 1995-06-05 |  | 2012-11-19
Williams Furnace Co. | Williams | 6501922 | Vented Room Heater - unspecifi | Natural Gas | No Match | TRUE | FALSE | 1 | None | None | No Match | No Match | 65000 | 50400 |  |  | 70.5 | 65 | Federally-Regulated Consumer Product | 1995-06-15 |  | 1998-06-21
CFM Majestic, Inc. ( Purchased by Monessen Hearth Systems Company 7/25/2008) | Insta-Flame | DV34RP | Gravity Type Vented Room Heate | LPG | No Match | TRUE | FALSE | 1 | None | None | Non-Condensing | Single-Stage | 18000 | 13500 |  |  | 73.5 | 57 | Federally-Regulated Consumer Product | 1992-06-02 |  | 1995-05-05
Williams Furnace Co. | Suburban | GWW-50PA-NAT | Vented Gravity Type Wall Furna | Natural Gas | No Match | TRUE | FALSE | 1 | None | None | Non-Condensing | Single-Stage | 50000 | 35300 |  |  | 65.1 | 65 | Federally-Regulated Consumer Product | 1991-08-29 |  | 1995-06-05
Canadian Heating Products, Inc. ( Montigo ) | Del Ray | ME34DT | Direct Vent Gravity Type Wall | Natural Gas | No Match | TRUE | FALSE | 1 | None | None | Non-Condensing | Single-Stage | 21000 | 15456 |  |  | 63.3 | 63 | Federally-Regulated Consumer Product | 1999-09-30 |  | 1999-10-15
Heil Quaker | Sears | 629.7568 | Direct Vent Gravity Type Wall | Natural Gas | No Match | TRUE | FALSE | 1 | None | None | No Match | No Match | 30000 | 21000 |  |  | 65.6 | 64 | Non Federally-Regulated | 1988-07-27 |  | 1998-06-21
Williams Furnace Co. | Montgomery Ward | SFB-50216 | Direct Vent Gravity Type Wall | LPG | No Match | TRUE | FALSE | 1 | None | None | No Match | No Match | 14000 | 9800 |  |  |  |  | Non Federally-Regulated | 1981-03-11 |  | 1998-06-21
Perfection Schwank | Perfection | PW835RTN-CS | Vented Gravity Type Wall Furna | Natural Gas | No Match | TRUE | FALSE | 1 | None | None | Non-Condensing | Single-Stage | 35000 | 24500 |  |  | 64 | 64 | Federally-Regulated Consumer Product | 1991-02-08 |  | 2003-10-02
Williams Furnace Co. | Williams | 3501711 | Gravity Type Vented Room Heate | LPG | No Match | TRUE | FALSE | 1 | None | None | Non-Condensing | Single-Stage | 35000 | 24500 |  |  | 67.1 | 64 | Federally-Regulated Consumer Product | 1993-12-10 |  | 1995-06-05
Martin Industries | Warm Morning | V50L*P | Vented Room Heater - unspecifi | LPG | No Match | TRUE | FALSE | 1 | None | None | No Match | No Match | 50000 | 35000 |  |  | 65 | 65 | Federally-Regulated Consumer Product | 1992-06-03 |  | 1998-06-21
Empire Comfort Systems | Empire Comfort Systems | GWT-50-2(SG,RB) | Vented Gravity Type Wall Furna | LPG | Pressure | TRUE | FALSE | 1 | Draft Diverter | None | Non-Condensing | Single-Stage | 50000 | 35000 |  |  | 66 | 65 | Federally-Regulated Consumer Product | 2013-06-17 |  | 2014-08-28
Williams Furnace Co. | Sahara | 50GV-C1-3-HAT | Vented Gravity Type Wall Furna | Natural Gas | No Match | TRUE | FALSE | 1 | None | None | No Match | No Match | 50000 | 35000 |  |  |  |  | Non Federally-Regulated | 1985-10-07 |  | 1998-06-21
Louisville Tin &amp; Stove Co. | Louisville Tin & Stove Co. | CDV-335* | Direct Vent Gravity Type Wall | Natural Gas | Injection Type | TRUE | FALSE | 1 |  | None | Non-Condensing | Single-Stage | 33000 | 23100 |  |  | 64 | 64 | Federally-Regulated Consumer Product | 2007-11-20 |  | 2011-06-14
Williams Furnace Co. | Monterey | 50GV-C-3T NAT | Vented Gravity Type Wall Furna | Natural Gas | No Match | TRUE | FALSE | 1 | None | None | Non-Condensing | Single-Stage | 50000 | 35300 |  |  | 65.1 | 65 | Federally-Regulated Consumer Product | 1991-08-29 |  | 1995-06-05
Empire Stove | Empire | DV215-6 | Direct Vent Gravity Type Wall | LPG | No Match | TRUE | FALSE | 1 | None | None | No Match | No Match | 15000 | 10500 |  |  |  |  | Non Federally-Regulated | 1981-03-25 |  | 1998-06-21
Suburban Manufacturing Co. | Suburban | GVC-65 | Vented Room Heater - unspecifi | Natural Gas | No Match | TRUE | FALSE | 1 | None | None | No Match | No Match | 65000 | 49400 |  |  | 70.7 | 65 | Non Federally-Regulated | 1988-07-27 |  | 1998-06-21
Kilbury | Kilbury | 14C | Unvented Room Heater | Natural Gas | No Match | TRUE | FALSE | 1 | None | None | No Match | No Match | 40000 | 40000 |  |  |  |  | Non Federally-Regulated | 1982-05-21 |  | 1998-06-21
Williams Furnace Co. | Monterey | 3509712 | Vented Gravity Type Wall Furna | Natural Gas | No Match | TRUE | FALSE | 1 | None | None | Non-Condensing | Single-Stage | 35000 | 24500 |  |  | 64.1 | 64 | Federally-Regulated Consumer Product | 1993-12-10 |  | 1995-06-05
Williams Furnace Co. | Debonair | 22DV-3-NAT | Direct Vent Gravity Type Wall | Natural Gas | No Match | TRUE | FALSE | 1 | None | None | No Match | No Match | 22000 | 15400 |  |  | 64.8 | 63 | Federally-Regulated Consumer Product | 1990-06-26 |  | 1992-06-03
Empire Comfort Systems | Empire | RH-370-1VS | Vented Room Heater - unspecifi | LPG | No Match | TRUE | FALSE | 1 | None | None | No Match | No Match | 70000 | 49350 |  |  | 65 | 65 | Non Federally-Regulated | 1988-07-27 |  | 1998-06-21
Heil Quaker | Perfection | SV650HDSN | Direct Vent Fan Type Wall Furn | Natural Gas | No Match | FALSE | FALSE | 1 | None | None | No Match | No Match | 50000 | 40000 |  |  |  |  | Non Federally-Regulated | 1984-03-31 |  | 1998-06-21
Security Chimneys, Ltd. | Security Fireplaces | SRGHIP | Vented Fan Type Wall Furnace | LPG | No Match | TRUE | FALSE | 1 | None | None | No Match | No Match | 22000 | 17160 |  |  | 78 | 73 | Federally-Regulated Consumer Product | 1995-06-15 |  | 1998-06-21
Empire Comfort Systems | Empire Comfort Systems | 7088-(2,3) | Gravity Type Floor Furnace | Natural Gas | Pressure | TRUE | FALSE | 1 | Draft Diverter | None | Non-Condensing | Single-Stage | 65000 | 45500 |  |  | 57 | 57 | Federally-Regulated Consumer Product | 2010-01-11 |  | 2012-01-03
Empire Comfort Systems | Empire | GWT-50-25G | Vented Gravity Type Wall Furna | Natural Gas | No Match | TRUE | FALSE | 1 | None | None | Non-Condensing | Single-Stage | 50000 | 37000 |  |  | 70 | 65 | Federally-Regulated Consumer Product | 2001-05-23 |  | 2001-06-15
Williams Furnace Co. | Williams | 6501711 | Gravity Type Vented Room Heate | LPG | No Match | TRUE | FALSE | 1 | None | None | Non-Condensing | Single-Stage | 65000 | 45500 |  |  | 68.3 | 65 | Federally-Regulated Consumer Product | 1993-12-10 |  | 1995-06-05
Martin Industries | Williams | RVH70B | Vented Room Heater - unspecifi | Natural Gas | No Match | TRUE | FALSE | 1 | None | None | No Match | No Match | 70000 | 49000 |  |  | 65 | 65 | Non Federally-Regulated | 1988-01-29 |  | 1998-06-21
Williams Furnace Co. | Debonair | 14DV-3-LPG | Direct Vent Gravity Type Wall | LPG | No Match | TRUE | FALSE | 1 | None | None | Non-Condensing | Single-Stage | 14000 | 9800 |  |  | 63.1 | 61 | Non Federally-Regulated | 1988-03-14 |  | 1988-07-27
Empire Comfort Systems | Empire | 7088-3 | Gravity Type Floor Furnace | Natural Gas | No Match | TRUE | FALSE | 1 | None | None | Non-Condensing | Single-Stage | 65000 | 45500 |  |  | 57 | 57 | Federally-Regulated Consumer Product | 2001-11-13 |  | 2007-11-16
Suburban Manufacturing Co. | Suburban | GWW-50P-NAT | Vented Gravity Type Wall Furna | Natural Gas | No Match | TRUE | FALSE | 1 | None | None | No Match | No Match | 50000 | 35300 |  |  | 65.1 | 65 | Non Federally-Regulated | 1988-07-27 |  | 1998-06-21
Williams Furnace Co. | Williams | 2001622 | Gravity Type Vented Room Heate | Natural Gas | Pressure | TRUE | FALSE | 1 |  | None | Non-Condensing | Single-Stage | 20000 | 16000 |  |  | 73 | 58 | Federally-Regulated Consumer Product | 2011-10-27 |  | 2013-06-17
Security Chimneys, Ltd. | Security Fireplaces | SRGH36*N**E | Direct Vent Gravity Type Wall | Natural Gas | No Match | TRUE | FALSE | 1 | None | None | Non-Condensing | Single-Stage | 25000 | 18500 |  |  | 74 | 63 | Federally-Regulated Consumer Product | 1993-06-02 |  | 1995-06-05
Heatilator, Inc. | Arrow | DV10GL | Vented Room Heater - unspecifi | LPG | No Match | TRUE | FALSE | 1 | None | None | No Match | No Match | 30000 | 21000 |  |  | 64.1 | 64 | Federally-Regulated Consumer Product | 1995-06-15 |  | 1998-06-21
Ultra-Aire | Ultra-Aire | UA300D | Vented Gravity Type Wall Furna | Natural Gas | No Match | TRUE | FALSE | 1 | None | None | No Match | No Match | 30000 | 21000 |  |  |  |  | Non Federally-Regulated | 1981-07-01 |  | 1998-06-21
Williams Furnace Co. | Debonair | 30DV-5-NAT | Direct Vent Gravity Type Wall | Natural Gas | No Match | TRUE | FALSE | 1 | None | None | No Match | No Match | 30000 | 21000 |  |  | 65.6 | 64 | Federally-Regulated Consumer Product | 1992-08-31 |  | 1998-06-21
Pacific Energy Gas Stoves | Pacific Energy | MIRAGE INSERT B | Vented Room Heater - unspecifi | LPG | No Match | TRUE | FALSE | 1 | None | None | No Match | No Match | 30000 | 20490 |  |  | 68.3 | 64 | Federally-Regulated Consumer Product | 1995-06-15 |  | 1998-06-21
Heil Quaker | Dearborn | DWHF25N-0 | Vented Gravity Type Wall Furna | Natural Gas | No Match | TRUE | FALSE | 1 | None | None | No Match | No Match | 25000 | 17500 |  |  |  |  | Non Federally-Regulated | 1984-03-31 |  | 1998-06-21
Suburban Manufacturing Co. | Suburban | GWW-20P-NAT | Vented Gravity Type Wall Furna | Natural Gas | No Match | TRUE | FALSE | 1 | None | None | No Match | No Match | 20000 | 14120 |  |  | 63.2 | 63 | Non Federally-Regulated | 1988-07-27 |  | 1998-06-21
Temtex | Temtex | ADL36P | Unvented Room Heater | LPG | No Match | TRUE | FALSE | 1 | None | None | No Match | No Match | 31000 | 31000 |  |  | 99.9 |  | Federally-Regulated Consumer Product | 1997-04-11 |  | 1998-06-21
Williams Furnace Co. | Debonair | 22DV-5-LPG | Direct Vent Gravity Type Wall | LPG | No Match | TRUE | FALSE | 1 | None | None | No Match | No Match | 22000 | 15400 |  |  |  |  | Non Federally-Regulated | 1981-09-01 |  | 1984-03-31
Perfection Schwank | Perfection | CV740HL-B | Vented Fan Type Wall Furnace | LPG | No Match | FALSE | FALSE | 1 | None | None | No Match | No Match | 40000 | 31160 |  |  | 73.3 | 73 | Federally-Regulated Consumer Product | 1992-06-03 |  | 1998-06-21
Williams Furnace Co. | Forsaire | 3508731(435FX-R LPG) | Vented Fan Type Wall Furnace | LPG | No Match | TRUE | FALSE | 1 | None | None | Non-Condensing | Single-Stage | 35000 | 28000 |  |  | 74.8 | 73 | Federally-Regulated Consumer Product | 1995-06-05 |  | 2012-11-19
Williams Furnace Co. | Debonair | 22DV-3-LPG | Direct Vent Gravity Type Wall | LPG | No Match | TRUE | FALSE | 1 | None | None | Non-Condensing | Single-Stage | 22000 | 15400 |  |  | 64.8 | 63 | Non Federally-Regulated | 1988-03-14 |  | 1988-07-27
Preway | Preway | FVP75R-LP | Gravity Type Vented Room Heate | LPG | No Match | TRUE | FALSE | 1 | None | None | Non-Condensing | Single-Stage | 75000 | 52500 |  |  | 65 | 65 | Non Federally-Regulated | 1988-02-05 |  | 1992-05-13
Martin Industries | Martin | V2530 ST-3 | Vented Room Heater - unspecifi | LPG | No Match | TRUE | FALSE | 1 | None | None | No Match | No Match | 30000 | 21000 |  |  |  |  | Non Federally-Regulated | 1981-03-11 |  | 1998-06-21
Rinnai America | Rinnai | RHFE-1001FA/VA-N | Direct Vent Fan Type Wall Furn | Natural Gas | No Match | FALSE | FALSE | 1 | None | None | Non-Condensing | Single-Stage | 38400 | 31220 |  |  | 81.1 | 73 | Federally-Regulated Consumer Product | 1999-09-17 |  | 2000-07-18
Martin Industries | Martin | MSC10 | Direct Vent Gravity Type Wall | Natural Gas | No Match | TRUE | FALSE | 1 | None | None | Non-Condensing | Single-Stage | 10000 | 6500 |  |  | 59 | 59 | Federally-Regulated Consumer Product | 1992-03-27 |  | 1993-12-14
Williams Furnace Co. | Sears | 629.7567 | Vented Gravity Type Wall Furna | Natural Gas | No Match | TRUE | FALSE | 1 | None | None | Non-Condensing | Single-Stage | 50000 | 35300 |  |  | 65.1 | 65 | Non Federally-Regulated | 1988-03-14 |  | 1995-06-05
Louisville Tin &amp; Stove Co. | Cozy | DVCF407A | Direct Vent Fan Type Wall Furn | Natural Gas | No Match | FALSE | FALSE | 1 | None | None | No Match | No Match | 40000 | 32000 |  |  | 76.5 | 73 | Federally-Regulated Consumer Product | 1995-06-15 |  | 1998-06-21
Empire Comfort Systems | Empire | GW25RB | Vented Gravity Type Wall Furna | Natural Gas | No Match | TRUE | FALSE | 1 | None | None | Non-Condensing | Single-Stage | 25000 | 17750 |  |  | 64 | 63 | Non Federally-Regulated | 1988-02-05 |  | 1992-05-13
Empire Comfort Systems | Empire Comfort Systems | HW500GWHOXX2 | Vented Gravity Type Wall Furna | LPG | Pressure | TRUE | FALSE | 1 |  | None | Non-Condensing | Single-Stage | 50000 | 35000 |  |  | 67 | 65 | Federally-Regulated Consumer Product | 2013-07-10 |  | 2014-08-28
Empire Comfort Systems | Empire | DV206-6 | Direct Vent Gravity Type Wall | LPG | No Match | TRUE | FALSE | 1 | None | None | No Match | No Match | 6000 | 4200 |  |  |  |  | Non Federally-Regulated | 1985-10-07 |  | 1998-06-21
CFM Majestic, Inc. ( Purchased by Monessen Hearth Systems Company 7/25/2008) | Insta-Flame by Majestic | HEDV32** | Direct Vent Gravity Type Wall | LPG | No Match | TRUE | FALSE | 1 | None | None | Non-Condensing | Single-Stage | 27000 | 18900 |  |  | 66 | 63 | Federally-Regulated Consumer Product | 1996-09-03 |  | 1997-11-20
Security Chimneys, Ltd. | Security Fireplaces | SRGH36*N*** | Direct Vent Gravity Type Wall | Natural Gas | No Match | TRUE | FALSE | 1 | None | None | Non-Condensing | Single-Stage | 25000 | 18500 |  |  | 74 | 63 | Federally-Regulated Consumer Product | 1993-06-02 |  | 1995-06-05
Empire Comfort Systems | Empire Comfort Systems | DV-55SPP | Vented Fan Type Wall Furnace | Natural Gas | Pressure | TRUE | FALSE | 1 |  | None | Non-Condensing | Single-Stage | 55000 | 43000 | 204 | 422 | 76 | 74 | Federally-Regulated Consumer Product | 2013-06-17 |  | 2014-08-28
Williams Furnace Co. | Williams | 350(1,2)(5,9)22 | Gravity Type Vented Room Heate | Natural Gas | Pressure | TRUE | FALSE | 1 |  | None | Non-Condensing | Single-Stage | 35000 | 26250 |  |  | 68 | 64 | Federally-Regulated Consumer Product | 2011-08-22 |  | 2013-04-19
Perfection Products Co. | Perfection | PW835SEL | Vented Gravity Type Wall Furna | LPG | No Match | TRUE | FALSE | 1 | None | None | No Match | No Match | 35000 | 24500 |  |  |  |  | Non Federally-Regulated | 1984-03-31 |  | 1998-06-21
Suburban Manufacturing Co. | Suburban | DT-1020K | Direct Vent Fan Type Wall Furn | Natural Gas | No Match | FALSE | FALSE | 1 | None | None | Non-Condensing | Single-Stage | 20000 | 16000 |  |  | 78.5 | 73 | Federally-Regulated Consumer Product | 1990-04-24 |  | 1990-06-26
Ultra-Aire | Ultra-Aire | UA250S-BR | Vented Gravity Type Wall Furna | Natural Gas | No Match | TRUE | FALSE | 1 | None | None | No Match | No Match | 25000 | 17500 |  |  |  |  | Non Federally-Regulated | 1981-06-21 |  | 1998-06-21
Williams Furnace Co. | Continental | RMG50-OP | Vented Gravity Type Wall Furna | LPG | No Match | TRUE | FALSE | 1 | None | None | Non-Condensing | Single-Stage | 50000 | 35300 |  |  | 65.1 | 65 | Non Federally-Regulated | 1988-03-14 |  | 1995-06-05
Martin Industries | Midland International | V2720 | Gravity Type Vented Room Heate | Natural Gas | No Match | TRUE | FALSE | 1 | None | None | Non-Condensing | Single-Stage | 20000 | 14000 |  |  | 58 | 58 | Federally-Regulated Consumer Product | 1992-04-30 |  | 1992-06-19
Williams Furnace Co. | Dearborn | DWF50BR-NAT.. | Vented Gravity Type Wall Furna | Natural Gas | No Match | TRUE | FALSE | 1 | None | None | No Match | No Match | 50000 | 35000 |  |  |  | 65 | Federally-Regulated Consumer Product | 1992-08-31 |  | 1998-06-21
Louisville Tin &amp; Stove Co. | Cozy | C235-B | Vented Room Heater - unspecifi | LPG | No Match | TRUE | FALSE | 1 | None | None | No Match | No Match | 35000 | 24500 |  |  | 65 | 64 | Federally-Regulated Consumer Product | 1992-06-03 |  | 1998-06-21
LSC, Inc. | Warm Morning | V-20FMAL | Vented Room Heater - unspecifi | Natural Gas | No Match | TRUE | FALSE | 1 | None | None | No Match | No Match | 20000 | 14000 |  |  |  |  | Non Federally-Regulated | 1984-03-31 |  | 1998-06-21
Perfection Products Co. | Perfection | VC270TN-J | Vented Room Heater - unspecifi | Natural Gas | No Match | TRUE | FALSE | 1 | None | None | No Match | No Match | 70000 | 49000 |  |  |  |  | Non Federally-Regulated | 1984-03-31 |  | 1998-06-21
Polaris Fireplaces, Inc. | Polaris | PG 150 P | Vented Room Heater - unspecifi | LPG | No Match | FALSE | FALSE | 1 | None | None | No Match | No Match | 22000 | 17600 |  |  | 66.7 | 63 | Federally-Regulated Consumer Product | 1997-04-11 |  | 1998-03-31
Williams Furnace Co. | Suburban | GWW-35P-LP | Vented Gravity Type Wall Furna | LPG | No Match | TRUE | FALSE | 1 | None | None | No Match | No Match | 35000 | 34500 |  |  | 64.1 | 64 | Federally-Regulated Consumer Product | 1997-04-11 |  | 1998-06-21
Martin Industries | Martin | V2530 LS | Vented Room Heater - unspecifi | LPG | No Match | TRUE | FALSE | 1 | None | None | No Match | No Match | 30000 | 21000 |  |  |  |  | Non Federally-Regulated | 1985-10-07 |  | 1998-06-21
Empire Stove | Empire | DV210-6 | Direct Vent Gravity Type Wall | Natural Gas | No Match | TRUE | FALSE | 1 | None | None | No Match | No Match | 10000 | 7000 |  |  |  |  | Non Federally-Regulated | 1984-03-31 |  | 1998-06-21
Perfection Products Co. | Perfection | VC270TN-JL | Vented Room Heater - unspecifi | Natural Gas | No Match | TRUE | FALSE | 1 | None | None | No Match | No Match | 70000 | 49000 |  |  |  |  | Non Federally-Regulated | 1984-03-31 |  | 1998-06-21
Heil Quaker | Dearborn | DSHC20N-0 | Direct Vent Gravity Type Wall | Natural Gas | No Match | TRUE | FALSE | 1 | None | None | No Match | No Match | 20000 | 14000 |  |  |  |  | Non Federally-Regulated | 1982-05-21 |  | 1998-06-21
Williams Furnace Co. | Monterey | 25GV-C-3T NAT | Vented Gravity Type Wall Furna | Natural Gas | No Match | TRUE | FALSE | 1 | None | None | Non-Condensing | Single-Stage | 25000 | 17500 |  |  | 63.3 | 63 | Federally-Regulated Consumer Product | 1991-08-29 |  | 1995-06-05
Empire Comfort Systems | Empire | GW-25-6SG | Vented Gravity Type Wall Furna | Natural Gas | No Match | TRUE | FALSE | 1 | None | None | Non-Condensing | Single-Stage | 25000 | 18000 |  |  | 65 | 63 | Federally-Regulated Consumer Product | 1995-02-21 |  | 2007-11-16
Martin Industries | Martin | MDVI55LP | Direct Vent Fan Type Wall Furn | LPG | No Match | FALSE | FALSE | 1 | None | None | No Match | No Match | 55000 | 44000 |  |  | 77.5 | 74 | Non Federally-Regulated | 1988-07-27 |  | 1998-06-21
Rinnai America | Rinnai | RHFE-431FA-N | Direct Vent Fan Type Wall Furn | Natural Gas | No Match | FALSE | FALSE | 1 | None | None | Non-Condensing | Single-Stage | 16700 | 13360 |  |  | 80 | 73 | Federally-Regulated Consumer Product | 1999-09-17 |  | 2000-07-18
Williams Furnace Co. | Dayton | 3e+291 | Vented Gravity Type Wall Furna | Natural Gas | No Match | TRUE | FALSE | 1 | None | None | Non-Condensing | Single-Stage | 50000 | 35300 |  |  | 65.1 | 65 | Non Federally-Regulated | 1988-03-14 |  | 1988-07-27
Louisville Tin &amp; Stove Co. | Louisville Tin & Stove Co. | VCR351* | Gravity Type Vented Room Heate | Natural Gas | Injection Type | TRUE | FALSE | 1 | Draft Diverter | None | Non-Condensing | Single-Stage | 35000 | 24500 |  |  | 65.5 | 64 | Federally-Regulated Consumer Product | 2011-06-14 |  | 2011-07-18
Louisville Tin &amp; Stove Co. | Cozy | W351A | Vented Gravity Type Wall Furna | Natural Gas | No Match | TRUE | FALSE | 1 | None | None | No Match | No Match | 35000 | 24500 |  |  | 64 | 64 | Non Federally-Regulated | 1988-07-27 |  | 1998-06-21
Louisville Tin &amp; Stove Co. | Louisville Tin & Stove Co. | 90N30* | Gravity Type Floor Furnace | Natural Gas | Injection Type | TRUE | FALSE | 1 | Draft Hood | None | Non-Condensing | Single-Stage | 30000 | 21000 |  |  | 57 | 56 | Federally-Regulated Consumer Product | 2011-07-18 |  | 2012-01-03
Empire Comfort Systems | Empire Comfort Systems | 7088-(2,3) | Gravity Type Floor Furnace | LPG | Pressure | TRUE | FALSE | 1 | Draft Diverter | None | Non-Condensing | Single-Stage | 65000 | 45500 |  |  | 57 | 57 | Federally-Regulated Consumer Product | 2012-11-16 |  | 2013-11-13
Williams Furnace Co. | Williams | 5001911 | Gravity Type Vented Room Heate | LPG | No Match | TRUE | FALSE | 1 | None | None | Non-Condensing | Single-Stage | 50000 | 37500 |  |  | 68.1 | 65 | Federally-Regulated Consumer Product | 1995-06-05 |  | 2012-11-19
Williams Furnace Co. | Debonair | 30DV-3B NAT | Direct Vent Gravity Type Wall | Natural Gas | No Match | TRUE | FALSE | 1 | None | None | Non-Condensing | Single-Stage | 30000 | 21000 |  |  | 65.6 | 64 | Federally-Regulated Consumer Product | 1991-08-29 |  | 1995-06-05
Perfection Schwank | Perfection | VC220TN-KS-1 | Gravity Type Vented Room Heate | Natural Gas | No Match | TRUE | FALSE | 1 | None | None | Non-Condensing | Single-Stage | 19000 | 14307 |  |  | 66.1 | 58 | Non Federally-Regulated | 1989-02-27 |  | 1991-02-08
Williams Furnace Co. | Forsaire | 455FEI-NAT | Vented Fan Type Wall Furnace | Natural Gas | No Match | FALSE | FALSE | 1 | None | None | No Match | No Match | 55000 | 44000 |  |  | 76 | 74 | Non Federally-Regulated | 1989-03-22 |  | 1998-06-21
Perfection Products Co. | Perfection | VC250TN-JL | Vented Room Heater - unspecifi | Natural Gas | No Match | TRUE | FALSE | 1 | None | None | No Match | No Match | 50000 | 35000 |  |  |  |  | Non Federally-Regulated | 1984-03-31 |  | 1998-06-21
Canadian Heating Products, Inc. ( Montigo ) | Montigo | MD38DR-I | Direct Vent Gravity Type Wall | Natural Gas | No Match | FALSE | FALSE | 1 | None | None | Non-Condensing | Single-Stage | 27000 | 19440 |  |  | 63 | 63 | Federally-Regulated Consumer Product | 1999-07-20 |  | 1999-10-15
Perfection Schwank | Perfection | ASV730SEN-T | Direct Vent Gravity Type Wall | Natural Gas | No Match | TRUE | FALSE | 1 | None | None | Non-Condensing | Single-Stage | 30000 | 21000 |  |  | 64 | 64 | Non Federally-Regulated | 1989-02-27 |  | 2003-10-02
Williams Furnace Co. | Debonair | 14DV-3-LPG | Direct Vent Gravity Type Wall | LPG | No Match | TRUE | FALSE | 1 | None | None | No Match | No Match | 14000 | 9800 |  |  | 63.1 | 61 | Federally-Regulated Consumer Product | 1997-04-11 |  | 1998-06-21
Sherwood Industries, Ltd. | Envirogas | EFG BAY | Vented Room Heater - unspecifi | Natural Gas | No Match | TRUE | FALSE | 1 | None | None | No Match | No Match | 35000 | 26922 |  |  | 69.5 | 64 | Federally-Regulated Consumer Product | 1995-06-15 |  | 1998-06-21
Williams Furnace Co. | Debonair | 30DV-5-NAT | Direct Vent Gravity Type Wall | Natural Gas | No Match | TRUE | FALSE | 1 | None | None | No Match | No Match | 30000 | 21000 |  |  |  |  | Non Federally-Regulated | 1985-10-07 |  | 1988-01-29
Williams Furnace Co. | Forsaire | 5507332 (550DVI NAT) | Direct Vent Fan Type Wall Furn | Natural Gas | No Match | FALSE | FALSE | 1 | None | None | No Match | No Match | 55000 | 44000 |  |  | 77.5 | 74 | Federally-Regulated Consumer Product | 1995-06-15 |  | 1998-06-21
Earth Stove, Inc. | Earth Stove | TGI36 | Vented Room Heater - unspecifi | LPG | No Match | TRUE | FALSE | 1 | None | None | No Match | No Match | 36000 | 27000 |  |  | 75 | 64 | Federally-Regulated Consumer Product | 1997-04-11 |  | 1998-06-21
Louisville Tin &amp; Stove Co. | Louisville Tin & Stove Co. | CF558* | Vented Fan Type Wall Furnace | LPG | Injection Type | FALSE | FALSE | 1 |  | None | Non-Condensing | Single-Stage | 55000 | 44000 | 2 |  | 76 | 74 | Federally-Regulated Consumer Product | 2011-06-23 |  | 2011-07-18
Williams Furnace Co. | Montgomery Ward | SFB-50167A | Vented Gravity Type Wall Furna | Natural Gas | No Match | TRUE | FALSE | 1 | None | None | No Match | No Match | 35000 | 24500 |  |  |  |  | Non Federally-Regulated | 1981-03-11 |  | 1998-06-21
Empire Comfort Systems | Empire | GWT-25-25G | Vented Gravity Type Wall Furna | Natural Gas | No Match | TRUE | FALSE | 1 | None | None | Non-Condensing | Single-Stage | 25000 | 18500 |  |  | 70 | 63 | Federally-Regulated Consumer Product | 2001-05-23 |  | 2001-06-15
Perfection Products Co. | Perfection | PW820TN-B | Vented Gravity Type Wall Furna | Natural Gas | No Match | TRUE | FALSE | 1 | None | None | No Match | No Match | 20000 | 14000 |  |  |  |  | Non Federally-Regulated | 1984-03-31 |  | 1998-06-21
Louisville Tin &amp; Stove Co. | Louisville Tin & Stove Co. | CDV156* | Direct Vent Gravity Type Wall | LPG | Injection Type | TRUE | FALSE | 1 |  | None | Non-Condensing | Single-Stage | 15000 | 10500 |  |  | 64 | 61 | Federally-Regulated Consumer Product | 2011-06-14 |  | 2011-07-18
Perfection Schwank | Perfection | PDW850TL-CS | Vented Gravity Type Wall Furna | LPG | No Match | TRUE | FALSE | 1 | None | None | No Match | No Match | 50000 | 35000 |  |  | 65 | 65 | Federally-Regulated Consumer Product | 1992-06-03 |  | 1998-06-21
Williams Furnace Co. | Suburban | GWW-35P-NAT | Vented Gravity Type Wall Furna | Natural Gas | No Match | TRUE | FALSE | 1 | None | None | No Match | No Match | 35000 | 24500 |  |  | 64.1 | 64 | Federally-Regulated Consumer Product | 1997-04-11 |  | 1998-06-21
Martin Industries | Williams | RVH50B | Gravity Type Vented Room Heate | Natural Gas | No Match | TRUE | FALSE | 1 | None | None | Non-Condensing | Single-Stage | 50000 | 35000 |  |  | 65 | 65 | Non Federally-Regulated | 1988-02-05 |  | 1993-12-14
Louisville Tin &amp; Stove Co. | Cozy | CF358A | Vented Fan Type Wall Furnace | LPG | No Match | FALSE | FALSE | 1 | None | None | No Match | No Match | 35000 | 28000 |  |  | 75.4 | 73 | Federally-Regulated Consumer Product | 1995-06-15 |  | 1998-06-21
Williams Furnace Co. | Debonair | 14DV-SM-5 | Direct Vent Gravity Type Wall | Natural Gas | No Match | TRUE | FALSE | 1 | None | None | No Match | No Match | 13700 | 9500 |  |  |  |  | Non Federally-Regulated | 1985-10-07 |  | 1998-06-21
Perfection Schwank | Perfection | 35932 (SEARS) | Gravity Type Vented Room Heate | LPG | No Match | TRUE | FALSE | 1 | None | None | Non-Condensing | Single-Stage | 19000 | 13300 |  |  | 58 | 58 | Federally-Regulated Consumer Product | 1991-02-08 |  | 2003-10-02
Louisville Tin &amp; Stove Co. | Louisville Tin & Stove Co. | 90P50* | Gravity Type Floor Furnace | LPG | Injection Type | TRUE | FALSE | 1 | Draft Hood | None | Non-Condensing | Single-Stage | 50000 | 35000 |  |  | 58 | 57 | Federally-Regulated Consumer Product | 2007-11-20 |  | 2011-06-14
Louisville Tin &amp; Stove Co. | Cozy | 90N30 | Gravity Type Floor Furnace | Natural Gas | No Match | TRUE | FALSE | 1 | None | None | No Match | No Match | 30000 | 21000 |  |  | 57 | 56 | Federally-Regulated Consumer Product | 1992-06-03 |  | 1998-06-21
Suburban Manufacturing Co. | Suburban | DL-1220DT | Direct Vent Fan Type Wall Furn | Natural Gas | No Match | FALSE | FALSE | 1 | None | None | No Match | No Match | 20000 | 16000 |  |  | 78.5 | 73 | Federally-Regulated Consumer Product | 1990-06-26 |  | 1992-01-22
Williams Furnace Co. | Monterey | 50GV-5-LPG | Vented Gravity Type Wall Furna | LPG | No Match | TRUE | FALSE | 1 | None | None | No Match | No Match | 50000 | 35000 |  |  |  |  | Non Federally-Regulated | 1981-03-11 |  | 1982-05-21
Louisville Tin &amp; Stove Co. | Cozy | CF50*A | Vented Fan Type Wall Furnace | Natural Gas | No Match | TRUE | FALSE | 1 | None | None | No Match | No Match | 50000 | 4000 |  |  | 74.5 | 74 | Federally-Regulated Consumer Product | 1997-04-11 |  | 1998-06-21
Williams Furnace Co. | Suburban | UWW-35P-LP | Vented Fan Type Wall Furnace | LPG | No Match | TRUE | FALSE | 1 | None | None | No Match | No Match | 35000 | 28000 |  |  | 74.8 | 73 | Non Federally-Regulated | 1989-03-22 |  | 1998-06-21
Louisville Tin &amp; Stove Co. | Louisville Tin & Stove Co. | W356* | Vented Gravity Type Wall Furna | LPG | Injection Type | TRUE | FALSE | 1 | Draft Diverter | None | Non-Condensing | Single-Stage | 35000 | 24500 |  |  | 64.1 | 64 | Federally-Regulated Consumer Product | 2007-11-20 |  | 2011-06-14
Williams Furnace Co. | Dayton | 3e+292 | Vented Gravity Type Wall Furna | LPG | No Match | TRUE | FALSE | 1 | None | None | No Match | No Match | 25000 | 17500 |  |  | 63.3 | 63 | Non Federally-Regulated | 1988-07-27 |  | 1989-03-22
Efel North America | Efel North America | 490.62 | Vented Room Heater - unspecifi | LPG | No Match | TRUE | FALSE | 1 | None | None | No Match | No Match | 28000 | 22400 |  |  | 80 | 64 | Federally-Regulated Consumer Product | 1992-06-03 |  | 1998-06-21
Perfection Products Co. | Perfection | VC250TL-JL | Vented Room Heater - unspecifi | LPG | No Match | TRUE | FALSE | 1 | None | None | No Match | No Match | 50000 | 35000 |  |  |  |  | Non Federally-Regulated | 1984-03-31 |  | 1998-06-21
Williams Furnace Co. | Dearborn | DKS40EI-NAT | Direct Vent Fan Type Wall Furn | Natural Gas | No Match | FALSE | FALSE | 1 | None | None | No Match | No Match | 40000 | 32000 |  |  |  |  | Non Federally-Regulated | 1981-07-30 |  | 1998-06-21
Williams Furnace Co. | Forsaire Magnum | 6508532 | Vented Fan Type Wall Furnace | Natural Gas | No Match | TRUE | FALSE | 1 | None | None | No Match | No Match | 65000 | 52325 |  |  | 78 | 74 | Federally-Regulated Consumer Product | 1995-06-15 |  | 1998-06-21
Williams Furnace Co. | Forsaire | 6257731 | Direct Vent Fan Type Wall Furn | LPG | No Match | TRUE | FALSE | 1 | None | None | No Match | No Match | 62500 | 48000 |  |  | 74.3 | 74 | Federally-Regulated Consumer Product | 1997-04-11 |  | 1998-06-21
Williams Furnace Co. | Continental | RMG35-0-LPG | Vented Gravity Type Wall Furna | LPG | No Match | TRUE | FALSE | 1 | None | None | Non-Condensing | Single-Stage | 35000 | 24500 |  |  | 64.1 | 64 | Non Federally-Regulated | 1988-01-29 |  | 1995-06-05
Williams Furnace Co. | Forsaire | 4007332 (400DVI-NAT) | Direct Vent Fan Type Wall Furn | Natural Gas | No Match | FALSE | FALSE | 1 | None | None | No Match | No Match | 40000 | 32000 |  |  | 77.5 | 73 | Federally-Regulated Consumer Product | 1995-06-15 |  | 1998-06-21
Williams Furnace Co. | Dayton | 3E469A | Vented Fan Type Wall Furnace | LPG | No Match | TRUE | FALSE | 1 | None | None | No Match | No Match | 35000 | 28000 |  |  | 74.8 | 73 | Non Federally-Regulated | 1988-07-27 |  | 1998-06-21
CFM Majestic, Inc. ( Purchased by Monessen Hearth Systems Company 7/25/2008) | Insta-Flame by Majestic | DVT43** | Direct Vent Gravity Type Wall | Natural Gas | No Match | TRUE | FALSE | 1 | None | None | Non-Condensing | Single-Stage | 33000 | 23100 |  |  | 65 | 64 | Federally-Regulated Consumer Product | 1996-09-03 |  | 1997-11-20
Security Chimneys, Ltd. | Security Fireplaces | SRGHIP | Vented Fan Type Wall Furnace | Natural Gas | No Match | TRUE | FALSE | 1 | None | None | No Match | No Match | 22000 | 17160 |  |  | 78 | 73 | Federally-Regulated Consumer Product | 1997-04-11 |  | 1998-06-21
Polaris Fireplaces, Inc. | Polaris | PG 150 P | Vented Room Heater - unspecifi | LPG | No Match | FALSE | FALSE | 1 | None | None | No Match | No Match | 22000 | 17800 |  |  | 66.7 | 63 | Federally-Regulated Consumer Product | 1995-06-15 |  | 1997-04-11
Louisville Tin &amp; Stove Co. | Cozy | CR*60B | Vented Room Heater - unspecifi | Natural Gas | No Match | TRUE | FALSE | 1 | None | None | No Match | No Match | 60000 | 39600 |  |  | 66.5 | 65 | Federally-Regulated Consumer Product | 1997-04-11 |  | 1998-06-21
Empire Comfort Systems | Empire Comfort Systems | DV-215-7SG | Vented Gravity Type Wall Furna | LPG | Pressure | TRUE | FALSE | 1 | None | None | Non-Condensing | Single-Stage | 15000 | 10500 |  |  | 62 | 61 | Federally-Regulated Consumer Product | 2012-01-03 |  | 2013-06-17
Williams Furnace Co. | Williams | 3502711 | Vented Room Heater - unspecifi | LPG | No Match | TRUE | FALSE | 1 | None | None | No Match | No Match | 35000 | 24500 |  |  | 67.1 | 64 | Federally-Regulated Consumer Product | 1997-04-11 |  | 1998-06-21
Perfection Products Co. | Perfection | PW825TN-A | Vented Gravity Type Wall Furna | Natural Gas | No Match | TRUE | FALSE | 1 | None | None | No Match | No Match | 25000 | 17500 |  |  |  |  | Non Federally-Regulated | 1984-03-31 |  | 1998-06-21
Suburban Manufacturing Co. | Suburban | GWW-20PT-NAT | Vented Gravity Type Wall Furna | Natural Gas | No Match | TRUE | FALSE | 1 | None | None | No Match | No Match | 20000 | 14120 |  |  | 63.2 | 63 | Non Federally-Regulated | 1988-07-27 |  | 1998-06-21
Empire Comfort Systems | Empire Comfort Systems | GWT-25-2(SG,RB) | Vented Gravity Type Wall Furna | Natural Gas | Pressure | TRUE | FALSE | 1 | Draft Diverter | None | Non-Condensing | Single-Stage | 25000 | 17500 |  |  | 67 | 63 | Federally-Regulated Consumer Product | 2012-01-03 |  | 2013-06-17
Martin Industries | Midland International | V6870 | Gravity Type Vented Room Heate | Natural Gas | No Match | TRUE | FALSE | 1 | None | None | Non-Condensing | Single-Stage | 70000 | 49000 |  |  | 65 | 65 | Federally-Regulated Consumer Product | 1992-04-30 |  | 1992-06-19
LSC, Inc. | Warm Morning | V-30GMAL | Vented Room Heater - unspecifi | Natural Gas | No Match | TRUE | FALSE | 1 | None | None | No Match | No Match | 30000 | 21000 |  |  |  |  | Non Federally-Regulated | 1984-03-31 |  | 1998-06-21
Locke Stove | Warm Morning | DV201BMAL | Direct Vent Gravity Type Wall | LPG | No Match | TRUE | FALSE | 1 | None | None | No Match | No Match | 10000 | 7000 |  |  |  |  | Non Federally-Regulated | 1981-04-28 |  | 1998-06-21
CFM Majestic, Inc. ( Purchased by Monessen Hearth Systems Company 7/25/2008) | Insta-Flame | DVS2 | Direct Vent Gravity Type Wall | Natural Gas | No Match | TRUE | FALSE | 1 | None | None | No Match | No Match | 30000 | 21000 |  |  | 66.2 | 64 | Federally-Regulated Consumer Product | 1995-06-15 |  | 1998-06-21
Empire Comfort Systems | Empire Comfort Systems | 5088-(2,3) | Gravity Type Floor Furnace | Natural Gas | Pressure | TRUE | FALSE | 1 | Draft Diverter | None | Non-Condensing | Single-Stage | 45000 | 31500 |  |  | 57 | 57 | Federally-Regulated Consumer Product | 2012-01-03 |  | 2012-11-16
Preway | Preway | SVP15R-LP | Vented Room Heater - unspecifi | LPG | No Match | TRUE | FALSE | 1 | None | None | No Match | No Match | 15000 | 10500 |  |  | 57 | 57 | Non Federally-Regulated | 1988-01-29 |  | 1998-06-21
Williams Furnace Co. | Martin | MDV30B NAT | Direct Vent Gravity Type Wall | Natural Gas | No Match | TRUE | FALSE | 1 | None | None | Non-Condensing | Single-Stage | 30000 | 21000 |  |  | 65.6 | 64 | Federally-Regulated Consumer Product | 1991-08-29 |  | 1995-06-05
Williams Furnace Co. | Debonair | 2203712(22DV-3B-NAT) | Direct Vent Gravity Type Wall | Natural Gas | No Match | TRUE | FALSE | 1 | None | None | Non-Condensing | Single-Stage | 22000 | 15400 |  |  | 64.8 | 63 | Federally-Regulated Consumer Product | 1995-06-05 |  | 2012-11-19
Williams Furnace Co. | Dearborn | DWF50BU-2 NAT.. | Vented Gravity Type Wall Furna | Natural Gas | No Match | TRUE | FALSE | 1 | None | None | No Match | No Match | 50000 | 35000 |  |  |  | 65 | Federally-Regulated Consumer Product | 1992-08-31 |  | 1998-06-21
Faber Manufacturing | Faber Gas Fireplaces | ARIZONA Y STOVE | Gravity Type Vented Room Heate | LPG | No Match | TRUE | FALSE | 1 | None | None | Non-Condensing | Single-Stage | 25000 | 18750 |  |  | 77 | 63 | Federally-Regulated Consumer Product | 1993-08-02 |  | 1994-01-07
Heatilator, Inc. | Arrow | DV10B | Vented Room Heater - unspecifi | Natural Gas | No Match | TRUE | FALSE | 1 | None | None | No Match | No Match | 30000 | 21000 |  |  | 64.3 | 64 | Federally-Regulated Consumer Product | 1995-06-15 |  | 1998-06-21
Empire Comfort Systems | Empire | 5088-2 | Gravity Type Floor Furnace | Natural Gas | No Match | TRUE | FALSE | 1 | None | None | Non-Condensing | Single-Stage | 45000 | 31500 |  |  | 58.1 | 57 | Federally-Regulated Consumer Product | 1990-09-11 |  | 2007-11-16
Preway | Sears | 155.8585 | Vented Room Heater - unspecifi | Natural Gas | No Match | TRUE | FALSE | 1 | None | None | No Match | No Match | 45000 | 31500 |  |  |  |  | Non Federally-Regulated | 1985-10-07 |  | 1998-06-21
Williams Furnace Co. | Dearborn | DWF25BG-1 NAT | Vented Gravity Type Wall Furna | Natural Gas | No Match | TRUE | FALSE | 1 | None | None | No Match | No Match | 25000 | 17500 |  |  |  |  | Non Federally-Regulated | 1981-08-11 |  | 1998-06-21
Williams Furnace Co. | Forsaire | 550DVI-NAT | Direct Vent Fan Type Wall Furn | Natural Gas | No Match | FALSE | FALSE | 1 | None | None | Non-Condensing | Single-Stage | 55000 | 44000 |  |  | 77.5 | 74 | Non Federally-Regulated | 1988-03-15 |  | 1988-07-27
Temco Fireplace Products | Temco | DV1000DSN | Direct Vent Gravity Type Wall | Natural Gas | No Match | TRUE | FALSE | 1 | None | None | Non-Condensing | Single-Stage | 18500 | 11470 |  |  | 62 | 62 | Federally-Regulated Consumer Product | 2001-07-06 |  | 2001-08-06
Archgard Industries, Ltd. | Optima 40 Free Standing | 0F40N | Vented Room Heater - unspecifi | Natural Gas | No Match | TRUE | FALSE | 1 | None | None | No Match | No Match | 24000 | 18720 |  |  | 71 | 63 | Federally-Regulated Consumer Product | 1997-04-11 |  | 1998-06-21
Williams Furnace Co. | Debonair | 22DV-5B NAT | Direct Vent Gravity Type Wall | Natural Gas | No Match | TRUE | FALSE | 1 | None | None | Non-Condensing | Single-Stage | 22000 | 15400 |  |  | 64.8 | 63 | Federally-Regulated Consumer Product | 1991-08-29 |  | 1995-06-05
Williams Furnace Co. | Monterey | 35GV-A1-5-LP0 | Vented Gravity Type Wall Furna | LPG | No Match | TRUE | FALSE | 1 | None | None | No Match | No Match | 35000 | 24500 |  |  |  |  | Non Federally-Regulated | 1985-10-07 |  | 1998-06-21
Fireplace Products International, Ltd. | Regency | U44-NG | Vented Room Heater - unspecifi | Natural Gas | No Match | TRUE | FALSE | 1 | None | None | No Match | No Match | 42000 | 33000 |  |  | 64.6 | 64 | Federally-Regulated Consumer Product | 1998-03-31 |  | 1998-06-21
Williams Furnace Co. | Dayton | 3E477A | Direct Vent Fan Type Wall Furn | Natural Gas | No Match | FALSE | FALSE | 1 | None | None | No Match | No Match | 40000 | 3200 |  |  | 77.5 | 73 | Non Federally-Regulated | 1988-07-27 |  | 1990-04-24
Hussong Manufacturing Co. | Kozy Heat | JOR-34 JORDAN XL | Direct Vent Gravity Type Wall | Natural Gas | Pressure | FALSE | FALSE | 1 |  | None | Non-Condensing | Step Modulating | 37000 | 20000 |  |  | 73.9 | 64 | Federally-Regulated Consumer Product | 2010-12-08 |  | 2011-10-03
Martin Industries | Warm Morning | Y-65HMAL | Vented Room Heater - unspecifi | LPG | No Match | TRUE | FALSE | 1 | None | None | No Match | No Match | 65000 | 45500 |  |  |  | 65 | Non Federally-Regulated | 1988-07-27 |  | 1998-06-21
Perfection Products Co. | Perfection | PW825SEN-C | Vented Gravity Type Wall Furna | Natural Gas | No Match | TRUE | FALSE | 1 | None | None | No Match | No Match | 25000 | 17500 |  |  | 63 | 63 | Non Federally-Regulated | 1989-03-22 |  | 1998-06-21
Rinnai America | Rinnai | RHFE-551FA-1-P | Direct Vent Fan Type Wall Furn | LPG | No Match | FALSE | FALSE | 1 | None | None | Non-Condensing | Single-Stage | 21000 | 17390 |  |  | 82.8 | 73 | Federally-Regulated Consumer Product | 1999-09-17 |  | 2000-07-18
Rinnai America | Rinnai | RHFE-556FTRA-N | Direct Vent Fan Type Wall Furn | Natural Gas | No Match | FALSE | FALSE | 1 | None | None | Non-Condensing | Single-Stage | 21500 | 17580 |  |  | 80.6 | 73 | Federally-Regulated Consumer Product | 1999-09-17 |  | 2000-07-18
Louisville Tin &amp; Stove Co. | Louisville Tin & Stove Co. | DVCF 407* | Direct Vent Fan Type Wall Furn | Natural Gas | Injection Type | FALSE | FALSE | 1 |  | None | Non-Condensing | Single-Stage | 40000 | 32000 | 141 | 121 | 76.1 | 73 | Federally-Regulated Consumer Product | 2011-07-18 |  | 2013-06-17
Williams Furnace Co. | Continental | RDD22-0-LPG | Vented Gravity Type Wall Furna | LPG | No Match | TRUE | FALSE | 1 | None | None | Non-Condensing | Single-Stage | 22000 | 15400 |  |  | 64.8 | 63 | Non Federally-Regulated | 1988-01-29 |  | 1995-06-05
Empire Comfort Systems | Empire | 3577P | Gravity Type Floor Furnace | Natural Gas | No Match | TRUE | FALSE | 1 | None | None | No Match | No Match | 32500 | 22759 |  |  |  |  | Non Federally-Regulated | 1985-10-07 |  | 1998-06-21
Martin Industries | Martin | MFEI55LP | Vented Fan Type Wall Furnace | LPG | No Match | FALSE | FALSE | 1 | None | None | No Match | No Match | 55000 | 44000 |  |  | 76 | 74 | Non Federally-Regulated | 1988-07-27 |  | 1998-06-21
Preway | Sears | 155.4631 | Gravity Type Vented Room Heate | Natural Gas | No Match | TRUE | FALSE | 1 | None | None | Non-Condensing | Single-Stage | 15000 | 10500 |  |  | 57 | 57 | Non Federally-Regulated | 1988-02-05 |  | 1992-05-13
Preway | Preway | SVP35R-LP | Vented Room Heater - unspecifi | LPG | No Match | TRUE | FALSE | 1 | None | None | No Match | No Match | 35000 | 24500 |  |  | 64 | 64 | Non Federally-Regulated | 1988-01-29 |  | 1998-06-21
Perfection Products Co. | Perfection | PW825RU-B-4 | Vented Gravity Type Wall Furna | LPG | No Match | TRUE | FALSE | 1 | None | None | No Match | No Match | 25000 | 17500 |  |  |  |  | Non Federally-Regulated | 1985-10-07 |  | 1998-06-21
Rinnai America | Rinnai | RHFE-556FTRAIII-P | Vented Fan Type Wall Furnace | LPG | Injection Type | FALSE | FALSE | 1 |  | None | Non-Condensing | Step Modulating | 20700 | 16770 | 6 | 6 | 81 | 73 | Federally-Regulated Consumer Product | 2011-06-14 |  | 2011-09-27
Williams Furnace Co. | Williams | 6508732 | Vented Fan Type Wall Furnace | Natural Gas | Pressure | TRUE | FALSE | 1 |  | None | Non-Condensing | Single-Stage | 65000 | 48000 | 0 | 0 | 74 | 74 | Federally-Regulated Consumer Product | 2012-05-02 |  | 2013-06-17
New Buck | Buck Stove | 40 | Vented Room Heater - unspecifi | Natural Gas | No Match | TRUE | FALSE | 1 | None | None | No Match | No Match | 26500 | 19292 |  |  | 68.6 | 63 | Federally-Regulated Consumer Product | 1992-06-03 |  | 1998-06-21
Louisville Tin &amp; Stove Co. | Cozy | CR160-B | Vented Room Heater - unspecifi | Natural Gas | No Match | TRUE | FALSE | 1 | None | None | No Match | No Match | 60000 | 42000 |  |  | 65 | 65 | Federally-Regulated Consumer Product | 1997-04-11 |  | 1998-06-21
Williams Furnace Co. | Monterey | 35GV-HA-LPG | Vented Gravity Type Wall Furna | LPG | No Match | TRUE | FALSE | 1 | None | None | No Match | No Match | 34000 | 23800 |  |  |  |  | Non Federally-Regulated | 1981-03-11 |  | 1998-06-21
Louisville Tin &amp; Stove Co. | Louisville Tin & Stove Co. | VCR351* | Gravity Type Vented Room Heate | Natural Gas | Injection Type | TRUE | FALSE | 0 | Draft Diverter | None | Non-Condensing | Single-Stage | 35000 | 24500 |  |  | 65.5 | 64 | Federally-Regulated Consumer Product | 2013-06-17 |  | 2014-08-28
Louisville Tin &amp; Stove Co. | Cozy | DVCF557A | Direct Vent Fan Type Wall Furn | Natural Gas | No Match | FALSE | FALSE | 1 | None | None | Non-Condensing | Single-Stage | 55000 | 44000 |  |  | 77.6 | 74 | Federally-Regulated Consumer Product | 1995-04-20 |  | 1995-06-15
Perfection Products Co. | Perfection | PDW850TL-A | Vented Gravity Type Wall Furna | LPG | No Match | TRUE | FALSE | 1 | None | None | No Match | No Match | 50000 | 35000 |  |  |  |  | Non Federally-Regulated | 1984-03-31 |  | 1998-06-21
Williams Furnace Co. | Montgomery Ward | SFB-50251A | Vented Fan Type Wall Furnace | Natural Gas | No Match | FALSE | FALSE | 1 | None | None | No Match | No Match | 35000 | 28000 |  |  |  |  | Non Federally-Regulated | 1981-03-11 |  | 1998-06-21
Suburban Manufacturing Co. | Suburban | GVC-35 | Gravity Type Vented Room Heate | Natural Gas | No Match | TRUE | FALSE | 1 | None | None | Non-Condensing | Single-Stage | 35000 | 26250 |  |  | 68.9 | 64 | Non Federally-Regulated | 1988-06-22 |  | 1995-04-28
Louisville Tin &amp; Stove Co. | Louisville Tin & Stove Co. | 90P75* | Gravity Type Floor Furnace | LPG | Injection Type | TRUE | FALSE | 1 | Draft Hood | None | Non-Condensing | Single-Stage | 75000 | 52500 |  |  | 58 | 57 | Federally-Regulated Consumer Product | 2011-06-14 |  | 2011-07-18
Williams Furnace Co. | Dayton | 3E477B | Direct Vent Fan Type Wall Furn | Natural Gas | No Match | FALSE | FALSE | 1 | None | None | Non-Condensing | Single-Stage | 40000 | 32000 |  |  | 76.5 | 73 | Federally-Regulated Consumer Product | 1991-08-29 |  | 1992-06-03
Empire Comfort Systems | Empire Comfort Systems | 3588-3 | Gravity Type Floor Furnace | Natural Gas | Pressure | TRUE | FALSE | 1 |  | None | Non-Condensing | Single-Stage | 32500 | 22750 |  |  | 56 | 56 | Federally-Regulated Consumer Product | 2012-11-16 |  | 2013-06-17
Louisville Tin &amp; Stove Co. | Cozy | CR235A | Vented Room Heater - unspecifi | LPG | No Match | TRUE | FALSE | 1 | None | None | No Match | No Match | 35000 | 24500 |  |  |  |  | Non Federally-Regulated | 1985-10-07 |  | 1998-06-21
Louisville Tin &amp; Stove Co. | Cozy | C*60B | Vented Room Heater - unspecifi | Natural Gas | No Match | TRUE | FALSE | 1 | None | None | No Match | No Match | 60000 | 39600 |  |  | 66.2 | 65 | Federally-Regulated Consumer Product | 1990-06-26 |  | 1998-06-21
Orrville Products | Comfortec | CDV36RN | Gravity Type Vented Room Heate | Natural Gas | No Match | TRUE | FALSE | 1 | None | None | Non-Condensing | Single-Stage | 26000 | 19500 |  |  | 74.4 | 63 | Federally-Regulated Consumer Product | 1993-04-09 |  | 1995-06-02
Martin Industries | Atlanta Stove | ASC50XX | Vented Fan Type Wall Furnace | Natural Gas | No Match | TRUE | FALSE | 1 | None | None | No Match | No Match | 50000 | 37500 |  |  | 74 | 74 | Federally-Regulated Consumer Product | 1997-04-11 |  | 1998-06-21
Martin Industries | Atlanta Stove | ASC50 | Vented Fan Type Wall Furnace | Natural Gas | No Match | TRUE | FALSE | 1 | None | None | No Match | No Match | 50000 | 37500 |  |  | 74 | 74 | Federally-Regulated Consumer Product | 1992-06-03 |  | 1998-06-21
Williams Furnace Co. | Williams | 5008731 | Vented Gravity Type Wall Furna | LPG | Pressure | TRUE | FALSE | 1 |  | None | Non-Condensing | Single-Stage | 50000 | 37500 |  |  | 74.3 | 65 | Federally-Regulated Consumer Product | 2011-08-22 |  | 2013-05-10
Williams Furnace Co. | Monterey | 50GV-C-5 LPG | Vented Gravity Type Wall Furna | LPG | No Match | TRUE | FALSE | 1 | None | None | Non-Condensing | Single-Stage | 50000 | 35300 |  |  | 65.1 | 65 | Federally-Regulated Consumer Product | 1991-08-29 |  | 1995-06-05
Osburn Manufacturing | Osburn | BAY VISTA | Vented Room Heater - unspecifi | Natural Gas | No Match | TRUE | FALSE | 1 | None | None | No Match | No Match | 35000 | 23660 |  |  | 64 | 64 | Federally-Regulated Consumer Product | 1998-03-31 |  | 1998-06-21
Orrville Products | Comfortec | C60TP | Vented Room Heater - unspecifi | LPG | No Match | TRUE | FALSE | 1 | None | None | No Match | No Match | 21000 | 14700 |  |  | 64 | 63 | Federally-Regulated Consumer Product | 1995-06-15 |  | 1998-06-21
Louisville Tin &amp; Stove Co. | Cozy | C260A | Vented Room Heater - unspecifi | Natural Gas | No Match | TRUE | FALSE | 1 | None | None | No Match | No Match | 60000 | 42000 |  |  |  |  | Non Federally-Regulated | 1985-10-07 |  | 1998-06-21
Perfection Schwank | Perfection | ASV120SEL-T | Direct Vent Gravity Type Wall | LPG | No Match | TRUE | FALSE | 1 | None | None | Non-Condensing | Single-Stage | 20000 | 14000 |  |  | 63 | 63 | Federally-Regulated Consumer Product | 1991-02-08 |  | 2003-10-02
Williams Furnace Co. | Debonair | 30DV-5-NAT | Direct Vent Gravity Type Wall | Natural Gas | No Match | TRUE | FALSE | 1 | None | None | No Match | No Match | 30000 | 21000 |  |  | 65.6 | 64 | Non Federally-Regulated | 1989-03-22 |  | 1990-06-26
Williams Furnace Co. | Williams | 6501921 | Gravity Type Vented Room Heate | LPG | No Match | TRUE | FALSE | 1 | None | None | Non-Condensing | Single-Stage | 65000 | 50400 |  |  | 70.5 | 65 | Federally-Regulated Consumer Product | 1995-06-05 |  | 2012-11-19
Orrville Products | Comfortec | CFSDV30TN | Direct Vent Gravity Type Wall | Natural Gas | No Match | TRUE | FALSE | 1 | None | None | No Match | No Match | 30000 | 21000 |  |  | 69.8 | 64 | Federally-Regulated Consumer Product | 1998-03-31 |  | 1998-06-21
Williams Furnace Co. | Monterey Magnum | 3509512 | Vented Gravity Type Wall Furna | Natural Gas | No Match | TRUE | FALSE | 1 | None | None | Non-Condensing | Single-Stage | 35000 | 27300 |  |  | 71.2 | 64 | Federally-Regulated Consumer Product | 1993-12-10 |  | 1995-06-05
Williams Furnace Co. | Monterey | 2509712 | Vented Gravity Type Wall Furna | Natural Gas | No Match | TRUE | FALSE | 1 | None | None | Non-Condensing | Single-Stage | 25000 | 17500 |  |  | 63.3 | 63 | Federally-Regulated Consumer Product | 1993-12-10 |  | 1995-06-05
Martin Industries | Montgomery Ward | KMF23804B-02 | Vented Room Heater - unspecifi | LPG | No Match | TRUE | FALSE | 1 | None | None | No Match | No Match | 50000 | 35000 |  |  |  |  | Non Federally-Regulated | 1981-03-11 |  | 1998-06-21
Empire Comfort Systems | Empire | DV-60-3CIP | Direct Vent Fan Type Wall Furn | Natural Gas | No Match | FALSE | FALSE | 1 | None | None | No Match | No Match | 36000 | 28800 |  |  | 77.5 | 73 | Federally-Regulated Consumer Product | 1990-06-26 |  | 1998-06-21
Addison Products | Dearborn Baronet II | DCH640*-* | Vented Room Heater - unspecifi | Natural Gas | No Match | TRUE | FALSE | 1 | None | None | No Match | No Match | 40000 | 28000 |  |  |  |  | Non Federally-Regulated | 1984-03-31 |  | 1998-06-21
LSC, Inc. | Warm Morning | V-65HMAL | Vented Room Heater - unspecifi | LPG | No Match | TRUE | FALSE | 1 | None | None | No Match | No Match | 65000 | 45500 |  |  |  |  | Non Federally-Regulated | 1985-10-07 |  | 1998-06-21
Williams Furnace Co. | Williams | 743512 | Direct Vent Gravity Type Wall | Natural Gas | Pressure | TRUE | FALSE | 0 |  | None | Non-Condensing | Two-Stage Modulating | 7400 | 5850 |  |  | 72 | 59 | Federally-Regulated Consumer Product | 2012-05-08 |  | 2014-12-16
Williams Furnace Co. | Sears | 629.7766 | Vented Gravity Type Wall Furna | LPG | No Match | TRUE | FALSE | 1 | None | None | Non-Condensing | Single-Stage | 20000 | 14120 |  |  | 63.2 | 63 | Non Federally-Regulated | 1988-03-14 |  | 1995-06-05
Empire Comfort Systems | Empire | RH-50 | Vented Room Heater - unspecifi | Natural Gas | No Match | TRUE | FALSE | 1 | None | None | No Match | No Match | 50000 | 35000 |  |  | 65 | 65 | Federally-Regulated Consumer Product | 1990-06-26 |  | 1998-06-21
Williams Furnace Co. | Forsaire | 6508732 | Vented Fan Type Wall Furnace | Natural Gas | No Match | TRUE | FALSE | 1 | None | None | No Match | No Match | 65000 | 52000 |  |  | 74.1 | 74 | Federally-Regulated Consumer Product | 1997-04-11 |  | 1998-06-21
Locke Stove | Warm Morning | VR-35FMAL | Vented Room Heater - unspecifi | Natural Gas | No Match | TRUE | FALSE | 1 | None | None | No Match | No Match | 35000 | 24500 |  |  |  |  | Non Federally-Regulated | 1981-05-18 |  | 1998-06-21
Louisville Tin &amp; Stove Co. | Louisville Tin & Stove Co. | CF358* | Vented Fan Type Wall Furnace | LPG | Injection Type | FALSE | FALSE | 1 |  | None | Non-Condensing | Single-Stage | 35000 | 28000 | 2 |  | 75.4 | 73 | Federally-Regulated Consumer Product | 2011-06-23 |  | 2011-07-18
Williams Furnace Co. | Forsaire Magnum | 6008532 | Vented Fan Type Wall Furnace | Natural Gas | No Match | TRUE | FALSE | 1 | None | None | Non-Condensing | Single-Stage | 60000 | 48600 |  |  | 78 | 74 | Federally-Regulated Consumer Product | 1993-12-10 |  | 2012-11-19
Locke Stove | Warm Morning | WFC-65BL | Vented Fan Type Wall Furnace | LPG | No Match | TRUE | FALSE | 1 | None | None | No Match | No Match | 65000 | 50050 |  |  |  | 74 | Federally-Regulated Consumer Product | 1992-08-31 |  | 1998-06-21
Pacific Energy Gas Stoves | Pacific Energy | VISION | Direct Vent Gravity Type Wall | LPG | No Match | TRUE | FALSE | 1 | None | None | No Match | No Match | 25000 | 17300 |  |  | 69.2 | 63 | Federally-Regulated Consumer Product | 1995-06-15 |  | 1998-06-21
Empire Comfort Systems | Empire Comfort Systems | GWT-50-2(SG,RB) | Vented Gravity Type Wall Furna | Natural Gas | Pressure | TRUE | FALSE | 1 | Draft Diverter | None | Non-Condensing | Single-Stage | 50000 | 35000 |  |  | 66 | 65 | Federally-Regulated Consumer Product | 2013-06-17 |  | 2014-08-28
Williams Furnace Co. | Sears | 629.7766 | Vented Gravity Type Wall Furna | LPG | No Match | TRUE | FALSE | 1 | None | None | Non-Condensing | Single-Stage | 20000 | 14120 |  |  | 63.2 | 63 | Non Federally-Regulated | 1988-03-14 |  | 1995-06-05
Williams Furnace Co. | Monterey | 20GV-3-LPG | Vented Gravity Type Wall Furna | LPG | No Match | TRUE | FALSE | 1 | None | None | No Match | No Match | 20000 | 14120 |  |  | 63.2 | 63 | Federally-Regulated Consumer Product | 1992-06-03 |  | 1998-06-21
Louisville Tin &amp; Stove Co. | Louisville Tin & Stove Co. | 90P30* | Gravity Type Floor Furnace | LPG | Injection Type | TRUE | FALSE | 1 | Draft Hood | None | Non-Condensing | Single-Stage | 30000 | 21000 |  |  | 57 | 56 | Federally-Regulated Consumer Product | 2007-11-20 |  | 2011-06-14
Williams Furnace Co. | Williams | 6501712 (65EH NAT) | Gravity Type Vented Room Heate | Natural Gas | No Match | TRUE | FALSE | 1 | None | None | Non-Condensing | Single-Stage | 65000 | 45500 |  |  | 68.3 | 65 | Federally-Regulated Consumer Product | 1995-06-05 |  | 2012-11-19
Williams Furnace Co. | Montgomery Ward | SFB-50169A | Vented Gravity Type Wall Furna | Natural Gas | No Match | TRUE | FALSE | 1 | None | None | No Match | No Match | 50000 | 35000 |  |  |  |  | Non Federally-Regulated | 1981-03-11 |  | 1998-06-21
Williams Furnace Co. | Williams | 6501521 | Vented Room Heater - unspecifi | LPG | No Match | TRUE | FALSE | 1 | None | None | No Match | No Match | 65000 | 50400 |  |  | 70.5 | 65 | Federally-Regulated Consumer Product | 1995-06-15 |  | 1998-06-21
Louisville Tin &amp; Stove Co. | Cozy | CR135-B | Vented Room Heater - unspecifi | Natural Gas | No Match | TRUE | FALSE | 1 | None | None | No Match | No Match | 35000 | 24500 |  |  | 65 | 64 | Federally-Regulated Consumer Product | 1995-06-15 |  | 1998-06-21
Orrville Products | Comfortec | CDV40RN | Direct Vent Gravity Type Wall | Natural Gas | No Match | TRUE | FALSE | 1 | None | None | Non-Condensing | Single-Stage | 35000 | 26250 |  |  | 75 | 64 | Federally-Regulated Consumer Product | 1995-05-26 |  | 1995-06-02
Empire Comfort Systems | Empire | GWS-35 | Vented Gravity Type Wall Furna | Natural Gas | No Match | TRUE | FALSE | 1 | None | None | No Match | No Match | 35000 | 24500 |  |  |  |  | Non Federally-Regulated | 1985-10-07 |  | 1998-06-21
Suburban Manufacturing Co. | Suburban | DNV-40 | Direct Vent Fan Type Wall Furn | LPG | No Match | FALSE | FALSE | 1 | None | None | No Match | No Match | 40000 | 30000 |  |  |  |  | Non Federally-Regulated | 1981-03-11 |  | 1984-03-31
Waterford Irish Stoves | Emerald | B-VENT | Gravity Type Vented Room Heate | Natural Gas | No Match | TRUE | FALSE | 1 | None | None | Non-Condensing | Single-Stage | 40000 | 32000 |  |  | 73 | 64 | Federally-Regulated Consumer Product | 1998-08-12 |  | 2000-12-12
Suburban Manufacturing Co. | Suburban | GSW-30 | Direct Vent Gravity Type Wall | Natural Gas | No Match | FALSE | FALSE | 1 | None | None | No Match | No Match | 30000 | 22800 |  |  | 71.5 | 64 | Non Federally-Regulated | 1988-07-27 |  | 1998-06-21
Ultra-Aire | Ultra-Aire | UA250S-BR | Vented Gravity Type Wall Furna | LPG | No Match | TRUE | FALSE | 1 | None | None | No Match | No Match | 25000 | 17500 |  |  |  |  | Non Federally-Regulated | 1981-06-22 |  | 1998-06-21
Williams Furnace Co. | Dayton | 3E477B | Direct Vent Fan Type Wall Furn | Natural Gas | No Match | FALSE | FALSE | 1 | None | None | No Match | No Match | 40000 | 32000 |  |  | 76.5 | 73 | Federally-Regulated Consumer Product | 1992-06-03 |  | 1998-06-21
Martin Industries | Warm Morning | Y-50GMAL | Vented Room Heater - unspecifi | Natural Gas | No Match | TRUE | FALSE | 1 | None | None | No Match | No Match | 50000 | 35000 |  |  |  | 65 | Non Federally-Regulated | 1988-07-27 |  | 1998-06-21
Williams Furnace Co. | Monterey | 35GV-3-NAT | Vented Gravity Type Wall Furna | Natural Gas | No Match | TRUE | FALSE | 1 | None | None | No Match | No Match | 35000 | 24500 |  |  |  |  | Non Federally-Regulated | 1982-05-21 |  | 1998-06-21
Williams Furnace Co. | Williams | 3508332 | Vented Fan Type Wall Furnace | Natural Gas | Pressure | FALSE | FALSE | 1 |  | None | Non-Condensing | Single-Stage | 35000 | 28000 | 0 | 0 | 75.6 | 73 | Federally-Regulated Consumer Product | 2012-05-02 |  | 2013-06-17
Martin Industries | Atlanta Stove | SV250** | Vented Room Heater - unspecifi | LPG | No Match | TRUE | FALSE | 1 | None | None | No Match | No Match | 50000 | 35000 |  |  | 65 | 65 | Federally-Regulated Consumer Product | 1992-06-03 |  | 1998-06-21
Suburban Manufacturing Co. | Suburban | GWW-35P-LP | Vented Gravity Type Wall Furna | LPG | No Match | TRUE | FALSE | 1 | None | None | No Match | No Match | 35000 | 34500 |  |  | 64.1 | 64 | Non Federally-Regulated | 1988-07-27 |  | 1998-06-21
Ultra-Aire | Ultra-Aire | UA250S-BP | Vented Gravity Type Wall Furna | Natural Gas | No Match | TRUE | FALSE | 1 | None | None | No Match | No Match | 25000 | 17500 |  |  |  |  | Non Federally-Regulated | 1981-06-17 |  | 1998-06-21
Williams Furnace Co. | Williams | 5001711 (50EH LPG) | Gravity Type Vented Room Heate | LPG | No Match | TRUE | FALSE | 1 | None | None | Non-Condensing | Single-Stage | 50000 | 35000 |  |  | 67.4 | 65 | Federally-Regulated Consumer Product | 1995-06-05 |  | 2012-11-19
Heatilator, Inc. | Arrow | DVI10GL | Unvented Room Heater | LPG | No Match | TRUE | FALSE | 1 | None | None | No Match | No Match | 35000 | 25500 |  |  | 64 |  | Federally-Regulated Consumer Product | 1997-04-11 |  | 1998-06-21
Louisville Tin &amp; Stove Co. | Cozy | DVCF557A | Direct Vent Fan Type Wall Furn | Natural Gas | No Match | FALSE | FALSE | 1 | None | None | No Match | No Match | 55000 | 44000 |  |  | 77.6 | 74 | Federally-Regulated Consumer Product | 1995-06-15 |  | 1998-06-21
Empire Comfort Systems | Empire | VEP-40B | Direct Vent Fan Type Wall Furn | Natural Gas | No Match | FALSE | FALSE | 1 | None | None | No Match | No Match | 15000 | 12800 |  |  |  |  | Non Federally-Regulated | 1985-10-07 |  | 1989-01-11
Rinnai America | Rinnai | RHFE-1004FA-P | Direct Vent Fan Type Wall Furn | LPG | No Match | FALSE | FALSE | 1 | None | None | Non-Condensing | Single-Stage | 36500 | 30587 |  |  | 83.8 | 73 | Federally-Regulated Consumer Product | 1999-09-17 |  | 2000-07-18
Martin Industries | Aspen | C20-1 HT-1 | Vented Room Heater - unspecifi | Natural Gas | No Match | TRUE | FALSE | 1 | None | None | No Match | No Match | 20000 | 13000 |  |  |  |  | Non Federally-Regulated | 1981-06-04 |  | 1998-06-21
Williams Furnace Co. | Continental | RFT55-IN | Vented Fan Type Wall Furnace | Natural Gas | No Match | FALSE | FALSE | 1 | None | None | No Match | No Match | 55000 | 44000 |  |  | 76 | 74 | Non Federally-Regulated | 1988-07-27 |  | 1998-06-21
CFM Majestic, Inc. ( Purchased by Monessen Hearth Systems Company 7/25/2008) | Insta-Flame | HEDV30-1 | Direct Vent Gravity Type Wall | Natural Gas | No Match | TRUE | FALSE | 1 | None | None | No Match | No Match | 27000 | 18900 |  |  | 69.5 | 63 | Federally-Regulated Consumer Product | 1997-04-11 |  | 1998-06-21
Williams Furnace Co. | Monterey | 20GV-5-NAT | Vented Gravity Type Wall Furna | Natural Gas | No Match | TRUE | FALSE | 1 | None | None | Non-Condensing | Single-Stage | 20000 | 14120 |  |  | 63.2 | 63 | Non Federally-Regulated | 1988-03-14 |  | 1995-06-05
Suburban Manufacturing Co. | Suburban | DLII-0912E | Direct Vent Fan Type Wall Furn | Natural Gas | No Match | FALSE | FALSE | 1 | None | None | Non-Condensing | Single-Stage | 12000 | 9372 |  |  | 78.1 | 73 | Federally-Regulated Consumer Product | 1991-11-26 |  | 1992-01-22
Perfection Schwank | Perfection | VRC235TL-P | Vented Room Heater - unspecifi | LPG | No Match | TRUE | FALSE | 1 | None | None | No Match | No Match | 35000 | 24500 |  |  | 64 | 64 | Federally-Regulated Consumer Product | 1992-06-03 |  | 1998-06-21
Suburban Manufacturing Co. | Suburban | GVC-55-3 | Vented Room Heater - unspecifi | LPG | No Match | FALSE | FALSE | 1 | None | None | No Match | No Match | 55000 | 38500 |  |  |  |  | Non Federally-Regulated | 1984-03-31 |  | 1998-06-21
Williams Furnace Co. | Forsaire Magnum | 6508531 | Vented Fan Type Wall Furnace | LPG | No Match | TRUE | FALSE | 1 | None | None | Non-Condensing | Single-Stage | 65000 | 53300 |  |  | 78 | 74 | Federally-Regulated Consumer Product | 1993-12-10 |  | 2012-11-19
Martin Industries | Martin | V4850 ST-1 | Vented Room Heater - unspecifi | Natural Gas | No Match | TRUE | FALSE | 1 | None | None | No Match | No Match | 50000 | 35000 |  |  |  |  | Non Federally-Regulated | 1981-03-11 |  | 1998-06-21
NHC | Sterling | STERLING | Gravity Type Vented Room Heate | Natural Gas | No Match | TRUE | FALSE | 1 | None | None | Non-Condensing | Single-Stage | 40000 | 31600 |  |  | 74.6 | 64 | Federally-Regulated Consumer Product | 1994-07-19 |  | 2003-09-16
Empire Comfort Systems | Montgomery Ward | EM-50742C | Gravity Type Floor Furnace | LPG | No Match | TRUE | FALSE | 1 | None | None | No Match | No Match | 45000 | 31500 |  |  |  |  | Non Federally-Regulated | 1985-10-07 |  | 1998-06-21
Williams Furnace Co. | Forsaire | 3508331 (435FEI LPG) | Vented Fan Type Wall Furnace | LPG | No Match | FALSE | FALSE | 1 | None | None | Non-Condensing | Single-Stage | 35000 | 28000 |  |  | 75.6 | 73 | Federally-Regulated Consumer Product | 1995-06-05 |  | 1995-06-15
Williams Furnace Co. | Debonair | 22DV-3-NAT | Direct Vent Gravity Type Wall | Natural Gas | No Match | TRUE | FALSE | 1 | None | None | No Match | No Match | 22000 | 15400 |  |  | 64.8 | 63 | Federally-Regulated Consumer Product | 1997-04-11 |  | 1998-06-21
Martin Industries | Martin | V4935 ST-1 | Vented Room Heater - unspecifi | Natural Gas | No Match | TRUE | FALSE | 1 | None | None | No Match | No Match | 35000 | 24500 |  |  |  |  | Non Federally-Regulated | 1981-03-11 |  | 1998-06-21
Empire Comfort Systems | Empire | RH-325-4VS | Vented Room Heater - unspecifi | LPG | No Match | TRUE | FALSE | 1 | None | None | No Match | No Match | 25000 | 17625 |  |  | 63 | 63 | Non Federally-Regulated | 1988-07-27 |  | 1998-06-21
Empire Comfort Systems | Empire | DVD42FP51 | Direct Vent Gravity Type Wall | Natural Gas | Pressure | FALSE | FALSE | 1 | None | None | Non-Condensing | Single-Stage | 25000 | 16025 |  |  | 63.4 | 63 | Federally-Regulated Consumer Product | 2005-06-14 |  | 2007-11-16
Perfection Schwank | Perfection | VC270CTL-W | Vented Room Heater - unspecifi | LPG | No Match | TRUE | FALSE | 1 | None | None | No Match | No Match | 70000 | 49000 |  |  | 65 | 65 | Federally-Regulated Consumer Product | 1995-06-15 |  | 1998-06-21
Heil Quaker | Sears | 629.7766 | Vented Gravity Type Wall Furna | LPG | No Match | TRUE | FALSE | 1 | None | None | No Match | No Match | 25000 | 17500 |  |  | 63.3 | 63 | Non Federally-Regulated | 1988-07-27 |  | 1998-06-21
Empire Comfort Systems | Empire | GW-35-5SG | Vented Gravity Type Wall Furna | Natural Gas | No Match | TRUE | FALSE | 1 | None | None | Non-Condensing | Single-Stage | 35000 | 24850 |  |  | 65 | 64 | Federally-Regulated Consumer Product | 1992-07-28 |  | 2007-11-16
Louisville Tin &amp; Stove Co. | Louisville Tin & Stove Co. | W356* | Vented Gravity Type Wall Furna | LPG | Injection Type | TRUE | FALSE | 1 | Draft Diverter | None | Non-Condensing | Single-Stage | 35000 | 24500 |  |  | 64.1 | 64 | Federally-Regulated Consumer Product | 2011-06-14 |  | 2011-07-18
Perfection Products Co. | Perfection | VC250CTL-J | Vented Room Heater - unspecifi | LPG | No Match | TRUE | FALSE | 1 | None | None | No Match | No Match | 50000 | 35000 |  |  |  |  | Non Federally-Regulated | 1984-03-31 |  | 1998-06-21
Aladdin Steel Products | Quadra-Fire | GBDV40LP | Vented Room Heater - unspecifi | LPG | No Match | TRUE | FALSE | 1 | None | None | No Match | No Match | 40000 | 33600 |  |  | 73.6 | 64 | Federally-Regulated Consumer Product | 1998-03-31 |  | 1998-06-21
Perfection Products Co. | Perfection | VC220TL-KS-1 | Vented Room Heater - unspecifi | LPG | No Match | TRUE | FALSE | 1 | None | None | No Match | No Match | 19000 | 14611 |  |  | 66.9 | 58 | Non Federally-Regulated | 1988-01-29 |  | 1998-06-21
CFM Majestic, Inc. ( Purchased by Monessen Hearth Systems Company 7/25/2008) | Insta-Flame | HEB30 | Vented Gravity Type Wall Furna | LPG | No Match | TRUE | FALSE | 1 | None | None | No Match | No Match | 21000 | 14700 |  |  | 64.2 | 63 | Federally-Regulated Consumer Product | 1995-06-15 |  | 1998-06-21
Perfection Schwank | Perfection | 35943 (SEARS) | Gravity Type Vented Room Heate | LPG | No Match | TRUE | FALSE | 1 | None | None | Non-Condensing | Single-Stage | 35000 | 24500 |  |  | 64 | 64 | Federally-Regulated Consumer Product | 1991-02-08 |  | 2003-10-02
Louisville Tin &amp; Stove Co. | Cozy | CR150-B | Vented Room Heater - unspecifi | Natural Gas | No Match | TRUE | FALSE | 1 | None | None | No Match | No Match | 50000 | 35000 |  |  | 66 | 65 | Federally-Regulated Consumer Product | 1992-06-03 |  | 1998-06-21
Williams Furnace Co. | Dearborn | DWF50BR-LPG | Vented Gravity Type Wall Furna | LPG | No Match | TRUE | FALSE | 1 | None | None | No Match | No Match | 50000 | 35000 |  |  |  | 65 | Federally-Regulated Consumer Product | 1992-08-31 |  | 1998-06-21
Louisville Tin &amp; Stove Co. | Cozy | W506A | Vented Gravity Type Wall Furna | LPG | No Match | TRUE | FALSE | 1 | None | None | No Match | No Match | 50000 | 35000 |  |  |  |  | Non Federally-Regulated | 1985-10-07 |  | 1998-06-21
Empire Stove | Montgomery Ward | EM-50744C | Gravity Type Floor Furnace | LPG | No Match | TRUE | FALSE | 1 | None | None | No Match | No Match | 65000 | 45500 |  |  |  |  | Non Federally-Regulated | 1984-03-31 |  | 1998-06-21
Perfection Schwank | Perfection | WASV730SEN-A | Direct Vent Gravity Type Wall | Natural Gas | No Match | TRUE | FALSE | 1 | None | None | No Match | No Match | 30000 | 21000 |  |  | 64 | 64 | Federally-Regulated Consumer Product | 1992-06-03 |  | 1998-06-21
Williams Furnace Co. | Forsaire | 5008731(450FX-4 LPG) | Vented Fan Type Wall Furnace | LPG | No Match | TRUE | FALSE | 1 | None | None | Non-Condensing | Single-Stage | 50000 | 40000 |  |  | 74.3 | 74 | Federally-Regulated Consumer Product | 1995-06-05 |  | 2012-11-19
Louisville Tin &amp; Stove Co. | Cozy | C135A | Vented Room Heater - unspecifi | Natural Gas | No Match | TRUE | FALSE | 1 | None | None | No Match | No Match | 20000 | 14000 |  |  |  |  | Non Federally-Regulated | 1985-10-07 |  | 1998-06-21
Williams Furnace Co. | Monterey | 3509722 | Vented Gravity Type Wall Furna | Natural Gas | No Match | TRUE | FALSE | 1 | None | None | Non-Condensing | Single-Stage | 35000 | 24500 |  |  | 64.1 | 64 | Federally-Regulated Consumer Product | 1993-12-10 |  | 1995-06-05
Empire Comfort Systems | Empire | DV-25-1SG | Direct Vent Gravity Type Wall | Natural Gas | No Match | TRUE | FALSE | 1 | None | None | Non-Condensing | Single-Stage | 25000 | 17500 |  |  | 63 | 63 | Federally-Regulated Consumer Product | 1992-04-13 |  | 2007-11-16
Empire Comfort Systems | Empire Comfort Systems | RH50-6 | Gravity Type Vented Room Heate | Natural Gas | Pressure | TRUE | FALSE | 1 |  | None | Non-Condensing | Single-Stage | 50000 | 35000 |  |  | 68 | 65 | Federally-Regulated Consumer Product | 2013-06-17 |  | 2014-08-28
Lennox Industries Inc. | Lennox | Epic 33 | Gravity Type Vented Room Heate | Natural Gas | Luminous | TRUE | FALSE | 1 | None | None | Non-Condensing | Single-Stage | 33000 | 21300 |  |  | 71 | 64 | Federally-Regulated Consumer Product | 2007-08-23 |  | 2007-08-23
Dearborn Stove | Dearborn Baronet II | DRH775-STB-D | Vented Room Heater - unspecifi | Natural Gas | No Match | TRUE | FALSE | 1 | None | None | No Match | No Match | 75000 | 52500 |  |  |  |  | Non Federally-Regulated | 1981-03-16 |  | 1998-06-21
Heil Quaker | Quaker | NWGDA35BW** | Vented Gravity Type Wall Furna | Natural Gas | No Match | TRUE | FALSE | 1 | None | None | No Match | No Match | 35000 | 24500 |  |  |  |  | Non Federally-Regulated | 1985-10-07 |  | 1998-06-21
Orrville Products | Comfortec | C60TP | Gravity Type Vented Room Heate | LPG | No Match | TRUE | FALSE | 1 | None | None | Non-Condensing | Single-Stage | 21000 | 15600 |  |  | 74.3 | 63 | Federally-Regulated Consumer Product | 1994-07-15 |  | 1995-06-02
Rinnai America | Rinnai | RHFE-263FA-N | Direct Vent Fan Type Wall Furn | Natural Gas | No Match | FALSE | FALSE | 1 | None | None | Non-Condensing | Single-Stage | 11000 | 8800 |  |  | 80 | 73 | Federally-Regulated Consumer Product | 1999-09-17 |  | 2000-07-18
CFM Majestic, Inc. ( Purchased by Monessen Hearth Systems Company 7/25/2008) | Insta-Flame | DV36** | Direct Vent Gravity Type Wall | Natural Gas | No Match | TRUE | FALSE | 1 | None | None | Non-Condensing | Single-Stage | 26000 | 18200 |  |  | 66 | 63 | Federally-Regulated Consumer Product | 1995-05-05 |  | 1997-11-20
Louisville Tin &amp; Stove Co. | Louisville Tin & Stove Co. | VCR501* | Gravity Type Vented Room Heate | Natural Gas | Injection Type | TRUE | FALSE | 1 | Draft Diverter | None | Non-Condensing | Single-Stage | 50000 | 35000 |  |  | 65 | 65 | Federally-Regulated Consumer Product | 2011-07-18 |  | 2013-06-17
Kingsman Industries | Kingsman Industries | ZDV6000N | Vented Room Heater - unspecifi | Natural Gas | No Match | TRUE | FALSE | 1 | None | None | No Match | No Match | 25000 | 17750 |  |  | 64 | 63 | Federally-Regulated Consumer Product | 1997-04-11 |  | 1998-06-21
Louisville Tin &amp; Stove Co. | Cozy | CF504A | Vented Fan Type Wall Furnace | LPG | No Match | TRUE | FALSE | 1 | None | None | No Match | No Match | 50000 | 40000 |  |  | 74.3 | 74 | Federally-Regulated Consumer Product | 1995-06-15 |  | 1998-06-21
Louisville Tin &amp; Stove Co. | Cozy | CF35*A | Vented Fan Type Wall Furnace | Natural Gas | No Match | TRUE | FALSE | 1 | None | None | No Match | No Match | 35000 | 28000 |  |  | 75.4 | 73 | Federally-Regulated Consumer Product | 1997-04-11 |  | 1998-06-21
Perfection Products Co. | Perfection | PW820RTN-B | Vented Gravity Type Wall Furna | Natural Gas | No Match | TRUE | FALSE | 1 | None | None | No Match | No Match | 20000 | 14000 |  |  |  |  | Non Federally-Regulated | 1984-03-31 |  | 1998-06-21
Suburban Manufacturing Co. | Suburban | GVR-35 | Vented Room Heater - unspecifi | LPG | No Match | FALSE | FALSE | 1 | None | None | No Match | No Match | 35000 | 24500 |  |  |  |  | Non Federally-Regulated | 1984-03-31 |  | 1998-06-21
Williams Furnace Co. | Forsaire | 465FX-R LPG | Vented Fan Type Wall Furnace | LPG | No Match | TRUE | FALSE | 1 | None | None | No Match | No Match | 65000 | 52000 |  |  | 74.1 | 74 | Federally-Regulated Consumer Product | 1997-04-11 |  | 1998-06-21
Williams Furnace Co. | Dayton | 3e+290 | Vented Gravity Type Wall Furna | Natural Gas | No Match | TRUE | FALSE | 1 | None | None | No Match | No Match | 35000 | 24500 |  |  | 64.1 | 64 | Federally-Regulated Consumer Product | 1992-06-03 |  | 1998-06-21
Louisville Tin &amp; Stove Co. | Cozy | CR260A | Vented Room Heater - unspecifi | LPG | No Match | TRUE | FALSE | 1 | None | None | No Match | No Match | 60000 | 42000 |  |  |  |  | Non Federally-Regulated | 1985-10-07 |  | 1998-06-21
Empire Comfort Systems | Empire | DV-40E-1 | Direct Vent Fan Type Wall Furn | Natural Gas | No Match | FALSE | FALSE | 1 | None | None | Non-Condensing | Single-Stage | 40000 | 32600 |  |  | 80 | 73 | Federally-Regulated Consumer Product | 1995-09-06 |  | 1997-04-11
Martin Industries | Martin | V5970 | Gravity Type Vented Room Heate | Natural Gas | No Match | TRUE | FALSE | 1 | None | None | Non-Condensing | Single-Stage | 70000 | 49000 |  |  | 65 | 65 | Non Federally-Regulated | 1988-10-05 |  | 1992-06-19
Williams Furnace Co. | Dearborn | DSC-22B-NAT | Direct Vent Gravity Type Wall | Natural Gas | No Match | TRUE | FALSE | 1 | None | None | No Match | No Match | 22000 | 15400 |  |  |  |  | Non Federally-Regulated | 1981-08-05 |  | 1998-06-21
Empire Stove | Empire | DV215-6SG | Direct Vent Gravity Type Wall | Natural Gas | No Match | TRUE | FALSE | 1 | None | None | No Match | No Match | 15000 | 10500 |  |  |  |  | Non Federally-Regulated | 1981-03-28 |  | 1998-06-21
Williams Furnace Co. | Monterey | 50GV-5-NAT | Vented Gravity Type Wall Furna | Natural Gas | No Match | TRUE | FALSE | 1 | None | None | No Match | No Match | 50000 | 35000 |  |  |  |  | Non Federally-Regulated | 1982-05-21 |  | 1998-06-21
Rinnai America | Energy Savers | RHFE-431WTA-P | Direct Vent Fan Type Wall Furn | LPG | No Match | FALSE | FALSE | 1 | None | None | Non-Condensing | Single-Stage | 16700 | 13900 |  |  | 84 | 73 | Federally-Regulated Consumer Product | 2000-07-18 |  | 2007-11-16
Louisville Tin &amp; Stove Co. | Cozy | 90P65 | Gravity Type Floor Furnace | LPG | No Match | TRUE | FALSE | 1 | None | None | No Match | No Match | 62000 | 43400 |  |  | 58 | 57 | Federally-Regulated Consumer Product | 1992-06-03 |  | 1998-06-21
Rinnai America | Rinnai | EX11C (RHFE-265FTA) | Direct Vent Fan Type Wall Furn | Natural Gas | Injection Type | FALSE | FALSE | 1 |  | None | Non-Condensing | Step Modulating | 11000 | 9000 | 5 |  | 81 | 73 | Federally-Regulated Consumer Product | 2011-06-23 |  | 2011-07-18
Empire Comfort Systems | Empire | RH-35-4 | Vented Room Heater - unspecifi | Natural Gas | No Match | TRUE | FALSE | 1 | None | None | No Match | No Match | 35000 | 24500 |  |  | 64 | 64 | Federally-Regulated Consumer Product | 1997-04-11 |  | 1998-06-21
Williams Furnace Co. | Perfection | PDW350RTL-2 | Vented Gravity Type Wall Furna | LPG | No Match | TRUE | FALSE | 1 | None | None | No Match | No Match | 50000 | 35000 |  |  |  |  | Non Federally-Regulated | 1981-03-11 |  | 1998-06-21
LSC, Inc. | Warm Morning | WMF65EL | Vented Fan Type Wall Furnace | LPG | No Match | TRUE | FALSE | 1 | None | None | No Match | No Match | 65000 | 52000 |  |  |  |  | Non Federally-Regulated | 1984-03-31 |  | 1998-06-21
Perfection Schwank | Perfection | PW835TN-C | Vented Gravity Type Wall Furna | Natural Gas | No Match | TRUE | FALSE | 1 | None | None | Non-Condensing | Single-Stage | 35000 | 25000 |  |  | 64 | 64 | Non Federally-Regulated | 1989-02-27 |  | 1991-02-08
Williams Furnace Co. | Williams | 650(1,2)(5,9)22 | Gravity Type Vented Room Heate | Natural Gas | Pressure | TRUE | FALSE | 1 |  | None | Non-Condensing | Single-Stage | 65000 | 50400 |  |  | 70 | 65 | Federally-Regulated Consumer Product | 2011-08-22 |  | 2013-06-17
Suburban Manufacturing Co. | Suburban | DWW-14P-LP | Direct Vent Gravity Type Wall | LPG | No Match | TRUE | FALSE | 1 | None | None | No Match | No Match | 14000 | 8900 |  |  | 63.1 | 61 | Non Federally-Regulated | 1988-07-27 |  | 1998-06-21
Louisville Tin &amp; Stove Co. | Cozy | CR235-B | Vented Room Heater - unspecifi | LPG | No Match | TRUE | FALSE | 1 | None | None | No Match | No Match | 35000 | 24500 |  |  | 65 | 64 | Federally-Regulated Consumer Product | 1995-06-15 |  | 1998-06-21
Williams Furnace Co. | Dayton | 3E290A | Vented Gravity Type Wall Furna | Natural Gas | No Match | TRUE | FALSE | 1 | None | None | Non-Condensing | Single-Stage | 35000 | 24500 |  |  | 64.1 | 64 | Federally-Regulated Consumer Product | 1991-08-29 |  | 1995-06-05
Oliver MacLeod, Inc. | Oliver MacLeod | DV71WFN | Direct Vent Gravity Type Wall | Natural Gas | No Match | TRUE | FALSE | 1 | None | None | Non-Condensing | Single-Stage | 25000 | 18750 |  |  | 75 | 63 | Federally-Regulated Consumer Product | 1995-06-05 |  | 2000-12-19
Empire Comfort Systems | Empire | BWDV-40-1 | Direct Vent Gravity Type Wall | Natural Gas | No Match | TRUE | FALSE | 1 | None | None | Non-Condensing | Single-Stage | 38000 | 25000 |  |  | 65 | 64 | Federally-Regulated Consumer Product | 2001-01-24 |  | 2007-11-16
Williams Furnace Co. | Monterey SRO | 2509621 | Vented Gravity Type Wall Furna | LPG | No Match | TRUE | FALSE | 1 | None | None | Non-Condensing | Single-Stage | 25000 | 19350 |  |  | 70.5 | 63 | Federally-Regulated Consumer Product | 1993-12-10 |  | 2012-11-19
Louisville Tin &amp; Stove Co. | Cozy | CR*60B | Vented Room Heater - unspecifi | Natural Gas | No Match | TRUE | FALSE | 1 | None | None | No Match | No Match | 60000 | 39600 |  |  | 66.5 | 65 | Federally-Regulated Consumer Product | 1990-06-26 |  | 1998-06-21
Kresky-Ward, Inc. | Kresky-Ward | GSM 28S | Vented Gravity Type Wall Furna | LPG | No Match | TRUE | FALSE | 1 | None | None | No Match | No Match | 28000 | 19600 |  |  |  |  | Non Federally-Regulated | 1981-04-21 |  | 1998-06-21
Williams Furnace Co. | Martin | MDV22B NAT | Direct Vent Gravity Type Wall | Natural Gas | No Match | TRUE | FALSE | 1 | None | None | Non-Condensing | Single-Stage | 22000 | 15400 |  |  | 64.8 | 63 | Federally-Regulated Consumer Product | 1991-08-29 |  | 1995-06-05
Perfection Products Co. | Perfection | PW835TN-B | Vented Gravity Type Wall Furna | Natural Gas | No Match | TRUE | FALSE | 1 | None | None | No Match | No Match | 35000 | 24500 |  |  |  |  | Non Federally-Regulated | 1985-10-07 |  | 1998-06-21
Louisville Tin &amp; Stove Co. | Cozy | DVCF408A | Direct Vent Fan Type Wall Furn | LPG | No Match | FALSE | FALSE | 1 | None | None | Non-Condensing | Single-Stage | 40000 | 32000 |  |  | 76.5 | 73 | Federally-Regulated Consumer Product | 1994-10-20 |  | 1995-06-15
Williams Furnace Co. | Dearborn | DVF35EI-LPG | Vented Fan Type Wall Furnace | LPG | No Match | FALSE | FALSE | 1 | None | None | No Match | No Match | 35000 | 28000 |  |  |  | 73 | Federally-Regulated Consumer Product | 1992-08-31 |  | 1998-06-21
Williams Furnace Co. | Continental | RMG50-IN | Vented Gravity Type Wall Furna | Natural Gas | No Match | TRUE | FALSE | 1 | None | None | Non-Condensing | Single-Stage | 50000 | 35300 |  |  | 65.1 | 65 | Non Federally-Regulated | 1988-03-14 |  | 1995-06-05
Williams Furnace Co. | Sears | 629.7767 | Vented Gravity Type Wall Furna | LPG | No Match | TRUE | FALSE | 1 | None | None | Non-Condensing | Single-Stage | 35000 | 24500 |  |  | 64.1 | 64 | Federally-Regulated Consumer Product | 1992-05-29 |  | 1997-04-11
Empire Comfort Systems | Empire | RH-50-4 | Vented Room Heater - unspecifi | Natural Gas | No Match | TRUE | FALSE | 1 | None | None | No Match | No Match | 50000 | 35000 |  |  | 65 | 65 | Federally-Regulated Consumer Product | 1997-04-11 |  | 1998-06-21
Louisville Tin &amp; Stove Co. | Cozy | CR260-B | Vented Room Heater - unspecifi | LPG | No Match | TRUE | FALSE | 1 | None | None | No Match | No Match | 60000 | 42000 |  |  | 66 | 65 | Federally-Regulated Consumer Product | 1992-06-03 |  | 1998-06-21
Empire Comfort Systems | Empire Comfort Systems | HW500GWHOXX1 | Vented Gravity Type Wall Furna | LPG | Injection Type | TRUE | FALSE | 1 | Draft Diverter | None | Non-Condensing | Single-Stage | 50000 | 35000 |  |  | 66 | 65 | Federally-Regulated Consumer Product | 2013-06-17 |  | 2014-08-28
Martin Industries | Warm Morning | Y-65GMAL | Vented Room Heater - unspecifi | Natural Gas | No Match | TRUE | FALSE | 1 | None | None | No Match | No Match | 65000 | 45500 |  |  |  | 65 | Non Federally-Regulated | 1988-07-27 |  | 1998-06-21
Williams Furnace Co. | Forsaire | 6508732 | Vented Fan Type Wall Furnace | Natural Gas | No Match | TRUE | FALSE | 1 | None | None | Non-Condensing | Single-Stage | 65000 | 52000 |  |  | 74.1 | 74 | Federally-Regulated Consumer Product | 1993-12-10 |  | 1995-06-05
Empire Comfort Systems | Empire | DV206-6SG | Direct Vent Gravity Type Wall | Natural Gas | No Match | TRUE | FALSE | 1 | None | None | No Match | No Match | 6000 | 4200 |  |  |  |  | Non Federally-Regulated | 1985-10-07 |  | 1998-06-21
Empire Comfort Systems | Empire Comfort Systems | RH-25-6 | Gravity Type Vented Room Heate | LPG | Pressure | TRUE | FALSE | 1 | Draft Diverter | None | Non-Condensing | Single-Stage | 25000 | 17500 |  |  | 63 | 63 | Federally-Regulated Consumer Product | 2013-06-17 |  | 2014-08-28
Martin Industries | Warm Morning | Y-65GMAL | Vented Room Heater - unspecifi | LPG | No Match | TRUE | FALSE | 1 | None | None | No Match | No Match | 65000 | 45500 |  |  |  | 65 | Non Federally-Regulated | 1988-07-27 |  | 1998-06-21
Blaze King Industries | Pegasus | 9100 | Vented Room Heater - unspecifi | Natural Gas | No Match | TRUE | FALSE | 1 | None | None | No Match | No Match | 40000 | 33500 |  |  | 71.5 | 64 | Federally-Regulated Consumer Product | 1995-06-15 |  | 1998-06-21
Williams Furnace Co. | Dayton | 3E+291* | Vented Gravity Type Wall Furna | Natural Gas | No Match | TRUE | FALSE | 1 | None | None | No Match | No Match | 50000 | 35000 |  |  |  |  | Non Federally-Regulated | 1981-07-25 |  | 1998-06-21
Williams Furnace Co. | Chamberlain | 2003611 | Vented Gravity Type Wall Furna | LPG | No Match | TRUE | FALSE | 1 | None | None | No Match | No Match | 30000 | 21849 |  |  | 66.4 | 64 | Federally-Regulated Consumer Product | 1995-06-15 |  | 1998-06-21
Louisville Tin &amp; Stove Co. | Cozy | DV15 | Direct Vent Gravity Type Wall | LPG | No Match | TRUE | FALSE | 1 | None | None | No Match | No Match | 15000 | 10500 |  |  | 61 | 61 | Non Federally-Regulated | 1988-07-27 |  | 1998-06-21
Perfection Products Co. | Perfection | SV733SEN | Direct Vent Gravity Type Wall | Natural Gas | No Match | TRUE | FALSE | 1 | None | None | No Match | No Match | 33000 | 23100 |  |  |  |  | Non Federally-Regulated | 1984-03-31 |  | 1998-06-21
Williams Furnace Co. | Williams | 50EHB-NAT | Gravity Type Vented Room Heate | Natural Gas | No Match | TRUE | FALSE | 1 | None | None | Non-Condensing | Single-Stage | 50000 | 35000 |  |  | 67.4 | 65 | Federally-Regulated Consumer Product | 1991-08-29 |  | 1995-06-05
Perfection Products Co. | Perfection | PW835RTN | Vented Gravity Type Wall Furna | Natural Gas | No Match | TRUE | FALSE | 1 | None | None | No Match | No Match | 35000 | 24500 |  |  |  |  | Non Federally-Regulated | 1984-03-31 |  | 1998-06-21
Williams Furnace Co. | Continental | RFT35-IP | Vented Fan Type Wall Furnace | LPG | No Match | FALSE | FALSE | 1 | None | None | Non-Condensing | Single-Stage | 35000 | 28000 |  |  | 75.6 | 73 | Non Federally-Regulated | 1988-03-14 |  | 1988-07-27
LSC, Inc. | Warm Morning | VR-85EMAL | Vented Room Heater - unspecifi | LPG | No Match | TRUE | FALSE | 1 | None | None | No Match | No Match | 85000 | 59500 |  |  |  |  | Non Federally-Regulated | 1984-03-31 |  | 1998-06-21
Perfection Schwank | Perfection | VRC270CTN-W | Gravity Type Vented Room Heate | Natural Gas | No Match | TRUE | FALSE | 1 | None | None | Non-Condensing | Single-Stage | 70000 | 49000 |  |  | 65 | 65 | Federally-Regulated Consumer Product | 1991-02-08 |  | 2003-10-02
Williams Furnace Co. | Debonair | 14DV-5-LPG | Direct Vent Gravity Type Wall | LPG | No Match | TRUE | FALSE | 1 | None | None | No Match | No Match | 14000 | 9600 |  |  |  |  | Non Federally-Regulated | 1985-10-07 |  | 1998-06-21
CFM Majestic, Inc. ( Purchased by Monessen Hearth Systems Company 7/25/2008) | Northern Flame | A120MN | Vented Room Heater - unspecifi | Natural Gas | No Match | TRUE | FALSE | 1 | None | None | No Match | No Match | 20000 | 14000 |  |  | 63.1 | 58 | Federally-Regulated Consumer Product | 1998-03-31 |  | 1998-06-21
Williams Furnace Co. | Dayton | 3e+293 | Vented Gravity Type Wall Furna | LPG | No Match | TRUE | FALSE | 1 | None | None | Non-Condensing | Single-Stage | 34000 | 23800 |  |  | 64.1 | 64 | Non Federally-Regulated | 1988-03-14 |  | 1985-10-07
Williams Furnace Co. | Monterey | 25GV-5-NAT | Vented Gravity Type Wall Furna | Natural Gas | No Match | TRUE | FALSE | 1 | None | None | No Match | No Match | 25000 | 17500 |  |  |  |  | Non Federally-Regulated | 1982-05-21 |  | 1998-06-21
Empire Comfort Systems | Empire | VEP-40B | Direct Vent Fan Type Wall Furn | LPG | No Match | FALSE | FALSE | 1 | None | None | No Match | No Match | 14000 | 11900 |  |  |  |  | Non Federally-Regulated | 1985-10-07 |  | 1989-01-11
CFM Majestic, Inc. ( Purchased by Monessen Hearth Systems Company 7/25/2008) | Northern Flame by Majestic | A125RN | Vented Room Heater - unspecifi | Natural Gas | No Match | TRUE | FALSE | 1 | None | None | No Match | No Match | 20000 | 14000 |  |  | 58 | 58 | Federally-Regulated Consumer Product | 1998-03-31 |  | 1998-06-21
Williams Furnace Co. | Williams | 5008732 | Vented Gravity Type Wall Furna | Natural Gas | Pressure | TRUE | FALSE | 1 |  | None | Non-Condensing | Single-Stage | 50000 | 37500 |  |  | 74.3 | 65 | Federally-Regulated Consumer Product | 2011-08-22 |  | 2013-05-10
Williams Furnace Co. | Chamberlain | 3003612 | Vented Gravity Type Wall Furna | Natural Gas | No Match | TRUE | FALSE | 1 | None | None | Non-Condensing | Single-Stage | 30000 | 21849 |  |  | 66.4 | 64 | Federally-Regulated Consumer Product | 1995-06-05 |  | 2012-11-19
Perfection Schwank | Perfection | CV750HL-C | Vented Fan Type Wall Furnace | LPG | No Match | FALSE | FALSE | 1 | None | None | No Match | No Match | 50000 | 39300 |  |  | 74.3 | 74 | Federally-Regulated Consumer Product | 1995-06-15 |  | 1998-06-21
Empire Comfort Systems | Empire Comfort Systems | RH-65C-1 | Gravity Type Vented Room Heate | Natural Gas | Pressure | TRUE | FALSE | 1 | Draft Diverter | None | Non-Condensing | Single-Stage | 65000 | 45500 |  |  | 65 | 65 | Federally-Regulated Consumer Product | 2012-01-03 |  | 2013-06-17
Rinnai America | Energy Savers | RHFE-263FA-P | Direct Vent Fan Type Wall Furn | LPG | No Match | FALSE | FALSE | 1 | None | None | Non-Condensing | Single-Stage | 11000 | 9130 |  |  | 83 | 73 | Federally-Regulated Consumer Product | 2000-07-18 |  | 2007-11-16
Williams Furnace Co. | Williams | 3502921 | Vented Room Heater - unspecifi | LPG | No Match | TRUE | FALSE | 1 | None | None | No Match | No Match | 35000 | 26250 |  |  | 68 | 64 | Federally-Regulated Consumer Product | 1995-06-15 |  | 1998-06-21
Preway | Preway | FVP75R-LP | Vented Room Heater - unspecifi | LPG | No Match | TRUE | FALSE | 1 | None | None | No Match | No Match | 75000 | 52500 |  |  | 65 | 65 | Non Federally-Regulated | 1988-01-29 |  | 1998-06-21
Williams Furnace Co. | Sahara | 14DV-3-LPG | Direct Vent Gravity Type Wall | LPG | No Match | TRUE | FALSE | 1 | None | None | No Match | No Match | 14000 | 9800 |  |  |  |  | Non Federally-Regulated | 1985-10-07 |  | 1998-06-21
Valor Homeflame | Homeflame | 475AB-N | Vented Room Heater - unspecifi | Natural Gas | No Match | FALSE | FALSE | 1 | None | None | No Match | No Match | 20000 | 14800 |  |  |  | 58 | Non Federally-Regulated | 1988-01-29 |  | 1998-06-21
Martin Industries | Atlanta Stove | SV220 | Vented Room Heater - unspecifi | LPG | No Match | TRUE | FALSE | 1 | None | None | No Match | No Match | 20000 | 14000 |  |  | 58 | 58 | Federally-Regulated Consumer Product | 1992-06-03 |  | 1998-06-21
Williams Furnace Co. | Forsaire | 435FEI-NAT | Vented Fan Type Wall Furnace | Natural Gas | No Match | FALSE | FALSE | 1 | None | None | Non-Condensing | Single-Stage | 35000 | 28000 |  |  | 75.6 | 73 | Non Federally-Regulated | 1988-03-14 |  | 1988-07-27
Empire Comfort Systems | Empire Comfort Systems | RH65C-1 | Gravity Type Vented Room Heate | LPG | Pressure | TRUE | FALSE | 1 |  | None | Non-Condensing | Single-Stage | 65000 | 45500 |  |  | 68 | 65 | Federally-Regulated Consumer Product | 2013-06-17 |  | 2014-08-28
Kresky-Ward, Inc. | Kresky-Ward | GZ75 D-F | Gravity Type Floor Furnace | LPG | No Match | TRUE | FALSE | 1 | None | None | No Match | No Match | 75000 | 52500 |  |  |  |  | Non Federally-Regulated | 1982-05-21 |  | 1998-06-21
Suburban Manufacturing Co. | Suburban | DWW-30PT-NAT | Direct Vent Gravity Type Wall | Natural Gas | No Match | TRUE | FALSE | 1 | None | None | No Match | No Match | 30000 | 21000 |  |  | 65.6 | 64 | Non Federally-Regulated | 1988-07-27 |  | 1998-06-21
Williams Furnace Co. | Dayton | 3E469A | Vented Fan Type Wall Furnace | LPG | No Match | TRUE | FALSE | 1 | None | None | Non-Condensing | Single-Stage | 35000 | 28000 |  |  | 74.8 | 73 | Non Federally-Regulated | 1988-03-14 |  | 1995-06-05
Locke Stove | Warm Morning | DV202AMAL | Direct Vent Gravity Type Wall | Natural Gas | No Match | TRUE | FALSE | 1 | None | None | No Match | No Match | 20000 | 14000 |  |  |  |  | Non Federally-Regulated | 1981-05-01 |  | 1998-06-21
Louisville Tin &amp; Stove Co. | Cozy | DVCF407 | Direct Vent Fan Type Wall Furn | Natural Gas | No Match | FALSE | FALSE | 1 | None | None | Non-Condensing | Single-Stage | 40000 | 32000 |  |  | 76.1 | 73 | Federally-Regulated Consumer Product | 1991-12-05 |  | 1995-06-15
Empire Comfort Systems | Empire | GW-25SG | Vented Gravity Type Wall Furna | Natural Gas | No Match | TRUE | FALSE | 1 | None | None | Non-Condensing | Single-Stage | 25000 | 17750 |  |  | 64 | 63 | Federally-Regulated Consumer Product | 1992-05-13 |  | 1993-12-14
Perfection Products Co. | Perfection | PW835TH-A | Vented Gravity Type Wall Furna | Natural Gas | No Match | TRUE | FALSE | 1 | None | None | No Match | No Match | 35000 | 24500 |  |  |  |  | Non Federally-Regulated | 1984-03-31 |  | 1998-06-21
CFM Majestic, Inc. ( Purchased by Monessen Hearth Systems Company 7/25/2008) | Insta-Flame | FS30 | Vented Room Heater - unspecifi | LPG | No Match | TRUE | FALSE | 1 | None | None | No Match | No Match | 21000 | 14700 |  |  | 64.7 | 63 | Federally-Regulated Consumer Product | 1997-04-11 |  | 1998-06-21
Regency Industries Canada | Ultimate | U41-NG | Vented Room Heater - unspecifi | Natural Gas | No Match | TRUE | FALSE | 1 | None | None | No Match | No Match | 42000 | 33000 |  |  | 64.6 | 64 | Federally-Regulated Consumer Product | 1997-04-11 |  | 1998-06-21
Kresky-Ward, Inc. | Kresky-Ward | A33 D-F | Gravity Type Floor Furnace | LPG | No Match | TRUE | FALSE | 1 | None | None | No Match | No Match | 33000 | 22440 |  |  |  |  | Non Federally-Regulated | 1982-05-21 |  | 1998-06-21
Williams Furnace Co. | Debonair | 1403421(14MH-5-LPG) | Direct Vent Gravity Type Wall | LPG | No Match | TRUE | FALSE | 1 | None | None | No Match | No Match | 14000 | 9800 |  |  | 62.1 | 61 | Federally-Regulated Consumer Product | 1998-03-31 |  | 1998-06-21
CFM Majestic, Inc. ( Purchased by Monessen Hearth Systems Company 7/25/2008) | Insta-Flame by Majestic | DVR39** | Direct Vent Gravity Type Wall | Natural Gas | No Match | TRUE | FALSE | 1 | None | None | Non-Condensing | Single-Stage | 30000 | 21000 |  |  | 66 | 64 | Federally-Regulated Consumer Product | 1996-09-03 |  | 1997-11-20
Osburn Manufacturing | Osburn | BAY VISTA | Gravity Type Vented Room Heate | Natural Gas | No Match | TRUE | FALSE | 1 | None | None | Non-Condensing | Single-Stage | 35000 | 23660 |  |  | 64 | 64 | Federally-Regulated Consumer Product | 1994-10-18 |  | 2000-12-19
Empire Stove | Empire | DV210-6 | Direct Vent Gravity Type Wall | Natural Gas | No Match | TRUE | FALSE | 1 | None | None | No Match | No Match | 10000 | 700 |  |  |  |  | Non Federally-Regulated | 1981-03-22 |  | 1998-06-21
Louisville Tin &amp; Stove Co. | Louisville Tin & Stove Co. | VC701* | Gravity Type Vented Room Heate | Natural Gas | Injection Type | TRUE | FALSE | 1 | Draft Diverter | None | Non-Condensing | Single-Stage | 70000 | 49000 |  |  | 65 | 65 | Federally-Regulated Consumer Product | 2011-07-18 |  | 2013-06-17
Louisville Tin &amp; Stove Co. | Cozy | CDV251 | Direct Vent Gravity Type Wall | Natural Gas | No Match | TRUE | FALSE | 1 | None | None | No Match | No Match | 25000 | 17500 |  |  | 63 | 63 | Federally-Regulated Consumer Product | 1992-06-03 |  | 1998-06-21
Williams Furnace Co. | Suburban | UWW-35E-LD | Vented Fan Type Wall Furnace | LPG | No Match | FALSE | FALSE | 1 | None | None | Non-Condensing | Single-Stage | 35000 | 28000 |  |  | 75.6 | 73 | Non Federally-Regulated | 1988-06-22 |  | 1989-03-22
Perfection Products Co. | Perfection | VC250TN-K | Vented Room Heater - unspecifi | Natural Gas | No Match | TRUE | FALSE | 1 | None | None | No Match | No Match | 50000 | 35000 |  |  |  |  | Non Federally-Regulated | 1984-03-31 |  | 1998-06-21
Addison Products | Dearborn Baronet II | DRH65*-* | Vented Room Heater - unspecifi | LPG | No Match | TRUE | FALSE | 1 | None | None | No Match | No Match | 60000 | 42000 |  |  |  |  | Non Federally-Regulated | 1984-03-31 |  | 1998-06-21
Williams Furnace Co. | Williams | 35RH-NAT | Vented Room Heater - unspecifi | Natural Gas | No Match | TRUE | FALSE | 1 | None | None | No Match | No Match | 35000 | 24500 |  |  | 67.1 | 64 | Federally-Regulated Consumer Product | 1992-06-03 |  | 1998-06-21
Perfection Schwank | Perfection | PDWS50SEL-D | Vented Gravity Type Wall Furna | LPG | No Match | TRUE | FALSE | 1 | None | None | No Match | No Match | 50000 | 35000 |  |  | 65 | 65 | Federally-Regulated Consumer Product | 1998-03-31 |  | 1998-06-21
Suburban Manufacturing Co. | Suburban | GVR-55 | Vented Room Heater - unspecifi | Natural Gas | No Match | FALSE | FALSE | 1 | None | None | No Match | No Match | 55000 | 38500 |  |  |  |  | Non Federally-Regulated | 1982-05-21 |  | 1984-03-31
Perfection Products Co. | Perfection | VC250CTN-K | Vented Room Heater - unspecifi | Natural Gas | No Match | TRUE | FALSE | 1 | None | None | No Match | No Match | 50000 | 35000 |  |  |  |  | Non Federally-Regulated | 1984-03-31 |  | 1998-06-21
Empire Comfort Systems | Empire Comfort Systems | 5088-5 | Gravity Type Floor Furnace | LPG | Pressure | TRUE | FALSE | 0 |  | None | Non-Condensing | Single-Stage | 45000 | 31500 |  |  | 57 | 57 | Federally-Regulated Consumer Product | 2013-06-17 |  | 2014-02-04
Williams Furnace Co. | Williams | 3003621 | Direct Vent Gravity Type Wall | LPG | Pressure | TRUE | FALSE | 1 |  | None | Non-Condensing | Single-Stage | 30000 | 21849 |  |  | 66.4 | 64 | Federally-Regulated Consumer Product | 2011-08-22 |  | 2013-06-17
Williams Furnace Co. | Williams | 3501512 | Gravity Type Vented Room Heate | Natural Gas | No Match | TRUE | FALSE | 1 | None | None | Non-Condensing | Single-Stage | 35000 | 26250 |  |  | 68 | 64 | Federally-Regulated Consumer Product | 1995-06-05 |  | 2012-11-19
CFM Majestic, Inc. ( Purchased by Monessen Hearth Systems Company 7/25/2008) | Insta-Flame | DV40** | Direct Vent Gravity Type Wall | LPG | No Match | TRUE | FALSE | 1 | None | None | Non-Condensing | Single-Stage | 25000 | 17500 |  |  | 68.6 | 63 | Federally-Regulated Consumer Product | 1995-05-05 |  | 1997-11-20
Ultra-Aire | Ultra-Aire | UA200S | Vented Gravity Type Wall Furna | LPG | No Match | TRUE | FALSE | 1 | None | None | No Match | No Match | 20000 | 14000 |  |  |  |  | Non Federally-Regulated | 1981-06-12 |  | 1998-06-21
Martin Industries | Williams | EVH70ES | Vented Room Heater - unspecifi | Natural Gas | No Match | TRUE | FALSE | 1 | None | None | No Match | No Match | 70000 | 49000 |  |  | 65 | 65 | Non Federally-Regulated | 1988-07-27 |  | 1998-06-21
Williams Furnace Co. | Sears | 629.7767 | Direct Vent Gravity Type Wall | LPG | No Match | TRUE | FALSE | 1 | None | None | Non-Condensing | Single-Stage | 30000 | 21000 |  |  | 65.6 | 64 | Non Federally-Regulated | 1988-03-14 |  | 1995-06-05
Heil Quaker | Quaker | WRF60AN | Vented Fan Type Wall Furnace | Natural Gas | No Match | FALSE | FALSE | 1 | None | None | No Match | No Match | 60000 | 48000 |  |  |  |  | Non Federally-Regulated | 1984-03-31 |  | 1998-06-21
Williams Furnace Co. | Dayton | 3e+291 | Vented Gravity Type Wall Furna | Natural Gas | No Match | TRUE | FALSE | 1 | None | None | No Match | No Match | 50000 | 35000 |  |  |  | 65 | Non Federally-Regulated | 1988-01-29 |  | 1998-06-21
Empire Comfort Systems | Empire | DVS-42RF-2 | Direct Vent Gravity Type Wall | Natural Gas | No Match | TRUE | FALSE | 1 | None | None | Non-Condensing | Single-Stage | 28000 | 19600 |  |  | 64 | 64 | Federally-Regulated Consumer Product | 2002-07-25 |  | 2007-11-16
Louisville Tin &amp; Stove Co. | Cozy | W501C | Vented Gravity Type Wall Furna | Natural Gas | No Match | TRUE | FALSE | 1 | None | None | Non-Condensing | Single-Stage | 50000 | 35000 |  |  | 65.1 | 65 | Federally-Regulated Consumer Product | 1991-11-13 |  | 1993-05-18
Perfection Products Co. | Perfection | PDW850RTL-B | Vented Gravity Type Wall Furna | LPG | No Match | TRUE | FALSE | 1 | None | None | No Match | No Match | 50000 | 35000 |  |  |  |  | Non Federally-Regulated | 1984-03-31 |  | 1998-06-21
CFM Majestic, Inc. ( Purchased by Monessen Hearth Systems Company 7/25/2008) | Insta-Flame | DV40 | Direct Vent Gravity Type Wall | Natural Gas | No Match | TRUE | FALSE | 1 | None | None | No Match | No Match | 35000 | 24500 |  |  | 68.6 | 64 | Federally-Regulated Consumer Product | 1997-04-11 |  | 1998-06-21
Louisville Tin &amp; Stove Co. | Louisville Tin & Stove Co. | CDV156* | Direct Vent Gravity Type Wall | LPG | Injection Type | TRUE | FALSE | 1 |  | None | Non-Condensing | Single-Stage | 15000 | 10500 |  |  | 64 | 61 | Federally-Regulated Consumer Product | 2007-11-20 |  | 2011-06-14
New Buck | Buck Stove | 19 | Vented Room Heater - unspecifi | LPG | No Match | TRUE | FALSE | 1 | None | None | No Match | No Match | 34000 | 26150 |  |  | 77 | 64 | Federally-Regulated Consumer Product | 1995-06-15 |  | 1998-06-21
Empire Comfort Systems | Empire | RH-25-4 | Vented Room Heater - unspecifi | Natural Gas | No Match | TRUE | FALSE | 1 | None | None | No Match | No Match | 25000 | 17500 |  |  | 64 | 63 | Federally-Regulated Consumer Product | 1997-04-11 |  | 1998-06-21
RSF Energy, Ltd. | RSF Energy | SAPPHIRE (LP) | Vented Room Heater - unspecifi | LPG | No Match | TRUE | FALSE | 1 | None | None | No Match | No Match | 23500 | 18000 |  |  | 63.2 | 63 | Federally-Regulated Consumer Product | 1995-06-15 |  | 1998-06-21
Hussong Manufacturing Co. | Kozy Heat | MPS-30 MINNEAPOLIS | Direct Vent Gravity Type Wall | Natural Gas | Pressure | FALSE | FALSE | 1 |  | None | Non-Condensing | Step Modulating | 26000 | 12500 |  |  | 73.2 | 63 | Federally-Regulated Consumer Product | 2010-09-20 |  | 2011-10-03
CFM Majestic, Inc. ( Purchased by Monessen Hearth Systems Company 7/25/2008) | Insta-Flame | FA20MP | Vented Room Heater - unspecifi | LPG | No Match | TRUE | FALSE | 1 | None | None | No Match | No Match | 17000 | 11900 |  |  | 63.1 | 57 | Federally-Regulated Consumer Product | 1998-03-31 |  | 1998-06-21
Perfection Products Co. | Perfection | PWB25TN-B | Vented Gravity Type Wall Furna | Natural Gas | No Match | TRUE | FALSE | 1 | None | None | No Match | No Match | 25000 | 17500 |  |  |  | 63 | Non Federally-Regulated | 1988-07-27 |  | 1998-06-21
Williams Furnace Co. | Williams | 2903511 | Direct Vent Fan Type Wall Furn | LPG | Power | FALSE | FALSE | 1 |  | No Match | No Match | Two-Stage Modulating | 29000 | 23817 | 140 | 102 | 80.5 | 73 | No Match | 2012-05-02 |  | 2012-05-08
Williams Furnace Co. | Dearborn | DWF35BR-NAT | Vented Gravity Type Wall Furna | Natural Gas | No Match | TRUE | FALSE | 1 | None | None | No Match | No Match | 35000 | 24500 |  |  |  |  | Non Federally-Regulated | 1981-08-17 |  | 1998-06-21
Louisville Tin &amp; Stove Co. | Louisville Tin & Stove Co. | VCR701* | Gravity Type Vented Room Heate | Natural Gas | Injection Type | TRUE | FALSE | 0 | Draft Diverter | None | Non-Condensing | Single-Stage | 70000 | 49000 |  |  | 65 | 65 | Federally-Regulated Consumer Product | 2013-06-17 |  | 2014-08-28
Williams Furnace Co. | Sears | 629.7567 | Vented Gravity Type Wall Furna | Natural Gas | No Match | TRUE | FALSE | 1 | None | None | Non-Condensing | Single-Stage | 35000 | 24500 |  |  | 64.1 | 64 | Federally-Regulated Consumer Product | 1992-05-29 |  | 1997-04-11
Johnson Gas Appliance Co. | Mendota | DXV 36 | Direct Vent Gravity Type Wall | Natural Gas | No Match | TRUE | FALSE | 1 | None | None | Non-Condensing | Single-Stage | 40000 | 27600 |  |  | 64 | 64 | Federally-Regulated Consumer Product | 1994-02-07 |  | 1995-05-22
Louisville Tin &amp; Stove Co. | Louisville Tin & Stove Co. | DVCF 557* | Direct Vent Fan Type Wall Furn | Natural Gas | Injection Type | FALSE | FALSE | 1 |  | None | Non-Condensing | Single-Stage | 55000 | 44000 | 2 |  | 77.6 | 74 | Federally-Regulated Consumer Product | 2011-06-23 |  | 2011-07-18
Perfection Schwank | Perfection | 35940 (SEARS) | Gravity Type Vented Room Heate | LPG | No Match | TRUE | FALSE | 1 | None | None | Non-Condensing | Single-Stage | 70000 | 49000 |  |  | 65 | 65 | Federally-Regulated Consumer Product | 1991-02-08 |  | 2003-10-02
Perfection Schwank | Perfection | CV740HN-C | Vented Fan Type Wall Furnace | Natural Gas | No Match | FALSE | FALSE | 1 | None | None | No Match | No Match | 40000 | 31160 |  |  | 73.3 | 73 | Federally-Regulated Consumer Product | 1995-06-15 |  | 1998-06-21
Williams Furnace Co. | Debonair | 3003711 | Direct Vent Gravity Type Wall | LPG | No Match | TRUE | FALSE | 1 | None | None | Non-Condensing | Single-Stage | 30000 | 21000 |  |  | 65.6 | 64 | Federally-Regulated Consumer Product | 1993-12-10 |  | 1995-06-05
Williams Furnace Co. | Williams | 6501711 (65EH LPG) | Gravity Type Vented Room Heate | LPG | No Match | TRUE | FALSE | 1 | None | None | Non-Condensing | Single-Stage | 65000 | 45500 |  |  | 68.3 | 65 | Federally-Regulated Consumer Product | 1995-06-05 |  | 2012-11-19
Williams Furnace Co. | Williams | 6501812 (65EHB NAT) | Vented Room Heater - unspecifi | Natural Gas | No Match | TRUE | FALSE | 1 | None | None | No Match | No Match | 65000 | 45500 |  |  | 68.3 | 65 | Federally-Regulated Consumer Product | 1995-06-15 |  | 1998-06-21
Louisville Tin &amp; Stove Co. | Cozy | DV15 | Direct Vent Gravity Type Wall | Natural Gas | No Match | TRUE | FALSE | 1 | None | None | Non-Condensing | Single-Stage | 15000 | 10500 |  |  | 61 | 61 | Non Federally-Regulated | 1988-06-23 |  | 1992-05-07
Williams Furnace Co. | Debonair | 14DV-5-NAT | Direct Vent Gravity Type Wall | Natural Gas | No Match | TRUE | FALSE | 1 | None | None | No Match | No Match | 14000 | 9800 |  |  | 63.1 | 61 | Non Federally-Regulated | 1989-03-22 |  | 1990-06-26
Williams Furnace Co. | Williams | 3501811 (35EHB LPG) | Vented Room Heater - unspecifi | LPG | No Match | TRUE | FALSE | 1 | None | None | No Match | No Match | 35000 | 24500 |  |  | 67.1 | 64 | Federally-Regulated Consumer Product | 1997-04-11 |  | 1998-06-21
Polaris Fireplaces, Inc. | Polaris | PG 150 N | Gravity Type Vented Room Heate | Natural Gas | No Match | FALSE | FALSE | 1 | None | None | Non-Condensing | Single-Stage | 22000 | 17800 |  |  | 67.4 | 63 | Federally-Regulated Consumer Product | 1993-12-14 |  | 1995-06-12
Kresky-Ward, Inc. | Kresky-Ward | GSM 35S | Vented Gravity Type Wall Furna | LPG | No Match | TRUE | FALSE | 1 | None | None | No Match | No Match | 35000 | 24500 |  |  |  |  | Non Federally-Regulated | 1981-04-23 |  | 1998-06-21
CFM Majestic, Inc. ( Purchased by Monessen Hearth Systems Company 7/25/2008) | Insta-Flame | HEDV30-1** | Direct Vent Gravity Type Wall | LPG | No Match | TRUE | FALSE | 1 | None | None | Non-Condensing | Single-Stage | 21000 | 14700 |  |  | 69.5 | 63 | Federally-Regulated Consumer Product | 1995-05-05 |  | 1997-11-20
Empire Comfort Systems | Empire | DV-55IP | Direct Vent Fan Type Wall Furn | Natural Gas | No Match | FALSE | FALSE | 1 | None | None | Non-Condensing | Single-Stage | 55000 | 43450 |  |  | 76.5 | 74 | Federally-Regulated Consumer Product | 1990-04-24 |  | 1990-06-26
Blaze King Industries | Pegasus | 7003 | Vented Room Heater - unspecifi | LPG | No Match | TRUE | FALSE | 1 | None | None | No Match | No Match | 38000 | 29300 |  |  | 71 | 64 | Federally-Regulated Consumer Product | 1997-04-11 |  | 1998-06-21
Preway | Preway | SVN15M | Vented Room Heater - unspecifi | Natural Gas | No Match | TRUE | FALSE | 1 | None | None | No Match | No Match | 15000 | 10500 |  |  |  |  | Non Federally-Regulated | 1985-10-07 |  | 1998-06-21
LSC, Inc. | Warm Morning | VR-50FMAL | Vented Room Heater - unspecifi | Natural Gas | No Match | TRUE | FALSE | 1 | None | None | No Match | No Match | 50000 | 35000 |  |  |  |  | Non Federally-Regulated | 1984-03-31 |  | 1998-06-21
Williams Furnace Co. | Williams | 5001711 (50EH LPG) | Vented Room Heater - unspecifi | LPG | No Match | TRUE | FALSE | 1 | None | None | No Match | No Match | 50000 | 35000 |  |  | 67.4 | 65 | Federally-Regulated Consumer Product | 1995-06-15 |  | 1998-06-21
Heil Quaker | Quaker | DVG20A-LP | Direct Vent Gravity Type Wall | LPG | No Match | TRUE | FALSE | 1 | None | None | No Match | No Match | 20000 | 14000 |  |  |  |  | Non Federally-Regulated | 1982-05-21 |  | 1998-06-21
Perfection Schwank | Perfection | PDW850TL-D | Vented Gravity Type Wall Furna | LPG | No Match | TRUE | FALSE | 1 | None | None | Non-Condensing | Single-Stage | 50000 | 35000 |  |  | 65 | 65 | Federally-Regulated Consumer Product | 1991-02-08 |  | 2003-10-02
Martin Industries | Martin | F1445-1 ST-1 | Gravity Type Floor Furnace | Natural Gas | No Match | TRUE | FALSE | 1 | None | None | No Match | No Match | 45000 | 29250 |  |  |  |  | Non Federally-Regulated | 1982-05-21 |  | 1998-06-21
Martin Industries | Martin | V2720 | Vented Room Heater - unspecifi | LPG | No Match | TRUE | FALSE | 1 | None | None | No Match | No Match | 20000 | 14000 |  |  | 58 | 58 | Federally-Regulated Consumer Product | 1995-06-15 |  | 1998-06-21
Empire Comfort Systems | Empire Comfort Systems | DV-215-7SG | Vented Gravity Type Wall Furna | LPG | Pressure | TRUE | FALSE | 1 | None | None | Non-Condensing | Single-Stage | 15000 | 10500 |  |  | 62 | 61 | Federally-Regulated Consumer Product | 2010-01-11 |  | 2012-01-03
CFM Majestic, Inc. ( Purchased by Monessen Hearth Systems Company 7/25/2008) | Insta-Flame | DV40 | Direct Vent Gravity Type Wall | LPG | No Match | TRUE | FALSE | 1 | None | None | No Match | No Match | 25000 | 17500 |  |  | 68.6 | 63 | Federally-Regulated Consumer Product | 1995-06-15 |  | 1998-06-21
Suburban Manufacturing Co. | Suburban | DLII-1220E | Direct Vent Fan Type Wall Furn | Natural Gas | No Match | FALSE | FALSE | 1 | None | None | No Match | No Match | 20000 | 15620 |  |  | 78.1 | 73 | Federally-Regulated Consumer Product | 1992-06-03 |  | 1998-06-21
Williams Furnace Co. | Continental | RDD14-1-LPG | Vented Gravity Type Wall Furna | LPG | No Match | TRUE | FALSE | 1 | None | None | Non-Condensing | Single-Stage | 14000 | 9800 |  |  | 63.1 | 61 | Non Federally-Regulated | 1988-01-29 |  | 1995-06-05
Rinnai America | Energy Savers | RHFE-551FA-1-P | Direct Vent Fan Type Wall Furn | LPG | No Match | FALSE | FALSE | 1 | None | None | Non-Condensing | Single-Stage | 21000 | 17390 |  |  | 82.8 | 73 | Federally-Regulated Consumer Product | 2000-07-18 |  | 2007-11-16
Martin Industries | Warm Morning | Y-30HMAL | Vented Room Heater - unspecifi | Natural Gas | No Match | TRUE | FALSE | 1 | None | None | No Match | No Match | 30000 | 21000 |  |  |  | 64 | Non Federally-Regulated | 1988-07-27 |  | 1998-06-21
Suburban Manufacturing Co. | Suburban | GSW-20 | Direct Vent Gravity Type Wall | Natural Gas | No Match | TRUE | FALSE | 1 | None | None | No Match | No Match | 20000 | 14000 |  |  |  |  | Non Federally-Regulated | 1981-03-11 |  | 1998-06-21
LSC, Inc. | Warm Morning | V-20JMAL | Vented Room Heater - unspecifi | LPG | No Match | TRUE | FALSE | 1 | None | None | No Match | No Match | 20000 | 14000 |  |  |  |  | Non Federally-Regulated | 1985-10-07 |  | 1998-06-21
Addison Products | Dearborn Baronet II | DRH775* | Vented Room Heater - unspecifi | Natural Gas | No Match | TRUE | FALSE | 1 | None | None | No Match | No Match | 75000 | 52500 |  |  |  |  | Non Federally-Regulated | 1984-03-31 |  | 1998-06-21
Perfection Schwank | Perfection | PW835RTN-C | Vented Gravity Type Wall Furna | Natural Gas | No Match | TRUE | FALSE | 1 | None | None | Non-Condensing | Single-Stage | 35000 | 25000 |  |  | 64 | 64 | Non Federally-Regulated | 1989-02-27 |  | 1991-02-08
Rinnai America | Rinnai | RHFE-556WTA-P | Direct Vent Fan Type Wall Furn | LPG | No Match | FALSE | FALSE | 1 | None | None | Non-Condensing | Single-Stage | 20700 | 16990 |  |  | 84.2 | 73 | Federally-Regulated Consumer Product | 1999-09-17 |  | 2000-07-18
Perfection Schwank | Perfection | CV740L-C | Vented Fan Type Wall Furnace | LPG | No Match | TRUE | FALSE | 1 | None | None | No Match | No Match | 40000 | 31160 |  |  | 73.3 | 73 | Federally-Regulated Consumer Product | 1995-06-15 |  | 1998-06-21
Louisville Tin &amp; Stove Co. | Cozy | DVCF558A | Direct Vent Fan Type Wall Furn | LPG | No Match | FALSE | FALSE | 1 | None | None | Non-Condensing | Single-Stage | 55000 | 44000 |  |  | 77.6 | 74 | Federally-Regulated Consumer Product | 1995-04-20 |  | 1995-06-15
Perfection Schwank | Perfection | CV750HN-C | Vented Fan Type Wall Furnace | Natural Gas | No Match | FALSE | FALSE | 1 | None | None | No Match | No Match | 50000 | 39300 |  |  | 74.3 | 74 | Federally-Regulated Consumer Product | 1995-06-15 |  | 1998-06-21
Empire Comfort Systems | Empire Comfort Systems | DV-25-2SG | Vented Gravity Type Wall Furna | Natural Gas | Pressure | TRUE | FALSE | 1 | None | None | Non-Condensing | Single-Stage | 25000 | 17500 |  |  | 67 | 63 | Federally-Regulated Consumer Product | 2012-01-03 |  | 2013-06-17
Williams Furnace Co. | Dearborn | DWF35BR-NAT. | Vented Gravity Type Wall Furna | Natural Gas | No Match | TRUE | FALSE | 1 | None | None | No Match | No Match | 35000 | 24500 |  |  |  |  | Non Federally-Regulated | 1982-05-21 |  | 1998-06-21
Hussong Manufacturing Co. | Ambiance Fireplaces | INT-200 INTRIGUE 200 | Direct Vent Gravity Type Wall | Natural Gas | Pressure | FALSE | FALSE | 1 | None | None | Non-Condensing | Step Modulating | 39500 | 18500 |  |  | 75.5 | 64 | Federally-Regulated Consumer Product | 2011-08-10 |  | 2011-10-03
Martin Industries | Martin | V5870 | Vented Room Heater - unspecifi | Natural Gas | No Match | TRUE | FALSE | 1 | None | None | No Match | No Match | 70000 | 49000 |  |  | 65 | 65 | Non Federally-Regulated | 1989-03-22 |  | 1998-06-21
Perfection Products Co. | Perfection | PW835TL-B | Vented Gravity Type Wall Furna | LPG | No Match | TRUE | FALSE | 1 | None | None | No Match | No Match | 35000 | 24500 |  |  |  |  | Non Federally-Regulated | 1984-03-31 |  | 1998-06-21
CFM Majestic, Inc. ( Purchased by Monessen Hearth Systems Company 7/25/2008) | Northern Flame | A230RP | Vented Room Heater - unspecifi | LPG | No Match | TRUE | FALSE | 1 | None | None | No Match | No Match | 21000 | 14700 |  |  | 64.7 | 63 | Federally-Regulated Consumer Product | 1998-03-31 |  | 1998-06-21
Williams Furnace Co. | Monterey | 25GV-A1-3T NAT | Vented Gravity Type Wall Furna | Natural Gas | No Match | TRUE | FALSE | 1 | None | None | Non-Condensing | Single-Stage | 25000 | 17500 |  |  | 63.3 | 63 | Federally-Regulated Consumer Product | 1991-08-29 |  | 1995-06-05
Empire Comfort Systems | Empire Comfort Systems | RH50-6 | Gravity Type Vented Room Heate | LPG | Pressure | TRUE | FALSE | 1 |  | None | Non-Condensing | Single-Stage | 50000 | 35000 |  |  | 68 | 65 | Federally-Regulated Consumer Product | 2014-08-28 |  | 2015-06-05
Suburban Manufacturing Co. | Suburban | GVR-50 | Gravity Type Vented Room Heate | Natural Gas | No Match | TRUE | FALSE | 1 | None | None | Non-Condensing | Single-Stage | 50000 | 37500 |  |  | 69.5 | 65 | Non Federally-Regulated | 1988-06-22 |  | 1995-04-28
Louisville Tin &amp; Stove Co. | Cozy | W252A | Vented Gravity Type Wall Furna | LPG | No Match | TRUE | FALSE | 1 | None | None | Non-Condensing | Single-Stage | 25000 | 17500 |  |  | 63 | 63 | Non Federally-Regulated | 1988-06-23 |  | 1991-11-13
Valor Heating, Ltd. | Homeflame Highlight | 492CN | Vented Room Heater - unspecifi | Natural Gas | No Match | TRUE | FALSE | 1 | None | None | No Match | No Match | 20000 | 15300 |  |  | 70.8 | 58 | Federally-Regulated Consumer Product | 1995-06-15 |  | 1998-06-21
Louisville Tin &amp; Stove Co. | Louisville Tin & Stove Co. | VC352* | Gravity Type Vented Room Heate | LPG | Injection Type | TRUE | FALSE | 1 | Draft Diverter | None | Non-Condensing | Single-Stage | 35000 | 24500 |  |  | 66.6 | 64 | Federally-Regulated Consumer Product | 2007-11-20 |  | 2011-06-14
Louisville Tin &amp; Stove Co. | Cozy | CF357A | Vented Fan Type Wall Furnace | Natural Gas | No Match | FALSE | FALSE | 1 | None | None | No Match | No Match | 35000 | 28000 |  |  | 75.4 | 73 | Federally-Regulated Consumer Product | 1995-06-15 |  | 1998-06-21
Martin Industries | Martin | V4870 VST | Vented Room Heater - unspecifi | Natural Gas | No Match | TRUE | FALSE | 1 | None | None | No Match | No Match | 70000 | 49000 |  |  |  |  | Non Federally-Regulated | 1985-10-07 |  | 1998-06-21
Williams Furnace Co. | Monterey | 35GV-5-NAT | Vented Gravity Type Wall Furna | Natural Gas | No Match | TRUE | FALSE | 1 | None | None | No Match | No Match | 35000 | 24500 |  |  |  |  | Non Federally-Regulated | 1981-03-11 |  | 1982-05-21
Martin Industries | Williams | EVH50B | Gravity Type Vented Room Heate | Natural Gas | No Match | TRUE | FALSE | 1 | None | None | Non-Condensing | Single-Stage | 50000 | 35000 |  |  | 65 | 65 | Non Federally-Regulated | 1988-02-05 |  | 1993-12-14
Martin Industries | Warm Morning | V20RN | Vented Room Heater - unspecifi | Natural Gas | No Match | TRUE | FALSE | 1 | None | None | No Match | No Match | 20000 | 14000 |  |  | 58 | 58 | Federally-Regulated Consumer Product | 1992-06-03 |  | 1998-06-21
LSC, Inc. | Warm Morning | V-30HMAL | Vented Room Heater - unspecifi | LPG | No Match | TRUE | FALSE | 1 | None | None | No Match | No Match | 30000 | 21000 |  |  |  |  | Non Federally-Regulated | 1985-10-07 |  | 1998-06-21
Empire Comfort Systems | Empire | GW-25-4 | Vented Gravity Type Wall Furna | Natural Gas | No Match | TRUE | FALSE | 1 | None | None | Non-Condensing | Single-Stage | 25000 | 18000 |  |  | 65 | 63 | Federally-Regulated Consumer Product | 1991-03-04 |  | 2007-11-16
Faber Manufacturing | Faber Gas Fireplaces | OLYMPIA DELUXE | Direct Vent Gravity Type Wall | LPG | No Match | TRUE | FALSE | 1 | None | None | Non-Condensing | Single-Stage | 20000 | 15000 |  |  | 75 | 63 | Federally-Regulated Consumer Product | 1994-01-07 |  | 1994-05-10
Louisville Tin &amp; Stove Co. | Cozy | CF504B | Vented Fan Type Wall Furnace | LPG | No Match | TRUE | FALSE | 1 | None | None | No Match | No Match | 50000 | 40000 |  |  | 74.3 | 74 | Federally-Regulated Consumer Product | 1997-04-11 |  | 1998-06-21
Locke Stove | Warm Morning | WFC-IP65B | Vented Fan Type Wall Furnace | Natural Gas | No Match | FALSE | FALSE | 1 | None | None | No Match | No Match | 65000 | 50050 |  |  |  |  | Non Federally-Regulated | 1981-05-31 |  | 1998-06-21
Perfection Products Co. | Perfection | PW8850TN-3 | Vented Gravity Type Wall Furna | Natural Gas | No Match | TRUE | FALSE | 1 | None | None | No Match | No Match | 50000 | 35000 |  |  |  |  | Non Federally-Regulated | 1984-03-31 |  | 1998-06-21
Empire Comfort Systems | Empire Comfort Systems | HW500GWHOXX1 | Vented Gravity Type Wall Furna | LPG | Injection Type | TRUE | FALSE | 1 | Draft Diverter | None | Non-Condensing | Single-Stage | 50000 | 35000 |  |  | 66 | 65 | Federally-Regulated Consumer Product | 2007-11-20 |  | 2012-01-03
Williams Furnace Co. | Continental | RMG35-1-LPG | Vented Gravity Type Wall Furna | LPG | No Match | TRUE | FALSE | 1 | None | None | Non-Condensing | Single-Stage | 35000 | 24500 |  |  | 64.1 | 64 | Non Federally-Regulated | 1988-01-29 |  | 1995-06-05
Williams Furnace Co. | Monterey SRO | 2509S12 | Vented Gravity Type Wall Furna | Natural Gas | No Match | TRUE | FALSE | 1 | None | None | No Match | No Match | 25000 | 19350 |  |  | 70.5 | 63 | Federally-Regulated Consumer Product | 1997-04-11 |  | 1998-06-21
Suburban Manufacturing Co. | Suburban | DNV-25 | Direct Vent Fan Type Wall Furn | Natural Gas | No Match | FALSE | FALSE | 1 | None | None | No Match | No Match | 25000 | 20000 |  |  |  |  | Non Federally-Regulated | 1984-03-31 |  | 1988-06-23
Fireplace Products International, Ltd. | Regency | C33-NG | Vented Room Heater - unspecifi | Natural Gas | No Match | TRUE | FALSE | 1 | None | None | No Match | No Match | 33000 | 24600 |  |  | 67.3 | 64 | Federally-Regulated Consumer Product | 1998-03-31 |  | 1998-06-21
Suburban Manufacturing Co. | Suburban | GVR-35 | Vented Room Heater - unspecifi | LPG | No Match | FALSE | FALSE | 1 | None | None | No Match | No Match | 35000 | 24500 |  |  |  |  | Non Federally-Regulated | 1981-03-11 |  | 1984-03-31
LSC, Inc. | LSC, Inc. | LSC30L | Direct Vent Gravity Type Wall | LPG | No Match | TRUE | FALSE | 1 | None | None | No Match | No Match | 30000 | 21000 |  |  |  |  | Non Federally-Regulated | 1984-03-31 |  | 1998-06-21
Williams Furnace Co. | Forsaire | 4007332 | Direct Vent Fan Type Wall Furn | Natural Gas | No Match | FALSE | FALSE | 1 | None | None | Non-Condensing | Single-Stage | 40000 | 32000 |  |  | 77.5 | 73 | Federally-Regulated Consumer Product | 1993-12-10 |  | 1995-06-05
Williams Furnace Co. | Monterey | 20GV-3-LPG | Vented Gravity Type Wall Furna | LPG | No Match | TRUE | FALSE | 1 | None | None | No Match | No Match | 20000 | 14120 |  |  | 63.2 | 63 | Federally-Regulated Consumer Product | 1997-04-11 |  | 1998-06-21
Williams Furnace Co. | Sahara | 35GV-A1-5-LPG | Vented Gravity Type Wall Furna | LPG | No Match | TRUE | FALSE | 1 | None | None | No Match | No Match | 35000 | 24500 |  |  |  |  | Non Federally-Regulated | 1985-10-07 |  | 1998-06-21
Martin Industries | Atlanta Stove | ASC65 | Vented Fan Type Wall Furnace | Natural Gas | No Match | TRUE | FALSE | 1 | None | None | No Match | No Match | 65000 | 48750 |  |  | 74 | 74 | Federally-Regulated Consumer Product | 1992-06-03 |  | 1998-06-21
Empire Comfort Systems | Empire | RH-65 | Vented Room Heater - unspecifi | Natural Gas | No Match | TRUE | FALSE | 1 | None | None | No Match | No Match | 65000 | 45500 |  |  | 65 | 65 | Federally-Regulated Consumer Product | 1990-06-26 |  | 1998-06-21
Louisville Tin &amp; Stove Co. | Cozy | DVCF557 | Direct Vent Fan Type Wall Furn | Natural Gas | No Match | FALSE | FALSE | 1 | None | None | No Match | No Match | 55000 | 44000 |  |  | 77.6 | 74 | Federally-Regulated Consumer Product | 1995-06-15 |  | 1998-06-21
Empire Comfort Systems | Empire Comfort Systems | DV-35-2SG | Vented Gravity Type Wall Furna | LPG | Pressure | TRUE | FALSE | 1 | None | None | Non-Condensing | Single-Stage | 35000 | 24500 |  |  | 68 | 64 | Federally-Regulated Consumer Product | 2012-01-03 |  | 2013-06-17
Rinnai America | Rinnai | RHFE-433RWTA | Vented Fan Type Wall Furnace | Natural Gas | Injection Type | FALSE | FALSE | 1 |  | None | Non-Condensing | Step Modulating | 16700 | 13400 | 6 | 6 | 81 | 73 | Federally-Regulated Consumer Product | 2011-06-14 |  | 2011-10-27
Empire Stove | Empire | RH350-1 | Vented Room Heater - unspecifi | LPG | No Match | TRUE | FALSE | 1 | None | None | No Match | No Match | 50000 | 35000 |  |  |  |  | Non Federally-Regulated | 1982-05-21 |  | 1998-06-21
Williams Furnace Co. | Monterey | 20GV-A1-5 LPG | Vented Gravity Type Wall Furna | LPG | No Match | TRUE | FALSE | 1 | None | None | Non-Condensing | Single-Stage | 20000 | 14120 |  |  | 63.2 | 63 | Federally-Regulated Consumer Product | 1991-08-29 |  | 1995-06-05
Perfection Products Co. | Perfection | WASV712SEN | Direct Vent Gravity Type Wall | Natural Gas | No Match | TRUE | FALSE | 1 | None | None | No Match | No Match | 12000 | 8400 |  |  | 60 | 60 | Non Federally-Regulated | 1989-03-22 |  | 1998-06-21
Williams Furnace Co. | Montgomery Ward | SFB-50171A | Vented Gravity Type Wall Furna | Natural Gas | No Match | TRUE | FALSE | 1 | None | None | No Match | No Match | 25000 | 17500 |  |  |  |  | Non Federally-Regulated | 1981-03-11 |  | 1998-06-21
Williams Furnace Co. | Williams | 6502511 | Vented Room Heater - unspecifi | LPG | No Match | TRUE | FALSE | 1 | None | None | No Match | No Match | 65000 | 50400 |  |  | 70.5 | 65 | Federally-Regulated Consumer Product | 1995-06-15 |  | 1998-06-21
Preway | Preway | SVP35 K | Vented Room Heater - unspecifi | LPG | No Match | TRUE | FALSE | 1 | None | None | No Match | No Match | 35000 | 24500 |  |  |  |  | Non Federally-Regulated | 1984-03-31 |  | 1998-06-21
CFM Majestic, Inc. ( Purchased by Monessen Hearth Systems Company 7/25/2008) | Insta-Flame by Majestic | DVT36 | Direct Vent Gravity Type Wall | LPG | No Match | TRUE | FALSE | 1 | None | None | No Match | No Match | 25000 | 17500 |  |  | 66 | 63 | Federally-Regulated Consumer Product | 1997-04-11 |  | 1998-06-21
CFM Majestic, Inc. ( Purchased by Monessen Hearth Systems Company 7/25/2008) | Insta-Flame by Majestic | DVR33 | Direct Vent Gravity Type Wall | LPG | No Match | TRUE | FALSE | 1 | None | None | No Match | No Match | 20000 | 14000 |  |  | 66 | 63 | Federally-Regulated Consumer Product | 1997-04-11 |  | 1998-06-21
Williams Furnace Co. | Williams | 65EH-LPG | Gravity Type Vented Room Heate | LPG | No Match | TRUE | FALSE | 1 | None | None | Non-Condensing | Single-Stage | 65000 | 45500 |  |  | 68.3 | 65 | Federally-Regulated Consumer Product | 1991-08-29 |  | 1995-06-05
Miles Industries Ltd | Miles Fireplaces | MF28EN | Direct Vent Gravity Type Wall | Natural Gas | Injection Type | FALSE | FALSE | 1 | None | None | Non-Condensing | Single-Stage | 28000 | 20619 |  |  | 71.3 | 64 | Federally-Regulated Consumer Product | 2007-07-06 |  | 2011-05-25
Efel North America | Efel North America | 491.64 | Gravity Type Vented Room Heate | LPG | No Match | TRUE | FALSE | 1 | None | None | Non-Condensing | Single-Stage | 40000 | 32800 |  |  | 82 | 64 | Federally-Regulated Consumer Product | 1991-10-02 |  | 1995-05-26
Louisville Tin &amp; Stove Co. | Cozy | C*20B | Vented Room Heater - unspecifi | Natural Gas | No Match | TRUE | FALSE | 1 | None | None | No Match | No Match | 20000 | 12000 |  |  | 60.8 | 58 | Federally-Regulated Consumer Product | 1990-06-26 |  | 1998-06-21
Williams Furnace Co. | Continental | RMG20-IN | Vented Gravity Type Wall Furna | Natural Gas | No Match | TRUE | FALSE | 1 | None | None | Non-Condensing | Single-Stage | 20000 | 14120 |  |  | 63.2 | 63 | Non Federally-Regulated | 1988-03-14 |  | 1995-06-05
Williams Furnace Co. | Forsaire Magnum | 6508132 | Vented Fan Type Wall Furnace | Natural Gas | No Match | FALSE | FALSE | 1 | None | None | Non-Condensing | Single-Stage | 65000 | 52325 |  |  | 78 | 74 | Federally-Regulated Consumer Product | 1993-12-10 |  | 1995-06-15
Heil Quaker | Sears | 867.7212 | Direct Vent Gravity Type Wall | Natural Gas | No Match | TRUE | FALSE | 1 | None | None | No Match | No Match | 20000 | 14000 |  |  |  |  | Non Federally-Regulated | 1985-10-07 |  | 1998-06-21
Empire Comfort Systems | Empire Comfort Systems | DV-55IP | Vented Fan Type Wall Furnace | LPG | Pressure | FALSE | FALSE | 1 |  | None | Non-Condensing | Single-Stage | 55000 | 43000 | 204 | 422 | 76 | 74 | Federally-Regulated Consumer Product | 2013-06-17 |  | 2014-08-28
Williams Furnace Co. | Williams | 35EHB-LPG | Vented Room Heater - unspecifi | LPG | No Match | TRUE | FALSE | 1 | None | None | No Match | No Match | 35000 | 24500 |  |  | 67.1 | 64 | Federally-Regulated Consumer Product | 1992-06-03 |  | 1998-06-21
Williams Furnace Co. | Williams | 500(1,2)(5,9)22 | Gravity Type Vented Room Heate | Natural Gas | Pressure | TRUE | FALSE | 1 |  | None | Non-Condensing | Single-Stage | 50000 | 37500 |  |  | 68 | 65 | Federally-Regulated Consumer Product | 2011-08-22 |  | 2013-06-17
Williams Furnace Co. | Dayton | 3E473B | Direct Vent Fan Type Wall Furn | Natural Gas | No Match | TRUE | FALSE | 1 | None | None | No Match | No Match | 40000 | 32000 |  |  | 75.4 | 73 | Federally-Regulated Consumer Product | 1992-06-03 |  | 1998-06-21
Martin Industries | Midland International | V6870 | Vented Room Heater - unspecifi | LPG | No Match | TRUE | FALSE | 1 | None | None | No Match | No Match | 70000 | 49000 |  |  | 65 | 65 | Federally-Regulated Consumer Product | 1992-06-03 |  | 1998-06-21
LSC, Inc. | Warm Morning | V-65FMAL | Vented Room Heater - unspecifi | Natural Gas | No Match | TRUE | FALSE | 1 | None | None | No Match | No Match | 65000 | 45500 |  |  |  |  | Non Federally-Regulated | 1984-03-31 |  | 1998-06-21
Suburban Manufacturing Co. | Suburban | FF-79 | Gravity Type Floor Furnace | LPG | No Match | TRUE | FALSE | 1 | None | None | No Match | No Match | 60000 | 42000 |  |  |  |  | Non Federally-Regulated | 1982-05-21 |  | 1998-06-21
Williams Furnace Co. | Forsaire | 5507331 | Direct Vent Fan Type Wall Furn | LPG | No Match | FALSE | FALSE | 1 | None | None | Non-Condensing | Single-Stage | 55000 | 44000 |  |  | 77.5 | 74 | Federally-Regulated Consumer Product | 1993-12-10 |  | 1995-06-05
Williams Furnace Co. | Monterey | 50GV-C1-5-NAT | Vented Gravity Type Wall Furna | Natural Gas | No Match | TRUE | FALSE | 1 | None | None | No Match | No Match | 50000 | 35000 |  |  |  |  | Non Federally-Regulated | 1985-10-07 |  | 1998-06-21
Empire Comfort Systems | Empire | 5088 | Gravity Type Floor Furnace | LPG | No Match | TRUE | FALSE | 1 | None | None | No Match | No Match | 45000 | 31500 |  |  | 57 | 57 | Non Federally-Regulated | 1988-07-27 |  | 1998-06-21
Rinnai America | Energy Savers | RHFE-551FA-1 | Direct Vent Fan Type Wall Furn | Natural Gas | No Match | FALSE | FALSE | 1 | None | None | Non-Condensing | Single-Stage | 22000 | 18216 |  |  | 81.1 | 73 | Federally-Regulated Consumer Product | 2000-07-18 |  | 2007-11-16
Rinnai America | Rinnai | RHFE-1001FA-1 | Direct Vent Fan Type Wall Furn | Natural Gas | No Match | FALSE | FALSE | 1 | None | None | Non-Condensing | Single-Stage | 38400 | 31373 |  |  | 80.3 | 73 | Federally-Regulated Consumer Product | 1992-01-15 |  | 1992-06-03
CFM Majestic, Inc. ( Purchased by Monessen Hearth Systems Company 7/25/2008) | Insta-Flame by Majestic | HE25TN | Vented Room Heater - unspecifi | Natural Gas | No Match | TRUE | FALSE | 1 | None | None | No Match | No Match | 20000 | 14000 |  |  | 58 | 58 | Federally-Regulated Consumer Product | 1998-03-31 |  | 1998-06-21
Williams Furnace Co. | Forsaire | 5507332 (550DVI NAT) | Direct Vent Fan Type Wall Furn | Natural Gas | No Match | FALSE | FALSE | 1 | None | None | Non-Condensing | Single-Stage | 55000 | 44000 |  |  | 77.5 | 74 | Federally-Regulated Consumer Product | 1995-06-05 |  | 1995-06-15
CFM Majestic, Inc. ( Purchased by Monessen Hearth Systems Company 7/25/2008) | Insta-Flame | FS30 | Vented Room Heater - unspecifi | Natural Gas | No Match | TRUE | FALSE | 1 | None | None | No Match | No Match | 30000 | 21000 |  |  | 64.7 | 64 | Federally-Regulated Consumer Product | 1997-04-11 |  | 1998-06-21
LSC, Inc. | Warm Morning | VR-50EMAL | Vented Room Heater - unspecifi | Natural Gas | No Match | TRUE | FALSE | 1 | None | None | No Match | No Match | 50000 | 35000 |  |  |  |  | Non Federally-Regulated | 1984-03-31 |  | 1998-06-21
Addison Products | Dearborn Baronet II | DRH775*-* | Vented Room Heater - unspecifi | Natural Gas | No Match | TRUE | FALSE | 1 | None | None | No Match | No Match | 75000 | 52500 |  |  |  |  | Non Federally-Regulated | 1984-03-31 |  | 1998-06-21
Rinnai America | Rinnai | EX22C (RHFE-559FTA) | Direct Vent Fan Type Wall Furn | Natural Gas | Injection Type | FALSE | FALSE | 1 |  | None | Non-Condensing | Step Modulating | 22000 | 17300 | 5 |  | 81 | 73 | Federally-Regulated Consumer Product | 2011-06-23 |  | 2011-07-18
Williams Furnace Co. | Forsaire | 400DVI-NAT | Direct Vent Fan Type Wall Furn | Natural Gas | No Match | FALSE | FALSE | 1 | None | None | No Match | No Match | 40000 | 32000 |  |  | 77.5 | 73 | Non Federally-Regulated | 1988-07-27 |  | 1998-06-21
Empire Comfort Systems | Empire | BWBV-40-1 | Gravity Type Vented Room Heate | Natural Gas | No Match | TRUE | FALSE | 1 | None | None | Non-Condensing | Single-Stage | 38000 | 26000 |  |  | 67 | 64 | Federally-Regulated Consumer Product | 2001-01-24 |  | 2007-11-16
Williams Furnace Co. | Dayton | 3e+292 | Vented Gravity Type Wall Furna | LPG | No Match | TRUE | FALSE | 1 | None | None | No Match | No Match | 25000 | 17500 |  |  | 63.3 | 63 | Federally-Regulated Consumer Product | 1990-06-26 |  | 1992-06-03
Rinnai America | Energy Savers | RHFE-556WTA-N | Direct Vent Fan Type Wall Furn | Natural Gas | No Match | FALSE | FALSE | 1 | None | None | Non-Condensing | Single-Stage | 21500 | 17580 |  |  | 80.6 | 73 | Federally-Regulated Consumer Product | 2000-07-18 |  | 2007-11-16
Empire Comfort Systems | Empire | GW-50-2SG | Vented Gravity Type Wall Furna | Natural Gas | No Match | TRUE | FALSE | 1 | None | None | Non-Condensing | Single-Stage | 50000 | 35500 |  |  | 65.5 | 65 | Non Federally-Regulated | 1989-02-27 |  | 1993-12-14
Empire Stove | Empire | RH370-1 | Vented Room Heater - unspecifi | LPG | No Match | TRUE | FALSE | 1 | None | None | No Match | No Match | 70000 | 49000 |  |  |  |  | Non Federally-Regulated | 1982-05-21 |  | 1998-06-21
Louisville Tin &amp; Stove Co. | Cozy | DVCF407 | Direct Vent Fan Type Wall Furn | Natural Gas | No Match | FALSE | FALSE | 1 | None | None | No Match | No Match | 40000 | 32000 |  |  | 76.1 | 73 | Federally-Regulated Consumer Product | 1995-06-15 |  | 1998-06-21
LSC, Inc. | Warm Morning | V-50GMAL | Vented Room Heater - unspecifi | Natural Gas | No Match | TRUE | FALSE | 1 | None | None | No Match | No Match | 50000 | 35000 |  |  |  |  | Non Federally-Regulated | 1985-10-07 |  | 1998-06-21
New Buck | Buck Stove | 60 | Vented Room Heater - unspecifi | Natural Gas | No Match | TRUE | FALSE | 1 | None | None | No Match | No Match | 40000 | 31360 |  |  | 74 | 64 | Federally-Regulated Consumer Product | 1992-06-03 |  | 1998-06-21
Osburn Manufacturing | Osburn | G 2 D | Vented Room Heater - unspecifi | Natural Gas | No Match | TRUE | FALSE | 1 | None | None | No Match | No Match | 20000 | 15000 |  |  | 75 | 58 | Federally-Regulated Consumer Product | 1997-04-11 |  | 1998-06-21
Heil Quaker | Perfection | CV530HDSN | Vented Fan Type Wall Furnace | Natural Gas | No Match | FALSE | FALSE | 1 | None | None | No Match | No Match | 30000 | 24000 |  |  |  |  | Non Federally-Regulated | 1984-03-31 |  | 1998-06-21
Suburban Manufacturing Co. | Suburban | DL-0912DT | Direct Vent Fan Type Wall Furn | Natural Gas | No Match | FALSE | FALSE | 1 | None | None | No Match | No Match | 12000 | 9840 |  |  | 80.5 | 73 | Federally-Regulated Consumer Product | 1990-06-26 |  | 1992-01-22
Williams Furnace Co. | Forsaire | 5507331 (550DVI LPG) | Direct Vent Fan Type Wall Furn | LPG | No Match | FALSE | FALSE | 1 | None | None | No Match | No Match | 55000 | 44000 |  |  | 77.5 | 74 | Federally-Regulated Consumer Product | 1995-06-15 |  | 1998-06-21
Williams Furnace Co. | Sears | 629.7768 | Vented Fan Type Wall Furnace | LPG | No Match | TRUE | FALSE | 1 | None | None | Non-Condensing | Single-Stage | 35000 | 28000 |  |  | 74.8 | 73 | Non Federally-Regulated | 1988-03-14 |  | 1995-06-05
Security Chimneys, Ltd. | Security Fireplaces | SRGHIN | Vented Fan Type Wall Furnace | Natural Gas | No Match | TRUE | FALSE | 1 | None | None | No Match | No Match | 22000 | 17160 |  |  | 78 | 73 | Federally-Regulated Consumer Product | 1995-06-15 |  | 1998-06-21
Williams Furnace Co. | Monterey | 20GV-3-NAT | Vented Gravity Type Wall Furna | Natural Gas | No Match | TRUE | FALSE | 1 | None | None | Non-Condensing | Single-Stage | 20000 | 14120 |  |  | 63.2 | 63 | Non Federally-Regulated | 1988-03-14 |  | 1995-06-05
Empire Comfort Systems | Empire | DV-215-9SG | Direct Vent Gravity Type Wall | Natural Gas | No Match | TRUE | FALSE | 1 | None | None | Non-Condensing | Single-Stage | 15000 | 10500 |  |  | 61 | 61 | Federally-Regulated Consumer Product | 1991-03-04 |  | 2007-11-16
Martin Industries | Warm Morning | V50L*N | Vented Room Heater - unspecifi | Natural Gas | No Match | TRUE | FALSE | 1 | None | None | No Match | No Match | 50000 | 35000 |  |  | 65 | 65 | Federally-Regulated Consumer Product | 1992-06-03 |  | 1998-06-21
Williams Furnace Co. | Suburban | GWW-25P-LP | Vented Gravity Type Wall Furna | LPG | No Match | TRUE | FALSE | 1 | None | None | Non-Condensing | Single-Stage | 25000 | 17500 |  |  | 63.3 | 63 | Non Federally-Regulated | 1988-06-22 |  | 1995-06-05
Heil Quaker | Quaker | NUGDA25BW** | Vented Gravity Type Wall Furna | Natural Gas | No Match | TRUE | FALSE | 1 | None | None | No Match | No Match | 25000 | 17500 |  |  |  |  | Non Federally-Regulated | 1985-10-07 |  | 1998-06-21
Empire Comfort Systems | Empire | GW50RB | Vented Gravity Type Wall Furna | Natural Gas | No Match | TRUE | FALSE | 1 | None | None | Non-Condensing | Single-Stage | 50000 | 35500 |  |  | 65 | 65 | Non Federally-Regulated | 1988-02-05 |  | 1992-05-13
Martin Industries | Warm Morning | V20RP | Vented Room Heater - unspecifi | LPG | No Match | TRUE | FALSE | 1 | None | None | No Match | No Match | 20000 | 14000 |  |  | 58 | 58 | Federally-Regulated Consumer Product | 1992-06-03 |  | 1998-06-21
Martin Industries | Martin | V4935 VST | Vented Room Heater - unspecifi | Natural Gas | No Match | TRUE | FALSE | 1 | None | None | No Match | No Match | 35000 | 24500 |  |  |  |  | Non Federally-Regulated | 1985-10-07 |  | 1998-06-21
Martin Industries | Martin | V2520 S-3 | Vented Room Heater - unspecifi | LPG | No Match | TRUE | FALSE | 1 | None | None | No Match | No Match | 20000 | 13000 |  |  |  |  | Non Federally-Regulated | 1981-03-11 |  | 1998-06-21
Temco Fireplace Products | Temco | BCDV36AN | Direct Vent Gravity Type Wall | Natural Gas | No Match | TRUE | FALSE | 1 | None | None | Non-Condensing | Single-Stage | 20000 | 12600 |  |  | 63 | 63 | Federally-Regulated Consumer Product | 1999-09-24 |  | 2001-07-06
Louisville Tin &amp; Stove Co. | Louisville Tin & Stove Co. | VC202* | Gravity Type Vented Room Heate | LPG | Injection Type | TRUE | FALSE | 1 | Draft Diverter | None | Non-Condensing | Single-Stage | 20000 | 14000 |  |  | 59 | 58 | Federally-Regulated Consumer Product | 2011-06-14 |  | 2011-07-18
Williams Furnace Co. | Monterey | 35GV-C-5 LPG | Vented Gravity Type Wall Furna | LPG | No Match | TRUE | FALSE | 1 | None | None | Non-Condensing | Single-Stage | 35000 | 24500 |  |  | 64.1 | 64 | Federally-Regulated Consumer Product | 1991-08-29 |  | 1995-06-05
Louisville Tin &amp; Stove Co. | Louisville Tin & Stove Co. | 90N30* | Gravity Type Floor Furnace | Natural Gas | Injection Type | TRUE | FALSE | 1 | Draft Hood | None | Non-Condensing | Single-Stage | 30000 | 21000 |  |  | 57 | 56 | Federally-Regulated Consumer Product | 2007-11-20 |  | 2011-06-14
Williams Furnace Co. | Forsaire | 400DVI-NAT | Direct Vent Fan Type Wall Furn | Natural Gas | No Match | FALSE | FALSE | 1 | None | None | No Match | No Match | 40000 | 32000 |  |  |  |  | Non Federally-Regulated | 1981-03-11 |  | 1988-03-14
Williams Furnace Co. | Monterey | 50GV-5-LPG | Vented Gravity Type Wall Furna | LPG | No Match | TRUE | FALSE | 1 | None | None | Non-Condensing | Single-Stage | 50000 | 35300 |  |  | 65.1 | 65 | Non Federally-Regulated | 1988-03-14 |  | 1995-06-05
LSC, Inc. | Warm Morning | VR-50HMAL | Vented Room Heater - unspecifi | LPG | No Match | TRUE | FALSE | 1 | None | None | No Match | No Match | 50000 | 35000 |  |  |  |  | Non Federally-Regulated | 1985-10-07 |  | 1998-06-21
Sherwood Industries, Ltd. | Envirogas | EG95BVINS | Vented Room Heater - unspecifi | Natural Gas | No Match | TRUE | FALSE | 1 | None | None | No Match | No Match | 38000 | 28900 |  |  | 65.2 | 64 | Federally-Regulated Consumer Product | 1998-03-31 |  | 1998-06-21
Williams Furnace Co. | Williams | 2001621 | Gravity Type Vented Room Heate | LPG | Pressure | TRUE | FALSE | 1 |  | None | Non-Condensing | Single-Stage | 20000 | 16000 |  |  | 73 | 58 | Federally-Regulated Consumer Product | 2011-06-14 |  | 2011-10-27
Empire Comfort Systems | Empire | DV-225-3SG | Direct Vent Gravity Type Wall | Natural Gas | No Match | TRUE | FALSE | 1 | None | None | Non-Condensing | Single-Stage | 25000 | 17625 |  |  | 64 | 63 | Non Federally-Regulated | 1989-01-11 |  | 1993-12-14
Travis Industries, Inc. | Lopi | SPIRIT BAY B VENT 96 | Vented Room Heater - unspecifi | Natural Gas | No Match | TRUE | FALSE | 1 | None | None | No Match | No Match | 40000 | 32000 |  |  | 68 | 64 | Federally-Regulated Consumer Product | 1997-04-11 |  | 1998-06-21
Louisville Tin &amp; Stove Co. | Cozy | CDV335 | Direct Vent Gravity Type Wall | Natural Gas | No Match | TRUE | FALSE | 1 | None | None | No Match | No Match | 33000 | 23100 |  |  | 64 | 64 | Federally-Regulated Consumer Product | 1992-06-03 |  | 1998-06-21
Fireplace Products International, Ltd. | Regency | U41-NG | Vented Room Heater - unspecifi | Natural Gas | No Match | TRUE | FALSE | 1 | None | None | No Match | No Match | 42000 | 33000 |  |  | 64.6 | 64 | Federally-Regulated Consumer Product | 1998-03-31 |  | 1998-06-21
Louisville Tin &amp; Stove Co. | Louisville Tin & Stove Co. | DVCF 557* | Direct Vent Fan Type Wall Furn | Natural Gas | Injection Type | FALSE | FALSE | 1 |  | None | Non-Condensing | Single-Stage | 55000 | 44000 | 155 | 131 | 77.6 | 74 | Federally-Regulated Consumer Product | 2013-06-17 |  | 2014-08-28
Heat-N-Glo Fireplace Products | Gas Technologies | DVT-INSERT | Direct Vent Gravity Type Wall | Natural Gas | No Match | TRUE | FALSE | 1 | None | None | Non-Condensing | Single-Stage | 28500 | 21435 |  |  | 66.7 | 64 | Federally-Regulated Consumer Product | 1993-11-16 |  | 1995-05-03
Fireplace Products International, Ltd. | Regency | U45-NG | Vented Room Heater - unspecifi | Natural Gas | No Match | TRUE | FALSE | 1 | None | None | No Match | No Match | 38000 | 28120 |  |  | 65.1 | 64 | Federally-Regulated Consumer Product | 1998-03-31 |  | 1998-06-21
Williams Furnace Co. | Debonair | 14DV-3-LPG | Direct Vent Gravity Type Wall | LPG | No Match | TRUE | FALSE | 1 | None | None | No Match | No Match | 14000 | 9800 |  |  | 63.1 | 61 | Federally-Regulated Consumer Product | 1992-06-03 |  | 1998-06-21
Williams Furnace Co. | Martin | MDVI55B NAT | Direct Vent Fan Type Wall Furn | Natural Gas | No Match | FALSE | FALSE | 1 | None | None | No Match | No Match | 55000 | 44000 |  |  | 76.5 | 74 | Federally-Regulated Consumer Product | 1992-06-03 |  | 1998-06-21
CFM Majestic, Inc. ( Purchased by Monessen Hearth Systems Company 7/25/2008) | Insta-Flame | FS22 | Vented Gravity Type Wall Furna | LPG | No Match | TRUE | FALSE | 1 | None | None | No Match | No Match | 30000 | 21000 |  |  | 64 | 64 | Federally-Regulated Consumer Product | 1997-04-11 |  | 1998-06-21
Williams Furnace Co. | Williams | 6501811 (65EHB LPG) | Vented Room Heater - unspecifi | LPG | No Match | TRUE | FALSE | 1 | None | None | No Match | No Match | 65000 | 45500 |  |  | 68.3 | 65 | Federally-Regulated Consumer Product | 1995-06-15 |  | 1998-06-21
Williams Furnace Co. | Sahara | 5/GV-C1-5-NAT | Vented Gravity Type Wall Furna | Natural Gas | No Match | TRUE | FALSE | 1 | None | None | No Match | No Match | 50000 | 35000 |  |  |  |  | Non Federally-Regulated | 1985-10-07 |  | 1998-06-21
Williams Furnace Co. | Williams | 5001812 (50EHB NAT) | Vented Room Heater - unspecifi | Natural Gas | No Match | TRUE | FALSE | 1 | None | None | No Match | No Match | 50000 | 35000 |  |  | 67.4 | 65 | Federally-Regulated Consumer Product | 1997-04-11 |  | 1998-06-21
CFM Majestic, Inc. ( Purchased by Monessen Hearth Systems Company 7/25/2008) | Insta-Flame | FA20** | Gravity Type Vented Room Heate | LPG | No Match | TRUE | FALSE | 1 | None | None | Non-Condensing | Single-Stage | 17000 | 11900 |  |  | 63.1 | 57 | Federally-Regulated Consumer Product | 1995-05-05 |  | 1997-11-20
Williams Furnace Co. | Williams | 2509621 | Vented Gravity Type Wall Furna | LPG | Pressure | TRUE | FALSE | 1 |  | None | Non-Condensing | Single-Stage | 25000 | 19350 |  |  | 70.7 | 63 | Federally-Regulated Consumer Product | 2011-08-22 |  | 2012-11-16
Williams Furnace Co. | Martin | HFEI55B LP | Vented Fan Type Wall Furnace | LPG | No Match | FALSE | FALSE | 1 | None | None | No Match | No Match | 55000 | 44000 |  |  | 76 | 74 | Federally-Regulated Consumer Product | 1992-06-03 |  | 1998-06-21
Williams Furnace Co. | Monterey | 20GV-Al-5-NAT | Vented Gravity Type Wall Furna | Natural Gas | No Match | TRUE | FALSE | 1 | None | None | No Match | No Match | 20000 | 14000 |  |  |  |  | Non Federally-Regulated | 1985-10-07 |  | 1998-06-21
Empire Comfort Systems | Empire | VEP-90M | Direct Vent Fan Type Wall Furn | Natural Gas | No Match | FALSE | FALSE | 1 | None | None | No Match | No Match | 37200 | 31620 |  |  | 80 | 73 | Non Federally-Regulated | 1989-03-22 |  | 1998-06-21
Williams Furnace Co. | Williams | 3501522 | Vented Room Heater - unspecifi | Natural Gas | No Match | TRUE | FALSE | 1 | None | None | No Match | No Match | 35000 | 26250 |  |  | 68 | 64 | Federally-Regulated Consumer Product | 1995-06-15 |  | 1998-06-21
Empire Comfort Systems | Empire | RH-50-6 | Gravity Type Vented Room Heate | Natural Gas | No Match | TRUE | FALSE | 1 | None | None | Non-Condensing | Single-Stage | 50000 | 35000 |  |  | 65 | 65 | Federally-Regulated Consumer Product | 2001-11-13 |  | 2007-11-16
Heil Quaker | Sears | 867.7302 | Vented Gravity Type Wall Furna | Natural Gas | No Match | TRUE | FALSE | 1 | None | None | No Match | No Match | 25000 | 17500 |  |  |  |  | Non Federally-Regulated | 1985-10-07 |  | 1998-06-21
Empire Comfort Systems | Empire Comfort Systems | HW500GWHOXX2 | Vented Gravity Type Wall Furna | LPG | Pressure | TRUE | FALSE | 1 |  | None | Non-Condensing | Single-Stage | 50000 | 35000 |  |  | 67 | 65 | Federally-Regulated Consumer Product | 2013-06-17 |  | 2013-07-10
Clayton Manufacturing, Inc. | Clayton | 40GI | Vented Room Heater - unspecifi | Natural Gas | No Match | TRUE | FALSE | 1 | None | None | No Match | No Match | 26000 | 19000 |  |  | 70 | 63 | Federally-Regulated Consumer Product | 1997-04-11 |  | 1998-06-21
Martin Industries | Montgomery Ward | KMF23805B-02 | Vented Room Heater - unspecifi | LPG | No Match | TRUE | FALSE | 1 | None | None | No Match | No Match | 75000 | 52500 |  |  |  |  | Non Federally-Regulated | 1981-03-11 |  | 1998-06-21
NHC | Sterling-Millivolt | STERLING-NF | Vented Room Heater - unspecifi | Natural Gas | No Match | TRUE | FALSE | 1 | None | None | No Match | No Match | 40000 | 31000 |  |  | 72.1 | 64 | Federally-Regulated Consumer Product | 1997-04-11 |  | 1998-06-21
Perfection Products Co. | Perfection | WASV120TN | Direct Vent Gravity Type Wall | Natural Gas | No Match | TRUE | FALSE | 1 | None | None | No Match | No Match | 20000 | 15000 |  |  | 69.5 | 63 | Non Federally-Regulated | 1988-01-29 |  | 1998-06-21
Williams Furnace Co. | Monterey | 20GV-C-3 LPG | Vented Gravity Type Wall Furna | LPG | No Match | TRUE | FALSE | 1 | None | None | Non-Condensing | Single-Stage | 20000 | 14120 |  |  | 63.2 | 63 | Federally-Regulated Consumer Product | 1991-08-29 |  | 1995-06-05
Empire Comfort Systems | Empire Comfort Systems | DVC-35-1(SP,IP) | Vented Fan Type Wall Furnace | Natural Gas | Pressure | TRUE | FALSE | 1 |  | None | Non-Condensing | Single-Stage | 35000 | 27700 | 240 |  | 75 | 73 | Federally-Regulated Consumer Product | 2011-06-23 |  | 2012-01-03
Suburban Manufacturing Co. | Suburban | FF-59 | Gravity Type Floor Furnace | LPG | No Match | TRUE | FALSE | 1 | None | None | No Match | No Match | 45000 | 31500 |  |  |  |  | Non Federally-Regulated | 1984-03-31 |  | 1998-06-21
Preway | Sears | 155.8567 | Vented Room Heater - unspecifi | Natural Gas | No Match | TRUE | FALSE | 1 | None | None | No Match | No Match | 45000 | 31500 |  |  |  |  | Non Federally-Regulated | 1984-03-31 |  | 1998-06-21
Empire Comfort Systems | Empire | DVD42FP52 | Direct Vent Gravity Type Wall | Natural Gas | Pressure | FALSE | FALSE | 1 | None | None | Non-Condensing | Single-Stage | 25000 | 16025 |  |  | 63.4 | 63 | Federally-Regulated Consumer Product | 2005-06-14 |  | 2007-11-16
Locke Stove | Warm Morning | HDV35L | Direct Vent Gravity Type Wall | LPG | No Match | TRUE | FALSE | 1 | None | None | No Match | No Match | 35000 | 24500 |  |  |  | 64 | Federally-Regulated Consumer Product | 1992-08-31 |  | 1998-06-21
Locke Stove | Warm Morning | UDV25 | Direct Vent Gravity Type Wall | LPG | No Match | TRUE | FALSE | 1 | None | None | No Match | No Match | 25000 | 17500 |  |  | 63 | 63 | Federally-Regulated Consumer Product | 1992-08-31 |  | 1998-06-21
Louisville Tin &amp; Stove Co. | Louisville Tin & Stove Co. | CF558* | Vented Fan Type Wall Furnace | LPG | Injection Type | FALSE | FALSE | 1 |  | None | Non-Condensing | Single-Stage | 55000 | 44000 | 100 | 86 | 76 | 74 | Federally-Regulated Consumer Product | 2013-06-17 |  | 2014-08-28
Perfection Schwank | Perfection | PDW850SEN-D | Vented Gravity Type Wall Furna | Natural Gas | No Match | TRUE | FALSE | 1 | None | None | Non-Condensing | Single-Stage | 50000 | 35000 |  |  | 65 | 65 | Federally-Regulated Consumer Product | 1991-02-08 |  | 2003-10-02
Louisville Tin &amp; Stove Co. | Cozy | CF35*A | Vented Fan Type Wall Furnace | Natural Gas | No Match | FALSE | FALSE | 1 | None | None | No Match | No Match | 35000 | 28000 |  |  | 75.4 | 73 | Federally-Regulated Consumer Product | 1990-06-26 |  | 1998-06-21
Perfection Schwank | Perfection | CV750L-C | Vented Fan Type Wall Furnace | Natural Gas | No Match | TRUE | FALSE | 1 | None | None | Non-Condensing | Single-Stage | 50000 | 39300 |  |  | 74.3 | 74 | Federally-Regulated Consumer Product | 1991-02-08 |  | 2003-10-02
Empire Comfort Systems | Empire Comfort Systems | DV-55IP | Vented Fan Type Wall Furnace | LPG | Pressure | FALSE | FALSE | 1 |  | None | Non-Condensing | Single-Stage | 55000 | 43000 | 204 | 422 | 76 | 74 | Federally-Regulated Consumer Product | 2012-01-03 |  | 2013-06-17
Williams Furnace Co. | Suburban | GWW-35PT-LP | Vented Gravity Type Wall Furna | LPG | No Match | TRUE | FALSE | 1 | None | None | Non-Condensing | Single-Stage | 35000 | 34500 |  |  | 64.1 | 64 | Non Federally-Regulated | 1988-06-22 |  | 1989-03-22
Williams Furnace Co. | Williams | 6501811 | Gravity Type Vented Room Heate | LPG | No Match | TRUE | FALSE | 1 | None | None | Non-Condensing | Single-Stage | 65000 | 45500 |  |  | 68.3 | 65 | Federally-Regulated Consumer Product | 1993-12-10 |  | 1995-06-05
Empire Comfort Systems | Empire Comfort Systems | DVC-35-1(SP,IP) | Vented Fan Type Wall Furnace | Natural Gas | Pressure | TRUE | FALSE | 1 |  | None | Non-Condensing | Single-Stage | 35000 | 27700 | 168 | 347 | 75 | 73 | Federally-Regulated Consumer Product | 2012-01-03 |  | 2013-06-17
Louisville Tin &amp; Stove Co. | Cozy | W355C | Vented Gravity Type Wall Furna | LPG | No Match | TRUE | FALSE | 1 | None | None | No Match | No Match | 35000 | 24500 |  |  | 64.1 | 64 | Federally-Regulated Consumer Product | 1992-06-03 |  | 1998-06-21
Louisville Tin &amp; Stove Co. | Cozy | U505A | Vented Gravity Type Wall Furna | Natural Gas | No Match | TRUE | FALSE | 1 | None | None | No Match | No Match | 50000 | 35000 |  |  |  | 65 | Non Federally-Regulated | 1988-01-29 |  | 1998-06-21
Williams Furnace Co. | Sahara | 20GV-Al-3-LPG | Vented Gravity Type Wall Furna | LPG | No Match | TRUE | FALSE | 1 | None | None | No Match | No Match | 20000 | 14000 |  |  |  |  | Non Federally-Regulated | 1985-10-07 |  | 1998-06-21
Orrville Products | Comfortec | C60TP | Vented Room Heater - unspecifi | LPG | No Match | TRUE | FALSE | 1 | None | None | No Match | No Match | 21000 | 14700 |  |  | 64 | 63 | Federally-Regulated Consumer Product | 1998-03-31 |  | 1998-06-21
LSC, Inc. | Warm Morning | V-50GMAL | Vented Room Heater - unspecifi | LPG | No Match | TRUE | FALSE | 1 | None | None | No Match | No Match | 50000 | 35000 |  |  |  |  | Non Federally-Regulated | 1985-10-07 |  | 1998-06-21
Martin Industries | Martin | LSC50XX | Vented Fan Type Wall Furnace | Natural Gas | No Match | TRUE | FALSE | 1 | None | None | No Match | No Match | 50000 | 37500 |  |  | 74 | 74 | Federally-Regulated Consumer Product | 1997-04-11 |  | 1998-06-21
Williams Furnace Co. | Monterey | 25GV-3-NAT | Vented Gravity Type Wall Furna | Natural Gas | No Match | TRUE | FALSE | 1 | None | None | No Match | No Match | 25000 | 17500 |  |  |  |  | Non Federally-Regulated | 1982-05-21 |  | 1998-06-21
Heil Quaker | Sears | 629.7568 | Direct Vent Gravity Type Wall | Natural Gas | No Match | TRUE | FALSE | 1 | None | None | No Match | No Match | 30000 | 21000 |  |  | 65.6 | 64 | Non Federally-Regulated | 1988-07-27 |  | 1998-06-21
Perfection Products Co. | Perfection | SV733TN | Direct Vent Gravity Type Wall | Natural Gas | No Match | TRUE | FALSE | 1 | None | None | No Match | No Match | 33000 | 23100 |  |  |  |  | Non Federally-Regulated | 1984-03-31 |  | 1998-06-21
Williams Furnace Co. | Williams | 4007331 | Direct Vent Gravity Type Wall | LPG | Pressure | FALSE | FALSE | 1 |  | None | Non-Condensing | Single-Stage | 40000 | 32000 |  |  | 76.5 | 64 | Federally-Regulated Consumer Product | 2011-08-22 |  | 2013-05-10
Canadian Heating Products, Inc. ( Montigo ) | Del Ray | MW38DR-I | Direct Vent Gravity Type Wall | Natural Gas | No Match | TRUE | FALSE | 1 | None | None | Non-Condensing | Single-Stage | 29000 | 21605 |  |  | 64.1 | 64 | Federally-Regulated Consumer Product | 1999-09-09 |  | 1999-10-21
Suburban Manufacturing Co. | Suburban | DL-1220 | Direct Vent Fan Type Wall Furn | Natural Gas | No Match | FALSE | FALSE | 1 | None | None | No Match | No Match | 20000 | 16000 |  |  | 78.5 | 73 | Non Federally-Regulated | 1988-07-27 |  | 1998-06-21
Louisville Tin &amp; Stove Co. | Cozy | W256C | Vented Gravity Type Wall Furna | LPG | No Match | TRUE | FALSE | 1 | None | None | No Match | No Match | 25000 | 17500 |  |  | 66.6 | 63 | Federally-Regulated Consumer Product | 1992-06-03 |  | 1998-06-21
Williams Furnace Co. | Debonair | 14DV-3-NAT | Direct Vent Gravity Type Wall | Natural Gas | No Match | TRUE | FALSE | 1 | None | None | No Match | No Match | 14000 | 9800 |  |  | 63.1 | 61 | Federally-Regulated Consumer Product | 1997-04-11 |  | 1998-06-21
Perfection Products Co. | Perfection | PW835SEH-B | Vented Gravity Type Wall Furna | Natural Gas | No Match | TRUE | FALSE | 1 | None | None | No Match | No Match | 35000 | 24500 |  |  |  |  | Non Federally-Regulated | 1984-03-31 |  | 1998-06-21
Kresky-Ward, Inc. | Kresky-Ward | A33 D-F | Gravity Type Floor Furnace | Natural Gas | No Match | TRUE | FALSE | 1 | None | None | No Match | No Match | 33000 | 22440 |  |  |  |  | Non Federally-Regulated | 1982-05-21 |  | 1998-06-21
LSC, Inc. | Warm Morning | V-30GMAL | Vented Room Heater - unspecifi | LPG | No Match | TRUE | FALSE | 1 | None | None | No Match | No Match | 30000 | 21000 |  |  |  |  | Non Federally-Regulated | 1984-03-31 |  | 1998-06-21
Louisville Tin &amp; Stove Co. | Louisville Tin & Stove Co. | W355* | Vented Gravity Type Wall Furna | Natural Gas | Injection Type | TRUE | FALSE | 1 | Draft Diverter | None | Non-Condensing | Single-Stage | 35000 | 24500 |  |  | 64.1 | 64 | Federally-Regulated Consumer Product | 2011-07-18 |  | 2013-06-17
Empire Comfort Systems | Empire Comfort Systems | HW250GWOXX1 | Vented Gravity Type Wall Furna | Natural Gas | Injection Type | TRUE | FALSE | 1 | Draft Diverter | None | Non-Condensing | Single-Stage | 25000 | 17500 |  |  | 67 | 63 | Federally-Regulated Consumer Product | 2013-06-17 |  | 2014-08-28
Empire Comfort Systems | Empire Comfort Systems | 5088-4 | Gravity Type Floor Furnace | Natural Gas | Pressure | TRUE | FALSE | 1 |  | None | Non-Condensing | Single-Stage | 45000 | 31500 |  |  | 57 | 57 | Federally-Regulated Consumer Product | 2013-04-19 |  | 2013-06-17
Summit Stoves | Summit Stoves | CASCADE | Gravity Type Vented Room Heate | Natural Gas | No Match | TRUE | FALSE | 1 | None | None | Non-Condensing | Single-Stage | 39000 | 28080 |  |  | 64.2 | 64 | Federally-Regulated Consumer Product | 1996-02-13 |  | 2003-09-16
Preway | Preway | FVP75M | Vented Room Heater - unspecifi | Natural Gas | No Match | TRUE | FALSE | 1 | None | None | No Match | No Match | 75000 | 52500 |  |  |  |  | Non Federally-Regulated | 1981-03-11 |  | 1998-06-21
Louisville Tin &amp; Stove Co. | Cozy | W501C | Vented Gravity Type Wall Furna | Natural Gas | No Match | TRUE | FALSE | 1 | None | None | No Match | No Match | 50000 | 35000 |  |  | 65.1 | 65 | Federally-Regulated Consumer Product | 1992-06-03 |  | 1998-06-21
Perfection Schwank | Perfection | CV750L-C | Vented Fan Type Wall Furnace | Natural Gas | No Match | TRUE | FALSE | 1 | None | None | No Match | No Match | 50000 | 39300 |  |  | 74.3 | 74 | Federally-Regulated Consumer Product | 1995-06-15 |  | 1998-06-21
Empire Comfort Systems | Empire Comfort Systems | RH65C-1 | Gravity Type Vented Room Heate | Natural Gas | Pressure | TRUE | FALSE | 1 |  | None | Non-Condensing | Single-Stage | 65000 | 45500 |  |  | 68 | 65 | Federally-Regulated Consumer Product | 2013-06-17 |  | 2014-08-28
Williams Furnace Co. | Sahara | 30DV-3-LPG | Direct Vent Gravity Type Wall | LPG | No Match | TRUE | FALSE | 1 | None | None | No Match | No Match | 33000 | 21000 |  |  |  |  | Non Federally-Regulated | 1985-10-07 |  | 1998-06-21
Williams Furnace Co. | Monterey | 25GV-A1-HA | Vented Gravity Type Wall Furna | LPG | No Match | TRUE | FALSE | 1 | None | None | No Match | No Match | 25000 | 17500 |  |  |  |  | Non Federally-Regulated | 1985-10-07 |  | 1998-06-21
Empire Comfort Systems | Empire | PH-20 | Direct Vent Fan Type Wall Furn | Natural Gas | No Match | FALSE | FALSE | 1 | None | None | No Match | No Match | 20000 | 18000 |  |  | 87 | 73 | Federally-Regulated Consumer Product | 1990-06-26 |  | 1990-09-11
Perfection Products Co. | Perfection | VC235TN-JL | Vented Room Heater - unspecifi | Natural Gas | No Match | TRUE | FALSE | 1 | None | None | No Match | No Match | 35000 | 24500 |  |  |  |  | Non Federally-Regulated | 1984-03-31 |  | 1998-06-21
Martin Industries | Martin | MSC35 | Vented Fan Type Wall Furnace | Natural Gas | No Match | TRUE | FALSE | 1 | None | None | Non-Condensing | Single-Stage | 30000 | 22500 |  |  | 73 | 73 | Federally-Regulated Consumer Product | 1992-03-27 |  | 1993-12-14
Perfection Schwank | Perfection | PW825SEL-D | Vented Gravity Type Wall Furna | LPG | No Match | TRUE | FALSE | 1 | None | None | Non-Condensing | Single-Stage | 25000 | 17500 |  |  | 63 | 63 | Federally-Regulated Consumer Product | 1991-02-08 |  | 2003-10-02
Williams Furnace Co. | Williams | 3502711 (35RH LPG) | Vented Room Heater - unspecifi | LPG | No Match | TRUE | FALSE | 1 | None | None | No Match | No Match | 35000 | 24500 |  |  | 67.1 | 64 | Federally-Regulated Consumer Product | 1995-06-15 |  | 1998-06-21
Williams Furnace Co. | Sahara | 400DVI-LPG | Direct Vent Fan Type Wall Furn | LPG | No Match | FALSE | FALSE | 1 | None | None | No Match | No Match | 40000 | 32000 |  |  |  |  | Non Federally-Regulated | 1985-10-07 |  | 1998-06-21
Louisville Tin &amp; Stove Co. | Louisville Tin & Stove Co. | DVCF 403* | Direct Vent Fan Type Wall Furn | Natural Gas | Injection Type | TRUE | FALSE | 1 |  | None | Non-Condensing | Single-Stage | 40000 | 32000 | 138 | 115 | 74.5 | 73 | Federally-Regulated Consumer Product | 2013-06-17 |  | 2014-08-28
Martin Industries | Williams | EVH70B | Gravity Type Vented Room Heate | Natural Gas | No Match | TRUE | FALSE | 1 | None | None | Non-Condensing | Single-Stage | 70000 | 49000 |  |  | 65 | 65 | Non Federally-Regulated | 1988-02-05 |  | 1993-12-14
Empire Comfort Systems | Empire Comfort Systems | DV-40E-(1-99) | Vented Fan Type Wall Furnace | LPG | Induced Draft | FALSE | FALSE | 1 |  | None | Non-Condensing | Single-Stage | 40000 | 32600 | 780 |  | 80 | 73 | Federally-Regulated Consumer Product | 2011-06-23 |  | 2012-01-03
Travis Industries, Inc. | Avalon | AVANTI B VENT 96 | Vented Room Heater - unspecifi | LPG | No Match | TRUE | FALSE | 1 | None | None | No Match | No Match | 38000 | 31160 |  |  | 68 | 64 | Federally-Regulated Consumer Product | 1997-04-11 |  | 1998-06-21
Heil Quaker | Dearborn | DWHF35N-0 | Vented Gravity Type Wall Furna | Natural Gas | No Match | TRUE | FALSE | 1 | None | None | No Match | No Match | 35000 | 24500 |  |  |  | 64 | Federally-Regulated Consumer Product | 1992-08-31 |  | 1998-06-21
Williams Furnace Co. | Monterey | 50GV-C-5T NAT | Vented Gravity Type Wall Furna | Natural Gas | No Match | TRUE | FALSE | 1 | None | None | Non-Condensing | Single-Stage | 50000 | 35300 |  |  | 65.1 | 65 | Federally-Regulated Consumer Product | 1991-08-29 |  | 1995-06-05
Louisville Tin &amp; Stove Co. | Louisville Tin & Stove Co. | W256* | Vented Gravity Type Wall Furna | LPG | Injection Type | TRUE | FALSE | 1 | Draft Diverter | None | Non-Condensing | Single-Stage | 25000 | 17500 |  |  | 63 | 63 | Federally-Regulated Consumer Product | 2011-07-18 |  | 2013-06-17
Heil Quaker | Perfection | SV630HDSN | Direct Vent Fan Type Wall Furn | Natural Gas | No Match | FALSE | FALSE | 1 | None | None | No Match | No Match | 30000 | 24000 |  |  |  |  | Non Federally-Regulated | 1984-03-31 |  | 1998-06-21
Martin Industries | Martin | LSC65** | Vented Fan Type Wall Furnace | LPG | No Match | TRUE | FALSE | 1 | None | None | No Match | No Match | 60000 | 45000 |  |  | 74 | 74 | Federally-Regulated Consumer Product | 1995-06-15 |  | 1998-06-21
Martin Industries | Martin | V5850 | Vented Room Heater - unspecifi | Natural Gas | No Match | TRUE | FALSE | 1 | None | None | No Match | No Match | 50000 | 35000 |  |  | 65 | 65 | Non Federally-Regulated | 1989-03-22 |  | 1998-06-21
Louisville Tin &amp; Stove Co. | Louisville Tin & Stove Co. | VC701* | Gravity Type Vented Room Heate | Natural Gas | Injection Type | TRUE | FALSE | 1 | Draft Diverter | None | Non-Condensing | Single-Stage | 70000 | 49000 |  |  | 65 | 65 | Federally-Regulated Consumer Product | 2007-11-20 |  | 2011-06-14
Perfection Schwank | Perfection | WASV712RTN | Direct Vent Gravity Type Wall | Natural Gas | No Match | TRUE | FALSE | 1 | None | None | No Match | No Match | 12000 | 8400 |  |  | 60 | 60 | Federally-Regulated Consumer Product | 1992-06-03 |  | 1998-06-21
Louisville Tin &amp; Stove Co. | Louisville Tin & Stove Co. | CF354* | Vented Fan Type Wall Furnace | LPG | Injection Type | TRUE | FALSE | 1 |  | None | Non-Condensing | Single-Stage | 35000 | 28000 | 125 | 104 | 74.8 | 73 | Federally-Regulated Consumer Product | 2013-06-17 |  | 2014-08-28
Williams Furnace Co. | Forsaire | 550DVX-R-LPG | Direct Vent Fan Type Wall Furn | LPG | No Match | TRUE | FALSE | 1 | None | None | No Match | No Match | 55000 | 44000 |  |  | 77 | 74 | Non Federally-Regulated | 1988-07-27 |  | 1998-06-21
Perfection Products Co. | Perfection | CV750IPN | Direct Vent Fan Type Wall Furn | Natural Gas | No Match | FALSE | FALSE | 1 | None | None | No Match | No Match | 50000 | 40000 |  |  |  |  | Non Federally-Regulated | 1985-10-07 |  | 1998-06-21
Williams Furnace Co. | Suburban | UWW-55P-LP | Vented Fan Type Wall Furnace | LPG | No Match | TRUE | FALSE | 1 | None | None | No Match | No Match | 55000 | 44000 |  |  | 75.3 | 74 | Non Federally-Regulated | 1989-03-22 |  | 1998-06-21
Heil Quaker | Sears | 867.7314 | Vented Gravity Type Wall Furna | Natural Gas | No Match | TRUE | FALSE | 1 | None | None | No Match | No Match | 35000 | 24500 |  |  |  |  | Non Federally-Regulated | 1982-05-21 |  | 1998-06-21
Martin Industries | Warm Morning | LSC50RN | Vented Fan Type Wall Furnace | Natural Gas | No Match | TRUE | FALSE | 1 | None | None | No Match | No Match | 50000 | 37500 |  |  | 74 | 74 | Federally-Regulated Consumer Product | 1992-06-03 |  | 1998-06-21
Williams Furnace Co. | Debonair | 3003421(30MH-5-LPG) | Direct Vent Gravity Type Wall | LPG | No Match | TRUE | FALSE | 1 | None | None | No Match | No Match | 30000 | 21000 |  |  | 65.1 | 64 | Federally-Regulated Consumer Product | 1998-03-31 |  | 1998-06-21
Security Chimneys, Ltd. | Security Fireplaces | SBGH36*MH*E | Direct Vent Gravity Type Wall | Natural Gas | No Match | TRUE | FALSE | 1 | None | None | Non-Condensing | Single-Stage | 25000 | 18500 |  |  | 74 | 63 | Federally-Regulated Consumer Product | 1993-06-02 |  | 1995-06-05
Pacific Energy Gas Stoves | Pacific Energy | VISION | Direct Vent Gravity Type Wall | Natural Gas | No Match | TRUE | FALSE | 1 | None | None | No Match | No Match | 30000 | 20760 |  |  | 69.2 | 64 | Federally-Regulated Consumer Product | 1995-06-15 |  | 1998-06-21
Williams Furnace Co. | Dayton | 3e+291 | Vented Gravity Type Wall Furna | Natural Gas | No Match | TRUE | FALSE | 1 | None | None | No Match | No Match | 50000 | 35000 |  |  |  |  | Non Federally-Regulated | 1985-10-07 |  | 1988-01-29
Williams Furnace Co. | Debonair | 30DV-5-LPG | Direct Vent Gravity Type Wall | LPG | No Match | TRUE | FALSE | 1 | None | None | Non-Condensing | Single-Stage | 30000 | 21000 |  |  | 65.6 | 64 | Non Federally-Regulated | 1988-03-14 |  | 1988-07-27
Williams Furnace Co. | Monterey | 25GV-A1-5-NAT | Vented Gravity Type Wall Furna | Natural Gas | No Match | TRUE | FALSE | 1 | None | None | No Match | No Match | 25000 | 17500 |  |  |  |  | Non Federally-Regulated | 1985-10-07 |  | 1998-06-21
Blaze King Industries | Pegasus | 8003 | Vented Room Heater - unspecifi | Natural Gas | No Match | TRUE | FALSE | 1 | None | None | No Match | No Match | 38000 | 29800 |  |  | 69 | 64 | Federally-Regulated Consumer Product | 1997-04-11 |  | 1998-06-21
Louisville Tin &amp; Stove Co. | Louisville Tin & Stove Co. | WOW253* | Direct Vent Fan Type Wall Furn | Natural Gas | Induced Draft | FALSE | FALSE | 1 |  | None | Non-Condensing | Single-Stage | 20000 | 14600 | 4 |  | 73 | 73 | Federally-Regulated Consumer Product | 2011-06-23 |  | 2011-07-18
Johnson Gas Appliance Co. | Newport | NEWPORT INSERT | Gravity Type Vented Room Heate | Natural Gas | No Match | TRUE | FALSE | 1 | None | None | Non-Condensing | Single-Stage | 31500 | 22800 |  |  | 65.5 | 64 | Federally-Regulated Consumer Product | 1993-08-27 |  | 1995-05-22
Williams Furnace Co. | Continental | RFT35-IP | Vented Fan Type Wall Furnace | LPG | No Match | FALSE | FALSE | 1 | None | None | No Match | No Match | 35000 | 28000 |  |  | 75.6 | 73 | Non Federally-Regulated | 1988-07-27 |  | 1998-06-21
LSC, Inc. | Warm Morning | HDV25L | Direct Vent Gravity Type Wall | Natural Gas | No Match | TRUE | FALSE | 1 | None | None | No Match | No Match | 25000 | 17500 |  |  |  |  | Non Federally-Regulated | 1984-03-31 |  | 1998-06-21
Williams Furnace Co. | Dayton | 3E473B | Direct Vent Fan Type Wall Furn | Natural Gas | No Match | TRUE | FALSE | 1 | None | None | Non-Condensing | Single-Stage | 40000 | 32000 |  |  | 75.4 | 73 | Federally-Regulated Consumer Product | 1991-08-29 |  | 1992-05-29
Suburban Manufacturing Co. | Suburban | GSW-20 | Direct Vent Gravity Type Wall | LPG | No Match | TRUE | FALSE | 1 | None | None | No Match | No Match | 20000 | 11000 |  |  |  |  | Non Federally-Regulated | 1984-03-31 |  | 1998-06-21
Empire Comfort Systems | Empire | DV-35-2SG | Direct Vent Gravity Type Wall | Natural Gas | No Match | TRUE | FALSE | 1 | None | None | Non-Condensing | Single-Stage | 35000 | 24500 |  |  | 64 | 64 | Federally-Regulated Consumer Product | 1993-12-14 |  | 2007-11-16
Vermont Castings, Inc. | Goldenwarm | 2280 | Direct Vent Gravity Type Wall | Natural Gas | No Match | FALSE | FALSE | 1 | None | None | No Match | No Match | 33000 | 21549 |  |  | 65.3 | 64 | Federally-Regulated Consumer Product | 1995-06-15 |  | 1998-06-21
Williams Furnace Co. | Suburban | GWW-35PT-LP | Vented Gravity Type Wall Furna | LPG | No Match | TRUE | FALSE | 1 | None | None | Non-Condensing | Single-Stage | 35000 | 24500 |  |  | 64.1 | 64 | Federally-Regulated Consumer Product | 1991-08-29 |  | 1997-04-11
Heil Quaker | Sears | 867.7313 | Direct Vent Fan Type Wall Furn | Natural Gas | No Match | FALSE | FALSE | 1 | None | None | No Match | No Match | 25000 | 20000 |  |  |  | 73 | Federally-Regulated Consumer Product | 1992-08-31 |  | 1998-06-21
Williams Furnace Co. | Forsaire | 5008732 | Vented Fan Type Wall Furnace | Natural Gas | No Match | TRUE | FALSE | 1 | None | None | No Match | No Match | 50000 | 40000 |  |  | 74.3 | 74 | Federally-Regulated Consumer Product | 1997-04-11 |  | 1998-06-21
Williams Furnace Co. | Williams | 2903512 | Direct Vent Fan Type Wall Furn | Natural Gas | Power | FALSE | FALSE | 1 |  | None | Non-Condensing | Two-Stage Modulating | 29000 | 23817 | 140 | 102 | 80.5 | 73 | Federally-Regulated Consumer Product | 2012-04-02 |  | 2012-05-02
Empire Comfort Systems | Empire | DV-215-7SG | Direct Vent Gravity Type Wall | Natural Gas | No Match | TRUE | FALSE | 1 | None | None | No Match | No Match | 15000 | 10500 |  |  | 61 | 61 | Non Federally-Regulated | 1988-01-29 |  | 1998-06-21
Williams Furnace Co. | Montgomery Ward | SFB-50276A | Direct Vent Gravity Type Wall | LPG | No Match | TRUE | FALSE | 1 | None | None | No Match | No Match | 30000 | 21000 |  |  |  |  | Non Federally-Regulated | 1981-03-11 |  | 1998-06-21
Heil Quaker | Quaker | NUGDA35AW** | Vented Gravity Type Wall Furna | Natural Gas | No Match | TRUE | FALSE | 1 | None | None | No Match | No Match | 35000 | 24500 |  |  |  |  | Non Federally-Regulated | 1985-10-07 |  | 1998-06-21
Louisville Tin &amp; Stove Co. | Cozy | VC201 | Vented Room Heater - unspecifi | Natural Gas | No Match | TRUE | FALSE | 1 | None | None | No Match | No Match | 20000 | 16000 |  |  | 59 | 58 | Federally-Regulated Consumer Product | 1995-06-15 |  | 1998-06-21
Williams Furnace Co. | Forsaire | 550DVX-R NAT | Direct Vent Fan Type Wall Furn | Natural Gas | No Match | TRUE | FALSE | 1 | None | None | Non-Condensing | Single-Stage | 55000 | 44000 |  |  | 76 | 74 | Federally-Regulated Consumer Product | 1992-05-29 |  | 1995-06-05
Empire Comfort Systems | Empire | RH-325-2 | Vented Room Heater - unspecifi | LPG | No Match | TRUE | FALSE | 1 | None | None | No Match | No Match | 22500 | 15750 |  |  |  |  | Non Federally-Regulated | 1985-10-07 |  | 1998-06-21
Empire Stove | Empire | DV210-6SG | Direct Vent Gravity Type Wall | LPG | No Match | TRUE | FALSE | 1 | None | None | No Match | No Match | 10000 | 7000 |  |  |  |  | Non Federally-Regulated | 1981-03-23 |  | 1998-06-21
Locke Stove | Warm Morning | V-50EMAL | Vented Room Heater - unspecifi | LPG | No Match | TRUE | FALSE | 1 | None | None | No Match | No Match | 50000 | 35000 |  |  |  |  | Non Federally-Regulated | 1981-05-14 |  | 1998-06-21
Valor Heating, Ltd. | Homeflame | 470-**N | Vented Room Heater - unspecifi | Natural Gas | No Match | FALSE | FALSE | 1 | None | None | No Match | No Match | 20000 | 15000 |  |  | 58.3 | 58 | Federally-Regulated Consumer Product | 1995-06-15 |  | 1998-06-21
Louisville Tin &amp; Stove Co. | Cozy | CF50*A | Vented Fan Type Wall Furnace | Natural Gas | No Match | TRUE | FALSE | 1 | None | None | Non-Condensing | Single-Stage | 50000 | 40000 |  |  | 74.3 | 74 | Federally-Regulated Consumer Product | 1991-11-13 |  | 1997-04-11
LSC, Inc. | LSC, Inc. | LSC15A | Unvented Room Heater | Natural Gas | No Match | TRUE | FALSE | 1 | None | None | No Match | No Match | 5000 | 14985 |  |  |  |  | Non Federally-Regulated | 1985-10-07 |  | 1998-06-21
Williams Furnace Co. | Williams | 5002521 | Gravity Type Vented Room Heate | LPG | No Match | TRUE | FALSE | 1 | None | None | Non-Condensing | Single-Stage | 50000 | 37500 |  |  | 68.1 | 65 | Federally-Regulated Consumer Product | 1995-06-05 |  | 2012-11-19
Perfection Schwank | Perfection | ASV711SEN | Direct Vent Gravity Type Wall | Natural Gas | No Match | TRUE | FALSE | 1 | None | None | Non-Condensing | Single-Stage | 11000 | 8261 |  |  | 66 | 60 | Non Federally-Regulated | 1988-02-05 |  | 1991-02-08
Perfection Products Co. | Perfection | PW825RTL | Vented Gravity Type Wall Furna | LPG | No Match | TRUE | FALSE | 1 | None | None | No Match | No Match | 25000 | 17500 |  |  |  | 63 | Non Federally-Regulated | 1988-01-29 |  | 1998-06-21
CFM Majestic, Inc. ( Purchased by Monessen Hearth Systems Company 7/25/2008) | Insta-Flame | DV34 | Direct Vent Gravity Type Wall | LPG | No Match | TRUE | FALSE | 1 | None | None | No Match | No Match | 21000 | 14700 |  |  | 63 | 63 | Federally-Regulated Consumer Product | 1997-04-11 |  | 1998-06-21
Williams Furnace Co. | Monterey | 25GV-5-LPG | Vented Gravity Type Wall Furna | LPG | No Match | TRUE | FALSE | 1 | None | None | No Match | No Match | 25000 | 17500 |  |  |  |  | Non Federally-Regulated | 1981-03-11 |  | 1982-05-21
Williams Furnace Co. | Sears | 629.7566 | Vented Gravity Type Wall Furna | Natural Gas | No Match | TRUE | FALSE | 1 | None | None | Non-Condensing | Single-Stage | 20000 | 14120 |  |  | 63.2 | 63 | Non Federally-Regulated | 1988-03-14 |  | 1995-06-05
LSC, Inc. | Warm Morning | VR-35HMAL | Vented Room Heater - unspecifi | Natural Gas | No Match | TRUE | FALSE | 1 | None | None | No Match | No Match | 35000 | 24500 |  |  |  |  | Non Federally-Regulated | 1985-10-07 |  | 1998-06-21
Williams Furnace Co. | Williams | 6501811 (65EHB LPG) | Vented Room Heater - unspecifi | LPG | No Match | TRUE | FALSE | 1 | None | None | No Match | No Match | 65000 | 45500 |  |  | 68.3 | 65 | Federally-Regulated Consumer Product | 1997-04-11 |  | 1998-06-21
Williams Furnace Co. | Forsaire | 435FX-R LPG | Vented Fan Type Wall Furnace | LPG | No Match | TRUE | FALSE | 1 | None | None | No Match | No Match | 35000 | 28000 |  |  | 74.8 | 73 | Federally-Regulated Consumer Product | 1992-06-03 |  | 1998-06-21
Preway | Preway | FVP75R-N | Vented Room Heater - unspecifi | Natural Gas | No Match | TRUE | FALSE | 1 | None | None | No Match | No Match | 75000 | 52500 |  |  | 65 | 65 | Non Federally-Regulated | 1988-01-29 |  | 1998-06-21
Martin Industries | Aspen | R75 VSTH | Vented Room Heater - unspecifi | LPG | No Match | TRUE | FALSE | 1 | None | None | No Match | No Match | 75000 | 52500 |  |  |  |  | Non Federally-Regulated | 1985-10-07 |  | 1998-06-21
Heil Quaker | Dearborn | DVHF60EIN-0 | Vented Fan Type Wall Furnace | Natural Gas | No Match | FALSE | FALSE | 1 | None | None | No Match | No Match | 60000 | 48000 |  |  |  |  | Non Federally-Regulated | 1984-03-31 |  | 1998-06-21
Johnson Gas Appliance Co. | Mendota | D30 SEABROOK | Vented Room Heater - unspecifi | Natural Gas | No Match | TRUE | FALSE | 1 | None | None | No Match | No Match | 30000 | 22770 |  |  | 70.5 | 64 | Federally-Regulated Consumer Product | 1998-03-31 |  | 1998-06-21
Martin Industries | Martin | MSC30 | Direct Vent Gravity Type Wall | Natural Gas | No Match | TRUE | FALSE | 1 | None | None | Non-Condensing | Single-Stage | 30000 | 21000 |  |  | 64 | 64 | Federally-Regulated Consumer Product | 1992-03-27 |  | 1993-12-14
Martin Industries | Atlanta Stove | SVR350** | Vented Room Heater - unspecifi | LPG | No Match | TRUE | FALSE | 1 | None | None | No Match | No Match | 50000 | 35000 |  |  | 65 | 65 | Federally-Regulated Consumer Product | 1992-06-03 |  | 1998-06-21
Ultra-Aire | Ultra-Aire | UA350S-BPRC | Vented Gravity Type Wall Furna | LPG | No Match | TRUE | FALSE | 1 | None | None | No Match | No Match | 30000 | 21000 |  |  |  |  | Non Federally-Regulated | 1981-07-08 |  | 1998-06-21
LSC, Inc. | LSC, Inc. | LSC25 | Direct Vent Gravity Type Wall | Natural Gas | No Match | TRUE | FALSE | 1 | None | None | No Match | No Match | 25000 | 17500 |  |  |  |  | Non Federally-Regulated | 1984-03-31 |  | 1998-06-21
Empire Comfort Systems | Empire Comfort Systems | 7088-4 | Gravity Type Floor Furnace | Natural Gas | Pressure | TRUE | FALSE | 1 |  | None | Non-Condensing | Single-Stage | 65000 | 45500 |  |  | 57 | 57 | Federally-Regulated Consumer Product | 2013-04-19 |  | 2013-06-17
LSC, Inc. | Warm Morning | VR-35FMAL | Vented Room Heater - unspecifi | LPG | No Match | TRUE | FALSE | 1 | None | None | No Match | No Match | 35000 | 24500 |  |  |  |  | Non Federally-Regulated | 1984-03-31 |  | 1998-06-21
Johnson Gas Appliance Co. | Mendota | DXV35 | Vented Room Heater - unspecifi | LPG | No Match | TRUE | FALSE | 1 | None | None | No Match | No Match | 33000 | 25180 |  |  | 70.5 | 64 | Federally-Regulated Consumer Product | 1998-03-31 |  | 1998-06-21
Williams Furnace Co. | Sears | 629.7567 | Direct Vent Gravity Type Wall | Natural Gas | No Match | TRUE | FALSE | 1 | None | None | Non-Condensing | Single-Stage | 22000 | 15400 |  |  | 64.8 | 63 | Non Federally-Regulated | 1988-03-14 |  | 1995-06-05
Martin Industries | Martin | V5950 | Vented Room Heater - unspecifi | Natural Gas | No Match | TRUE | FALSE | 1 | None | None | No Match | No Match | 50000 | 35000 |  |  | 65 | 65 | Non Federally-Regulated | 1989-03-22 |  | 1998-06-21
Williams Furnace Co. | Sahara | 25GV-C-HA | Vented Gravity Type Wall Furna | Natural Gas | No Match | TRUE | FALSE | 1 | None | None | No Match | No Match | 25000 | 17500 |  |  |  |  | Non Federally-Regulated | 1985-10-07 |  | 1998-06-21
Heil Quaker | Sears | 867.7361 | Vented Fan Type Wall Furnace | Natural Gas | No Match | FALSE | FALSE | 1 | None | None | No Match | No Match | 30000 | 23100 |  |  |  |  | Non Federally-Regulated | 1982-05-21 |  | 1998-06-21
Empire Stove | Empire | DV206-6 | Direct Vent Gravity Type Wall | Natural Gas | No Match | TRUE | FALSE | 1 | None | None | No Match | No Match | 6000 | 4200 |  |  |  |  | Non Federally-Regulated | 1981-03-18 |  | 1998-06-21
Louisville Tin &amp; Stove Co. | Louisville Tin & Stove Co. | 90P30* | Gravity Type Floor Furnace | LPG | Injection Type | TRUE | FALSE | 1 | Draft Hood | None | Non-Condensing | Single-Stage | 30000 | 21000 |  |  | 57 | 56 | Federally-Regulated Consumer Product | 2011-06-14 |  | 2011-07-18
Empire Comfort Systems | Empire Comfort Systems | HW350GWOXX1 | Vented Gravity Type Wall Furna | LPG | Injection Type | TRUE | FALSE | 1 | Draft Diverter | None | Non-Condensing | Single-Stage | 35000 | 24500 |  |  | 66 | 64 | Federally-Regulated Consumer Product | 2012-01-03 |  | 2013-06-17
Miles Industries Ltd | Miles Fireplaces | RF24BVN | Gravity Type Vented Room Heate | Natural Gas | Injection Type | FALSE | FALSE | 1 | None | None | Non-Condensing | Single-Stage | 20500 | 13743 |  |  | 63 | 63 | Federally-Regulated Consumer Product | 2007-07-06 |  | 2011-05-25
Regency Industries Canada | Ultimate | U43-LP | Vented Room Heater - unspecifi | LPG | No Match | TRUE | FALSE | 1 | None | None | No Match | No Match | 38000 | 30400 |  |  | 64.9 | 64 | Federally-Regulated Consumer Product | 1997-04-11 |  | 1998-06-21
Suburban Manufacturing Co. | Suburban | FF-59 | Gravity Type Floor Furnace | LPG | No Match | TRUE | FALSE | 1 | None | None | No Match | No Match | 45000 | 31500 |  |  |  |  | Non Federally-Regulated | 1982-05-21 |  | 1998-06-21
Williams Furnace Co. | Dayton | 3e+294 | Vented Gravity Type Wall Furna | LPG | No Match | TRUE | FALSE | 1 | None | None | No Match | No Match | 50000 | 35000 |  |  |  | 65 | Non Federally-Regulated | 1988-01-29 |  | 1998-06-21
Preway | Sears | 155.8525 | Vented Room Heater - unspecifi | Natural Gas | No Match | TRUE | FALSE | 1 | None | None | No Match | No Match | 15000 | 10500 |  |  |  |  | Non Federally-Regulated | 1984-03-31 |  | 1998-06-21
Louisville Tin &amp; Stove Co. | Cozy | CR150-B | Vented Room Heater - unspecifi | Natural Gas | No Match | TRUE | FALSE | 1 | None | None | No Match | No Match | 50000 | 35000 |  |  | 66 | 65 | Federally-Regulated Consumer Product | 1995-06-15 |  | 1998-06-21
CFM Majestic, Inc. ( Purchased by Monessen Hearth Systems Company 7/25/2008) | Insta-Flame | NF34NORTHERNFLAME | Direct Vent Gravity Type Wall | Natural Gas | No Match | TRUE | FALSE | 1 | None | None | Non-Condensing | Single-Stage | 25000 | 15000 |  |  | 77 | 63 | Federally-Regulated Consumer Product | 1993-08-02 |  | 1995-05-05
Ultra-Aire | Ultra-Aire | UA350S-BRRC | Vented Gravity Type Wall Furna | LPG | No Match | TRUE | FALSE | 1 | None | None | No Match | No Match | 30000 | 21000 |  |  |  |  | Non Federally-Regulated | 1981-07-16 |  | 1998-06-21
Empire Comfort Systems | Empire | GW50SG | Vented Gravity Type Wall Furna | Natural Gas | No Match | TRUE | FALSE | 1 | None | None | Non-Condensing | Single-Stage | 50000 | 35500 |  |  | 65 | 65 | Non Federally-Regulated | 1988-02-05 |  | 1992-05-13
Perfection Schwank | Perfection | PW835TN-CS | Vented Gravity Type Wall Furna | Natural Gas | No Match | TRUE | FALSE | 1 | None | None | No Match | No Match | 35000 | 24500 |  |  | 64 | 64 | Federally-Regulated Consumer Product | 1992-06-03 |  | 1998-06-21
Canadian Heating Products, Inc. ( Montigo ) | Del Ray | MW38DT-I | Direct Vent Gravity Type Wall | Natural Gas | No Match | TRUE | FALSE | 1 | None | None | Non-Condensing | Single-Stage | 29000 | 21605 |  |  | 64.1 | 64 | Federally-Regulated Consumer Product | 1999-09-09 |  | 1999-10-15
Suburban Manufacturing Co. | Suburban | FF-59 | Gravity Type Floor Furnace | Natural Gas | No Match | TRUE | FALSE | 1 | None | None | No Match | No Match | 45000 | 31500 |  |  |  |  | Non Federally-Regulated | 1984-03-31 |  | 1998-06-21
Williams Furnace Co. | Monterey | 25GV-5-LPG | Vented Gravity Type Wall Furna | LPG | No Match | TRUE | FALSE | 1 | None | None | Non-Condensing | Single-Stage | 25000 | 17500 |  |  | 63.3 | 63 | Non Federally-Regulated | 1988-03-14 |  | 1995-06-05
Perfection Schwank | Perfection | VC220TN-0 | Vented Room Heater - unspecifi | Natural Gas | No Match | TRUE | FALSE | 1 | None | None | No Match | No Match | 19000 | 12860 |  |  | 59 | 58 | Federally-Regulated Consumer Product | 1997-04-11 |  | 1998-06-21
Martin Industries | Williams | EVH35 | Vented Room Heater - unspecifi | LPG | No Match | TRUE | FALSE | 1 | None | None | No Match | No Match | 35000 | 24500 |  |  | 64 | 64 | Non Federally-Regulated | 1988-01-29 |  | 1998-06-21
Martin Industries | Aspen | R35 VST | Vented Room Heater - unspecifi | Natural Gas | No Match | TRUE | FALSE | 1 | None | None | No Match | No Match | 35000 | 24500 |  |  |  |  | Non Federally-Regulated | 1985-10-07 |  | 1998-06-21
Williams Furnace Co. | Debonair | 1403721(140V-5B-LPG) | Direct Vent Gravity Type Wall | LPG | No Match | TRUE | FALSE | 1 | None | None | No Match | No Match | 14000 | 9800 |  |  | 63.1 | 61 | Federally-Regulated Consumer Product | 1995-06-15 |  | 1998-06-21
Empire Comfort Systems | Empire Comfort Systems | GWT-35-2(SG,RB) | Vented Gravity Type Wall Furna | LPG | Pressure | TRUE | FALSE | 1 | Draft Diverter | None | Non-Condensing | Single-Stage | 35000 | 24500 |  |  | 66 | 64 | Federally-Regulated Consumer Product | 2012-01-03 |  | 2013-06-17
Williams Furnace Co. | Debonair | 30DV-5-LPG | Direct Vent Gravity Type Wall | LPG | No Match | TRUE | FALSE | 1 | None | None | No Match | No Match | 30000 | 21000 |  |  | 65.6 | 64 | Federally-Regulated Consumer Product | 1997-04-11 |  | 1998-06-21
Louisville Tin &amp; Stove Co. | Louisville Tin & Stove Co. | VC201* | Gravity Type Vented Room Heate | Natural Gas | Injection Type | TRUE | FALSE | 1 | Draft Diverter | None | Non-Condensing | Single-Stage | 20000 | 14000 |  |  | 59 | 58 | Federally-Regulated Consumer Product | 2007-11-20 |  | 2011-06-14
Louisville Tin &amp; Stove Co. | Louisville Tin & Stove Co. | CF653* | Vented Fan Type Wall Furnace | Natural Gas | Injection Type | TRUE | FALSE | 1 |  | None | Non-Condensing | Single-Stage | 65000 | 52000 | 2 |  | 74.1 | 74 | Federally-Regulated Consumer Product | 2011-06-23 |  | 2011-07-18
Perfection Products Co. | Perfection | PDW850RTL-3 | Vented Gravity Type Wall Furna | LPG | No Match | TRUE | FALSE | 1 | None | None | No Match | No Match | 50000 | 35000 |  |  |  |  | Non Federally-Regulated | 1984-03-31 |  | 1998-06-21
Williams Furnace Co. | Debonair | 1403421 | Direct Vent Gravity Type Wall | LPG | No Match | TRUE | FALSE | 1 | None | None | Non-Condensing | Single-Stage | 14000 | 9800 |  |  | 62.1 | 61 | Federally-Regulated Consumer Product | 1993-12-10 |  | 1995-06-05
Empire Comfort Systems | Empire | 3577P | Gravity Type Floor Furnace | LPG | No Match | TRUE | FALSE | 1 | None | None | No Match | No Match | 32500 | 22750 |  |  |  |  | Non Federally-Regulated | 1985-10-07 |  | 1998-06-21
Louisville Tin &amp; Stove Co. | Louisville Tin & Stove Co. | VCR502* | Gravity Type Vented Room Heate | LPG | Injection Type | TRUE | FALSE | 1 | Draft Diverter | None | Non-Condensing | Single-Stage | 50000 | 35000 |  |  | 65 | 65 | Federally-Regulated Consumer Product | 2007-11-20 |  | 2011-06-14
Louisville Tin &amp; Stove Co. | Cozy | 90N50 | Gravity Type Floor Furnace | Natural Gas | No Match | TRUE | FALSE | 1 | None | None | No Match | No Match | 50000 | 35000 |  |  | 58 | 57 | Federally-Regulated Consumer Product | 1992-06-03 |  | 1998-06-21
Louisville Tin &amp; Stove Co. | Louisville Tin & Stove Co. | 90N50* | Gravity Type Floor Furnace | Natural Gas | Injection Type | TRUE | FALSE | 1 | Draft Hood | None | Non-Condensing | Single-Stage | 50000 | 35000 |  |  | 58 | 57 | Federally-Regulated Consumer Product | 2011-06-14 |  | 2011-07-18
Suburban Manufacturing Co. | Suburban | GVC-35-3 | Vented Room Heater - unspecifi | LPG | No Match | FALSE | FALSE | 1 | None | None | No Match | No Match | 35000 | 24500 |  |  |  |  | Non Federally-Regulated | 1981-03-11 |  | 1984-03-31
Martin Industries | Warm Morning | LSC25RP | Direct Vent Gravity Type Wall | LPG | No Match | TRUE | FALSE | 1 | None | None | No Match | No Match | 25000 | 17500 |  |  | 63 | 63 | Federally-Regulated Consumer Product | 1992-06-03 |  | 1998-06-21
Louisville Tin &amp; Stove Co. | Cozy | CR*358 | Vented Room Heater - unspecifi | Natural Gas | No Match | TRUE | FALSE | 1 | None | None | No Match | No Match | 35000 | 22400 |  |  | 64.8 | 64 | Federally-Regulated Consumer Product | 1997-04-11 |  | 1998-06-21
Louisville Tin &amp; Stove Co. | Cozy | W505C | Vented Gravity Type Wall Furna | Natural Gas | No Match | TRUE | FALSE | 1 | None | None | No Match | No Match | 50000 | 35000 |  |  | 65.1 | 65 | Federally-Regulated Consumer Product | 1992-06-03 |  | 1998-06-21
Williams Furnace Co. | Continental | RDD30-0-LPG | Vented Gravity Type Wall Furna | LPG | No Match | TRUE | FALSE | 1 | None | None | Non-Condensing | Single-Stage | 30000 | 21000 |  |  | 65.6 | 64 | Non Federally-Regulated | 1988-03-15 |  | 1995-06-05
Vermont Castings, Inc. | Wonderfire | 2610 | Gravity Type Vented Room Heate | Natural Gas | No Match | TRUE | FALSE | 1 | None | None | Non-Condensing | Single-Stage | 30000 | 21640 |  |  | 64.4 | 64 | Federally-Regulated Consumer Product | 1994-09-01 |  | 1994-10-12
Louisville Tin &amp; Stove Co. | Louisville Tin & Stove Co. | W506* | Vented Gravity Type Wall Furna | LPG | Injection Type | TRUE | FALSE | 1 | Draft Diverter | None | Non-Condensing | Single-Stage | 50000 | 35000 |  |  | 65.1 | 65 | Federally-Regulated Consumer Product | 2011-07-18 |  | 2013-06-17
Suburban Manufacturing Co. | Suburban | GSW-20 | Direct Vent Gravity Type Wall | Natural Gas | No Match | TRUE | FALSE | 1 | None | None | No Match | No Match | 20000 | 14000 |  |  |  |  | Non Federally-Regulated | 1985-10-07 |  | 1998-06-21
Louisville Tin &amp; Stove Co. | Louisville Tin & Stove Co. | 90P75* | Gravity Type Floor Furnace | LPG | Injection Type | TRUE | FALSE | 1 | Draft Hood | None | Non-Condensing | Single-Stage | 75000 | 52500 |  |  | 58 | 57 | Federally-Regulated Consumer Product | 2007-11-20 |  | 2011-06-14
Empire Comfort Systems | Empire | DV-32-1SG | Direct Vent Gravity Type Wall | Natural Gas | No Match | TRUE | FALSE | 1 | None | None | Non-Condensing | Single-Stage | 32000 | 22560 |  |  | 64 | 64 | Federally-Regulated Consumer Product | 1992-04-13 |  | 2007-11-16
Williams Furnace Co. | Forsaire | 450FX-R LPG | Vented Fan Type Wall Furnace | LPG | No Match | TRUE | FALSE | 1 | None | None | Non-Condensing | Single-Stage | 50000 | 40000 |  |  | 74.3 | 74 | Federally-Regulated Consumer Product | 1992-05-29 |  | 1995-06-05
Empire Comfort Systems | Empire | DV-210-7SG | Direct Vent Gravity Type Wall | Natural Gas | No Match | TRUE | FALSE | 1 | None | None | Non-Condensing | Single-Stage | 10000 | 7000 |  |  | 59 | 59 | Non Federally-Regulated | 1988-06-22 |  | 2007-11-16
Perfection Products Co. | Perfection | WSV120TN-J | Direct Vent Gravity Type Wall | Natural Gas | No Match | TRUE | FALSE | 1 | None | None | No Match | No Match | 20000 | 14000 |  |  |  | 63 | Non Federally-Regulated | 1988-01-29 |  | 1998-06-21
Empire Comfort Systems | Empire | DVC-35-1SPP | Direct Vent Fan Type Wall Furn | Natural Gas | No Match | TRUE | FALSE | 1 | None | None | No Match | No Match | 35000 | 27700 |  |  | 75 | 73 | Federally-Regulated Consumer Product | 1998-03-31 |  | 1998-06-21
Heatilator, Inc. | Dovre | DV400 | Vented Room Heater - unspecifi | Natural Gas | No Match | TRUE | FALSE | 1 | None | None | No Match | No Match | 30000 | 21000 |  |  | 66.2 | 64 | Federally-Regulated Consumer Product | 1995-06-15 |  | 1998-06-21
Temco Fireplace Products | Temco | BCDV42AP | Direct Vent Gravity Type Wall | LPG | No Match | TRUE | FALSE | 1 | None | None | Non-Condensing | Single-Stage | 22000 | 13860 |  |  | 63 | 63 | Federally-Regulated Consumer Product | 1999-09-24 |  | 2001-07-06
CFM Majestic, Inc. ( Purchased by Monessen Hearth Systems Company 7/25/2008) | Insta-Flame by Majestic | HE32** | Vented Gravity Type Wall Furna | Natural Gas | No Match | TRUE | FALSE | 1 | None | None | Non-Condensing | Single-Stage | 30000 | 21000 |  |  | 66 | 64 | Federally-Regulated Consumer Product | 1996-09-03 |  | 1997-11-20
Williams Furnace Co. | Williams | 6502912 | Vented Room Heater - unspecifi | Natural Gas | No Match | TRUE | FALSE | 1 | None | None | No Match | No Match | 65000 | 50400 |  |  | 70.5 | 65 | Federally-Regulated Consumer Product | 1995-06-15 |  | 1998-06-21
Williams Furnace Co. | Debonair | 2203722(22DV-5B-NAT) | Direct Vent Gravity Type Wall | Natural Gas | No Match | TRUE | FALSE | 1 | None | None | Non-Condensing | Single-Stage | 22000 | 15400 |  |  | 64.8 | 63 | Federally-Regulated Consumer Product | 1995-06-05 |  | 2012-11-19
Williams Furnace Co. | Monterey SRO | 3509612 | Vented Gravity Type Wall Furna | Natural Gas | No Match | TRUE | FALSE | 1 | None | None | Non-Condensing | Single-Stage | 35000 | 25930 |  |  | 70 | 64 | Federally-Regulated Consumer Product | 1993-12-10 |  | 2012-11-19
Williams Furnace Co. | Monterey | 25GV-5-NAT | Vented Gravity Type Wall Furna | Natural Gas | No Match | TRUE | FALSE | 1 | None | None | No Match | No Match | 25000 | 17500 |  |  |  |  | Non Federally-Regulated | 1981-03-11 |  | 1982-05-21
Rinnai America | Rinnai | RHFE-556WTA-P | Vented Fan Type Wall Furnace | Natural Gas | Injection Type | FALSE | FALSE | 1 |  | None | Non-Condensing | Step Modulating | 20700 | 16770 | 6 | 6 | 81 | 73 | Federally-Regulated Consumer Product | 2011-06-14 |  | 2011-09-27
Williams Furnace Co. | Sears | 629.7769 | Vented Fan Type Wall Furnace | LPG | No Match | FALSE | FALSE | 1 | None | None | No Match | No Match | 55000 | 44000 |  |  | 76 | 74 | Non Federally-Regulated | 1989-03-22 |  | 1998-06-21
Polaris Fireplaces, Inc. | Polaris | PG 600 P | Gravity Type Vented Room Heate | LPG | No Match | FALSE | FALSE | 1 | None | None | Non-Condensing | Single-Stage | 24000 | 19680 |  |  | 72.8 | 63 | Federally-Regulated Consumer Product | 1994-02-23 |  | 2003-10-02
Suburban Manufacturing Co. | Suburban | GSW-20 | Direct Vent Gravity Type Wall | LPG | No Match | FALSE | FALSE | 1 | None | None | No Match | No Match | 20000 | 15800 |  |  | 73.3 | 63 | Non Federally-Regulated | 1988-07-27 |  | 1998-06-21
Empire Comfort Systems | Montgomery Ward | EM-50744C | Gravity Type Floor Furnace | LPG | No Match | TRUE | FALSE | 1 | None | None | No Match | No Match | 65000 | 45500 |  |  |  |  | Non Federally-Regulated | 1985-10-07 |  | 1998-06-21
Heil Quaker | Sears | 867.7255 | Direct Vent Fan Type Wall Furn | Natural Gas | No Match | FALSE | FALSE | 1 | None | None | No Match | No Match | 50000 | 40000 |  |  |  |  | Non Federally-Regulated | 1984-03-31 |  | 1998-06-21
Louisville Tin &amp; Stove Co. | Cozy | W355C | Vented Gravity Type Wall Furna | LPG | No Match | TRUE | FALSE | 1 | None | None | Non-Condensing | Single-Stage | 35000 | 24500 |  |  | 64.1 | 64 | Federally-Regulated Consumer Product | 1991-11-13 |  | 1993-06-25
Williams Furnace Co. | Dearborn | DKS55EI-LPG | Direct Vent Fan Type Wall Furn | LPG | No Match | FALSE | FALSE | 1 | None | None | No Match | No Match | 55000 | 44000 |  |  |  |  | Non Federally-Regulated | 1981-07-31 |  | 1982-05-21
Empire Comfort Systems | Empire | CIDV-30-2 | Direct Vent Gravity Type Wall | Natural Gas | No Match | TRUE | FALSE | 1 | None | None | Non-Condensing | Single-Stage | 30000 | 22200 |  |  | 68 | 64 | Federally-Regulated Consumer Product | 1999-03-10 |  | 2007-11-16
Locke Stove | Warm Morning | V-65EMAL | Vented Room Heater - unspecifi | LPG | No Match | TRUE | FALSE | 1 | None | None | No Match | No Match | 65000 | 45500 |  |  |  |  | Non Federally-Regulated | 1981-05-16 |  | 1998-06-21
Louisville Tin &amp; Stove Co. | Cozy | CDV25* | Direct Vent Gravity Type Wall | Natural Gas | No Match | TRUE | FALSE | 1 | None | None | Non-Condensing | Single-Stage | 25000 | 15750 |  |  | 63.7 | 63 | Federally-Regulated Consumer Product | 1990-06-25 |  | 1991-11-13
Perfection Products Co. | Perfection | WSV135TL-M | Direct Vent Gravity Type Wall | LPG | No Match | TRUE | FALSE | 1 | None | None | No Match | No Match | 35000 | 24500 |  |  |  | 64 | Non Federally-Regulated | 1988-07-27 |  | 1998-06-21
Locke Stove | Warm Morning | HDV25L | Direct Vent Gravity Type Wall | Natural Gas | No Match | TRUE | FALSE | 1 | None | None | No Match | No Match | 25000 | 17500 |  |  | 63 | 63 | Federally-Regulated Consumer Product | 1992-08-31 |  | 1998-06-21
Kingsman Industries | Kingsman Industries | ZDV4000N | Vented Room Heater - unspecifi | Natural Gas | No Match | TRUE | FALSE | 1 | None | None | No Match | No Match | 35000 | 24850 |  |  | 68.4 | 64 | Federally-Regulated Consumer Product | 1997-04-11 |  | 1998-06-21
Heil Quaker | Sears | 629.7767 | Vented Gravity Type Wall Furna | LPG | No Match | TRUE | FALSE | 1 | None | None | No Match | No Match | 50000 | 35300 |  |  | 65.1 | 65 | Non Federally-Regulated | 1988-07-27 |  | 1998-06-21
Rinnai America | Rinnai | RHFE-431WTA-P | Direct Vent Fan Type Wall Furn | LPG | No Match | FALSE | FALSE | 1 | None | None | Non-Condensing | Single-Stage | 16700 | 13900 |  |  | 84 | 73 | Federally-Regulated Consumer Product | 1999-09-17 |  | 2000-07-18
Empire Comfort Systems | Empire | DV-232-SG | Direct Vent Gravity Type Wall | Natural Gas | No Match | TRUE | FALSE | 1 | None | None | Non-Condensing | Single-Stage | 32000 | 22560 |  |  | 64 | 64 | Federally-Regulated Consumer Product | 1990-09-11 |  | 1993-12-14
Del Ray | Montigo | ME38DV-I | Direct Vent Gravity Type Wall | Natural Gas | No Match | FALSE | FALSE | 1 | None | None | Non-Condensing | Single-Stage | 22000 | 15514 |  |  | 63.2 | 63 | Federally-Regulated Consumer Product | 2000-01-26 |  | 2002-03-13
NHC | Sterling-Millivolt | STERLING MILLIVOLT | Gravity Type Vented Room Heate | Natural Gas | No Match | TRUE | FALSE | 1 | None | None | Non-Condensing | Single-Stage | 40000 | 30440 |  |  | 70.2 | 64 | Federally-Regulated Consumer Product | 1994-05-10 |  | 1994-07-19
LSC, Inc. | LSC, Inc. | LSC20L | Direct Vent Gravity Type Wall | LPG | No Match | TRUE | FALSE | 1 | None | None | No Match | No Match | 20000 | 14000 |  |  |  |  | Non Federally-Regulated | 1984-03-31 |  | 1998-06-21
New Buck | Buck Stove | 66 | Vented Room Heater - unspecifi | LPG | No Match | TRUE | FALSE | 1 | None | None | No Match | No Match | 40000 | 32400 |  |  | 81 | 64 | Federally-Regulated Consumer Product | 1995-06-15 |  | 1998-06-21
Empire Comfort Systems | Empire | DVS-36-2 | Direct Vent Gravity Type Wall | Natural Gas | No Match | TRUE | FALSE | 1 | None | None | Non-Condensing | Single-Stage | 25000 | 17500 |  |  | 63 | 63 | Federally-Regulated Consumer Product | 2002-07-25 |  | 2007-11-16
Williams Furnace Co. | Monterey | 50097 11 (50GV-3 LPG) | Vented Gravity Type Wall Furna | LPG | No Match | TRUE | FALSE | 1 | None | None | No Match | No Match | 50000 | 35300 |  |  | 65.1 | 65 | Federally-Regulated Consumer Product | 1997-04-11 |  | 1998-06-21
Williams Furnace Co. | Suburban | DWW-14P-LP | Direct Vent Gravity Type Wall | LPG | No Match | TRUE | FALSE | 1 | None | None | Non-Condensing | Single-Stage | 14000 | 8900 |  |  | 63.1 | 61 | Non Federally-Regulated | 1988-06-22 |  | 1995-06-05
Empire Comfort Systems | Empire | GUS-50SG | Vented Gravity Type Wall Furna | Natural Gas | No Match | TRUE | FALSE | 1 | None | None | No Match | No Match | 50000 | 35000 |  |  |  |  | Non Federally-Regulated | 1985-10-07 |  | 1998-06-21
Williams Furnace Co. | Debonair | 30DV-5-LPG | Direct Vent Gravity Type Wall | LPG | No Match | TRUE | FALSE | 1 | None | None | No Match | No Match | 30000 | 21000 |  |  |  |  | Non Federally-Regulated | 1984-03-31 |  | 1985-10-07
Kingsman Industries | Kingsman Industries | FV5000N | Gravity Type Vented Room Heate | Natural Gas | No Match | TRUE | FALSE | 1 | None | None | Non-Condensing | Single-Stage | 32000 | 24960 |  |  | 64.1 | 64 | Federally-Regulated Consumer Product | 1996-10-18 |  | 1997-03-05
Louisville Tin &amp; Stove Co. | Cozy | W506B | Vented Gravity Type Wall Furna | LPG | No Match | TRUE | FALSE | 1 | None | None | Non-Condensing | Single-Stage | 50000 | 35000 |  |  | 65 | 65 | Non Federally-Regulated | 1988-06-22 |  | 1991-11-13
CFM Majestic, Inc. ( Purchased by Monessen Hearth Systems Company 7/25/2008) | Insta-Flame | FA20 | Vented Room Heater - unspecifi | Natural Gas | No Match | TRUE | FALSE | 1 | None | None | No Match | No Match | 20000 | 14000 |  |  | 63.1 | 58 | Federally-Regulated Consumer Product | 1995-06-15 |  | 1998-06-21
Williams Furnace Co. | Monterey | 25GV-HA-NAT | Vented Gravity Type Wall Furna | Natural Gas | No Match | TRUE | FALSE | 1 | None | None | No Match | No Match | 25000 | 17500 |  |  |  |  | Non Federally-Regulated | 1981-03-11 |  | 1998-06-21
Williams Furnace Co. | Perfection | CV555IPL | Vented Fan Type Wall Furnace | LPG | No Match | FALSE | FALSE | 1 | None | None | No Match | No Match | 55000 | 44000 |  |  |  |  | Non Federally-Regulated | 1981-03-11 |  | 1998-06-21
Faber Manufacturing | Faber Gas Fireplaces | ARIZONA Y STOVE | Gravity Type Vented Room Heate | Natural Gas | No Match | TRUE | FALSE | 1 | None | None | Non-Condensing | Single-Stage | 25000 | 18750 |  |  | 77 | 63 | Federally-Regulated Consumer Product | 1993-08-02 |  | 1994-01-07
Perfection Products Co. | Perfection | PW825SEL | Vented Gravity Type Wall Furna | LPG | No Match | TRUE | FALSE | 1 | None | None | No Match | No Match | 25000 | 17500 |  |  |  | 63 | Non Federally-Regulated | 1988-07-27 |  | 1998-06-21
Heil Quaker | Quaker | NWGDA25AW** | Vented Gravity Type Wall Furna | Natural Gas | No Match | TRUE | FALSE | 1 | None | None | No Match | No Match | 25000 | 17500 |  |  |  |  | Non Federally-Regulated | 1984-03-31 |  | 1998-06-21
Williams Furnace Co. | Suburban | DWW-55PA-NAT | Direct Vent Fan Type Wall Furn | Natural Gas | No Match | TRUE | FALSE | 1 | None | None | Non-Condensing | Single-Stage | 55000 | 44000 |  |  | 76 | 74 | Federally-Regulated Consumer Product | 1992-05-29 |  | 1995-06-05
Williams Furnace Co. | Williams | 6502811 (65RHB LPG) | Vented Room Heater - unspecifi | LPG | No Match | TRUE | FALSE | 1 | None | None | No Match | No Match | 65000 | 45500 |  |  | 68.3 | 65 | Federally-Regulated Consumer Product | 1995-06-15 |  | 1998-06-21
Williams Furnace Co. | Monterey | 25GV-C-5 | Vented Gravity Type Wall Furna | Natural Gas | No Match | TRUE | FALSE | 1 | None | None | No Match | No Match | 25000 | 17500 |  |  |  |  | Non Federally-Regulated | 1985-10-07 |  | 1998-06-21
Louisville Tin &amp; Stove Co. | Cozy | CF55*A | Vented Fan Type Wall Furnace | Natural Gas | No Match | FALSE | FALSE | 1 | None | None | No Match | No Match | 55000 | 44000 |  |  | 77.9 | 74 | Federally-Regulated Consumer Product | 1997-04-11 |  | 1998-06-21
Suburban Manufacturing Co. | Suburban | FF-59 | Gravity Type Floor Furnace | Natural Gas | No Match | TRUE | FALSE | 1 | None | None | No Match | No Match | 45000 | 31500 |  |  |  |  | Non Federally-Regulated | 1982-05-21 |  | 1998-06-21
Perfection Products Co. | Perfection | PW825TN-D-4 | Vented Gravity Type Wall Furna | Natural Gas | No Match | TRUE | FALSE | 1 | None | None | No Match | No Match | 25000 | 17500 |  |  |  |  | Non Federally-Regulated | 1984-03-31 |  | 1998-06-21
Orrville Products | Comfortec | C60TN | Vented Room Heater - unspecifi | Natural Gas | No Match | TRUE | FALSE | 1 | None | None | No Match | No Match | 30000 | 21000 |  |  | 64 | 64 | Federally-Regulated Consumer Product | 1998-03-31 |  | 1998-06-21
Empire Comfort Systems | Empire | CIDV-30-20 | Direct Vent Gravity Type Wall | Natural Gas | Pressure | TRUE | FALSE | 1 | None | None | Non-Condensing | Single-Stage | 30000 | 22200 |  |  | 68 | 64 | Federally-Regulated Consumer Product | 2003-11-19 |  | 2007-11-16
Williams Furnace Co. | Debonair | 22DV-3-LPG | Direct Vent Gravity Type Wall | LPG | No Match | TRUE | FALSE | 1 | None | None | No Match | No Match | 22000 | 15400 |  |  | 64.8 | 63 | Federally-Regulated Consumer Product | 1990-06-26 |  | 1992-06-03
Martin Industries | Martin | V2520 ST-3 | Vented Room Heater - unspecifi | LPG | No Match | TRUE | FALSE | 1 | None | None | No Match | No Match | 20000 | 13000 |  |  |  |  | Non Federally-Regulated | 1981-03-11 |  | 1998-06-21
Williams Furnace Co. | Forsaire | 4007731 | Direct Vent Fan Type Wall Furn | LPG | No Match | TRUE | FALSE | 1 | None | None | No Match | No Match | 40000 | 32000 |  |  | 75.4 | 73 | Federally-Regulated Consumer Product | 1997-04-11 |  | 1998-06-21
CFM Majestic, Inc. ( Purchased by Monessen Hearth Systems Company 7/25/2008) | Insta-Flame by Majestic | HE32 | Vented Gravity Type Wall Furna | LPG | No Match | TRUE | FALSE | 1 | None | None | No Match | No Match | 30000 | 21000 |  |  | 66 | 64 | Federally-Regulated Consumer Product | 1997-04-11 |  | 1998-06-21
Empire Comfort Systems | Empire | RH-325-4VS | Vented Room Heater - unspecifi | Natural Gas | No Match | TRUE | FALSE | 1 | None | None | No Match | No Match | 25000 | 17625 |  |  | 63 | 63 | Non Federally-Regulated | 1988-07-27 |  | 1998-06-21
Suburban Manufacturing Co. | Suburban | DL-1220D | Direct Vent Fan Type Wall Furn | Natural Gas | No Match | FALSE | FALSE | 1 | None | None | Non-Condensing | Single-Stage | 20000 | 16000 |  |  | 78.5 | 73 | Federally-Regulated Consumer Product | 1992-01-22 |  | 1995-04-28
Johnson Gas Appliance Co. | Mendota | MIG30 | Direct Vent Gravity Type Wall | Natural Gas | No Match | TRUE | FALSE | 1 | None | None | No Match | No Match | 30000 | 20340 |  |  | 67.8 | 64 | Federally-Regulated Consumer Product | 1997-04-11 |  | 1998-06-21
Louisville Tin &amp; Stove Co. | Louisville Tin & Stove Co. | VCR701* | Gravity Type Vented Room Heate | Natural Gas | Injection Type | TRUE | FALSE | 1 | Draft Diverter | None | Non-Condensing | Single-Stage | 70000 | 49000 |  |  | 65 | 65 | Federally-Regulated Consumer Product | 2011-06-14 |  | 2011-07-18
Perfection Schwank | Perfection | WASV120SEL-A | Direct Vent Gravity Type Wall | LPG | No Match | TRUE | FALSE | 1 | None | None | No Match | No Match | 20000 | 14000 |  |  | 63 | 63 | Federally-Regulated Consumer Product | 1992-06-03 |  | 1998-06-21
Williams Furnace Co. | Monterey | 25GV-3-NAT | Vented Gravity Type Wall Furna | Natural Gas | No Match | TRUE | FALSE | 1 | None | None | Non-Condensing | Single-Stage | 25000 | 17500 |  |  | 63.3 | 63 | Non Federally-Regulated | 1988-03-14 |  | 1995-06-05
Williams Furnace Co. | Dayton | 3e+290 | Vented Gravity Type Wall Furna | Natural Gas | No Match | TRUE | FALSE | 1 | None | None | No Match | No Match | 35000 | 24500 |  |  |  | 64 | Non Federally-Regulated | 1988-01-29 |  | 1998-06-21
Williams Furnace Co. | Forsaire | 4007332 (400DVI-NAT) | Direct Vent Fan Type Wall Furn | Natural Gas | No Match | FALSE | FALSE | 1 | None | None | Non-Condensing | Single-Stage | 40000 | 32000 |  |  | 77.5 | 73 | Federally-Regulated Consumer Product | 1995-06-05 |  | 1995-06-15
Addison Products | Dearborn Baronet II | DRH760*-*-* | Vented Room Heater - unspecifi | Natural Gas | No Match | TRUE | FALSE | 1 | None | None | No Match | No Match | 60000 | 42000 |  |  |  |  | Non Federally-Regulated | 1984-03-31 |  | 1998-06-21
Williams Furnace Co. | Williams | 5002812 (50RHB NAT) | Vented Room Heater - unspecifi | Natural Gas | No Match | TRUE | FALSE | 1 | None | None | No Match | No Match | 50000 | 35000 |  |  | 67.4 | 65 | Federally-Regulated Consumer Product | 1995-06-15 |  | 1998-06-21
Rinnai America | Rinnai | EX17C (RHFE-434FTA) | Direct Vent Fan Type Wall Furn | Natural Gas | Injection Type | FALSE | FALSE | 1 |  | None | Non-Condensing | Step Modulating | 17000 | 13525 | 5 |  | 81 | 73 | Federally-Regulated Consumer Product | 2011-06-23 |  | 2011-07-18
Williams Furnace Co. | Williams | 35EH-NAT | Vented Room Heater - unspecifi | Natural Gas | No Match | TRUE | FALSE | 1 | None | None | No Match | No Match | 35000 | 24500 |  |  | 67.1 | 64 | Federally-Regulated Consumer Product | 1992-06-03 |  | 1998-06-21
Williams Furnace Co. | Debonair | 14DV-3-LPG | Direct Vent Gravity Type Wall | LPG | No Match | TRUE | FALSE | 1 | None | None | No Match | No Match | 14000 | 9800 |  |  | 63.1 | 61 | Non Federally-Regulated | 1988-07-27 |  | 1989-03-22
Hussong Manufacturing Co. | Kozy Heat | DEL-36 DELANO | Direct Vent Gravity Type Wall | Natural Gas | Pressure | FALSE | FALSE | 1 |  | None | Non-Condensing | Step Modulating | 26000 | 10000 |  |  | 78.9 | 63 | Federally-Regulated Consumer Product | 2010-12-08 |  | 2011-10-03
Addison Products | Dearborn Baronet II | DCH625*-* | Vented Room Heater - unspecifi | Natural Gas | No Match | TRUE | FALSE | 1 | None | None | No Match | No Match | 25000 | 17500 |  |  |  |  | Non Federally-Regulated | 1984-03-31 |  | 1998-06-21
Empire Comfort Systems | Empire | DV-25-ISG | Direct Vent Gravity Type Wall | Natural Gas | No Match | TRUE | FALSE | 1 | None | None | Non-Condensing | Single-Stage | 25000 | 17500 |  |  | 63 | 63 | Federally-Regulated Consumer Product | 1992-03-31 |  | 1992-04-13
Preway | Preway | FVP45 L | Vented Room Heater - unspecifi | Natural Gas | No Match | TRUE | FALSE | 1 | None | None | No Match | No Match | 45000 | 31500 |  |  |  |  | Non Federally-Regulated | 1981-03-11 |  | 1998-06-21
Heil Quaker | Comfortmaker | DV36RP | Vented Room Heater - unspecifi | LPG | No Match | TRUE | FALSE | 1 | None | None | No Match | No Match | 18500 | 13875 |  |  | 74.4 | 58 | Federally-Regulated Consumer Product | 1992-06-03 |  | 1998-06-21
Heil Quaker | Sears | 867.7581 | Direct Vent Fan Type Wall Furn | Natural Gas | No Match | FALSE | FALSE | 1 | None | None | No Match | No Match | 30000 | 24000 |  |  |  | 73 | Non Federally-Regulated | 1988-01-29 |  | 1998-06-21
Empire Comfort Systems | Empire | DV-232SG | Direct Vent Gravity Type Wall | Natural Gas | No Match | TRUE | FALSE | 1 | None | None | Non-Condensing | Single-Stage | 32000 | 2256 |  |  | 64 | 64 | Federally-Regulated Consumer Product | 1990-04-24 |  | 1990-06-26
Empire Comfort Systems | Empire | RH-370-1VS | Gravity Type Vented Room Heate | Natural Gas | No Match | TRUE | FALSE | 1 | None | None | Non-Condensing | Single-Stage | 70000 | 49350 |  |  | 65 | 65 | Non Federally-Regulated | 1988-06-28 |  | 1993-12-14
Osburn Manufacturing | Osburn | G 2 D | Direct Vent Gravity Type Wall | Natural Gas | No Match | TRUE | FALSE | 1 | None | None | Non-Condensing | Single-Stage | 20000 | 14100 |  |  | 64 | 63 | Federally-Regulated Consumer Product | 1994-10-18 |  | 2000-12-19
Williams Furnace Co. | Forsaire Magnum | 6508131 | Vented Fan Type Wall Furnace | LPG | No Match | FALSE | FALSE | 1 | None | None | Non-Condensing | Single-Stage | 65000 | 53300 |  |  | 78 | 74 | Federally-Regulated Consumer Product | 1993-12-10 |  | 1995-06-15
Louisville Tin &amp; Stove Co. | Cozy | C*20B | Gravity Type Vented Room Heate | Natural Gas | No Match | TRUE | FALSE | 1 | None | None | Non-Condensing | Single-Stage | 20000 | 12000 |  |  | 60.8 | 58 | Federally-Regulated Consumer Product | 1990-06-25 |  | 1992-05-07
Williams Furnace Co. | Williams | 3502811 (35RHB LPG) | Vented Room Heater - unspecifi | LPG | No Match | TRUE | FALSE | 1 | None | None | No Match | No Match | 35000 | 24500 |  |  | 67.1 | 64 | Federally-Regulated Consumer Product | 1997-04-11 |  | 1998-06-21
Williams Furnace Co. | Williams | 5507331 | Direct Vent Gravity Type Wall | LPG | Pressure | FALSE | FALSE | 1 |  | None | Non-Condensing | Single-Stage | 55000 | 44000 |  |  | 76.5 | 65 | Federally-Regulated Consumer Product | 2011-08-22 |  | 2013-05-10
Preway | Sears | 155.8581 | Vented Room Heater - unspecifi | Natural Gas | No Match | TRUE | FALSE | 1 | None | None | No Match | No Match | 15000 | 10500 |  |  |  |  | Non Federally-Regulated | 1985-10-07 |  | 1998-06-21
Empire Comfort Systems | Empire Comfort Systems | HW350GWHOXX2 | Vented Gravity Type Wall Furna | LPG | Pressure | TRUE | FALSE | 1 |  | None | Non-Condensing | Single-Stage | 35000 | 24500 |  |  | 66 | 64 | Federally-Regulated Consumer Product | 2013-06-17 |  | 2013-07-10
Perfection Schwank | Perfection | WASV120TL | Direct Vent Gravity Type Wall | LPG | No Match | TRUE | FALSE | 1 | None | None | Non-Condensing | Single-Stage | 20000 | 14040 |  |  | 64.8 | 63 | Non Federally-Regulated | 1988-02-05 |  | 1991-02-08
Martin Industries | Williams | SVH30 | Gravity Type Vented Room Heate | Natural Gas | No Match | TRUE | FALSE | 1 | None | None | Non-Condensing | Single-Stage | 30000 | 21000 |  |  | 64 | 64 | Non Federally-Regulated | 1988-02-05 |  | 1993-12-14
Empire Stove | Empire | RH-325-2 | Vented Room Heater - unspecifi | LPG | No Match | TRUE | FALSE | 1 | None | None | No Match | No Match | 22500 | 15750 |  |  |  |  | Non Federally-Regulated | 1984-03-31 |  | 1998-06-21
Ultra-Aire | Ultra-Aire | UA350S-BP | Vented Gravity Type Wall Furna | LPG | No Match | TRUE | FALSE | 1 | None | None | No Match | No Match | 30000 | 21000 |  |  |  |  | Non Federally-Regulated | 1981-07-06 |  | 1998-06-21
Martin Industries | Atlanta Stove | SVR350** | Vented Room Heater - unspecifi | Natural Gas | No Match | TRUE | FALSE | 1 | None | None | No Match | No Match | 50000 | 35000 |  |  | 65 | 65 | Federally-Regulated Consumer Product | 1992-06-03 |  | 1998-06-21
Louisville Tin &amp; Stove Co. | Cozy | DVCF558A | Direct Vent Fan Type Wall Furn | LPG | No Match | FALSE | FALSE | 1 | None | None | No Match | No Match | 55000 | 44000 |  |  | 77.6 | 74 | Federally-Regulated Consumer Product | 1995-06-15 |  | 1998-06-21
Heil Quaker | Sears | 629.7769 | Direct Vent Fan Type Wall Furn | LPG | No Match | TRUE | FALSE | 1 | None | None | No Match | No Match | 55000 | 44000 |  |  | 75.3 | 74 | Non Federally-Regulated | 1988-07-27 |  | 1998-06-21
Williams Furnace Co. | Forsaire Magnum | 6508532 | Vented Fan Type Wall Furnace | Natural Gas | No Match | TRUE | FALSE | 1 | None | None | Non-Condensing | Single-Stage | 65000 | 52325 |  |  | 78 | 74 | Federally-Regulated Consumer Product | 1993-12-10 |  | 2012-11-19
Rinnai America | Rinnai | RHFE-556FTRAIII-N | Vented Fan Type Wall Furnace | Natural Gas | Injection Type | FALSE | FALSE | 1 |  | None | Non-Condensing | Step Modulating | 21500 | 17420 | 6 | 6 | 81 | 73 | Federally-Regulated Consumer Product | 2011-06-14 |  | 2011-09-27
Williams Furnace Co. | Williams | 5001811 | Vented Room Heater - unspecifi | LPG | No Match | TRUE | FALSE | 1 | None | None | No Match | No Match | 50000 | 35000 |  |  | 67.4 | 65 | Federally-Regulated Consumer Product | 1997-04-11 |  | 1998-06-21
Williams Furnace Co. | Suburban | GWW-35PA-NAT | Vented Gravity Type Wall Furna | Natural Gas | No Match | TRUE | FALSE | 1 | None | None | Non-Condensing | Single-Stage | 35000 | 24500 |  |  | 64.1 | 64 | Federally-Regulated Consumer Product | 1991-08-29 |  | 1995-06-05
Williams Furnace Co. | Chamberlain | 1403621 | Vented Gravity Type Wall Furna | LPG | No Match | TRUE | FALSE | 1 | None | None | Non-Condensing | Single-Stage | 14000 | 10687 |  |  | 63.4 | 61 | Federally-Regulated Consumer Product | 1995-06-05 |  | 2012-11-19
CFM Majestic, Inc. ( Purchased by Monessen Hearth Systems Company 7/25/2008) | Insta-Flame by Majestic | DVR39** | Direct Vent Gravity Type Wall | LPG | No Match | TRUE | FALSE | 1 | None | None | Non-Condensing | Single-Stage | 30000 | 21000 |  |  | 66 | 64 | Federally-Regulated Consumer Product | 1996-09-03 |  | 1997-11-20
Rinnai America | Rinnai | RHFE-431FAIII-N | Vented Fan Type Wall Furnace | Natural Gas | Injection Type | FALSE | FALSE | 1 |  | None | Non-Condensing | Step Modulating | 16700 | 13400 | 6 | 6 | 81 | 73 | Federally-Regulated Consumer Product | 2011-06-14 |  | 2011-09-27
Williams Furnace Co. | Forsaire | 3508331 | Vented Fan Type Wall Furnace | LPG | No Match | FALSE | FALSE | 1 | None | None | No Match | No Match | 35000 | 28000 |  |  | 75.6 | 73 | Federally-Regulated Consumer Product | 1997-04-11 |  | 1998-06-21
LSC, Inc. | Warm Morning | V-65EMAL | Vented Room Heater - unspecifi | LPG | No Match | TRUE | FALSE | 1 | None | None | No Match | No Match | 65000 | 45500 |  |  |  |  | Non Federally-Regulated | 1984-03-31 |  | 1998-06-21
Louisville Tin &amp; Stove Co. | Cozy | 86B75A-MIL | Gravity Type Floor Furnace | Natural Gas | No Match | TRUE | FALSE | 1 | None | None | Non-Condensing | Single-Stage | 75000 | 52500 |  |  | 67 | 57 | Non Federally-Regulated | 1988-02-05 |  | 1991-11-13
Suburban Manufacturing Co. | Suburban | DNV-40 | Direct Vent Fan Type Wall Furn | Natural Gas | No Match | FALSE | FALSE | 1 | None | None | No Match | No Match | 40000 | 32000 |  |  |  |  | Non Federally-Regulated | 1985-10-07 |  | 1988-06-23
Martin Industries | Martin | V2520 S-3 | Vented Room Heater - unspecifi | LPG | No Match | TRUE | FALSE | 1 | None | None | No Match | No Match | 20000 | 14000 |  |  |  |  | Non Federally-Regulated | 1982-05-21 |  | 1998-06-21
Orrville Products | Comfortec | CDV32RP | Direct Vent Gravity Type Wall | LPG | No Match | TRUE | FALSE | 1 | None | None | No Match | No Match | 18000 | 12600 |  |  | 63.4 | 62 | Federally-Regulated Consumer Product | 1998-03-31 |  | 1998-06-21
Williams Furnace Co. | Martin | MDV14LP | Direct Vent Gravity Type Wall | LPG | No Match | TRUE | FALSE | 1 | None | None | Non-Condensing | Single-Stage | 14000 | 8900 |  |  | 63.1 | 61 | Non Federally-Regulated | 1988-03-14 |  | 1995-06-05
Thermal Systems | Platinum Cat | 1500 XL SE | Vented Room Heater - unspecifi | LPG | No Match | FALSE | FALSE | 1 | None | None | No Match | No Match | 5200 | 3995 |  |  | 73.4 | 57 | Federally-Regulated Consumer Product | 1992-06-03 |  | 1998-06-21
Perfection Products Co. | Perfection | SV711TN-4 | Direct Vent Gravity Type Wall | Natural Gas | No Match | TRUE | FALSE | 1 | None | None | No Match | No Match | 11000 | 7700 |  |  |  | 60 | Non Federally-Regulated | 1988-07-27 |  | 1998-06-21
Williams Furnace Co. | Monterey | 25GV-A1-5-LPG | Vented Gravity Type Wall Furna | LPG | No Match | TRUE | FALSE | 1 | None | None | No Match | No Match | 25000 | 17500 |  |  |  |  | Non Federally-Regulated | 1985-10-07 |  | 1998-06-21
Williams Furnace Co. | Monterey | 2509721 | Vented Gravity Type Wall Furna | LPG | No Match | TRUE | FALSE | 1 | None | None | Non-Condensing | Single-Stage | 25000 | 17500 |  |  | 63.3 | 63 | Federally-Regulated Consumer Product | 1993-12-10 |  | 1995-06-05
Williams Furnace Co. | Monterey | 35GV-5-NAT | Vented Gravity Type Wall Furna | Natural Gas | No Match | TRUE | FALSE | 1 | None | None | No Match | No Match | 35000 | 24500 |  |  |  |  | Non Federally-Regulated | 1982-05-21 |  | 1998-06-21
Johnson Gas Appliance Co. | Newport | NEWPORT INSERT | Gravity Type Vented Room Heate | LPG | No Match | TRUE | FALSE | 1 | None | None | Non-Condensing | Single-Stage | 29500 | 21250 |  |  | 65 | 64 | Federally-Regulated Consumer Product | 1993-08-27 |  | 1995-05-22
Martin Industries | Atlanta Stove | ASC35 | Vented Fan Type Wall Furnace | LPG | No Match | TRUE | FALSE | 1 | None | None | No Match | No Match | 30000 | 22500 |  |  | 73 | 73 | Federally-Regulated Consumer Product | 1992-06-03 |  | 1998-06-21
Johnson Gas Appliance Co. | Newport | NEWPORT FREESTANDING | Vented Room Heater - unspecifi | Natural Gas | No Match | TRUE | FALSE | 1 | None | None | No Match | No Match | 33000 | 24400 |  |  | 67 | 64 | Federally-Regulated Consumer Product | 1997-04-11 |  | 1998-06-21
Archgard Industries, Ltd. | Optima 30 Insert | OI30RP | Vented Room Heater - unspecifi | LPG | No Match | TRUE | FALSE | 1 | None | None | No Match | No Match | 24000 | 18720 |  |  | 71 | 63 | Federally-Regulated Consumer Product | 1998-03-31 |  | 1998-06-21
Williams Furnace Co. | Williams | 6008831 | Vented Fan Type Wall Furnace | LPG | Pressure | TRUE | FALSE | 1 |  | None | Non-Condensing | Single-Stage | 60000 | 49200 | 360 | 259 | 78 | 74 | Federally-Regulated Consumer Product | 2013-07-10 |  | 2014-12-16
Empire Comfort Systems | Empire | DV-60-3CIP | Direct Vent Fan Type Wall Furn | Natural Gas | No Match | FALSE | FALSE | 1 | None | None | Non-Condensing | Single-Stage | 36000 | 28800 |  |  | 77.5 | 73 | Federally-Regulated Consumer Product | 1990-04-24 |  | 1990-06-26
Williams Furnace Co. | Williams | 5002712 (50RH NAT) | Vented Room Heater - unspecifi | Natural Gas | No Match | TRUE | FALSE | 1 | None | None | No Match | No Match | 50000 | 35000 |  |  | 67.4 | 65 | Federally-Regulated Consumer Product | 1995-06-15 |  | 1998-06-21
Louisville Tin &amp; Stove Co. | Cozy | CR160A | Gravity Type Vented Room Heate | Natural Gas | No Match | TRUE | FALSE | 1 | None | None | Non-Condensing | Single-Stage | 60000 | 42000 |  |  | 65 | 65 | Non Federally-Regulated | 1988-10-05 |  | 1991-11-13
Perfection Schwank | Perfection | VC220TN-W-1 | Vented Room Heater - unspecifi | Natural Gas | No Match | TRUE | FALSE | 1 | None | None | No Match | No Match | 19000 | 13300 |  |  | 58 | 58 | Federally-Regulated Consumer Product | 1995-06-15 |  | 1998-06-21
Preway | Sears | 155.8502 | Vented Room Heater - unspecifi | Natural Gas | No Match | TRUE | FALSE | 1 | None | None | No Match | No Match | 35000 | 24500 |  |  |  |  | Non Federally-Regulated | 1981-03-11 |  | 1998-06-21
Williams Furnace Co. | Sahara | 25GV-A1-HA | Vented Gravity Type Wall Furna | Natural Gas | No Match | TRUE | FALSE | 1 | None | None | No Match | No Match | 25000 | 17500 |  |  |  |  | Non Federally-Regulated | 1985-10-07 |  | 1998-06-21
Williams Furnace Co. | Continental | RMG20-OP | Vented Gravity Type Wall Furna | LPG | No Match | TRUE | FALSE | 1 | None | None | Non-Condensing | Single-Stage | 20000 | 14120 |  |  | 63.2 | 63 | Non Federally-Regulated | 1988-03-14 |  | 1995-06-05
Heil Quaker | Comfortmaker | HE20RN | Vented Room Heater - unspecifi | Natural Gas | No Match | TRUE | FALSE | 1 | None | None | No Match | No Match | 20000 | 15400 |  |  | 74.4 | 58 | Federally-Regulated Consumer Product | 1992-06-03 |  | 1998-06-21
Empire Comfort Systems | Empire | RH-65-4 | Vented Room Heater - unspecifi | Natural Gas | No Match | TRUE | FALSE | 1 | None | None | No Match | No Match | 65000 | 45500 |  |  | 65 | 65 | Federally-Regulated Consumer Product | 1997-04-11 |  | 1998-06-21
Perfection Products Co. | Perfection | VC220TN-K | Vented Room Heater - unspecifi | Natural Gas | No Match | TRUE | FALSE | 1 | None | None | No Match | No Match | 19000 | 13300 |  |  |  |  | Non Federally-Regulated | 1984-03-31 |  | 1998-06-21
Addison Products | Dearborn Baronet II | DRH760* | Vented Room Heater - unspecifi | Natural Gas | No Match | TRUE | FALSE | 1 | None | None | No Match | No Match | 60000 | 42000 |  |  |  |  | Non Federally-Regulated | 1984-03-31 |  | 1998-06-21
Osburn Manufacturing | Osburn | BAY VISTA | Vented Room Heater - unspecifi | Natural Gas | No Match | TRUE | FALSE | 1 | None | None | No Match | No Match | 35000 | 23660 |  |  | 64 | 64 | Federally-Regulated Consumer Product | 1995-06-15 |  | 1998-06-21
Louisville Tin &amp; Stove Co. | Cozy | CDV15* | Direct Vent Gravity Type Wall | Natural Gas | No Match | TRUE | FALSE | 1 | None | None | No Match | No Match | 15000 | 10200 |  |  | 68.8 | 61 | Federally-Regulated Consumer Product | 1990-06-26 |  | 1998-06-21
Williams Furnace Co. | Williams | 5001712 | Vented Room Heater - unspecifi | Natural Gas | No Match | TRUE | FALSE | 1 | None | None | No Match | No Match | 50000 | 35000 |  |  | 67.4 | 65 | Federally-Regulated Consumer Product | 1997-04-11 |  | 1998-06-21
Louisville Tin &amp; Stove Co. | Cozy | 88N30 | Gravity Type Floor Furnace | Natural Gas | No Match | TRUE | FALSE | 1 | None | None | No Match | No Match | 30000 | 21000 |  |  | 56 | 56 | Non Federally-Regulated | 1989-03-22 |  | 1998-06-21
Williams Furnace Co. | Dayton | 3E291A | Vented Gravity Type Wall Furna | Natural Gas | No Match | TRUE | FALSE | 1 | None | None | Non-Condensing | Single-Stage | 50000 | 35300 |  |  | 65.1 | 65 | Federally-Regulated Consumer Product | 1991-08-29 |  | 1995-06-05
Louisville Tin &amp; Stove Co. | Louisville Tin & Stove Co. | W506* | Vented Gravity Type Wall Furna | LPG | Injection Type | TRUE | FALSE | 1 | Draft Diverter | None | Non-Condensing | Single-Stage | 50000 | 35000 |  |  | 65.1 | 65 | Federally-Regulated Consumer Product | 2011-06-14 |  | 2011-07-18
Heil Quaker | Sears | 867.7302 | Vented Gravity Type Wall Furna | Natural Gas | No Match | TRUE | FALSE | 1 | None | None | No Match | No Match | 25000 | 17500 |  |  |  |  | Non Federally-Regulated | 1984-03-31 |  | 1998-06-21
Louisville Tin &amp; Stove Co. | Cozy | DV35 | Direct Vent Gravity Type Wall | Natural Gas | No Match | TRUE | FALSE | 1 | None | None | No Match | No Match | 35000 | 24500 |  |  |  |  | Non Federally-Regulated | 1985-10-07 |  | 1998-06-21
Rinnai America | Rinnai | RHFE-556FTRAIII-N | Direct Vent Fan Type Wall Furn | Natural Gas | No Match | FALSE | FALSE | 1 | None | None | Non-Condensing | Single-Stage | 21500 | 17580 |  |  | 80.6 | 73 | Federally-Regulated Consumer Product | 1999-09-17 |  | 2000-07-18
Empire Comfort Systems | Empire | DV225-2SG | Direct Vent Gravity Type Wall | LPG | No Match | TRUE | FALSE | 1 | None | None | No Match | No Match | 25000 | 16500 |  |  |  |  | Non Federally-Regulated | 1985-10-07 |  | 1998-06-21
Martin Industries | Martin | V2520 S-3 | Vented Room Heater - unspecifi | Natural Gas | No Match | TRUE | FALSE | 1 | None | None | No Match | No Match | 20000 | 14000 |  |  |  |  | Non Federally-Regulated | 1982-05-21 |  | 1998-06-21
Williams Furnace Co. | Williams | 5002711 | Vented Room Heater - unspecifi | LPG | No Match | TRUE | FALSE | 1 | None | None | No Match | No Match | 50000 | 35000 |  |  | 67.4 | 65 | Federally-Regulated Consumer Product | 1997-04-11 |  | 1998-06-21
Williams Furnace Co. | Dayton | 3E+289* | Vented Gravity Type Wall Furna | Natural Gas | No Match | TRUE | FALSE | 1 | None | None | No Match | No Match | 25000 | 17500 |  |  |  |  | Non Federally-Regulated | 1981-07-23 |  | 1998-06-21
Williams Furnace Co. | Debonair | 30DV-5-NAT | Direct Vent Gravity Type Wall | Natural Gas | No Match | TRUE | FALSE | 1 | None | None | No Match | No Match | 30000 | 21000 |  |  | 65.6 | 64 | Federally-Regulated Consumer Product | 1992-06-03 |  | 1998-06-21
Rinnai America | Rinnai | RHFE-551FA-1 | Direct Vent Fan Type Wall Furn | Natural Gas | No Match | FALSE | FALSE | 1 | None | None | Non-Condensing | Single-Stage | 22000 | 18216 |  |  | 81.1 | 73 | Federally-Regulated Consumer Product | 1992-02-13 |  | 1992-06-03
Suburban Manufacturing Co. | Suburban | GVC-35-3 | Vented Room Heater - unspecifi | LPG | No Match | FALSE | FALSE | 1 | None | None | No Match | No Match | 35000 | 24500 |  |  |  |  | Non Federally-Regulated | 1984-03-31 |  | 1998-06-21
Heil Quaker | Sears | 629.7567 10 | Direct Vent Gravity Type Wall | Natural Gas | No Match | TRUE | FALSE | 1 | None | None | No Match | No Match | 14000 | 8900 |  |  | 63.1 | 61 | Non Federally-Regulated | 1988-07-27 |  | 1998-06-21
Louisville Tin &amp; Stove Co. | Cozy | CR160BMA | Vented Room Heater - unspecifi | Natural Gas | No Match | TRUE | FALSE | 1 | None | None | No Match | No Match | 60000 | 42000 |  |  |  |  | Non Federally-Regulated | 1985-10-07 |  | 1998-06-21
Perfection Products Co. | Perfection | PW820RTN-B-4 | Vented Gravity Type Wall Furna | Natural Gas | No Match | TRUE | FALSE | 1 | None | None | No Match | No Match | 20000 | 14000 |  |  |  |  | Non Federally-Regulated | 1984-03-31 |  | 1998-06-21
Empire Comfort Systems | Empire Comfort Systems | GWT-25-2(SG,RB) | Vented Gravity Type Wall Furna | LPG | Pressure | TRUE | FALSE | 1 | Draft Diverter | None | Non-Condensing | Single-Stage | 25000 | 17500 |  |  | 67 | 63 | Federally-Regulated Consumer Product | 2012-01-03 |  | 2013-06-17
Empire Comfort Systems | Empire | RH-20 | Gravity Type Vented Room Heate | Natural Gas | No Match | TRUE | FALSE | 1 | None | None | Non-Condensing | Single-Stage | 20000 | 14000 |  |  | 60 | 58 | Federally-Regulated Consumer Product | 1990-04-24 |  | 1993-12-14
Williams Furnace Co. | Suburban | DWW-55EA-LP | Direct Vent Fan Type Wall Furn | LPG | No Match | FALSE | FALSE | 1 | None | None | No Match | No Match | 55000 | 44000 |  |  | 76.5 | 74 | Federally-Regulated Consumer Product | 1992-06-03 |  | 1998-06-21
Travis Industries, Inc. | Avalon | 700-LP | Vented Room Heater - unspecifi | LPG | No Match | TRUE | FALSE | 1 | None | None | No Match | No Match | 31000 | 25420 |  |  | 70 | 64 | Federally-Regulated Consumer Product | 1995-06-15 |  | 1998-06-21
Williams Furnace Co. | Montgomery Ward | SFB-5069A | Vented Gravity Type Wall Furna | Natural Gas | No Match | TRUE | FALSE | 1 | None | None | No Match | No Match | 50000 | 35000 |  |  |  |  | Non Federally-Regulated | 1985-10-07 |  | 1998-06-21
Perfection Schwank | Perfection | CV750HN-C | Vented Fan Type Wall Furnace | Natural Gas | No Match | FALSE | FALSE | 1 | None | None | Non-Condensing | Single-Stage | 50000 | 39300 |  |  | 74.3 | 74 | Federally-Regulated Consumer Product | 1991-02-08 |  | 1995-06-15
Addison Products | Dearborn Baronet II | DCH615*-*-* | Vented Room Heater - unspecifi | LPG | No Match | TRUE | FALSE | 1 | None | None | No Match | No Match | 15000 | 10500 |  |  |  |  | Non Federally-Regulated | 1984-03-31 |  | 1998-06-21
CFM Majestic, Inc. ( Purchased by Monessen Hearth Systems Company 7/25/2008) | Insta-Flame | FSDV30 | Direct Vent Gravity Type Wall | LPG | No Match | TRUE | FALSE | 1 | None | None | No Match | No Match | 21000 | 14700 |  |  | 69.8 | 63 | Federally-Regulated Consumer Product | 1997-04-11 |  | 1998-06-21
Williams Furnace Co. | Perfection | SV655IPN | Direct Vent Fan Type Wall Furn | Natural Gas | No Match | FALSE | FALSE | 1 | None | None | No Match | No Match | 55000 | 44000 |  |  |  |  | Non Federally-Regulated | 1981-03-11 |  | 1998-06-21
Louisville Tin &amp; Stove Co. | Louisville Tin & Stove Co. | VC202* | Gravity Type Vented Room Heate | LPG | Injection Type | TRUE | FALSE | 1 | Draft Diverter | None | Non-Condensing | Single-Stage | 20000 | 14000 |  |  | 59 | 58 | Federally-Regulated Consumer Product | 2011-07-18 |  | 2013-06-17
Louisville Tin &amp; Stove Co. | Louisville Tin & Stove Co. | DVCF 654* | Direct Vent Fan Type Wall Furn | LPG | Injection Type | TRUE | FALSE | 1 |  | None | Non-Condensing | Single-Stage | 62500 | 50000 | 156 | 129 | 74.3 | 74 | Federally-Regulated Consumer Product | 2013-06-17 |  | 2014-08-28
Williams Furnace Co. | Williams | 2203622 | Direct Vent Gravity Type Wall | Natural Gas | Pressure | TRUE | FALSE | 1 |  | None | Non-Condensing | Single-Stage | 22000 | 16462 |  |  | 66.8 | 63 | Federally-Regulated Consumer Product | 2011-08-22 |  | 2013-06-17
Williams Furnace Co. | Dayton | 3E477A | Direct Vent Fan Type Wall Furn | Natural Gas | No Match | FALSE | FALSE | 1 | None | None | No Match | No Match | 40000 | 32000 |  |  | 77.5 | 73 | Federally-Regulated Consumer Product | 1990-06-26 |  | 1998-06-21
Louisville Tin &amp; Stove Co. | Cozy | W505B | Vented Gravity Type Wall Furna | Natural Gas | No Match | TRUE | FALSE | 1 | None | None | Non-Condensing | Single-Stage | 50000 | 35000 |  |  | 65 | 65 | Non Federally-Regulated | 1988-06-22 |  | 1991-11-13
Preway | Sears | 155.8588 | Vented Room Heater - unspecifi | LPG | No Match | TRUE | FALSE | 1 | None | None | No Match | No Match | 75000 | 52500 |  |  |  |  | Non Federally-Regulated | 1985-10-07 |  | 1998-06-21
CFM Majestic, Inc. ( Purchased by Monessen Hearth Systems Company 7/25/2008) | Insta-Flame | HEDV30-1** | Direct Vent Gravity Type Wall | Natural Gas | No Match | TRUE | FALSE | 1 | None | None | Non-Condensing | Single-Stage | 27000 | 18900 |  |  | 69.5 | 63 | Federally-Regulated Consumer Product | 1995-05-05 |  | 1997-11-20
CFM Majestic, Inc. ( Purchased by Monessen Hearth Systems Company 7/25/2008) | Insta-Flame by Majestic | DVT39 | Direct Vent Gravity Type Wall | LPG | No Match | TRUE | FALSE | 1 | None | None | No Match | No Match | 30000 | 21000 |  |  | 66 | 64 | Federally-Regulated Consumer Product | 1997-04-11 |  | 1998-06-21
Citadel Innovations, Inc. | Citadel | 300I | Gravity Type Vented Room Heate | Natural Gas | No Match | TRUE | FALSE | 1 | None | None | Non-Condensing | Single-Stage | 30000 | 21200 |  |  | 65.2 | 64 | Federally-Regulated Consumer Product | 1995-07-11 |  | 2000-12-19
Williams Furnace Co. | Martin | MDVI55NAT | Direct Vent Fan Type Wall Furn | Natural Gas | No Match | FALSE | FALSE | 1 | None | None | No Match | No Match | 55000 | 44000 |  |  | 77.5 | 74 | Non Federally-Regulated | 1989-03-22 |  | 1998-06-21
Suburban Manufacturing Co. | Suburban | GVC-65-3 | Vented Room Heater - unspecifi | Natural Gas | No Match | FALSE | FALSE | 1 | None | None | No Match | No Match | 65000 | 45500 |  |  |  |  | Non Federally-Regulated | 1984-03-31 |  | 1998-06-21
Louisville Tin &amp; Stove Co. | Cozy | VC352 | Vented Room Heater - unspecifi | LPG | No Match | TRUE | FALSE | 1 | None | None | No Match | No Match | 35000 | 28000 |  |  | 66 | 64 | Federally-Regulated Consumer Product | 1995-06-15 |  | 1998-06-21
Heil Quaker | Sears | 867.7343 | Vented Fan Type Wall Furnace | Natural Gas | No Match | FALSE | FALSE | 1 | None | None | No Match | No Match | 30000 | 24000 |  |  |  |  | Non Federally-Regulated | 1984-03-31 |  | 1998-06-21
Louisville Tin &amp; Stove Co. | Cozy | DVCFS53 | Direct Vent Fan Type Wall Furn | Natural Gas | No Match | TRUE | FALSE | 1 | None | None | No Match | No Match | 62500 | 48750 |  |  | 74.3 | 74 | Federally-Regulated Consumer Product | 1998-03-31 |  | 1998-06-21
Williams Furnace Co. | Monterey | 20GV-C-3T NAT | Vented Gravity Type Wall Furna | Natural Gas | No Match | TRUE | FALSE | 1 | None | None | Non-Condensing | Single-Stage | 20000 | 14120 |  |  | 63.2 | 63 | Federally-Regulated Consumer Product | 1991-08-29 |  | 1995-06-05
Williams Furnace Co. | Suburban | GWW-35P-NAT | Vented Gravity Type Wall Furna | Natural Gas | No Match | TRUE | FALSE | 1 | None | None | No Match | No Match | 35000 | 34500 |  |  | 64.1 | 64 | Federally-Regulated Consumer Product | 1997-04-11 |  | 1998-06-21
Preway | Preway | SVN15 KS | Vented Room Heater - unspecifi | Natural Gas | No Match | TRUE | FALSE | 1 | None | None | No Match | No Match | 15000 | 10500 |  |  |  |  | Non Federally-Regulated | 1981-03-11 |  | 1998-06-21
Louisville Tin &amp; Stove Co. | Cozy | CDV252 | Direct Vent Gravity Type Wall | LPG | No Match | TRUE | FALSE | 1 | None | None | No Match | No Match | 25000 | 17500 |  |  | 63 | 63 | Federally-Regulated Consumer Product | 1992-06-03 |  | 1998-06-21
Williams Furnace Co. | Monterey | 25GV-C-HA | Vented Gravity Type Wall Furna | Natural Gas | No Match | TRUE | FALSE | 1 | None | None | No Match | No Match | 25000 | 17500 |  |  |  |  | Non Federally-Regulated | 1985-10-07 |  | 1998-06-21
Perfection Schwank | Perfection | VC270CTN-P | Vented Room Heater - unspecifi | Natural Gas | No Match | TRUE | FALSE | 1 | None | None | No Match | No Match | 70000 | 49000 |  |  | 65 | 65 | Federally-Regulated Consumer Product | 1992-06-03 |  | 1998-06-21
Empire Comfort Systems | Empire Comfort Systems | HW350GWHOXX2 | Vented Gravity Type Wall Furna | Natural Gas | Pressure | TRUE | FALSE | 1 |  | None | Non-Condensing | Single-Stage | 35000 | 24500 |  |  | 66 | 64 | Federally-Regulated Consumer Product | 2013-06-17 |  | 2013-07-10
Regency Industries Canada | Ultimate | U45-NG | Vented Room Heater - unspecifi | Natural Gas | No Match | TRUE | FALSE | 1 | None | None | No Match | No Match | 38000 | 28120 |  |  | 65.1 | 64 | Federally-Regulated Consumer Product | 1997-04-11 |  | 1998-06-21
Empire Comfort Systems | Empire Comfort Systems | DV-55SPP | Vented Fan Type Wall Furnace | Natural Gas | Pressure | TRUE | FALSE | 1 |  | None | Non-Condensing | Single-Stage | 55000 | 43000 | 300 |  | 76 | 74 | Federally-Regulated Consumer Product | 2011-06-23 |  | 2012-03-02
Fireplace Products International, Ltd. | Regency | U41IN-LP | Vented Room Heater - unspecifi | LPG | No Match | TRUE | FALSE | 1 | None | None | No Match | No Match | 38000 | 30400 |  |  | 65.2 | 64 | Federally-Regulated Consumer Product | 1998-03-31 |  | 1998-06-21
Empire Comfort Systems | Empire | DV-25-2SG | Direct Vent Gravity Type Wall | Natural Gas | No Match | TRUE | FALSE | 1 | None | None | Non-Condensing | Single-Stage | 25000 | 17500 |  |  | 63 | 63 | Federally-Regulated Consumer Product | 1993-12-14 |  | 2007-11-16
Williams Furnace Co. | Sears | 629.7767 | Vented Gravity Type Wall Furna | LPG | No Match | TRUE | FALSE | 1 | None | None | No Match | No Match | 35000 | 34500 |  |  | 64.1 | 64 | Federally-Regulated Consumer Product | 1990-06-26 |  | 1998-06-21
Williams Furnace Co. | Williams | 6502811 | Vented Room Heater - unspecifi | LPG | No Match | TRUE | FALSE | 1 | None | None | No Match | No Match | 65000 | 45500 |  |  | 68.3 | 65 | Federally-Regulated Consumer Product | 1997-04-11 |  | 1998-06-21
Empire Comfort Systems | Empire | VEP-90M | Direct Vent Fan Type Wall Furn | LPG | No Match | FALSE | FALSE | 1 | None | None | No Match | No Match | 37200 | 31620 |  |  | 80 | 73 | Non Federally-Regulated | 1988-01-29 |  | 1989-01-11
Empire Comfort Systems | Empire | DV-215-7SG | Direct Vent Gravity Type Wall | Natural Gas | No Match | TRUE | FALSE | 1 | None | None | Non-Condensing | Single-Stage | 15000 | 10500 |  |  | 61 | 61 | Non Federally-Regulated | 1988-06-22 |  | 2007-11-16
Heil Quaker | Sears | 867.7347 | Vented Fan Type Wall Furnace | Natural Gas | No Match | TRUE | FALSE | 1 | None | None | No Match | No Match | 60000 | 48000 |  |  |  |  | Non Federally-Regulated | 1981-04-05 |  | 1998-06-21
Suburban Manufacturing Co. | Suburban | DWW-22P-LP | Direct Vent Gravity Type Wall | LPG | No Match | TRUE | FALSE | 1 | None | None | No Match | No Match | 22000 | 15400 |  |  | 64.8 | 63 | Non Federally-Regulated | 1988-07-27 |  | 1998-06-21
Martin Industries | Warm Morning | LSC20RP | Direct Vent Gravity Type Wall | LPG | No Match | TRUE | FALSE | 1 | None | None | No Match | No Match | 20000 | 13000 |  |  | 63 | 63 | Federally-Regulated Consumer Product | 1997-04-11 |  | 1998-06-21
Preway | Sears | 155.8584 | Vented Room Heater - unspecifi | LPG | No Match | TRUE | FALSE | 1 | None | None | No Match | No Match | 35000 | 24500 |  |  |  |  | Non Federally-Regulated | 1985-10-07 |  | 1998-06-21
Williams Furnace Co. | Monterey | 50GV-HA-NAT | Vented Gravity Type Wall Furna | Natural Gas | No Match | TRUE | FALSE | 1 | None | None | No Match | No Match | 50000 | 35000 |  |  |  |  | Non Federally-Regulated | 1981-03-11 |  | 1998-06-21
Williams Furnace Co. | Debonair | 30DV-5-LPG | Direct Vent Gravity Type Wall | LPG | No Match | TRUE | FALSE | 1 | None | None | No Match | No Match | 30000 | 21000 |  |  |  |  | Non Federally-Regulated | 1981-09-05 |  | 1984-03-31
Martin Industries | Martin | F1445-1 ST-1 | Gravity Type Floor Furnace | LPG | No Match | TRUE | FALSE | 1 | None | None | No Match | No Match | 45000 | 29250 |  |  |  |  | Non Federally-Regulated | 1982-05-21 |  | 1998-06-21
Williams Furnace Co. | Williams | 350(1,2)(5,9)21 | Gravity Type Vented Room Heate | LPG | Pressure | TRUE | FALSE | 1 |  | None | Non-Condensing | Single-Stage | 35000 | 26250 |  |  | 68 | 64 | Federally-Regulated Consumer Product | 2011-08-22 |  | 2013-06-17
Perfection Products Co. | Perfection | VC270TL-JL | Vented Room Heater - unspecifi | LPG | No Match | TRUE | FALSE | 1 | None | None | No Match | No Match | 70000 | 49000 |  |  |  |  | Non Federally-Regulated | 1984-03-31 |  | 1998-06-21
Louisville Tin &amp; Stove Co. | Cozy | VCR351 | Vented Room Heater - unspecifi | Natural Gas | No Match | TRUE | FALSE | 1 | None | None | No Match | No Match | 35000 | 28000 |  |  | 65.5 | 64 | Federally-Regulated Consumer Product | 1995-06-15 |  | 1998-06-21
Rinnai America | Rinnai | RHFE-551FA-1 | Direct Vent Fan Type Wall Furn | Natural Gas | No Match | FALSE | FALSE | 1 | None | None | No Match | No Match | 22000 | 18216 |  |  | 81.1 | 73 | Federally-Regulated Consumer Product | 1992-06-03 |  | 1998-06-21
Preway | Preway | SVP35R-N | Gravity Type Vented Room Heate | Natural Gas | No Match | TRUE | FALSE | 1 | None | None | Non-Condensing | Single-Stage | 35000 | 24500 |  |  | 64 | 64 | Non Federally-Regulated | 1988-02-05 |  | 1992-05-13
Williams Furnace Co. | Monterey Magnum | 5009521 | Vented Gravity Type Wall Furna | LPG | No Match | TRUE | FALSE | 1 | None | None | Non-Condensing | Single-Stage | 50000 | 38900 |  |  | 70.5 | 65 | Federally-Regulated Consumer Product | 1993-12-10 |  | 2012-11-19
Williams Furnace Co. | Williams | 5508331 | Vented Gravity Type Wall Furna | LPG | Pressure | FALSE | FALSE | 1 |  | None | Non-Condensing | Single-Stage | 55000 | 44000 |  |  | 76 | 65 | Federally-Regulated Consumer Product | 2011-08-22 |  | 2013-05-10
Empire Comfort Systems | Empire | DV-60-CIP | Direct Vent Fan Type Wall Furn | LPG | No Match | FALSE | FALSE | 1 | None | None | No Match | No Match | 55000 | 44000 |  |  |  | 74 | Non Federally-Regulated | 1988-01-29 |  | 1988-07-27
Williams Furnace Co. | Monterey | 2509722(25GV-5T NAT) | Vented Gravity Type Wall Furna | Natural Gas | No Match | TRUE | FALSE | 1 | None | None | Non-Condensing | Single-Stage | 25000 | 17500 |  |  | 63.3 | 63 | Federally-Regulated Consumer Product | 1995-06-05 |  | 2012-11-19
CFM Majestic, Inc. ( Purchased by Monessen Hearth Systems Company 7/25/2008) | Insta-Flame | DV36RN | Vented Room Heater - unspecifi | Natural Gas | No Match | TRUE | FALSE | 1 | None | None | No Match | No Match | 26000 | 19500 |  |  | 74.4 | 63 | Federally-Regulated Consumer Product | 1997-04-11 |  | 1998-06-21
Perfection Products Co. | Perfection | PW825SEN-B | Vented Gravity Type Wall Furna | Natural Gas | No Match | TRUE | FALSE | 1 | None | None | No Match | No Match | 25000 | 17500 |  |  |  |  | Non Federally-Regulated | 1984-03-31 |  | 1998-06-21
Suburban Manufacturing Co. | Suburban | GWW-50PT-LP | Vented Gravity Type Wall Furna | LPG | No Match | TRUE | FALSE | 1 | None | None | No Match | No Match | 50000 | 35300 |  |  | 65.1 | 65 | Non Federally-Regulated | 1988-07-27 |  | 1998-06-21
Louisville Tin &amp; Stove Co. | Cozy | DV15 | Direct Vent Gravity Type Wall | Natural Gas | No Match | TRUE | FALSE | 1 | None | None | No Match | No Match | 15000 | 10500 |  |  |  |  | Non Federally-Regulated | 1985-10-07 |  | 1998-06-21
Empire Comfort Systems | Empire Comfort Systems | MV-145 | Vented Gravity Type Wall Furna | Natural Gas | Injection Type | TRUE | FALSE | 1 |  | None | Non-Condensing | Single-Stage | 20000 | 14400 |  |  | 64.4 | 63 | Federally-Regulated Consumer Product | 2012-04-02 |  | 2012-11-16
Suburban Manufacturing Co. | Suburban | GVR-65 | Vented Room Heater - unspecifi | Natural Gas | No Match | FALSE | FALSE | 1 | None | None | No Match | No Match | 65000 | 45500 |  |  |  |  | Non Federally-Regulated | 1984-03-31 |  | 1998-06-21
Rinnai America | Rinnai | RHFE-750ETRA-N | Fan Type Vented Room Heater | Natural Gas | Injection Type | FALSE | FALSE | 1 |  | None | Non-Condensing | Single-Stage | 29000 | 22153 | 6 | 6 | 77 | 64 | Federally-Regulated Consumer Product | 2011-07-18 |  | 2012-03-02
Perfection Schwank | Perfection | 35946 (SEARS) | Gravity Type Vented Room Heate | LPG | No Match | TRUE | FALSE | 1 | None | None | Non-Condensing | Single-Stage | 50000 | 35000 |  |  | 65 | 65 | Federally-Regulated Consumer Product | 1991-02-08 |  | 2003-10-02
Empire Comfort Systems | Empire | RH-20 | Vented Room Heater - unspecifi | Natural Gas | No Match | TRUE | FALSE | 1 | None | None | No Match | No Match | 20000 | 14000 |  |  | 60 | 58 | Federally-Regulated Consumer Product | 1990-06-26 |  | 1998-06-21
Dearborn Stove | Dearborn Baronet II | DRH65-STB | Vented Room Heater - unspecifi | Natural Gas | No Match | TRUE | FALSE | 1 | None | None | No Match | No Match | 45000 | 45500 |  |  |  |  | Non Federally-Regulated | 1981-03-14 |  | 1998-06-21
Perfection Products Co. | Perfection | PW835SEN-C | Vented Gravity Type Wall Furna | Natural Gas | No Match | TRUE | FALSE | 1 | None | None | No Match | No Match | 35000 | 25000 |  |  | 64 | 64 | Non Federally-Regulated | 1989-03-22 |  | 1998-06-21
Williams Furnace Co. | Williams | 3501712 (35EH NAT) | Vented Room Heater - unspecifi | Natural Gas | No Match | TRUE | FALSE | 1 | None | None | No Match | No Match | 35000 | 24500 |  |  | 67.1 | 64 | Federally-Regulated Consumer Product | 1995-06-15 |  | 1998-06-21
Louisville Tin &amp; Stove Co. | Cozy | C150A | Vented Room Heater - unspecifi | Natural Gas | No Match | TRUE | FALSE | 1 | None | None | No Match | No Match | 50000 | 35000 |  |  | 65 | 65 | Federally-Regulated Consumer Product | 1997-04-11 |  | 1998-06-21
Empire Comfort Systems | Empire | DVP36FP70 | Direct Vent Gravity Type Wall | Natural Gas | Pressure | FALSE | FALSE | 1 | None | None | Non-Condensing | Single-Stage | 28000 | 19460 |  |  | 68.8 | 64 | Federally-Regulated Consumer Product | 2005-06-14 |  | 2007-11-16
Martin Industries | Montgomery Ward | KMF23801B-01 | Vented Room Heater - unspecifi | Natural Gas | No Match | TRUE | FALSE | 1 | None | None | No Match | No Match | 15000 | 9750 |  |  |  |  | Non Federally-Regulated | 1981-03-11 |  | 1998-06-21
Empire Comfort Systems | Empire | RH-50-4 | Gravity Type Vented Room Heate | Natural Gas | No Match | TRUE | FALSE | 1 | None | None | Non-Condensing | Single-Stage | 50000 | 35000 |  |  | 65 | 65 | Federally-Regulated Consumer Product | 1995-11-28 |  | 2007-11-16
Williams Furnace Co. | Debonair | 14DV-SM-5 | Direct Vent Gravity Type Wall | LPG | No Match | TRUE | FALSE | 1 | None | None | No Match | No Match | 13700 | 9500 |  |  |  |  | Non Federally-Regulated | 1985-10-07 |  | 1998-06-21
Perfection Products Co. | Perfection | PDW850TL-C | Vented Gravity Type Wall Furna | LPG | No Match | TRUE | FALSE | 1 | None | None | No Match | No Match | 50000 | 36650 |  |  | 67.8 | 65 | Non Federally-Regulated | 1988-01-29 |  | 1998-06-21
Williams Furnace Co. | Monterey | 35GV-3-NAT | Vented Gravity Type Wall Furna | Natural Gas | No Match | TRUE | FALSE | 1 | None | None | Non-Condensing | Single-Stage | 35000 | 24500 |  |  | 64.1 | 64 | Non Federally-Regulated | 1988-03-14 |  | 1995-06-05
CFM Majestic, Inc. ( Purchased by Monessen Hearth Systems Company 7/25/2008) | Insta-Flame | FSDV22 | Direct Vent Gravity Type Wall | LPG | No Match | TRUE | FALSE | 1 | None | None | No Match | No Match | 30000 | 21000 |  |  | 65 | 64 | Federally-Regulated Consumer Product | 1997-04-11 |  | 1998-06-21
Empire Comfort Systems | Empire Comfort Systems | RH-65C-1 | Gravity Type Vented Room Heate | LPG | Pressure | TRUE | FALSE | 1 | Draft Diverter | None | Non-Condensing | Single-Stage | 65000 | 45500 |  |  | 65 | 65 | Federally-Regulated Consumer Product | 2012-01-03 |  | 2013-06-17
Kilbury | Kilbury | 14SC | Unvented Room Heater | Natural Gas | No Match | TRUE | FALSE | 1 | None | None | No Match | No Match | 40000 | 40000 |  |  |  |  | Non Federally-Regulated | 1981-04-15 |  | 1998-06-21
Temco Fireplace Products | Temco | DV1200DSN | Direct Vent Gravity Type Wall | Natural Gas | No Match | TRUE | FALSE | 1 | None | None | Non-Condensing | Single-Stage | 20000 | 12600 |  |  | 63 | 63 | Federally-Regulated Consumer Product | 2001-07-06 |  | 2001-08-06
Williams Furnace Co. | Williams | 5002712 (50RH NAT) | Gravity Type Vented Room Heate | Natural Gas | No Match | TRUE | FALSE | 1 | None | None | Non-Condensing | Single-Stage | 50000 | 35000 |  |  | 67.4 | 65 | Federally-Regulated Consumer Product | 1995-06-05 |  | 2012-11-19
Louisville Tin &amp; Stove Co. | Louisville Tin & Stove Co. | BBT103* | Direct Vent Gravity Type Wall | Natural Gas | Induced Draft | FALSE | FALSE | 1 |  | None | Non-Condensing | Single-Stage | 9000 | 7200 |  |  | 80 | 59 | Federally-Regulated Consumer Product | 2007-11-20 |  | 2011-06-14
Williams Furnace Co. | Suburban | GWW-35P-LP | Vented Gravity Type Wall Furna | LPG | No Match | TRUE | FALSE | 1 | None | None | No Match | No Match | 35000 | 24500 |  |  | 64.1 | 64 | Federally-Regulated Consumer Product | 1997-04-11 |  | 1998-06-21
Suburban Manufacturing Co. | Suburban | DWW-22PT-NAT | Direct Vent Gravity Type Wall | Natural Gas | No Match | TRUE | FALSE | 1 | None | None | No Match | No Match | 22000 | 15400 |  |  | 64.8 | 63 | Non Federally-Regulated | 1988-07-27 |  | 1998-06-21
Perfection Schwank | Perfection | PDW850TL-D | Vented Gravity Type Wall Furna | LPG | No Match | TRUE | FALSE | 1 | None | None | No Match | No Match | 50000 | 35000 |  |  | 55 | 65 | Federally-Regulated Consumer Product | 1998-03-31 |  | 1998-06-21
Perfection Products Co. | Perfection | PW825SEL-B-4 | Vented Gravity Type Wall Furna | LPG | No Match | TRUE | FALSE | 1 | None | None | No Match | No Match | 25000 | 17500 |  |  |  |  | Non Federally-Regulated | 1984-03-31 |  | 1998-06-21
Empire Comfort Systems | Empire | GW-35-2RB | Vented Gravity Type Wall Furna | Natural Gas | No Match | TRUE | FALSE | 1 | None | None | Non-Condensing | Single-Stage | 35000 | 24850 |  |  | 65 | 64 | Non Federally-Regulated | 1989-02-27 |  | 1993-12-14
Williams Furnace Co. | Monterey | 35GVHE-5 LPG | Vented Gravity Type Wall Furna | LPG | No Match | TRUE | FALSE | 1 | None | None | Non-Condensing | Single-Stage | 35000 | 27300 |  |  | 71.2 | 64 | Federally-Regulated Consumer Product | 1992-09-04 |  | 1995-06-05
Williams Furnace Co. | Williams | 6502712 | Vented Room Heater - unspecifi | Natural Gas | No Match | TRUE | FALSE | 1 | None | None | No Match | No Match | 65000 | 45500 |  |  | 68.3 | 65 | Federally-Regulated Consumer Product | 1997-04-11 |  | 1998-06-21
Faber Manufacturing | Faber Gas Fireplaces | 840 | Gravity Type Vented Room Heate | Natural Gas | No Match | TRUE | FALSE | 1 | None | None | Non-Condensing | Single-Stage | 30000 | 22500 |  |  | 75 | 64 | Federally-Regulated Consumer Product | 1994-01-07 |  | 1994-05-10
Fireplace Products International, Ltd. | Regency | U41FS-NG | Vented Room Heater - unspecifi | Natural Gas | No Match | TRUE | FALSE | 1 | None | None | No Match | No Match | 42000 | 33000 |  |  | 64.6 | 64 | Federally-Regulated Consumer Product | 1998-03-31 |  | 1998-06-21
Williams Furnace Co. | Martin | MFEI55LP | Vented Fan Type Wall Furnace | LPG | No Match | FALSE | FALSE | 1 | None | None | No Match | No Match | 55000 | 44000 |  |  | 76 | 74 | Non Federally-Regulated | 1989-03-22 |  | 1998-06-21
Williams Furnace Co. | Sahara | 14DV-3-NAT | Direct Vent Gravity Type Wall | Natural Gas | No Match | TRUE | FALSE | 1 | None | None | No Match | No Match | 14000 | 9800 |  |  |  |  | Non Federally-Regulated | 1985-10-07 |  | 1998-06-21
Dearborn Stove | Montgomery Ward | KDT6260D | Vented Room Heater - unspecifi | Natural Gas | No Match | TRUE | FALSE | 1 | None | None | No Match | No Match | 60000 | 42000 |  |  |  |  | Non Federally-Regulated | 1981-03-11 |  | 1998-06-21
Empire Comfort Systems | Empire | RH350-1 | Vented Room Heater - unspecifi | Natural Gas | No Match | TRUE | FALSE | 1 | None | None | No Match | No Match | 50000 | 35000 |  |  |  |  | Non Federally-Regulated | 1985-10-07 |  | 1998-06-21
Hussong Manufacturing Co. | Kozy Heat | NCL-195 Nicollet | Direct Vent Gravity Type Wall | Natural Gas | Pressure | FALSE | FALSE | 1 | None | None | Non-Condensing | Step Modulating | 12500 | 4500 |  |  | 67.7 | 61 | Federally-Regulated Consumer Product | 2010-06-14 |  | 2011-10-03
Louisville Tin &amp; Stove Co. | Louisville Tin & Stove Co. | DVCF 558* | Direct Vent Fan Type Wall Furn | LPG | Injection Type | FALSE | FALSE | 1 |  | None | Non-Condensing | Single-Stage | 55000 | 44000 | 155 | 131 | 77.6 | 74 | Federally-Regulated Consumer Product | 2011-07-18 |  | 2013-06-17
Suburban Manufacturing Co. | Suburban | GT-10D | Direct Vent Gravity Type Wall | LPG | No Match | TRUE | FALSE | 1 | None | None | No Match | No Match | 10000 | 7000 |  |  |  |  | Non Federally-Regulated | 1984-03-31 |  | 1998-06-21
Williams Furnace Co. | Williams | 6501812 (65EHB NAT) | Gravity Type Vented Room Heate | Natural Gas | No Match | TRUE | FALSE | 1 | None | None | Non-Condensing | Single-Stage | 65000 | 45500 |  |  | 68.3 | 65 | Federally-Regulated Consumer Product | 1995-06-05 |  | 2012-11-19
Perfection Schwank | Perfection | VC220TN-P | Vented Room Heater - unspecifi | Natural Gas | No Match | TRUE | FALSE | 1 | None | None | No Match | No Match | 19000 | 13300 |  |  | 58 | 58 | Federally-Regulated Consumer Product | 1992-06-03 |  | 1998-06-21
Williams Furnace Co. | Monterey | 50GV-3-NAT | Vented Gravity Type Wall Furna | Natural Gas | No Match | TRUE | FALSE | 1 | None | None | No Match | No Match | 50000 | 35000 |  |  |  |  | Non Federally-Regulated | 1981-03-11 |  | 1982-05-21
Martin Industries | Williams | RVH50B | Vented Room Heater - unspecifi | LPG | No Match | TRUE | FALSE | 1 | None | None | No Match | No Match | 50000 | 35000 |  |  | 65 | 65 | Non Federally-Regulated | 1988-01-29 |  | 1998-06-21
Empire Comfort Systems | Empire Comfort Systems | RH65-6 | Gravity Type Vented Room Heate | LPG | Pressure | TRUE | FALSE | 1 |  | None | Non-Condensing | Single-Stage | 65000 | 45500 |  |  | 68 | 65 | Federally-Regulated Consumer Product | 2014-08-28 |  | 2015-06-05
Williams Furnace Co. | Debonair | 22DV-3-NAT | Direct Vent Gravity Type Wall | Natural Gas | No Match | TRUE | FALSE | 1 | None | None | No Match | No Match | 22000 | 15400 |  |  | 64.8 | 63 | Federally-Regulated Consumer Product | 1992-06-03 |  | 1998-06-21
Martin Industries | Martin | F1445-1 STH-8 | Gravity Type Floor Furnace | LPG | No Match | TRUE | FALSE | 1 | None | None | No Match | No Match | 45000 | 29250 |  |  |  |  | Non Federally-Regulated | 1985-10-07 |  | 1998-06-21
Williams Furnace Co. | Forsaire | 400DVI-LPG | Direct Vent Fan Type Wall Furn | LPG | No Match | FALSE | FALSE | 1 | None | None | No Match | No Match | 40000 | 32000 |  |  |  |  | Non Federally-Regulated | 1981-03-11 |  | 1988-03-14
Louisville Tin &amp; Stove Co. | Louisville Tin & Stove Co. | VC201* | Gravity Type Vented Room Heate | Natural Gas | Injection Type | TRUE | FALSE | 1 |  | None | Non-Condensing | Single-Stage | 20000 | 14000 |  |  | 59 | 58 | Federally-Regulated Consumer Product | 2013-06-17 |  | 2014-08-28
Williams Furnace Co. | Forsaire Magnum | 6508531 | Vented Fan Type Wall Furnace | LPG | No Match | TRUE | FALSE | 1 | None | None | No Match | No Match | 65000 | 53300 |  |  | 78 | 74 | Federally-Regulated Consumer Product | 1995-06-15 |  | 1998-06-21
Empire Comfort Systems | Empire Comfort Systems | FAW-40-1(SP,IP) | Vented Fan Type Wall Furnace | LPG | Pressure | TRUE | FALSE | 1 |  | None | Non-Condensing | Single-Stage | 40000 | 31000 | 168 | 358 | 74 | 73 | Federally-Regulated Consumer Product | 2012-01-03 |  | 2013-06-17
Koki Holdings Co., Ltd. | Monitor Products, Inc. | MONITOR 422 | Gravity Type Vented Room Heate | Oil | No Match | FALSE | FALSE | 1 | None | None | Non-Condensing | Single-Stage | 20815 | 17885 |  |  | 81.8 | 63 | Federally-Regulated Consumer Product | 1994-02-28 |  | 1995-06-02
Louisville Tin &amp; Stove Co. | Cozy | VCR702 | Vented Room Heater - unspecifi | LPG | No Match | TRUE | FALSE | 1 | None | None | No Match | No Match | 70000 | 51000 |  |  | 65 | 65 | Federally-Regulated Consumer Product | 1995-06-15 |  | 1998-06-21
Empire Stove | Empire Stove | 7077P | Gravity Type Floor Furnace | Natural Gas | No Match | TRUE | FALSE | 1 | None | None | No Match | No Match | 65000 | 45500 |  |  |  |  | Non Federally-Regulated | 1984-03-31 |  | 1998-06-21
Williams Furnace Co. | Williams | 2001621A | Gravity Type Vented Room Heate | LPG | Pressure | TRUE | FALSE | 0 |  | None | Non-Condensing | Single-Stage | 20000 | 16000 |  |  | 71 | 58 | Federally-Regulated Consumer Product | 2014-05-07 |  | 2014-08-28
Locke Stove | Warm Morning | NFC-50BL | Vented Fan Type Wall Furnace | LPG | No Match | TRUE | FALSE | 1 | None | None | No Match | No Match | 50000 | 38500 |  |  |  |  | Non Federally-Regulated | 1981-05-08 |  | 1998-06-21
Preway | Preway | FVP7 5M | Vented Room Heater - unspecifi | LPG | No Match | TRUE | FALSE | 1 | None | None | No Match | No Match | 75000 | 52500 |  |  |  | 65 | Federally-Regulated Consumer Product | 1992-08-31 |  | 1998-06-21
Martin Industries | Martin | V2515 S-3 | Vented Room Heater - unspecifi | LPG | No Match | TRUE | FALSE | 1 | None | None | No Match | No Match | 15000 | 9750 |  |  |  |  | Non Federally-Regulated | 1981-03-11 |  | 1998-06-21
Perfection Products Co. | Perfection | PW825SEN | Vented Gravity Type Wall Furna | Natural Gas | No Match | TRUE | FALSE | 1 | None | None | No Match | No Match | 25000 | 17500 |  |  |  |  | Non Federally-Regulated | 1984-03-31 |  | 1998-06-21
Louisville Tin &amp; Stove Co. | Cozy | 88N50 | Gravity Type Floor Furnace | Natural Gas | No Match | TRUE | FALSE | 1 | None | None | No Match | No Match | 50000 | 35000 |  |  | 57 | 57 | Non Federally-Regulated | 1989-03-22 |  | 1998-06-21
Suburban Manufacturing Co. | Suburban | GSW-30 | Direct Vent Gravity Type Wall | LPG | No Match | TRUE | FALSE | 1 | None | None | No Match | No Match | 30000 | 21000 |  |  |  |  | Non Federally-Regulated | 1984-03-31 |  | 1998-06-21
Williams Furnace Co. | Sears | 629.7769 | Direct Vent Fan Type Wall Furn | LPG | No Match | TRUE | FALSE | 1 | None | None | Non-Condensing | Single-Stage | 55000 | 44000 |  |  | 77 | 74 | Non Federally-Regulated | 1988-03-14 |  | 1995-06-05
Martin Industries | Warm Morning | VR50**N | Vented Room Heater - unspecifi | Natural Gas | No Match | TRUE | FALSE | 1 | None | None | No Match | No Match | 50000 | 35000 |  |  | 65 | 65 | Federally-Regulated Consumer Product | 1992-06-03 |  | 1998-06-21
Suburban Manufacturing Co. | Suburban | DL-1220 | Direct Vent Fan Type Wall Furn | LPG | No Match | FALSE | FALSE | 1 | None | None | No Match | No Match | 20000 | 16000 |  |  |  |  | Non Federally-Regulated | 1985-10-07 |  | 1988-07-27
Williams Furnace Co. | Continental | RDD30-0-LPG | Vented Gravity Type Wall Furna | LPG | No Match | TRUE | FALSE | 1 | None | None | No Match | No Match | 33000 | 21000 |  |  | 65.6 | 64 | Non Federally-Regulated | 1988-01-29 |  | 1998-06-21
Louisville Tin &amp; Stove Co. | Louisville Tin & Stove Co. | VCR701* | Gravity Type Vented Room Heate | Natural Gas | Injection Type | TRUE | FALSE | 1 | Draft Diverter | None | Non-Condensing | Single-Stage | 70000 | 49000 |  |  | 65 | 65 | Federally-Regulated Consumer Product | 2007-11-20 |  | 2011-06-14
Perfection Products Co. | Perfection | PW825RTN | Vented Gravity Type Wall Furna | Natural Gas | No Match | TRUE | FALSE | 1 | None | None | No Match | No Match | 25000 | 17500 |  |  |  |  | Non Federally-Regulated | 1984-03-31 |  | 1998-06-21
Regency Industries Canada | Regency Industries Canada | U41DVF-LP | Direct Vent Gravity Type Wall | LPG | No Match | TRUE | FALSE | 1 | None | None | No Match | No Match | 33000 | 24090 |  |  | 64.8 | 64 | Federally-Regulated Consumer Product | 1997-04-11 |  | 1998-06-21
Williams Furnace Co. | Montgomery Ward | SFB-50165A | Vented Gravity Type Wall Furna | Natural Gas | No Match | TRUE | FALSE | 1 | None | None | No Match | No Match | 25000 | 17500 |  |  |  |  | Non Federally-Regulated | 1981-03-11 |  | 1998-06-21
Aladdin Steel Products | Quadra-Fire | GB40ING | Vented Room Heater - unspecifi | Natural Gas | No Match | TRUE | FALSE | 1 | None | None | No Match | No Match | 46000 | 35420 |  |  | 65 | 64 | Federally-Regulated Consumer Product | 1997-04-11 |  | 1998-06-21
Earth Stove, Inc. | Earth Stove | TG40 | Vented Room Heater - unspecifi | Natural Gas | No Match | TRUE | FALSE | 1 | None | None | No Match | No Match | 40000 | 29800 |  |  | 66.9 | 64 | Federally-Regulated Consumer Product | 1997-04-11 |  | 1998-06-21
CFM Majestic, Inc. ( Purchased by Monessen Hearth Systems Company 7/25/2008) | Insta-Flame | FSDV30 | Direct Vent Gravity Type Wall | LPG | No Match | TRUE | FALSE | 1 | None | None | Non-Condensing | Single-Stage | 22000 | 17150 |  |  | 78 | 63 | Federally-Regulated Consumer Product | 1993-08-02 |  | 1997-04-11
Williams Furnace Co. | Monterey | 20GV-3-HAT | Vented Gravity Type Wall Furna | Natural Gas | No Match | TRUE | FALSE | 1 | None | None | No Match | No Match | 20000 | 14000 |  |  |  | 63 | Federally-Regulated Consumer Product | 1992-08-31 |  | 1998-06-21
Williams Furnace Co. | Dayton | 3E474B | Direct Vent Fan Type Wall Furn | LPG | No Match | TRUE | FALSE | 1 | None | None | No Match | No Match | 40000 | 32000 |  |  | 75.4 | 73 | Federally-Regulated Consumer Product | 1992-06-03 |  | 1998-06-21
Rinnai America | Rinnai | EX08C (RHFE-202FTA) | Direct Vent Fan Type Wall Furn | Natural Gas | Injection Type | FALSE | FALSE | 1 |  | None | Non-Condensing | Step Modulating | 8000 | 6604 | 5 |  | 82 | 73 | Federally-Regulated Consumer Product | 2011-06-23 |  | 2011-07-18
Perfection Schwank | Perfection | VC250TL-W-1 | Vented Room Heater - unspecifi | LPG | No Match | TRUE | FALSE | 1 | None | None | No Match | No Match | 50000 | 35000 |  |  | 65 | 65 | Federally-Regulated Consumer Product | 1995-06-15 |  | 1998-06-21
Martin Industries | Martin | MDV14NAT | Direct Vent Gravity Type Wall | Natural Gas | No Match | TRUE | FALSE | 1 | None | None | No Match | No Match | 14000 | 8900 |  |  | 63.1 | 61 | Non Federally-Regulated | 1988-07-27 |  | 1998-06-21
Suburban Manufacturing Co. | Suburban | DWW-40E-LP | Direct Vent Fan Type Wall Furn | LPG | No Match | FALSE | FALSE | 1 | None | None | No Match | No Match | 40000 | 32000 |  |  | 77.5 | 73 | Non Federally-Regulated | 1988-07-27 |  | 1998-06-21
Louisville Tin &amp; Stove Co. | Louisville Tin & Stove Co. | VC702* | Gravity Type Vented Room Heate | LPG | Injection Type | TRUE | FALSE | 1 | Draft Diverter | None | Non-Condensing | Single-Stage | 70000 | 49000 |  |  | 65 | 65 | Federally-Regulated Consumer Product | 2011-06-14 |  | 2011-07-18
Waterford Irish Stoves | Emerald | EMERALD | Gravity Type Vented Room Heate | Natural Gas | No Match | TRUE | FALSE | 1 | None | None | Non-Condensing | Single-Stage | 36000 | 27700 |  |  | 70.6 | 64 | Federally-Regulated Consumer Product | 1993-12-01 |  | 2000-12-12
Williams Furnace Co. | Sahara | 20GV-A1-5-NAT | Vented Gravity Type Wall Furna | Natural Gas | No Match | TRUE | FALSE | 1 | None | None | No Match | No Match | 20000 | 14000 |  |  |  | 63 | Non Federally-Regulated | 1988-01-29 |  | 1998-06-21
Louisville Tin &amp; Stove Co. | Cozy | CF653A | Vented Fan Type Wall Furnace | Natural Gas | No Match | TRUE | FALSE | 1 | None | None | No Match | No Match | 65000 | 52000 |  |  | 74.1 | 74 | Federally-Regulated Consumer Product | 1992-06-03 |  | 1998-06-21
Louisville Tin &amp; Stove Co. | Louisville Tin & Stove Co. | W505* | Vented Gravity Type Wall Furna | Natural Gas | Injection Type | TRUE | FALSE | 1 | Draft Diverter | None | Non-Condensing | Single-Stage | 50000 | 35000 |  |  | 65.1 | 65 | Federally-Regulated Consumer Product | 2011-07-18 |  | 2013-06-17
Rinnai America | Energy Savers | RHFE-556FTRAIII-N | Direct Vent Fan Type Wall Furn | Natural Gas | No Match | FALSE | FALSE | 1 | None | None | Non-Condensing | Single-Stage | 21500 | 17580 |  |  | 80.6 | 73 | Federally-Regulated Consumer Product | 2000-07-18 |  | 2007-11-16
Empire Comfort Systems | Empire | FAW-40-1IP | Vented Fan Type Wall Furnace | Natural Gas | No Match | FALSE | FALSE | 1 | None | None | No Match | No Match | 40000 | 31000 |  |  | 74 | 73 | Federally-Regulated Consumer Product | 1998-03-31 |  | 1998-06-21
Williams Furnace Co. | Debonair | 22DV-3-NAT | Direct Vent Gravity Type Wall | Natural Gas | No Match | TRUE | FALSE | 1 | None | None | No Match | No Match | 22000 | 15400 |  |  |  |  | Non Federally-Regulated | 1981-08-31 |  | 1984-03-31
Louisville Tin &amp; Stove Co. | Cozy | DV25 | Direct Vent Gravity Type Wall | LPG | No Match | TRUE | FALSE | 1 | None | None | No Match | No Match | 25000 | 17500 |  |  | 63 | 63 | Non Federally-Regulated | 1988-07-27 |  | 1998-06-21
Williams Furnace Co. | Williams | 65RHB-NAT | Vented Room Heater - unspecifi | Natural Gas | No Match | TRUE | FALSE | 1 | None | None | No Match | No Match | 65000 | 45500 |  |  | 68.3 | 65 | Federally-Regulated Consumer Product | 1992-06-03 |  | 1998-06-21
Suburban Manufacturing Co. | Suburban | GVR-65 | Vented Room Heater - unspecifi | Natural Gas | No Match | TRUE | FALSE | 1 | None | None | No Match | No Match | 65000 | 49400 |  |  | 70.7 | 65 | Non Federally-Regulated | 1988-07-27 |  | 1998-06-21
Williams Furnace Co. | Debonair | 14DV-SM-3 | Direct Vent Gravity Type Wall | Natural Gas | No Match | TRUE | FALSE | 1 | None | None | No Match | No Match | 13700 | 9500 |  |  |  |  | Non Federally-Regulated | 1985-10-07 |  | 1998-06-21
Louisville Tin &amp; Stove Co. | Louisville Tin & Stove Co. | VC501* | Gravity Type Vented Room Heate | Natural Gas | Injection Type | TRUE | FALSE | 1 | Draft Diverter | None | Non-Condensing | Single-Stage | 50000 | 35000 |  |  | 66 | 65 | Federally-Regulated Consumer Product | 2011-06-14 |  | 2011-07-18
Williams Furnace Co. | Forsaire | 455FEI-LPG | Vented Fan Type Wall Furnace | LPG | No Match | FALSE | FALSE | 1 | None | None | Non-Condensing | Single-Stage | 55000 | 44000 |  |  | 76 | 74 | Non Federally-Regulated | 1988-03-14 |  | 1988-07-27
Williams Furnace Co. | Monterey Magnum | 5009522 | Vented Gravity Type Wall Furna | Natural Gas | No Match | TRUE | FALSE | 1 | None | None | Non-Condensing | Single-Stage | 50000 | 38500 |  |  | 70.5 | 65 | Federally-Regulated Consumer Product | 1993-12-10 |  | 2012-11-19
Williams Furnace Co. | Continental | RDD14-0-NAT | Vented Gravity Type Wall Furna | Natural Gas | No Match | TRUE | FALSE | 1 | None | None | Non-Condensing | Single-Stage | 14000 | 9800 |  |  | 63.1 | 61 | Non Federally-Regulated | 1988-01-29 |  | 1995-06-05
Empire Comfort Systems | Empire Comfort Systems | DV-35-2SG | Vented Gravity Type Wall Furna | LPG | Pressure | TRUE | FALSE | 1 | None | None | Non-Condensing | Single-Stage | 35000 | 24500 |  |  | 68 | 64 | Federally-Regulated Consumer Product | 2010-01-11 |  | 2012-01-03
Williams Furnace Co. | Monterey | 50GV-3-LPG | Vented Gravity Type Wall Furna | LPG | No Match | TRUE | FALSE | 1 | None | None | No Match | No Match | 50000 | 35000 |  |  |  |  | Non Federally-Regulated | 1982-05-21 |  | 1998-06-21
Rinnai America | Energy Savers | RHFE-556FA-N | Direct Vent Fan Type Wall Furn | Natural Gas | No Match | FALSE | FALSE | 1 | None | None | Non-Condensing | Single-Stage | 21500 | 17580 |  |  | 80.6 | 73 | Federally-Regulated Consumer Product | 2000-07-18 |  | 2007-11-16
Empire Comfort Systems | Empire | GW-35-5RB | Vented Gravity Type Wall Furna | Natural Gas | No Match | TRUE | FALSE | 1 | None | None | Non-Condensing | Single-Stage | 35000 | 24850 |  |  | 65 | 64 | Federally-Regulated Consumer Product | 1992-07-28 |  | 2007-11-16
Blaze King Industries | Pegasus | 8003 | Gravity Type Vented Room Heate | Natural Gas | No Match | TRUE | FALSE | 1 | None | None | Non-Condensing | Single-Stage | 38000 | 29800 |  |  | 72 | 64 | Federally-Regulated Consumer Product | 1996-05-06 |  | 1996-10-22
CFM Majestic, Inc. ( Purchased by Monessen Hearth Systems Company 7/25/2008) | Northern Flame | A120TP | Vented Room Heater - unspecifi | LPG | No Match | TRUE | FALSE | 1 | None | None | No Match | No Match | 17000 | 11900 |  |  | 63.1 | 57 | Federally-Regulated Consumer Product | 1998-03-31 |  | 1998-06-21
Louisville Tin &amp; Stove Co. | Cozy | C160BMA | Vented Room Heater - unspecifi | Natural Gas | No Match | TRUE | FALSE | 1 | None | None | No Match | No Match | 60000 | 42000 |  |  |  |  | Non Federally-Regulated | 1985-10-07 |  | 1998-06-21
Williams Furnace Co. | Debonair | 30DV-3-NAT | Direct Vent Gravity Type Wall | Natural Gas | No Match | TRUE | FALSE | 1 | None | None | No Match | No Match | 30000 | 21000 |  |  | 65.6 | 64 | Federally-Regulated Consumer Product | 1992-08-31 |  | 1998-06-21
Preway | Preway | FVP45M | Vented Room Heater - unspecifi | LPG | No Match | TRUE | FALSE | 1 | None | None | No Match | No Match | 45000 | 31500 |  |  |  |  | Non Federally-Regulated | 1984-03-31 |  | 1998-06-21
Williams Furnace Co. | Monterey | 20GV-3-LPG | Vented Gravity Type Wall Furna | LPG | No Match | TRUE | FALSE | 1 | None | None | Non-Condensing | Single-Stage | 20000 | 14120 |  |  | 63.2 | 63 | Non Federally-Regulated | 1988-03-14 |  | 1988-07-27
Kingsman Industries | Kingsman Industries | FDV4000N | Direct Vent Gravity Type Wall | Natural Gas | No Match | TRUE | FALSE | 1 | None | None | No Match | No Match | 35000 | 25900 |  |  | 67.3 | 64 | Federally-Regulated Consumer Product | 1998-03-31 |  | 1998-06-21
Empire Comfort Systems | Empire | DVS-42IP-1 | Direct Vent Gravity Type Wall | Natural Gas | No Match | FALSE | FALSE | 1 | None | None | Non-Condensing | Single-Stage | 28000 | 19600 |  |  | 64 | 64 | Federally-Regulated Consumer Product | 2001-05-23 |  | 2007-11-16
Louisville Tin &amp; Stove Co. | Cozy | W252C | Vented Gravity Type Wall Furna | LPG | No Match | TRUE | FALSE | 1 | None | None | Non-Condensing | Single-Stage | 25000 | 17500 |  |  | 63 | 63 | Federally-Regulated Consumer Product | 1991-11-13 |  | 1993-05-18
American Best | American Best | EMERALD | Vented Room Heater - unspecifi | Natural Gas | No Match | TRUE | FALSE | 1 | None | None | No Match | No Match | 36000 | 27700 |  |  | 70.6 | 64 | Federally-Regulated Consumer Product | 1997-04-11 |  | 1998-06-21
Williams Furnace Co. | Monterey | 35GV-A1-5-LPG | Vented Gravity Type Wall Furna | LPG | No Match | TRUE | FALSE | 1 | None | None | No Match | No Match | 35000 | 24500 |  |  |  | 64 | Non Federally-Regulated | 1988-01-29 |  | 1998-06-21
CFM Majestic, Inc. ( Purchased by Monessen Hearth Systems Company 7/25/2008) | Insta-Flame by Majestic | DVR36 | Direct Vent Gravity Type Wall | LPG | No Match | TRUE | FALSE | 1 | None | None | No Match | No Match | 25000 | 17500 |  |  | 66 | 63 | Federally-Regulated Consumer Product | 1997-04-11 |  | 1998-06-21
Louisville Tin &amp; Stove Co. | Louisville Tin & Stove Co. | 90N65* | Gravity Type Floor Furnace | Natural Gas | Injection Type | TRUE | FALSE | 1 | Draft Hood | None | Non-Condensing | Single-Stage | 62000 | 43400 |  |  | 58 | 57 | Federally-Regulated Consumer Product | 2007-11-20 |  | 2011-06-14
Empire Comfort Systems | Empire | GWS-50SG | Vented Gravity Type Wall Furna | Natural Gas | No Match | TRUE | FALSE | 1 | None | None | No Match | No Match | 50000 | 35000 |  |  |  | 65 | Non Federally-Regulated | 1988-01-29 |  | 1998-06-21
Empire Comfort Systems | Empire | DVS-36-1 | Direct Vent Gravity Type Wall | Natural Gas | No Match | TRUE | FALSE | 1 | None | None | Non-Condensing | Single-Stage | 25000 | 17500 |  |  | 63 | 63 | Federally-Regulated Consumer Product | 2001-05-23 |  | 2007-11-16
Williams Furnace Co. | Chamberlain | 3003622 | Vented Gravity Type Wall Furna | Natural Gas | No Match | TRUE | FALSE | 1 | None | None | Non-Condensing | Single-Stage | 30000 | 21849 |  |  | 66.4 | 64 | Federally-Regulated Consumer Product | 1995-06-05 |  | 2012-11-19
Blaze King Industries | Pegasus | 9201 | Vented Room Heater - unspecifi | Natural Gas | No Match | TRUE | FALSE | 1 | None | None | No Match | No Match | 40000 | 32300 |  |  | 67.4 | 64 | Federally-Regulated Consumer Product | 1995-06-15 |  | 1998-06-21
Empire Comfort Systems | Empire | DVS-36IP-1 | Direct Vent Gravity Type Wall | Natural Gas | No Match | FALSE | FALSE | 1 | None | None | Non-Condensing | Single-Stage | 25000 | 17500 |  |  | 63 | 63 | Federally-Regulated Consumer Product | 2001-05-23 |  | 2007-11-16
Heil Quaker | Dearborn | DSHC20L-0 | Direct Vent Gravity Type Wall | LPG | No Match | TRUE | FALSE | 1 | None | None | No Match | No Match | 20000 | 14000 |  |  |  |  | Non Federally-Regulated | 1982-05-21 |  | 1998-06-21
Williams Furnace Co. | Williams | 2903511 | Direct Vent Fan Type Wall Furn | LPG | Power | FALSE | FALSE | 1 |  | None | Non-Condensing | Two-Stage Modulating | 29000 | 23817 | 140 | 102 | 80.5 | 73 | Federally-Regulated Consumer Product | 2012-05-08 |  | 2014-05-07
Empire Comfort Systems | Empire | GW-35-3SG | Vented Gravity Type Wall Furna | Natural Gas | No Match | TRUE | FALSE | 1 | None | None | Non-Condensing | Single-Stage | 35000 | 24850 |  |  | 65 | 64 | Federally-Regulated Consumer Product | 1990-09-11 |  | 1993-12-14
Harman Stove Co. | Harman | CLARITY 929BV | Vented Room Heater - unspecifi | Natural Gas | No Match | TRUE | FALSE | 1 | None | None | No Match | No Match | 40000 | 28800 |  |  | 65.2 | 64 | Federally-Regulated Consumer Product | 1997-04-11 |  | 1998-06-21
Suburban Manufacturing Co. | Suburban | GWW-35PT-NAT | Vented Gravity Type Wall Furna | Natural Gas | No Match | TRUE | FALSE | 1 | None | None | No Match | No Match | 35000 | 34500 |  |  | 64.1 | 64 | Non Federally-Regulated | 1988-07-27 |  | 1998-06-21
Louisville Tin &amp; Stove Co. | Louisville Tin & Stove Co. | CDV-335* | Direct Vent Gravity Type Wall | Natural Gas | Injection Type | TRUE | FALSE | 0 |  | None | Non-Condensing | Single-Stage | 33000 | 23100 |  |  | 64 | 64 | Federally-Regulated Consumer Product | 2013-06-17 |  | 2014-08-28
Louisville Tin &amp; Stove Co. | Cozy | DV25 | Direct Vent Gravity Type Wall | Natural Gas | No Match | TRUE | FALSE | 1 | None | None | No Match | No Match | 25000 | 17500 |  |  |  |  | Non Federally-Regulated | 1985-10-07 |  | 1998-06-21
Louisville Tin &amp; Stove Co. | Louisville Tin & Stove Co. | VCR351* | Gravity Type Vented Room Heate | Natural Gas | Injection Type | TRUE | FALSE | 1 | Draft Diverter | None | Non-Condensing | Single-Stage | 35000 | 24500 |  |  | 65.5 | 64 | Federally-Regulated Consumer Product | 2011-07-18 |  | 2013-06-17
Orrville Products | Comfortec | C30TP | Vented Room Heater - unspecifi | LPG | No Match | TRUE | FALSE | 1 | None | None | No Match | No Match | 21000 | 15600 |  |  | 74.3 | 63 | Federally-Regulated Consumer Product | 1997-04-11 |  | 1998-06-21
Williams Furnace Co. | Sears | 629.7768 | Vented Fan Type Wall Furnace | LPG | No Match | TRUE | FALSE | 1 | None | None | No Match | No Match | 35000 | 28000 |  |  | 74.8 | 73 | Non Federally-Regulated | 1989-03-22 |  | 1998-06-21
Louisville Tin &amp; Stove Co. | Louisville Tin & Stove Co. | CDV356* | Direct Vent Gravity Type Wall | LPG | Injection Type | TRUE | FALSE | 1 | Draft Diverter | None | Non-Condensing | Single-Stage | 33000 | 23100 |  |  | 64 | 64 | Federally-Regulated Consumer Product | 2011-07-18 |  | 2013-06-17
Empire Comfort Systems | Empire | RH370-1 | Vented Room Heater - unspecifi | LPG | No Match | TRUE | FALSE | 1 | None | None | No Match | No Match | 70000 | 49000 |  |  |  |  | Non Federally-Regulated | 1985-10-07 |  | 1998-06-21
Empire Comfort Systems | Empire | RH-25-5 | Gravity Type Vented Room Heate | Natural Gas | No Match | TRUE | FALSE | 1 | None | None | Non-Condensing | Single-Stage | 25000 | 17500 |  |  | 64 | 63 | Federally-Regulated Consumer Product | 1995-11-28 |  | 2007-11-16
Perfection Schwank | Perfection | PW825RTN-C5 | Vented Gravity Type Wall Furna | Natural Gas | No Match | TRUE | FALSE | 1 | None | None | No Match | No Match | 25000 | 17500 |  |  | 63 | 63 | Federally-Regulated Consumer Product | 1998-03-31 |  | 1998-06-21
Suburban Manufacturing Co. | Suburban | UWW-55E-LP | Vented Fan Type Wall Furnace | LPG | No Match | FALSE | FALSE | 1 | None | None | No Match | No Match | 55000 | 44000 |  |  | 76 | 74 | Non Federally-Regulated | 1988-07-27 |  | 1998-06-21
Heil Quaker | Dearborn | DKHS25EIN-0 | Direct Vent Fan Type Wall Furn | Natural Gas | No Match | FALSE | FALSE | 1 | None | None | No Match | No Match | 25000 | 20000 |  |  |  |  | Non Federally-Regulated | 1984-03-31 |  | 1998-06-21
Rinnai America | Rinnai | RHFE-431FAII-P | Direct Vent Fan Type Wall Furn | LPG | No Match | FALSE | FALSE | 1 | None | None | Non-Condensing | Single-Stage | 16700 | 13360 |  |  | 84 | 73 | Federally-Regulated Consumer Product | 1999-09-17 |  | 2000-07-18
Empire Stove | Empire | DV206-6SG | Direct Vent Gravity Type Wall | LPG | No Match | TRUE | FALSE | 1 | None | None | No Match | No Match | 6000 | 4200 |  |  |  |  | Non Federally-Regulated | 1981-03-19 |  | 1998-06-21
Williams Furnace Co. | Debonair | 30DV-5B LPG | Direct Vent Gravity Type Wall | LPG | No Match | TRUE | FALSE | 1 | None | None | Non-Condensing | Single-Stage | 30000 | 21000 |  |  | 65.6 | 64 | Federally-Regulated Consumer Product | 1991-08-29 |  | 1995-06-05
Louisville Tin &amp; Stove Co. | Cozy | DVCF653 | Direct Vent Fan Type Wall Furn | Natural Gas | No Match | TRUE | FALSE | 1 | None | None | No Match | No Match | 62500 | 48750 |  |  | 74.3 | 74 | Federally-Regulated Consumer Product | 1992-06-03 |  | 1998-06-21
Empire Comfort Systems | Montgomery Ward | EM-50741C | Gravity Type Floor Furnace | Natural Gas | No Match | TRUE | FALSE | 1 | None | None | No Match | No Match | 45000 | 31500 |  |  |  |  | Non Federally-Regulated | 1985-10-07 |  | 1998-06-21
Suburban Manufacturing Co. | Suburban | GVC-20 | Vented Room Heater - unspecifi | Natural Gas | No Match | TRUE | FALSE | 1 | None | None | No Match | No Match | 20000 | 15400 |  |  | 69.5 | 58 | Non Federally-Regulated | 1988-07-27 |  | 1998-06-21
Williams Furnace Co. | Monterey | 5009722 | Vented Gravity Type Wall Furna | Natural Gas | No Match | TRUE | FALSE | 1 | None | None | Non-Condensing | Single-Stage | 50000 | 35300 |  |  | 65.1 | 65 | Federally-Regulated Consumer Product | 1993-12-10 |  | 1995-06-05
Williams Furnace Co. | Forsaire | 455FEI-NAT | Vented Fan Type Wall Furnace | Natural Gas | No Match | FALSE | FALSE | 1 | None | None | No Match | No Match | 55000 | 44000 |  |  |  |  | Non Federally-Regulated | 1982-05-21 |  | 1988-03-14
Security Chimneys, Ltd. | Security Fireplaces | SRGH36*P**E | Direct Vent Gravity Type Wall | LPG | No Match | TRUE | FALSE | 1 | None | None | Non-Condensing | Single-Stage | 25000 | 18500 |  |  | 74 | 63 | Federally-Regulated Consumer Product | 1993-06-02 |  | 1995-06-05
CFM Majestic, Inc. ( Purchased by Monessen Hearth Systems Company 7/25/2008) | Insta-Flame | NF20NORTHERNFLAME | Gravity Type Vented Room Heate | LPG | No Match | TRUE | FALSE | 1 | None | None | Non-Condensing | Single-Stage | 17000 | 12750 |  |  | 77 | 57 | Federally-Regulated Consumer Product | 1993-08-02 |  | 1995-05-05
Pacific Energy Gas Stoves | Pacific Energy | MIRAGE DV B-VENT | Vented Room Heater - unspecifi | Natural Gas | No Match | TRUE | FALSE | 1 | None | None | No Match | No Match | 25000 | 17025 |  |  | 68.1 | 63 | Federally-Regulated Consumer Product | 1995-06-15 |  | 1998-06-21
Williams Furnace Co. | Monterey Magnum | 3509522(35GVHE-5TNAT | Vented Gravity Type Wall Furna | Natural Gas | No Match | TRUE | FALSE | 1 | None | None | Non-Condensing | Single-Stage | 35000 | 27300 |  |  | 71.2 | 64 | Federally-Regulated Consumer Product | 1995-06-05 |  | 2012-11-19
Perfection Schwank | Perfection | VC220TL-KS-1 | Gravity Type Vented Room Heate | LPG | No Match | TRUE | FALSE | 1 | None | None | Non-Condensing | Single-Stage | 19000 | 14611 |  |  | 66.9 | 58 | Non Federally-Regulated | 1989-02-27 |  | 1991-02-08
Louisville Tin &amp; Stove Co. | Cozy | DVCF653 | Direct Vent Fan Type Wall Furn | Natural Gas | No Match | TRUE | FALSE | 1 | None | None | No Match | No Match | 62500 | 48750 |  |  | 74.3 | 74 | Federally-Regulated Consumer Product | 1995-06-15 |  | 1998-06-21
Williams Furnace Co. | Suburban | DWW-55EA-NAT | Direct Vent Fan Type Wall Furn | Natural Gas | No Match | FALSE | FALSE | 1 | None | None | Non-Condensing | Single-Stage | 55000 | 44000 |  |  | 76.5 | 74 | Federally-Regulated Consumer Product | 1991-08-29 |  | 1992-06-03
Empire Stove | Empire | DV225-2 | Direct Vent Gravity Type Wall | Natural Gas | No Match | TRUE | FALSE | 1 | None | None | No Match | No Match | 25000 | 16500 |  |  |  |  | Non Federally-Regulated | 1982-05-21 |  | 1998-06-21
Williams Furnace Co. | Suburban | DWW-22P-NAT | Direct Vent Gravity Type Wall | Natural Gas | No Match | TRUE | FALSE | 1 | None | None | Non-Condensing | Single-Stage | 22000 | 15400 |  |  | 64.8 | 63 | Non Federally-Regulated | 1988-06-22 |  | 1995-06-05
Empire Comfort Systems | Empire | RH-25-2 | Gravity Type Vented Room Heate | Natural Gas | No Match | TRUE | FALSE | 1 | None | None | Non-Condensing | Single-Stage | 25000 | 17500 |  |  | 64 | 63 | Federally-Regulated Consumer Product | 1992-07-08 |  | 2007-11-16
Williams Furnace Co. | Williams | 65EHB-NAT | Vented Room Heater - unspecifi | Natural Gas | No Match | TRUE | FALSE | 1 | None | None | No Match | No Match | 65000 | 45500 |  |  | 68.3 | 65 | Federally-Regulated Consumer Product | 1992-06-03 |  | 1998-06-21
Louisville Tin &amp; Stove Co. | Cozy | CDV332 | Direct Vent Gravity Type Wall | LPG | No Match | TRUE | FALSE | 1 | None | None | No Match | No Match | 33000 | 23100 |  |  | 64 | 64 | Federally-Regulated Consumer Product | 1992-06-03 |  | 1998-06-21
Louisville Tin &amp; Stove Co. | Cozy | W251A | Vented Gravity Type Wall Furna | Natural Gas | No Match | TRUE | FALSE | 1 | None | None | No Match | No Match | 25000 | 17500 |  |  | 63 | 63 | Non Federally-Regulated | 1988-07-27 |  | 1998-06-21
Rinnai America | Energy Savers | RHFE-556FA-P | Direct Vent Fan Type Wall Furn | LPG | No Match | FALSE | FALSE | 1 | None | None | Non-Condensing | Single-Stage | 20700 | 16990 |  |  | 84.2 | 73 | Federally-Regulated Consumer Product | 2000-07-18 |  | 2007-11-16
Martin Industries | Warm Morning | VR65**P | Vented Room Heater - unspecifi | LPG | No Match | TRUE | FALSE | 1 | None | None | No Match | No Match | 65000 | 45500 |  |  | 65 | 65 | Federally-Regulated Consumer Product | 1992-06-03 |  | 1998-06-21
Williams Furnace Co. | Monterey | 25GV-C-HA | Vented Gravity Type Wall Furna | LPG | No Match | TRUE | FALSE | 1 | None | None | No Match | No Match | 25000 | 17500 |  |  |  |  | Non Federally-Regulated | 1985-10-07 |  | 1998-06-21
CFM Majestic, Inc. ( Purchased by Monessen Hearth Systems Company 7/25/2008) | Insta-Flame by Majestic | HE25MP | Vented Room Heater - unspecifi | LPG | No Match | TRUE | FALSE | 1 | None | None | No Match | No Match | 20000 | 14000 |  |  | 58 | 58 | Federally-Regulated Consumer Product | 1998-03-31 |  | 1998-06-21
Rinnai America | Rinnai | RHFE-201RFA-N | Vented Fan Type Wall Furnace | Natural Gas | Injection Type | FALSE | FALSE | 1 |  | None | Non-Condensing | Step Modulating | 8000 | 6400 | 6 | 6 | 80 | 73 | Federally-Regulated Consumer Product | 2011-06-14 |  | 2011-10-27
Williams Furnace Co. | Williams | 65EHB-LPG | Vented Room Heater - unspecifi | LPG | No Match | TRUE | FALSE | 1 | None | None | No Match | No Match | 65000 | 45500 |  |  | 68.3 | 65 | Federally-Regulated Consumer Product | 1992-06-03 |  | 1998-06-21
Martin Industries | Aspen | R50 VSTH | Vented Room Heater - unspecifi | Natural Gas | No Match | TRUE | FALSE | 1 | None | None | No Match | No Match | 50000 | 35000 |  |  |  |  | Non Federally-Regulated | 1985-10-07 |  | 1998-06-21
Ultra-Aire | Ultra-Aire | UA250S-BRBPRC | Vented Gravity Type Wall Furna | LPG | No Match | TRUE | FALSE | 1 | None | None | No Match | No Match | 25000 | 17500 |  |  |  |  | Non Federally-Regulated | 1981-06-26 |  | 1998-06-21
Louisville Tin &amp; Stove Co. | Louisville Tin & Stove Co. | CF654* | Vented Fan Type Wall Furnace | LPG | Injection Type | TRUE | FALSE | 1 |  | None | Non-Condensing | Single-Stage | 65000 | 52000 | 110 | 97 | 74.1 | 74 | Federally-Regulated Consumer Product | 2013-06-17 |  | 2014-08-28
Williams Furnace Co. | Williams | 650(1,2)(5,9)22A | Gravity Type Vented Room Heate | Natural Gas | Pressure | TRUE | FALSE | 0 |  | None | Non-Condensing | Single-Stage | 65000 | 47000 |  |  | 70 | 65 | Federally-Regulated Consumer Product | 2014-05-07 |  | 2014-08-28
Williams Furnace Co. | Montgomery Ward | SFB-50218B | Vented Fan Type Wall Furnace | LPG | No Match | TRUE | FALSE | 1 | None | None | No Match | No Match | 35000 | 28000 |  |  |  |  | Non Federally-Regulated | 1985-10-07 |  | 1998-06-21
Johnson Gas Appliance Co. | Mendota | DXV35 | Vented Room Heater - unspecifi | Natural Gas | No Match | TRUE | FALSE | 1 | None | None | No Match | No Match | 33000 | 24320 |  |  | 68.3 | 64 | Federally-Regulated Consumer Product | 1998-03-31 |  | 1998-06-21
Empire Comfort Systems | Empire | GW-50SG | Vented Gravity Type Wall Furna | Natural Gas | No Match | TRUE | FALSE | 1 | None | None | Non-Condensing | Single-Stage | 50000 | 35500 |  |  | 65 | 65 | Federally-Regulated Consumer Product | 1992-05-13 |  | 1993-12-14
Martin Industries | Aspen | R75 VSTH | Vented Room Heater - unspecifi | Natural Gas | No Match | TRUE | FALSE | 1 | None | None | No Match | No Match | 75000 | 52500 |  |  |  |  | Non Federally-Regulated | 1985-10-07 |  | 1998-06-21
Williams Furnace Co. | Dayton | 3E473B | Direct Vent Fan Type Wall Furn | Natural Gas | No Match | TRUE | FALSE | 1 | None | None | No Match | No Match | 40000 | 32000 |  |  | 75.4 | 73 | Federally-Regulated Consumer Product | 1997-04-11 |  | 1998-06-21
Williams Furnace Co. | Dayton | 38474 | Direct Vent Fan Type Wall Furn | LPG | No Match | TRUE | FALSE | 1 | None | None | No Match | No Match | 40000 | 32000 |  |  |  |  | Non Federally-Regulated | 1985-10-07 |  | 1998-06-21
Williams Furnace Co. | Debonair | 2203711 | Direct Vent Gravity Type Wall | LPG | No Match | TRUE | FALSE | 1 | None | None | Non-Condensing | Single-Stage | 22000 | 15400 |  |  | 64.8 | 63 | Federally-Regulated Consumer Product | 1993-12-10 |  | 1995-06-05
Rinnai America | Rinnai | RHFE-750ETRA | Fan Type Vented Room Heater | LPG | Injection Type | FALSE | FALSE | 1 | None | None | Non-Condensing | Single-Stage | 28000 | 22180 | 5 | 1 | 80.9 | 64 | Federally-Regulated Consumer Product | 2008-12-05 |  | 2011-06-14
Williams Furnace Co. | Continental | RMG20-0P | Vented Gravity Type Wall Furna | LPG | No Match | TRUE | FALSE | 1 | None | None | No Match | No Match | 20000 | 14120 |  |  | 63.2 | 63 | Federally-Regulated Consumer Product | 1997-04-11 |  | 1998-06-21
Perfection Schwank | Perfection | VC235TN-W-1 | Gravity Type Vented Room Heate | Natural Gas | No Match | TRUE | FALSE | 1 | None | None | Non-Condensing | Single-Stage | 35000 | 24500 |  |  | 64 | 64 | Federally-Regulated Consumer Product | 1991-02-08 |  | 2003-10-02
Williams Furnace Co. | Debonair | 30DV-3-NAT | Direct Vent Gravity Type Wall | Natural Gas | No Match | TRUE | FALSE | 1 | None | None | No Match | No Match | 30000 | 21000 |  |  | 65.6 | 64 | Non Federally-Regulated | 1989-03-22 |  | 1990-06-26
Security Chimneys, Ltd. | Security Fireplaces | SBGH36*N*** | Direct Vent Gravity Type Wall | Natural Gas | No Match | TRUE | FALSE | 1 | None | None | Non-Condensing | Single-Stage | 25000 | 18500 |  |  | 74 | 63 | Federally-Regulated Consumer Product | 1993-06-02 |  | 1995-06-05
Empire Stove | Montgomery Ward | EM-50742C | Gravity Type Floor Furnace | LPG | No Match | TRUE | FALSE | 1 | None | None | No Match | No Match | 45000 | 31500 |  |  | 57 | 57 | Federally-Regulated Consumer Product | 1992-08-31 |  | 1998-06-21
CFM Majestic, Inc. ( Purchased by Monessen Hearth Systems Company 7/25/2008) | Insta-Flame | DV34 | Direct Vent Gravity Type Wall | Natural Gas | No Match | TRUE | FALSE | 1 | None | None | No Match | No Match | 23500 | 16450 |  |  | 63 | 63 | Federally-Regulated Consumer Product | 1995-06-15 |  | 1998-06-21
Williams Furnace Co. | Debonair | 30DV-3-NAT | Direct Vent Gravity Type Wall | Natural Gas | No Match | TRUE | FALSE | 1 | None | None | No Match | No Match | 30000 | 21000 |  |  |  |  | Non Federally-Regulated | 1981-09-04 |  | 1984-03-31
Martin Industries | Martin | V6850 | Vented Room Heater - unspecifi | LPG | No Match | TRUE | FALSE | 1 | None | None | No Match | No Match | 50000 | 35000 |  |  | 65 | 65 | Federally-Regulated Consumer Product | 1995-06-15 |  | 1998-06-21
Louisville Tin &amp; Stove Co. | Louisville Tin & Stove Co. | CF357* | Vented Fan Type Wall Furnace | Natural Gas | Injection Type | FALSE | FALSE | 1 |  | None | Non-Condensing | Single-Stage | 35000 | 28000 | 128 | 112 | 75.4 | 73 | Federally-Regulated Consumer Product | 2011-07-18 |  | 2013-06-17
Heil Quaker | Sears | 629.7567 | Vented Gravity Type Wall Furna | Natural Gas | No Match | TRUE | FALSE | 1 | None | None | No Match | No Match | 50000 | 35300 |  |  | 65.1 | 65 | Non Federally-Regulated | 1988-07-27 |  | 1998-06-21
Suburban Manufacturing Co. | Suburban | DL-1220 | Direct Vent Fan Type Wall Furn | Natural Gas | No Match | FALSE | FALSE | 1 | None | None | No Match | No Match | 20000 | 16000 |  |  |  |  | Non Federally-Regulated | 1985-10-07 |  | 1988-07-27
Kingsman Industries | Kingsman Industries | FV4000N | Vented Room Heater - unspecifi | Natural Gas | No Match | TRUE | FALSE | 1 | None | None | No Match | No Match | 35000 | 24850 |  |  | 68.4 | 64 | Federally-Regulated Consumer Product | 1997-04-11 |  | 1998-06-21
Preway | Preway | SVP15R-N | Gravity Type Vented Room Heate | Natural Gas | No Match | TRUE | FALSE | 1 | None | None | Non-Condensing | Single-Stage | 15000 | 10500 |  |  | 57 | 57 | Non Federally-Regulated | 1988-02-05 |  | 1992-05-13
Kingsman Industries | Kingsman Industries | FDV4000N | Direct Vent Gravity Type Wall | Natural Gas | No Match | TRUE | FALSE | 1 | None | None | No Match | No Match | 32000 | 22720 |  |  | 66.2 | 64 | Federally-Regulated Consumer Product | 1997-04-11 |  | 1998-06-21
CFM Majestic, Inc. ( Purchased by Monessen Hearth Systems Company 7/25/2008) | Insta-Flame | DV40 | Direct Vent Gravity Type Wall | LPG | No Match | TRUE | FALSE | 1 | None | None | No Match | No Match | 25000 | 17500 |  |  | 68.6 | 63 | Federally-Regulated Consumer Product | 1997-04-11 |  | 1998-06-21
Ultra-Aire | Ultra-Aire | UA250S-BRBPRC | Vented Gravity Type Wall Furna | Natural Gas | No Match | TRUE | FALSE | 1 | None | None | No Match | No Match | 25000 | 17500 |  |  |  |  | Non Federally-Regulated | 1981-06-25 |  | 1998-06-21
Empire Comfort Systems | Empire | 5088-3 | Gravity Type Floor Furnace | Natural Gas | No Match | TRUE | FALSE | 1 | None | None | Non-Condensing | Single-Stage | 45000 | 31500 |  |  | 57 | 57 | Federally-Regulated Consumer Product | 2001-11-13 |  | 2007-11-16
Louisville Tin &amp; Stove Co. | Cozy | CR*35B | Vented Room Heater - unspecifi | Natural Gas | No Match | TRUE | FALSE | 1 | None | None | No Match | No Match | 35000 | 22400 |  |  | 64.8 | 64 | Federally-Regulated Consumer Product | 1990-06-26 |  | 1998-06-21
Williams Furnace Co. | Suburban | UWW-55E-NAT | Vented Fan Type Wall Furnace | Natural Gas | No Match | FALSE | FALSE | 1 | None | None | Non-Condensing | Single-Stage | 55000 | 44000 |  |  | 76 | 74 | Non Federally-Regulated | 1988-06-22 |  | 1989-03-22
Martin Industries | Martin | V2530 S-3 | Vented Room Heater - unspecifi | Natural Gas | No Match | TRUE | FALSE | 1 | None | None | No Match | No Match | 30000 | 21000 |  |  |  |  | Non Federally-Regulated | 1981-03-11 |  | 1998-06-21
Williams Furnace Co. | Martin | MFX35B NAT | Vented Fan Type Wall Furnace | Natural Gas | No Match | TRUE | FALSE | 1 | None | None | No Match | No Match | 35000 | 28000 |  |  | 74.8 | 73 | Federally-Regulated Consumer Product | 1992-06-03 |  | 1998-06-21
Perfection Products Co. | Perfection | PDW850SEL-B | Vented Gravity Type Wall Furna | LPG | No Match | TRUE | FALSE | 1 | None | None | No Match | No Match | 50000 | 35000 |  |  |  |  | Non Federally-Regulated | 1984-03-31 |  | 1998-06-21
Williams Furnace Co. | Monterey | 35GV-C-3 LPG | Vented Gravity Type Wall Furna | LPG | No Match | TRUE | FALSE | 1 | None | None | Non-Condensing | Single-Stage | 35000 | 24500 |  |  | 64.1 | 64 | Federally-Regulated Consumer Product | 1991-08-29 |  | 1995-06-05
Perfection Schwank | Perfection | PW825SEN-C | Vented Gravity Type Wall Furna | Natural Gas | No Match | TRUE | FALSE | 1 | None | None | Non-Condensing | Single-Stage | 25000 | 17500 |  |  | 63 | 63 | Non Federally-Regulated | 1989-02-27 |  | 1991-02-08
Williams Furnace Co. | Williams | 65EH-NAT | Gravity Type Vented Room Heate | Natural Gas | No Match | TRUE | FALSE | 1 | None | None | Non-Condensing | Single-Stage | 65000 | 45500 |  |  | 68.3 | 65 | Federally-Regulated Consumer Product | 1991-08-29 |  | 1995-06-05
Martin Industries | Martin | V4870 VST | Vented Room Heater - unspecifi | LPG | No Match | TRUE | FALSE | 1 | None | None | No Match | No Match | 70000 | 49000 |  |  |  |  | Non Federally-Regulated | 1985-10-07 |  | 1998-06-21
Williams Furnace Co. | Williams | 35RHB-LPG | Gravity Type Vented Room Heate | LPG | No Match | TRUE | FALSE | 1 | None | None | Non-Condensing | Single-Stage | 35000 | 24500 |  |  | 67.1 | 64 | Federally-Regulated Consumer Product | 1991-08-29 |  | 1995-06-05
Empire Comfort Systems | Empire | DV-55IP | Direct Vent Fan Type Wall Furn | Natural Gas | No Match | FALSE | FALSE | 1 | None | None | No Match | No Match | 55000 | 43450 |  |  | 76.5 | 74 | Federally-Regulated Consumer Product | 1990-06-26 |  | 1998-06-21
Louisville Tin &amp; Stove Co. | Louisville Tin & Stove Co. | VCR351* | Gravity Type Vented Room Heate | Natural Gas | Injection Type | TRUE | FALSE | 1 | Draft Diverter | None | Non-Condensing | Single-Stage | 35000 | 24500 |  |  | 65.5 | 64 | Federally-Regulated Consumer Product | 2007-11-20 |  | 2011-06-14
Empire Comfort Systems | Empire | DV-232SG | Direct Vent Gravity Type Wall | Natural Gas | No Match | TRUE | FALSE | 1 | None | None | No Match | No Match | 32000 | 22560 |  |  | 64 | 64 | Federally-Regulated Consumer Product | 1997-04-11 |  | 1998-06-21
Williams Furnace Co. | Sahara | 25GV-C-3 | Vented Gravity Type Wall Furna | LPG | No Match | TRUE | FALSE | 1 | None | None | No Match | No Match | 25000 | 17500 |  |  |  |  | Non Federally-Regulated | 1985-10-07 |  | 1998-06-21
Suburban Manufacturing Co. | Suburban | GWW-25PT-NAT | Vented Gravity Type Wall Furna | Natural Gas | No Match | TRUE | FALSE | 1 | None | None | No Match | No Match | 25000 | 17500 |  |  | 63.3 | 63 | Non Federally-Regulated | 1988-07-27 |  | 1998-06-21
Ultra-Aire | Ultra-Aire | UA350S | Vented Gravity Type Wall Furna | Natural Gas | No Match | TRUE | FALSE | 1 | None | None | No Match | No Match | 30000 | 21000 |  |  |  |  | Non Federally-Regulated | 1981-07-03 |  | 1998-06-21
Empire Comfort Systems | Empire | 3588-3 | Gravity Type Floor Furnace | Natural Gas | No Match | TRUE | FALSE | 1 | None | None | Non-Condensing | Single-Stage | 32500 | 22750 |  |  | 56 | 56 | Federally-Regulated Consumer Product | 2001-11-13 |  | 2007-11-16
Williams Furnace Co. | Dearborn | DWF50BG-1 LPG | Vented Gravity Type Wall Furna | LPG | No Match | TRUE | FALSE | 1 | None | None | No Match | No Match | 50000 | 35000 |  |  |  |  | Non Federally-Regulated | 1981-08-20 |  | 1998-06-21
Rinnai America | Energy Savers | RHFE-1001FA-1 | Direct Vent Fan Type Wall Furn | Natural Gas | No Match | FALSE | FALSE | 1 | None | None | Non-Condensing | Single-Stage | 38400 | 31373 |  |  | 80.3 | 73 | Federally-Regulated Consumer Product | 2000-07-18 |  | 2007-11-16
Perfection Schwank | Perfection | CV740L-C | Vented Fan Type Wall Furnace | LPG | No Match | TRUE | FALSE | 1 | None | None | Non-Condensing | Single-Stage | 40000 | 31160 |  |  | 73.3 | 73 | Federally-Regulated Consumer Product | 1991-02-08 |  | 2003-10-02
Williams Furnace Co. | Suburban | DWW-55PA-LP | Direct Vent Fan Type Wall Furn | LPG | No Match | TRUE | FALSE | 1 | None | None | Non-Condensing | Single-Stage | 55000 | 44000 |  |  | 76 | 74 | Federally-Regulated Consumer Product | 1992-05-29 |  | 1995-06-05
Williams Furnace Co. | Monterey | 50GV-3-LPG | Vented Gravity Type Wall Furna | LPG | No Match | TRUE | FALSE | 1 | None | None | No Match | No Match | 50000 | 35000 |  |  |  |  | Non Federally-Regulated | 1981-03-11 |  | 1982-05-21
Williams Furnace Co. | Debonair | 22DV-3-NAT | Direct Vent Gravity Type Wall | Natural Gas | No Match | TRUE | FALSE | 1 | None | None | No Match | No Match | 22000 | 15400 |  |  | 64.8 | 63 | Non Federally-Regulated | 1989-03-22 |  | 1990-06-26
Rinnai America | Energy Savers | RHFE-1001FA-1-P | Direct Vent Fan Type Wall Furn | LPG | No Match | FALSE | FALSE | 1 | None | None | Non-Condensing | Single-Stage | 36500 | 29680 |  |  | 81.3 | 73 | Federally-Regulated Consumer Product | 2000-07-18 |  | 2007-11-16
Addison Products | Dearborn Baronet II | DRH65*-* | Vented Room Heater - unspecifi | LPG | No Match | TRUE | FALSE | 1 | None | None | No Match | No Match | 65000 | 45000 |  |  |  |  | Non Federally-Regulated | 1984-03-31 |  | 1998-06-21
Louisville Tin &amp; Stove Co. | Cozy | W352C | Vented Gravity Type Wall Furna | LPG | No Match | TRUE | FALSE | 1 | None | None | No Match | No Match | 35000 | 24500 |  |  | 64.1 | 64 | Federally-Regulated Consumer Product | 1992-06-03 |  | 1998-06-21
Empire Comfort Systems | Empire Comfort Systems | DV-55IP | Vented Fan Type Wall Furnace | Natural Gas | Pressure | FALSE | FALSE | 1 |  | None | Non-Condensing | Single-Stage | 55000 | 43000 | 300 |  | 76 | 74 | Federally-Regulated Consumer Product | 2011-06-23 |  | 2012-01-03
Martin Industries | Williams | 45FFH-2 | Gravity Type Floor Furnace | LPG | No Match | TRUE | FALSE | 1 | None | None | No Match | No Match | 45000 | 31500 |  |  | 57 | 57 | Non Federally-Regulated | 1988-01-29 |  | 1998-06-21
Regency Industries Canada | Regency Industries Canada | GR58H | Vented Room Heater - unspecifi | LPG | No Match | FALSE | FALSE | 1 | None | None | No Match | No Match | 26250 | 18375 |  |  | 70 | 63 | Federally-Regulated Consumer Product | 1995-06-15 |  | 1998-06-21
Louisville Tin &amp; Stove Co. | Cozy | CR*50B | Vented Room Heater - unspecifi | Natural Gas | No Match | TRUE | FALSE | 1 | None | None | No Match | No Match | 50000 | 33000 |  |  | 66.6 | 65 | Federally-Regulated Consumer Product | 1990-06-26 |  | 1998-06-21
Jotul North America, Inc. | Jotul | 100* | Gravity Type Vented Room Heate | Natural Gas | No Match | FALSE | FALSE | 1 | None | None | Non-Condensing | Single-Stage | 25000 | 18175 |  |  | 65.1 | 63 | Federally-Regulated Consumer Product | 1990-11-20 |  | 1991-02-15
Williams Furnace Co. | Suburban | DWW-30P-NAT | Direct Vent Gravity Type Wall | Natural Gas | No Match | TRUE | FALSE | 1 | None | None | Non-Condensing | Single-Stage | 30000 | 21000 |  |  | 65.6 | 64 | Non Federally-Regulated | 1988-06-22 |  | 1995-06-05
Williams Furnace Co. | Debonair | 220372 K22DV-5B-LPG) | Direct Vent Gravity Type Wall | LPG | No Match | TRUE | FALSE | 1 | None | None | No Match | No Match | 22000 | 15400 |  |  | 64.8 | 63 | Federally-Regulated Consumer Product | 1997-04-11 |  | 1998-06-21
Williams Furnace Co. | Sahara | 25GV-C-5 | Vented Gravity Type Wall Furna | Natural Gas | No Match | TRUE | FALSE | 1 | None | None | No Match | No Match | 25000 | 17500 |  |  |  |  | Non Federally-Regulated | 1985-10-07 |  | 1998-06-21
Louisville Tin &amp; Stove Co. | Cozy | CR135-B | Vented Room Heater - unspecifi | Natural Gas | No Match | TRUE | FALSE | 1 | None | None | No Match | No Match | 35000 | 24500 |  |  | 65 | 64 | Federally-Regulated Consumer Product | 1992-06-03 |  | 1998-06-21
Temtex | Temtex | AD 36 | Unvented Room Heater | Natural Gas | No Match | TRUE | FALSE | 1 | None | None | No Match | No Match | 39000 | 39000 |  |  | 99.9 |  | Federally-Regulated Consumer Product | 1997-04-11 |  | 1998-06-21
Williams Furnace Co. | Debonair | 14DV-3-NAT | Direct Vent Gravity Type Wall | Natural Gas | No Match | TRUE | FALSE | 1 | None | None | Non-Condensing | Single-Stage | 14000 | 9800 |  |  | 63.1 | 61 | Non Federally-Regulated | 1988-03-14 |  | 1988-07-27
Williams Furnace Co. | Williams | 3508732 | Vented Gravity Type Wall Furna | Natural Gas | Pressure | TRUE | FALSE | 1 |  | None | Non-Condensing | Single-Stage | 35000 | 28000 |  |  | 74.8 | 64 | Federally-Regulated Consumer Product | 2011-08-22 |  | 2013-05-10
Heil Quaker | Dearborn | DWHF35N-0 | Direct Vent Gravity Type Wall | Natural Gas | No Match | TRUE | FALSE | 1 | None | None | No Match | No Match | 35000 | 24500 |  |  |  |  | Non Federally-Regulated | 1982-05-21 |  | 1998-06-21
Empire Comfort Systems | Empire | DVS-30RF-2 | Direct Vent Gravity Type Wall | Natural Gas | No Match | TRUE | FALSE | 1 | None | None | Non-Condensing | Single-Stage | 20000 | 16000 |  |  | 63 | 63 | Federally-Regulated Consumer Product | 2002-07-25 |  | 2007-11-16
Blaze King Industries | Pegasus | 7003 | Vented Room Heater - unspecifi | LPG | No Match | TRUE | FALSE | 1 | None | None | No Match | No Match | 38000 | 29300 |  |  | 67.5 | 64 | Federally-Regulated Consumer Product | 1997-04-11 |  | 1998-06-21
Martin Industries | Aspen | C20-1 HS-1 | Vented Room Heater - unspecifi | LPG | No Match | TRUE | FALSE | 1 | None | None | No Match | No Match | 20000 | 13000 |  |  |  |  | Non Federally-Regulated | 1981-06-01 |  | 1998-06-21
Empire Comfort Systems | Empire | GW-50-4RB | Vented Gravity Type Wall Furna | Natural Gas | No Match | TRUE | FALSE | 1 | None | None | Non-Condensing | Single-Stage | 50000 | 35500 |  |  | 65 | 65 | Federally-Regulated Consumer Product | 1991-03-04 |  | 2007-11-16
Faber Manufacturing | Faber Gas Fireplaces | ARIZONA Y INSERT | Gravity Type Vented Room Heate | Natural Gas | No Match | TRUE | FALSE | 1 | None | None | Non-Condensing | Single-Stage | 25000 | 18750 |  |  | 77 | 63 | Federally-Regulated Consumer Product | 1993-08-02 |  | 1994-01-07
CFM Majestic, Inc. ( Purchased by Monessen Hearth Systems Company 7/25/2008) | Insta-Flame | DV36 | Direct Vent Gravity Type Wall | Natural Gas | No Match | TRUE | FALSE | 1 | None | None | No Match | No Match | 26000 | 18200 |  |  | 66 | 63 | Federally-Regulated Consumer Product | 1997-04-11 |  | 1998-06-21
Heatilator, Inc. | Dovre | DV 750L | Vented Room Heater - unspecifi | LPG | No Match | TRUE | FALSE | 1 | None | None | No Match | No Match | 35500 | 22800 |  |  | 64.4 | 64 | Federally-Regulated Consumer Product | 1995-06-15 |  | 1998-06-21
Empire Comfort Systems | Empire | BWBV-40-2 | Gravity Type Vented Room Heate | Natural Gas | No Match | TRUE | FALSE | 1 | None | None | Non-Condensing | Single-Stage | 38000 | 26000 |  |  | 67 | 64 | Federally-Regulated Consumer Product | 2001-11-26 |  | 2007-11-16
Williams Furnace Co. | Debonair | 30DV-5-NAT | Direct Vent Gravity Type Wall | Natural Gas | No Match | TRUE | FALSE | 1 | None | None | No Match | No Match | 30000 | 21000 |  |  |  |  | Non Federally-Regulated | 1984-03-31 |  | 1985-10-07
Locke Stove | Warm Morning | HDV35L | Direct Vent Gravity Type Wall | Natural Gas | No Match | TRUE | FALSE | 1 | None | None | No Match | No Match | 35000 | 24500 |  |  |  | 64 | Federally-Regulated Consumer Product | 1992-08-31 |  | 1998-06-21
Empire Comfort Systems | Empire Comfort Systems | RH-25-6 | Gravity Type Vented Room Heate | LPG | Pressure | TRUE | FALSE | 1 | Draft Diverter | None | Non-Condensing | Single-Stage | 25000 | 17500 |  |  | 63 | 63 | Federally-Regulated Consumer Product | 2010-01-11 |  | 2012-01-03
Dearborn Stove | Montgomery Ward | KDT6240D | Vented Room Heater - unspecifi | Natural Gas | No Match | TRUE | FALSE | 1 | None | None | No Match | No Match | 40000 | 28000 |  |  |  |  | Non Federally-Regulated | 1981-03-11 |  | 1998-06-21
Williams Furnace Co. | Monterey | 35GV-A1-3-LPG | Vented Gravity Type Wall Furna | LPG | No Match | TRUE | FALSE | 1 | None | None | No Match | No Match | 35000 | 24500 |  |  |  | 64 | Non Federally-Regulated | 1988-01-29 |  | 1998-06-21
Louisville Tin &amp; Stove Co. | Cozy | W505B | Vented Gravity Type Wall Furna | Natural Gas | No Match | TRUE | FALSE | 1 | None | None | No Match | No Match | 50000 | 35000 |  |  | 65 | 65 | Non Federally-Regulated | 1988-07-27 |  | 1998-06-21
Williams Furnace Co. | Monterey | 50GV-HA-LPG | Vented Gravity Type Wall Furna | LPG | No Match | TRUE | FALSE | 1 | None | None | No Match | No Match | 50000 | 35000 |  |  |  |  | Non Federally-Regulated | 1981-03-11 |  | 1998-06-21
Louisville Tin &amp; Stove Co. | Cozy | VCR501 | Vented Room Heater - unspecifi | Natural Gas | No Match | TRUE | FALSE | 1 | None | None | No Match | No Match | 50000 | 39000 |  |  | 65 | 65 | Federally-Regulated Consumer Product | 1995-06-15 |  | 1998-06-21
Preway | Preway | SVN15 LA | Vented Room Heater - unspecifi | LPG | No Match | TRUE | FALSE | 1 | None | None | No Match | No Match | 15000 | 10500 |  |  |  |  | Non Federally-Regulated | 1984-03-31 |  | 1998-06-21
Suburban Manufacturing Co. | Suburban | FF-59 | Gravity Type Floor Furnace | LPG | No Match | FALSE | FALSE | 1 | None | None | No Match | No Match | 45000 | 36000 |  |  | 69.4 | 57 | Non Federally-Regulated | 1988-07-27 |  | 1998-06-21
Williams Furnace Co. | Monterey | 35GV-3-LPG | Vented Gravity Type Wall Furna | LPG | No Match | TRUE | FALSE | 1 | None | None | No Match | No Match | 34000 | 23800 |  |  |  |  | Non Federally-Regulated | 1982-05-21 |  | 1998-06-21
Perfection Schwank | Perfection | CV740N-C | Vented Fan Type Wall Furnace | Natural Gas | No Match | TRUE | FALSE | 1 | None | None | Non-Condensing | Single-Stage | 40000 | 31160 |  |  | 73.3 | 73 | Federally-Regulated Consumer Product | 1991-02-08 |  | 2003-10-02
Suburban Manufacturing Co. | Suburban | DL-0912DT | Direct Vent Fan Type Wall Furn | Natural Gas | No Match | FALSE | FALSE | 1 | None | None | Non-Condensing | Single-Stage | 12000 | 9840 |  |  | 80.5 | 73 | Federally-Regulated Consumer Product | 1990-06-13 |  | 1990-06-26
Williams Furnace Co. | Dayton | 3E468B | Vented Fan Type Wall Furnace | Natural Gas | No Match | TRUE | FALSE | 1 | None | None | Non-Condensing | Single-Stage | 35000 | 28000 |  |  | 74.8 | 73 | Federally-Regulated Consumer Product | 1991-08-29 |  | 1995-06-05
Empire Comfort Systems | Empire Comfort Systems | RH-50C-1 | Gravity Type Vented Room Heate | LPG | Pressure | TRUE | FALSE | 1 | Draft Diverter | None | Non-Condensing | Single-Stage | 50000 | 35000 |  |  | 65 | 65 | Federally-Regulated Consumer Product | 2012-01-03 |  | 2013-06-17
Suburban Manufacturing Co. | Suburban | FF-59 | Gravity Type Floor Furnace | Natural Gas | No Match | FALSE | FALSE | 1 | None | None | No Match | No Match | 45000 | 36000 |  |  | 69.4 | 57 | Non Federally-Regulated | 1988-07-27 |  | 1998-06-21
Louisville Tin &amp; Stove Co. | Louisville Tin & Stove Co. | CF358* | Vented Fan Type Wall Furnace | LPG | Injection Type | FALSE | FALSE | 1 |  | None | Non-Condensing | Single-Stage | 35000 | 28000 | 128 | 112 | 75.4 | 73 | Federally-Regulated Consumer Product | 2011-07-18 |  | 2013-06-17
Rinnai America | Rinnai | RHFE-433RFA | Vented Fan Type Wall Furnace | Natural Gas | Injection Type | FALSE | FALSE | 1 |  | None | Non-Condensing | Step Modulating | 16700 | 13400 | 6 | 6 | 81 | 73 | Federally-Regulated Consumer Product | 2011-06-14 |  | 2011-10-27
Ultra-Aire | Ultra-Aire | UA250S-BRBPRC | Vented Gravity Type Wall Furna | Natural Gas | No Match | TRUE | FALSE | 1 | None | None | No Match | No Match | 25000 | 17500 |  |  |  | 63 | Federally-Regulated Consumer Product | 1992-08-31 |  | 1998-06-21
Williams Furnace Co. | Debonair | 1403711(14DV-3B-LPG) | Direct Vent Gravity Type Wall | LPG | No Match | TRUE | FALSE | 1 | None | None | Non-Condensing | Single-Stage | 14000 | 9800 |  |  | 63.1 | 61 | Federally-Regulated Consumer Product | 1995-06-05 |  | 2012-11-19
Williams Furnace Co. | Monterey | 20GV-A1-5 NAT | Vented Gravity Type Wall Furna | Natural Gas | No Match | TRUE | FALSE | 1 | None | None | Non-Condensing | Single-Stage | 20000 | 14120 |  |  | 63.2 | 63 | Federally-Regulated Consumer Product | 1991-08-29 |  | 1995-06-05
Williams Furnace Co. | Montgomery Ward | SFB-50423A | Direct Vent Fan Type Wall Furn | Natural Gas | No Match | FALSE | FALSE | 1 | None | None | No Match | No Match | 55000 | 44000 |  |  |  |  | Non Federally-Regulated | 1981-03-11 |  | 1998-06-21
Perfection Schwank | Perfection | CV750N-B | Vented Fan Type Wall Furnace | Natural Gas | No Match | TRUE | FALSE | 1 | None | None | No Match | No Match | 50000 | 39300 |  |  | 74.3 | 74 | Federally-Regulated Consumer Product | 1992-06-03 |  | 1998-06-21
Heatilator, Inc. | Arrow | DV 32 | Vented Room Heater - unspecifi | Natural Gas | No Match | TRUE | FALSE | 1 | None | None | No Match | No Match | 34000 | 23000 |  |  | 67.6 | 64 | Federally-Regulated Consumer Product | 1995-06-15 |  | 1998-06-21
Louisville Tin &amp; Stove Co. | Cozy | CF357 | Vented Fan Type Wall Furnace | Natural Gas | No Match | FALSE | FALSE | 1 | None | None | No Match | No Match | 35000 | 28000 |  |  | 76.9 | 73 | Federally-Regulated Consumer Product | 1997-04-11 |  | 1998-06-21
Martin Industries | Martin | V2515 LS | Vented Room Heater - unspecifi | LPG | No Match | TRUE | FALSE | 1 | None | None | No Match | No Match | 15000 | 10500 |  |  |  |  | Non Federally-Regulated | 1985-10-07 |  | 1998-06-21
Williams Furnace Co. | Williams | 4007731 | Direct Vent Gravity Type Wall | LPG | Pressure | TRUE | FALSE | 1 |  | None | Non-Condensing | Single-Stage | 40000 | 32000 |  |  | 75.4 | 64 | Federally-Regulated Consumer Product | 2011-08-22 |  | 2013-05-10
Valor Heating, Ltd. | Homeflame | 475-**N | Vented Room Heater - unspecifi | Natural Gas | No Match | FALSE | FALSE | 1 | None | None | No Match | No Match | 20000 | 15000 |  |  | 58.3 | 58 | Federally-Regulated Consumer Product | 1995-06-15 |  | 1998-06-21
Valor Heating, Ltd. | Legend Stove | 936RTN | Gravity Type Floor Furnace | Natural Gas | No Match | TRUE | FALSE | 1 | None | None | No Match | No Match | 20000 | 15750 |  |  | 71.7 | 56 | Federally-Regulated Consumer Product | 1997-04-11 |  | 1998-06-21
Williams Furnace Co. | Suburban | DWW-55E-NAT | Direct Vent Fan Type Wall Furn | Natural Gas | No Match | FALSE | FALSE | 1 | None | None | No Match | No Match | 55000 | 44000 |  |  | 77.5 | 74 | Non Federally-Regulated | 1989-03-22 |  | 1998-06-21
Perfection Schwank | Perfection | CV740N-B | Vented Fan Type Wall Furnace | Natural Gas | No Match | TRUE | FALSE | 1 | None | None | No Match | No Match | 40000 | 31160 |  |  | 73.3 | 73 | Federally-Regulated Consumer Product | 1992-06-03 |  | 1998-06-21
Martin Industries | Williams | EVH35 | Vented Room Heater - unspecifi | Natural Gas | No Match | TRUE | FALSE | 1 | None | None | No Match | No Match | 35000 | 24500 |  |  | 64 | 64 | Non Federally-Regulated | 1988-01-29 |  | 1998-06-21
Suburban Manufacturing Co. | Suburban | UWW-35E-LD | Vented Fan Type Wall Furnace | LPG | No Match | FALSE | FALSE | 1 | None | None | No Match | No Match | 35000 | 28000 |  |  | 75.6 | 73 | Non Federally-Regulated | 1988-07-27 |  | 1998-06-21
Williams Furnace Co. | Continental | RMG50-ON | Vented Gravity Type Wall Furna | Natural Gas | No Match | TRUE | FALSE | 1 | None | None | Non-Condensing | Single-Stage | 50000 | 35300 |  |  | 65.1 | 65 | Non Federally-Regulated | 1988-03-14 |  | 1995-06-05
Williams Furnace Co. | Suburban | GWW-20PT-LP | Vented Gravity Type Wall Furna | LPG | No Match | TRUE | FALSE | 1 | None | None | Non-Condensing | Single-Stage | 20000 | 14120 |  |  | 63.2 | 63 | Non Federally-Regulated | 1988-06-22 |  | 1995-06-05
Addison Products | Dearborn Baronet II | DCH615*-* | Vented Room Heater - unspecifi | Natural Gas | No Match | TRUE | FALSE | 1 | None | None | No Match | No Match | 15000 | 10500 |  |  |  |  | Non Federally-Regulated | 1984-03-31 |  | 1998-06-21
Suburban Manufacturing Co. | Suburban | DNV-40 | Direct Vent Fan Type Wall Furn | LPG | No Match | FALSE | FALSE | 1 | None | None | No Match | No Match | 40000 | 31200 |  |  | 76.6 | 73 | Non Federally-Regulated | 1988-07-27 |  | 1998-06-21
Williams Furnace Co. | Williams | 6501512 | Vented Room Heater - unspecifi | Natural Gas | No Match | TRUE | FALSE | 1 | None | None | No Match | No Match | 65000 | 50400 |  |  | 70.5 | 65 | Federally-Regulated Consumer Product | 1995-06-15 |  | 1998-06-21
Martin Industries | Midland International | V6970 | Vented Room Heater - unspecifi | Natural Gas | No Match | TRUE | FALSE | 1 | None | None | No Match | No Match | 70000 | 49000 |  |  | 65 | 65 | Federally-Regulated Consumer Product | 1992-06-03 |  | 1998-06-21
Efel North America | Efel North America | 491.64 | Vented Room Heater - unspecifi | LPG | No Match | TRUE | FALSE | 1 | None | None | No Match | No Match | 40000 | 32800 |  |  | 82 | 64 | Federally-Regulated Consumer Product | 1992-06-03 |  | 1998-06-21
Williams Furnace Co. | Monterey | 35GV-G-LPG | Vented Gravity Type Wall Furna | LPG | No Match | TRUE | FALSE | 1 | None | None | No Match | No Match | 34000 | 23800 |  |  |  |  | Non Federally-Regulated | 1981-03-11 |  | 1998-06-21
Williams Furnace Co. | Williams | 50RHB-LPG | Vented Room Heater - unspecifi | LPG | No Match | TRUE | FALSE | 1 | None | None | No Match | No Match | 50000 | 35000 |  |  | 67.4 | 65 | Federally-Regulated Consumer Product | 1992-06-03 |  | 1998-06-21
Louisville Tin &amp; Stove Co. | Louisville Tin & Stove Co. | VCR352* | Gravity Type Vented Room Heate | LPG | Injection Type | TRUE | FALSE | 1 | Draft Diverter | None | Non-Condensing | Single-Stage | 35000 | 24500 |  |  | 65.5 | 64 | Federally-Regulated Consumer Product | 2011-06-14 |  | 2011-07-18
Dearborn Stove | Dearborn Baronet II | DRH65-STB | Vented Room Heater - unspecifi | Natural Gas | No Match | TRUE | FALSE | 1 | None | None | No Match | No Match | 65000 | 45500 |  |  |  | 65 | Federally-Regulated Consumer Product | 1992-08-31 |  | 1998-06-21
Hussong Manufacturing Co. | Ambiance Fireplaces | INT-200 INTRIGUE 200 | Direct Vent Gravity Type Wall | LPG | Pressure | FALSE | FALSE | 1 | None | None | Non-Condensing | Step Modulating | 39500 | 18500 |  |  | 75.5 | 64 | Federally-Regulated Consumer Product | 2011-08-10 |  | 2011-10-03
Williams Furnace Co. | Sahara | 50GV-C1-5-LPG | Vented Gravity Type Wall Furna | LPG | No Match | TRUE | FALSE | 1 | None | None | No Match | No Match | 50000 | 35000 |  |  |  |  | Non Federally-Regulated | 1985-10-07 |  | 1998-06-21
Clayton Manufacturing, Inc. | Clayton | 60GZC | Vented Room Heater - unspecifi | Natural Gas | No Match | TRUE | FALSE | 1 | None | None | No Match | No Match | 40000 | 28800 |  |  | 66.8 | 64 | Federally-Regulated Consumer Product | 1997-04-11 |  | 1998-06-21
Heil Quaker | Sears | 629.7567 | Vented Gravity Type Wall Furna | Natural Gas | No Match | TRUE | FALSE | 1 | None | None | No Match | No Match | 35000 | 34500 |  |  | 64.1 | 64 | Non Federally-Regulated | 1988-07-27 |  | 1998-06-21
Efel North America | Efel North America | GASHARMONY | Vented Room Heater - unspecifi | LPG | No Match | TRUE | FALSE | 1 | None | None | No Match | No Match | 50000 | 36000 |  |  | 73 | 65 | Federally-Regulated Consumer Product | 1997-04-11 |  | 1998-06-21
Martin Industries | Williams | EVH70B | Vented Room Heater - unspecifi | LPG | No Match | TRUE | FALSE | 1 | None | None | No Match | No Match | 70000 | 49000 |  |  | 65 | 65 | Non Federally-Regulated | 1988-01-29 |  | 1998-06-21
Rinnai America | Rinnai | RHFE-263FA-P | Vented Fan Type Wall Furnace | LPG | Injection Type | FALSE | FALSE | 1 |  | None | Non-Condensing | Step Modulating | 11000 | 8800 | 6 | 6 | 80 | 73 | Federally-Regulated Consumer Product | 2011-06-14 |  | 2011-09-27
Williams Furnace Co. | Monterey | 20GV-5-LPG | Vented Gravity Type Wall Furna | LPG | No Match | TRUE | FALSE | 1 | None | None | No Match | No Match | 20000 | 14000 |  |  |  |  | Non Federally-Regulated | 1981-03-11 |  | 1982-05-21
Martin Industries | Warm Morning | VR40**P | Vented Room Heater - unspecifi | LPG | No Match | TRUE | FALSE | 1 | None | None | No Match | No Match | 40000 | 28000 |  |  | 64 | 64 | Federally-Regulated Consumer Product | 1992-06-03 |  | 1998-06-21
Williams Furnace Co. | Sears | 629.7767 | Vented Gravity Type Wall Furna | LPG | No Match | TRUE | FALSE | 1 | None | None | Non-Condensing | Single-Stage | 35000 | 34500 |  |  | 64.1 | 64 | Non Federally-Regulated | 1988-03-14 |  | 1989-03-22
NHC | Sterling-Millivolt | STERLING-MV | Gravity Type Vented Room Heate | Natural Gas | No Match | TRUE | FALSE | 1 | None | None | Non-Condensing | Single-Stage | 40000 | 30440 |  |  | 70.2 | 64 | Federally-Regulated Consumer Product | 1993-04-14 |  | 1994-10-12
Perfection Schwank | Perfection | CV7501PN-C | Vented Fan Type Wall Furnace | Natural Gas | No Match | FALSE | FALSE | 1 | None | None | Non-Condensing | Single-Stage | 50000 | 39300 |  |  | 74.3 | 74 | Federally-Regulated Consumer Product | 1991-02-08 |  | 1995-06-15
Empire Comfort Systems | Empire | DV-232-1MH | Direct Vent Gravity Type Wall | Natural Gas | No Match | TRUE | FALSE | 1 | None | None | No Match | No Match | 32000 | 22560 |  |  | 64 | 64 | Federally-Regulated Consumer Product | 1997-04-11 |  | 1998-06-21
Martin Industries | Warm Morning | V65L+P | Vented Room Heater - unspecifi | LPG | No Match | TRUE | FALSE | 1 | None | None | No Match | No Match | 65000 | 45500 |  |  | 65 | 65 | Federally-Regulated Consumer Product | 1992-06-03 |  | 1998-06-21
Archgard Industries, Ltd. | Optima 30 Insert | 0I30TP | Vented Room Heater - unspecifi | LPG | No Match | TRUE | FALSE | 1 | None | None | No Match | No Match | 24000 | 18720 |  |  | 71 | 63 | Federally-Regulated Consumer Product | 1997-04-11 |  | 1998-06-21
NHC | Sterling-Electronic | STERLING-EL | Gravity Type Vented Room Heate | Natural Gas | No Match | FALSE | FALSE | 1 | None | None | Non-Condensing | Single-Stage | 40000 | 30440 |  |  | 71.8 | 64 | Federally-Regulated Consumer Product | 1993-04-14 |  | 2003-09-16
Rinnai America | Energy Savers | RHFE-431FAIII-P | Direct Vent Fan Type Wall Furn | LPG | No Match | FALSE | FALSE | 1 | None | None | Non-Condensing | Single-Stage | 16700 | 13900 |  |  | 84 | 73 | Federally-Regulated Consumer Product | 2000-07-18 |  | 2007-11-16
Rinnai America | Energy Savers | RHFE-431FAIII-N | Direct Vent Fan Type Wall Furn | Natural Gas | No Match | FALSE | FALSE | 1 | None | None | Non-Condensing | Single-Stage | 16700 | 13553 |  |  | 80.8 | 73 | Federally-Regulated Consumer Product | 2000-07-18 |  | 2007-11-16
Martin Industries | Aspen | C20-1 HS-1 | Vented Room Heater - unspecifi | Natural Gas | No Match | TRUE | FALSE | 1 | None | None | No Match | No Match | 20000 | 13000 |  |  |  |  | Non Federally-Regulated | 1981-06-02 |  | 1998-06-21
CFM Majestic, Inc. ( Purchased by Monessen Hearth Systems Company 7/25/2008) | Insta-Flame | FSDV30** | Direct Vent Gravity Type Wall | Natural Gas | No Match | TRUE | FALSE | 1 | None | None | Non-Condensing | Single-Stage | 30000 | 21000 |  |  | 69.8 | 64 | Federally-Regulated Consumer Product | 1995-05-05 |  | 1997-11-20
Williams Furnace Co. | Monterey | 20GV-3-LPG | Vented Gravity Type Wall Furna | LPG | No Match | TRUE | FALSE | 1 | None | None | No Match | No Match | 20000 | 14120 |  |  | 63.2 | 63 | Non Federally-Regulated | 1988-07-27 |  | 1989-03-22
Williams Furnace Co. | Williams | 65EH-LPG | Vented Room Heater - unspecifi | LPG | No Match | TRUE | FALSE | 1 | None | None | No Match | No Match | 65000 | 45500 |  |  | 68.3 | 65 | Federally-Regulated Consumer Product | 1992-06-03 |  | 1998-06-21
Empire Comfort Systems | Empire Comfort Systems | RH50C-1 | Gravity Type Vented Room Heate | Natural Gas | Pressure | TRUE | FALSE | 1 |  | None | Non-Condensing | Single-Stage | 50000 | 35000 |  |  | 68 | 65 | Federally-Regulated Consumer Product | 2013-06-17 |  | 2014-08-28
Williams Furnace Co. | Williams | 2001621A | Gravity Type Vented Room Heate | LPG | Pressure | TRUE | FALSE | 0 |  | None | Non-Condensing | Single-Stage | 20000 | 16000 |  |  | 71 | 58 | Federally-Regulated Consumer Product | 2014-08-28 |  | 2015-04-20
Gas Technologies | Golden Flame | 4000WH | Direct Vent Gravity Type Wall | Natural Gas | No Match | TRUE | FALSE | 1 | None | None | No Match | No Match | 21000 | 14700 |  |  | 70 | 63 | Federally-Regulated Consumer Product | 1992-06-03 |  | 1998-06-21
Williams Furnace Co. | Forsaire | 3508731 | Vented Fan Type Wall Furnace | LPG | No Match | TRUE | FALSE | 1 | None | None | No Match | No Match | 35000 | 28000 |  |  | 74.8 | 73 | Federally-Regulated Consumer Product | 1997-04-11 |  | 1998-06-21
LSC, Inc. | Warm Morning | VR-35FMAL | Vented Room Heater - unspecifi | Natural Gas | No Match | TRUE | FALSE | 1 | None | None | No Match | No Match | 35000 | 24500 |  |  |  |  | Non Federally-Regulated | 1984-03-31 |  | 1998-06-21
Louisville Tin &amp; Stove Co. | Cozy | DVCF407A | Direct Vent Fan Type Wall Furn | Natural Gas | No Match | FALSE | FALSE | 1 | None | None | Non-Condensing | Single-Stage | 40000 | 32000 |  |  | 76.5 | 73 | Federally-Regulated Consumer Product | 1994-10-20 |  | 1995-06-15
Williams Furnace Co. | Forsaire | 5508331 | Vented Fan Type Wall Furnace | LPG | No Match | FALSE | FALSE | 1 | None | None | Non-Condensing | Single-Stage | 55000 | 44000 |  |  | 76 | 74 | Federally-Regulated Consumer Product | 1993-12-10 |  | 1995-06-05
Fireplace Products International, Ltd. | Regency | U20-NG | Vented Room Heater - unspecifi | Natural Gas | No Match | TRUE | FALSE | 1 | None | None | No Match | No Match | 21000 | 16500 |  |  | 64 | 63 | Federally-Regulated Consumer Product | 1998-03-31 |  | 1998-06-21
Williams Furnace Co. | Forsaire Magnum | 6008532 | Vented Fan Type Wall Furnace | Natural Gas | No Match | TRUE | FALSE | 1 | None | None | No Match | No Match | 60000 | 48600 |  |  | 78 | 74 | Federally-Regulated Consumer Product | 1995-06-15 |  | 1998-06-21
Louisville Tin &amp; Stove Co. | Louisville Tin & Stove Co. | VC702* | Gravity Type Vented Room Heate | LPG | Injection Type | TRUE | FALSE | 0 | Draft Diverter | None | Non-Condensing | Single-Stage | 70000 | 49000 |  |  | 65 | 65 | Federally-Regulated Consumer Product | 2013-06-17 |  | 2014-08-28
LSC, Inc. | LSC, Inc. | LSCIP650A | Vented Fan Type Wall Furnace | Natural Gas | No Match | FALSE | FALSE | 1 | None | None | No Match | No Match | 65000 | 52000 |  |  |  | 74 | Non Federally-Regulated | 1988-01-29 |  | 1998-06-21
Louisville Tin &amp; Stove Co. | Cozy | DVCF653A | Direct Vent Fan Type Wall Furn | Natural Gas | No Match | TRUE | FALSE | 1 | None | None | No Match | No Match | 62500 | 48750 |  |  | 74.3 | 74 | Federally-Regulated Consumer Product | 1995-06-15 |  | 1998-06-21
Williams Furnace Co. | Suburban | DWW-40EA-LP | Direct Vent Fan Type Wall Furn | LPG | No Match | FALSE | FALSE | 1 | None | None | Non-Condensing | Single-Stage | 40000 | 32000 |  |  | 76.5 | 73 | Federally-Regulated Consumer Product | 1991-08-29 |  | 1992-06-03
Empire Comfort Systems | Empire Comfort Systems | RH-65C-1 | Gravity Type Vented Room Heate | LPG | Pressure | TRUE | FALSE | 1 | Draft Diverter | None | Non-Condensing | Single-Stage | 65000 | 45500 |  |  | 65 | 65 | Federally-Regulated Consumer Product | 2010-01-11 |  | 2012-01-03
Williams Furnace Co. | Debonair | 30DV-3-NAT | Direct Vent Gravity Type Wall | Natural Gas | No Match | TRUE | FALSE | 1 | None | None | No Match | No Match | 30000 | 21000 |  |  | 65.6 | 64 | Federally-Regulated Consumer Product | 1992-06-03 |  | 1998-06-21
Louisville Tin &amp; Stove Co. | Cozy | VC351 | Vented Room Heater - unspecifi | Natural Gas | No Match | TRUE | FALSE | 1 | None | None | No Match | No Match | 35000 | 28000 |  |  | 66 | 64 | Federally-Regulated Consumer Product | 1995-06-15 |  | 1998-06-21
Empire Comfort Systems | Empire Comfort Systems | RH-65C-1 | Gravity Type Vented Room Heate | Natural Gas | Pressure | TRUE | FALSE | 1 | Draft Diverter | None | Non-Condensing | Single-Stage | 65000 | 45500 |  |  | 65 | 65 | Federally-Regulated Consumer Product | 2010-01-11 |  | 2012-01-03
Williams Furnace Co. | Williams | 6257731 | Direct Vent Fan Type Wall Furn | LPG | Pressure | TRUE | FALSE | 1 |  | None | Non-Condensing | Single-Stage | 62500 | 50000 | 0 | 0 | 76.1 | 74 | Federally-Regulated Consumer Product | 2012-05-02 |  | 2013-06-17
Williams Furnace Co. | Monterey SRO | 5009622 | Vented Gravity Type Wall Furna | Natural Gas | No Match | TRUE | FALSE | 1 | None | None | Non-Condensing | Single-Stage | 50000 | 38000 |  |  | 69.8 | 65 | Federally-Regulated Consumer Product | 1993-12-10 |  | 2012-11-19
Rinnai America | Rinnai | RHFE-1004FA-N | Vented Fan Type Wall Furnace | Natural Gas | Injection Type | FALSE | FALSE | 1 |  | None | Non-Condensing | Step Modulating | 38400 | 30900 | 6 | 6 | 80 | 73 | Federally-Regulated Consumer Product | 2011-06-14 |  | 2011-09-27
CFM Majestic, Inc. ( Purchased by Monessen Hearth Systems Company 7/25/2008) | Insta-Flame | HE20RN | Vented Room Heater - unspecifi | Natural Gas | No Match | TRUE | FALSE | 1 | None | None | No Match | No Match | 20000 | 15400 |  |  | 74.4 | 58 | Federally-Regulated Consumer Product | 1997-04-11 |  | 1998-06-21
Williams Furnace Co. | Montgomery Ward | SFB-50176A | Vented Gravity Type Wall Furna | LPG | No Match | TRUE | FALSE | 1 | None | None | No Match | No Match | 50000 | 35000 |  |  |  |  | Non Federally-Regulated | 1981-03-11 |  | 1998-06-21
CFM Majestic, Inc. ( Purchased by Monessen Hearth Systems Company 7/25/2008) | Insta-Flame | DV40 | Direct Vent Gravity Type Wall | Natural Gas | No Match | TRUE | FALSE | 1 | None | None | No Match | No Match | 35000 | 24500 |  |  | 68.6 | 64 | Federally-Regulated Consumer Product | 1995-06-15 |  | 1998-06-21
Williams Furnace Co. | Monterey | 5009712(50GV-3T NAT) | Vented Gravity Type Wall Furna | Natural Gas | No Match | TRUE | FALSE | 1 | None | None | Non-Condensing | Single-Stage | 50000 | 35300 |  |  | 65.1 | 65 | Federally-Regulated Consumer Product | 1995-06-05 |  | 2012-11-19
Blaze King Industries | Pegasus | 7003 | Vented Room Heater - unspecifi | Natural Gas | No Match | TRUE | FALSE | 1 | None | None | No Match | No Match | 38000 | 29800 |  |  | 72 | 64 | Federally-Regulated Consumer Product | 1997-04-11 |  | 1998-06-21
Empire Stove | Empire | DV210-6 | Direct Vent Gravity Type Wall | LPG | No Match | TRUE | FALSE | 1 | None | None | No Match | No Match | 10000 | 700 |  |  |  |  | Non Federally-Regulated | 1981-03-21 |  | 1998-06-21
Perfection Products Co. | Perfection | PWB25RTN-B | Vented Gravity Type Wall Furna | Natural Gas | No Match | TRUE | FALSE | 1 | None | None | No Match | No Match | 25000 | 17500 |  |  |  | 63 | Non Federally-Regulated | 1988-07-27 |  | 1998-06-21
Louisville Tin &amp; Stove Co. | Louisville Tin & Stove Co. | W355G | Vented Gravity Type Wall Furna | Natural Gas | Injection Type | TRUE | FALSE | 0 |  | None | Non-Condensing | Single-Stage | 35000 | 24000 |  |  | 66 | 64 | Federally-Regulated Consumer Product | 2013-06-17 |  | 2014-08-28
Empire Comfort Systems | Empire | 3588 | Gravity Type Floor Furnace | Natural Gas | No Match | TRUE | FALSE | 1 | None | None | Non-Condensing | Single-Stage | 32500 | 22750 |  |  | 56.8 | 56 | Federally-Regulated Consumer Product | 1990-04-24 |  | 1993-12-14
Empire Comfort Systems | Empire Comfort Systems | HW350GWOXX1 | Vented Gravity Type Wall Furna | Natural Gas | Injection Type | TRUE | FALSE | 1 | Draft Diverter | None | Non-Condensing | Single-Stage | 35000 | 24500 |  |  | 66 | 64 | Federally-Regulated Consumer Product | 2013-06-17 |  | 2014-08-28
Williams Furnace Co. | Monterey | 20GV-C-3 NAT | Vented Gravity Type Wall Furna | Natural Gas | No Match | TRUE | FALSE | 1 | None | None | Non-Condensing | Single-Stage | 20000 | 14120 |  |  | 63.2 | 63 | Federally-Regulated Consumer Product | 1991-08-29 |  | 1995-06-05
Temco Fireplace Products | Temco | V1000P | Direct Vent Gravity Type Wall | LPG | No Match | TRUE | FALSE | 1 | None | None | Non-Condensing | Single-Stage | 18500 | 11470 |  |  | 62 | 62 | Federally-Regulated Consumer Product | 2001-07-06 |  | 2001-08-06
Louisville Tin &amp; Stove Co. | Cozy | CR235-B | Vented Room Heater - unspecifi | LPG | No Match | TRUE | FALSE | 1 | None | None | No Match | No Match | 35000 | 24500 |  |  | 65 | 64 | Federally-Regulated Consumer Product | 1992-06-03 |  | 1998-06-21
Orrville Products | Comfortec | CDV32RP | Direct Vent Gravity Type Wall | LPG | No Match | TRUE | FALSE | 1 | None | None | No Match | No Match | 18000 | 13500 |  |  | 75 | 62 | Federally-Regulated Consumer Product | 1997-04-11 |  | 1998-06-21
Preway | Preway | FVP45P | Vented Room Heater - unspecifi | Natural Gas | No Match | TRUE | FALSE | 1 | None | None | No Match | No Match | 45000 | 31500 |  |  |  |  | Non Federally-Regulated | 1985-10-07 |  | 1998-06-21
Empire Comfort Systems | Empire | DVD48FP53 | Direct Vent Gravity Type Wall | Natural Gas | Pressure | FALSE | FALSE | 1 | None | None | Non-Condensing | Single-Stage | 28000 | 18284 |  |  | 64.6 | 64 | Federally-Regulated Consumer Product | 2005-07-08 |  | 2007-11-16
Rinnai America | Energy Savers | RHFE-556FTRAIII-P | Direct Vent Fan Type Wall Furn | LPG | No Match | FALSE | FALSE | 1 | None | None | Non-Condensing | Single-Stage | 20700 | 16990 |  |  | 84.2 | 73 | Federally-Regulated Consumer Product | 2000-07-18 |  | 2007-11-16
LSC, Inc. | Warm Morning | VR-85GMAL | Vented Room Heater - unspecifi | LPG | No Match | TRUE | FALSE | 1 | None | None | No Match | No Match | 85000 | 59500 |  |  |  |  | Non Federally-Regulated | 1985-10-07 |  | 1998-06-21
Preway | Preway | FVP45 L | Vented Room Heater - unspecifi | LPG | No Match | TRUE | FALSE | 1 | None | None | No Match | No Match | 45000 | 31500 |  |  |  |  | Non Federally-Regulated | 1981-03-11 |  | 1998-06-21
Empire Comfort Systems | Empire Comfort Systems | HW250GWOXX1 | Vented Gravity Type Wall Furna | LPG | Injection Type | TRUE | FALSE | 1 | Draft Diverter | None | Non-Condensing | Single-Stage | 25000 | 17500 |  |  | 67 | 63 | Federally-Regulated Consumer Product | 2007-11-20 |  | 2012-01-03
Heat-N-Glo Fireplace Products | Heat-N-Glo | DVT-INSERT | Direct Vent Gravity Type Wall | LPG | No Match | TRUE | FALSE | 1 | None | None | No Match | No Match | 32000 | 24256 |  |  | 67.7 | 64 | Federally-Regulated Consumer Product | 1995-06-15 |  | 1998-06-21
Miles Industries Ltd | Miles Fireplaces | MF28EP | Direct Vent Gravity Type Wall | Natural Gas | Injection Type | FALSE | FALSE | 1 | None | None | Non-Condensing | Single-Stage | 28000 | 21246 |  |  | 73.5 | 64 | Federally-Regulated Consumer Product | 2007-07-06 |  | 2011-05-25
Dearborn Stove | Dearborn Baronet II | DRH35-STB-H | Vented Room Heater - unspecifi | Natural Gas | No Match | TRUE | FALSE | 1 | None | None | No Match | No Match | 30000 | 21000 |  |  |  |  | Non Federally-Regulated | 1981-03-12 |  | 1998-06-21
Rinnai America | Rinnai | RHFE-1004FA-N | Direct Vent Fan Type Wall Furn | Natural Gas | No Match | FALSE | FALSE | 1 | None | None | Non-Condensing | Single-Stage | 38400 | 30874 |  |  | 80.4 | 73 | Federally-Regulated Consumer Product | 1999-09-17 |  | 2000-07-18
Martin Industries | Martin | V6950 | Vented Room Heater - unspecifi | Natural Gas | No Match | TRUE | FALSE | 1 | None | None | No Match | No Match | 50000 | 35000 |  |  | 65 | 65 | Federally-Regulated Consumer Product | 1995-06-15 |  | 1998-06-21
Preway | Preway | SVP35 K | Vented Room Heater - unspecifi | Natural Gas | No Match | TRUE | FALSE | 1 | None | None | No Match | No Match | 35000 | 24500 |  |  |  |  | Non Federally-Regulated | 1984-03-31 |  | 1998-06-21
Kingsman Industries | Kingsman Industries | ZDV1001N | Direct Vent Gravity Type Wall | Natural Gas | No Match | TRUE | FALSE | 1 | None | None | Non-Condensing | Single-Stage | 27500 | 19250 |  |  | 64.5 | 64 | Federally-Regulated Consumer Product | 1996-10-18 |  | 1997-03-05
Martin Industries | Martin | F1465-1 STH-2 | Gravity Type Floor Furnace | Natural Gas | No Match | TRUE | FALSE | 1 | None | None | No Match | No Match | 65000 | 42250 |  |  |  |  | Non Federally-Regulated | 1985-10-07 |  | 1998-06-21
Canadian Heating Products, Inc. ( Montigo ) | Del Ray | ME34DR | Direct Vent Gravity Type Wall | Natural Gas | No Match | TRUE | FALSE | 1 | None | None | Non-Condensing | Single-Stage | 21000 | 15456 |  |  | 63.3 | 63 | Federally-Regulated Consumer Product | 1999-09-30 |  | 1999-10-21
LSC, Inc. | Warm Morning | VR-65FMAL | Vented Room Heater - unspecifi | Natural Gas | No Match | TRUE | FALSE | 1 | None | None | No Match | No Match | 65000 | 45500 |  |  |  |  | Non Federally-Regulated | 1984-03-31 |  | 1998-06-21
Williams Furnace Co. | Dayton | 3e+290 | Vented Gravity Type Wall Furna | Natural Gas | No Match | TRUE | FALSE | 1 | None | None | No Match | No Match | 35000 | 24500 |  |  |  | 64 | Federally-Regulated Consumer Product | 1992-08-31 |  | 1998-06-21
Suburban Manufacturing Co. | Suburban | NT-12 | Direct Vent Fan Type Wall Furn | LPG | No Match | FALSE | FALSE | 1 | None | None | No Match | No Match | 12000 | 9000 |  |  |  |  | Non Federally-Regulated | 1981-03-11 |  | 1998-06-21
Empire Comfort Systems | Empire | FAW-40-1IP | Vented Fan Type Wall Furnace | Natural Gas | No Match | FALSE | FALSE | 1 | None | None | Non-Condensing | Single-Stage | 40000 | 31000 |  |  | 74 | 73 | Federally-Regulated Consumer Product | 1997-08-19 |  | 1998-03-31
Louisville Tin &amp; Stove Co. | Louisville Tin & Stove Co. | 90P65* | Gravity Type Floor Furnace | LPG | Injection Type | TRUE | FALSE | 1 | Draft Hood | None | Non-Condensing | Single-Stage | 62000 | 43400 |  |  | 58 | 57 | Federally-Regulated Consumer Product | 2007-11-20 |  | 2011-06-14
Harman Stove Co. | Harman | CLARITY 929DV | Vented Room Heater - unspecifi | LPG | No Match | TRUE | FALSE | 1 | None | None | No Match | No Match | 40000 | 31500 |  |  | 73.8 | 64 | Federally-Regulated Consumer Product | 1997-04-11 |  | 1998-06-21
CFM Majestic, Inc. ( Purchased by Monessen Hearth Systems Company 7/25/2008) | Insta-Flame | FS22** | Vented Gravity Type Wall Furna | Natural Gas | No Match | TRUE | FALSE | 1 | None | None | Non-Condensing | Single-Stage | 30000 | 21000 |  |  | 64 | 64 | Federally-Regulated Consumer Product | 1996-09-03 |  | 1997-11-20
Perfection Products Co. | Perfection | VC270CTL-K | Vented Room Heater - unspecifi | LPG | No Match | TRUE | FALSE | 1 | None | None | No Match | No Match | 70000 | 49000 |  |  |  |  | Non Federally-Regulated | 1984-03-31 |  | 1998-06-21
Williams Furnace Co. | Williams | 2001611 | Gravity Type Vented Room Heate | LPG | No Match | TRUE | FALSE | 1 | None | None | Non-Condensing | Single-Stage | 20000 | 16000 |  |  | 73 | 58 | Federally-Regulated Consumer Product | 1995-06-05 |  | 2012-11-19
Kresky-Ward, Inc. | Kresky-Ward | GZ46 D-F | Gravity Type Floor Furnace | Natural Gas | No Match | TRUE | FALSE | 1 | None | None | No Match | No Match | 46000 | 32200 |  |  |  |  | Non Federally-Regulated | 1982-05-21 |  | 1998-06-21
Empire Comfort Systems | Empire Comfort Systems | MV-120 | Vented Gravity Type Wall Furna | Natural Gas | Injection Type | TRUE | FALSE | 1 |  | None | Non-Condensing | Single-Stage | 8000 | 6048 |  |  | 69 | 59 | Federally-Regulated Consumer Product | 2012-04-02 |  | 2012-11-16
Louisville Tin &amp; Stove Co. | Cozy | W351C | Vented Gravity Type Wall Furna | Natural Gas | No Match | TRUE | FALSE | 1 | None | None | No Match | No Match | 35000 | 24500 |  |  | 64.1 | 64 | Federally-Regulated Consumer Product | 1992-06-03 |  | 1998-06-21
Louisville Tin &amp; Stove Co. | Louisville Tin & Stove Co. | CF653* | Vented Fan Type Wall Furnace | Natural Gas | Injection Type | TRUE | FALSE | 1 |  | None | Non-Condensing | Single-Stage | 65000 | 52000 | 110 | 97 | 74.1 | 74 | Federally-Regulated Consumer Product | 2011-07-18 |  | 2013-06-17
Martin Industries | Midland International | V6870 | Gravity Type Vented Room Heate | LPG | No Match | TRUE | FALSE | 1 | None | None | Non-Condensing | Single-Stage | 70000 | 49000 |  |  | 65 | 65 | Federally-Regulated Consumer Product | 1992-04-30 |  | 1992-06-19
Empire Comfort Systems | Empire | DV-55E-3 | Direct Vent Fan Type Wall Furn | Natural Gas | No Match | FALSE | FALSE | 1 | None | None | Non-Condensing | Single-Stage | 55000 | 44825 |  |  | 80 | 74 | Federally-Regulated Consumer Product | 1997-08-19 |  | 1998-03-31
Osburn Manufacturing | Osburn | BAY VISTA | Vented Room Heater - unspecifi | Natural Gas | No Match | TRUE | FALSE | 1 | None | None | No Match | No Match | 35000 | 26250 |  |  | 75 | 64 | Federally-Regulated Consumer Product | 1997-04-11 |  | 1998-06-21
Empire Comfort Systems | Empire | GW-35-2SG | Vented Gravity Type Wall Furna | Natural Gas | No Match | TRUE | FALSE | 1 | None | None | Non-Condensing | Single-Stage | 35000 | 24850 |  |  | 65 | 64 | Non Federally-Regulated | 1989-02-27 |  | 1993-12-14
CFM Majestic, Inc. ( Purchased by Monessen Hearth Systems Company 7/25/2008) | Insta-Flame | FS30TP | Vented Room Heater - unspecifi | LPG | No Match | TRUE | FALSE | 1 | None | None | No Match | No Match | 21000 | 14700 |  |  | 64.7 | 63 | Federally-Regulated Consumer Product | 1998-03-31 |  | 1998-06-21
Kingsman Industries | Kingsman Industries | FV4000LP | Vented Room Heater - unspecifi | LPG | No Match | TRUE | FALSE | 1 | None | None | No Match | No Match | 31250 | 22660 |  |  | 65 | 64 | Federally-Regulated Consumer Product | 1997-04-11 |  | 1998-06-21
Williams Furnace Co. | Debonair | 22DV-5-LPG | Direct Vent Gravity Type Wall | LPG | No Match | TRUE | FALSE | 1 | None | None | No Match | No Match | 22000 | 15400 |  |  | 64.8 | 63 | Federally-Regulated Consumer Product | 1992-06-03 |  | 1998-06-21
Louisville Tin &amp; Stove Co. | Cozy | W505C | Vented Gravity Type Wall Furna | Natural Gas | No Match | TRUE | FALSE | 1 | None | None | Non-Condensing | Single-Stage | 50000 | 35000 |  |  | 65.1 | 65 | Federally-Regulated Consumer Product | 1991-11-13 |  | 1993-05-18
Rinnai America | Rinnai | RHFE-201RFA-P | Vented Fan Type Wall Furnace | LPG | Injection Type | FALSE | FALSE | 1 |  | None | Non-Condensing | Step Modulating | 8000 | 6700 | 6 | 6 | 83 | 73 | Federally-Regulated Consumer Product | 2011-06-14 |  | 2011-10-27
Empire Comfort Systems | Empire | DVP36FP73 | Direct Vent Gravity Type Wall | Natural Gas | Pressure | FALSE | FALSE | 1 | None | None | Non-Condensing | Single-Stage | 28000 | 19460 |  |  | 68.8 | 64 | Federally-Regulated Consumer Product | 2005-06-14 |  | 2007-11-16
Perfection Products Co. | Perfection | PDW85OSEL-B | Vented Gravity Type Wall Furna | LPG | No Match | TRUE | FALSE | 1 | None | None | No Match | No Match | 50000 | 35000 |  |  |  |  | Non Federally-Regulated | 1985-10-07 |  | 1998-06-21
Williams Furnace Co. | Williams | 6005622 | Gravity Type Floor Furnace | Natural Gas | Pressure | TRUE | FALSE | 1 |  | None | Non-Condensing | Single-Stage | 60000 | 42000 |  |  | 58 | 57 | Federally-Regulated Consumer Product | 2011-08-22 |  | 2013-06-17
Williams Furnace Co. | Debonair | 30DV-3-LPG | Direct Vent Gravity Type Wall | LPG | No Match | TRUE | FALSE | 1 | None | None | No Match | No Match | 30000 | 21000 |  |  |  |  | Non Federally-Regulated | 1985-10-07 |  | 1988-01-29
LSC, Inc. | Warm Morning | V-20GMAL | Vented Room Heater - unspecifi | Natural Gas | No Match | TRUE | FALSE | 1 | None | None | No Match | No Match | 20000 | 14000 |  |  |  |  | Non Federally-Regulated | 1984-03-31 |  | 1998-06-21
Kingsman Industries | Kingsman Industries | ZDV1001N | Direct Vent Gravity Type Wall | Natural Gas | No Match | TRUE | FALSE | 1 | None | None | No Match | No Match | 27500 | 19250 |  |  | 65.1 | 64 | Federally-Regulated Consumer Product | 1998-03-31 |  | 1998-06-21
CFM Majestic, Inc. ( Purchased by Monessen Hearth Systems Company 7/25/2008) | Insta-Flame by Majestic | DVR33 | Direct Vent Gravity Type Wall | Natural Gas | No Match | TRUE | FALSE | 1 | None | None | No Match | No Match | 20000 | 14000 |  |  | 66 | 63 | Federally-Regulated Consumer Product | 1997-04-11 |  | 1998-06-21
Williams Furnace Co. | Dayton | 3e+289 | Vented Gravity Type Wall Furna | Natural Gas | No Match | TRUE | FALSE | 1 | None | None | No Match | No Match | 25000 | 17500 |  |  |  |  | Non Federally-Regulated | 1985-10-07 |  | 1988-01-29
Louisville Tin &amp; Stove Co. | Louisville Tin & Stove Co. | CDV156* | Direct Vent Gravity Type Wall | LPG | Injection Type | TRUE | FALSE | 0 |  | None | Non-Condensing | Single-Stage | 15000 | 10500 |  |  | 64 | 61 | Federally-Regulated Consumer Product | 2013-06-17 |  | 2014-08-28
Suburban Manufacturing Co. | Suburban | GWW-20P-LP | Vented Gravity Type Wall Furna | LPG | No Match | TRUE | FALSE | 1 | None | None | No Match | No Match | 20000 | 14120 |  |  | 63.2 | 63 | Non Federally-Regulated | 1988-07-27 |  | 1998-06-21
Louisville Tin &amp; Stove Co. | Louisville Tin & Stove Co. | VC352* | Gravity Type Vented Room Heate | LPG | Injection Type | TRUE | FALSE | 1 | Draft Diverter | None | Non-Condensing | Single-Stage | 35000 | 24500 |  |  | 66.6 | 64 | Federally-Regulated Consumer Product | 2011-06-14 |  | 2011-07-18
LSC, Inc. | Warm Morning | V-65GMAL | Vented Room Heater - unspecifi | Natural Gas | No Match | TRUE | FALSE | 1 | None | None | No Match | No Match | 65000 | 45500 |  |  |  |  | Non Federally-Regulated | 1985-10-07 |  | 1998-06-21
Perfection Schwank | Perfection | ASV120SEN-T | Direct Vent Gravity Type Wall | Natural Gas | No Match | TRUE | FALSE | 1 | None | None | Non-Condensing | Single-Stage | 20000 | 14000 |  |  | 63 | 63 | Non Federally-Regulated | 1989-02-27 |  | 2003-10-02
Perfection Products Co. | Perfection | VC235TL-J | Vented Room Heater - unspecifi | LPG | No Match | TRUE | FALSE | 1 | None | None | No Match | No Match | 35000 | 24500 |  |  |  |  | Non Federally-Regulated | 1984-03-31 |  | 1998-06-21
Preway | Sears | 155.8526 | Vented Room Heater - unspecifi | LPG | No Match | TRUE | FALSE | 1 | None | None | No Match | No Match | 15000 | 10500 |  |  |  |  | Non Federally-Regulated | 1981-03-11 |  | 1998-06-21
Perfection Schwank | Perfection | PDW850RTL-CS | Vented Gravity Type Wall Furna | LPG | No Match | TRUE | FALSE | 1 | None | None | Non-Condensing | Single-Stage | 50000 | 35000 |  |  | 65 | 65 | Federally-Regulated Consumer Product | 1991-02-08 |  | 2003-10-02
Heil Quaker | Sears | 629.7767 | Vented Gravity Type Wall Furna | LPG | No Match | TRUE | FALSE | 1 | None | None | No Match | No Match | 35000 | 34500 |  |  | 64.1 | 64 | Non Federally-Regulated | 1988-07-27 |  | 1998-06-21
Heil Quaker | Quaker | WGS25CN | Vented Gravity Type Wall Furna | Natural Gas | No Match | TRUE | FALSE | 1 | None | None | No Match | No Match | 25000 | 17500 |  |  |  |  | Non Federally-Regulated | 1982-05-21 |  | 1998-06-21
Perfection Products Co. | Perfection | PW825RTL-B | Vented Gravity Type Wall Furna | LPG | No Match | TRUE | FALSE | 1 | None | None | No Match | No Match | 25000 | 17500 |  |  |  |  | Non Federally-Regulated | 1984-03-31 |  | 1998-06-21
Ultra-Aire | Ultra-Aire | UA350S-BRBP | Vented Gravity Type Wall Furna | LPG | No Match | TRUE | FALSE | 1 | None | None | No Match | No Match | 30000 | 21000 |  |  |  |  | Non Federally-Regulated | 1981-07-12 |  | 1998-06-21
Louisville Tin &amp; Stove Co. | Cozy | DVCF403 | Direct Vent Fan Type Wall Furn | Natural Gas | No Match | TRUE | FALSE | 1 | None | None | No Match | No Match | 40000 | 32000 |  |  | 74.5 | 73 | Federally-Regulated Consumer Product | 1995-06-15 |  | 1998-06-21
Louisville Tin &amp; Stove Co. | Cozy | CDV155 | Direct Vent Gravity Type Wall | Natural Gas | No Match | TRUE | FALSE | 1 | None | None | No Match | No Match | 15000 | 10500 |  |  | 61 | 61 | Federally-Regulated Consumer Product | 1997-04-11 |  | 1998-06-21
Williams Furnace Co. | Forsaire | 455FX-R NAT | Vented Fan Type Wall Furnace | Natural Gas | No Match | TRUE | FALSE | 1 | None | None | No Match | No Match | 55000 | 44000 |  |  | 75 | 74 | Federally-Regulated Consumer Product | 1992-06-03 |  | 1998-06-21
Empire Comfort Systems | Empire Comfort Systems | FAW-40-1(SP,IP) | Vented Fan Type Wall Furnace | Natural Gas | Pressure | TRUE | FALSE | 1 |  | None | Non-Condensing | Single-Stage | 40000 | 31000 | 168 | 358 | 74 | 73 | Federally-Regulated Consumer Product | 2013-06-17 |  | 2014-08-28
Addison Products | Dearborn Baronet II | DRH775*-*-* | Vented Room Heater - unspecifi | LPG | No Match | TRUE | FALSE | 1 | None | None | No Match | No Match | 75000 | 52500 |  |  |  |  | Non Federally-Regulated | 1984-03-31 |  | 1998-06-21
Hunter Energy & Technology | Hunter | FI25H-3 | Vented Room Heater - unspecifi | Natural Gas | No Match | TRUE | FALSE | 1 | None | None | No Match | No Match | 20000 | 13200 |  |  | 58.7 | 58 | Federally-Regulated Consumer Product | 1995-06-15 |  | 1998-06-21
Williams Furnace Co. | Continental | RFT35-OP | Vented Fan Type Wall Furnace | LPG | No Match | TRUE | FALSE | 1 | None | None | Non-Condensing | Single-Stage | 35000 | 28000 |  |  | 74.8 | 73 | Non Federally-Regulated | 1988-03-14 |  | 1995-06-05
Locke Stove | Warm Morning | V-65EMAL | Vented Room Heater - unspecifi | Natural Gas | No Match | TRUE | FALSE | 1 | None | None | No Match | No Match | 65000 | 45500 |  |  |  |  | Non Federally-Regulated | 1982-05-21 |  | 1998-06-21
Rinnai America | Rinnai | EX11C (RHFE-265FTA)(P) | Direct Vent Fan Type Wall Furn | LPG | Injection Type | FALSE | FALSE | 1 |  | None | Non-Condensing | Step Modulating | 11000 | 9000 | 6 | 6 | 82 | 73 | Federally-Regulated Consumer Product | 2011-07-18 |  | 2015-04-20
Valor Homeflame | Homeflame | 475AB-N | Vented Room Heater - unspecifi | LPG | No Match | FALSE | FALSE | 1 | None | None | No Match | No Match | 20000 | 14800 |  |  |  |  | Non Federally-Regulated | 1985-10-07 |  | 1998-06-21
Martin Industries | Martin | V5970 | Vented Room Heater - unspecifi | Natural Gas | No Match | TRUE | FALSE | 1 | None | None | No Match | No Match | 70000 | 49000 |  |  | 65 | 65 | Non Federally-Regulated | 1989-03-22 |  | 1998-06-21
Martin Industries | Williams | SVH20 | Vented Room Heater - unspecifi | LPG | No Match | TRUE | FALSE | 1 | None | None | No Match | No Match | 20000 | 14000 |  |  | 58 | 58 | Non Federally-Regulated | 1988-01-29 |  | 1998-06-21
Suburban Manufacturing Co. | Suburban | FF-45 | Gravity Type Floor Furnace | Natural Gas | No Match | FALSE | FALSE | 1 | None | None | No Match | No Match | 45000 | 34260 |  |  | 57 | 57 | Federally-Regulated Consumer Product | 1990-06-26 |  | 1998-06-21
Orrville Products | Comfortec | CDV40RP | Direct Vent Gravity Type Wall | LPG | No Match | TRUE | FALSE | 1 | None | None | No Match | No Match | 25000 | 17500 |  |  | 68.6 | 63 | Federally-Regulated Consumer Product | 1998-03-31 |  | 1998-06-21
Empire Comfort Systems | Empire | GW-25-3SG | Vented Gravity Type Wall Furna | Natural Gas | No Match | TRUE | FALSE | 1 | None | None | Non-Condensing | Single-Stage | 25000 | 18000 |  |  | 65 | 63 | Federally-Regulated Consumer Product | 1990-09-11 |  | 1993-12-14
Williams Furnace Co. | Dearborn | DWF50BG-1 NAT.. | Vented Gravity Type Wall Furna | Natural Gas | No Match | TRUE | FALSE | 1 | None | None | No Match | No Match | 50000 | 35000 |  |  |  | 65 | Federally-Regulated Consumer Product | 1992-08-31 |  | 1998-06-21
Williams Furnace Co. | Dayton | 3e+292 | Vented Gravity Type Wall Furna | LPG | No Match | TRUE | FALSE | 1 | None | None | No Match | No Match | 25000 | 17500 |  |  | 63.3 | 63 | Non Federally-Regulated | 1989-03-22 |  | 1990-06-26
Hunter Energy & Technology | Hunter | PW/WF35-3 | Vented Room Heater - unspecifi | LPG | No Match | TRUE | FALSE | 1 | None | None | No Match | No Match | 35000 | 25000 |  |  | 65.8 | 64 | Federally-Regulated Consumer Product | 1995-06-15 |  | 1998-06-21
Faber Manufacturing | Faber Gas Fireplaces | VERA | Gravity Type Vented Room Heate | LPG | No Match | TRUE | FALSE | 1 | None | None | Non-Condensing | Single-Stage | 30000 | 22500 |  |  | 75 | 64 | Federally-Regulated Consumer Product | 1994-01-07 |  | 1994-05-10
Williams Furnace Co. | Sahara | 435FEI-NAT | Vented Fan Type Wall Furnace | Natural Gas | No Match | FALSE | FALSE | 1 | None | None | No Match | No Match | 35000 | 28000 |  |  |  |  | Non Federally-Regulated | 1985-10-07 |  | 1998-06-21
Perfection Schwank | Perfection | CV750N-C | Vented Fan Type Wall Furnace | Natural Gas | No Match | TRUE | FALSE | 1 | None | None | No Match | No Match | 50000 | 39300 |  |  | 74.3 | 74 | Federally-Regulated Consumer Product | 1995-06-15 |  | 1998-06-21
Empire Comfort Systems | Empire | DVF-36IP-1 | Direct Vent Gravity Type Wall | Natural Gas | No Match | FALSE | FALSE | 1 | None | None | Non-Condensing | Single-Stage | 25000 | 17500 |  |  | 63 | 63 | Federally-Regulated Consumer Product | 2000-07-06 |  | 2007-11-16
Perfection Schwank | Perfection | 35943 (SEARS) | Vented Room Heater - unspecifi | LPG | No Match | TRUE | FALSE | 1 | None | None | No Match | No Match | 35000 | 24500 |  |  | 64 | 64 | Federally-Regulated Consumer Product | 1992-06-03 |  | 1998-06-21
Empire Comfort Systems | Empire | RH-340-4VS | Vented Room Heater - unspecifi | Natural Gas | No Match | TRUE | FALSE | 1 | None | None | No Match | No Match | 35000 | 24675 |  |  | 64 | 64 | Non Federally-Regulated | 1988-07-27 |  | 1998-06-21
Louisville Tin &amp; Stove Co. | Cozy | DV35 | Direct Vent Gravity Type Wall | LPG | No Match | TRUE | FALSE | 1 | None | None | No Match | No Match | 35000 | 24500 |  |  |  |  | Non Federally-Regulated | 1985-10-07 |  | 1998-06-21
Perfection Products Co. | Perfection | PW820SEN-B-4 | Vented Gravity Type Wall Furna | Natural Gas | No Match | TRUE | FALSE | 1 | None | None | No Match | No Match | 20000 | 14000 |  |  |  |  | Non Federally-Regulated | 1984-03-31 |  | 1998-06-21
Perfection Products Co. | Perfection | WSV135TN-MG | Direct Vent Gravity Type Wall | Natural Gas | No Match | TRUE | FALSE | 1 | None | None | No Match | No Match | 35000 | 24500 |  |  |  |  | Non Federally-Regulated | 1984-03-31 |  | 1998-06-21
Perfection Products Co. | Perfection | PW820TL-B | Vented Gravity Type Wall Furna | LPG | No Match | TRUE | FALSE | 1 | None | None | No Match | No Match | 20000 | 14000 |  |  |  |  | Non Federally-Regulated | 1984-03-31 |  | 1998-06-21
Blaze King Industries | Pegasus | 9000 | Vented Room Heater - unspecifi | LPG | No Match | TRUE | FALSE | 1 | None | None | No Match | No Match | 40000 | 29800 |  |  | 65.1 | 64 | Federally-Regulated Consumer Product | 1995-06-15 |  | 1997-04-11
Williams Furnace Co. | Sears | 629.7567 | Vented Gravity Type Wall Furna | Natural Gas | No Match | TRUE | FALSE | 1 | None | None | No Match | No Match | 35000 | 24500 |  |  | 64.1 | 64 | Federally-Regulated Consumer Product | 1997-04-11 |  | 1998-06-21
Williams Furnace Co. | Williams | 5001712 (50EH NAT) | Gravity Type Vented Room Heate | Natural Gas | No Match | TRUE | FALSE | 1 | None | None | Non-Condensing | Single-Stage | 50000 | 35000 |  |  | 67.4 | 65 | Federally-Regulated Consumer Product | 1995-06-05 |  | 2012-11-19
Williams Furnace Co. | Continental | RMG25-1-LPG | Vented Gravity Type Wall Furna | LPG | No Match | TRUE | FALSE | 1 | None | None | Non-Condensing | Single-Stage | 25000 | 17500 |  |  | 63.3 | 63 | Non Federally-Regulated | 1988-01-29 |  | 1995-06-05
Louisville Tin &amp; Stove Co. | Louisville Tin & Stove Co. | WOW403* | Direct Vent Fan Type Wall Furn | Natural Gas | Induced Draft | FALSE | FALSE | 1 |  | None | Non-Condensing | Single-Stage | 40000 | 29200 | 4 |  | 73 | 73 | Federally-Regulated Consumer Product | 2011-06-23 |  | 2011-07-18
Louisville Tin &amp; Stove Co. | Cozy | 86B30 | Gravity Type Floor Furnace | Natural Gas | No Match | TRUE | FALSE | 1 | None | None | No Match | No Match | 30000 | 21000 |  |  | 56 | 56 | Non Federally-Regulated | 1988-07-27 |  | 1998-06-21
Williams Furnace Co. | Williams | 1403622 | Direct Vent Gravity Type Wall | Natural Gas | Pressure | TRUE | FALSE | 1 |  | None | Non-Condensing | Single-Stage | 14000 | 10039 |  |  | 63.4 | 61 | Federally-Regulated Consumer Product | 2011-08-22 |  | 2012-05-02
Empire Comfort Systems | Empire | GWT-35-2SG | Vented Gravity Type Wall Furna | Natural Gas | Pressure | TRUE | FALSE | 1 | None | None | Non-Condensing | Single-Stage | 35000 | 24500 |  |  | 65.5 | 64 | Federally-Regulated Consumer Product | 2001-06-15 |  | 2007-11-16
Ultra-Aire | Ultra-Aire | UA200SRC | Vented Gravity Type Wall Furna | LPG | No Match | TRUE | FALSE | 1 | None | None | No Match | No Match | 20000 | 14000 |  |  |  |  | Non Federally-Regulated | 1981-06-14 |  | 1998-06-21
Empire Comfort Systems | Empire | DV225-2SG | Direct Vent Gravity Type Wall | Natural Gas | No Match | TRUE | FALSE | 1 | None | None | No Match | No Match | 25000 | 16500 |  |  |  |  | Non Federally-Regulated | 1985-10-07 |  | 1998-06-21
Williams Furnace Co. | Dearborn | DWF50BU-2 nat | Vented Gravity Type Wall Furna | Natural Gas | No Match | TRUE | FALSE | 1 | None | None | No Match | No Match | 50000 | 35000 |  |  |  |  | Non Federally-Regulated | 1981-08-25 |  | 1998-06-21
Williams Furnace Co. | Montgomery Ward | SFB-50421B | Direct Vent Fan Type Wall Furn | Natural Gas | No Match | FALSE | FALSE | 1 | None | None | No Match | No Match | 40000 | 32000 |  |  |  |  | Non Federally-Regulated | 1984-03-31 |  | 1998-06-21
Louisville Tin &amp; Stove Co. | Cozy | 88N75 | Gravity Type Floor Furnace | Natural Gas | No Match | TRUE | FALSE | 1 | None | None | No Match | No Match | 75000 | 52500 |  |  | 57 | 57 | Non Federally-Regulated | 1989-03-22 |  | 1998-06-21
Williams Furnace Co. | Suburban | DWW-14PT-NAT | Direct Vent Gravity Type Wall | Natural Gas | No Match | TRUE | FALSE | 1 | None | None | Non-Condensing | Single-Stage | 14000 | 8900 |  |  | 63.1 | 61 | Non Federally-Regulated | 1988-06-22 |  | 1995-06-05
Dearborn Stove | Montgomery Ward | KDT6241D | Vented Room Heater - unspecifi | Natural Gas | No Match | TRUE | FALSE | 1 | None | None | No Match | No Match | 40000 | 28000 |  |  |  |  | Non Federally-Regulated | 1981-03-11 |  | 1998-06-21
Williams Furnace Co. | Williams | 3501712 | Vented Room Heater - unspecifi | Natural Gas | No Match | TRUE | FALSE | 1 | None | None | No Match | No Match | 35000 | 24500 |  |  | 67.1 | 64 | Federally-Regulated Consumer Product | 1997-04-11 |  | 1998-06-21
Temtex | Temtex | AD 36 | Unvented Room Heater | LPG | No Match | TRUE | FALSE | 1 | None | None | No Match | No Match | 31000 | 31000 |  |  | 99.8 |  | Federally-Regulated Consumer Product | 1992-06-03 |  | 1998-06-21
Perfection Schwank | Perfection | VRC250CTL-W-1 | Vented Room Heater - unspecifi | LPG | No Match | TRUE | FALSE | 1 | None | None | No Match | No Match | 50000 | 35000 |  |  | 65 | 65 | Federally-Regulated Consumer Product | 1995-06-15 |  | 1998-06-21
Louisville Tin &amp; Stove Co. | Cozy | W605B | Vented Gravity Type Wall Furna | Natural Gas | No Match | TRUE | FALSE | 1 | None | None | No Match | No Match | 60000 | 42000 |  |  | 65 | 65 | Non Federally-Regulated | 1988-07-27 |  | 1998-06-21
CFM Majestic, Inc. ( Purchased by Monessen Hearth Systems Company 7/25/2008) | Insta-Flame by Majestic | DVT36** | Direct Vent Gravity Type Wall | Natural Gas | No Match | TRUE | FALSE | 1 | None | None | Non-Condensing | Single-Stage | 25000 | 17500 |  |  | 66 | 63 | Federally-Regulated Consumer Product | 1996-09-03 |  | 1997-11-20
Williams Furnace Co. | Monterey | 20GV-C-5 NAT | Vented Gravity Type Wall Furna | Natural Gas | No Match | TRUE | FALSE | 1 | None | None | Non-Condensing | Single-Stage | 20000 | 14120 |  |  | 63.2 | 63 | Federally-Regulated Consumer Product | 1991-08-29 |  | 1995-06-05
Heil Quaker | Quaker | NUGAA50AU** | Vented Fan Type Wall Furnace | Natural Gas | No Match | FALSE | FALSE | 1 | None | None | No Match | No Match | 50000 | 40000 |  |  |  |  | Non Federally-Regulated | 1985-10-07 |  | 1998-06-21
Perfection Schwank | Perfection | PDW850TN-D | Vented Gravity Type Wall Furna | Natural Gas | No Match | TRUE | FALSE | 1 | None | None | Non-Condensing | Single-Stage | 50000 | 35000 |  |  | 65 | 65 | Federally-Regulated Consumer Product | 1991-02-08 |  | 2003-10-02
Empire Comfort Systems | Empire | DV-235-3SG | Direct Vent Gravity Type Wall | Natural Gas | No Match | TRUE | FALSE | 1 | None | None | Non-Condensing | Single-Stage | 35000 | 24675 |  |  | 64 | 64 | Non Federally-Regulated | 1989-01-11 |  | 1993-12-14
Williams Furnace Co. | Monterey | 35GVHE-5T NAT | Vented Gravity Type Wall Furna | Natural Gas | No Match | TRUE | FALSE | 1 | None | None | Non-Condensing | Single-Stage | 35000 | 27300 |  |  | 71.2 | 64 | Federally-Regulated Consumer Product | 1992-09-04 |  | 1995-06-05
Williams Furnace Co. | Williams | 3502812 (35RHB NAT) | Vented Room Heater - unspecifi | Natural Gas | No Match | TRUE | FALSE | 1 | None | None | No Match | No Match | 35000 | 24500 |  |  | 67.1 | 64 | Federally-Regulated Consumer Product | 1995-06-15 |  | 1998-06-21
Archgard Industries, Ltd. | Optima 30 Insert | OI30TP | Vented Room Heater - unspecifi | LPG | No Match | TRUE | FALSE | 1 | None | None | No Match | No Match | 24000 | 18720 |  |  | 71 | 63 | Federally-Regulated Consumer Product | 1998-03-31 |  | 1998-06-21
Williams Furnace Co. | Sears | 629.7768 | Vented Fan Type Wall Furnace | LPG | No Match | FALSE | FALSE | 1 | None | None | Non-Condensing | Single-Stage | 35000 | 28000 |  |  | 75.6 | 73 | Non Federally-Regulated | 1988-03-14 |  | 1989-03-22
Louisville Tin &amp; Stove Co. | Cozy | CF357 | Vented Fan Type Wall Furnace | Natural Gas | No Match | FALSE | FALSE | 1 | None | None | Non-Condensing | Single-Stage | 35000 | 28000 |  |  | 76.9 | 73 | Non Federally-Regulated | 1988-12-21 |  | 1991-11-13
LSC, Inc. | Warm Morning | V-65HMAL | Vented Room Heater - unspecifi | Natural Gas | No Match | TRUE | FALSE | 1 | None | None | No Match | No Match | 65000 | 45500 |  |  |  |  | Non Federally-Regulated | 1985-10-07 |  | 1998-06-21
Williams Furnace Co. | Williams | 3508731 | Vented Fan Type Wall Furnace | LPG | Pressure | TRUE | FALSE | 1 |  | None | Non-Condensing | Single-Stage | 35000 | 28000 | 0 | 0 | 74.8 | 73 | Federally-Regulated Consumer Product | 2012-05-02 |  | 2013-06-17
Williams Furnace Co. | Perfection | PW335RTN-2 | Vented Gravity Type Wall Furna | Natural Gas | No Match | TRUE | FALSE | 1 | None | None | No Match | No Match | 35000 | 24500 |  |  |  |  | Non Federally-Regulated | 1981-03-11 |  | 1998-06-21
Williams Furnace Co. | Debonair | 30DV-5-NAT | Direct Vent Gravity Type Wall | Natural Gas | No Match | TRUE | FALSE | 1 | None | None | No Match | No Match | 30000 | 21000 |  |  | 65.6 | 64 | Federally-Regulated Consumer Product | 1997-04-11 |  | 1998-06-21
Empire Comfort Systems | Empire | GWT-50-1RB | Vented Gravity Type Wall Furna | Natural Gas | No Match | TRUE | FALSE | 1 | None | None | Non-Condensing | Single-Stage | 50000 | 37000 |  |  | 70 | 65 | Federally-Regulated Consumer Product | 1997-08-19 |  | 2007-11-16
Preway | Sears | 155.4631 | Vented Room Heater - unspecifi | LPG | No Match | TRUE | FALSE | 1 | None | None | No Match | No Match | 15000 | 10500 |  |  | 57 | 57 | Non Federally-Regulated | 1988-01-29 |  | 1998-06-21
Suburban Manufacturing Co. | Suburban | GWW-20PT-LP | Vented Gravity Type Wall Furna | LPG | No Match | TRUE | FALSE | 1 | None | None | No Match | No Match | 20000 | 14120 |  |  | 63.2 | 63 | Non Federally-Regulated | 1988-07-27 |  | 1998-06-21
Martin Industries | Martin | F1465-1 STH-2 | Gravity Type Floor Furnace | LPG | No Match | TRUE | FALSE | 1 | None | None | No Match | No Match | 65000 | 42250 |  |  |  |  | Non Federally-Regulated | 1985-10-07 |  | 1998-06-21
Empire Comfort Systems | Empire | VEP-40B | Vented Gravity Type Wall Furna | LPG | No Match | FALSE | FALSE | 1 | None | None | No Match | No Match | 14000 | 11200 |  |  | 80 | 61 | Non Federally-Regulated | 1988-07-27 |  | 1998-06-21
Williams Furnace Co. | Sears | 629.7768 | Direct Vent Gravity Type Wall | LPG | No Match | TRUE | FALSE | 1 | None | None | Non-Condensing | Single-Stage | 30000 | 21000 |  |  | 65.6 | 64 | Non Federally-Regulated | 1988-03-14 |  | 1995-06-05
Martin Industries | Warm Morning | VR40**N | Vented Room Heater - unspecifi | Natural Gas | No Match | TRUE | FALSE | 1 | None | None | No Match | No Match | 40000 | 28000 |  |  | 64 | 64 | Federally-Regulated Consumer Product | 1992-06-03 |  | 1998-06-21
Martin Industries | Williams | EVH50B | Vented Room Heater - unspecifi | LPG | No Match | TRUE | FALSE | 1 | None | None | No Match | No Match | 50000 | 35000 |  |  | 65 | 65 | Non Federally-Regulated | 1988-01-29 |  | 1998-06-21
Louisville Tin &amp; Stove Co. | Cozy | W356A | Vented Gravity Type Wall Furna | LPG | No Match | TRUE | FALSE | 1 | None | None | Non-Condensing | Single-Stage | 35000 | 24500 |  |  | 64 | 64 | Non Federally-Regulated | 1988-06-23 |  | 1993-06-25
Louisville Tin &amp; Stove Co. | Cozy | CF654A | Vented Fan Type Wall Furnace | LPG | No Match | TRUE | FALSE | 1 | None | None | No Match | No Match | 65000 | 52000 |  |  | 74.1 | 74 | Federally-Regulated Consumer Product | 1992-06-03 |  | 1998-06-21
Williams Furnace Co. | Sears | 629.7568 | Direct Vent Fan Type Wall Furn | Natural Gas | No Match | FALSE | FALSE | 1 | None | None | No Match | No Match | 40000 | 32000 |  |  | 77.5 | 73 | Non Federally-Regulated | 1989-03-22 |  | 1998-06-21
Louisville Tin &amp; Stove Co. | Cozy | DVCFG54A | Direct Vent Fan Type Wall Furn | LPG | No Match | TRUE | FALSE | 1 | None | None | No Match | No Match | 62500 | 48750 |  |  | 74.3 | 74 | Federally-Regulated Consumer Product | 1995-06-15 |  | 1998-06-21
Louisville Tin &amp; Stove Co. | Louisville Tin & Stove Co. | CDV256* | Direct Vent Gravity Type Wall | LPG | Injection Type | TRUE | FALSE | 0 |  | None | Non-Condensing | Single-Stage | 25000 | 17500 |  |  | 63 | 63 | Federally-Regulated Consumer Product | 2013-06-17 |  | 2014-08-28
Addison Products | Dearborn Baronet II | DRH50* | Vented Room Heater - unspecifi | LPG | No Match | TRUE | FALSE | 1 | None | None | No Match | No Match | 45000 | 31500 |  |  |  |  | Non Federally-Regulated | 1984-03-31 |  | 1998-06-21
Polaris Fireplaces, Inc. | Polaris | PG 150 P | Gravity Type Vented Room Heate | LPG | No Match | FALSE | FALSE | 1 | None | None | Non-Condensing | Single-Stage | 22000 | 17800 |  |  | 66.7 | 63 | Federally-Regulated Consumer Product | 1995-06-12 |  | 2003-10-02
Williams Furnace Co. | Suburban | DWW-40E-NAT | Direct Vent Fan Type Wall Furn | Natural Gas | No Match | FALSE | FALSE | 1 | None | None | No Match | No Match | 40000 | 32000 |  |  | 77.5 | 73 | Non Federally-Regulated | 1989-03-22 |  | 1998-06-21
Ultra-Aire | Ultra-Aire | UA350S-RC | Vented Gravity Type Wall Furna | Natural Gas | No Match | TRUE | FALSE | 1 | None | None | No Match | No Match | 30000 | 21000 |  |  |  |  | Non Federally-Regulated | 1981-07-17 |  | 1998-06-21
Louisville Tin &amp; Stove Co. | Cozy | C160A | Vented Room Heater - unspecifi | Natural Gas | No Match | TRUE | FALSE | 1 | None | None | No Match | No Match | 60000 | 42000 |  |  |  |  | Non Federally-Regulated | 1985-10-07 |  | 1998-06-21
Perfection Schwank | Perfection | CV7501PL-C | Vented Fan Type Wall Furnace | LPG | No Match | FALSE | FALSE | 1 | None | None | No Match | No Match | 50000 | 39300 |  |  | 74.3 | 74 | Federally-Regulated Consumer Product | 1995-06-15 |  | 1998-06-21
Empire Comfort Systems | Empire Comfort Systems | DV-35-2SG | Vented Gravity Type Wall Furna | Natural Gas | Pressure | TRUE | FALSE | 1 | None | None | Non-Condensing | Single-Stage | 35000 | 24500 |  |  | 68 | 64 | Federally-Regulated Consumer Product | 2013-06-17 |  | 2014-08-28
Williams Furnace Co. | Chamberlain | 2203621 | Vented Gravity Type Wall Furna | LPG | No Match | TRUE | FALSE | 1 | None | None | Non-Condensing | Single-Stage | 22000 | 16462 |  |  | 65.8 | 63 | Federally-Regulated Consumer Product | 1995-06-05 |  | 2012-11-19
CFM Majestic, Inc. ( Purchased by Monessen Hearth Systems Company 7/25/2008) | Insta-Flame | FS30RN | Vented Room Heater - unspecifi | Natural Gas | No Match | TRUE | FALSE | 1 | None | None | No Match | No Match | 30000 | 21000 |  |  | 64.7 | 64 | Federally-Regulated Consumer Product | 1998-03-31 |  | 1998-06-21
Louisville Tin &amp; Stove Co. | Cozy | C150-B | Vented Room Heater - unspecifi | Natural Gas | No Match | TRUE | FALSE | 1 | None | None | No Match | No Match | 50000 | 35000 |  |  | 66 | 65 | Federally-Regulated Consumer Product | 1995-06-15 |  | 1998-06-21
Williams Furnace Co. | Forsaire | 455FX-R-LPG | Vented Fan Type Wall Furnace | LPG | No Match | TRUE | FALSE | 1 | None | None | No Match | No Match | 55000 | 44000 |  |  |  | 74 | Non Federally-Regulated | 1988-01-29 |  | 1998-06-21
Heat-N-Glo Fireplace Products | Heat-N-Glo | DVT-INSERT | Direct Vent Gravity Type Wall | Natural Gas | No Match | TRUE | FALSE | 1 | None | None | Non-Condensing | Single-Stage | 28500 | 21435 |  |  | 66.7 | 64 | Federally-Regulated Consumer Product | 1993-11-16 |  | 1995-05-04
Williams Furnace Co. | Forsaire | 400DVI-NAT | Direct Vent Fan Type Wall Furn | Natural Gas | No Match | FALSE | FALSE | 1 | None | None | Non-Condensing | Single-Stage | 40000 | 32000 |  |  | 77.5 | 73 | Non Federally-Regulated | 1988-03-14 |  | 1988-07-27
Perfection Schwank | Perfection | VRC235TL-W-1 | Gravity Type Vented Room Heate | LPG | No Match | TRUE | FALSE | 1 | None | None | Non-Condensing | Single-Stage | 35000 | 24500 |  |  | 64 | 64 | Federally-Regulated Consumer Product | 1991-02-08 |  | 2003-10-02
Empire Comfort Systems | Empire Comfort Systems | HW500GWHOXX1 | Vented Gravity Type Wall Furna | LPG | Injection Type | TRUE | FALSE | 1 | Draft Diverter | None | Non-Condensing | Single-Stage | 50000 | 35000 |  |  | 66 | 65 | Federally-Regulated Consumer Product | 2012-01-03 |  | 2013-06-17
Rinnai America | Rinnai | RHFE-431FAIII-P | Direct Vent Fan Type Wall Furn | LPG | No Match | FALSE | FALSE | 1 | None | None | Non-Condensing | Single-Stage | 16700 | 13900 |  |  | 84 | 73 | Federally-Regulated Consumer Product | 1999-09-17 |  | 2000-07-18
Louisville Tin &amp; Stove Co. | Cozy | C420A | Vented Room Heater - unspecifi | LPG | No Match | TRUE | FALSE | 1 | None | None | No Match | No Match | 20000 | 14000 |  |  |  |  | Non Federally-Regulated | 1985-10-07 |  | 1998-06-21
Perfection Products Co. | Perfection | PW835RTN-B | Vented Gravity Type Wall Furna | Natural Gas | No Match | TRUE | FALSE | 1 | None | None | No Match | No Match | 35000 | 24500 |  |  |  |  | Non Federally-Regulated | 1984-03-31 |  | 1998-06-21
Perfection Products Co. | Perfection | PW835TN-B-4 | Vented Gravity Type Wall Furna | Natural Gas | No Match | TRUE | FALSE | 1 | None | None | No Match | No Match | 35000 | 24500 |  |  |  |  | Non Federally-Regulated | 1984-03-31 |  | 1998-06-21
Williams Furnace Co. | Williams | 5002912 | Vented Room Heater - unspecifi | Natural Gas | No Match | TRUE | FALSE | 1 | None | None | No Match | No Match | 50000 | 37500 |  |  | 68.1 | 65 | Federally-Regulated Consumer Product | 1995-06-15 |  | 1998-06-21
Orrville Products | Comfortec | C60TN | Vented Room Heater - unspecifi | Natural Gas | No Match | TRUE | FALSE | 1 | None | None | No Match | No Match | 30000 | 22300 |  |  | 74.3 | 64 | Federally-Regulated Consumer Product | 1997-04-11 |  | 1998-06-21
LSC, Inc. | Warm Morning | HDV35L | Direct Vent Gravity Type Wall | LPG | No Match | TRUE | FALSE | 1 | None | None | No Match | No Match | 35000 | 24500 |  |  |  |  | Non Federally-Regulated | 1984-03-31 |  | 1998-06-21
Louisville Tin &amp; Stove Co. | Louisville Tin & Stove Co. | CF503* | Vented Fan Type Wall Furnace | Natural Gas | Injection Type | TRUE | FALSE | 1 |  | None | Non-Condensing | Single-Stage | 50000 | 40000 | 100 | 86 | 74.3 | 74 | Federally-Regulated Consumer Product | 2013-06-17 |  | 2014-08-28
Williams Furnace Co. | Williams | 5009821 | Vented Gravity Type Wall Furna | LPG | Pressure | TRUE | FALSE | 0 |  | None | Non-Condensing | Single-Stage | 50000 | 39100 |  |  | 71 | 65 | Federally-Regulated Consumer Product | 2013-06-17 |  | 2014-02-04
Preway | Sears | 155.8567 | Vented Room Heater - unspecifi | Natural Gas | No Match | FALSE | FALSE | 1 | None | None | No Match | No Match | 75000 | 52500 |  |  |  |  | Non Federally-Regulated | 1981-03-11 |  | 1998-06-21
Perfection Products Co. | Perfection | PW825RTN-B | Vented Gravity Type Wall Furna | Natural Gas | No Match | TRUE | FALSE | 1 | None | None | No Match | No Match | 25000 | 17500 |  |  |  |  | Non Federally-Regulated | 1984-03-31 |  | 1998-06-21
Heil Quaker | Sears | 867.7347 | Vented Fan Type Wall Furnace | Natural Gas | No Match | FALSE | FALSE | 1 | None | None | No Match | No Match | 60000 | 48000 |  |  |  |  | Non Federally-Regulated | 1984-03-31 |  | 1998-06-21
Williams Furnace Co. | Williams | 5002812 | Vented Room Heater - unspecifi | Natural Gas | No Match | TRUE | FALSE | 1 | None | None | No Match | No Match | 50000 | 35000 |  |  | 67.4 | 65 | Federally-Regulated Consumer Product | 1997-04-11 |  | 1998-06-21
Kresky-Ward, Inc. | Kresky-Ward | GZ33 D-F | Gravity Type Floor Furnace | Natural Gas | No Match | TRUE | FALSE | 1 | None | None | No Match | No Match | 33000 | 23100 |  |  |  |  | Non Federally-Regulated | 1982-05-21 |  | 1998-06-21
Martin Industries | Martin | V4950 ST-1 | Vented Room Heater - unspecifi | LPG | No Match | TRUE | FALSE | 1 | None | None | No Match | No Match | 50000 | 35000 |  |  |  |  | Non Federally-Regulated | 1981-03-11 |  | 1998-06-21
Empire Comfort Systems | Empire | DVS-30-2 | Direct Vent Gravity Type Wall | Natural Gas | No Match | TRUE | FALSE | 1 | None | None | Non-Condensing | Single-Stage | 20000 | 16000 |  |  | 63 | 63 | Federally-Regulated Consumer Product | 2002-07-25 |  | 2007-11-16
Empire Stove | Empire | DV225-2 | Direct Vent Gravity Type Wall | LPG | No Match | TRUE | FALSE | 1 | None | None | No Match | No Match | 25000 | 16500 |  |  |  |  | Non Federally-Regulated | 1982-05-21 |  | 1998-06-21
Empire Comfort Systems | Empire | PH-20 | Direct Vent Fan Type Wall Furn | Natural Gas | No Match | FALSE | FALSE | 1 | None | None | Non-Condensing | Single-Stage | 20000 | 19000 |  |  | 91.4 | 73 | Federally-Regulated Consumer Product | 1990-09-11 |  | 1992-06-03
Rinnai America | Rinnai | RHFE-556FTRAIII-P | Direct Vent Fan Type Wall Furn | LPG | No Match | FALSE | FALSE | 1 | None | None | Non-Condensing | Single-Stage | 20700 | 16990 |  |  | 84.2 | 73 | Federally-Regulated Consumer Product | 1999-09-17 |  | 2000-07-18
Martin Industries | Aspen | R50 VSTH | Vented Room Heater - unspecifi | LPG | No Match | TRUE | FALSE | 1 | None | None | No Match | No Match | 50000 | 35000 |  |  |  |  | Non Federally-Regulated | 1985-10-07 |  | 1998-06-21
Williams Furnace Co. | Monterey Magnum | 3509521 | Vented Gravity Type Wall Furna | LPG | No Match | TRUE | FALSE | 1 | None | None | Non-Condensing | Single-Stage | 35000 | 27300 |  |  | 71.2 | 64 | Federally-Regulated Consumer Product | 1993-12-10 |  | 1995-06-05
Ultra-Aire | Ultra-Aire | UA350S-BRBPRC | Vented Gravity Type Wall Furna | LPG | No Match | TRUE | FALSE | 1 | None | None | No Match | No Match | 30000 | 21000 |  |  |  |  | Non Federally-Regulated | 1981-07-14 |  | 1998-06-21
Osburn Manufacturing | Osburn | G 2 | Gravity Type Vented Room Heate | Natural Gas | No Match | TRUE | FALSE | 1 | None | None | Non-Condensing | Single-Stage | 20000 | 13520 |  |  | 64 | 58 | Federally-Regulated Consumer Product | 1994-10-18 |  | 2000-12-19
Williams Furnace Co. | Williams | 6508731 | Vented Gravity Type Wall Furna | LPG | Pressure | TRUE | FALSE | 1 |  | None | Non-Condensing | Single-Stage | 65000 | 52000 |  |  | 74 | 65 | Federally-Regulated Consumer Product | 2011-08-22 |  | 2013-05-10
Johnson Gas Appliance Co. | Newport | NEWPDRT INSERT | Direct Vent Gravity Type Wall | LPG | No Match | TRUE | FALSE | 1 | None | None | No Match | No Match | 29500 | 21250 |  |  | 65 | 64 | Federally-Regulated Consumer Product | 1995-06-15 |  | 1998-06-21
Orrville Products | Comfortec | C30TP | Vented Room Heater - unspecifi | LPG | No Match | TRUE | FALSE | 1 | None | None | No Match | No Match | 21000 | 14700 |  |  | 64 | 63 | Federally-Regulated Consumer Product | 1998-03-31 |  | 1998-06-21
CFM Majestic, Inc. ( Purchased by Monessen Hearth Systems Company 7/25/2008) | Insta-Flame by Majestic | DVT43 | Direct Vent Gravity Type Wall | LPG | No Match | TRUE | FALSE | 1 | None | None | No Match | No Match | 31500 | 22050 |  |  | 65 | 64 | Federally-Regulated Consumer Product | 1997-04-11 |  | 1998-06-21
Williams Furnace Co. | Continental | RHG35-1-NAT | Vented Gravity Type Wall Furna | Natural Gas | No Match | TRUE | FALSE | 1 | None | None | No Match | No Match | 35000 | 24500 |  |  | 64.1 | 64 | Federally-Regulated Consumer Product | 1992-06-03 |  | 1998-06-21
Orrville Products | Comfortec | CDV34RN | Gravity Type Vented Room Heate | Natural Gas | No Match | TRUE | FALSE | 1 | None | None | Non-Condensing | Single-Stage | 20000 | 15000 |  |  | 73.5 | 58 | Federally-Regulated Consumer Product | 1993-04-09 |  | 1995-06-02
Williams Furnace Co. | Forsaire | 455FX-R NAT | Vented Fan Type Wall Furnace | Natural Gas | No Match | TRUE | FALSE | 1 | None | None | Non-Condensing | Single-Stage | 55000 | 44000 |  |  | 75 | 74 | Federally-Regulated Consumer Product | 1991-08-29 |  | 1995-06-05
Williams Furnace Co. | Debonair | 22DV-5-NAT | Direct Vent Gravity Type Wall | Natural Gas | No Match | TRUE | FALSE | 1 | None | None | Non-Condensing | Single-Stage | 22000 | 15400 |  |  | 64.8 | 63 | Non Federally-Regulated | 1988-03-14 |  | 1984-03-31
Louisville Tin &amp; Stove Co. | Louisville Tin & Stove Co. | WOW254* | Direct Vent Fan Type Wall Furn | LPG | Induced Draft | FALSE | FALSE | 1 |  | None | Non-Condensing | Single-Stage | 20000 | 14600 | 4 |  | 73 | 73 | Federally-Regulated Consumer Product | 2011-06-23 |  | 2011-07-18
Williams Furnace Co. | Continental | RMG20-IP | Vented Gravity Type Wall Furna | LPG | No Match | TRUE | FALSE | 1 | None | None | Non-Condensing | Single-Stage | 20000 | 14120 |  |  | 63.2 | 63 | Non Federally-Regulated | 1988-03-14 |  | 1995-06-05
Louisville Tin &amp; Stove Co. | Cozy | CR135A | Vented Room Heater - unspecifi | Natural Gas | No Match | TRUE | FALSE | 1 | None | None | No Match | No Match | 35000 | 24500 |  |  | 64 | 64 | Non Federally-Regulated | 1989-03-22 |  | 1998-06-21
Blaze King Industries | Pegasus | 9101 | Vented Room Heater - unspecifi | LPG | No Match | TRUE | FALSE | 1 | None | None | No Match | No Match | 38000 | 32200 |  |  | 75.6 | 64 | Federally-Regulated Consumer Product | 1995-06-15 |  | 1998-06-21
CFM Majestic, Inc. ( Purchased by Monessen Hearth Systems Company 7/25/2008) | Insta-Flame | FS30TN | Vented Room Heater - unspecifi | Natural Gas | No Match | TRUE | FALSE | 1 | None | None | No Match | No Match | 30000 | 21000 |  |  | 64.7 | 64 | Federally-Regulated Consumer Product | 1998-03-31 |  | 1998-06-21
Blaze King Industries | Pegasus | 9101 | Vented Room Heater - unspecifi | Natural Gas | No Match | TRUE | FALSE | 1 | None | None | No Match | No Match | 40000 | 33200 |  |  | 73.6 | 64 | Federally-Regulated Consumer Product | 1995-06-15 |  | 1998-06-21
Rinnai America | Rinnai | RHFE-263FA-P | Vented Fan Type Wall Furnace | Natural Gas | Injection Type | FALSE | FALSE | 1 |  | None | Non-Condensing | Step Modulating | 11000 | 8800 | 6 | 6 | 80 | 73 | Federally-Regulated Consumer Product | 2011-06-14 |  | 2011-09-27
Empire Comfort Systems | Empire Comfort Systems | HW250GWOXX1 | Vented Gravity Type Wall Furna | Natural Gas | Injection Type | TRUE | FALSE | 1 | Draft Diverter | None | Non-Condensing | Single-Stage | 25000 | 17500 |  |  | 67 | 63 | Federally-Regulated Consumer Product | 2012-01-03 |  | 2013-06-17
Williams Furnace Co. | Sears | 629.7567 | Vented Gravity Type Wall Furna | Natural Gas | No Match | TRUE | FALSE | 1 | None | None | Non-Condensing | Single-Stage | 35000 | 24500 |  |  | 64.1 | 64 | Federally-Regulated Consumer Product | 1992-05-29 |  | 1997-04-11
Louisville Tin &amp; Stove Co. | Cozy | VC502 | Vented Room Heater - unspecifi | LPG | No Match | TRUE | FALSE | 1 | None | None | No Match | No Match | 50000 | 39000 |  |  | 66 | 65 | Federally-Regulated Consumer Product | 1995-06-15 |  | 1998-06-21
Louisville Tin &amp; Stove Co. | Cozy | C220-B | Vented Room Heater - unspecifi | LPG | No Match | TRUE | FALSE | 1 | None | None | No Match | No Match | 20000 | 14000 |  |  | 59 | 58 | Federally-Regulated Consumer Product | 1992-06-03 |  | 1998-06-21
CFM Majestic, Inc. ( Purchased by Monessen Hearth Systems Company 7/25/2008) | Insta-Flame | HEB30 | Vented Gravity Type Wall Furna | Natural Gas | No Match | TRUE | FALSE | 1 | None | None | No Match | No Match | 30000 | 21000 |  |  | 64.2 | 64 | Federally-Regulated Consumer Product | 1995-06-15 |  | 1998-06-21
Empire Comfort Systems | Empire | GW-25-2 | Vented Gravity Type Wall Furna | Natural Gas | No Match | TRUE | FALSE | 1 | None | None | Non-Condensing | Single-Stage | 25000 | 18000 |  |  | 65 | 63 | Non Federally-Regulated | 1989-06-06 |  | 1993-12-14
Williams Furnace Co. | Suburban | DWW-55E-LP | Direct Vent Fan Type Wall Furn | LPG | No Match | FALSE | FALSE | 1 | None | None | Non-Condensing | Single-Stage | 55000 | 44000 |  |  | 77.5 | 74 | Non Federally-Regulated | 1988-06-22 |  | 1989-03-22
Williams Furnace Co. | Forsaire | 450FX-R LPG | Vented Fan Type Wall Furnace | LPG | No Match | TRUE | FALSE | 1 | None | None | Non-Condensing | Single-Stage | 50000 | 40000 |  |  | 74.3 | 74 | Federally-Regulated Consumer Product | 1991-08-29 |  | 1992-05-29
LSC, Inc. | LSC, Inc. | LSC20L | Direct Vent Gravity Type Wall | Natural Gas | No Match | TRUE | FALSE | 1 | None | None | No Match | No Match | 20000 | 14000 |  |  |  |  | Non Federally-Regulated | 1985-10-07 |  | 1998-06-21
Empire Comfort Systems | Empire Comfort Systems | HW250GWHOXX2 | Vented Gravity Type Wall Furna | Natural Gas | Pressure | TRUE | FALSE | 1 |  | None | Non-Condensing | Single-Stage | 25000 | 17500 |  |  | 70 | 63 | Federally-Regulated Consumer Product | 2013-06-17 |  | 2013-07-10
Clayton Manufacturing, Inc. | Clayton | 60GZC | Gravity Type Vented Room Heate | Natural Gas | No Match | TRUE | FALSE | 1 | None | None | Non-Condensing | Single-Stage | 40000 | 28800 |  |  | 66.8 | 64 | Federally-Regulated Consumer Product | 1993-04-20 |  | 1995-05-26
Williams Furnace Co. | Williams | 350(1,2)(5,9)22A | Gravity Type Vented Room Heate | Natural Gas | Pressure | TRUE | FALSE | 0 |  | Electro-Mechanical Inlet Dampe | Non-Condensing | Single-Stage | 35000 | 25000 |  |  | 68 | 64 | Federally-Regulated Consumer Product | 2014-05-07 |  | 2014-08-28
Perfection Schwank | Perfection | VC250CTL-W-1 | Gravity Type Vented Room Heate | LPG | No Match | TRUE | FALSE | 1 | None | None | Non-Condensing | Single-Stage | 50000 | 35000 |  |  | 65 | 65 | Federally-Regulated Consumer Product | 1991-02-08 |  | 2003-10-02
Regency Industries Canada | Ultimate | U42-LP | Vented Room Heater - unspecifi | LPG | No Match | TRUE | FALSE | 1 | None | None | No Match | No Match | 38000 | 30400 |  |  | 65.2 | 64 | Federally-Regulated Consumer Product | 1997-04-11 |  | 1998-06-21
Williams Furnace Co. | Debonair | 14DV-3-NAT | Direct Vent Gravity Type Wall | Natural Gas | No Match | TRUE | FALSE | 1 | None | None | No Match | No Match | 14000 | 9800 |  |  |  |  | Non Federally-Regulated | 1984-03-31 |  | 1985-10-07
Addison Products | Dearborn Baronet II | DCH625*-*-* | Vented Room Heater - unspecifi | Natural Gas | No Match | TRUE | FALSE | 1 | None | None | No Match | No Match | 25000 | 17500 |  |  |  |  | Non Federally-Regulated | 1984-03-31 |  | 1998-06-21
Williams Furnace Co. | Dayton | 3E472A | Vented Fan Type Wall Furnace | Natural Gas | No Match | FALSE | FALSE | 1 | None | None | No Match | No Match | 35000 | 28000 |  |  | 75.6 | 73 | Non Federally-Regulated | 1988-07-27 |  | 1998-06-21
Empire Comfort Systems | Empire | VEP-40B | Direct Vent Fan Type Wall Furn | LPG | No Match | FALSE | FALSE | 1 | None | None | Non-Condensing | Single-Stage | 14000 | 11900 |  |  | 80 | 73 | Non Federally-Regulated | 1989-01-11 |  | 1989-03-22
Martin Industries | Aspen | C20-1 HS5-1 | Vented Room Heater - unspecifi | LPG | No Match | TRUE | FALSE | 1 | None | None | No Match | No Match | 20000 | 14000 |  |  |  | 58 | Federally-Regulated Consumer Product | 1992-08-31 |  | 1998-06-21
Ecos | Empire | GW50RB | Vented Gravity Type Wall Furna | Natural Gas | No Match | TRUE | FALSE | 1 | None | None | No Match | No Match | 50000 | 35500 |  |  | 65 | 65 | Non Federally-Regulated | 1988-01-29 |  | 1998-06-21
Faber Manufacturing | Faber Gas Fireplaces | VERA | Vented Room Heater - unspecifi | Natural Gas | No Match | TRUE | FALSE | 1 | None | None | No Match | No Match | 30000 | 22500 |  |  | 75 | 64 | Federally-Regulated Consumer Product | 1997-04-11 |  | 1998-06-21
Perfection Schwank | Perfection | CV740HN-B | Vented Fan Type Wall Furnace | Natural Gas | No Match | FALSE | FALSE | 1 | None | None | No Match | No Match | 40000 | 31160 |  |  | 73.3 | 73 | Federally-Regulated Consumer Product | 1992-06-03 |  | 1998-06-21
Heil Quaker | Sears | 867.7343 | Vented Fan Type Wall Furnace | Natural Gas | No Match | FALSE | FALSE | 1 | None | None | No Match | No Match | 30000 | 24000 |  |  |  |  | Non Federally-Regulated | 1985-10-07 |  | 1998-06-21
Williams Furnace Co. | Debonair | 3003711 (30DV-3B-LPS) | Direct Vent Gravity Type Wall | LPG | No Match | TRUE | FALSE | 1 | None | None | No Match | No Match | 30000 | 21000 |  |  | 65.6 | 64 | Federally-Regulated Consumer Product | 1997-04-11 |  | 1998-06-21
Empire Comfort Systems | Empire | DVS-42IP-2 | Direct Vent Gravity Type Wall | Natural Gas | No Match | FALSE | FALSE | 1 | None | None | Non-Condensing | Single-Stage | 28000 | 19600 |  |  | 64 | 64 | Federally-Regulated Consumer Product | 2002-07-25 |  | 2007-11-16
Kresky-Ward, Inc. | Kresky-Ward | KW 25S | Vented Gravity Type Wall Furna | Natural Gas | No Match | TRUE | FALSE | 1 | None | None | No Match | No Match | 25000 | 18250 |  |  |  |  | Non Federally-Regulated | 1981-04-24 |  | 1998-06-21
Louisville Tin &amp; Stove Co. | Cozy | CR*50B | Gravity Type Vented Room Heate | Natural Gas | No Match | TRUE | FALSE | 1 | None | None | Non-Condensing | Single-Stage | 50000 | 33000 |  |  | 66.6 | 65 | Federally-Regulated Consumer Product | 1990-06-25 |  | 1991-11-13
Williams Furnace Co. | Continental | RFT35-IN | Vented Fan Type Wall Furnace | Natural Gas | No Match | FALSE | FALSE | 1 | None | None | Non-Condensing | Single-Stage | 35000 | 28000 |  |  | 75.6 | 73 | Non Federally-Regulated | 1988-03-14 |  | 1988-07-27
Heil Quaker | Sears | 629.7568 | Direct Vent Fan Type Wall Furn | Natural Gas | No Match | FALSE | FALSE | 1 | None | None | No Match | No Match | 40000 | 32000 |  |  | 77.5 | 73 | Non Federally-Regulated | 1988-07-27 |  | 1998-06-21
LSC, Inc. | Warm Morning | V-50HMAL | Vented Room Heater - unspecifi | LPG | No Match | TRUE | FALSE | 1 | None | None | No Match | No Match | 50000 | 35000 |  |  |  |  | Non Federally-Regulated | 1985-10-07 |  | 1998-06-21
Williams Furnace Co. | Williams | 5002711 (50RH LPG) | Gravity Type Vented Room Heate | LPG | No Match | TRUE | FALSE | 1 | None | None | Non-Condensing | Single-Stage | 50000 | 35000 |  |  | 67.4 | 65 | Federally-Regulated Consumer Product | 1995-06-05 |  | 2012-11-19
Williams Furnace Co. | Williams | 50EH-NAT | Vented Room Heater - unspecifi | Natural Gas | No Match | TRUE | FALSE | 1 | None | None | No Match | No Match | 50000 | 35000 |  |  | 67.4 | 65 | Federally-Regulated Consumer Product | 1992-06-03 |  | 1998-06-21
Williams Furnace Co. | Debonair | 30DV-5-NAT | Direct Vent Gravity Type Wall | LPG | No Match | TRUE | FALSE | 1 | None | None | No Match | No Match | 30000 | 21000 |  |  |  |  | Non Federally-Regulated | 1981-09-06 |  | 1998-06-21
Williams Furnace Co. | Dearborn | DWF50BR-NAT. | Vented Gravity Type Wall Furna | Natural Gas | No Match | TRUE | FALSE | 1 | None | None | No Match | No Match | 50000 | 35000 |  |  |  |  | Non Federally-Regulated | 1982-05-21 |  | 1998-06-21
Louisville Tin &amp; Stove Co. | Cozy | 83B65A-MIL | Gravity Type Floor Furnace | LPG | No Match | TRUE | FALSE | 1 | None | None | No Match | No Match | 62000 | 43400 |  |  |  |  | Non Federally-Regulated | 1985-10-07 |  | 1998-06-21
Williams Furnace Co. | Williams | 4505621 | Gravity Type Floor Furnace | LPG | Pressure | TRUE | FALSE | 1 |  | None | Non-Condensing | Single-Stage | 45000 | 31500 |  |  | 57 | 57 | Federally-Regulated Consumer Product | 2011-08-22 |  | 2013-06-17
Williams Furnace Co. | Continental | RFT35-IN | Vented Fan Type Wall Furnace | Natural Gas | No Match | FALSE | FALSE | 1 | None | None | No Match | No Match | 35000 | 28000 |  |  | 75.6 | 73 | Non Federally-Regulated | 1988-07-27 |  | 1998-06-21
CFM Majestic, Inc. ( Purchased by Monessen Hearth Systems Company 7/25/2008) | Insta-Flame | DV34RP | Vented Room Heater - unspecifi | LPG | No Match | TRUE | FALSE | 1 | None | None | No Match | No Match | 18000 | 13500 |  |  | 73.5 | 57 | Federally-Regulated Consumer Product | 1997-04-11 |  | 1998-06-21
Addison Products | Dearborn Baronet II | DRH50*-* | Vented Room Heater - unspecifi | Natural Gas | No Match | TRUE | FALSE | 1 | None | None | No Match | No Match | 50000 | 35000 |  |  |  |  | Non Federally-Regulated | 1985-10-07 |  | 1998-06-21
Williams Furnace Co. | Suburban | GWW-35P-NAT | Vented Gravity Type Wall Furna | Natural Gas | No Match | TRUE | FALSE | 1 | None | None | Non-Condensing | Single-Stage | 35000 | 24500 |  |  | 64.1 | 64 | Federally-Regulated Consumer Product | 1991-08-29 |  | 1997-04-11
Kingsman Industries | Kingsman Industries | ZDV1001N | Vented Room Heater - unspecifi | Natural Gas | No Match | TRUE | FALSE | 1 | None | None | No Match | No Match | 27500 | 19250 |  |  | 64.5 | 64 | Federally-Regulated Consumer Product | 1997-04-11 |  | 1998-06-21
Williams Furnace Co. | Dearborn | DWF35BG-1 NAT. | Vented Gravity Type Wall Furna | Natural Gas | No Match | TRUE | FALSE | 1 | None | None | No Match | No Match | 35000 | 24500 |  |  |  |  | Non Federally-Regulated | 1982-05-21 |  | 1998-06-21
Louisville Tin &amp; Stove Co. | Cozy | 83B50A-MIL | Gravity Type Floor Furnace | LPG | No Match | TRUE | FALSE | 1 | None | None | No Match | No Match | 50000 | 35000 |  |  |  |  | Non Federally-Regulated | 1985-10-07 |  | 1998-06-21
Ecos | Empire | GW50SG | Vented Gravity Type Wall Furna | LPG | No Match | TRUE | FALSE | 1 | None | None | No Match | No Match | 50000 | 35500 |  |  | 65 | 65 | Non Federally-Regulated | 1988-01-29 |  | 1998-06-21
Archgard Industries, Ltd. | Optima 40 Free Standing | 0F40P | Vented Room Heater - unspecifi | LPG | No Match | TRUE | FALSE | 1 | None | None | No Match | No Match | 24000 | 18720 |  |  | 71 | 63 | Federally-Regulated Consumer Product | 1997-04-11 |  | 1998-06-21
Williams Furnace Co. | Williams | 50RH-LPG | Vented Room Heater - unspecifi | LPG | No Match | TRUE | FALSE | 1 | None | None | No Match | No Match | 50000 | 35000 |  |  | 67.4 | 65 | Federally-Regulated Consumer Product | 1992-06-03 |  | 1998-06-21
Louisville Tin &amp; Stove Co. | Cozy | C250-B | Vented Room Heater - unspecifi | LPG | No Match | TRUE | FALSE | 1 | None | None | No Match | No Match | 50000 | 35000 |  |  | 66 | 65 | Federally-Regulated Consumer Product | 1995-06-15 |  | 1998-06-21
Empire Comfort Systems | Empire | VEP-90M | Direct Vent Fan Type Wall Furn | LPG | No Match | FALSE | FALSE | 1 | None | None | Non-Condensing | Single-Stage | 37200 | 31620 |  |  | 80 | 73 | Non Federally-Regulated | 1989-01-11 |  | 1989-03-22
Suburban Manufacturing Co. | Suburban | FF-45 | Gravity Type Floor Furnace | Natural Gas | No Match | FALSE | FALSE | 1 | None | None | Non-Condensing | Single-Stage | 45000 | 34260 |  |  | 57 | 57 | Federally-Regulated Consumer Product | 1990-06-13 |  | 1990-06-26
Rinnai America | Rinnai | RHFE-431FA-P | Direct Vent Fan Type Wall Furn | LPG | No Match | FALSE | FALSE | 1 | None | None | Non-Condensing | Single-Stage | 16700 | 13360 |  |  | 84 | 73 | Federally-Regulated Consumer Product | 1999-09-17 |  | 2000-07-18
Empire Comfort Systems | Empire | DV-210-7SG | Direct Vent Gravity Type Wall | Natural Gas | No Match | TRUE | FALSE | 1 | None | None | No Match | No Match | 10000 | 7000 |  |  | 59 | 59 | Non Federally-Regulated | 1988-01-29 |  | 1998-06-21
Heat-N-Glo Fireplace Products | Gas Technologies | BAY-GDV | Direct Vent Gravity Type Wall | Natural Gas | No Match | TRUE | FALSE | 1 | None | None | Non-Condensing | Single-Stage | 32000 | 24192 |  |  | 68.5 | 64 | Federally-Regulated Consumer Product | 1994-01-03 |  | 1995-05-03
Williams Furnace Co. | Perfection | PDW350RTN-2 | Vented Gravity Type Wall Furna | Natural Gas | No Match | TRUE | FALSE | 1 | None | None | No Match | No Match | 50000 | 35000 |  |  |  |  | Non Federally-Regulated | 1981-03-11 |  | 1998-06-21
Preway | Preway | FVP75R-N | Gravity Type Vented Room Heate | Natural Gas | No Match | TRUE | FALSE | 1 | None | None | Non-Condensing | Single-Stage | 75000 | 52500 |  |  | 65 | 65 | Non Federally-Regulated | 1988-02-05 |  | 1992-05-13
Empire Comfort Systems | Empire Comfort Systems | 3588-(2,3) | Gravity Type Floor Furnace | LPG | Pressure | TRUE | FALSE | 1 | Draft Diverter | None | Non-Condensing | Single-Stage | 32500 | 22750 |  |  | 56 | 56 | Federally-Regulated Consumer Product | 2010-01-11 |  | 2012-01-03
Louisville Tin &amp; Stove Co. | Louisville Tin & Stove Co. | W355* | Vented Gravity Type Wall Furna | Natural Gas | Injection Type | TRUE | FALSE | 1 | Draft Diverter | None | Non-Condensing | Single-Stage | 35000 | 24500 |  |  | 64.1 | 64 | Federally-Regulated Consumer Product | 2011-06-14 |  | 2011-07-18
Empire Comfort Systems | Empire | CIBV-30-20 | Direct Vent Gravity Type Wall | Natural Gas | Pressure | TRUE | FALSE | 1 | None | None | Non-Condensing | Single-Stage | 30000 | 21600 |  |  | 65 | 64 | Federally-Regulated Consumer Product | 2003-11-19 |  | 2007-11-16
CFM Majestic, Inc. ( Purchased by Monessen Hearth Systems Company 7/25/2008) | Insta-Flame | FA20RN | Vented Room Heater - unspecifi | Natural Gas | No Match | TRUE | FALSE | 1 | None | None | No Match | No Match | 20000 | 14000 |  |  | 63.1 | 58 | Federally-Regulated Consumer Product | 1998-03-31 |  | 1998-06-21
Williams Furnace Co. | Debonair | 22DV-3-LPG | Direct Vent Gravity Type Wall | LPG | No Match | TRUE | FALSE | 1 | None | None | No Match | No Match | 22000 | 15400 |  |  |  |  | Non Federally-Regulated | 1984-03-31 |  | 1985-10-07
Malm Fireplaces, Inc. | Carmel | CARMEL | Vented Room Heater - unspecifi | LPG | No Match | TRUE | FALSE | 1 | None | None | No Match | No Match | 22500 | 18000 |  |  | 71 | 63 | Federally-Regulated Consumer Product | 1998-03-31 |  | 1998-06-21
Louisville Tin &amp; Stove Co. | Cozy | MHDV15S | Direct Vent Gravity Type Wall | Natural Gas | No Match | TRUE | FALSE | 1 | None | None | No Match | No Match | 15000 | 10500 |  |  | 64 | 61 | Federally-Regulated Consumer Product | 1995-06-15 |  | 1998-06-21
Empire Comfort Systems | Empire Comfort Systems | RH-65-6 | Gravity Type Vented Room Heate | LPG | Pressure | TRUE | FALSE | 1 | Draft Diverter | None | Non-Condensing | Single-Stage | 65000 | 45500 |  |  | 65 | 65 | Federally-Regulated Consumer Product | 2010-01-11 |  | 2012-01-03
CFM Majestic, Inc. ( Purchased by Monessen Hearth Systems Company 7/25/2008) | Insta-Flame | FSDV22** | Direct Vent Gravity Type Wall | LPG | No Match | TRUE | FALSE | 1 | None | None | Non-Condensing | Single-Stage | 30000 | 21000 |  |  | 65 | 64 | Federally-Regulated Consumer Product | 1996-09-03 |  | 1997-11-20
Addison Products | Dearborn Baronet II | DCH625*-*-* | Vented Room Heater - unspecifi | LPG | No Match | TRUE | FALSE | 1 | None | None | No Match | No Match | 25000 | 17500 |  |  |  |  | Non Federally-Regulated | 1984-03-31 |  | 1998-06-21
Williams Furnace Co. | Suburban | GWW-35P-NAT | Vented Gravity Type Wall Furna | Natural Gas | No Match | TRUE | FALSE | 1 | None | None | Non-Condensing | Single-Stage | 35000 | 34500 |  |  | 64.1 | 64 | Non Federally-Regulated | 1988-06-22 |  | 1989-03-22
Williams Furnace Co. | Sears | 629.7767 | Direct Vent Gravity Type Wall | LPG | No Match | TRUE | FALSE | 1 | None | None | Non-Condensing | Single-Stage | 14000 | 8900 |  |  | 63.1 | 61 | Non Federally-Regulated | 1988-03-14 |  | 1995-06-05
Suburban Manufacturing Co. | Suburban | DNV-25 | Direct Vent Fan Type Wall Furn | Natural Gas | No Match | FALSE | FALSE | 1 | None | None | Non-Condensing | Single-Stage | 25000 | 19750 |  |  | 77.6 | 73 | Non Federally-Regulated | 1988-06-23 |  | 1988-07-27
Perfection Products Co. | Perfection | PW825TN-B | Vented Gravity Type Wall Furna | Natural Gas | No Match | TRUE | FALSE | 1 | None | None | No Match | No Match | 25000 | 17500 |  |  |  |  | Non Federally-Regulated | 1984-03-31 |  | 1998-06-21
Empire Comfort Systems | Empire Comfort Systems | DVC-35-1(SP,IP) | Vented Fan Type Wall Furnace | LPG | Pressure | TRUE | FALSE | 1 |  | None | Non-Condensing | Single-Stage | 35000 | 27700 | 168 | 347 | 75 | 73 | Federally-Regulated Consumer Product | 2012-01-03 |  | 2013-06-17
Louisville Tin &amp; Stove Co. | Louisville Tin & Stove Co. | VC501* | Gravity Type Vented Room Heate | Natural Gas | Injection Type | TRUE | FALSE | 1 | Draft Diverter | None | Non-Condensing | Single-Stage | 50000 | 35000 |  |  | 66 | 65 | Federally-Regulated Consumer Product | 2007-11-20 |  | 2011-06-14
LSC, Inc. | Warm Morning | V-20GMAL | Vented Room Heater - unspecifi | LPG | No Match | TRUE | FALSE | 1 | None | None | No Match | No Match | 20000 | 14000 |  |  |  |  | Non Federally-Regulated | 1984-03-31 |  | 1998-06-21
Williams Furnace Co. | Williams | 6502521 | Gravity Type Vented Room Heate | LPG | No Match | TRUE | FALSE | 1 | None | None | Non-Condensing | Single-Stage | 65000 | 50400 |  |  | 70.5 | 65 | Federally-Regulated Consumer Product | 1995-06-05 |  | 2012-11-19
Williams Furnace Co. | Monterey | 50GV-A1-5 NAT | Vented Gravity Type Wall Furna | Natural Gas | No Match | TRUE | FALSE | 1 | None | None | Non-Condensing | Single-Stage | 50000 | 35300 |  |  | 65.1 | 65 | Federally-Regulated Consumer Product | 1991-08-29 |  | 1995-06-05
Williams Furnace Co. | Dayton | 3e+294 | Vented Gravity Type Wall Furna | LPG | No Match | TRUE | FALSE | 1 | None | None | No Match | No Match | 50000 | 35300 |  |  | 65.1 | 65 | Federally-Regulated Consumer Product | 1997-04-11 |  | 1998-06-21
Empire Comfort Systems | Empire Comfort Systems | GWT-35-2(SG,RB) | Vented Gravity Type Wall Furna | Natural Gas | Pressure | TRUE | FALSE | 1 | Draft Diverter | None | Non-Condensing | Single-Stage | 35000 | 24500 |  |  | 66 | 64 | Federally-Regulated Consumer Product | 2013-06-17 |  | 2014-08-28
Louisville Tin &amp; Stove Co. | Louisville Tin & Stove Co. | CDV356* | Direct Vent Gravity Type Wall | LPG | Injection Type | TRUE | FALSE | 0 | Draft Diverter | None | Non-Condensing | Single-Stage | 33000 | 23100 |  |  | 64 | 64 | Federally-Regulated Consumer Product | 2013-06-17 |  | 2014-08-28
Martin Industries | Martin | V4870 ST-1 | Vented Room Heater - unspecifi | Natural Gas | No Match | TRUE | FALSE | 1 | None | None | No Match | No Match | 70000 | 49000 |  |  |  |  | Non Federally-Regulated | 1981-03-11 |  | 1998-06-21
Preway | Sears | 155.8568 | Vented Room Heater - unspecifi | LPG | No Match | TRUE | FALSE | 1 | None | None | No Match | No Match | 75000 | 52500 |  |  |  |  | Non Federally-Regulated | 1984-03-31 |  | 1998-06-21
Perfection Schwank | Perfection | ASV712SEN-T | Direct Vent Gravity Type Wall | Natural Gas | No Match | TRUE | FALSE | 1 | None | None | Non-Condensing | Single-Stage | 12000 | 8400 |  |  | 60 | 60 | Non Federally-Regulated | 1989-02-27 |  | 2003-10-02
Williams Furnace Co. | Monterey | 50GV-3-NAT | Vented Gravity Type Wall Furna | Natural Gas | No Match | TRUE | FALSE | 1 | None | None | Non-Condensing | Single-Stage | 50000 | 35300 |  |  | 65.1 | 65 | Non Federally-Regulated | 1988-03-14 |  | 1995-06-05
Ultra-Aire | Ultra-Aire | UA300D | Vented Gravity Type Wall Furna | LPG | No Match | TRUE | FALSE | 1 | None | None | No Match | No Match | 30000 | 21000 |  |  |  |  | Non Federally-Regulated | 1981-07-02 |  | 1998-06-21
Rinnai America | Energy Savers | RHFE-431FAII-P | Direct Vent Fan Type Wall Furn | LPG | No Match | FALSE | FALSE | 1 | None | None | Non-Condensing | Single-Stage | 16700 | 13360 |  |  | 84 | 73 | Federally-Regulated Consumer Product | 2000-07-18 |  | 2007-11-16
Perfection Products Co. | Perfection | PW835RTN-B-4 | Vented Gravity Type Wall Furna | Natural Gas | No Match | TRUE | FALSE | 1 | None | None | No Match | No Match | 35000 | 24500 |  |  |  |  | Non Federally-Regulated | 1984-03-31 |  | 1998-06-21
Williams Furnace Co. | Sears | 629.7569 | Vented Fan Type Wall Furnace | Natural Gas | No Match | FALSE | FALSE | 1 | None | None | No Match | No Match | 55000 | 44000 |  |  | 76 | 74 | Non Federally-Regulated | 1989-03-22 |  | 1998-06-21
Williams Furnace Co. | Williams | 5001811 (50EHB LPG) | Vented Room Heater - unspecifi | LPG | No Match | TRUE | FALSE | 1 | None | None | No Match | No Match | 50000 | 35000 |  |  | 67.4 | 65 | Federally-Regulated Consumer Product | 1997-04-11 |  | 1998-06-21
Louisville Tin &amp; Stove Co. | Cozy | C*35B | Gravity Type Vented Room Heate | Natural Gas | No Match | TRUE | FALSE | 1 | None | None | Non-Condensing | Single-Stage | 35000 | 23800 |  |  | 68.6 | 64 | Federally-Regulated Consumer Product | 1990-06-25 |  | 1992-05-07
Williams Furnace Co. | Chamberlain | 2003612 | Vented Gravity Type Wall Furna | Natural Gas | No Match | TRUE | FALSE | 1 | None | None | No Match | No Match | 30000 | 21849 |  |  | 66.4 | 64 | Federally-Regulated Consumer Product | 1995-06-15 |  | 1998-06-21
NHC | Sterling-Electronic | STERLING ELECTRONIC | Vented Room Heater - unspecifi | Natural Gas | No Match | TRUE | FALSE | 1 | None | None | No Match | No Match | 40000 | 30440 |  |  | 71.8 | 64 | Federally-Regulated Consumer Product | 1997-04-11 |  | 1998-06-21
Louisville Tin &amp; Stove Co. | Cozy | DV35 | Direct Vent Gravity Type Wall | Natural Gas | No Match | TRUE | FALSE | 1 | None | None | Non-Condensing | Single-Stage | 35000 | 24500 |  |  | 64 | 64 | Non Federally-Regulated | 1988-06-23 |  | 1993-06-25
Perfection Schwank | Perfection | PW835TL-D | Vented Gravity Type Wall Furna | LPG | No Match | TRUE | FALSE | 1 | None | None | Non-Condensing | Single-Stage | 35000 | 24500 |  |  | 64 | 64 | Federally-Regulated Consumer Product | 1991-02-08 |  | 2003-10-02
Williams Furnace Co. | Sahara | 22DV-5-LPG | Direct Vent Gravity Type Wall | LPG | No Match | TRUE | FALSE | 1 | None | None | No Match | No Match | 22000 | 15400 |  |  |  |  | Non Federally-Regulated | 1985-10-07 |  | 1998-06-21
Williams Furnace Co. | Williams | 1403621 | Direct Vent Gravity Type Wall | LPG | Pressure | TRUE | FALSE | 1 |  | None | Non-Condensing | Single-Stage | 14000 | 10039 |  |  | 63.4 | 61 | Federally-Regulated Consumer Product | 2012-05-08 |  | 2013-06-17
Williams Furnace Co. | Williams | 3502512 | Gravity Type Vented Room Heate | Natural Gas | No Match | TRUE | FALSE | 1 | None | None | Non-Condensing | Single-Stage | 35000 | 26250 |  |  | 68 | 64 | Federally-Regulated Consumer Product | 1995-06-05 |  | 2012-11-19
Williams Furnace Co. | Williams | 3502911 | Gravity Type Vented Room Heate | LPG | No Match | TRUE | FALSE | 1 | None | None | Non-Condensing | Single-Stage | 35000 | 26250 |  |  | 68 | 64 | Federally-Regulated Consumer Product | 1995-06-05 |  | 2012-11-19
Williams Furnace Co. | Suburban | UWW-55E-LP | Vented Fan Type Wall Furnace | LPG | No Match | FALSE | FALSE | 1 | None | None | Non-Condensing | Single-Stage | 55000 | 44000 |  |  | 76 | 74 | Non Federally-Regulated | 1988-06-22 |  | 1989-03-22
Earth Stove, Inc. | Earth Stove | GLI | Vented Room Heater - unspecifi | LPG | No Match | TRUE | FALSE | 1 | None | None | No Match | No Match | 38000 | 28500 |  |  | 71.9 | 64 | Federally-Regulated Consumer Product | 1995-06-15 |  | 1998-06-21
Williams Furnace Co. | Monterey | 20GV-A1-3-LPG | Vented Gravity Type Wall Furna | LPG | No Match | TRUE | FALSE | 1 | None | None | No Match | No Match | 20000 | 14000 |  |  |  | 63 | Non Federally-Regulated | 1988-01-29 |  | 1998-06-21
Martin Industries | Martin | MSC20 | Direct Vent Gravity Type Wall | Natural Gas | No Match | TRUE | FALSE | 1 | None | None | Non-Condensing | Single-Stage | 20000 | 13000 |  |  | 63 | 63 | Federally-Regulated Consumer Product | 1992-03-27 |  | 1993-12-14
Heil Quaker | Sears | 867.7345 | Vented Fan Type Wall Furnace | Natural Gas | No Match | FALSE | FALSE | 1 | None | None | No Match | No Match | 50000 | 40000 |  |  |  |  | Non Federally-Regulated | 1985-10-07 |  | 1998-06-21
Williams Furnace Co. | Forsaire | 5008731 | Vented Fan Type Wall Furnace | LPG | No Match | TRUE | FALSE | 1 | None | None | No Match | No Match | 50000 | 40000 |  |  | 74.3 | 74 | Federally-Regulated Consumer Product | 1997-04-11 |  | 1998-06-21
Martin Industries | Martin | V4850 VST | Vented Room Heater - unspecifi | Natural Gas | No Match | TRUE | FALSE | 1 | None | None | No Match | No Match | 50000 | 35000 |  |  |  |  | Non Federally-Regulated | 1985-10-07 |  | 1998-06-21
Williams Furnace Co. | Williams | 6502922 | Gravity Type Vented Room Heate | Natural Gas | No Match | TRUE | FALSE | 1 | None | None | Non-Condensing | Single-Stage | 65000 | 50400 |  |  | 70.5 | 65 | Federally-Regulated Consumer Product | 1995-06-05 |  | 2012-11-19
Suburban Manufacturing Co. | Suburban | GSW-30 | Direct Vent Gravity Type Wall | LPG | No Match | FALSE | FALSE | 1 | None | None | No Match | No Match | 30000 | 22800 |  |  | 71.5 | 64 | Non Federally-Regulated | 1988-07-27 |  | 1998-06-21
Rinnai America | Rinnai | RHFE-201FA-N | Vented Fan Type Wall Furnace | LPG | Injection Type | FALSE | FALSE | 1 |  | None | Non-Condensing | Step Modulating | 8000 | 6400 | 6 | 6 | 80 | 73 | Federally-Regulated Consumer Product | 2011-06-14 |  | 2011-09-27
Williams Furnace Co. | Monterey | 20GV-5-LPG | Vented Gravity Type Wall Furna | LPG | No Match | TRUE | FALSE | 1 | None | None | No Match | No Match | 20000 | 14000 |  |  |  |  | Non Federally-Regulated | 1982-05-21 |  | 1998-06-21
Williams Furnace Co. | Williams | 3502812 (35RHB NAT) | Gravity Type Vented Room Heate | Natural Gas | No Match | TRUE | FALSE | 1 | None | None | Non-Condensing | Single-Stage | 35000 | 24500 |  |  | 67.1 | 64 | Federally-Regulated Consumer Product | 1995-06-05 |  | 2012-11-19
Williams Furnace Co. | Williams | 3502712 (35RH NAT) | Vented Room Heater - unspecifi | Natural Gas | No Match | TRUE | FALSE | 1 | None | None | No Match | No Match | 35000 | 24500 |  |  | 67.1 | 64 | Federally-Regulated Consumer Product | 1995-06-15 |  | 1998-06-21
Louisville Tin &amp; Stove Co. | Louisville Tin & Stove Co. | VC702* | Gravity Type Vented Room Heate | LPG | Injection Type | TRUE | FALSE | 1 | Draft Diverter | None | Non-Condensing | Single-Stage | 70000 | 49000 |  |  | 65 | 65 | Federally-Regulated Consumer Product | 2011-07-18 |  | 2013-06-17
Addison Products | Dearborn Baronet II | DRH65* | Vented Room Heater - unspecifi | LPG | No Match | TRUE | FALSE | 1 | None | None | No Match | No Match | 60000 | 42000 |  |  |  |  | Non Federally-Regulated | 1984-03-31 |  | 1998-06-21
Perfection Schwank | Perfection | VRC250CTL-W-1 | Gravity Type Vented Room Heate | LPG | No Match | TRUE | FALSE | 1 | None | None | Non-Condensing | Single-Stage | 50000 | 35000 |  |  | 65 | 65 | Federally-Regulated Consumer Product | 1991-02-08 |  | 2003-10-02
Polaris Fireplaces, Inc. | Polaris | PG 150 N | Gravity Type Vented Room Heate | Natural Gas | No Match | FALSE | FALSE | 1 | None | None | Non-Condensing | Single-Stage | 22000 | 17800 |  |  | 67.4 | 63 | Federally-Regulated Consumer Product | 1995-06-12 |  | 2003-10-02
Williams Furnace Co. | Williams | 2203621 | Direct Vent Gravity Type Wall | LPG | Pressure | TRUE | FALSE | 1 |  | None | Non-Condensing | Single-Stage | 22000 | 16462 |  |  | 66.8 | 63 | Federally-Regulated Consumer Product | 2011-08-22 |  | 2013-06-17
Blaze King Industries | Pegasus | 9603T | Vented Room Heater - unspecifi | LPG | No Match | TRUE | FALSE | 1 | None | None | No Match | No Match | 38000 | 31500 |  |  | 75.5 | 64 | Federally-Regulated Consumer Product | 1997-04-11 |  | 1998-06-21
Williams Furnace Co. | Williams | 5002512 | Gravity Type Vented Room Heate | Natural Gas | No Match | TRUE | FALSE | 1 | None | None | Non-Condensing | Single-Stage | 50000 | 37500 |  |  | 68.1 | 65 | Federally-Regulated Consumer Product | 1995-06-05 |  | 2012-11-19
Martin Industries | Martin | MFX35LP | Vented Fan Type Wall Furnace | LPG | No Match | TRUE | FALSE | 1 | None | None | No Match | No Match | 35000 | 28000 |  |  | 74.8 | 73 | Non Federally-Regulated | 1988-07-27 |  | 1998-06-21
Martin Industries | Martin | V6970 | Vented Room Heater - unspecifi | Natural Gas | No Match | TRUE | FALSE | 1 | None | None | No Match | No Match | 70000 | 49000 |  |  | 65 | 65 | Federally-Regulated Consumer Product | 1995-06-15 |  | 1998-06-21
Polaris Fireplaces, Inc. | Polaris | PG 150 P | Gravity Type Vented Room Heate | LPG | No Match | FALSE | FALSE | 1 | None | None | Non-Condensing | Single-Stage | 22000 | 17600 |  |  | 66.7 | 63 | Federally-Regulated Consumer Product | 1993-12-14 |  | 1995-06-12
Martin Industries | Warm Morning | V30KN | Vented Room Heater - unspecifi | Natural Gas | No Match | TRUE | FALSE | 1 | None | None | No Match | No Match | 30000 | 21000 |  |  | 64 | 64 | Federally-Regulated Consumer Product | 1992-06-03 |  | 1998-06-21
Martin Industries | Martin | V4950 ST-1 | Vented Room Heater - unspecifi | Natural Gas | No Match | TRUE | FALSE | 1 | None | None | No Match | No Match | 50000 | 35000 |  |  |  |  | Non Federally-Regulated | 1981-03-11 |  | 1998-06-21
Empire Comfort Systems | Empire Comfort Systems | RH50C-1 | Gravity Type Vented Room Heate | LPG | Pressure | TRUE | FALSE | 1 |  | None | Non-Condensing | Single-Stage | 50000 | 35000 |  |  | 68 | 65 | Federally-Regulated Consumer Product | 2013-06-17 |  | 2014-08-28
Williams Furnace Co. | Sahara | 25GV-A1-5-LPG | Vented Gravity Type Wall Furna | LPG | No Match | TRUE | FALSE | 1 | None | None | No Match | No Match | 25000 | 17500 |  |  |  |  | Non Federally-Regulated | 1985-10-07 |  | 1998-06-21
Preway | Sears | 155.8568 | Vented Room Heater - unspecifi | LPG | No Match | TRUE | FALSE | 1 | None | None | No Match | No Match | 45000 | 31500 |  |  |  |  | Non Federally-Regulated | 1984-03-31 |  | 1998-06-21
LSC, Inc. | LSC, Inc. | LSC12 | Direct Vent Gravity Type Wall | LPG | No Match | TRUE | FALSE | 1 | None | None | No Match | No Match | 12000 | 8400 |  |  |  |  | Non Federally-Regulated | 1984-03-31 |  | 1998-06-21
Empire Comfort Systems | Empire Comfort Systems | HW250GWOXX1 | Vented Gravity Type Wall Furna | LPG | Injection Type | TRUE | FALSE | 1 | Draft Diverter | None | Non-Condensing | Single-Stage | 25000 | 17500 |  |  | 67 | 63 | Federally-Regulated Consumer Product | 2012-01-03 |  | 2013-06-17
Perfection Products Co. | Perfection | VC235TL-JL | Vented Room Heater - unspecifi | LPG | No Match | TRUE | FALSE | 1 | None | None | No Match | No Match | 35000 | 24500 |  |  |  |  | Non Federally-Regulated | 1984-03-31 |  | 1998-06-21
Rinnai America | Rinnai | RHFE-1004FA-P | Vented Fan Type Wall Furnace | Natural Gas | Injection Type | FALSE | FALSE | 1 |  | None | Non-Condensing | Step Modulating | 36500 | 29200 | 6 | 6 | 80 | 73 | Federally-Regulated Consumer Product | 2011-06-14 |  | 2011-09-27
Williams Furnace Co. | Williams | 650(1,2)(5,9)21 | Gravity Type Vented Room Heate | LPG | Pressure | TRUE | FALSE | 1 |  | None | Non-Condensing | Single-Stage | 65000 | 50400 |  |  | 70 | 65 | Federally-Regulated Consumer Product | 2011-08-22 |  | 2013-06-17
Martin Industries | Martin | F1465H | Gravity Type Floor Furnace | Natural Gas | No Match | TRUE | FALSE | 1 | None | None | No Match | No Match | 65000 | 45500 |  |  | 57 | 57 | Federally-Regulated Consumer Product | 1990-06-26 |  | 1998-06-21
Williams Furnace Co. | Monterey | 20GV-3-LPG | Vented Gravity Type Wall Furna | LPG | No Match | TRUE | FALSE | 1 | None | None | No Match | No Match | 20000 | 14000 |  |  |  |  | Non Federally-Regulated | 1981-03-11 |  | 1984-03-31
Williams Furnace Co. | Martin | MFEI55B LP | Vented Fan Type Wall Furnace | LPG | No Match | FALSE | FALSE | 1 | None | None | Non-Condensing | Single-Stage | 55000 | 44000 |  |  | 76 | 74 | Federally-Regulated Consumer Product | 1991-08-29 |  | 1995-06-05
Williams Furnace Co. | Forsaire | 6508732(465FX-4 NAT) | Vented Fan Type Wall Furnace | Natural Gas | No Match | TRUE | FALSE | 1 | None | None | No Match | No Match | 65000 | 52000 |  |  | 74.1 | 74 | Federally-Regulated Consumer Product | 1997-04-11 |  | 1998-06-21
Williams Furnace Co. | Monterey | 20GV-3-NAT | Vented Gravity Type Wall Furna | Natural Gas | No Match | TRUE | FALSE | 1 | None | None | No Match | No Match | 20000 | 14000 |  |  |  |  | Non Federally-Regulated | 1982-05-21 |  | 1998-06-21
Orrville Products | Comfortec | C30TN | Vented Room Heater - unspecifi | Natural Gas | No Match | TRUE | FALSE | 1 | None | None | No Match | No Match | 30000 | 21000 |  |  | 64 | 64 | Federally-Regulated Consumer Product | 1998-03-31 |  | 1998-06-21
Heil Quaker | Quaker | NWGAA50ADXX | Direct Vent Fan Type Wall Furn | Natural Gas | No Match | FALSE | FALSE | 1 | None | None | No Match | No Match | 50000 | 40000 |  |  |  |  | Non Federally-Regulated | 1985-10-07 |  | 1998-06-21
Empire Comfort Systems | Empire Comfort Systems | 3588-3 | Gravity Type Floor Furnace | LPG | Pressure | TRUE | FALSE | 1 |  | None | Non-Condensing | Single-Stage | 32500 | 22750 |  |  | 56 | 56 | Federally-Regulated Consumer Product | 2013-06-17 |  | 2014-08-28
Louisville Tin &amp; Stove Co. | Cozy | CDV156 | Direct Vent Gravity Type Wall | LPG | No Match | TRUE | FALSE | 1 | None | None | Non-Condensing | Single-Stage | 15000 | 10500 |  |  | 61 | 61 | Federally-Regulated Consumer Product | 1990-04-24 |  | 1993-06-25
CFM Majestic, Inc. ( Purchased by Monessen Hearth Systems Company 7/25/2008) | Insta-Flame by Majestic | DVT39** | Direct Vent Gravity Type Wall | Natural Gas | No Match | TRUE | FALSE | 1 | None | None | Non-Condensing | Single-Stage | 30000 | 21000 |  |  | 66 | 64 | Federally-Regulated Consumer Product | 1996-09-03 |  | 1997-11-20
Williams Furnace Co. | Williams | 6502811 (65RHB LPG) | Gravity Type Vented Room Heate | LPG | No Match | TRUE | FALSE | 1 | None | None | Non-Condensing | Single-Stage | 65000 | 45500 |  |  | 68.3 | 65 | Federally-Regulated Consumer Product | 1995-06-05 |  | 2012-11-19
Martin Industries | Martin | V5835 | Gravity Type Vented Room Heate | Natural Gas | No Match | TRUE | FALSE | 1 | None | None | Non-Condensing | Single-Stage | 35000 | 24500 |  |  | 64 | 64 | Non Federally-Regulated | 1988-10-05 |  | 1992-06-19
Perfection Products Co. | Perfection | PW825SEL | Vented Gravity Type Wall Furna | LPG | No Match | TRUE | FALSE | 1 | None | None | No Match | No Match | 25000 | 17500 |  |  |  |  | Non Federally-Regulated | 1984-03-31 |  | 1985-10-07
Williams Furnace Co. | Perfection | CV555IPN | Vented Fan Type Wall Furnace | Natural Gas | No Match | FALSE | FALSE | 1 | None | None | No Match | No Match | 55000 | 44000 |  |  |  |  | Non Federally-Regulated | 1981-03-11 |  | 1998-06-21
Empire Comfort Systems | Empire | RH-65-6 | Gravity Type Vented Room Heate | Natural Gas | No Match | TRUE | FALSE | 1 | None | None | Non-Condensing | Single-Stage | 65000 | 45550 |  |  | 65 | 65 | Federally-Regulated Consumer Product | 2001-11-13 |  | 2007-11-16
Kingsman Industries | Kingsman Industries | ZDV1001N | Direct Vent Gravity Type Wall | Natural Gas | No Match | TRUE | FALSE | 1 | None | None | No Match | No Match | 27500 | 19250 |  |  | 64.5 | 64 | Federally-Regulated Consumer Product | 1997-04-11 |  | 1998-06-21
Williams Furnace Co. | Montgomery Ward | SFB-50S75A | Direct Vent Gravity Type Wall | Natural Gas | No Match | TRUE | FALSE | 1 | None | None | No Match | No Match | 30000 | 21000 |  |  |  |  | Non Federally-Regulated | 1981-03-11 |  | 1998-06-21
Empire Comfort Systems | Empire | GW-25-3RB | Vented Gravity Type Wall Furna | Natural Gas | No Match | TRUE | FALSE | 1 | None | None | Non-Condensing | Single-Stage | 25000 | 18000 |  |  | 65 | 63 | Federally-Regulated Consumer Product | 1990-09-11 |  | 1993-12-14
Jotul North America, Inc. | 3 Classic Gas Stove | JOTIIL 3 CLASSIC | Vented Room Heater - unspecifi | Natural Gas | No Match | TRUE | FALSE | 1 | None | None | No Match | No Match | 26000 | 17810 |  |  | 68.5 | 63 | Federally-Regulated Consumer Product | 1998-03-31 |  | 1998-06-21
Suburban Manufacturing Co. | Suburban | GVC-55-3 | Vented Room Heater - unspecifi | LPG | No Match | FALSE | FALSE | 1 | None | None | No Match | No Match | 55000 | 36500 |  |  |  |  | Non Federally-Regulated | 1981-03-11 |  | 1982-05-21
Perfection Products Co. | Perfection | SV733TN-A | Direct Vent Gravity Type Wall | Natural Gas | No Match | TRUE | FALSE | 1 | None | None | No Match | No Match | 33000 | 23100 |  |  |  |  | Non Federally-Regulated | 1984-03-31 |  | 1998-06-21
Malm Fireplaces, Inc. | Sonoma Stove | SONOMA STOVE | Vented Room Heater - unspecifi | Natural Gas | No Match | TRUE | FALSE | 1 | None | None | No Match | No Match | 25000 | 18000 |  |  | 63.1 | 63 | Federally-Regulated Consumer Product | 1995-06-15 |  | 1998-06-21
Martin Industries | Martin | V4970 ST-1 | Vented Room Heater - unspecifi | LPG | No Match | TRUE | FALSE | 1 | None | None | No Match | No Match | 70000 | 49000 |  |  |  |  | Non Federally-Regulated | 1981-03-11 |  | 1998-06-21
Martin Industries | Montgomery Ward | KMF23801B-01 | Vented Room Heater - unspecifi | Natural Gas | No Match | TRUE | FALSE | 1 | None | None | No Match | No Match | 15000 | 10500 |  |  |  |  | Non Federally-Regulated | 1982-05-21 |  | 1998-06-21
Empire Comfort Systems | Empire Comfort Systems | DV-25-2SG | Vented Gravity Type Wall Furna | LPG | Pressure | TRUE | FALSE | 1 | None | None | Non-Condensing | Single-Stage | 25000 | 17500 |  |  | 67 | 63 | Federally-Regulated Consumer Product | 2012-01-03 |  | 2013-06-17
Williams Furnace Co. | Forsaire | 400DVX-R NAT | Direct Vent Fan Type Wall Furn | Natural Gas | No Match | TRUE | FALSE | 1 | None | None | Non-Condensing | Single-Stage | 40000 | 32000 |  |  | 75.4 | 73 | Federally-Regulated Consumer Product | 1991-08-29 |  | 1992-05-29
LSC, Inc. | Warm Morning | VR-40BMAL | Vented Room Heater - unspecifi | Natural Gas | No Match | TRUE | FALSE | 1 | None | None | No Match | No Match | 40000 | 28000 |  |  |  |  | Non Federally-Regulated | 1984-03-31 |  | 1998-06-21
Williams Furnace Co. | Sears | 629.7569 | Direct Vent Fan Type Wall Furn | Natural Gas | No Match | FALSE | FALSE | 1 | None | None | Non-Condensing | Single-Stage | 55000 | 44000 |  |  | 77.5 | 74 | Non Federally-Regulated | 1988-03-14 |  | 1989-03-22
Heil Quaker | Quaker | NWGAA30AD** | Direct Vent Fan Type Wall Furn | Natural Gas | No Match | FALSE | FALSE | 1 | None | None | No Match | No Match | 30000 | 24000 |  |  |  |  | Non Federally-Regulated | 1984-03-31 |  | 1998-06-21
LSC, Inc. | LSC, Inc. | LSC15 | Vented Room Heater - unspecifi | LPG | No Match | TRUE | FALSE | 1 | None | None | No Match | No Match | 15000 | 14985 |  |  |  |  | Non Federally-Regulated | 1984-03-31 |  | 1998-06-21
Louisville Tin &amp; Stove Co. | Cozy | CF35*A | Vented Fan Type Wall Furnace | Natural Gas | No Match | FALSE | FALSE | 1 | None | None | No Match | No Match | 35000 | 28000 |  |  | 75.4 | 73 | Federally-Regulated Consumer Product | 1997-04-11 |  | 1998-06-21
Security Chimneys, Ltd. | Security Fireplaces | SRGHIP | Vented Fan Type Wall Furnace | Natural Gas | No Match | TRUE | FALSE | 1 | None | None | Non-Condensing | Single-Stage | 22000 | 17160 |  |  | 78 | 73 | Federally-Regulated Consumer Product | 1993-07-20 |  | 1995-06-05
Martin Industries | Williams | SVH20 | Vented Room Heater - unspecifi | Natural Gas | No Match | TRUE | FALSE | 1 | None | None | No Match | No Match | 20000 | 14000 |  |  | 58 | 58 | Non Federally-Regulated | 1988-01-29 |  | 1998-06-21
Louisville Tin &amp; Stove Co. | Cozy | C150BMA | Vented Room Heater - unspecifi | Natural Gas | No Match | TRUE | FALSE | 1 | None | None | No Match | No Match | 50000 | 35000 |  |  |  |  | Non Federally-Regulated | 1985-10-07 |  | 1998-06-21
Louisville Tin &amp; Stove Co. | Louisville Tin & Stove Co. | VCR352* | Gravity Type Vented Room Heate | LPG | Injection Type | TRUE | FALSE | 0 | Draft Diverter | None | Non-Condensing | Single-Stage | 35000 | 24500 |  |  | 65.5 | 64 | Federally-Regulated Consumer Product | 2013-06-17 |  | 2014-08-28
Williams Furnace Co. | Debonair | 1403721 | Direct Vent Gravity Type Wall | LPG | No Match | TRUE | FALSE | 1 | None | None | Non-Condensing | Single-Stage | 14000 | 9800 |  |  | 63.1 | 61 | Federally-Regulated Consumer Product | 1993-12-10 |  | 1995-06-05
Williams Furnace Co. | Williams | 65RHB-NAT | Gravity Type Vented Room Heate | Natural Gas | No Match | TRUE | FALSE | 1 | None | None | Non-Condensing | Single-Stage | 65000 | 45500 |  |  | 68.3 | 65 | Federally-Regulated Consumer Product | 1991-08-29 |  | 1995-06-05
Suburban Manufacturing Co. | Suburban | GT-10DB | Direct Vent Gravity Type Wall | LPG | No Match | TRUE | FALSE | 1 | None | None | No Match | No Match | 10000 | 7000 |  |  |  |  | Non Federally-Regulated | 1981-03-11 |  | 1998-06-21
Empire Comfort Systems | Empire | FAW-40-1SPP | Vented Fan Type Wall Furnace | Natural Gas | No Match | TRUE | FALSE | 1 | None | None | Non-Condensing | Single-Stage | 40000 | 31000 |  |  | 74 | 73 | Federally-Regulated Consumer Product | 1997-08-19 |  | 2007-11-16
Martin Industries | Aspen | C20-1 HT-1 | Vented Room Heater - unspecifi | Natural Gas | No Match | TRUE | FALSE | 1 | None | None | No Match | No Match | 20000 | 14000 |  |  |  |  | Non Federally-Regulated | 1982-05-21 |  | 1998-06-21
Perfection Schwank | Perfection | PW825TN-D | Vented Gravity Type Wall Furna | Natural Gas | No Match | TRUE | FALSE | 1 | None | None | Non-Condensing | Single-Stage | 25000 | 17500 |  |  | 63 | 63 | Federally-Regulated Consumer Product | 1991-02-08 |  | 2003-10-02
Williams Furnace Co. | Williams | 50RH-NAT | Vented Room Heater - unspecifi | Natural Gas | No Match | TRUE | FALSE | 1 | None | None | No Match | No Match | 50000 | 35000 |  |  | 67.4 | 65 | Federally-Regulated Consumer Product | 1992-06-03 |  | 1998-06-21
Williams Furnace Co. | Sears | 629.7769 | Direct Vent Fan Type Wall Furn | LPG | No Match | FALSE | FALSE | 1 | None | None | No Match | No Match | 55000 | 44000 |  |  | 77.5 | 74 | Non Federally-Regulated | 1989-03-22 |  | 1998-06-21
Williams Furnace Co. | Forsaire Magnum | 6008131 | Vented Fan Type Wall Furnace | LPG | No Match | FALSE | FALSE | 1 | None | None | No Match | No Match | 60000 | 49200 |  |  | 78 | 74 | Federally-Regulated Consumer Product | 1995-06-15 |  | 1998-06-21
Aladdin Steel Products | Quadra-Fire | GBDV40NG | Vented Room Heater - unspecifi | Natural Gas | No Match | TRUE | FALSE | 1 | None | None | No Match | No Match | 40000 | 33400 |  |  | 73.1 | 64 | Federally-Regulated Consumer Product | 1998-03-31 |  | 1998-06-21
Louisville Tin &amp; Stove Co. | Cozy | C150A | Gravity Type Vented Room Heate | Natural Gas | No Match | TRUE | FALSE | 1 | None | None | Non-Condensing | Single-Stage | 50000 | 35000 |  |  | 65 | 65 | Non Federally-Regulated | 1988-10-05 |  | 1991-11-13
Martin Industries | Aspen | C20-1 HT-1 | Vented Room Heater - unspecifi | LPG | No Match | TRUE | FALSE | 1 | None | None | No Match | No Match | 20000 | 14000 |  |  |  |  | Non Federally-Regulated | 1982-05-21 |  | 1998-06-21
Louisville Tin &amp; Stove Co. | Cozy | CDV256 | Direct Vent Gravity Type Wall | LPG | No Match | TRUE | FALSE | 1 | None | None | No Match | No Match | 25000 | 17500 |  |  | 63 | 63 | Federally-Regulated Consumer Product | 1992-06-03 |  | 1998-06-21
Williams Furnace Co. | Monterey | 35GV-C-5 NAT | Vented Gravity Type Wall Furna | Natural Gas | No Match | TRUE | FALSE | 1 | None | None | Non-Condensing | Single-Stage | 35000 | 24500 |  |  | 64.1 | 64 | Federally-Regulated Consumer Product | 1991-08-29 |  | 1995-06-05
Empire Comfort Systems | Empire | RH-350-1VS | Gravity Type Vented Room Heate | Natural Gas | No Match | TRUE | FALSE | 1 | None | None | Non-Condensing | Single-Stage | 50000 | 35250 |  |  | 65 | 65 | Non Federally-Regulated | 1988-06-28 |  | 1993-12-14
Rinnai America | Rinnai | RHFE-1004FA-P | Vented Fan Type Wall Furnace | LPG | Injection Type | FALSE | FALSE | 1 |  | None | Non-Condensing | Step Modulating | 36500 | 29200 | 6 | 6 | 80 | 73 | Federally-Regulated Consumer Product | 2011-06-14 |  | 2011-09-27
Rinnai America | Rinnai | RHFE-556WTA-N | Direct Vent Fan Type Wall Furn | Natural Gas | No Match | FALSE | FALSE | 1 | None | None | Non-Condensing | Single-Stage | 21500 | 17580 |  |  | 80.6 | 73 | Federally-Regulated Consumer Product | 1999-09-17 |  | 2000-07-18
Louisville Tin &amp; Stove Co. | Cozy | 90P30 | Gravity Type Floor Furnace | LPG | No Match | TRUE | FALSE | 1 | None | None | No Match | No Match | 30000 | 21000 |  |  | 57 | 56 | Federally-Regulated Consumer Product | 1992-06-03 |  | 1998-06-21
Williams Furnace Co. | Debonair | 30DV-5B NAT | Direct Vent Gravity Type Wall | Natural Gas | No Match | TRUE | FALSE | 1 | None | None | Non-Condensing | Single-Stage | 30000 | 21000 |  |  | 65.6 | 64 | Federally-Regulated Consumer Product | 1991-08-29 |  | 1995-06-05
Louisville Tin &amp; Stove Co. | Cozy | 90NG5 | Gravity Type Floor Furnace | Natural Gas | No Match | TRUE | FALSE | 1 | None | None | No Match | No Match | 62000 | 43400 |  |  | 58 | 57 | Federally-Regulated Consumer Product | 1998-03-31 |  | 1998-06-21
Williams Furnace Co. | Williams | 6502512 | Vented Room Heater - unspecifi | Natural Gas | No Match | TRUE | FALSE | 1 | None | None | No Match | No Match | 65000 | 50400 |  |  | 70.5 | 65 | Federally-Regulated Consumer Product | 1995-06-15 |  | 1998-06-21
Efel North America | Efel North America | 100NESTORMARTIN | Gravity Type Vented Room Heate | LPG | No Match | TRUE | FALSE | 1 | None | None | Non-Condensing | Single-Stage | 25000 | 18750 |  |  | 75 | 63 | Federally-Regulated Consumer Product | 1993-08-02 |  | 1995-05-26
Kingsman Industries | Kingsman Industries | VFI20N | Vented Room Heater - unspecifi | Natural Gas | No Match | TRUE | FALSE | 1 | None | None | No Match | No Match | 19500 | 14600 |  |  | 58.8 | 58 | Federally-Regulated Consumer Product | 1997-04-11 |  | 1998-06-21
Wolf Steel, Ltd. | Napoleon Fireplaces | GI3014P | Vented Room Heater - unspecifi | LPG | No Match | TRUE | FALSE | 1 | None | None | No Match | No Match | 24000 | 17000 |  |  | 64 | 63 | Federally-Regulated Consumer Product | 1998-03-31 |  | 1998-06-21
Martin Industries | Midland International | V6835 | Vented Room Heater - unspecifi | Natural Gas | No Match | TRUE | FALSE | 1 | None | None | No Match | No Match | 35000 | 24500 |  |  | 64 | 64 | Federally-Regulated Consumer Product | 1992-06-03 |  | 1998-06-21
Williams Furnace Co. | Williams | 2001622 | Vented Room Heater - unspecifi | Natural Gas | No Match | TRUE | FALSE | 1 | None | None | No Match | No Match | 20000 | 16000 |  |  | 73 | 58 | Federally-Regulated Consumer Product | 1995-06-15 |  | 1998-06-21
Williams Furnace Co. | Monterey | 20GV-3-LPG | Vented Gravity Type Wall Furna | LPG | No Match | TRUE | FALSE | 1 | None | None | No Match | No Match | 20000 | 14000 |  |  |  |  | Non Federally-Regulated | 1985-10-07 |  | 1988-01-29
Heil Quaker | Sears | 867.7349 | Direct Vent Gravity Type Wall | Natural Gas | No Match | TRUE | FALSE | 1 | None | None | No Match | No Match | 20000 | 14000 |  |  |  |  | Non Federally-Regulated | 1981-04-06 |  | 1998-06-21
Rinnai America | Energy Savers | RHFE-556FTRA-N | Direct Vent Fan Type Wall Furn | Natural Gas | No Match | FALSE | FALSE | 1 | None | None | Non-Condensing | Single-Stage | 21500 | 17580 |  |  | 80.6 | 73 | Federally-Regulated Consumer Product | 2000-07-18 |  | 2007-11-16
Williams Furnace Co. | Williams | 2001622 | Gravity Type Vented Room Heate | Natural Gas | No Match | TRUE | FALSE | 1 | None | None | Non-Condensing | Single-Stage | 20000 | 16000 |  |  | 73 | 58 | Federally-Regulated Consumer Product | 1995-06-05 |  | 2012-11-19
Williams Furnace Co. | Debonair | 14DV-5-NAT | Direct Vent Gravity Type Wall | Natural Gas | No Match | TRUE | FALSE | 1 | None | None | No Match | No Match | 14000 | 9800 |  |  |  |  | Non Federally-Regulated | 1985-10-07 |  | 1988-01-29
Williams Furnace Co. | Debonair | 14DV-5-LPG | Direct Vent Gravity Type Wall | LPG | No Match | TRUE | FALSE | 1 | None | None | Non-Condensing | Single-Stage | 14000 | 9800 |  |  | 63.1 | 61 | Non Federally-Regulated | 1988-03-14 |  | 1985-10-07
Martin Industries | Montgomery Ward | KMF23803B-02 | Vented Room Heater - unspecifi | LPG | No Match | TRUE | FALSE | 1 | None | None | No Match | No Match | 35000 | 24500 |  |  |  |  | Non Federally-Regulated | 1981-03-11 |  | 1998-06-21
Wolf Steel, Ltd. | Napoleon Fireplaces | GI3014BP | Vented Room Heater - unspecifi | LPG | No Match | TRUE | FALSE | 1 | None | None | No Match | No Match | 24000 | 17000 |  |  | 64 | 63 | Federally-Regulated Consumer Product | 1998-03-31 |  | 1998-06-21
Martin Industries | Williams | RVH35 | Vented Room Heater - unspecifi | LPG | No Match | TRUE | FALSE | 1 | None | None | No Match | No Match | 35000 | 24500 |  |  | 64 | 64 | Non Federally-Regulated | 1988-01-29 |  | 1998-06-21
Lennox Industries Inc. | Superior | D*500C*N | Direct Vent Gravity Type Wall | Natural Gas | No Match | TRUE | FALSE | 1 | None | None | Non-Condensing | Single-Stage | 23000 | 15456 |  |  | 63.2 | 63 | Federally-Regulated Consumer Product | 2001-05-04 |  | 2001-05-17
Williams Furnace Co. | Monterey | 20GV-3-NAT | Vented Gravity Type Wall Furna | Natural Gas | No Match | TRUE | FALSE | 1 | None | None | No Match | No Match | 20000 | 14000 |  |  |  |  | Non Federally-Regulated | 1981-03-11 |  | 1982-05-21
Empire Comfort Systems | Empire | GW-50-2 | Vented Gravity Type Wall Furna | Natural Gas | No Match | TRUE | FALSE | 1 | None | None | Non-Condensing | Single-Stage | 50000 | 35500 |  |  | 65 | 65 | Non Federally-Regulated | 1989-06-06 |  | 1993-12-14
Osburn Manufacturing | Osburn | G 2 | Vented Room Heater - unspecifi | Natural Gas | No Match | TRUE | FALSE | 1 | None | None | No Match | No Match | 20000 | 15000 |  |  | 75 | 58 | Federally-Regulated Consumer Product | 1997-04-11 |  | 1998-06-21
Suburban Manufacturing Co. | Suburban | DNV-40 | Direct Vent Fan Type Wall Furn | Natural Gas | No Match | FALSE | FALSE | 1 | None | None | No Match | No Match | 40000 | 30000 |  |  |  |  | Non Federally-Regulated | 1981-03-11 |  | 1984-03-31
Empire Comfort Systems | Empire Comfort Systems | DV-40E-(1-99) | Vented Fan Type Wall Furnace | Natural Gas | Induced Draft | FALSE | FALSE | 1 |  | None | Non-Condensing | Single-Stage | 40000 | 32600 | 780 |  | 80 | 73 | Federally-Regulated Consumer Product | 2011-06-23 |  | 2012-01-03
Williams Furnace Co. | Dearborn | DWF50BU-2 LPG | Vented Gravity Type Wall Furna | Natural Gas | No Match | TRUE | FALSE | 1 | None | None | No Match | No Match | 50000 | 35000 |  |  |  |  | Non Federally-Regulated | 1981-08-24 |  | 1998-06-21
Louisville Tin &amp; Stove Co. | Louisville Tin & Stove Co. | VC352* | Gravity Type Vented Room Heate | LPG | Injection Type | TRUE | FALSE | 1 | Draft Diverter | None | Non-Condensing | Single-Stage | 35000 | 24500 |  |  | 66.6 | 64 | Federally-Regulated Consumer Product | 2011-07-18 |  | 2013-06-17
Perfection Products Co. | Perfection | PW825SEL | Vented Gravity Type Wall Furna | LPG | No Match | TRUE | FALSE | 1 | None | None | No Match | No Match | 25000 | 17500 |  |  |  | 63 | Non Federally-Regulated | 1988-01-29 |  | 1988-07-27
Williams Furnace Co. | Monterey | 25GV-C-3 | Vented Gravity Type Wall Furna | Natural Gas | No Match | TRUE | FALSE | 1 | None | None | No Match | No Match | 25000 | 17500 |  |  |  |  | Non Federally-Regulated | 1985-10-07 |  | 1998-06-21
Williams Furnace Co. | Dayton | 3E474B | Direct Vent Fan Type Wall Furn | LPG | No Match | TRUE | FALSE | 1 | None | None | No Match | No Match | 40000 | 32000 |  |  | 75.4 | 73 | Federally-Regulated Consumer Product | 1997-04-11 |  | 1998-06-21
Perfection Schwank | Perfection | ASV711SEL | Direct Vent Gravity Type Wall | LPG | No Match | TRUE | FALSE | 1 | None | None | Non-Condensing | Single-Stage | 11000 | 8371 |  |  | 67.8 | 60 | Non Federally-Regulated | 1988-02-05 |  | 1991-02-08
CFM Majestic, Inc. ( Purchased by Monessen Hearth Systems Company 7/25/2008) | Insta-Flame by Majestic | FSDV32 | Direct Vent Gravity Type Wall | Natural Gas | No Match | TRUE | FALSE | 1 | None | None | No Match | No Match | 30000 | 21000 |  |  | 65 | 64 | Federally-Regulated Consumer Product | 1997-04-11 |  | 1998-06-21
Williams Furnace Co. | Williams | 2001611 | Vented Room Heater - unspecifi | LPG | No Match | TRUE | FALSE | 1 | None | None | No Match | No Match | 20000 | 16000 |  |  | 73 | 58 | Federally-Regulated Consumer Product | 1995-06-15 |  | 1998-06-21
Williams Furnace Co. | Sears | 629.7569 | Vented Fan Type Wall Furnace | Natural Gas | No Match | FALSE | FALSE | 1 | None | None | Non-Condensing | Single-Stage | 55000 | 44000 |  |  | 76 | 74 | Non Federally-Regulated | 1988-03-14 |  | 1989-03-22
Sherwood Industries, Ltd. | Envirogas | 828BVINS | Vented Room Heater - unspecifi | Natural Gas | No Match | TRUE | FALSE | 1 | None | None | No Match | No Match | 26500 | 21000 |  |  | 67.9 | 63 | Federally-Regulated Consumer Product | 1998-03-31 |  | 1998-06-21
Faber Manufacturing | Faber Gas Fireplaces | 840 | Vented Room Heater - unspecifi | LPG | No Match | TRUE | FALSE | 1 | None | None | No Match | No Match | 30000 | 22500 |  |  | 75 | 64 | Federally-Regulated Consumer Product | 1997-04-11 |  | 1998-06-21
Williams Furnace Co. | Sahara | 435FEI-LPG | Vented Fan Type Wall Furnace | LPG | No Match | FALSE | FALSE | 1 | None | None | No Match | No Match | 35000 | 28000 |  |  |  |  | Non Federally-Regulated | 1985-10-07 |  | 1998-06-21
Williams Furnace Co. | Williams | 35EHB-NAT | Gravity Type Vented Room Heate | Natural Gas | No Match | TRUE | FALSE | 1 | None | None | Non-Condensing | Single-Stage | 35000 | 24500 |  |  | 67.1 | 64 | Federally-Regulated Consumer Product | 1991-08-29 |  | 1995-06-05
Louisville Tin &amp; Stove Co. | Cozy | CR*50B | Vented Room Heater - unspecifi | Natural Gas | No Match | TRUE | FALSE | 1 | None | None | No Match | No Match | 50000 | 33000 |  |  | 66.6 | 65 | Federally-Regulated Consumer Product | 1997-04-11 |  | 1998-06-21
Louisville Tin &amp; Stove Co. | Louisville Tin & Stove Co. | VC502* | Gravity Type Vented Room Heate | LPG | Injection Type | TRUE | FALSE | 1 | Draft Diverter | None | Non-Condensing | Single-Stage | 50000 | 35000 |  |  | 66 | 65 | Federally-Regulated Consumer Product | 2011-06-14 |  | 2011-07-18
Rinnai America | Energy Savers | RHFE-556FTRA-P | Direct Vent Fan Type Wall Furn | LPG | No Match | FALSE | FALSE | 1 | None | None | Non-Condensing | Single-Stage | 20700 | 16990 |  |  | 84.2 | 73 | Federally-Regulated Consumer Product | 2000-07-18 |  | 2007-11-16
Williams Furnace Co. | Forsaire | 450FX-R LPG | Vented Fan Type Wall Furnace | LPG | No Match | TRUE | FALSE | 1 | None | None | No Match | No Match | 50000 | 40000 |  |  | 74.3 | 74 | Federally-Regulated Consumer Product | 1997-04-11 |  | 1998-06-21
Preway | Sears | 155.4631 | Vented Room Heater - unspecifi | LPG | No Match | TRUE | FALSE | 1 | None | None | No Match | No Match | 35000 | 24500 |  |  | 64 | 64 | Non Federally-Regulated | 1988-01-29 |  | 1998-06-21
Williams Furnace Co. | Williams | 6502812 | Gravity Type Vented Room Heate | Natural Gas | No Match | TRUE | FALSE | 1 | None | None | Non-Condensing | Single-Stage | 65000 | 45500 |  |  | 68.3 | 65 | Federally-Regulated Consumer Product | 1993-12-10 |  | 1995-06-05
Perfection Schwank | Perfection | CV7401PL-B | Vented Fan Type Wall Furnace | LPG | No Match | FALSE | FALSE | 1 | None | None | No Match | No Match | 40000 | 31160 |  |  | 73.3 | 73 | Federally-Regulated Consumer Product | 1992-06-03 |  | 1998-06-21
Williams Furnace Co. | Continental | RDD30-1-NAT | Vented Gravity Type Wall Furna | Natural Gas | No Match | TRUE | FALSE | 1 | None | None | Non-Condensing | Single-Stage | 30000 | 21000 |  |  | 65.6 | 64 | Non Federally-Regulated | 1988-03-15 |  | 1995-06-05
Williams Furnace Co. | Williams | 3502711 | Gravity Type Vented Room Heate | LPG | No Match | TRUE | FALSE | 1 | None | None | Non-Condensing | Single-Stage | 35000 | 24500 |  |  | 67.1 | 64 | Federally-Regulated Consumer Product | 1993-12-10 |  | 1995-06-05
Perfection Schwank | Perfection | VC270TN-W | Gravity Type Vented Room Heate | Natural Gas | No Match | TRUE | FALSE | 1 | None | None | Non-Condensing | Single-Stage | 70000 | 49000 |  |  | 65 | 65 | Federally-Regulated Consumer Product | 1991-02-08 |  | 2003-10-02
Malm Fireplaces, Inc. | Carmel | CARMEL | Vented Room Heater - unspecifi | Natural Gas | No Match | TRUE | FALSE | 1 | None | None | No Match | No Match | 24500 | 18620 |  |  | 68.8 | 63 | Federally-Regulated Consumer Product | 1995-06-15 |  | 1998-06-21
Williams Furnace Co. | Montgomery Ward | SFB-50422A | Direct Vent Fan Type Wall Furn | LPG | No Match | FALSE | FALSE | 1 | None | None | No Match | No Match | 40000 | 32000 |  |  |  |  | Non Federally-Regulated | 1981-03-11 |  | 1998-06-21
Williams Furnace Co. | Debonair | 1403722(14DV-5B-NAT) | Direct Vent Gravity Type Wall | Natural Gas | No Match | TRUE | FALSE | 1 | None | None | Non-Condensing | Single-Stage | 14000 | 9800 |  |  | 63.1 | 61 | Federally-Regulated Consumer Product | 1995-06-05 |  | 2012-11-19
Suburban Manufacturing Co. | Suburban | DT-1020 | Direct Vent Fan Type Wall Furn | LPG | No Match | FALSE | FALSE | 1 | None | None | No Match | No Match | 20000 | 16000 |  |  | 78.5 | 73 | Non Federally-Regulated | 1988-07-27 |  | 1998-06-21
Rinnai America | Rinnai | RHFE-431WTA-N | Vented Fan Type Wall Furnace | Natural Gas | Injection Type | FALSE | FALSE | 1 |  | None | Non-Condensing | Step Modulating | 16700 | 13400 | 6 | 6 | 81 | 73 | Federally-Regulated Consumer Product | 2011-06-14 |  | 2011-09-27
Perfection Products Co. | Perfection | WSV120TL-J | Direct Vent Gravity Type Wall | LPG | No Match | TRUE | FALSE | 1 | None | None | No Match | No Match | 20000 | 14000 |  |  |  |  | Non Federally-Regulated | 1984-03-31 |  | 1998-06-21
Williams Furnace Co. | Suburban | DWW-14PT-LP | Direct Vent Gravity Type Wall | LPG | No Match | TRUE | FALSE | 1 | None | None | Non-Condensing | Single-Stage | 14000 | 8900 |  |  | 63.1 | 61 | Non Federally-Regulated | 1988-06-22 |  | 1995-06-05
Suburban Manufacturing Co. | Suburban | GVR-55 | Vented Room Heater - unspecifi | LPG | No Match | FALSE | FALSE | 1 | None | None | No Match | No Match | 55000 | 38500 |  |  |  |  | Non Federally-Regulated | 1984-03-31 |  | 1998-06-21
Empire Comfort Systems | Empire Comfort Systems | HW350GWHOXX2 | Vented Gravity Type Wall Furna | LPG | Pressure | TRUE | FALSE | 1 |  | None | Non-Condensing | Single-Stage | 35000 | 24500 |  |  | 66 | 64 | Federally-Regulated Consumer Product | 2013-07-10 |  | 2014-08-28
Louisville Tin &amp; Stove Co. | Cozy | DV15 | Direct Vent Gravity Type Wall | LPG | No Match | TRUE | FALSE | 1 | None | None | No Match | No Match | 15000 | 10500 |  |  |  |  | Non Federally-Regulated | 1985-10-07 |  | 1998-06-21
Preway | Sears | 155.8582 | Vented Room Heater - unspecifi | LPG | No Match | TRUE | FALSE | 1 | None | None | No Match | No Match | 15000 | 10500 |  |  |  |  | Non Federally-Regulated | 1985-10-07 |  | 1998-06-21
Faber Manufacturing | Faber Gas Fireplaces | 860 | Vented Room Heater - unspecifi | Natural Gas | No Match | TRUE | FALSE | 1 | None | None | No Match | No Match | 30000 | 22500 |  |  | 75 | 64 | Federally-Regulated Consumer Product | 1997-04-11 |  | 1998-06-21
Williams Furnace Co. | Monterey | 25GV-C-5 LPG | Vented Gravity Type Wall Furna | LPG | No Match | TRUE | FALSE | 1 | None | None | Non-Condensing | Single-Stage | 25000 | 17500 |  |  | 63.3 | 63 | Federally-Regulated Consumer Product | 1991-08-29 |  | 1995-06-05
Williams Furnace Co. | Williams | 3501912 | Gravity Type Vented Room Heate | Natural Gas | No Match | TRUE | FALSE | 1 | None | None | Non-Condensing | Single-Stage | 35000 | 26250 |  |  | 68 | 64 | Federally-Regulated Consumer Product | 1995-06-05 |  | 2012-11-19
Williams Furnace Co. | Continental | RFD40-IN | Direct Vent Fan Type Wall Furn | Natural Gas | No Match | FALSE | FALSE | 1 | None | None | Non-Condensing | Single-Stage | 40000 | 32000 |  |  | 77.5 | 73 | Non Federally-Regulated | 1988-03-14 |  | 1988-07-27
Louisville Tin &amp; Stove Co. | Louisville Tin & Stove Co. | W255* | Vented Gravity Type Wall Furna | Natural Gas | Injection Type | TRUE | FALSE | 0 | Draft Diverter | None | Non-Condensing | Single-Stage | 25000 | 17500 |  |  | 63 | 63 | Federally-Regulated Consumer Product | 2013-06-17 |  | 2014-08-28
Perfection Products Co. | Perfection | WASV120SEN-A | Direct Vent Gravity Type Wall | Natural Gas | No Match | TRUE | FALSE | 1 | None | None | No Match | No Match | 20000 | 14000 |  |  | 63 | 63 | Non Federally-Regulated | 1989-03-22 |  | 1998-06-21
Preway | Sears | 155.8525 | Vented Room Heater - unspecifi | Natural Gas | No Match | TRUE | FALSE | 1 | None | None | No Match | No Match | 15000 | 10500 |  |  |  | 57 | Federally-Regulated Consumer Product | 1992-08-31 |  | 1998-06-21
Louisville Tin &amp; Stove Co. | Louisville Tin & Stove Co. | W505* | Vented Gravity Type Wall Furna | Natural Gas | Injection Type | TRUE | FALSE | 1 | Draft Diverter | None | Non-Condensing | Single-Stage | 50000 | 35000 |  |  | 65.1 | 65 | Federally-Regulated Consumer Product | 2007-11-20 |  | 2011-06-14
Perfection Products Co. | Perfection | PW825SEL-B | Vented Gravity Type Wall Furna | LPG | No Match | TRUE | FALSE | 1 | None | None | No Match | No Match | 25000 | 17500 |  |  |  |  | Non Federally-Regulated | 1984-03-31 |  | 1998-06-21
Empire Comfort Systems | Empire Comfort Systems | RH-50-6 | Gravity Type Vented Room Heate | Natural Gas | Pressure | TRUE | FALSE | 1 | Draft Diverter | None | Non-Condensing | Single-Stage | 50000 | 35000 |  |  | 65 | 65 | Federally-Regulated Consumer Product | 2012-01-03 |  | 2013-06-17
Williams Furnace Co. | Sears | 629.7567 | Vented Gravity Type Wall Furna | Natural Gas | No Match | TRUE | FALSE | 1 | None | None | No Match | No Match | 35000 | 24500 |  |  | 64.1 | 64 | Federally-Regulated Consumer Product | 1997-04-11 |  | 1998-06-21
Blaze King Industries | Pegasus | 9000 | Vented Room Heater - unspecifi | LPG | No Match | TRUE | FALSE | 1 | None | None | No Match | No Match | 40000 | 30600 |  |  | 65.1 | 64 | Federally-Regulated Consumer Product | 1997-04-11 |  | 1998-06-21
Louisville Tin &amp; Stove Co. | Louisville Tin & Stove Co. | DVCF 654* | Direct Vent Fan Type Wall Furn | LPG | Injection Type | TRUE | FALSE | 1 |  | None | Non-Condensing | Single-Stage | 62500 | 50000 | 156 | 129 | 74.3 | 74 | Federally-Regulated Consumer Product | 2011-07-18 |  | 2013-06-17
Suburban Manufacturing Co. | Suburban | GVC-50 | Gravity Type Vented Room Heate | Natural Gas | No Match | TRUE | FALSE | 1 | None | None | Non-Condensing | Single-Stage | 50000 | 37500 |  |  | 69.5 | 65 | Non Federally-Regulated | 1988-06-22 |  | 1995-04-28
Suburban Manufacturing Co. | Suburban | GVR-65 | Vented Room Heater - unspecifi | Natural Gas | No Match | FALSE | FALSE | 1 | None | None | No Match | No Match | 65000 | 45500 |  |  |  |  | Non Federally-Regulated | 1981-03-11 |  | 1984-03-31
Empire Comfort Systems | Empire | DV-232SG | Direct Vent Gravity Type Wall | Natural Gas | No Match | TRUE | FALSE | 1 | None | None | Non-Condensing | Single-Stage | 32000 | 22560 |  |  | 64 | 64 | Federally-Regulated Consumer Product | 1990-09-11 |  | 1997-04-11
Williams Furnace Co. | Debonair | 22DV-3-NAT | Direct Vent Gravity Type Wall | Natural Gas | No Match | TRUE | FALSE | 1 | None | None | No Match | No Match | 22000 | 15400 |  |  | 64.8 | 63 | Federally-Regulated Consumer Product | 1992-08-31 |  | 1998-06-21
Williams Furnace Co. | Debonair | 22DV-5-LPG | Direct Vent Gravity Type Wall | LPG | No Match | TRUE | FALSE | 1 | None | None | No Match | No Match | 22000 | 15400 |  |  | 64.8 | 63 | Federally-Regulated Consumer Product | 1990-06-26 |  | 1992-06-03
Williams Furnace Co. | Williams | 6508732 | Vented Gravity Type Wall Furna | Natural Gas | Pressure | TRUE | FALSE | 1 |  | None | Non-Condensing | Single-Stage | 65000 | 48000 |  |  | 74 | 65 | Federally-Regulated Consumer Product | 2011-08-22 |  | 2013-05-10
Empire Stove | Empire | 3577P | Gravity Type Floor Furnace | LPG | No Match | TRUE | FALSE | 1 | None | None | No Match | No Match | 32500 | 22750 |  |  |  |  | Non Federally-Regulated | 1982-05-21 |  | 1998-06-21
Louisville Tin &amp; Stove Co. | Cozy | C*60B | Vented Room Heater - unspecifi | Natural Gas | No Match | TRUE | FALSE | 1 | None | None | No Match | No Match | 60000 | 39600 |  |  | 66.2 | 65 | Federally-Regulated Consumer Product | 1997-04-11 |  | 1998-06-21
Travis Industries, Inc. | Lopi | SPIRIT B VENT 96 | Vented Room Heater - unspecifi | LPG | No Match | TRUE | FALSE | 1 | None | None | No Match | No Match | 38000 | 31160 |  |  | 68 | 64 | Federally-Regulated Consumer Product | 1997-04-11 |  | 1998-06-21
Louisville Tin &amp; Stove Co. | Cozy | 90P50 | Gravity Type Floor Furnace | LPG | No Match | TRUE | FALSE | 1 | None | None | No Match | No Match | 50000 | 35000 |  |  | 58 | 57 | Federally-Regulated Consumer Product | 1992-06-03 |  | 1998-06-21
Orbis | Mark Series | MARKI NAT | Direct Vent Gravity Type Wall | Natural Gas | No Match | TRUE | FALSE | 1 | None | None | Non-Condensing | Single-Stage | 8000 | 6105 |  |  | 63.7 | 59 | Federally-Regulated Consumer Product | 1994-06-16 |  | 1995-04-12
Empire Comfort Systems | Empire | 3577P | Gravity Type Floor Furnace | Natural Gas | No Match | TRUE | FALSE | 1 | None | None | No Match | No Match | 32500 | 22750 |  |  | 56 | 56 | Non Federally-Regulated | 1988-01-29 |  | 1998-06-21
Louisville Tin &amp; Stove Co. | Louisville Tin & Stove Co. | W505* | Vented Gravity Type Wall Furna | Natural Gas | Injection Type | TRUE | FALSE | 0 | Draft Diverter | None | Non-Condensing | Single-Stage | 50000 | 35000 |  |  | 65.1 | 65 | Federally-Regulated Consumer Product | 2013-06-17 |  | 2014-08-28
Williams Furnace Co. | Williams | 5002911 | Gravity Type Vented Room Heate | LPG | No Match | TRUE | FALSE | 1 | None | None | Non-Condensing | Single-Stage | 50000 | 37500 |  |  | 68.1 | 65 | Federally-Regulated Consumer Product | 1995-06-05 |  | 2012-11-19
Williams Furnace Co. | Suburban | GWW-25PAT-NAT | Vented Gravity Type Wall Furna | Natural Gas | No Match | TRUE | FALSE | 1 | None | None | Non-Condensing | Single-Stage | 25000 | 17500 |  |  | 63.3 | 63 | Federally-Regulated Consumer Product | 1991-08-29 |  | 1995-06-05
Williams Furnace Co. | Suburban | DWW-22P-LP | Direct Vent Gravity Type Wall | LPG | No Match | TRUE | FALSE | 1 | None | None | Non-Condensing | Single-Stage | 22000 | 15400 |  |  | 64.8 | 63 | Non Federally-Regulated | 1988-06-22 |  | 1995-06-05
Heil Quaker | Sears | 629.7567 | Vented Gravity Type Wall Furna | Natural Gas | No Match | TRUE | FALSE | 1 | None | None | No Match | No Match | 50000 | 35300 |  |  | 65.1 | 65 | Non Federally-Regulated | 1988-07-27 |  | 1998-06-21
Williams Furnace Co. | Forsaire Magnum | 6008531 | Vented Fan Type Wall Furnace | LPG | No Match | TRUE | FALSE | 1 | None | None | Non-Condensing | Single-Stage | 60000 | 49200 |  |  | 78 | 74 | Federally-Regulated Consumer Product | 1993-12-10 |  | 2012-11-19
Williams Furnace Co. | Williams | 5002811 (50RHB LPG) | Gravity Type Vented Room Heate | LPG | No Match | TRUE | FALSE | 1 | None | None | Non-Condensing | Single-Stage | 50000 | 35000 |  |  | 67.4 | 65 | Federally-Regulated Consumer Product | 1995-06-05 |  | 2012-11-19
Louisville Tin &amp; Stove Co. | Cozy | W351A | Vented Gravity Type Wall Furna | Natural Gas | No Match | TRUE | FALSE | 1 | None | None | No Match | No Match | 35000 | 24500 |  |  |  |  | Non Federally-Regulated | 1985-10-07 |  | 1998-06-21
Williams Furnace Co. | Williams | 6008531 | Vented Fan Type Wall Furnace | LPG | Pressure | TRUE | FALSE | 1 |  | None | Non-Condensing | Single-Stage | 60000 | 49200 | 0 | 0 | 78 | 74 | Federally-Regulated Consumer Product | 2012-05-02 |  | 2013-06-17
Louisville Tin &amp; Stove Co. | Cozy | C235-B | Vented Room Heater - unspecifi | LPG | No Match | TRUE | FALSE | 1 | None | None | No Match | No Match | 35000 | 24500 |  |  | 65 | 64 | Federally-Regulated Consumer Product | 1995-06-15 |  | 1998-06-21
Louisville Tin &amp; Stove Co. | Cozy | DVCF558 | Direct Vent Fan Type Wall Furn | LPG | No Match | FALSE | FALSE | 1 | None | None | No Match | No Match | 55000 | 44000 |  |  | 77.6 | 74 | Federally-Regulated Consumer Product | 1995-06-15 |  | 1998-06-21
Empire Comfort Systems | Empire | VEP-40B | Direct Vent Fan Type Wall Furn | Natural Gas | No Match | FALSE | FALSE | 1 | None | None | No Match | No Match | 15000 | 12750 |  |  | 80 | 73 | Non Federally-Regulated | 1989-03-22 |  | 1998-06-21
Perfection Schwank | Perfection | VC250TL-W-1 | Gravity Type Vented Room Heate | LPG | No Match | TRUE | FALSE | 1 | None | None | Non-Condensing | Single-Stage | 50000 | 35000 |  |  | 65 | 65 | Federally-Regulated Consumer Product | 1991-02-08 |  | 2003-10-02
Louisville Tin &amp; Stove Co. | Louisville Tin & Stove Co. | CF504* | Vented Fan Type Wall Furnace | LPG | Injection Type | TRUE | FALSE | 1 |  | None | Non-Condensing | Single-Stage | 50000 | 40000 | 100 | 86 | 74.3 | 74 | Federally-Regulated Consumer Product | 2011-07-18 |  | 2013-06-17
Earth Stove, Inc. | Earth Stove | TGI36 | Vented Room Heater - unspecifi | Natural Gas | No Match | TRUE | FALSE | 1 | None | None | No Match | No Match | 36000 | 27000 |  |  | 75 | 64 | Federally-Regulated Consumer Product | 1997-04-11 |  | 1998-06-21
Williams Furnace Co. | Sears | 629.7767 | Vented Gravity Type Wall Furna | LPG | No Match | TRUE | FALSE | 1 | None | None | Non-Condensing | Single-Stage | 35000 | 34500 |  |  | 64.1 | 64 | Non Federally-Regulated | 1988-03-14 |  | 1989-03-22
Fireplace Products International, Ltd. | Regency | GR57H | Vented Room Heater - unspecifi | Natural Gas | No Match | FALSE | FALSE | 1 | None | None | No Match | No Match | 26250 | 18375 |  |  | 70 | 63 | Federally-Regulated Consumer Product | 1998-03-31 |  | 1998-06-21
Williams Furnace Co. | Debonair | 22DV-3B LPG | Direct Vent Gravity Type Wall | LPG | No Match | TRUE | FALSE | 1 | None | None | Non-Condensing | Single-Stage | 22000 | 15400 |  |  | 64.8 | 63 | Federally-Regulated Consumer Product | 1991-08-29 |  | 1995-06-05
Williams Furnace Co. | Williams | 3502511 | Gravity Type Vented Room Heate | LPG | No Match | TRUE | FALSE | 1 | None | None | Non-Condensing | Single-Stage | 35000 | 26250 |  |  | 68 | 64 | Federally-Regulated Consumer Product | 1995-06-05 |  | 2012-11-19
Louisville Tin &amp; Stove Co. | Louisville Tin & Stove Co. | CF557* | Vented Fan Type Wall Furnace | Natural Gas | Injection Type | FALSE | FALSE | 1 |  | None | Non-Condensing | Single-Stage | 55000 | 44000 | 100 | 86 | 76 | 74 | Federally-Regulated Consumer Product | 2013-06-17 |  | 2014-08-28
Earth Stove, Inc. | Earth Stove | GLI | Vented Room Heater - unspecifi | Natural Gas | No Match | TRUE | FALSE | 1 | None | None | No Match | No Match | 38000 | 27750 |  |  | 70.6 | 64 | Federally-Regulated Consumer Product | 1995-06-15 |  | 1998-06-21
Williams Furnace Co. | Sahara | 35GV-A1-5-NAT | Vented Gravity Type Wall Furna | Natural Gas | No Match | TRUE | FALSE | 1 | None | None | No Match | No Match | 35000 | 24500 |  |  |  |  | Non Federally-Regulated | 1985-10-07 |  | 1998-06-21
Williams Furnace Co. | Dayton | 3E472B | Vented Fan Type Wall Furnace | Natural Gas | No Match | FALSE | FALSE | 1 | None | None | Non-Condensing | Single-Stage | 35000 | 28000 |  |  | 75.6 | 73 | Federally-Regulated Consumer Product | 1991-08-29 |  | 1992-06-03
Martin Industries | Atlanta Stove | SVR365** | Vented Room Heater - unspecifi | Natural Gas | No Match | TRUE | FALSE | 1 | None | None | No Match | No Match | 65000 | 45500 |  |  | 65 | 65 | Federally-Regulated Consumer Product | 1992-06-03 |  | 1998-06-21
Williams Furnace Co. | Sahara | 50GV-C1-3-NAT | Vented Gravity Type Wall Furna | Natural Gas | No Match | TRUE | FALSE | 1 | None | None | No Match | No Match | 50000 | 35000 |  |  |  | 65 | Non Federally-Regulated | 1988-01-29 |  | 1998-06-21
Louisville Tin &amp; Stove Co. | Cozy | W255A | Vented Gravity Type Wall Furna | Natural Gas | No Match | TRUE | FALSE | 1 | None | None | No Match | No Match | 25000 | 17500 |  |  | 63 | 63 | Non Federally-Regulated | 1988-07-27 |  | 1998-06-21
Williams Furnace Co. | Forsaire | 465FX-R NAT | Vented Fan Type Wall Furnace | Natural Gas | No Match | TRUE | FALSE | 1 | None | None | No Match | No Match | 65000 | 52000 |  |  | 74.1 | 74 | Federally-Regulated Consumer Product | 1997-04-11 |  | 1998-06-21
Vermont Castings, Inc. | Insta-Flame by Majestic | SDV30RN | Gravity Type Vented Room Heate | Natural Gas | No Match | TRUE | FALSE | 1 | None | None | Non-Condensing | Single-Stage | 30000 | 24320 |  |  | 70.9 | 64 | Federally-Regulated Consumer Product | 1998-10-15 |  | 2002-04-25
Williams Furnace Co. | Martin | MDV14B LP | Direct Vent Gravity Type Wall | LPG | No Match | TRUE | FALSE | 1 | None | None | Non-Condensing | Single-Stage | 14000 | 9800 |  |  | 63.1 | 61 | Federally-Regulated Consumer Product | 1991-08-29 |  | 1995-06-05
Williams Furnace Co. | Debonair | 30DV-3-NAT | Direct Vent Gravity Type Wall | Natural Gas | No Match | TRUE | FALSE | 1 | None | None | No Match | No Match | 30000 | 21000 |  |  |  |  | Non Federally-Regulated | 1985-10-07 |  | 1988-01-29
Perfection Products Co. | Perfection | PW835SEH-3-1 | Vented Gravity Type Wall Furna | Natural Gas | No Match | TRUE | FALSE | 1 | None | None | No Match | No Match | 35000 | 24500 |  |  |  |  | Non Federally-Regulated | 1984-03-31 |  | 1998-06-21
Williams Furnace Co. | Williams | 5002522 | Gravity Type Vented Room Heate | Natural Gas | No Match | TRUE | FALSE | 1 | None | None | Non-Condensing | Single-Stage | 50000 | 37500 |  |  | 68.1 | 65 | Federally-Regulated Consumer Product | 1995-06-05 |  | 2012-11-19
Williams Furnace Co. | Williams | 5001521 | Gravity Type Vented Room Heate | LPG | No Match | TRUE | FALSE | 1 | None | None | Non-Condensing | Single-Stage | 50000 | 37500 |  |  | 68.1 | 65 | Federally-Regulated Consumer Product | 1995-06-05 |  | 2012-11-19
Louisville Tin &amp; Stove Co. | Louisville Tin & Stove Co. | VC202* | Gravity Type Vented Room Heate | LPG | Injection Type | TRUE | FALSE | 0 | Draft Diverter | None | Non-Condensing | Single-Stage | 20000 | 14000 |  |  | 59 | 58 | Federally-Regulated Consumer Product | 2013-06-17 |  | 2014-08-28
Ultra-Aire | Ultra-Aire | UA400D | Vented Gravity Type Wall Furna | Natural Gas | No Match | TRUE | FALSE | 1 | None | None | No Match | No Match | 40000 | 28000 |  |  |  |  | Non Federally-Regulated | 1981-07-19 |  | 1998-06-21
Perfection Products Co. | Perfection | PW825RTL | Vented Gravity Type Wall Furna | LPG | No Match | TRUE | FALSE | 1 | None | None | No Match | No Match | 25000 | 17500 |  |  |  |  | Non Federally-Regulated | 1985-10-07 |  | 1988-01-29
Williams Furnace Co. | Debonair | 30DV-3-LPG | Direct Vent Gravity Type Wall | LPG | No Match | TRUE | FALSE | 1 | None | None | No Match | No Match | 30000 | 21000 |  |  |  |  | Non Federally-Regulated | 1981-09-03 |  | 1984-03-31
Williams Furnace Co. | Williams | 3501912 | Vented Room Heater - unspecifi | Natural Gas | No Match | TRUE | FALSE | 1 | None | None | No Match | No Match | 35000 | 26250 |  |  | 68 | 64 | Federally-Regulated Consumer Product | 1995-06-15 |  | 1998-06-21
Temco Fireplace Products | Temco | BCDV32AMBN | Direct Vent Gravity Type Wall | Natural Gas | No Match | TRUE | FALSE | 1 | None | None | Non-Condensing | Single-Stage | 18500 | 11470 |  |  | 62 | 62 | Federally-Regulated Consumer Product | 1999-09-24 |  | 2001-07-06
Louisville Tin &amp; Stove Co. | Louisville Tin & Stove Co. | VCR702* | Gravity Type Vented Room Heate | LPG | Injection Type | TRUE | FALSE | 1 | Draft Diverter | None | Non-Condensing | Single-Stage | 70000 | 49000 |  |  | 65 | 65 | Federally-Regulated Consumer Product | 2007-11-20 |  | 2011-06-14
Williams Furnace Co. | Williams | 3509621.6 | Vented Gravity Type Wall Furna | LPG | Pressure | TRUE | FALSE | 1 |  | None | Non-Condensing | Single-Stage | 32000 | 22810 |  |  | 68.8 | 64 | Federally-Regulated Consumer Product | 2011-08-22 |  | 2013-06-17
Williams Furnace Co. | Williams | 350(1,2)(5,9)21A | Gravity Type Vented Room Heate | LPG | Pressure | TRUE | FALSE | 0 |  | None | Non-Condensing | Single-Stage | 35000 | 25000 |  |  | 68 | 64 | Federally-Regulated Consumer Product | 2013-07-10 |  | 2014-05-07
Faber Manufacturing | Faber Gas Fireplaces | ARIZONA Y STOVE | Vented Room Heater - unspecifi | Natural Gas | No Match | TRUE | FALSE | 1 | None | None | No Match | No Match | 25000 | 18750 |  |  | 77 | 63 | Federally-Regulated Consumer Product | 1997-04-11 |  | 1998-06-21
Louisville Tin &amp; Stove Co. | Louisville Tin & Stove Co. | VCR501* | Gravity Type Vented Room Heate | Natural Gas | Injection Type | TRUE | FALSE | 0 | Draft Diverter | None | Non-Condensing | Single-Stage | 50000 | 35000 |  |  | 65 | 65 | Federally-Regulated Consumer Product | 2013-06-17 |  | 2014-08-28
Williams Furnace Co. | Continental | RFD55-OP | Direct Vent Fan Type Wall Furn | LPG | No Match | TRUE | FALSE | 1 | None | None | Non-Condensing | Single-Stage | 55000 | 44000 |  |  | 77 | 74 | Non Federally-Regulated | 1988-03-14 |  | 1995-06-05
Ecos | Empire | GW25SG | Vented Gravity Type Wall Furna | LPG | No Match | TRUE | FALSE | 1 | None | None | No Match | No Match | 25000 | 17750 |  |  | 64 | 63 | Non Federally-Regulated | 1988-01-29 |  | 1998-06-21
Empire Stove | Montgomery Ward | EM-50742C | Gravity Type Floor Furnace | LPG | No Match | TRUE | FALSE | 1 | None | None | No Match | No Match | 45000 | 31500 |  |  |  |  | Non Federally-Regulated | 1984-03-31 |  | 1998-06-21
Ultra-Aire | Ultra-Aire | UA250S-BRBP | Vented Gravity Type Wall Furna | LPG | No Match | TRUE | FALSE | 1 | None | None | No Match | No Match | 25000 | 17500 |  |  |  |  | Non Federally-Regulated | 1981-06-24 |  | 1998-06-21
Williams Furnace Co. | Debonair | 14DV-3B LPG | Direct Vent Gravity Type Wall | LPG | No Match | TRUE | FALSE | 1 | None | None | Non-Condensing | Single-Stage | 14000 | 9800 |  |  | 63.1 | 61 | Federally-Regulated Consumer Product | 1991-08-29 |  | 1995-06-05
Williams Furnace Co. | Forsaire | 4007732 | Direct Vent Fan Type Wall Furn | Natural Gas | No Match | TRUE | FALSE | 1 | None | None | No Match | No Match | 40000 | 32000 |  |  | 75.4 | 73 | Federally-Regulated Consumer Product | 1997-04-11 |  | 1998-06-21
Empire Comfort Systems | Empire | 7088 | Gravity Type Floor Furnace | Natural Gas | No Match | TRUE | FALSE | 1 | None | None | No Match | No Match | 65000 | 45500 |  |  | 57 | 57 | Non Federally-Regulated | 1989-03-22 |  | 1998-06-21
Louisville Tin &amp; Stove Co. | Cozy | CF65*A | Vented Fan Type Wall Furnace | Natural Gas | No Match | FALSE | FALSE | 1 | None | None | No Match | No Match | 65000 | 52000 |  |  | 74.1 | 74 | Federally-Regulated Consumer Product | 1997-04-11 |  | 1998-06-21
Williams Furnace Co. | Monterey | 20GV-C-5T NAT | Vented Gravity Type Wall Furna | Natural Gas | No Match | TRUE | FALSE | 1 | None | None | Non-Condensing | Single-Stage | 20000 | 14120 |  |  | 63.2 | 63 | Federally-Regulated Consumer Product | 1991-08-29 |  | 1995-06-05
Temco Fireplace Products | Temco | BCDV36AMBN | Direct Vent Gravity Type Wall | Natural Gas | No Match | TRUE | FALSE | 1 | None | None | Non-Condensing | Single-Stage | 20000 | 12600 |  |  | 63 | 63 | Federally-Regulated Consumer Product | 1999-09-24 |  | 2001-07-06
Williams Furnace Co. | Perfection | SV640IPN | Direct Vent Fan Type Wall Furn | Natural Gas | No Match | FALSE | FALSE | 1 | None | None | No Match | No Match | 40000 | 32000 |  |  |  |  | Non Federally-Regulated | 1981-03-11 |  | 1998-06-21
Williams Furnace Co. | Monterey | 25GV-5-LPG | Vented Gravity Type Wall Furna | LPG | No Match | TRUE | FALSE | 1 | None | None | No Match | No Match | 25000 | 17500 |  |  |  |  | Non Federally-Regulated | 1982-05-21 |  | 1998-06-21
Williams Furnace Co. | Forsaire | 4007331 (400DVI-LPG) | Direct Vent Fan Type Wall Furn | LPG | No Match | FALSE | FALSE | 1 | None | None | Non-Condensing | Single-Stage | 40000 | 32000 |  |  | 77.5 | 73 | Federally-Regulated Consumer Product | 1995-06-05 |  | 1995-06-15
Perfection Schwank | Perfection | VC250TN-W-1 | Vented Room Heater - unspecifi | Natural Gas | No Match | TRUE | FALSE | 1 | None | None | No Match | No Match | 50000 | 35000 |  |  | 65 | 65 | Federally-Regulated Consumer Product | 1995-06-15 |  | 1998-06-21
Empire Stove | Empire | RH-310-2 | Vented Room Heater - unspecifi | Natural Gas | No Match | TRUE | FALSE | 1 | None | None | No Match | No Match | 35000 | 24500 |  |  |  |  | Non Federally-Regulated | 1984-03-31 |  | 1998-06-21
CFM Majestic, Inc. ( Purchased by Monessen Hearth Systems Company 7/25/2008) | Insta-Flame | FS22** | Vented Gravity Type Wall Furna | LPG | No Match | TRUE | FALSE | 1 | None | None | Non-Condensing | Single-Stage | 30000 | 21000 |  |  | 64 | 64 | Federally-Regulated Consumer Product | 1996-09-03 |  | 1997-11-20
Williams Furnace Co. | Williams | 50EHB-LPG | Vented Room Heater - unspecifi | LPG | No Match | TRUE | FALSE | 1 | None | None | No Match | No Match | 50000 | 35000 |  |  | 67.4 | 65 | Federally-Regulated Consumer Product | 1992-06-03 |  | 1998-06-21
Perfection Schwank | Perfection | VRC250CTN-W-1 | Gravity Type Vented Room Heate | Natural Gas | No Match | TRUE | FALSE | 1 | None | None | Non-Condensing | Single-Stage | 50000 | 35000 |  |  | 65 | 65 | Federally-Regulated Consumer Product | 1991-02-08 |  | 2003-10-02
Williams Furnace Co. | Montgomery Ward | SFB-5023A | Direct Vent Gravity Type Wall | Natural Gas | No Match | TRUE | FALSE | 1 | None | None | No Match | No Match | 22000 | 15400 |  |  |  |  | Non Federally-Regulated | 1981-03-11 |  | 1998-06-21
LSC, Inc. | Warm Morning | WMFIP65E | Vented Fan Type Wall Furnace | LPG | No Match | FALSE | FALSE | 1 | None | None | No Match | No Match | 65000 | 52000 |  |  |  |  | Non Federally-Regulated | 1985-10-07 |  | 1998-06-21
CFM Majestic, Inc. ( Purchased by Monessen Hearth Systems Company 7/25/2008) | Insta-Flame by Majestic | HE25RP | Vented Room Heater - unspecifi | LPG | No Match | TRUE | FALSE | 1 | None | None | No Match | No Match | 20000 | 14000 |  |  | 58 | 58 | Federally-Regulated Consumer Product | 1998-03-31 |  | 1998-06-21
Louisville Tin &amp; Stove Co. | Cozy | CF358A | Vented Fan Type Wall Furnace | LPG | No Match | FALSE | FALSE | 1 | None | None | Non-Condensing | Single-Stage | 35000 | 28000 |  |  | 75.4 | 73 | Federally-Regulated Consumer Product | 1992-05-07 |  | 1995-06-15
Empire Comfort Systems | Empire | DV-55SPP | Direct Vent Fan Type Wall Furn | Natural Gas | No Match | TRUE | FALSE | 1 | None | None | No Match | No Match | 55000 | 42900 |  |  | 74 | 74 | Federally-Regulated Consumer Product | 1990-06-26 |  | 1998-06-21
Perfection Schwank | Perfection | PWB25SEN-CS | Vented Gravity Type Wall Furna | Natural Gas | No Match | TRUE | FALSE | 1 | None | None | No Match | No Match | 25000 | 17500 |  |  | 63 | 63 | Federally-Regulated Consumer Product | 1992-06-03 |  | 1998-06-21
Heil Quaker | Dearborn | DKHS25EIN-0 | Direct Vent Gravity Type Wall | Natural Gas | No Match | FALSE | FALSE | 1 | None | None | No Match | No Match | 25000 | 20000 |  |  |  |  | Non Federally-Regulated | 1982-05-21 |  | 1998-06-21
Williams Furnace Co. | Monterey SRO | 5009612 | Vented Gravity Type Wall Furna | Natural Gas | No Match | TRUE | FALSE | 1 | None | None | Non-Condensing | Single-Stage | 50000 | 38000 |  |  | 69.8 | 65 | Federally-Regulated Consumer Product | 1993-12-10 |  | 2012-11-19
Travis Industries, Inc. | Avalon | AVANTI B VENT 96 | Vented Room Heater - unspecifi | Natural Gas | No Match | TRUE | FALSE | 1 | None | None | No Match | No Match | 40000 | 32000 |  |  | 68 | 64 | Federally-Regulated Consumer Product | 1997-04-11 |  | 1998-06-21
Empire Comfort Systems | Empire Comfort Systems | 5088-(2,3) | Gravity Type Floor Furnace | LPG | Pressure | TRUE | FALSE | 1 | Draft Diverter | None | Non-Condensing | Single-Stage | 45000 | 31500 |  |  | 57 | 57 | Federally-Regulated Consumer Product | 2012-11-16 |  | 2013-11-13
Williams Furnace Co. | Montgomery Ward | SFB-50252A | Vented Fan Type Wall Furnace | LPG | No Match | FALSE | FALSE | 1 | None | None | No Match | No Match | 35000 | 28000 |  |  |  |  | Non Federally-Regulated | 1981-03-11 |  | 1998-06-21
Heil Quaker | Sears | 629.7768 | Direct Vent Gravity Type Wall | LPG | No Match | TRUE | FALSE | 1 | None | None | No Match | No Match | 30000 | 21000 |  |  | 65.6 | 64 | Non Federally-Regulated | 1988-07-27 |  | 1998-06-21
Empire Comfort Systems | Empire Comfort Systems | 3588-(2,3) | Gravity Type Floor Furnace | LPG | Pressure | TRUE | FALSE | 1 | Draft Diverter | None | Non-Condensing | Single-Stage | 32500 | 22750 |  |  | 56 | 56 | Federally-Regulated Consumer Product | 2012-11-16 |  | 2013-11-13
Empire Comfort Systems | Empire | DV-55E-2 | Direct Vent Fan Type Wall Furn | Natural Gas | No Match | FALSE | FALSE | 1 | None | None | Non-Condensing | Single-Stage | 55000 | 44800 |  |  | 80 | 74 | Federally-Regulated Consumer Product | 1995-09-06 |  | 1997-04-11
Louisville Tin &amp; Stove Co. | Cozy | C150A | Vented Room Heater - unspecifi | Natural Gas | No Match | TRUE | FALSE | 1 | None | None | No Match | No Match | 50000 | 35000 |  |  | 65 | 65 | Non Federally-Regulated | 1989-03-22 |  | 1998-06-21
Heil Quaker | Sears | 867.7349 | Direct Vent Gravity Type Wall | Natural Gas | No Match | TRUE | FALSE | 1 | None | None | No Match | No Match | 20000 | 14000 |  |  |  |  | Non Federally-Regulated | 1981-04-07 |  | 1998-06-21
Rinnai America | Energy Savers | RHFE-1004FA-N | Direct Vent Fan Type Wall Furn | Natural Gas | No Match | FALSE | FALSE | 1 | None | None | Non-Condensing | Single-Stage | 38400 | 30874 |  |  | 80.4 | 73 | Federally-Regulated Consumer Product | 2000-07-18 |  | 2007-11-16
Martin Industries | Aspen | C20 LS | Vented Room Heater - unspecifi | Natural Gas | No Match | TRUE | FALSE | 1 | None | None | No Match | No Match | 20000 | 14000 |  |  |  |  | Non Federally-Regulated | 1985-10-07 |  | 1998-06-21
Williams Furnace Co. | Martin | MFEI55LP | Vented Fan Type Wall Furnace | LPG | No Match | FALSE | FALSE | 1 | None | None | Non-Condensing | Single-Stage | 55000 | 44000 |  |  | 76 | 74 | Non Federally-Regulated | 1988-03-14 |  | 1989-03-22
Williams Furnace Co. | Forsaire | 3508732(435FX-R NAT) | Vented Fan Type Wall Furnace | Natural Gas | No Match | TRUE | FALSE | 1 | None | None | Non-Condensing | Single-Stage | 35000 | 28000 |  |  | 74.8 | 73 | Federally-Regulated Consumer Product | 1995-06-05 |  | 2012-11-19
Louisville Tin &amp; Stove Co. | Cozy | C120-B | Vented Room Heater - unspecifi | Natural Gas | No Match | TRUE | FALSE | 1 | None | None | No Match | No Match | 20000 | 14000 |  |  | 59 | 58 | Federally-Regulated Consumer Product | 1992-06-03 |  | 1998-06-21
Empire Comfort Systems | Empire | CIBV-30-1 | Gravity Type Vented Room Heate | Natural Gas | No Match | TRUE | FALSE | 1 | None | None | Non-Condensing | Single-Stage | 30000 | 21600 |  |  | 65 | 64 | Federally-Regulated Consumer Product | 1998-05-14 |  | 2007-11-16
Williams Furnace Co. | Monterey | 25GV-A1-5 NAT | Vented Gravity Type Wall Furna | Natural Gas | No Match | TRUE | FALSE | 1 | None | None | Non-Condensing | Single-Stage | 25000 | 17500 |  |  | 63.3 | 63 | Federally-Regulated Consumer Product | 1991-08-29 |  | 1995-06-05
Louisville Tin &amp; Stove Co. | Cozy | VC202 | Vented Room Heater - unspecifi | LPG | No Match | TRUE | FALSE | 1 | None | None | No Match | No Match | 20000 | 16000 |  |  | 59 | 58 | Federally-Regulated Consumer Product | 1995-06-15 |  | 1998-06-21
Temco Fireplace Products | Temco | BCDV42AMBN | Direct Vent Gravity Type Wall | Natural Gas | No Match | TRUE | FALSE | 1 | None | None | Non-Condensing | Single-Stage | 22000 | 13860 |  |  | 63 | 63 | Federally-Regulated Consumer Product | 1999-09-24 |  | 2001-07-06
Regency Industries Canada | Ultimate | U42-NG | Vented Room Heater - unspecifi | Natural Gas | No Match | TRUE | FALSE | 1 | None | None | No Match | No Match | 42000 | 33000 |  |  | 64.6 | 64 | Federally-Regulated Consumer Product | 1997-04-11 |  | 1998-06-21
Hussong Manufacturing Co. | Kozy Heat | 730UV | Vented Room Heater - unspecifi | LPG | No Match | TRUE | FALSE | 1 | None | None | No Match | No Match | 44800 | 34500 |  |  | 71.2 | 64 | Federally-Regulated Consumer Product | 1995-06-15 |  | 1998-06-21
Perfection Products Co. | Perfection | WSVI20TN-J | Direct Vent Gravity Type Wall | Natural Gas | No Match | TRUE | FALSE | 1 | None | None | No Match | No Match | 20000 | 14000 |  |  |  |  | Non Federally-Regulated | 1984-03-31 |  | 1998-06-21
Williams Furnace Co. | Williams | 50RH-LPG | Gravity Type Vented Room Heate | LPG | No Match | TRUE | FALSE | 1 | None | None | Non-Condensing | Single-Stage | 50000 | 35000 |  |  | 67.4 | 65 | Federally-Regulated Consumer Product | 1991-08-29 |  | 1995-06-05
Locke Stove | Warm Morning | DV203AMAL | Direct Vent Gravity Type Wall | Natural Gas | No Match | TRUE | FALSE | 1 | None | None | No Match | No Match | 30000 | 21000 |  |  |  |  | Non Federally-Regulated | 1981-05-05 |  | 1998-06-21
Louisville Tin &amp; Stove Co. | Cozy | CR150A | Vented Room Heater - unspecifi | Natural Gas | No Match | TRUE | FALSE | 1 | None | None | No Match | No Match | 50000 | 35000 |  |  | 65 | 65 | Federally-Regulated Consumer Product | 1997-04-11 |  | 1998-06-21
Louisville Tin &amp; Stove Co. | Cozy | CF558 | Vented Fan Type Wall Furnace | LPG | No Match | FALSE | FALSE | 1 | None | None | Non-Condensing | Single-Stage | 55000 | 44000 |  |  | 77.7 | 74 | Non Federally-Regulated | 1989-07-18 |  | 1991-11-13
Canadian Heating Products, Inc. ( Montigo ) | Montigo | ME34DT | Direct Vent Gravity Type Wall | Natural Gas | No Match | TRUE | FALSE | 1 | None | None | Non-Condensing | Single-Stage | 21000 | 15456 |  |  | 63.3 | 63 | Federally-Regulated Consumer Product | 1999-09-30 |  | 1999-10-15
Empire Comfort Systems | Empire | FAW-60-CIP | Vented Fan Type Wall Furnace | LPG | No Match | FALSE | FALSE | 1 | None | None | No Match | No Match | 37000 | 29600 |  |  | 76 | 73 | Non Federally-Regulated | 1988-07-27 |  | 1998-06-21
Louisville Tin &amp; Stove Co. | Cozy | DVCF558 | Direct Vent Fan Type Wall Furn | LPG | No Match | FALSE | FALSE | 1 | None | None | Non-Condensing | Single-Stage | 55000 | 44000 |  |  | 77.6 | 74 | Federally-Regulated Consumer Product | 1991-12-05 |  | 1995-06-15
Louisville Tin &amp; Stove Co. | Louisville Tin & Stove Co. | VC501* | Gravity Type Vented Room Heate | Natural Gas | Injection Type | TRUE | FALSE | 0 | Draft Diverter | None | Non-Condensing | Single-Stage | 50000 | 35000 |  |  | 66 | 65 | Federally-Regulated Consumer Product | 2013-06-17 |  | 2014-08-28
Empire Comfort Systems | Empire Comfort Systems | GWT-50-2(SG,RB) | Vented Gravity Type Wall Furna | Natural Gas | Pressure | TRUE | FALSE | 1 | Draft Diverter | None | Non-Condensing | Single-Stage | 50000 | 35000 |  |  | 66 | 65 | Federally-Regulated Consumer Product | 2010-01-11 |  | 2012-01-03
Louisville Tin &amp; Stove Co. | Cozy | 88N75 | Gravity Type Floor Furnace | Natural Gas | No Match | TRUE | FALSE | 1 | None | None | Non-Condensing | Single-Stage | 75000 | 52500 |  |  | 57 | 57 | Non Federally-Regulated | 1988-10-05 |  | 1991-11-13
Empire Comfort Systems | Empire | GW-25RB | Vented Gravity Type Wall Furna | Natural Gas | No Match | TRUE | FALSE | 1 | None | None | Non-Condensing | Single-Stage | 25000 | 17750 |  |  | 64 | 63 | Federally-Regulated Consumer Product | 1992-05-13 |  | 1993-12-14
Williams Furnace Co. | Dayton | 3e+292 | Vented Gravity Type Wall Furna | LPG | No Match | TRUE | FALSE | 1 | None | None | No Match | No Match | 25000 | 17500 |  |  |  | 63 | Federally-Regulated Consumer Product | 1992-08-31 |  | 1998-06-21
CFM Majestic, Inc. ( Purchased by Monessen Hearth Systems Company 7/25/2008) | Insta-Flame by Majestic | FSDV32** | Direct Vent Gravity Type Wall | LPG | No Match | TRUE | FALSE | 1 | None | None | Non-Condensing | Single-Stage | 30000 | 21000 |  |  | 65 | 64 | Federally-Regulated Consumer Product | 1996-09-03 |  | 1997-11-20
CFM Majestic, Inc. ( Purchased by Monessen Hearth Systems Company 7/25/2008) | Insta-Flame | DV36** | Direct Vent Gravity Type Wall | LPG | No Match | TRUE | FALSE | 1 | None | None | Non-Condensing | Single-Stage | 21000 | 14700 |  |  | 66 | 63 | Federally-Regulated Consumer Product | 1995-05-05 |  | 1997-11-20
Williams Furnace Co. | Williams | 5002811 (50RHB LPG) | Vented Room Heater - unspecifi | LPG | No Match | TRUE | FALSE | 1 | None | None | No Match | No Match | 50000 | 35000 |  |  | 67.4 | 65 | Federally-Regulated Consumer Product | 1995-06-15 |  | 1998-06-21
Empire Comfort Systems | Empire | RH370-1 | Vented Room Heater - unspecifi | Natural Gas | No Match | TRUE | FALSE | 1 | None | None | No Match | No Match | 70000 | 49000 |  |  |  |  | Non Federally-Regulated | 1985-10-07 |  | 1998-06-21
Williams Furnace Co. | Sahara | 30DV-5-LPG | Direct Vent Gravity Type Wall | LPG | No Match | TRUE | FALSE | 1 | None | None | No Match | No Match | 33000 | 21000 |  |  |  |  | Non Federally-Regulated | 1985-10-07 |  | 1998-06-21
Louisville Tin &amp; Stove Co. | Cozy | DVCF408 | Direct Vent Fan Type Wall Furn | LPG | No Match | FALSE | FALSE | 1 | None | None | Non-Condensing | Single-Stage | 40000 | 32000 |  |  | 76.1 | 73 | Federally-Regulated Consumer Product | 1991-12-05 |  | 1995-06-15
Williams Furnace Co. | Sears | 629.7767 | Direct Vent Gravity Type Wall | LPG | No Match | TRUE | FALSE | 1 | None | None | Non-Condensing | Single-Stage | 14000 | 8900 |  |  | 63.1 | 61 | Non Federally-Regulated | 1988-03-14 |  | 1995-06-05
Williams Furnace Co. | Montgomery Ward | SFB-50253A | Vented Fan Type Wall Furnace | Natural Gas | No Match | FALSE | FALSE | 1 | None | None | No Match | No Match | 55000 | 44000 |  |  |  |  | Non Federally-Regulated | 1981-03-11 |  | 1998-06-21
Martin Industries | Williams | SVH20 | Gravity Type Vented Room Heate | Natural Gas | No Match | TRUE | FALSE | 1 | None | None | Non-Condensing | Single-Stage | 20000 | 14000 |  |  | 58 | 58 | Non Federally-Regulated | 1988-02-05 |  | 1993-12-14
Perfection Products Co. | Perfection | PW825TL-A | Vented Gravity Type Wall Furna | LPG | No Match | TRUE | FALSE | 1 | None | None | No Match | No Match | 25000 | 17500 |  |  |  |  | Non Federally-Regulated | 1984-03-31 |  | 1998-06-21
Williams Furnace Co. | Forsaire | 400DVI-LPG | Direct Vent Fan Type Wall Furn | LPG | No Match | FALSE | FALSE | 1 | None | None | Non-Condensing | Single-Stage | 40000 | 32000 |  |  | 77.5 | 73 | Non Federally-Regulated | 1988-03-14 |  | 1988-07-27
Martin Industries | Atlanta Stove | SVR340** | Vented Room Heater - unspecifi | LPG | No Match | TRUE | FALSE | 1 | None | None | No Match | No Match | 40000 | 28000 |  |  | 64 | 64 | Federally-Regulated Consumer Product | 1992-06-03 |  | 1998-06-21
Louisville Tin &amp; Stove Co. | Cozy | CF65*A | Vented Fan Type Wall Furnace | Natural Gas | No Match | FALSE | FALSE | 1 | None | None | Non-Condensing | Single-Stage | 65000 | 52000 |  |  | 74.1 | 74 | Federally-Regulated Consumer Product | 1992-03-05 |  | 1992-05-07
Williams Furnace Co. | Williams | 2001622A | Gravity Type Vented Room Heate | Natural Gas | Pressure | TRUE | FALSE | 0 |  | None | Non-Condensing | Single-Stage | 20000 | 16000 |  |  | 71 | 58 | Federally-Regulated Consumer Product | 2014-08-28 |  | 2015-04-20
Locke Stove | Warm Morning | WFC-IP50B | Vented Fan Type Wall Furnace | Natural Gas | No Match | FALSE | FALSE | 1 | None | None | No Match | No Match | 50000 | 38500 |  |  |  |  | Non Federally-Regulated | 1981-05-30 |  | 1998-06-21
Perfection Schwank | Perfection | WVRC250CLT-P | Vented Room Heater - unspecifi | LPG | No Match | TRUE | FALSE | 1 | None | None | No Match | No Match | 50000 | 35000 |  |  | 65 | 65 | Federally-Regulated Consumer Product | 1992-06-03 |  | 1998-06-21
Empire Comfort Systems | Empire Comfort Systems | RH-35-6 | Gravity Type Vented Room Heate | LPG | Pressure | TRUE | FALSE | 1 | Draft Diverter | None | Non-Condensing | Single-Stage | 35000 | 24500 |  |  | 64 | 64 | Federally-Regulated Consumer Product | 2012-01-03 |  | 2013-06-17
Empire Comfort Systems | Empire Comfort Systems | HW500GWHOXX2 | Vented Gravity Type Wall Furna | Natural Gas | Pressure | TRUE | FALSE | 1 |  | None | Non-Condensing | Single-Stage | 50000 | 35000 |  |  | 67 | 65 | Federally-Regulated Consumer Product | 2013-06-17 |  | 2013-07-10
Williams Furnace Co. | Williams | 2001612 | Vented Room Heater - unspecifi | Natural Gas | No Match | TRUE | FALSE | 1 | None | None | No Match | No Match | 20000 | 16000 |  |  | 73 | 58 | Federally-Regulated Consumer Product | 1995-06-15 |  | 1998-06-21
Empire Comfort Systems | Empire | RH-65-1 | Gravity Type Vented Room Heate | Natural Gas | No Match | TRUE | FALSE | 1 | None | None | Non-Condensing | Single-Stage | 65000 | 45500 |  |  | 65 | 65 | Federally-Regulated Consumer Product | 1991-05-07 |  | 2007-11-16
Archgard Industries, Ltd. | Archgard Industries, Ltd. | DVT 500 | Vented Room Heater - unspecifi | Natural Gas | No Match | TRUE | FALSE | 1 | None | None | No Match | No Match | 24000 | 18720 |  |  | 71 | 63 | Federally-Regulated Consumer Product | 1997-04-11 |  | 1998-06-21
Locke Stove | Warm Morning | DV203BMAL | Direct Vent Gravity Type Wall | Natural Gas | No Match | TRUE | FALSE | 1 | None | None | No Match | No Match | 30000 | 21000 |  |  |  |  | Non Federally-Regulated | 1981-05-07 |  | 1998-06-21
Williams Furnace Co. | Monterey | 25GV-3-LPG | Vented Gravity Type Wall Furna | LPG | No Match | TRUE | FALSE | 1 | None | None | Non-Condensing | Single-Stage | 25000 | 17500 |  |  | 63.3 | 63 | Non Federally-Regulated | 1988-03-14 |  | 1995-06-05
Williams Furnace Co. | Sahara | 25GV-C-HA | Vented Gravity Type Wall Furna | LPG | No Match | TRUE | FALSE | 1 | None | None | No Match | No Match | 25000 | 17500 |  |  |  |  | Non Federally-Regulated | 1985-10-07 |  | 1998-06-21
Empire Comfort Systems | Empire Comfort Systems | RH-50-6 | Gravity Type Vented Room Heate | LPG | Pressure | TRUE | FALSE | 1 | Draft Diverter | None | Non-Condensing | Single-Stage | 50000 | 35000 |  |  | 65 | 65 | Federally-Regulated Consumer Product | 2010-01-11 |  | 2012-01-03
Martin Industries | Atlanta Stove | ASC35 | Vented Fan Type Wall Furnace | Natural Gas | No Match | TRUE | FALSE | 1 | None | None | No Match | No Match | 30000 | 22500 |  |  | 73 | 73 | Federally-Regulated Consumer Product | 1992-06-03 |  | 1998-06-21
Perfection Products Co. | Perfection | PW825RTL | Vented Gravity Type Wall Furna | LPG | No Match | TRUE | FALSE | 1 | None | None | No Match | No Match | 25000 | 175000 |  |  |  | 63 | Federally-Regulated Consumer Product | 1992-08-31 |  | 1998-06-21
Williams Furnace Co. | Debonair | 22DV-3-LPG | Direct Vent Gravity Type Wall | LPG | No Match | TRUE | FALSE | 1 | None | None | No Match | No Match | 22000 | 15400 |  |  | 64.8 | 63 | Non Federally-Regulated | 1989-03-22 |  | 1990-06-26
Efel North America | Efel North America | 100NESTORMARTIN | Vented Room Heater - unspecifi | Natural Gas | No Match | TRUE | FALSE | 1 | None | None | No Match | No Match | 25000 | 18750 |  |  | 75 | 63 | Federally-Regulated Consumer Product | 1997-04-11 |  | 1998-06-21
CFM Majestic, Inc. ( Purchased by Monessen Hearth Systems Company 7/25/2008) | Insta-Flame | DVS3 | Direct Vent Gravity Type Wall | LPG | No Match | TRUE | FALSE | 1 | None | None | No Match | No Match | 25000 | 17500 |  |  | 64.1 | 63 | Federally-Regulated Consumer Product | 1997-04-11 |  | 1998-06-21
Orbis | Mark Series | MARKI LPG | Direct Vent Gravity Type Wall | LPG | No Match | TRUE | FALSE | 1 | None | None | Non-Condensing | Single-Stage | 8000 | 6105 |  |  | 63.7 | 59 | Federally-Regulated Consumer Product | 1994-06-16 |  | 1995-04-12
Perfection Schwank | Perfection | VC250CTL-P | Vented Room Heater - unspecifi | LPG | No Match | TRUE | FALSE | 1 | None | None | No Match | No Match | 50000 | 35000 |  |  | 65 | 65 | Federally-Regulated Consumer Product | 1992-06-03 |  | 1998-06-21
Empire Stove | Empire Stove | 5077P | Gravity Type Floor Furnace | Natural Gas | No Match | TRUE | FALSE | 1 | None | None | No Match | No Match | 45000 | 31500 |  |  |  |  | Non Federally-Regulated | 1984-03-31 |  | 1998-06-21
Dearborn Stove | Montgomery Ward | KDT6214C | Vented Room Heater - unspecifi | Natural Gas | No Match | TRUE | FALSE | 1 | None | None | No Match | No Match | 15000 | 9750 |  |  |  |  | Non Federally-Regulated | 1981-03-11 |  | 1998-06-21
Empire Comfort Systems | Empire | GW-50-4SG | Vented Gravity Type Wall Furna | Natural Gas | No Match | TRUE | FALSE | 1 | None | None | Non-Condensing | Single-Stage | 50000 | 35500 |  |  | 65 | 65 | Federally-Regulated Consumer Product | 1991-03-04 |  | 2007-11-16
Empire Comfort Systems | Empire Comfort Systems | 3588-(2,3) | Gravity Type Floor Furnace | Natural Gas | Pressure | TRUE | FALSE | 1 | Draft Diverter | None | Non-Condensing | Single-Stage | 32500 | 22750 |  |  | 56 | 56 | Federally-Regulated Consumer Product | 2010-01-11 |  | 2012-01-03
Williams Furnace Co. | Monterey | 5009722(50GV-5T NAT) | Vented Gravity Type Wall Furna | Natural Gas | No Match | TRUE | FALSE | 1 | None | None | Non-Condensing | Single-Stage | 50000 | 35300 |  |  | 65.1 | 65 | Federally-Regulated Consumer Product | 1995-06-05 |  | 2012-11-19
Williams Furnace Co. | Continental | RFT55-IP | Vented Fan Type Wall Furnace | LPG | No Match | FALSE | FALSE | 1 | None | None | Non-Condensing | Single-Stage | 55000 | 44000 |  |  | 76 | 74 | Non Federally-Regulated | 1988-03-14 |  | 1988-07-27
CFM Majestic, Inc. ( Purchased by Monessen Hearth Systems Company 7/25/2008) | Insta-Flame by Majestic | HE25** | Gravity Type Vented Room Heate | Natural Gas | No Match | TRUE | FALSE | 1 | None | None | Non-Condensing | Single-Stage | 20000 | 14000 |  |  | 58 | 58 | Federally-Regulated Consumer Product | 1996-09-03 |  | 1997-11-20
Empire Comfort Systems | Empire Comfort Systems | 7088-(2,3) | Gravity Type Floor Furnace | Natural Gas | Pressure | TRUE | FALSE | 1 | Draft Diverter | None | Non-Condensing | Single-Stage | 65000 | 45500 |  |  | 57 | 57 | Federally-Regulated Consumer Product | 2012-11-16 |  | 2013-11-13
Louisville Tin &amp; Stove Co. | Cozy | W351A | Vented Gravity Type Wall Furna | Natural Gas | No Match | TRUE | FALSE | 1 | None | None | Non-Condensing | Single-Stage | 35000 | 24500 |  |  | 64 | 64 | Non Federally-Regulated | 1988-06-23 |  | 1991-11-13
Empire Stove | Empire | EH370-1 | Vented Room Heater - unspecifi | Natural Gas | No Match | TRUE | FALSE | 1 | None | None | No Match | No Match | 70000 | 49000 |  |  |  |  | Non Federally-Regulated | 1981-04-02 |  | 1998-06-21
CFM Majestic, Inc. ( Purchased by Monessen Hearth Systems Company 7/25/2008) | Insta-Flame | DV34RN | Vented Room Heater - unspecifi | Natural Gas | No Match | TRUE | FALSE | 1 | None | None | No Match | No Match | 20000 | 15000 |  |  | 73.5 | 58 | Federally-Regulated Consumer Product | 1997-04-11 |  | 1998-06-21
Empire Comfort Systems | Empire | DV235-2SG | Direct Vent Gravity Type Wall | Natural Gas | No Match | TRUE | FALSE | 1 | None | None | No Match | No Match | 35000 | 24500 |  |  |  |  | Non Federally-Regulated | 1985-10-07 |  | 1998-06-21
Clayton Manufacturing, Inc. | Clayton | 40GF | Gravity Type Vented Room Heate | Natural Gas | No Match | TRUE | FALSE | 1 | None | None | Non-Condensing | Single-Stage | 26000 | 19000 |  |  | 70 | 63 | Federally-Regulated Consumer Product | 1993-04-20 |  | 1995-05-26
Empire Comfort Systems | Empire | 3588-1 | Gravity Type Floor Furnace | Natural Gas | No Match | TRUE | FALSE | 1 | None | None | No Match | No Match | 32500 | 22750 |  |  | 56.8 | 56 | Federally-Regulated Consumer Product | 1992-06-03 |  | 1998-06-21
Martin Industries | Warm Morning | LSC65RP | Vented Fan Type Wall Furnace | LPG | No Match | TRUE | FALSE | 1 | None | None | No Match | No Match | 62000 | 46500 |  |  | 74 | 74 | Federally-Regulated Consumer Product | 1995-06-15 |  | 1998-06-21
Williams Furnace Co. | Debonair | 22DV-3-NAT | Direct Vent Gravity Type Wall | Natural Gas | No Match | TRUE | FALSE | 1 | None | None | No Match | No Match | 22000 | 15400 |  |  | 64.8 | 63 | Non Federally-Regulated | 1988-01-29 |  | 1998-06-21
Empire Comfort Systems | Empire | RH-35-1 | Vented Room Heater - unspecifi | Natural Gas | No Match | TRUE | FALSE | 1 | None | None | No Match | No Match | 35000 | 24500 |  |  | 64 | 64 | Federally-Regulated Consumer Product | 1992-06-03 |  | 1998-06-21
Williams Furnace Co. | Dearborn | DKS55EI-LPG | Direct Vent Fan Type Wall Furn | LPG | No Match | FALSE | FALSE | 1 | None | None | No Match | No Match | 55000 | 44000 |  |  |  |  | Non Federally-Regulated | 1982-05-21 |  | 1998-06-21
Empire Comfort Systems | Empire Comfort Systems | MV-130 | Vented Gravity Type Wall Furna | Natural Gas | Injection Type | TRUE | FALSE | 1 |  | None | Non-Condensing | Single-Stage | 14000 | 10080 |  |  | 69 | 61 | Federally-Regulated Consumer Product | 2012-11-16 |  | 2013-11-13
Canadian Heating Products, Inc. ( Montigo ) | Del Ray | M38DST | Direct Vent Gravity Type Wall | Natural Gas | No Match | TRUE | FALSE | 1 | None | None | Non-Condensing | Single-Stage | 32000 | 22400 |  |  | 64.3 | 64 | Federally-Regulated Consumer Product | 1999-06-18 |  | 1999-10-21
Martin Industries | Warm Morning | LSC50RP | Vented Fan Type Wall Furnace | LPG | No Match | TRUE | FALSE | 1 | None | None | No Match | No Match | 50000 | 37500 |  |  | 74 | 74 | Federally-Regulated Consumer Product | 1992-06-03 |  | 1998-06-21
Oliver MacLeod, Inc. | Oliver MacLeod | DV73WFP | Direct Vent Gravity Type Wall | LPG | No Match | TRUE | FALSE | 1 | None | None | Non-Condensing | Single-Stage | 25000 | 18750 |  |  | 75 | 63 | Federally-Regulated Consumer Product | 1995-06-05 |  | 2000-12-19
Williams Furnace Co. | Williams | 3502912 | Gravity Type Vented Room Heate | Natural Gas | No Match | TRUE | FALSE | 1 | None | None | Non-Condensing | Single-Stage | 35000 | 26250 |  |  | 68 | 64 | Federally-Regulated Consumer Product | 1995-06-05 |  | 2012-11-19
Williams Furnace Co. | Monterey | 50GV-C-HA | Vented Gravity Type Wall Furna | Natural Gas | No Match | TRUE | FALSE | 1 | None | None | No Match | No Match | 50000 | 36000 |  |  |  |  | Non Federally-Regulated | 1985-10-07 |  | 1998-06-21
Locke Stove | Warm Morning | WCF-65BL | Vented Fan Type Wall Furnace | LPG | No Match | TRUE | FALSE | 1 | None | None | No Match | No Match | 65000 | 50050 |  |  |  |  | Non Federally-Regulated | 1981-05-27 |  | 1998-06-21
Perfection Products Co. | Perfection | PW820RTL-B-4 | Vented Gravity Type Wall Furna | LPG | No Match | TRUE | FALSE | 1 | None | None | No Match | No Match | 20000 | 14000 |  |  |  |  | Non Federally-Regulated | 1984-03-31 |  | 1998-06-21
Ecos | Empire | GW50SG | Vented Gravity Type Wall Furna | Natural Gas | No Match | TRUE | FALSE | 1 | None | None | No Match | No Match | 50000 | 35500 |  |  | 65 | 65 | Non Federally-Regulated | 1988-01-29 |  | 1998-06-21
Canadian Heating Products, Inc. ( Montigo ) | Del Ray | ME34DT-I | Direct Vent Gravity Type Wall | Natural Gas | No Match | FALSE | FALSE | 1 | None | None | Non-Condensing | Single-Stage | 21000 | 15456 |  |  | 63.3 | 63 | Federally-Regulated Consumer Product | 1999-09-30 |  | 1999-10-15
Empire Comfort Systems | Empire | DV-55E-1 | Direct Vent Fan Type Wall Furn | Natural Gas | No Match | FALSE | FALSE | 1 | None | None | No Match | No Match | 55000 | 44800 |  |  | 80 | 74 | Federally-Regulated Consumer Product | 1997-04-11 |  | 1998-06-21
Williams Furnace Co. | Williams | 743511 | Direct Vent Gravity Type Wall | LPG | Pressure | TRUE | FALSE | 0 |  | None | Non-Condensing | Two-Stage Modulating | 7400 | 5850 |  |  | 72 | 59 | Federally-Regulated Consumer Product | 2012-05-08 |  | 2014-12-16
Empire Comfort Systems | Empire Comfort Systems | RH-50C-1 | Gravity Type Vented Room Heate | Natural Gas | Pressure | TRUE | FALSE | 1 | Draft Diverter | None | Non-Condensing | Single-Stage | 50000 | 35000 |  |  | 65 | 65 | Federally-Regulated Consumer Product | 2012-01-03 |  | 2013-06-17
CFM Majestic, Inc. ( Purchased by Monessen Hearth Systems Company 7/25/2008) | Insta-Flame | FA20RP | Vented Room Heater - unspecifi | LPG | No Match | TRUE | FALSE | 1 | None | None | No Match | No Match | 17000 | 11900 |  |  | 63.1 | 57 | Federally-Regulated Consumer Product | 1998-03-31 |  | 1998-06-21
Empire Comfort Systems | Empire | 7077P | Gravity Type Floor Furnace | Natural Gas | No Match | TRUE | FALSE | 1 | None | None | No Match | No Match | 65000 | 45500 |  |  |  |  | Non Federally-Regulated | 1985-10-07 |  | 1998-06-21
Williams Furnace Co. | Sears | 629.7768 | Direct Vent Fan Type Wall Furn | LPG | No Match | FALSE | FALSE | 1 | None | None | No Match | No Match | 40000 | 32000 |  |  | 77.5 | 73 | Non Federally-Regulated | 1989-03-22 |  | 1998-06-21
Williams Furnace Co. | Debonair | 22DV-3-LPG | Direct Vent Gravity Type Wall | LPG | No Match | TRUE | FALSE | 1 | None | None | No Match | No Match | 22000 | 15400 |  |  |  |  | Non Federally-Regulated | 1985-10-07 |  | 1988-01-29
Rinnai America | Rinnai | RHFE-750ETRA-N | Fan Type Vented Room Heater | Natural Gas | Injection Type | FALSE | FALSE | 1 |  | None | Non-Condensing | Single-Stage | 29000 | 22153 | 6 | 6 | 77 | 64 | Federally-Regulated Consumer Product | 2012-03-02 |  | 2013-04-19
Williams Furnace Co. | Perfection | CV535IPN | Vented Fan Type Wall Furnace | Natural Gas | No Match | FALSE | FALSE | 1 | None | None | No Match | No Match | 35000 | 28000 |  |  |  |  | Non Federally-Regulated | 1981-03-11 |  | 1998-06-21
Suburban Manufacturing Co. | Suburban | GVC-65 | Gravity Type Vented Room Heate | Natural Gas | No Match | TRUE | FALSE | 1 | None | None | Non-Condensing | Single-Stage | 65000 | 49400 |  |  | 70.7 | 65 | Non Federally-Regulated | 1988-06-22 |  | 1995-04-28
Louisville Tin &amp; Stove Co. | Louisville Tin & Stove Co. | VC351* | Gravity Type Vented Room Heate | Natural Gas | Injection Type | TRUE | FALSE | 1 | Draft Diverter | None | Non-Condensing | Single-Stage | 35000 | 24500 |  |  | 66.6 | 64 | Federally-Regulated Consumer Product | 2011-07-18 |  | 2013-06-17
LSC, Inc. | Warm Morning | VR-35GMAL | Vented Room Heater - unspecifi | Natural Gas | No Match | TRUE | FALSE | 1 | None | None | No Match | No Match | 35000 | 24500 |  |  |  |  | Non Federally-Regulated | 1984-03-31 |  | 1998-06-21
Williams Furnace Co. | Debonair | 1403722 | Direct Vent Gravity Type Wall | Natural Gas | No Match | TRUE | FALSE | 1 | None | None | Non-Condensing | Single-Stage | 14000 | 9800 |  |  | 63.1 | 61 | Federally-Regulated Consumer Product | 1993-12-10 |  | 1995-06-05
Williams Furnace Co. | Debonair | 3003722(30DV-5B-NAT) | Direct Vent Gravity Type Wall | Natural Gas | No Match | TRUE | FALSE | 1 | None | None | Non-Condensing | Single-Stage | 30000 | 21000 |  |  | 65.6 | 64 | Federally-Regulated Consumer Product | 1995-06-05 |  | 2012-11-19
Williams Furnace Co. | Forsaire | 6508732(465FX-R NAT) | Vented Fan Type Wall Furnace | Natural Gas | No Match | TRUE | FALSE | 1 | None | None | Non-Condensing | Single-Stage | 65000 | 52000 |  |  | 74.1 | 74 | Federally-Regulated Consumer Product | 1995-06-05 |  | 2012-11-19
Louisville Tin &amp; Stove Co. | Cozy | W352C | Vented Gravity Type Wall Furna | LPG | No Match | TRUE | FALSE | 1 | None | None | Non-Condensing | Single-Stage | 35000 | 24500 |  |  | 64.1 | 64 | Federally-Regulated Consumer Product | 1991-11-13 |  | 1993-05-18
Louisville Tin &amp; Stove Co. | Cozy | CF35*A | Vented Fan Type Wall Furnace | Natural Gas | No Match | TRUE | FALSE | 1 | None | None | No Match | No Match | 35000 | 28000 |  |  | 74.8 | 73 | Federally-Regulated Consumer Product | 1997-04-11 |  | 1998-06-21
Empire Comfort Systems | Empire Comfort Systems | DV-55E-(1-99) | Vented Fan Type Wall Furnace | Natural Gas | Induced Draft | FALSE | FALSE | 1 |  | None | Non-Condensing | Single-Stage | 55000 | 44825 | 840 |  | 80 | 74 | Federally-Regulated Consumer Product | 2011-06-23 |  | 2012-01-03
Heil Quaker | Sears | 867.758 | Direct Vent Gravity Type Wall | Natural Gas | No Match | TRUE | FALSE | 1 | None | None | No Match | No Match | 20000 | 14000 |  |  |  |  | Non Federally-Regulated | 1985-10-07 |  | 1998-06-21
Louisville Tin &amp; Stove Co. | Cozy | W252A | Vented Gravity Type Wall Furna | LPG | No Match | TRUE | FALSE | 1 | None | None | No Match | No Match | 25000 | 17500 |  |  |  |  | Non Federally-Regulated | 1985-10-07 |  | 1998-06-21
NHC | Sterling DV | STERLING-EL | Vented Room Heater - unspecifi | Natural Gas | No Match | FALSE | FALSE | 1 | None | None | No Match | No Match | 40000 | 30440 |  |  | 71.8 | 64 | Federally-Regulated Consumer Product | 1995-06-15 |  | 1998-06-21
LSC, Inc. | Warm Morning | VR-65GMAL | Vented Room Heater - unspecifi | LPG | No Match | TRUE | FALSE | 1 | None | None | No Match | No Match | 65000 | 45500 |  |  |  |  | Non Federally-Regulated | 1985-10-07 |  | 1998-06-21
Suburban Manufacturing Co. | Suburban | GWW-25P-NAT | Vented Gravity Type Wall Furna | Natural Gas | No Match | TRUE | FALSE | 1 | None | None | No Match | No Match | 25000 | 17500 |  |  | 63.3 | 63 | Non Federally-Regulated | 1988-07-27 |  | 1998-06-21
Williams Furnace Co. | Continental | RFD55-IN | Direct Vent Fan Type Wall Furn | Natural Gas | No Match | FALSE | FALSE | 1 | None | None | Non-Condensing | Single-Stage | 55000 | 44000 |  |  | 77.5 | 74 | Non Federally-Regulated | 1988-03-14 |  | 1988-07-27
Williams Furnace Co. | Monterey | 20GV-A1-3T NAT | Vented Gravity Type Wall Furna | Natural Gas | No Match | TRUE | FALSE | 1 | None | None | Non-Condensing | Single-Stage | 20000 | 14120 |  |  | 63.2 | 63 | Federally-Regulated Consumer Product | 1991-08-29 |  | 1995-06-05
Rinnai America | Rinnai | RHFE-750ETRA-P | Fan Type Vented Room Heater | LPG | Injection Type | FALSE | FALSE | 1 |  | None | Non-Condensing | Single-Stage | 28000 | 22180 | 6 | 6 | 80 | 64 | Federally-Regulated Consumer Product | 2011-07-18 |  | 2012-03-02
Williams Furnace Co. | Suburban | GWW-25PA-NAT | Vented Gravity Type Wall Furna | Natural Gas | No Match | TRUE | FALSE | 1 | None | None | Non-Condensing | Single-Stage | 25000 | 17500 |  |  | 63.3 | 63 | Federally-Regulated Consumer Product | 1991-08-29 |  | 1995-06-05
Martin Industries | Aspen | R50-1 HT-1 | Vented Room Heater - unspecifi | Natural Gas | No Match | TRUE | FALSE | 1 | None | None | No Match | No Match | 50000 | 35000 |  |  |  |  | Non Federally-Regulated | 1981-06-08 |  | 1998-06-21
Louisville Tin &amp; Stove Co. | Cozy | CF55*A | Vented Fan Type Wall Furnace | Natural Gas | No Match | FALSE | FALSE | 1 | None | None | No Match | No Match | 55000 | 44000 |  |  | 77.9 | 74 | Federally-Regulated Consumer Product | 1990-06-26 |  | 1998-06-21
Louisville Tin &amp; Stove Co. | Louisville Tin & Stove Co. | VCR502* | Gravity Type Vented Room Heate | LPG | Injection Type | TRUE | FALSE | 1 | Draft Diverter | None | Non-Condensing | Single-Stage | 50000 | 35000 |  |  | 65 | 65 | Federally-Regulated Consumer Product | 2011-07-18 |  | 2013-06-17
Martin Industries | Williams | RVH708 | Vented Room Heater - unspecifi | Natural Gas | No Match | TRUE | FALSE | 1 | None | None | No Match | No Match | 70000 | 49000 |  |  | 65 | 65 | Federally-Regulated Consumer Product | 1990-06-26 |  | 1998-06-21
Perfection Schwank | Perfection | VC220TL-W-1 | Gravity Type Vented Room Heate | LPG | No Match | TRUE | FALSE | 1 | None | None | Non-Condensing | Single-Stage | 19000 | 13300 |  |  | 58 | 58 | Federally-Regulated Consumer Product | 1991-02-08 |  | 2003-10-02
Empire Comfort Systems | Empire | DV-40E-2 | Direct Vent Fan Type Wall Furn | Natural Gas | No Match | FALSE | FALSE | 1 | None | None | Non-Condensing | Single-Stage | 40000 | 32600 |  |  | 80 | 73 | Federally-Regulated Consumer Product | 1995-09-06 |  | 1997-04-11
Louisville Tin &amp; Stove Co. | Cozy | CDV156 | Direct Vent Gravity Type Wall | LPG | No Match | TRUE | FALSE | 1 | None | None | No Match | No Match | 15000 | 10500 |  |  | 61 | 61 | Federally-Regulated Consumer Product | 1997-04-11 |  | 1998-06-21
Efel North America | Efel North America | 490.62 | Gravity Type Vented Room Heate | LPG | No Match | TRUE | FALSE | 1 | None | None | Non-Condensing | Single-Stage | 28000 | 22400 |  |  | 80 | 64 | Federally-Regulated Consumer Product | 1991-10-02 |  | 1995-05-26
Empire Stove | Empire | DV215-6 | Direct Vent Gravity Type Wall | Natural Gas | No Match | TRUE | FALSE | 1 | None | None | No Match | No Match | 15000 | 10500 |  |  |  |  | Non Federally-Regulated | 1981-03-26 |  | 1998-06-21
Louisville Tin &amp; Stove Co. | Louisville Tin & Stove Co. | CDV256* | Direct Vent Gravity Type Wall | LPG | Injection Type | TRUE | FALSE | 1 |  | None | Non-Condensing | Single-Stage | 25000 | 17500 |  |  | 63 | 63 | Federally-Regulated Consumer Product | 2011-06-14 |  | 2011-07-18
Martin Industries | Martin | MSC65 | Vented Fan Type Wall Furnace | LPG | No Match | TRUE | FALSE | 1 | None | None | Non-Condensing | Single-Stage | 62000 | 46500 |  |  | 74 | 74 | Federally-Regulated Consumer Product | 1992-03-27 |  | 1993-12-14
Perfection Products Co. | Perfection | SV711SEN-4 | Direct Vent Gravity Type Wall | Natural Gas | No Match | TRUE | FALSE | 1 | None | None | No Match | No Match | 11000 | 7700 |  |  |  | 60 | Non Federally-Regulated | 1988-07-27 |  | 1998-06-21
Williams Furnace Co. | Martin | MDV14B NAT | Direct Vent Gravity Type Wall | Natural Gas | No Match | TRUE | FALSE | 1 | None | None | Non-Condensing | Single-Stage | 14000 | 9800 |  |  | 63.1 | 61 | Federally-Regulated Consumer Product | 1991-08-29 |  | 1995-06-05
Perfection Products Co. | Perfection | PW820SEL-B-4 | Vented Gravity Type Wall Furna | LPG | No Match | TRUE | FALSE | 1 | None | None | No Match | No Match | 20000 | 14000 |  |  |  |  | Non Federally-Regulated | 1984-03-31 |  | 1998-06-21
Williams Furnace Co. | Williams | 35EH-LPG | Vented Room Heater - unspecifi | LPG | No Match | TRUE | FALSE | 1 | None | None | No Match | No Match | 35000 | 24500 |  |  | 67.1 | 64 | Federally-Regulated Consumer Product | 1992-06-03 |  | 1998-06-21
Perfection Schwank | Perfection | WASV120TL-A | Direct Vent Gravity Type Wall | LPG | No Match | TRUE | FALSE | 1 | None | None | No Match | No Match | 20000 | 14000 |  |  | 63 | 63 | Federally-Regulated Consumer Product | 1992-06-03 |  | 1998-06-21
Martin Industries | Montgomery Ward | KMF23803B-01 | Vented Room Heater - unspecifi | Natural Gas | No Match | TRUE | FALSE | 1 | None | None | No Match | No Match | 35000 | 24500 |  |  |  |  | Non Federally-Regulated | 1981-03-11 |  | 1998-06-21
Preway | Preway | FVP45A-DSI | Vented Room Heater - unspecifi | Natural Gas | No Match | FALSE | FALSE | 1 | None | None | No Match | No Match | 45000 | 31500 |  |  |  |  | Non Federally-Regulated | 1981-03-11 |  | 1998-06-21
Empire Comfort Systems | Empire | DV210-6 | Direct Vent Gravity Type Wall | LPG | No Match | TRUE | FALSE | 1 | None | None | No Match | No Match | 10000 | 7000 |  |  |  |  | Non Federally-Regulated | 1985-10-07 |  | 1998-06-21
Empire Comfort Systems | Empire Comfort Systems | GWT-50-2(SG,RB) | Vented Gravity Type Wall Furna | Natural Gas | Pressure | TRUE | FALSE | 1 | Draft Diverter | None | Non-Condensing | Single-Stage | 50000 | 35000 |  |  | 66 | 65 | Federally-Regulated Consumer Product | 2012-01-03 |  | 2013-06-17
Heil Quaker | Sears | 867.7361 | Vented Fan Type Wall Furnace | Natural Gas | No Match | TRUE | FALSE | 1 | None | None | No Match | No Match | 30000 | 23100 |  |  |  |  | Non Federally-Regulated | 1981-04-08 |  | 1998-06-21
Louisville Tin &amp; Stove Co. | Louisville Tin & Stove Co. | CF353* | Vented Fan Type Wall Furnace | Natural Gas | Injection Type | TRUE | FALSE | 1 |  | None | Non-Condensing | Single-Stage | 35000 | 28000 | 125 | 104 | 74.8 | 73 | Federally-Regulated Consumer Product | 2013-06-17 |  | 2014-08-28
Williams Furnace Co. | Montgomery Ward | SFB-50322B | Direct Vent Fan Type Wall Furn | LPG | No Match | TRUE | FALSE | 1 | None | None | No Match | No Match | 40000 | 32000 |  |  |  |  | Non Federally-Regulated | 1984-03-31 |  | 1998-06-21
Empire Comfort Systems | Empire | DVF-42IP-1 | Direct Vent Gravity Type Wall | Natural Gas | No Match | FALSE | FALSE | 1 | None | None | Non-Condensing | Single-Stage | 28000 | 19600 |  |  | 64 | 64 | Federally-Regulated Consumer Product | 2000-07-06 |  | 2007-11-16
Perfection Schwank | Perfection | VC270TL-W | Gravity Type Vented Room Heate | LPG | No Match | TRUE | FALSE | 1 | None | None | Non-Condensing | Single-Stage | 70000 | 49000 |  |  | 65 | 65 | Federally-Regulated Consumer Product | 1991-02-08 |  | 2003-10-02
Williams Furnace Co. | Williams | 5002812 (50RHB NAT) | Gravity Type Vented Room Heate | Natural Gas | No Match | TRUE | FALSE | 1 | None | None | Non-Condensing | Single-Stage | 50000 | 35000 |  |  | 67.4 | 65 | Federally-Regulated Consumer Product | 1995-06-05 |  | 2012-11-19
Louisville Tin &amp; Stove Co. | Cozy | C120A | Vented Room Heater - unspecifi | Natural Gas | No Match | TRUE | FALSE | 1 | None | None | No Match | No Match | 20000 | 14000 |  |  | 58 | 58 | Federally-Regulated Consumer Product | 1997-04-11 |  | 1998-06-21
Hunter Energy & Technology | Hunter | HDS2000-3 | Vented Room Heater - unspecifi | Natural Gas | No Match | TRUE | FALSE | 1 | None | None | No Match | No Match | 20000 | 13200 |  |  | 59.1 | 58 | Federally-Regulated Consumer Product | 1995-06-15 |  | 1998-06-21
Empire Comfort Systems | Empire Comfort Systems | DV-20E-(1-99) | Vented Fan Type Wall Furnace | LPG | Induced Draft | FALSE | FALSE | 1 |  | None | Non-Condensing | Single-Stage | 20000 | 16300 | 780 |  | 80 | 73 | Federally-Regulated Consumer Product | 2011-06-23 |  | 2012-01-03
LSC, Inc. | Warm Morning | V-30FMAL | Vented Room Heater - unspecifi | Natural Gas | No Match | TRUE | FALSE | 1 | None | None | No Match | No Match | 30000 | 21000 |  |  |  |  | Non Federally-Regulated | 1984-03-31 |  | 1998-06-21
Williams Furnace Co. | Monterey | 25GV-A1-5 LPG | Vented Gravity Type Wall Furna | LPG | No Match | TRUE | FALSE | 1 | None | None | Non-Condensing | Single-Stage | 25000 | 17500 |  |  | 63.3 | 63 | Federally-Regulated Consumer Product | 1991-08-29 |  | 1995-06-05
Martin Industries | Martin | V4970 VST | Vented Room Heater - unspecifi | LPG | No Match | TRUE | FALSE | 1 | None | None | No Match | No Match | 70000 | 49000 |  |  |  |  | Non Federally-Regulated | 1985-10-07 |  | 1998-06-21
Rinnai America | Rinnai | RHFE-750ETA | Fan Type Vented Room Heater | Natural Gas | Injection Type | FALSE | FALSE | 1 | None | None | Non-Condensing | Single-Stage | 29000 | 22153 | 5 | 1 | 77.3 | 64 | Federally-Regulated Consumer Product | 2008-12-05 |  | 2011-06-14
Williams Furnace Co. | Perfection | CV535IPL | Vented Fan Type Wall Furnace | LPG | No Match | FALSE | FALSE | 1 | None | None | No Match | No Match | 35000 | 28000 |  |  |  |  | Non Federally-Regulated | 1981-03-11 |  | 1998-06-21
Martin Industries | Martin | F1430-1 ST-1 | Gravity Type Floor Furnace | Natural Gas | No Match | TRUE | FALSE | 1 | None | None | No Match | No Match | 30000 | 19500 |  |  |  |  | Non Federally-Regulated | 1982-05-21 |  | 1998-06-21
Louisville Tin &amp; Stove Co. | Cozy | CF357A | Vented Fan Type Wall Furnace | Natural Gas | No Match | FALSE | FALSE | 1 | None | None | Non-Condensing | Single-Stage | 35000 | 28000 |  |  | 75.4 | 73 | Federally-Regulated Consumer Product | 1992-05-07 |  | 1995-06-15
Hunter Energy & Technology | Hunter | PW/WF35-2 | Vented Room Heater - unspecifi | LPG | No Match | TRUE | FALSE | 1 | None | None | No Match | No Match | 35000 | 25000 |  |  | 65.8 | 64 | Federally-Regulated Consumer Product | 1995-06-15 |  | 1998-06-21
Martin Industries | Midland International | V6970 | Gravity Type Vented Room Heate | LPG | No Match | TRUE | FALSE | 1 | None | None | Non-Condensing | Single-Stage | 70000 | 49000 |  |  | 65 | 65 | Federally-Regulated Consumer Product | 1992-04-30 |  | 1992-06-19
Preway | Sears | 155.8567 | Vented Room Heater - unspecifi | Natural Gas | No Match | TRUE | FALSE | 1 | None | None | No Match | No Match | 75000 | 52500 |  |  |  |  | Non Federally-Regulated | 1981-03-11 |  | 1998-06-21
Empire Comfort Systems | Empire | FAW-55IP | Vented Fan Type Wall Furnace | Natural Gas | No Match | FALSE | FALSE | 1 | None | None | No Match | No Match | 55000 | 44550 |  |  | 76.5 | 74 | Federally-Regulated Consumer Product | 1990-06-26 |  | 1998-06-21
LSC, Inc. | LSC, Inc. | LSC15A | Unvented Room Heater | LPG | No Match | TRUE | FALSE | 1 | None | None | No Match | No Match | 15000 | 14985 |  |  |  |  | Non Federally-Regulated | 1985-10-07 |  | 1998-06-21
Empire Comfort Systems | Empire | RH-50 | Gravity Type Vented Room Heate | Natural Gas | No Match | TRUE | FALSE | 1 | None | None | Non-Condensing | Single-Stage | 50000 | 35000 |  |  | 65 | 65 | Federally-Regulated Consumer Product | 1990-04-24 |  | 1993-12-14
Heil Quaker | Sears | 867.7581 | Vented Gravity Type Wall Furna | Natural Gas | No Match | TRUE | FALSE | 1 | None | None | No Match | No Match | 25000 | 17500 |  |  |  |  | Non Federally-Regulated | 1985-10-07 |  | 1998-06-21
Perfection Products Co. | Perfection | WSV135TL-MG | Direct Vent Gravity Type Wall | LPG | No Match | TRUE | FALSE | 1 | None | None | No Match | No Match | 35000 | 24500 |  |  |  |  | Non Federally-Regulated | 1985-10-07 |  | 1998-06-21
Empire Comfort Systems | Empire | GWT-25-1RB | Vented Gravity Type Wall Furna | Natural Gas | No Match | TRUE | FALSE | 1 | None | None | Non-Condensing | Single-Stage | 25000 | 18500 |  |  | 70 | 63 | Federally-Regulated Consumer Product | 1997-08-19 |  | 2007-11-16
Empire Comfort Systems | Empire | RH-25-1 | Gravity Type Vented Room Heate | Natural Gas | No Match | TRUE | FALSE | 1 | None | None | Non-Condensing | Single-Stage | 25000 | 17500 |  |  | 64 | 63 | Federally-Regulated Consumer Product | 1992-02-25 |  | 2007-11-16
Rinnai America | Rinnai | RHFE-556FAIII-N | Vented Fan Type Wall Furnace | Natural Gas | Injection Type | FALSE | FALSE | 1 |  | None | Non-Condensing | Step Modulating | 21500 | 17420 | 6 | 6 | 81 | 73 | Federally-Regulated Consumer Product | 2011-06-14 |  | 2011-09-27
Louisville Tin &amp; Stove Co. | Cozy | CR160-B | Vented Room Heater - unspecifi | Natural Gas | No Match | TRUE | FALSE | 1 | None | None | No Match | No Match | 60000 | 42000 |  |  | 66 | 65 | Federally-Regulated Consumer Product | 1995-06-15 |  | 1998-06-21
Martin Industries | Martin | MSC35 | Vented Fan Type Wall Furnace | LPG | No Match | TRUE | FALSE | 1 | None | None | Non-Condensing | Single-Stage | 30000 | 22500 |  |  | 73 | 73 | Federally-Regulated Consumer Product | 1992-03-27 |  | 1993-12-14
CFM Majestic, Inc. ( Purchased by Monessen Hearth Systems Company 7/25/2008) | Northern Flame | A120MP | Vented Room Heater - unspecifi | LPG | No Match | TRUE | FALSE | 1 | None | None | No Match | No Match | 17000 | 11900 |  |  | 63.1 | 57 | Federally-Regulated Consumer Product | 1998-03-31 |  | 1998-06-21
Louisville Tin &amp; Stove Co. | Louisville Tin & Stove Co. | WOW404* | Direct Vent Fan Type Wall Furn | LPG | Induced Draft | FALSE | FALSE | 1 |  | None | Non-Condensing | Single-Stage | 40000 | 29200 | 4 |  | 73 | 73 | Federally-Regulated Consumer Product | 2011-06-23 |  | 2011-07-18
Louisville Tin &amp; Stove Co. | Louisville Tin & Stove Co. | DVCF 404* | Direct Vent Fan Type Wall Furn | LPG | Injection Type | TRUE | FALSE | 1 |  | None | Non-Condensing | Single-Stage | 40000 | 32000 | 2 |  | 74.5 | 73 | Federally-Regulated Consumer Product | 2011-06-23 |  | 2011-07-18
Suburban Manufacturing Co. | Suburban | DL-0912 | Direct Vent Fan Type Wall Furn | LPG | No Match | FALSE | FALSE | 1 | None | None | No Match | No Match | 12000 | 9840 |  |  | 80.5 | 73 | Non Federally-Regulated | 1988-07-27 |  | 1998-06-21
Rinnai America | Rinnai | RHFE-1004RFA | Direct Vent Fan Type Wall Furn | Natural Gas | Injection Type | FALSE | FALSE | 1 |  | None | Non-Condensing | Step Modulating | 38400 | 30900 | 6 | 6 | 80 | 73 | Federally-Regulated Consumer Product | 2011-06-14 |  | 2011-09-27
Empire Comfort Systems | Empire | VEP-90M | Direct Vent Fan Type Wall Furn | LPG | No Match | FALSE | FALSE | 1 | None | None | No Match | No Match | 37200 | 31620 |  |  | 80 | 73 | Non Federally-Regulated | 1989-03-22 |  | 1998-06-21
Empire Stove | Empire | R-7 | Unvented Room Heater | LPG | No Match | TRUE | FALSE | 1 | None | None | No Match | No Match | 7000 | 6993 |  |  |  |  | Non Federally-Regulated | 1981-03-31 |  | 1998-06-21
Empire Comfort Systems | Empire | DVS-30-1 | Direct Vent Gravity Type Wall | Natural Gas | No Match | TRUE | FALSE | 1 | None | None | Non-Condensing | Single-Stage | 20000 | 16000 |  |  | 63 | 63 | Federally-Regulated Consumer Product | 2001-11-13 |  | 2007-11-16
Vermont Castings, Inc. | Insta-Flame by Majestic | SNV30RN | Gravity Type Vented Room Heate | Natural Gas | No Match | TRUE | FALSE | 1 | None | None | Non-Condensing | Single-Stage | 30000 | 21810 |  |  | 64.9 | 64 | Federally-Regulated Consumer Product | 1998-10-15 |  | 2002-04-25
Empire Comfort Systems | Empire | DV-20E-3 | Direct Vent Fan Type Wall Furn | Natural Gas | No Match | FALSE | FALSE | 1 | None | None | No Match | No Match | 20000 | 16300 |  |  | 80 | 73 | Federally-Regulated Consumer Product | 1998-03-31 |  | 1998-06-21
Wolf Steel, Ltd. | Napoleon Fireplaces | GI3014BN | Vented Room Heater - unspecifi | Natural Gas | No Match | TRUE | FALSE | 1 | None | None | No Match | No Match | 30000 | 21600 |  |  | 64 | 64 | Federally-Regulated Consumer Product | 1998-03-31 |  | 1998-06-21
Williams Furnace Co. | Sears | 629.7567 | Vented Gravity Type Wall Furna | Natural Gas | No Match | TRUE | FALSE | 1 | None | None | No Match | No Match | 35000 | 34500 |  |  | 64.1 | 64 | Federally-Regulated Consumer Product | 1997-04-11 |  | 1998-06-21
Heil Quaker | Quaker | NULDA20AG** | Direct Vent Gravity Type Wall | LPG | No Match | TRUE | FALSE | 1 | None | None | No Match | No Match | 20000 | 14000 |  |  |  |  | Non Federally-Regulated | 1985-10-07 |  | 1998-06-21
Suburban Manufacturing Co. | Suburban | DWW-55E-NAT | Direct Vent Fan Type Wall Furn | Natural Gas | No Match | FALSE | FALSE | 1 | None | None | No Match | No Match | 55000 | 44000 |  |  | 77.5 | 74 | Non Federally-Regulated | 1988-07-27 |  | 1998-06-21
Perfection Products Co. | Perfection | VC235TN-J | Vented Room Heater - unspecifi | Natural Gas | No Match | TRUE | FALSE | 1 | None | None | No Match | No Match | 35000 | 24500 |  |  |  |  | Non Federally-Regulated | 1984-03-31 |  | 1998-06-21
Empire Stove | Empire | EH350-1 | Vented Room Heater - unspecifi | LPG | No Match | TRUE | FALSE | 1 | None | None | No Match | No Match | 50000 | 35000 |  |  |  |  | Non Federally-Regulated | 1981-03-29 |  | 1998-06-21
Williams Furnace Co. | Williams | 3502712 | Gravity Type Vented Room Heate | Natural Gas | No Match | TRUE | FALSE | 1 | None | None | Non-Condensing | Single-Stage | 35000 | 24500 |  |  | 67.1 | 64 | Federally-Regulated Consumer Product | 1993-12-10 |  | 1995-06-05
Martin Industries | Aspen | C20-1 HS-1 | Vented Room Heater - unspecifi | Natural Gas | No Match | TRUE | FALSE | 1 | None | None | No Match | No Match | 20000 | 14000 |  |  |  |  | Non Federally-Regulated | 1982-05-21 |  | 1998-06-21
Preway | Preway | FVP75M | Vented Room Heater - unspecifi | LPG | No Match | TRUE | FALSE | 1 | None | None | No Match | No Match | 75000 | 52500 |  |  |  |  | Non Federally-Regulated | 1984-03-31 |  | 1998-06-21
CFM Majestic, Inc. ( Purchased by Monessen Hearth Systems Company 7/25/2008) | Insta-Flame | FA20TP | Vented Room Heater - unspecifi | LPG | No Match | TRUE | FALSE | 1 | None | None | No Match | No Match | 17000 | 13000 |  |  | 74.4 | 57 | Federally-Regulated Consumer Product | 1997-04-11 |  | 1998-06-21
Koki Holdings Co., Ltd. | Monitor Products, Inc. | MONITOR 441 | Vented Room Heater - unspecifi | Oil | No Match | FALSE | FALSE | 1 | None | None | No Match | No Match | 42820 | 35419 |  |  | 83.3 | 64 | Federally-Regulated Consumer Product | 1997-04-11 |  | 1998-06-21
Williams Furnace Co. | Sahara | 20GV-A1-5-HAT | Vented Gravity Type Wall Furna | Natural Gas | No Match | TRUE | FALSE | 1 | None | None | No Match | No Match | 20000 | 14000 |  |  |  |  | Non Federally-Regulated | 1985-10-07 |  | 1998-06-21
Empire Comfort Systems | Empire | DVC-35-1IP | Direct Vent Fan Type Wall Furn | Natural Gas | No Match | FALSE | FALSE | 1 | None | None | Non-Condensing | Single-Stage | 35000 | 27700 |  |  | 75 | 73 | Federally-Regulated Consumer Product | 1997-08-19 |  | 1998-03-31
Heil Quaker | Sears | 867.7313 | Vented Gravity Type Wall Furna | Natural Gas | No Match | TRUE | FALSE | 1 | None | None | No Match | No Match | 25000 | 17500 |  |  |  |  | Non Federally-Regulated | 1982-05-21 |  | 1998-06-21
Williams Furnace Co. | Debonair | 3003421 (30MH-5-LPG) | Direct Vent Gravity Type Wall | LPG | No Match | TRUE | FALSE | 1 | None | None | Non-Condensing | Single-Stage | 30000 | 21000 |  |  | 65.1 | 64 | Federally-Regulated Consumer Product | 1995-06-05 |  | 2012-11-19
Sterling Radiator | Sterling | STERLING | Vented Room Heater - unspecifi | Natural Gas | No Match | FALSE | FALSE | 1 | None | None | No Match | No Match | 40000 | 27640 |  |  | 65.1 | 64 | Federally-Regulated Consumer Product | 1992-06-03 |  | 1998-06-21
Suburban Manufacturing Co. | Suburban | FF-65 | Gravity Type Floor Furnace | Natural Gas | No Match | FALSE | FALSE | 1 | None | None | No Match | No Match | 65000 | 48750 |  |  | 57 | 57 | Federally-Regulated Consumer Product | 1990-06-26 |  | 1998-06-21
Williams Furnace Co. | Monterey | 35GV-C-3T NAT | Vented Gravity Type Wall Furna | Natural Gas | No Match | TRUE | FALSE | 1 | None | None | Non-Condensing | Single-Stage | 35000 | 24500 |  |  | 64.1 | 64 | Federally-Regulated Consumer Product | 1991-08-29 |  | 1995-06-05
Williams Furnace Co. | Montgomery Ward | SFB-50213B | Vented Fan Type Wall Furnace | LPG | No Match | TRUE | FALSE | 1 | None | None | No Match | No Match | 35000 | 28000 |  |  |  |  | Non Federally-Regulated | 1984-03-31 |  | 1998-06-21
Williams Furnace Co. | Williams | 3502911 | Vented Room Heater - unspecifi | LPG | No Match | TRUE | FALSE | 1 | None | None | No Match | No Match | 35000 | 26250 |  |  | 68 | 64 | Federally-Regulated Consumer Product | 1995-06-15 |  | 1998-06-21
Suburban Manufacturing Co. | Suburban | DL-0912D | Direct Vent Fan Type Wall Furn | Natural Gas | No Match | FALSE | FALSE | 1 | None | None | No Match | No Match | 12000 | 9840 |  |  | 80.5 | 73 | Federally-Regulated Consumer Product | 1990-06-26 |  | 1992-01-22
LSC, Inc. | Warm Morning | VR-40CMAL | Vented Room Heater - unspecifi | Natural Gas | No Match | TRUE | FALSE | 1 | None | None | No Match | No Match | 40000 | 28000 |  |  |  |  | Non Federally-Regulated | 1984-03-31 |  | 1998-06-21
Louisville Tin &amp; Stove Co. | Louisville Tin & Stove Co. | BBT53* | Direct Vent Gravity Type Wall | Natural Gas | Induced Draft | FALSE | FALSE | 1 |  | None | Non-Condensing | Single-Stage | 5000 | 3650 |  |  | 73 | 59 | Federally-Regulated Consumer Product | 2011-06-14 |  | 2011-07-18
Osburn Manufacturing | Osburn | G 2 | Vented Room Heater - unspecifi | Natural Gas | No Match | TRUE | FALSE | 1 | None | None | No Match | No Match | 20000 | 13520 |  |  | 64 | 58 | Federally-Regulated Consumer Product | 1995-06-15 |  | 1998-06-21
Earth Stove, Inc. | Earth Stove | GFS40 | Vented Room Heater - unspecifi | Natural Gas | No Match | TRUE | FALSE | 1 | None | None | No Match | No Match | 40000 | 28800 |  |  | 72 | 64 | Federally-Regulated Consumer Product | 1997-04-11 |  | 1998-06-21
Vermont Castings, Inc. | Radiance | 2600 | Gravity Type Vented Room Heate | Natural Gas | No Match | TRUE | FALSE | 1 | None | None | Non-Condensing | Single-Stage | 30000 | 21640 |  |  | 64.4 | 64 | Federally-Regulated Consumer Product | 1994-09-01 |  | 1994-10-12
Williams Furnace Co. | Dayton | 3E469B | Vented Fan Type Wall Furnace | LPG | No Match | TRUE | FALSE | 1 | None | None | Non-Condensing | Single-Stage | 35000 | 28000 |  |  | 74.8 | 73 | Federally-Regulated Consumer Product | 1991-08-29 |  | 1995-06-05
Williams Furnace Co. | Monterey | 3509712{35GV-3T NAT) | Vented Gravity Type Wall Furna | Natural Gas | No Match | TRUE | FALSE | 1 | None | None | No Match | No Match | 35000 | 24500 |  |  | 64.1 | 64 | Federally-Regulated Consumer Product | 1997-04-11 |  | 1998-06-21
Earth Stove, Inc. | Earth Stove | GL36DV | Vented Room Heater - unspecifi | Natural Gas | No Match | TRUE | FALSE | 1 | None | None | No Match | No Match | 36000 | 28800 |  |  | 74 | 64 | Federally-Regulated Consumer Product | 1995-06-15 |  | 1998-06-21
Canadian Heating Products, Inc. ( Montigo ) | Montigo | M38DST-I | Direct Vent Gravity Type Wall | Natural Gas | No Match | FALSE | FALSE | 1 | None | None | Non-Condensing | Single-Stage | 32000 | 22400 |  |  | 66.5 | 64 | Federally-Regulated Consumer Product | 1999-06-18 |  | 1999-10-21
Williams Furnace Co. | Forsaire | 550DVX-R NAT | Direct Vent Fan Type Wall Furn | Natural Gas | No Match | TRUE | FALSE | 1 | None | None | No Match | No Match | 55000 | 44000 |  |  | 76 | 74 | Federally-Regulated Consumer Product | 1997-04-11 |  | 1998-06-21
Dearborn Stove | Dearborn Baronet II | DRH760-STB-D | Vented Room Heater - unspecifi | Natural Gas | No Match | TRUE | FALSE | 1 | None | None | No Match | No Match | 60000 | 42000 |  |  |  |  | Non Federally-Regulated | 1981-03-15 |  | 1998-06-21
Louisville Tin &amp; Stove Co. | Cozy | CDV331 | Direct Vent Gravity Type Wall | Natural Gas | No Match | TRUE | FALSE | 1 | None | None | No Match | No Match | 33000 | 23100 |  |  | 64 | 64 | Federally-Regulated Consumer Product | 1992-06-03 |  | 1998-06-21
Williams Furnace Co. | Monterey | 25GV-C-5 NAT | Vented Gravity Type Wall Furna | Natural Gas | No Match | TRUE | FALSE | 1 | None | None | Non-Condensing | Single-Stage | 25000 | 17500 |  |  | 63.3 | 63 | Federally-Regulated Consumer Product | 1991-08-29 |  | 1995-06-05
Temco Fireplace Products | Temco | BCDV36AP | Direct Vent Gravity Type Wall | LPG | No Match | TRUE | FALSE | 1 | None | None | Non-Condensing | Single-Stage | 20000 | 12600 |  |  | 63 | 63 | Federally-Regulated Consumer Product | 1999-09-24 |  | 2001-07-06
Louisville Tin &amp; Stove Co. | Cozy | W606B | Vented Gravity Type Wall Furna | LPG | No Match | TRUE | FALSE | 1 | None | None | No Match | No Match | 60000 | 42000 |  |  | 65 | 65 | Non Federally-Regulated | 1988-07-27 |  | 1998-06-21
Suburban Manufacturing Co. | Suburban | GSW-20 | Direct Vent Gravity Type Wall | LPG | No Match | TRUE | FALSE | 1 | None | None | No Match | No Match | 20000 | 14000 |  |  |  |  | Non Federally-Regulated | 1985-10-07 |  | 1998-06-21
LSC, Inc. | Warm Morning | V-65EMAL | Vented Room Heater - unspecifi | Natural Gas | No Match | TRUE | FALSE | 1 | None | None | No Match | No Match | 65000 | 45500 |  |  |  |  | Non Federally-Regulated | 1984-03-31 |  | 1998-06-21
Empire Comfort Systems | Empire | GW-35-3 | Vented Gravity Type Wall Furna | Natural Gas | No Match | TRUE | FALSE | 1 | None | None | Non-Condensing | Single-Stage | 35000 | 24850 |  |  | 65 | 64 | Federally-Regulated Consumer Product | 1990-09-11 |  | 1993-12-14
Perfection Schwank | Perfection | VC270TN-W | Vented Room Heater - unspecifi | Natural Gas | No Match | TRUE | FALSE | 1 | None | None | No Match | No Match | 70000 | 49000 |  |  | 65 | 65 | Federally-Regulated Consumer Product | 1995-06-15 |  | 1998-06-21
Empire Comfort Systems | Empire | DV215-6 | Direct Vent Gravity Type Wall | Natural Gas | No Match | TRUE | FALSE | 1 | None | None | No Match | No Match | 15000 | 10500 |  |  |  |  | Non Federally-Regulated | 1985-10-07 |  | 1998-06-21
Polaris Fireplaces, Inc. | Polaris | PG 150 P | Vented Room Heater - unspecifi | LPG | No Match | FALSE | FALSE | 1 | None | None | No Match | No Match | 22000 | 17800 |  |  | 66.7 | 63 | Federally-Regulated Consumer Product | 1998-03-31 |  | 1998-06-21
Empire Comfort Systems | Empire Comfort Systems | HW350GWOXX1 | Vented Gravity Type Wall Furna | LPG | Injection Type | TRUE | FALSE | 1 | Draft Diverter | None | Non-Condensing | Single-Stage | 35000 | 24500 |  |  | 66 | 64 | Federally-Regulated Consumer Product | 2013-06-17 |  | 2014-08-28
Louisville Tin &amp; Stove Co. | Louisville Tin & Stove Co. | W506* | Vented Gravity Type Wall Furna | LPG | Injection Type | TRUE | FALSE | 1 | Draft Diverter | None | Non-Condensing | Single-Stage | 50000 | 35000 |  |  | 65.1 | 65 | Federally-Regulated Consumer Product | 2007-11-20 |  | 2011-06-14
Williams Furnace Co. | Williams | 35RHB-LPG | Vented Room Heater - unspecifi | LPG | No Match | TRUE | FALSE | 1 | None | None | No Match | No Match | 35000 | 24500 |  |  | 67.1 | 64 | Federally-Regulated Consumer Product | 1992-06-03 |  | 1998-06-21
Martin Industries | Atlanta Stove | ASC65 | Vented Fan Type Wall Furnace | LPG | No Match | TRUE | FALSE | 1 | None | None | No Match | No Match | 62000 | 46500 |  |  | 74 | 74 | Federally-Regulated Consumer Product | 1992-06-03 |  | 1998-06-21
Louisville Tin &amp; Stove Co. | Cozy | C120A | Vented Room Heater - unspecifi | Natural Gas | No Match | TRUE | FALSE | 1 | None | None | No Match | No Match | 20000 | 14900 |  |  |  |  | Non Federally-Regulated | 1985-10-07 |  | 1998-06-21
Williams Furnace Co. | Continental | RFT55-IN | Vented Fan Type Wall Furnace | Natural Gas | No Match | FALSE | FALSE | 1 | None | None | Non-Condensing | Single-Stage | 55000 | 44000 |  |  | 76 | 74 | Non Federally-Regulated | 1988-03-14 |  | 1988-07-27