## Table
Manufacturer | Brand | Model Number | Light Source Technology | Product Type | Connection Type | Light Source Dimming Type | Light Source Initial Luminous Efficacy | Rated Correlated Color Temperature (CCT) | DUV | Color Rendering Index | Color Rendering R9 | Start Time (Milliseconds) | Power Factor | Ambient Or Elevated Temperature Test (Voluntary) | Rated Life (Hours) (Voluntary) | Lumen Maintenance After 6,000 Hour Test (Percent) (Voluntary) | Survival Rate After 6,000 Hour Test (Percent) (Voluntary) | IES LM-80 And TM-21 Projected L70 (Inseparable SSL) (Hr) (Voluntary) | Minimum Dimming Level (Percent) | Audible Noise At 100% Light Output (Dba) | Audible Noise At 20% Light Output (Dba) | Flicker - Percent Amplitude At 100% Light Output (Percent) | Flicker - Percent Amplitude At 100% Light Output And 1000Hz Cutoff Frequency (Percent) | Flicker - Percent Amplitude At 100% Light Output And 400Hz Cutoff Frequency (Percent) | Flicker - Percent Amplitude At 100% Light Output And 200Hz Cutoff Frequency (Percent) | Flicker - Percent Amplitude At 100% Light Output And 90Hz Cutoff Frequency (Percent) | Flicker - Percent Amplitude At 100% Light Output And 40Hz Cutoff Frequency (Percent) | Flicker - Percent Amplitude At 20% Light Output (Percent) | Flicker - Percent Amplitude At 20% Light Output And 1000Hz Cutoff Frequency (Percent) | Flicker - Percent Amplitude At 20% Light Output And 400Hz Cutoff Frequency (Percent) | Flicker - Percent Amplitude At 20% Light Output And 200Hz Cutoff Frequency (Percent) | Flicker - Percent Amplitude At 20% Light Output And 90Hz Cutoff Frequency (Percent) | Flicker - Percent Amplitude At 20% Light Output And 40Hz Cutoff Frequency (Percent) | Flicker - Percent Amplitude At Minimum Light Output (Percent) | Flicker - Percent Amplitude At Minimum Light Output And 1000Hz Cutoff Frequency (Percent) | Flicker - Percent Amplitude At Minimum Light Output And 400Hz Cutoff Frequency (Percent) | Flicker - Percent Amplitude At Minimum Light Output And 200Hz Cutoff Frequency (Percent) | Flicker - Percent Amplitude At Minimum Light Output And 90Hz Cutoff Frequency (Percent) | Flicker - Percent Amplitude At Minimum Light Output And 40Hz Cutoff Frequency (Percent) | Marking Requirement Met (T/F) | Also Certified To Maedbs As A Title 20 Appliance (T/F) | Regulatory Status | Add Date | Reference Number | Modified Date
WAC Lighting Co. | Silo X10 | H-2010-930-** | Light Emitting Diode | Directional Lamp | Direct Wired | 0-10 VDC Controls | 64 | 3000 | 0.0021 | 90 | 61 | 196 | 1 | Ambient | 55000 | 0.96 | 1 |  | 0.03 | 21 | 21 | 0.01 | 0.01 | 0.01 | 0.01 | 0.01 | 0.01 | 0.04 | 0.01 | 0.01 | 0.01 | 0.01 | 0.01 | 0.07 | 0.01 | 0.01 | 0.01 | 0.01 | 0.01 | True |  | Non Federally-Regulated | 12/13/2016 |  | 12/14/2016
WAC Lighting Co. | Silo X10 | L-2010-927-** | Light Emitting Diode | Directional Lamp | Direct Wired | 0-10 VDC Controls | 64 | 2700 | 0.0021 | 90 | 61 | 196 | 1 | Ambient | 55000 | 0.96 | 1 |  | 0.03 | 21 | 21 | 0.01 | 0.01 | 0.01 | 0.01 | 0.01 | 0.01 | 0.04 | 0.01 | 0.01 | 0.01 | 0.01 | 0.01 | 0.07 | 0.01 | 0.01 | 0.01 | 0.01 | 0.01 | True |  | Non Federally-Regulated | 12/13/2016 |  | 12/14/2016
WAC Lighting Co. | Silo X10 | L-2010-930-** | Light Emitting Diode | Directional Lamp | Direct Wired | 0-10 VDC Controls | 64 | 3000 | 0.0021 | 90 | 61 | 196 | 1 | Ambient | 55000 | 0.96 | 1 |  | 0.03 | 21 | 21 | 0.01 | 0.01 | 0.01 | 0.01 | 0.01 | 0.01 | 0.04 | 0.01 | 0.01 | 0.01 | 0.01 | 0.01 | 0.07 | 0.01 | 0.01 | 0.01 | 0.01 | 0.01 | True |  | Non Federally-Regulated | 12/13/2016 |  | 12/14/2016
WAC Lighting Co. | Silo X10 | J-2010-927-** | Light Emitting Diode | Directional Lamp | Direct Wired | 0-10 VDC Controls | 64 | 2700 | 0.0021 | 90 | 61 | 196 | 1 | Ambient | 55000 | 0.96 | 1 |  | 0.03 | 21 | 21 | 0.01 | 0.01 | 0.01 | 0.01 | 0.01 | 0.01 | 0.04 | 0.01 | 0.01 | 0.01 | 0.01 | 0.01 | 0.07 | 0.01 | 0.01 | 0.01 | 0.01 | 0.01 | True |  | Non Federally-Regulated | 12/13/2016 |  | 12/14/2016
WAC Lighting Co. | Silo X10 | J-2010-930-** | Light Emitting Diode | Directional Lamp | Direct Wired | 0-10 VDC Controls | 64 | 3000 | 0.0021 | 90 | 61 | 196 | 1 | Ambient | 55000 | 0.96 | 1 |  | 0.03 | 21 | 21 | 0.01 | 0.01 | 0.01 | 0.01 | 0.01 | 0.01 | 0.04 | 0.01 | 0.01 | 0.01 | 0.01 | 0.01 | 0.07 | 0.01 | 0.01 | 0.01 | 0.01 | 0.01 | True |  | Non Federally-Regulated | 12/13/2016 |  | 12/14/2016
WAC Lighting Co. | Silo X10 | HM1-2010-927-** | Light Emitting Diode | Directional Lamp | Direct Wired | 0-10 VDC Controls | 64 | 2700 | 0.0021 | 90 | 61 | 196 | 1 | Ambient | 55000 | 0.96 | 1 |  | 0.03 | 21 | 21 | 0.01 | 0.01 | 0.01 | 0.01 | 0.01 | 0.01 | 0.04 | 0.01 | 0.01 | 0.01 | 0.01 | 0.01 | 0.07 | 0.01 | 0.01 | 0.01 | 0.01 | 0.01 | True |  | Non Federally-Regulated | 12/13/2016 |  | 12/14/2016
WAC Lighting Co. | Silo X10 | HM1-2010-930-** | Light Emitting Diode | Directional Lamp | Direct Wired | 0-10 VDC Controls | 64 | 3000 | 0.0021 | 90 | 61 | 196 | 1 | Ambient | 55000 | 0.96 | 1 |  | 0.03 | 21 | 21 | 0.01 | 0.01 | 0.01 | 0.01 | 0.01 | 0.01 | 0.04 | 0.01 | 0.01 | 0.01 | 0.01 | 0.01 | 0.07 | 0.01 | 0.01 | 0.01 | 0.01 | 0.01 | True |  | Non Federally-Regulated | 12/13/2016 |  | 12/14/2016
WAC Lighting Co. | Silo X10 | MO-2010-927-** | Light Emitting Diode | Directional Lamp | Direct Wired | 0-10 VDC Controls | 64 | 2700 | 0.0021 | 90 | 61 | 196 | 1 | Ambient | 55000 | 0.96 | 1 |  | 0.03 | 21 | 21 | 0.01 | 0.01 | 0.01 | 0.01 | 0.01 | 0.01 | 0.04 | 0.01 | 0.01 | 0.01 | 0.01 | 0.01 | 0.07 | 0.01 | 0.01 | 0.01 | 0.01 | 0.01 | True |  | Non Federally-Regulated | 12/13/2016 |  | 12/14/2016
WAC Lighting Co. | Silo X10 | MO-2010-930-** | Light Emitting Diode | Directional Lamp | Direct Wired | 0-10 VDC Controls | 64 | 3000 | 0.0021 | 90 | 61 | 196 | 1 | Ambient | 55000 | 0.96 | 1 |  | 0.03 | 21 | 21 | 0.01 | 0.01 | 0.01 | 0.01 | 0.01 | 0.01 | 0.04 | 0.01 | 0.01 | 0.01 | 0.01 | 0.01 | 0.07 | 0.01 | 0.01 | 0.01 | 0.01 | 0.01 | True |  | Non Federally-Regulated | 12/13/2016 |  | 12/14/2016
WAC Lighting Co. | LEDme | BA-ACLED12-***-** | Light Emitting Diode | Directional Lamp | Direct Wired | 0-10 VDC Controls | 59 | 3000 | 0.0001 | 95 | 77 | 500 | 0.9 | Ambient | 54000 | 0.99 | 0.99 |  | 0.09 | 21 | 21 | 0.23 | 0.23 | 0.22 | 0.19 | 0 | 0 | 0.18 | 0.17 | 0.16 | 0.12 | 0 | 0 | 1 | 0.2 | 0.09 | 0.05 | 0.03 | 0.02 | True |  | Non Federally-Regulated | 11/10/2016 |  | 12/14/2016
Archipelago Lighting Inc. | Archipelago | LTST19V350022MB-90 | Light Emitting Diode | Omnidirectional Lamp | Edison Screw Base | Forward Phase Cut Controls | 81 | 2200 | 0.0031 | 91 | 57 | 25 | 0.96 | Ambient | 25000 | 0.87 | 1 |  | 0 | 16 | 15 | 0.19 | 0 | 0 | 0 | 0 | 0 | 0.3 | 0 | 0 | 0 | 0 | 0 | 0 | 0 | 0 | 0 | 0 | 0 | True |  | Non Federally-Regulated | 11/29/2016 |  | 12/14/2016
DMF LIGHTING | dmf Lighting | DRDHNJ******-DRD2M**9*** | Light Emitting Diode | Inseparable Luminaire | Direct Wired | Forward Phase Cut Controls | 61.5 | 2700 | 0.0014 | 95 | 75 | 144 | 0.9 | Elevated | 50000 |  |  | 81860 | 0.1 | 18 | 18 | 0.05 | 0.03 | 0.02 | 0.02 | 0 | 0 | 0.13 | 0.1 | 0.1 | 0.08 | 0.02 | 0 | 0.16 | 0.11 | 0.11 | 0.09 | 0.02 | 0 | True |  | Non Federally-Regulated | 10/25/2016 |  | 12/22/2016
DMF LIGHTING | dmf Lighting | DRD2M**9**-DRDH**** | Light Emitting Diode | Inseparable Luminaire | Direct Wired | Forward Phase Cut Controls | 61.5 | 2700 | 0.0014 | 95 | 75 | 144 | 0.9 | Elevated | 50000 |  |  | 81860 | 0.1 | 18 | 18 | 0.04 | 0.02 | 0.02 | 0.02 | 0 | 0 | 0.13 | 0.1 | 0.1 | 0.08 | 0.01 | 0 | 0.16 | 0.1 | 0.11 | 0.08 | 0.02 | 0 | True |  | Non Federally-Regulated | 10/25/2016 |  | 12/22/2016
Cooper Lighting Solutions LLC (formerly Eaton) | Halo | RL560WH6945** | Light Emitting Diode | Inseparable Luminaire | Quick Connect | Forward Phase Cut Controls | 65.2 | 4000 | -0.0005 | 93 | 66 | 122 | 1 | Elevated | 50000 |  |  | 50000 | 0.05 | 22 | 22 | 0.04 | 0.04 | 0.04 | 0.04 | 0.01 | 0 | 0.3 | 0.29 | 0.3 | 0.25 | 0.06 | 0 | 0.38 | 0.36 | 0.36 | 0.28 | 0.08 | 0.01 | True |  | Non Federally-Regulated | 12/12/2016 |  | 12/22/2016
Cooper Lighting Solutions LLC (formerly Eaton) | Halo | RL560WH6945** | Light Emitting Diode | Inseparable Luminaire | Quick Connect | Reverse Phase Cut Controls | 65.2 | 4000 | -0.0005 | 93 | 66 | 122 | 1 | Elevated | 50000 |  |  | 50000 | 0.05 | 22 | 22 | 0.14 | 0.13 | 0.13 | 0.09 | 0.02 | 0 | 0.16 | 0.15 | 0.14 | 0.11 | 0.02 | 0 | 0.15 | 0.14 | 0.14 | 0.09 | 0.01 | 0 | True |  | Non Federally-Regulated | 12/12/2016 |  | 12/22/2016
Cooper Lighting Solutions LLC (formerly Eaton) | Halo | SMD6S6927**** | Light Emitting Diode | Inseparable Luminaire | Quick Connect | Reverse Phase Cut Controls | 70.7 | 2728 | -0.001 | 93 | 68 | 122 | 1 | Elevated | 50000 |  |  | 50000 | 0.05 | 20 | 20 | 0.13 | 0.13 | 0.12 | 0.11 | 0.03 | 0.01 | 0.37 | 0.37 | 0.38 | 0.28 | 0.08 | 0.01 | 0.21 | 0.2 | 0.22 | 0.17 | 0.04 | 0.01 | True |  | Non Federally-Regulated | 12/22/2016 |  | 12/28/2016
Cooper Lighting Solutions LLC (formerly Eaton) | Halo | SMD6S6930**** | Light Emitting Diode | Inseparable Luminaire | Quick Connect | Reverse Phase Cut Controls | 70.7 | 3000 | -0.001 | 93 | 68 | 122 | 1 | Elevated | 50000 |  |  | 50000 | 0.05 | 20 | 20 | 0.13 | 0.13 | 0.12 | 0.11 | 0.03 | 0.01 | 0.37 | 0.37 | 0.38 | 0.28 | 0.08 | 0.01 | 0.21 | 0.2 | 0.22 | 0.17 | 0.04 | 0.01 | True |  | Non Federally-Regulated | 12/22/2016 |  | 12/28/2016
Cooper Lighting Solutions LLC (formerly Eaton) | Halo | SMD6S6935**** | Light Emitting Diode | Inseparable Luminaire | Quick Connect | Reverse Phase Cut Controls | 70.7 | 3500 | -0.001 | 93 | 68 | 122 | 1 | Elevated | 50000 |  |  | 50000 | 0.05 | 20 | 20 | 0.13 | 0.13 | 0.12 | 0.11 | 0.03 | 0.01 | 0.37 | 0.37 | 0.38 | 0.28 | 0.08 | 0.01 | 0.21 | 0.2 | 0.22 | 0.17 | 0.04 | 0.01 | True |  | Non Federally-Regulated | 12/22/2016 |  | 12/28/2016
Cooper Lighting Solutions LLC (formerly Eaton) | Halo | SMD6S6940**** | Light Emitting Diode | Inseparable Luminaire | Quick Connect | Reverse Phase Cut Controls | 70.7 | 4000 | -0.001 | 93 | 68 | 122 | 1 | Elevated | 50000 |  |  | 50000 | 0.05 | 20 | 20 | 0.13 | 0.13 | 0.12 | 0.11 | 0.03 | 0.01 | 0.37 | 0.37 | 0.38 | 0.28 | 0.08 | 0.01 | 0.21 | 0.2 | 0.22 | 0.17 | 0.04 | 0.01 | True |  | Non Federally-Regulated | 12/22/2016 |  | 12/28/2016
Cooper Lighting Solutions LLC (formerly Eaton) | Halo | SMD4S6927**** | Light Emitting Diode | Inseparable Luminaire | Quick Connect | Reverse Phase Cut Controls | 66.6 | 2700 | -0.0013 | 93 | 66 | 122 | 1 | Elevated | 50000 |  |  | 50000 | 0.05 | 20 | 20 | 0.13 | 0.13 | 0.12 | 0.11 | 0.03 | 0.01 | 0.37 | 0.37 | 0.38 | 0.28 | 0.08 | 0.01 | 0.21 | 0.2 | 0.22 | 0.17 | 0.04 | 0.01 | True |  | Non Federally-Regulated | 12/22/2016 |  | 12/28/2016
Cooper Lighting Solutions LLC (formerly Eaton) | Halo | SMD4S6930**** | Light Emitting Diode | Inseparable Luminaire | Quick Connect | Reverse Phase Cut Controls | 66.6 | 3000 | -0.0013 | 93 | 66 | 122 | 1 | Elevated | 50000 |  |  | 50000 | 0.05 | 20 | 20 | 0.13 | 0.13 | 0.12 | 0.11 | 0.03 | 0.01 | 0.37 | 0.37 | 0.38 | 0.28 | 0.08 | 0.01 | 0.21 | 0.2 | 0.22 | 0.17 | 0.04 | 0.01 | True |  | Non Federally-Regulated | 12/22/2016 |  | 12/28/2016
Cooper Lighting Solutions LLC (formerly Eaton) | Halo | SMD4S6935**** | Light Emitting Diode | Inseparable Luminaire | Quick Connect | Reverse Phase Cut Controls | 66.6 | 3500 | -0.0013 | 93 | 66 | 122 | 1 | Elevated | 50000 |  |  | 50000 | 0.05 | 20 | 20 | 0.13 | 0.13 | 0.12 | 0.11 | 0.03 | 0.01 | 0.37 | 0.37 | 0.38 | 0.28 | 0.08 | 0.01 | 0.21 | 0.2 | 0.22 | 0.17 | 0.04 | 0.01 | True |  | Non Federally-Regulated | 12/22/2016 |  | 12/28/2016
Cooper Lighting Solutions LLC (formerly Eaton) | Halo | SMD4S6940**** | Light Emitting Diode | Inseparable Luminaire | Quick Connect | Reverse Phase Cut Controls | 66.6 | 4000 | -0.0013 | 93 | 66 | 122 | 1 | Elevated | 50000 |  |  | 50000 | 0.05 | 20 | 20 | 0.13 | 0.13 | 0.12 | 0.11 | 0.03 | 0.01 | 0.37 | 0.37 | 0.38 | 0.28 | 0.08 | 0.01 | 0.21 | 0.2 | 0.22 | 0.17 | 0.04 | 0.01 | True |  | Non Federally-Regulated | 12/22/2016 |  | 12/28/2016
DongGuan City General Success Industrial Co., Ltd. | Allen + Roth | 20267-000 | Light Emitting Diode | Inseparable Luminaire | Direct Wired | Forward Phase Cut Controls | 75.1 | 3000 | 0.0013 | 91 | 52 | 156 | 0.96 | Ambient | 50000 |  |  | 55000 | 0.1 | 21 | 20 | 0.09 | 0.09 | 0.09 | 0.09 | 0.01 | 0.01 | 0.13 | 0.13 | 0.13 | 0.13 | 0.01 | 0.01 | 0.11 | 0.11 | 0.11 | 0.11 | 0.01 | 0.01 | True |  | Non Federally-Regulated | 12/16/2016 |  | 01/18/2017
DongGuan City General Success Industrial Co., Ltd. | Allen + Roth | 20265-000 | Light Emitting Diode | Inseparable Luminaire | Direct Wired | Forward Phase Cut Controls | 75.1 | 3000 | 0.0013 | 91 | 52 | 156 | 0.96 | Ambient | 50000 |  |  | 55000 | 0.1 | 21 | 20 | 0.09 | 0.09 | 0.09 | 0.09 | 0.01 | 0.01 | 0.13 | 0.13 | 0.13 | 0.13 | 0.01 | 0.01 | 0.11 | 0.11 | 0.11 | 0.11 | 0.01 | 0.01 | True |  | Non Federally-Regulated | 12/16/2016 |  | 01/18/2017
Lutron Electronics Co., Inc. | Lutron | FDT3RIXX****EU**XXRTD00**XXXX | Light Emitting Diode | Inseparable Luminaire | Direct Wired | Direct Digital Controls | 49.8 | 2700 | -0.0008 | 98 | 93 | 355 | 0.98 | Ambient | 50000 |  |  | 55000 | 0.01 | 18 | 18 | 0 | 0 | 0 | 0 | 0 | 0 | 0.07 | 0.05 | 0.04 | 0.04 | 0 | 0 | 0.09 | 0.06 | 0.05 | 0.04 | 0.01 | 0.01 | True |  | Non Federally-Regulated | 01/24/2017 |  | 01/30/2017
Lutron Electronics Co., Inc. | Lutron | FDT3RIXX****EU**XXRTD00**SOXX | Light Emitting Diode | Inseparable Luminaire | Direct Wired | Direct Digital Controls | 49.8 | 2700 | -0.0008 | 98 | 93 | 355 | 0.98 | Ambient | 50000 |  |  | 55000 | 0.01 | 18 | 18 | 0 | 0 | 0 | 0 | 0 | 0 | 0.07 | 0.05 | 0.04 | 0.04 | 0 | 0 | 0.09 | 0.06 | 0.05 | 0.04 | 0.01 | 0.01 | True |  | Non Federally-Regulated | 01/24/2017 |  | 01/30/2017
Lutron Electronics Co., Inc. | Lutron | FDT3RIXX****EU**PLRTD00**XXXX | Light Emitting Diode | Inseparable Luminaire | Direct Wired | Direct Digital Controls | 49.8 | 2700 | -0.0008 | 98 | 93 | 355 | 0.98 | Ambient | 50000 |  |  | 55000 | 0.01 | 18 | 18 | 0 | 0 | 0 | 0 | 0 | 0 | 0.07 | 0.05 | 0.04 | 0.04 | 0 | 0 | 0.09 | 0.06 | 0.05 | 0.04 | 0.01 | 0.01 | True |  | Non Federally-Regulated | 01/24/2017 |  | 01/30/2017
Lutron Electronics Co., Inc. | Lutron | FDT3RIXX****EU**PLRTD00**SOXX | Light Emitting Diode | Inseparable Luminaire | Direct Wired | Direct Digital Controls | 49.8 | 2700 | -0.0008 | 98 | 93 | 355 | 0.98 | Ambient | 50000 |  |  | 55000 | 0.01 | 18 | 18 | 0 | 0 | 0 | 0 | 0 | 0 | 0.07 | 0.05 | 0.04 | 0.04 | 0 | 0 | 0.09 | 0.06 | 0.05 | 0.04 | 0.01 | 0.01 | True |  | Non Federally-Regulated | 01/24/2017 |  | 01/30/2017
Lutron Electronics Co., Inc. | Lutron | FDT3RIXX****EU**TWRTD00**XXXX | Light Emitting Diode | Inseparable Luminaire | Direct Wired | Direct Digital Controls | 49.8 | 2700 | -0.0008 | 98 | 93 | 355 | 0.98 | Ambient | 50000 |  |  | 55000 | 0.01 | 18 | 18 | 0 | 0 | 0 | 0 | 0 | 0 | 0.07 | 0.05 | 0.04 | 0.04 | 0 | 0 | 0.09 | 0.06 | 0.05 | 0.04 | 0.01 | 0.01 | True |  | Non Federally-Regulated | 01/24/2017 |  | 01/30/2017
Lutron Electronics Co., Inc. | Lutron | FDT3RIXX****EU**TWRTD00**SOXX | Light Emitting Diode | Inseparable Luminaire | Direct Wired | Direct Digital Controls | 49.8 | 2700 | -0.0008 | 98 | 93 | 355 | 0.98 | Ambient | 50000 |  |  | 55000 | 0.01 | 18 | 18 | 0 | 0 | 0 | 0 | 0 | 0 | 0.07 | 0.05 | 0.04 | 0.04 | 0 | 0 | 0.09 | 0.06 | 0.05 | 0.04 | 0.01 | 0.01 | True |  | Non Federally-Regulated | 01/24/2017 |  | 01/30/2017
Lutron Electronics Co., Inc. | Lutron | FDT3RIXX****EU**XXRTD00MWFGXX | Light Emitting Diode | Inseparable Luminaire | Direct Wired | Direct Digital Controls | 49.8 | 2700 | -0.0008 | 98 | 93 | 355 | 0.98 | Ambient | 50000 |  |  | 55000 | 0.01 | 18 | 18 | 0 | 0 | 0 | 0 | 0 | 0 | 0.07 | 0.05 | 0.04 | 0.04 | 0 | 0 | 0.09 | 0.06 | 0.05 | 0.04 | 0.01 | 0.01 | True |  | Non Federally-Regulated | 01/24/2017 |  | 01/30/2017
Lutron Electronics Co., Inc. | Lutron | FDT3RIXX****EU**PLRTD00MWFGXX | Light Emitting Diode | Inseparable Luminaire | Direct Wired | Direct Digital Controls | 49.8 | 2700 | -0.0008 | 98 | 93 | 355 | 0.98 | Ambient | 50000 |  |  | 55000 | 0.01 | 18 | 18 | 0 | 0 | 0 | 0 | 0 | 0 | 0.07 | 0.05 | 0.04 | 0.04 | 0 | 0 | 0.09 | 0.06 | 0.05 | 0.04 | 0.01 | 0.01 | True |  | Non Federally-Regulated | 01/24/2017 |  | 01/30/2017
Lutron Electronics Co., Inc. | Lutron | FDT3RIXX****EU**TWRTD00MWFGXX | Light Emitting Diode | Inseparable Luminaire | Direct Wired | Direct Digital Controls | 49.8 | 2700 | -0.0008 | 98 | 93 | 355 | 0.98 | Ambient | 50000 |  |  | 55000 | 0.01 | 18 | 18 | 0 | 0 | 0 | 0 | 0 | 0 | 0.07 | 0.05 | 0.04 | 0.04 | 0 | 0 | 0.09 | 0.06 | 0.05 | 0.04 | 0.01 | 0.01 | True |  | Non Federally-Regulated | 01/24/2017 |  | 01/30/2017
Lutron Electronics Co., Inc. | Lutron | FDZ3RIXX****EU**XXRZD00**XXXX | Light Emitting Diode | Inseparable Luminaire | Direct Wired | Direct Digital Controls | 49.8 | 2700 | -0.0008 | 98 | 93 | 355 | 0.98 | Ambient | 50000 |  |  | 55000 | 0.01 | 18 | 18 | 0 | 0 | 0 | 0 | 0 | 0 | 0.07 | 0.05 | 0.04 | 0.04 | 0 | 0 | 0.09 | 0.06 | 0.05 | 0.04 | 0.01 | 0.01 | True |  | Non Federally-Regulated | 01/24/2017 |  | 01/30/2017
Lutron Electronics Co., Inc. | Lutron | FDZ3RIXX****EU**XXRZD00**SOXX | Light Emitting Diode | Inseparable Luminaire | Direct Wired | Direct Digital Controls | 49.8 | 2700 | -0.0008 | 98 | 93 | 355 | 0.98 | Ambient | 50000 |  |  | 55000 | 0.01 | 18 | 18 | 0 | 0 | 0 | 0 | 0 | 0 | 0.07 | 0.05 | 0.04 | 0.04 | 0 | 0 | 0.09 | 0.06 | 0.05 | 0.04 | 0.01 | 0.01 | True |  | Non Federally-Regulated | 01/24/2017 |  | 01/30/2017
Lutron Electronics Co., Inc. | Lutron | FDZ3RIXX****EU**PLRZD00**XXXX | Light Emitting Diode | Inseparable Luminaire | Direct Wired | Direct Digital Controls | 49.8 | 2700 | -0.0008 | 98 | 93 | 355 | 0.98 | Ambient | 50000 |  |  | 55000 | 0.01 | 18 | 18 | 0 | 0 | 0 | 0 | 0 | 0 | 0.07 | 0.05 | 0.04 | 0.04 | 0 | 0 | 0.09 | 0.06 | 0.05 | 0.04 | 0.01 | 0.01 | True |  | Non Federally-Regulated | 01/24/2017 |  | 01/30/2017
Lutron Electronics Co., Inc. | Lutron | FDZ3RIXX****EU**PLRZD00**SOXX | Light Emitting Diode | Inseparable Luminaire | Direct Wired | Direct Digital Controls | 49.8 | 2700 | -0.0008 | 98 | 93 | 355 | 0.98 | Ambient | 50000 |  |  | 55000 | 0.01 | 18 | 18 | 0 | 0 | 0 | 0 | 0 | 0 | 0.07 | 0.05 | 0.04 | 0.04 | 0 | 0 | 0.09 | 0.06 | 0.05 | 0.04 | 0.01 | 0.01 | True |  | Non Federally-Regulated | 01/24/2017 |  | 01/30/2017
Lutron Electronics Co., Inc. | Lutron | FDZ3RIXX****EU**TWRZD00**XXXX | Light Emitting Diode | Inseparable Luminaire | Direct Wired | Direct Digital Controls | 49.8 | 2700 | -0.0008 | 98 | 93 | 355 | 0.98 | Ambient | 50000 |  |  | 55000 | 0.01 | 18 | 18 | 0 | 0 | 0 | 0 | 0 | 0 | 0.07 | 0.05 | 0.04 | 0.04 | 0 | 0 | 0.09 | 0.06 | 0.05 | 0.04 | 0.01 | 0.01 | True |  | Non Federally-Regulated | 01/24/2017 |  | 01/30/2017
Lutron Electronics Co., Inc. | Lutron | FDZ3RIXX****EU**TWRZD00**SOXX | Light Emitting Diode | Inseparable Luminaire | Direct Wired | Direct Digital Controls | 49.8 | 2700 | -0.0008 | 98 | 93 | 355 | 0.98 | Ambient | 50000 |  |  | 55000 | 0.01 | 18 | 18 | 0 | 0 | 0 | 0 | 0 | 0 | 0.07 | 0.05 | 0.04 | 0.04 | 0 | 0 | 0.09 | 0.06 | 0.05 | 0.04 | 0.01 | 0.01 | True |  | Non Federally-Regulated | 01/24/2017 |  | 01/30/2017
Lutron Electronics Co., Inc. | Lutron | FDZ3RIXX****EU**XXRZD00MWFGXX | Light Emitting Diode | Inseparable Luminaire | Direct Wired | Direct Digital Controls | 49.8 | 2700 | -0.0008 | 98 | 93 | 355 | 0.98 | Ambient | 50000 |  |  | 55000 | 0.01 | 18 | 18 | 0 | 0 | 0 | 0 | 0 | 0 | 0.07 | 0.05 | 0.04 | 0.04 | 0 | 0 | 0.09 | 0.06 | 0.05 | 0.04 | 0.01 | 0.01 | True |  | Non Federally-Regulated | 01/24/2017 |  | 01/30/2017
Lutron Electronics Co., Inc. | Lutron | FDZ3RIXX****EU**PLRZD00MWFGXX | Light Emitting Diode | Inseparable Luminaire | Direct Wired | Direct Digital Controls | 49.8 | 2700 | -0.0008 | 98 | 93 | 355 | 0.98 | Ambient | 50000 |  |  | 55000 | 0.01 | 18 | 18 | 0 | 0 | 0 | 0 | 0 | 0 | 0.07 | 0.05 | 0.04 | 0.04 | 0 | 0 | 0.09 | 0.06 | 0.05 | 0.04 | 0.01 | 0.01 | True |  | Non Federally-Regulated | 01/24/2017 |  | 01/30/2017
Lutron Electronics Co., Inc. | Lutron | FDZ3RIXX****EU**TWRZD00MWFGXX | Light Emitting Diode | Inseparable Luminaire | Direct Wired | Direct Digital Controls | 49.8 | 2700 | -0.0008 | 98 | 93 | 355 | 0.98 | Ambient | 50000 |  |  | 55000 | 0.01 | 18 | 18 | 0 | 0 | 0 | 0 | 0 | 0 | 0.07 | 0.05 | 0.04 | 0.04 | 0 | 0 | 0.09 | 0.06 | 0.05 | 0.04 | 0.01 | 0.01 | True |  | Non Federally-Regulated | 01/24/2017 |  | 01/30/2017
Lutron Electronics Co., Inc. | Lutron | FDT3SIXX****EU**XXSTD00**XXXX | Light Emitting Diode | Inseparable Luminaire | Direct Wired | Direct Digital Controls | 49.8 | 2700 | -0.0008 | 98 | 93 | 355 | 0.98 | Ambient | 50000 |  |  | 55000 | 0.01 | 18 | 18 | 0 | 0 | 0 | 0 | 0 | 0 | 0.07 | 0.05 | 0.04 | 0.04 | 0 | 0 | 0.09 | 0.06 | 0.05 | 0.04 | 0.01 | 0.01 | True |  | Non Federally-Regulated | 01/24/2017 |  | 01/30/2017
Lutron Electronics Co., Inc. | Lutron | FDT3SIXX****EU**XXSTD00**SOXX | Light Emitting Diode | Inseparable Luminaire | Direct Wired | Direct Digital Controls | 49.8 | 2700 | -0.0008 | 98 | 93 | 355 | 0.98 | Ambient | 50000 |  |  | 55000 | 0.01 | 18 | 18 | 0 | 0 | 0 | 0 | 0 | 0 | 0.07 | 0.05 | 0.04 | 0.04 | 0 | 0 | 0.09 | 0.06 | 0.05 | 0.04 | 0.01 | 0.01 | True |  | Non Federally-Regulated | 01/24/2017 |  | 01/30/2017
Lutron Electronics Co., Inc. | Lutron | FDT3SIXX****EU**PLSTD00**XXXX | Light Emitting Diode | Inseparable Luminaire | Direct Wired | Direct Digital Controls | 49.8 | 2700 | -0.0008 | 98 | 93 | 355 | 0.98 | Ambient | 50000 |  |  | 55000 | 0.01 | 18 | 18 | 0 | 0 | 0 | 0 | 0 | 0 | 0.07 | 0.05 | 0.04 | 0.04 | 0 | 0 | 0.09 | 0.06 | 0.05 | 0.04 | 0.01 | 0.01 | True |  | Non Federally-Regulated | 01/24/2017 |  | 01/30/2017
Lutron Electronics Co., Inc. | Lutron | FDT3SIXX****EU**PLSTD00**SOXX | Light Emitting Diode | Inseparable Luminaire | Direct Wired | Direct Digital Controls | 49.8 | 2700 | -0.0008 | 98 | 93 | 355 | 0.98 | Ambient | 50000 |  |  | 55000 | 0.01 | 18 | 18 | 0 | 0 | 0 | 0 | 0 | 0 | 0.07 | 0.05 | 0.04 | 0.04 | 0 | 0 | 0.09 | 0.06 | 0.05 | 0.04 | 0.01 | 0.01 | True |  | Non Federally-Regulated | 01/24/2017 |  | 01/30/2017
Lutron Electronics Co., Inc. | Lutron | FDT3SIXX****EU**TWSTD00**XXXX | Light Emitting Diode | Inseparable Luminaire | Direct Wired | Direct Digital Controls | 49.8 | 2700 | -0.0008 | 98 | 93 | 355 | 0.98 | Ambient | 50000 |  |  | 55000 | 0.01 | 18 | 18 | 0 | 0 | 0 | 0 | 0 | 0 | 0.07 | 0.05 | 0.04 | 0.04 | 0 | 0 | 0.09 | 0.06 | 0.05 | 0.04 | 0.01 | 0.01 | True |  | Non Federally-Regulated | 01/24/2017 |  | 01/30/2017
Lutron Electronics Co., Inc. | Lutron | FDT3SIXX****EU**TWSTD00**SOXX | Light Emitting Diode | Inseparable Luminaire | Direct Wired | Direct Digital Controls | 49.8 | 2700 | -0.0008 | 98 | 93 | 355 | 0.98 | Ambient | 50000 |  |  | 55000 | 0.01 | 18 | 18 | 0 | 0 | 0 | 0 | 0 | 0 | 0.07 | 0.05 | 0.04 | 0.04 | 0 | 0 | 0.09 | 0.06 | 0.05 | 0.04 | 0.01 | 0.01 | True |  | Non Federally-Regulated | 01/24/2017 |  | 01/30/2017
Lutron Electronics Co., Inc. | Lutron | FDT3SIXX****EU**XXSTD00MWFGXX | Light Emitting Diode | Inseparable Luminaire | Direct Wired | Direct Digital Controls | 49.8 | 2700 | -0.0008 | 98 | 93 | 355 | 0.98 | Ambient | 50000 |  |  | 55000 | 0.01 | 18 | 18 | 0 | 0 | 0 | 0 | 0 | 0 | 0.07 | 0.05 | 0.04 | 0.04 | 0 | 0 | 0.09 | 0.06 | 0.05 | 0.04 | 0.01 | 0.01 | True |  | Non Federally-Regulated | 01/24/2017 |  | 01/30/2017
Lutron Electronics Co., Inc. | Lutron | FDT3SIXX****EU**PLSTD00MWFGXX | Light Emitting Diode | Inseparable Luminaire | Direct Wired | Direct Digital Controls | 49.8 | 2700 | -0.0008 | 98 | 93 | 355 | 0.98 | Ambient | 50000 |  |  | 55000 | 0.01 | 18 | 18 | 0 | 0 | 0 | 0 | 0 | 0 | 0.07 | 0.05 | 0.04 | 0.04 | 0 | 0 | 0.09 | 0.06 | 0.05 | 0.04 | 0.01 | 0.01 | True |  | Non Federally-Regulated | 01/24/2017 |  | 01/30/2017
Lutron Electronics Co., Inc. | Lutron | FDT3SIXX****EU**TWSTD00MWFGXX | Light Emitting Diode | Inseparable Luminaire | Direct Wired | Direct Digital Controls | 49.8 | 2700 | -0.0008 | 98 | 93 | 355 | 0.98 | Ambient | 50000 |  |  | 55000 | 0.01 | 18 | 18 | 0 | 0 | 0 | 0 | 0 | 0 | 0.07 | 0.05 | 0.04 | 0.04 | 0 | 0 | 0.09 | 0.06 | 0.05 | 0.04 | 0.01 | 0.01 | True |  | Non Federally-Regulated | 01/24/2017 |  | 01/30/2017
Lutron Electronics Co., Inc. | Lutron | FDZ3SIXX****EU**XXSZD00**XXXX | Light Emitting Diode | Inseparable Luminaire | Direct Wired | Direct Digital Controls | 49.8 | 2700 | -0.0008 | 98 | 93 | 355 | 0.98 | Ambient | 50000 |  |  | 55000 | 0.01 | 18 | 18 | 0 | 0 | 0 | 0 | 0 | 0 | 0.07 | 0.05 | 0.04 | 0.04 | 0 | 0 | 0.09 | 0.06 | 0.05 | 0.04 | 0.01 | 0.01 | True |  | Non Federally-Regulated | 01/24/2017 |  | 01/30/2017
Lutron Electronics Co., Inc. | Lutron | FDZ3SIXX****EU**XXSZD00**SOXX | Light Emitting Diode | Inseparable Luminaire | Direct Wired | Direct Digital Controls | 49.8 | 2700 | -0.0008 | 98 | 93 | 355 | 0.98 | Ambient | 50000 |  |  | 55000 | 0.01 | 18 | 18 | 0 | 0 | 0 | 0 | 0 | 0 | 0.07 | 0.05 | 0.04 | 0.04 | 0 | 0 | 0.09 | 0.06 | 0.05 | 0.04 | 0.01 | 0.01 | True |  | Non Federally-Regulated | 01/24/2017 |  | 01/30/2017
Lutron Electronics Co., Inc. | Lutron | FDZ3SIXX****EU**PLSZD00**XXXX | Light Emitting Diode | Inseparable Luminaire | Direct Wired | Direct Digital Controls | 49.8 | 2700 | -0.0008 | 98 | 93 | 355 | 0.98 | Ambient | 50000 |  |  | 55000 | 0.01 | 18 | 18 | 0 | 0 | 0 | 0 | 0 | 0 | 0.07 | 0.05 | 0.04 | 0.04 | 0 | 0 | 0.09 | 0.06 | 0.05 | 0.04 | 0.01 | 0.01 | True |  | Non Federally-Regulated | 01/24/2017 |  | 01/30/2017
Lutron Electronics Co., Inc. | Lutron | FDZ3SIXX****EU**PLSZD00**SOXX | Light Emitting Diode | Inseparable Luminaire | Direct Wired | Direct Digital Controls | 49.8 | 2700 | -0.0008 | 98 | 93 | 355 | 0.98 | Ambient | 50000 |  |  | 55000 | 0.01 | 18 | 18 | 0 | 0 | 0 | 0 | 0 | 0 | 0.07 | 0.05 | 0.04 | 0.04 | 0 | 0 | 0.09 | 0.06 | 0.05 | 0.04 | 0.01 | 0.01 | True |  | Non Federally-Regulated | 01/24/2017 |  | 01/30/2017
Lutron Electronics Co., Inc. | Lutron | FDZ3SIXX****EU**TWSZD00**XXXX | Light Emitting Diode | Inseparable Luminaire | Direct Wired | Direct Digital Controls | 49.8 | 2700 | -0.0008 | 98 | 93 | 355 | 0.98 | Ambient | 50000 |  |  | 55000 | 0.01 | 18 | 18 | 0 | 0 | 0 | 0 | 0 | 0 | 0.07 | 0.05 | 0.04 | 0.04 | 0 | 0 | 0.09 | 0.06 | 0.05 | 0.04 | 0.01 | 0.01 | True |  | Non Federally-Regulated | 01/24/2017 |  | 01/30/2017
Lutron Electronics Co., Inc. | Lutron | FDZ3SIXX****EU**TWSZD00**SOXX | Light Emitting Diode | Inseparable Luminaire | Direct Wired | Direct Digital Controls | 49.8 | 2700 | -0.0008 | 98 | 93 | 355 | 0.98 | Ambient | 50000 |  |  | 55000 | 0.01 | 18 | 18 | 0 | 0 | 0 | 0 | 0 | 0 | 0.07 | 0.05 | 0.04 | 0.04 | 0 | 0 | 0.09 | 0.06 | 0.05 | 0.04 | 0.01 | 0.01 | True |  | Non Federally-Regulated | 01/24/2017 |  | 01/30/2017
Lutron Electronics Co., Inc. | Lutron | FDZ3SIXX****EU**XXSZD00MWFGXX | Light Emitting Diode | Inseparable Luminaire | Direct Wired | Direct Digital Controls | 49.8 | 2700 | -0.0008 | 98 | 93 | 355 | 0.98 | Ambient | 50000 |  |  | 55000 | 0.01 | 18 | 18 | 0 | 0 | 0 | 0 | 0 | 0 | 0.07 | 0.05 | 0.04 | 0.04 | 0 | 0 | 0.09 | 0.06 | 0.05 | 0.04 | 0.01 | 0.01 | True |  | Non Federally-Regulated | 01/24/2017 |  | 01/30/2017
Lutron Electronics Co., Inc. | Lutron | FDZ3SIXX****EU**PLSZD00MWFGXX | Light Emitting Diode | Inseparable Luminaire | Direct Wired | Direct Digital Controls | 49.8 | 2700 | -0.0008 | 98 | 93 | 355 | 0.98 | Ambient | 50000 |  |  | 55000 | 0.01 | 18 | 18 | 0 | 0 | 0 | 0 | 0 | 0 | 0.07 | 0.05 | 0.04 | 0.04 | 0 | 0 | 0.09 | 0.06 | 0.05 | 0.04 | 0.01 | 0.01 | True |  | Non Federally-Regulated | 01/24/2017 |  | 01/30/2017
Lutron Electronics Co., Inc. | Lutron | FDZ3SIXX****EU**TWSZD00MWFGXX | Light Emitting Diode | Inseparable Luminaire | Direct Wired | Direct Digital Controls | 49.8 | 2700 | -0.0008 | 98 | 93 | 355 | 0.98 | Ambient | 50000 |  |  | 55000 | 0.01 | 18 | 18 | 0 | 0 | 0 | 0 | 0 | 0 | 0.07 | 0.05 | 0.04 | 0.04 | 0 | 0 | 0.09 | 0.06 | 0.05 | 0.04 | 0.01 | 0.01 | True |  | Non Federally-Regulated | 01/24/2017 |  | 01/30/2017
Lutron Electronics Co., Inc. | Lutron | FDT3SIHO****EU**XXSTD00****XX | Light Emitting Diode | Inseparable Luminaire | Direct Wired | Direct Digital Controls | 46.6 | 2700 | -0.0009 | 97 | 96 | 389 | 0.98 | Ambient | 50000 |  |  | 55000 | 0.01 | 18 | 18 | 0.14 | 0.12 | 0.1 | 0.1 | 0.06 | 0.03 | 0.15 | 0.12 | 0.08 | 0.07 | 0.03 | 0.01 | 0.07 | 0.05 | 0.05 | 0.04 | 0.01 | 0 | True |  | Non Federally-Regulated | 01/24/2017 |  | 01/30/2017
Lutron Electronics Co., Inc. | Lutron | FDT3SIHO****EU**PLSTD00****XX | Light Emitting Diode | Inseparable Luminaire | Direct Wired | Direct Digital Controls | 46.6 | 2700 | -0.0009 | 97 | 96 | 389 | 0.98 | Ambient | 50000 |  |  | 55000 | 0.01 | 18 | 18 | 0.14 | 0.12 | 0.1 | 0.1 | 0.06 | 0.03 | 0.15 | 0.12 | 0.08 | 0.07 | 0.03 | 0.01 | 0.07 | 0.05 | 0.05 | 0.04 | 0.01 | 0 | True |  | Non Federally-Regulated | 01/24/2017 |  | 01/30/2017
Lutron Electronics Co., Inc. | Lutron | FDT3SIHO****EU**TWSTD00****XX | Light Emitting Diode | Inseparable Luminaire | Direct Wired | Direct Digital Controls | 46.6 | 2700 | -0.0009 | 97 | 96 | 389 | 0.98 | Ambient | 50000 |  |  | 55000 | 0.01 | 18 | 18 | 0.14 | 0.12 | 0.1 | 0.1 | 0.06 | 0.03 | 0.15 | 0.12 | 0.08 | 0.07 | 0.03 | 0.01 | 0.07 | 0.05 | 0.05 | 0.04 | 0.01 | 0 | True |  | Non Federally-Regulated | 01/24/2017 |  | 01/30/2017
Lutron Electronics Co., Inc. | Lutron | FDZ3SIHO****EU**XXSZD00****XX | Light Emitting Diode | Inseparable Luminaire | Direct Wired | Direct Digital Controls | 46.6 | 2700 | -0.0009 | 97 | 96 | 389 | 0.98 | Ambient | 50000 |  |  | 55000 | 0.01 | 18 | 18 | 0.14 | 0.12 | 0.1 | 0.1 | 0.06 | 0.03 | 0.15 | 0.12 | 0.08 | 0.07 | 0.03 | 0.01 | 0.07 | 0.05 | 0.05 | 0.04 | 0.01 | 0 | True |  | Non Federally-Regulated | 01/24/2017 |  | 01/30/2017
Lutron Electronics Co., Inc. | Lutron | FDZ3SIHO****EU**PLSZD00****XX | Light Emitting Diode | Inseparable Luminaire | Direct Wired | Direct Digital Controls | 46.6 | 2700 | -0.0009 | 97 | 96 | 389 | 0.98 | Ambient | 50000 |  |  | 55000 | 0.01 | 18 | 18 | 0.14 | 0.12 | 0.1 | 0.1 | 0.06 | 0.03 | 0.15 | 0.12 | 0.08 | 0.07 | 0.03 | 0.01 | 0.07 | 0.05 | 0.05 | 0.04 | 0.01 | 0 | True |  | Non Federally-Regulated | 01/24/2017 |  | 01/30/2017
Lutron Electronics Co., Inc. | Lutron | FDZ3SIHO****EU**TWSZD00****XX | Light Emitting Diode | Inseparable Luminaire | Direct Wired | Direct Digital Controls | 46.6 | 2700 | -0.0009 | 97 | 96 | 389 | 0.98 | Ambient | 50000 |  |  | 55000 | 0.01 | 18 | 18 | 0.14 | 0.12 | 0.1 | 0.1 | 0.06 | 0.03 | 0.15 | 0.12 | 0.08 | 0.07 | 0.03 | 0.01 | 0.07 | 0.05 | 0.05 | 0.04 | 0.01 | 0 | True |  | Non Federally-Regulated | 01/24/2017 |  | 01/30/2017
Lutron Electronics Co., Inc. | Lutron | FDT3RIHO****EU**XXRTD00****XX | Light Emitting Diode | Inseparable Luminaire | Direct Wired | Direct Digital Controls | 46.6 | 2700 | -0.0009 | 97 | 96 | 389 | 0.98 | Ambient | 50000 |  |  | 55000 | 0.01 | 18 | 18 | 0.14 | 0.12 | 0.1 | 0.1 | 0.06 | 0.03 | 0.15 | 0.12 | 0.08 | 0.07 | 0.03 | 0.01 | 0.07 | 0.05 | 0.05 | 0.04 | 0.01 | 0 | True |  | Non Federally-Regulated | 01/24/2017 |  | 01/30/2017
Lutron Electronics Co., Inc. | Lutron | FDT3RIHO****EU**PLRTD00****XX | Light Emitting Diode | Inseparable Luminaire | Direct Wired | Direct Digital Controls | 46.6 | 2700 | -0.0009 | 97 | 96 | 389 | 0.98 | Ambient | 50000 |  |  | 55000 | 0.01 | 18 | 18 | 0.14 | 0.12 | 0.1 | 0.1 | 0.06 | 0.03 | 0.15 | 0.12 | 0.08 | 0.07 | 0.03 | 0.01 | 0.07 | 0.05 | 0.05 | 0.04 | 0.01 | 0 | True |  | Non Federally-Regulated | 01/24/2017 |  | 01/30/2017
Lutron Electronics Co., Inc. | Lutron | FDT3RIHO****EU**TWRTD00****XX | Light Emitting Diode | Inseparable Luminaire | Direct Wired | Direct Digital Controls | 46.6 | 2700 | -0.0009 | 97 | 96 | 389 | 0.98 | Ambient | 50000 |  |  | 55000 | 0.01 | 18 | 18 | 0.14 | 0.12 | 0.1 | 0.1 | 0.06 | 0.03 | 0.15 | 0.12 | 0.08 | 0.07 | 0.03 | 0.01 | 0.07 | 0.05 | 0.05 | 0.04 | 0.01 | 0 | True |  | Non Federally-Regulated | 01/24/2017 |  | 01/30/2017
Lutron Electronics Co., Inc. | Lutron | FDZ3RIHO****EU**XXRZD00****XX | Light Emitting Diode | Inseparable Luminaire | Direct Wired | Direct Digital Controls | 46.6 | 2700 | -0.0009 | 97 | 96 | 389 | 0.98 | Ambient | 50000 |  |  | 55000 | 0.01 | 18 | 18 | 0.14 | 0.12 | 0.1 | 0.1 | 0.06 | 0.03 | 0.15 | 0.12 | 0.08 | 0.07 | 0.03 | 0.01 | 0.07 | 0.05 | 0.05 | 0.04 | 0.01 | 0 | True |  | Non Federally-Regulated | 01/24/2017 |  | 01/30/2017
Lutron Electronics Co., Inc. | Lutron | FDZ3RIHO****EU**PLRZD00****XX | Light Emitting Diode | Inseparable Luminaire | Direct Wired | Direct Digital Controls | 46.6 | 2700 | -0.0009 | 97 | 96 | 389 | 0.98 | Ambient | 50000 |  |  | 55000 | 0.01 | 18 | 18 | 0.14 | 0.12 | 0.1 | 0.1 | 0.06 | 0.03 | 0.15 | 0.12 | 0.08 | 0.07 | 0.03 | 0.01 | 0.07 | 0.05 | 0.05 | 0.04 | 0.01 | 0 | True |  | Non Federally-Regulated | 01/24/2017 |  | 01/30/2017
Lutron Electronics Co., Inc. | Lutron | FDZ3RIHO****EU**TWRZD00****XX | Light Emitting Diode | Inseparable Luminaire | Direct Wired | Direct Digital Controls | 46.6 | 2700 | -0.0009 | 97 | 96 | 389 | 0.98 | Ambient | 50000 |  |  | 55000 | 0.01 | 18 | 18 | 0.14 | 0.12 | 0.1 | 0.1 | 0.06 | 0.03 | 0.15 | 0.12 | 0.08 | 0.07 | 0.03 | 0.01 | 0.07 | 0.05 | 0.05 | 0.04 | 0.01 | 0 | True |  | Non Federally-Regulated | 01/24/2017 |  | 01/30/2017
Cooper Lighting Solutions LLC (formerly Eaton) | Halo | RL560WH12927** | Light Emitting Diode | Inseparable Luminaire | Quick Connect | Forward Phase Cut Controls | 77.8 | 2694 | -0.0012 | 93 | 64 | 110 | 1 | Elevated | 50000 |  |  | 50000 | 0.07 | 20 | 22 | 0.15 | 0.15 | 0.14 | 0.12 | 0.02 | 0 | 0.16 | 0.16 | 0.14 | 0.13 | 0.03 | 0 | 0.16 | 0.15 | 0.15 | 0.12 | 0.02 | 0 | True |  | Non Federally-Regulated | 12/22/2016 |  | 02/07/2017
Cooper Lighting Solutions LLC (formerly Eaton) | Halo | RL560WH12930** | Light Emitting Diode | Inseparable Luminaire | Quick Connect | Forward Phase Cut Controls | 77.8 | 3000 | -0.0012 | 93 | 64 | 110 | 1 | Elevated | 50000 |  |  | 50000 | 0.07 | 20 | 22 | 0.15 | 0.15 | 0.14 | 0.12 | 0.02 | 0 | 0.16 | 0.16 | 0.14 | 0.13 | 0.03 | 0 | 0.16 | 0.15 | 0.15 | 0.12 | 0.02 | 0 | True |  | Non Federally-Regulated | 12/22/2016 |  | 02/07/2017
Cooper Lighting Solutions LLC (formerly Eaton) | Halo | RL560WH12935** | Light Emitting Diode | Inseparable Luminaire | Quick Connect | Forward Phase Cut Controls | 77.8 | 3500 | -0.0012 | 93 | 64 | 110 | 1 | Elevated | 50000 |  |  | 50000 | 0.07 | 20 | 22 | 0.15 | 0.15 | 0.14 | 0.12 | 0.02 | 0 | 0.16 | 0.16 | 0.14 | 0.13 | 0.03 | 0 | 0.16 | 0.15 | 0.15 | 0.12 | 0.02 | 0 | True |  | Non Federally-Regulated | 12/22/2016 |  | 02/07/2017
Cooper Lighting Solutions LLC (formerly Eaton) | Halo | RL560WH12940** | Light Emitting Diode | Inseparable Luminaire | Quick Connect | Forward Phase Cut Controls | 77.8 | 4000 | -0.0012 | 93 | 64 | 110 | 1 | Elevated | 50000 |  |  | 50000 | 0.07 | 20 | 22 | 0.15 | 0.15 | 0.14 | 0.12 | 0.02 | 0 | 0.16 | 0.16 | 0.14 | 0.13 | 0.03 | 0 | 0.16 | 0.15 | 0.15 | 0.12 | 0.02 | 0 | True |  | Non Federally-Regulated | 12/22/2016 |  | 02/07/2017
Cooper Lighting Solutions LLC (formerly Eaton) | Halo | RL560WH12927** | Light Emitting Diode | Inseparable Luminaire | Quick Connect | Reverse Phase Cut Controls | 77.8 | 2694 | -0.0012 | 93 | 64 | 110 | 1 | Elevated | 50000 |  |  | 50000 | 0.05 | 20 | 22 | 0.03 | 0.03 | 0.03 | 0.03 | 0.01 | 0 | 0.18 | 0.18 | 0.17 | 0.15 | 0.03 | 0 | 0.18 | 0.17 | 0.18 | 0.14 | 0.03 | 0 | True |  | Non Federally-Regulated | 12/22/2016 |  | 02/07/2017
Cooper Lighting Solutions LLC (formerly Eaton) | Halo | RL560WH12930** | Light Emitting Diode | Inseparable Luminaire | Quick Connect | Reverse Phase Cut Controls | 77.8 | 3000 | -0.0012 | 93 | 64 | 110 | 1 | Elevated | 50000 |  |  | 50000 | 0.05 | 20 | 22 | 0.03 | 0.03 | 0.03 | 0.03 | 0.01 | 0 | 0.18 | 0.18 | 0.17 | 0.15 | 0.03 | 0 | 0.18 | 0.17 | 0.18 | 0.14 | 0.03 | 0 | True |  | Non Federally-Regulated | 12/22/2016 |  | 02/07/2017
Cooper Lighting Solutions LLC (formerly Eaton) | Halo | RL560WH12935** | Light Emitting Diode | Inseparable Luminaire | Quick Connect | Reverse Phase Cut Controls | 77.8 | 3500 | -0.0012 | 93 | 64 | 110 | 1 | Elevated | 50000 |  |  | 50000 | 0.05 | 20 | 22 | 0.03 | 0.03 | 0.03 | 0.03 | 0.01 | 0 | 0.18 | 0.18 | 0.17 | 0.15 | 0.03 | 0 | 0.18 | 0.17 | 0.18 | 0.14 | 0.03 | 0 | True |  | Non Federally-Regulated | 12/22/2016 |  | 02/07/2017
Cooper Lighting Solutions LLC (formerly Eaton) | Halo | RL560WH12940** | Light Emitting Diode | Inseparable Luminaire | Quick Connect | Reverse Phase Cut Controls | 77.8 | 4000 | -0.0012 | 93 | 64 | 110 | 1 | Elevated | 50000 |  |  | 50000 | 0.05 | 20 | 22 | 0.03 | 0.03 | 0.03 | 0.03 | 0.01 | 0 | 0.18 | 0.18 | 0.17 | 0.15 | 0.03 | 0 | 0.18 | 0.17 | 0.18 | 0.14 | 0.03 | 0 | True |  | Non Federally-Regulated | 12/22/2016 |  | 02/07/2017
D.G.K-LIGHT LIGHTING Co., LTD. | Home Selects | 6651 | Light Emitting Diode | Inseparable Luminaire | Direct Wired | Powerline Carrier Controls | 64.3 | 2949 | 0.0011 | 95 | 74 | 65 | 0.97 | Ambient | 36000 | 0.95 | 1 |  | 0.1 | 21 | 22 | 0.27 | 0.08 | 0.13 | 0.23 | 0.25 | 0.28 | 0.27 | 0.1 | 0.15 | 0.25 | 0.27 | 0.29 | 0.28 | 0.11 | 0.15 | 0.24 | 0.28 | 0.29 | True |  | Non Federally-Regulated | 01/18/2017 |  | 02/16/2017
D.G.K-LIGHT LIGHTING Co., LTD. | Home Selects | 8107 | Light Emitting Diode | Inseparable Luminaire | Direct Wired | Powerline Carrier Controls | 64 | 2952 | 0.0015 | 95 | 59 | 80 | 0.96 | Ambient | 36000 | 0.96 | 1 |  | 0.1 | 20 | 19 | 0.27 | 0.09 | 0.14 | 0.24 | 0.26 | 0.29 | 0.28 | 0.16 | 0.16 | 0.26 | 0.28 | 0.28 | 0.27 | 0.12 | 0.16 | 0.25 | 0.27 | 0.28 | True |  | Non Federally-Regulated | 01/18/2017 |  | 02/16/2017
D.G.K-LIGHT LIGHTING Co., LTD. | Home Selects | 8136 | Light Emitting Diode | Inseparable Luminaire | Direct Wired | Powerline Carrier Controls | 58.4 | 3121 | 0.0017 | 95 | 73 | 60 | 0.97 | Ambient | 36000 | 0.94 | 1 |  | 0.1 | 19 | 20 | 0.26 | 0.08 | 0.13 | 0.23 | 0.25 | 0.27 | 0.27 | 0.16 | 0.17 | 0.22 | 0.24 | 0.25 | 0.26 | 0.12 | 0.13 | 0.14 | 0.15 | 0.16 | True |  | Non Federally-Regulated | 01/19/2017 |  | 02/16/2017
D.G.K-LIGHT LIGHTING Co., LTD. | Home Selects | 8137 | Light Emitting Diode | Inseparable Luminaire | Direct Wired | Powerline Carrier Controls | 58.4 | 3121 | 0.0017 | 95 | 73 | 60 | 0.97 | Ambient | 36000 | 0.94 | 1 |  | 0.1 | 19 | 20 | 0.26 | 0.08 | 0.13 | 0.23 | 0.25 | 0.27 | 0.27 | 0.16 | 0.17 | 0.22 | 0.24 | 0.25 | 0.26 | 0.12 | 0.13 | 0.14 | 0.15 | 0.16 | True |  | Non Federally-Regulated | 01/19/2017 |  | 02/16/2017
D.G.K-LIGHT LIGHTING Co., LTD. | Home Selects | 8139 | Light Emitting Diode | Inseparable Luminaire | Direct Wired | Powerline Carrier Controls | 76.7 | 3133 | 0.0014 | 93 | 66 | 80 | 0.98 | Ambient | 36000 | 0.94 | 1 |  | 0.1 | 19 | 20 | 0.26 | 0.08 | 0.13 | 0.23 | 0.25 | 0.27 | 0.27 | 0.16 | 0.17 | 0.22 | 0.24 | 0.25 | 0.26 | 0.12 | 0.13 | 0.14 | 0.15 | 0.16 | True |  | Non Federally-Regulated | 01/18/2017 |  | 02/16/2017
Kichler Lighting | Kichler Lighting | 43848WHLED27T | Light Emitting Diode | Inseparable Luminaire | Direct Wired | Forward Phase Cut Controls | 59 | 2669 | 0.0005 | 94 | 66 | 42 | 0.99 | Ambient | 36000 |  |  | 36000 | 0.09 | 16 | 16 | 0.04 | 0.04 | 0.04 | 0.04 | 0.01 | 0 | 0.13 | 0.13 | 0.13 | 0.11 | 0.02 | 0 | 0.11 | 0.11 | 0.11 | 0.09 | 0.02 | 0 | True |  | Non Federally-Regulated | 02/22/2017 |  | 02/24/2017
Kichler Lighting | Kichler Lighting | 43848WHLED30T | Light Emitting Diode | Inseparable Luminaire | Direct Wired | Forward Phase Cut Controls | 65.6 | 3006 | 0.0004 | 91 | 51 | 42 | 0.99 | Ambient | 36000 |  |  | 36000 | 0.09 | 16 | 16 | 0.04 | 0.04 | 0.04 | 0.04 | 0.01 | 0 | 0.13 | 0.13 | 0.13 | 0.11 | 0.02 | 0 | 0.11 | 0.11 | 0.11 | 0.09 | 0.02 | 0 | True |  | Non Federally-Regulated | 02/22/2017 |  | 02/24/2017
Philips Lightolier | Lightolier | S6S927K10 | Light Emitting Diode | Inseparable Luminaire | Direct Wired | Forward Phase Cut Controls | 62.7 | 2640 | -0.0016 | 91 | 52 | 40 | 0.97 | Ambient | 51000 |  |  | 51000 | 0.07 | 18 | 18 | 0.23 | 0.22 | 0.23 | 0.22 | 0.01 | 0.01 | 0.52 | 0.35 | 0.35 | 0.29 | 0.03 | 0.01 | 0.46 | 0.28 | 0.27 | 0.22 | 0.02 | 0.01 | True |  | Non Federally-Regulated | 02/28/2017 |  | 02/28/2017
Philips Lightolier | Lightolier | S6S927K10 | Light Emitting Diode | Inseparable Luminaire | Direct Wired | Reverse Phase Cut Controls | 62.7 | 2640 | -0.0016 | 91 | 52 | 40 | 0.97 | Ambient | 51000 |  |  | 51000 | 0.07 | 18 | 18 | 0.27 | 0.27 | 0.27 | 0.27 | 0.01 | 0 | 0.3 | 0.28 | 0.26 | 0.26 | 0.01 | 0.01 | 0.27 | 0.23 | 0.22 | 0.2 | 0.02 | 0.01 | True |  | Non Federally-Regulated | 02/28/2017 |  | 02/28/2017
Philips Lightolier | Lightolier | S6S927K10AL | Light Emitting Diode | Inseparable Luminaire | Direct Wired | Forward Phase Cut Controls | 62.7 | 2640 | -0.0016 | 91 | 52 | 40 | 0.97 | Ambient | 51000 |  |  | 51000 | 0.07 | 18 | 18 | 0.23 | 0.22 | 0.23 | 0.22 | 0.01 | 0.01 | 0.52 | 0.35 | 0.35 | 0.29 | 0.03 | 0.01 | 0.46 | 0.28 | 0.27 | 0.22 | 0.02 | 0.01 | True |  | Non Federally-Regulated | 02/28/2017 |  | 02/28/2017
Philips Lightolier | Lightolier | S6S927K10AL | Light Emitting Diode | Inseparable Luminaire | Direct Wired | Reverse Phase Cut Controls | 62.7 | 2640 | -0.0016 | 91 | 52 | 40 | 0.97 | Ambient | 51000 |  |  | 51000 | 0.07 | 18 | 18 | 0.27 | 0.27 | 0.27 | 0.27 | 0.01 | 0 | 0.3 | 0.28 | 0.26 | 0.26 | 0.01 | 0.01 | 0.27 | 0.23 | 0.22 | 0.2 | 0.02 | 0.01 | True |  | Non Federally-Regulated | 02/28/2017 |  | 02/28/2017
Philips Lightolier | Lightolier | S6S927K10BK | Light Emitting Diode | Inseparable Luminaire | Direct Wired | Forward Phase Cut Controls | 62.7 | 2640 | -0.0016 | 91 | 52 | 40 | 0.97 | Ambient | 51000 |  |  | 51000 | 0.07 | 18 | 18 | 0.23 | 0.22 | 0.23 | 0.22 | 0.01 | 0.01 | 0.52 | 0.35 | 0.35 | 0.29 | 0.03 | 0.01 | 0.46 | 0.28 | 0.27 | 0.22 | 0.02 | 0.01 | True |  | Non Federally-Regulated | 02/28/2017 |  | 02/28/2017
Philips Lightolier | Lightolier | S6S927K10BK | Light Emitting Diode | Inseparable Luminaire | Direct Wired | Reverse Phase Cut Controls | 62.7 | 2640 | -0.0016 | 91 | 52 | 40 | 0.97 | Ambient | 51000 |  |  | 51000 | 0.07 | 18 | 18 | 0.27 | 0.27 | 0.27 | 0.27 | 0.01 | 0 | 0.3 | 0.28 | 0.26 | 0.26 | 0.01 | 0.01 | 0.27 | 0.23 | 0.22 | 0.2 | 0.02 | 0.01 | True |  | Non Federally-Regulated | 02/28/2017 |  | 02/28/2017
Philips Lightolier | Lightolier | S7R927K10 | Light Emitting Diode | Inseparable Luminaire | Direct Wired | Forward Phase Cut Controls | 66.7 | 2650 | -0.0011 | 91 | 55 | 40 | 0.97 | Ambient | 51000 |  |  | 51000 | 0.07 | 18 | 18 | 0.23 | 0.22 | 0.23 | 0.22 | 0.01 | 0.01 | 0.52 | 0.35 | 0.35 | 0.29 | 0.03 | 0.01 | 0.46 | 0.28 | 0.27 | 0.22 | 0.02 | 0.01 | True |  | Non Federally-Regulated | 02/28/2017 |  | 02/28/2017
Philips Lightolier | Lightolier | S7R927K10 | Light Emitting Diode | Inseparable Luminaire | Direct Wired | Reverse Phase Cut Controls | 66.7 | 2650 | -0.0011 | 91 | 55 | 40 | 0.97 | Ambient | 51000 |  |  | 51000 | 0.07 | 18 | 18 | 0.27 | 0.27 | 0.27 | 0.27 | 0.01 | 0 | 0.3 | 0.28 | 0.26 | 0.26 | 0.01 | 0.01 | 0.27 | 0.23 | 0.22 | 0.2 | 0.02 | 0.01 | True |  | Non Federally-Regulated | 02/28/2017 |  | 02/28/2017
Philips Lightolier | Lightolier | S7R927K10AL | Light Emitting Diode | Inseparable Luminaire | Direct Wired | Forward Phase Cut Controls | 66.7 | 2650 | -0.0011 | 91 | 55 | 40 | 0.97 | Ambient | 51000 |  |  | 51000 | 0.07 | 18 | 18 | 0.23 | 0.22 | 0.23 | 0.22 | 0.01 | 0.01 | 0.52 | 0.35 | 0.35 | 0.29 | 0.03 | 0.01 | 0.46 | 0.28 | 0.27 | 0.22 | 0.02 | 0.01 | True |  | Non Federally-Regulated | 02/28/2017 |  | 02/28/2017
Philips Lightolier | Lightolier | S7R927K10AL | Light Emitting Diode | Inseparable Luminaire | Direct Wired | Reverse Phase Cut Controls | 66.7 | 2650 | -0.0011 | 91 | 55 | 40 | 0.97 | Ambient | 51000 |  |  | 51000 | 0.07 | 18 | 18 | 0.27 | 0.27 | 0.27 | 0.27 | 0.01 | 0 | 0.3 | 0.28 | 0.26 | 0.26 | 0.01 | 0.01 | 0.27 | 0.23 | 0.22 | 0.2 | 0.02 | 0.01 | True |  | Non Federally-Regulated | 02/28/2017 |  | 02/28/2017
Philips Lightolier | Lightolier | S7R927K10BK | Light Emitting Diode | Inseparable Luminaire | Direct Wired | Forward Phase Cut Controls | 66.7 | 2650 | -0.0011 | 91 | 55 | 40 | 0.97 | Ambient | 51000 |  |  | 51000 | 0.07 | 18 | 18 | 0.23 | 0.22 | 0.23 | 0.22 | 0.01 | 0.01 | 0.52 | 0.35 | 0.35 | 0.29 | 0.03 | 0.01 | 0.46 | 0.28 | 0.27 | 0.22 | 0.02 | 0.01 | True |  | Non Federally-Regulated | 02/28/2017 |  | 02/28/2017
Philips Lightolier | Lightolier | S7R927K10BK | Light Emitting Diode | Inseparable Luminaire | Direct Wired | Reverse Phase Cut Controls | 66.7 | 2650 | -0.0011 | 91 | 55 | 40 | 0.97 | Ambient | 51000 |  |  | 51000 | 0.07 | 18 | 18 | 0.27 | 0.27 | 0.27 | 0.27 | 0.01 | 0 | 0.3 | 0.28 | 0.26 | 0.26 | 0.01 | 0.01 | 0.27 | 0.23 | 0.22 | 0.2 | 0.02 | 0.01 | True |  | Non Federally-Regulated | 02/28/2017 |  | 02/28/2017
Progress Lighting | Progress Lighting | P8071-**-30K9 | Light Emitting Diode | Inseparable Luminaire | Quick Connect | Forward Phase Cut Controls | 61.6 | 3081 | 0.0001 | 93 | 66 | 206 | 0.9 | Ambient | 50000 |  |  | 50000 | 0.1 | 21 | 21 | 0.12 | 0.11 | 0.11 | 0.1 | 0.01 | 0 | 0.18 | 0.14 | 0.13 | 0.11 | 0.01 | 0.01 | 0.2 | 0.1 | 0.1 | 0.09 | 0.01 | 0.01 | True |  | Non Federally-Regulated | 02/22/2017 |  | 03/02/2017
Progress Lighting | Progress Lighting | P8071-**-30K9 | Light Emitting Diode | Inseparable Luminaire | Quick Connect | Reverse Phase Cut Controls | 61.6 | 3081 | 0.0001 | 93 | 66 | 206 | 0.9 | Ambient | 50000 |  |  | 50000 | 0.1 | 19 | 19 | 0.1 | 0.1 | 0.1 | 0.1 | 0.01 | 0 | 0.13 | 0.12 | 0.12 | 0.11 | 0.01 | 0 | 0.12 | 0.09 | 0.09 | 0.08 | 0.01 | 0.01 | True |  | Non Federally-Regulated | 02/22/2017 |  | 03/02/2017
Progress Lighting | Progress Lighting | P8061-**-30K9 | Light Emitting Diode | Inseparable Luminaire | Quick Connect | Forward Phase Cut Controls | 60 | 3084 | 0.0001 | 93 | 68 | 193 | 0.9 | Ambient | 50000 |  |  | 50000 | 0.1 | 21 | 21 | 0.12 | 0.11 | 0.11 | 0.1 | 0.01 | 0 | 0.18 | 0.14 | 0.13 | 0.11 | 0.01 | 0.01 | 0.2 | 0.1 | 0.1 | 0.09 | 0.01 | 0.01 | True |  | Non Federally-Regulated | 02/22/2017 |  | 03/02/2017
Progress Lighting | Progress Lighting | P8061-**-30K9 | Light Emitting Diode | Inseparable Luminaire | Quick Connect | Reverse Phase Cut Controls | 60 | 3084 | 0.0001 | 93 | 68 | 193 | 0.9 | Ambient | 50000 |  |  | 50000 | 0.1 | 19 | 19 | 0.1 | 0.1 | 0.1 | 0.1 | 0.01 | 0 | 0.13 | 0.12 | 0.12 | 0.11 | 0.01 | 0 | 0.12 | 0.09 | 0.09 | 0.08 | 0.01 | 0.01 | True |  | Non Federally-Regulated | 02/22/2017 |  | 03/02/2017
Progress Lighting | Progress Lighting | P8076-**-30K9 | Light Emitting Diode | Inseparable Luminaire | Quick Connect | Forward Phase Cut Controls | 71.4 | 3112 | -0.0008 | 93 | 63 | 245 | 0.9 | Ambient | 50000 |  |  | 50000 | 0.1 | 21 | 21 | 0.12 | 0.11 | 0.11 | 0.1 | 0.01 | 0 | 0.18 | 0.14 | 0.13 | 0.11 | 0.01 | 0.01 | 0.2 | 0.1 | 0.1 | 0.09 | 0.01 | 0.01 | True |  | Non Federally-Regulated | 02/22/2017 |  | 03/02/2017
Progress Lighting | Progress Lighting | P8076-**-30K9 | Light Emitting Diode | Inseparable Luminaire | Quick Connect | Reverse Phase Cut Controls | 71.4 | 3112 | -0.0008 | 93 | 63 | 245 | 0.9 | Ambient | 50000 |  |  | 50000 | 0.1 | 19 | 19 | 0.1 | 0.1 | 0.1 | 0.1 | 0.01 | 0 | 0.13 | 0.12 | 0.12 | 0.11 | 0.01 | 0 | 0.12 | 0.09 | 0.09 | 0.08 | 0.01 | 0.01 | True |  | Non Federally-Regulated | 02/22/2017 |  | 03/02/2017
Progress Lighting | HomeStyle Lighting | HSSQ6-**-30K9 | Light Emitting Diode | Inseparable Luminaire | Quick Connect | Forward Phase Cut Controls | 69 | 3107 | -0.0007 | 92 | 63 | 199 | 0.9 | Ambient | 50000 |  |  | 50000 | 0.1 | 21 | 21 | 0.12 | 0.11 | 0.11 | 0.1 | 0.01 | 0 | 0.18 | 0.14 | 0.13 | 0.11 | 0.01 | 0.01 | 0.2 | 0.1 | 0.1 | 0.09 | 0.01 | 0.01 | True |  | Non Federally-Regulated | 02/22/2017 |  | 03/02/2017
Progress Lighting | HomeStyle Lighting | HSSQ6-**-30K9 | Light Emitting Diode | Inseparable Luminaire | Quick Connect | Reverse Phase Cut Controls | 69 | 3107 | -0.0007 | 92 | 63 | 199 | 0.9 | Ambient | 50000 |  |  | 50000 | 0.1 | 19 | 19 | 0.1 | 0.1 | 0.1 | 0.1 | 0.01 | 0 | 0.13 | 0.12 | 0.12 | 0.11 | 0.01 | 0 | 0.12 | 0.09 | 0.09 | 0.08 | 0.01 | 0.01 | True |  | Non Federally-Regulated | 02/22/2017 |  | 03/02/2017
Progress Lighting | Progress Lighting | P8080-**-30K9 | Light Emitting Diode | Inseparable Luminaire | Quick Connect | Forward Phase Cut Controls | 64 | 3086 | 0.0005 | 93 | 68 | 163 | 0.9 | Ambient | 50000 |  |  | 50000 | 0.1 | 20 | 20 | 0.14 | 0.13 | 0.13 | 0.12 | 0.07 | 0.02 | 0.23 | 0.16 | 0.16 | 0.13 | 0.01 | 0.01 | 0.28 | 0.16 | 0.16 | 0.14 | 0.05 | 0.04 | True |  | Non Federally-Regulated | 02/22/2017 |  | 03/02/2017
Progress Lighting | Progress Lighting | P8080-**-30K9 | Light Emitting Diode | Inseparable Luminaire | Quick Connect | Reverse Phase Cut Controls | 64 | 3086 | 0.0005 | 93 | 68 | 163 | 0.9 | Ambient | 50000 |  |  | 50000 | 0.1 | 19 | 19 | 0.12 | 0.12 | 0.12 | 0.12 | 0.06 | 0.02 | 0.16 | 0.14 | 0.14 | 0.13 | 0.07 | 0.03 | 0.16 | 0.13 | 0.13 | 0.11 | 0.02 | 0.08 | True |  | Non Federally-Regulated | 02/22/2017 |  | 03/02/2017
Progress Lighting | HomeStyle Lighting | HSSQ4-**-30K9 | Light Emitting Diode | Inseparable Luminaire | Quick Connect | Forward Phase Cut Controls | 63.4 | 3097 | 0.0001 | 93 | 70 | 165 | 0.9 | Ambient | 50000 |  |  | 50000 | 0.1 | 20 | 20 | 0.14 | 0.13 | 0.13 | 0.12 | 0.07 | 0.02 | 0.23 | 0.16 | 0.16 | 0.13 | 0.01 | 0.01 | 0.28 | 0.16 | 0.16 | 0.14 | 0.05 | 0.04 | True |  | Non Federally-Regulated | 02/22/2017 |  | 03/02/2017
Progress Lighting | HomeStyle Lighting | HSSQ4-**-30K9 | Light Emitting Diode | Inseparable Luminaire | Quick Connect | Reverse Phase Cut Controls | 63.4 | 3097 | 0.0001 | 93 | 70 | 165 | 0.9 | Ambient | 50000 |  |  | 50000 | 0.1 | 19 | 19 | 0.12 | 0.12 | 0.12 | 0.12 | 0.06 | 0.02 | 0.16 | 0.14 | 0.14 | 0.13 | 0.07 | 0.03 | 0.16 | 0.13 | 0.13 | 0.11 | 0.02 | 0.08 | True |  | Non Federally-Regulated | 02/22/2017 |  | 03/02/2017
Progress Lighting | HomeStyle Lighting | HSSQ5-**-30K9 | Light Emitting Diode | Inseparable Luminaire | Quick Connect | Forward Phase Cut Controls | 69.2 | 3104 | 0.0001 | 93 | 71 | 171 | 0.9 | Ambient | 50000 |  |  | 50000 | 0.1 | 20 | 20 | 0.14 | 0.13 | 0.13 | 0.12 | 0.07 | 0.02 | 0.23 | 0.16 | 0.16 | 0.13 | 0.01 | 0.01 | 0.28 | 0.16 | 0.16 | 0.14 | 0.05 | 0.04 | True |  | Non Federally-Regulated | 02/22/2017 |  | 03/02/2017
Progress Lighting | HomeStyle Lighting | HSSQ5-**-30K9 | Light Emitting Diode | Inseparable Luminaire | Quick Connect | Reverse Phase Cut Controls | 69.2 | 3104 | 0.0001 | 93 | 71 | 171 | 0.9 | Ambient | 50000 |  |  | 50000 | 0.1 | 19 | 19 | 0.12 | 0.12 | 0.12 | 0.12 | 0.06 | 0.02 | 0.16 | 0.14 | 0.14 | 0.13 | 0.07 | 0.03 | 0.16 | 0.13 | 0.13 | 0.11 | 0.02 | 0.08 | True |  | Non Federally-Regulated | 02/22/2017 |  | 03/02/2017
Progress Lighting | Progress Lighting | P8046-**-30K9 | Light Emitting Diode | Inseparable Luminaire | Quick Connect | Forward Phase Cut Controls | 71.2 | 3092 | -0.0004 | 93 | 70 | 158 | 0.9 | Ambient | 50000 |  |  | 50000 | 0.1 | 20 | 20 | 0.14 | 0.13 | 0.13 | 0.12 | 0.07 | 0.02 | 0.23 | 0.16 | 0.16 | 0.13 | 0.01 | 0.01 | 0.28 | 0.16 | 0.16 | 0.14 | 0.05 | 0.04 | True |  | Non Federally-Regulated | 02/22/2017 |  | 03/02/2017
Progress Lighting | Progress Lighting | P8046-**-30K9 | Light Emitting Diode | Inseparable Luminaire | Quick Connect | Reverse Phase Cut Controls | 71.2 | 3092 | -0.0004 | 93 | 70 | 158 | 0.9 | Ambient | 50000 |  |  | 50000 | 0.1 | 19 | 19 | 0.12 | 0.12 | 0.12 | 0.12 | 0.06 | 0.02 | 0.16 | 0.14 | 0.14 | 0.13 | 0.07 | 0.03 | 0.16 | 0.13 | 0.13 | 0.11 | 0.02 | 0.08 | True |  | Non Federally-Regulated | 02/22/2017 |  | 03/02/2017
Technical Consumer Products, Inc. | TCP | L7R20D25**K95 | Light Emitting Diode | Directional Lamp | Edison Screw Base | Forward Phase Cut Controls | 81.9 | 2700 | 0.0003 | 92 | 56 | 93 | 0.94 | Elevated | 25000 | 0.99 | 1 |  | 0.1 | 1 | 1 | 0.2 | 0.19 | 0.18 | 0.15 | 0.1 | 0.04 | 0.22 | 0.21 | 0.19 | 0.16 | 0.1 | 0.04 | 0.16 | 0.15 | 0.13 | 0.1 | 0.06 | 0.03 | True |  | Non Federally-Regulated | 03/08/2017 |  | 03/08/2017
Technical Consumer Products, Inc. | TCP | L9BR30D25**K95 | Light Emitting Diode | Directional Lamp | Edison Screw Base | Forward Phase Cut Controls | 81.4 | 2700 | 0.0001 | 92 | 55 | 98 | 0.94 | Elevated | 25000 | 0.99 | 1 |  | 0.09 | 1 | 1 | 0.16 | 0.16 | 0.15 | 0.13 | 0.08 | 0.03 | 0.18 | 0.17 | 0.15 | 0.13 | 0.08 | 0.03 | 0.13 | 0.12 | 0.11 | 0.09 | 0.06 | 0.02 | True |  | Non Federally-Regulated | 03/08/2017 |  | 03/08/2017
Technical Consumer Products, Inc. | TCP | LED11A19DOD**K95 | Light Emitting Diode | Omnidirectional Lamp | Edison Screw Base | Forward Phase Cut Controls | 84 | 2700 | 0.0011 | 92 | 57 | 87 | 0.9 | Elevated | 25000 | 0.99 | 1 |  | 0.1 | 1 | 1 | 0.35 | 0.33 | 0.31 | 0.27 | 0.17 | 0.06 | 0.32 | 0.3 | 0.28 | 0.23 | 0.15 | 0.06 | 0.19 | 0.17 | 0.15 | 0.13 | 0.08 | 0.03 | True |  | Non Federally-Regulated | 03/08/2017 |  | 03/08/2017
Feit Electric Co. | FEIT | LEDG2R5675/927 | Light Emitting Diode | Inseparable Luminaire | Quick Connect | Forward Phase Cut Controls | 69.3 | 2700 | 0.0027 | 90 | 60 | 40 | 0.9 | Elevated | 50000 |  |  | 54000 | 0.05 | 21 | 22 | 0.17 | 0.17 | 0.16 | 0.15 | 0.12 | 0.01 | 0.31 | 0.31 | 0.32 | 0.25 | 0.02 | 0.01 | 0.21 | 0.22 | 0.22 | 0.17 | 0.05 | 0.01 | True |  | Non Federally-Regulated | 03/10/2017 |  | 03/10/2017
Feit Electric Co. | FEIT | LEDR56/927/MP/6 | Light Emitting Diode | Inseparable Luminaire | Quick Connect | Forward Phase Cut Controls | 68.7 | 2700 | 0.003 | 92 | 60 | 80 | 0.9 | Elevated | 50000 |  |  | 54000 | 0.05 | 21 | 22 | 0.17 | 0.17 | 0.16 | 0.15 | 0.01 | 0.01 | 0.33 | 0.33 | 0.34 | 0.29 | 0.08 | 0.02 | 0.24 | 0.25 | 0.25 | 0.21 | 0.09 | 0.02 | True |  | Non Federally-Regulated | 03/10/2017 |  | 03/10/2017
Feit Electric Co. | FEIT | CELEDRT56/927/2 | Light Emitting Diode | Inseparable Luminaire | Quick Connect | Forward Phase Cut Controls | 67.2 | 2700 | 0.0028 | 92 | 60 | 115 | 1 | Elevated | 50000 |  |  | 54000 | 0.05 | 21 | 22 | 0.1 | 0.1 | 0.1 | 0.09 | 0.01 | 0.01 | 0.16 | 0.16 | 0.16 | 0.13 | 0.02 | 0.01 | 0.14 | 0.14 | 0.15 | 0.12 | 0.05 | 0.02 | True |  | Non Federally-Regulated | 03/10/2017 |  | 03/10/2017
Feit Electric Co. | FEIT | LEDRSQ6/930 | Light Emitting Diode | Inseparable Luminaire | Quick Connect | Forward Phase Cut Controls | 67.8 | 3000 | 0.002 | 92 | 70 | 90 | 0.9 | Elevated | 50000 |  |  | 54000 | 0.05 | 21 | 24 | 0.15 | 0.15 | 0.14 | 0.13 | 0.02 | 0.01 | 0.29 | 0.29 | 0.29 | 0.24 | 0.05 | 0.01 | 0.23 | 0.23 | 0.23 | 0.19 | 0.08 | 0.02 | True |  | Non Federally-Regulated | 03/10/2017 |  | 03/10/2017
Feit Electric Co. | FEIT | LEDRSQ4/930 | Light Emitting Diode | Inseparable Luminaire | Quick Connect | Forward Phase Cut Controls | 56.1 | 3000 | 0.0031 | 93 | 80 | 70 | 1 | Elevated | 50000 |  |  | 54000 | 0.05 | 21 | 22 | 0.08 | 0.08 | 0.8 | 0.08 | 0.01 | 0.01 | 0.14 | 0.14 | 0.14 | 0.11 | 0.02 | 0.01 | 0.14 | 0.14 | 0.14 | 0.12 | 0.05 | 0.02 | True |  | Non Federally-Regulated | 03/10/2017 |  | 03/10/2017
Feit Electric Co. | FEIT | LEDR4/927/MP/6 | Light Emitting Diode | Inseparable Luminaire | Quick Connect | Forward Phase Cut Controls | 65.7 | 2700 | 0.0021 | 92 | 62 | 47 | 0.9 | Elevated | 50000 |  |  | 54000 | 0.05 | 21 | 21 | 0.08 | 0.08 | 0.08 | 0.07 | 0.1 | 0 | 0.17 | 0.17 | 0.17 | 0.14 | 0.04 | 0.01 | 0.15 | 0.15 | 0.15 | 0.12 | 0.06 | 0.02 | True |  | Non Federally-Regulated | 03/10/2017 |  | 03/10/2017
Juno Lighting, LLC | Juno | J6RLEWDG4N-3K-6-WH | Light Emitting Diode | Inseparable Luminaire | Direct Wired | Reverse Phase Cut Controls | 74 | 3000 | 0.0022 | 94 | 63 | 248 | 1 | Ambient | 50000 |  |  | 50000 | 0 | 19 | 19 | 0.06 | 0.02 | 0.01 | 0.01 | 0.01 | 0 | 0.09 | 0.02 | 0 | 0 | 0 | 0 | 0.5 | 0.11 | 0.04 | 0.02 | 0 | 0 | True |  | Non Federally-Regulated | 03/10/2017 |  | 03/10/2017
Juno Lighting, LLC | Juno | J6RLWDG4N-3K-6-*** | Light Emitting Diode | Inseparable Luminaire | Direct Wired | Reverse Phase Cut Controls | 67 | 3000 | 0.0015 | 94 | 62 | 248 | 1 | Ambient | 50000 |  |  | 50000 | 0 | 19 | 19 | 0.06 | 0.02 | 0.01 | 0.01 | 0.01 | 0 | 0.09 | 0.02 | 0 | 0 | 0 | 0 | 0.5 | 0.11 | 0.04 | 0.02 | 0 | 0 | True |  | Non Federally-Regulated | 03/10/2017 |  | 03/10/2017
Juno Lighting, LLC | Juno | IC22LWDG4N-3K-1 + 27****** | Light Emitting Diode | Inseparable Luminaire | Direct Wired | Forward Phase Cut Controls | 54 | 3000 | 0.0016 | 93 | 60 | 248 | 1 | Ambient | 42000 |  |  | 42000 | 0 | 19 | 19 | 0.11 | 0.01 | 0.01 | 0 | 0 | 0 | 1 | 0.02 | 0.01 | 0.01 | 0.01 | 0 | 1 | 0.1 | 0.05 | 0.04 | 0.03 | 0.01 | True |  | Non Federally-Regulated | 03/10/2017 |  | 03/10/2017
Juno Lighting, LLC | Juno | IC22LWDG4N-3K-1 + 24**** | Light Emitting Diode | Inseparable Luminaire | Direct Wired | Forward Phase Cut Controls | 53 | 3000 | 0.0016 | 93 | 60 | 248 | 1 | Ambient | 42000 |  |  | 42000 | 0 | 19 | 19 | 0.11 | 0.01 | 0.01 | 0 | 0 | 0 | 1 | 0.02 | 0.01 | 0.01 | 0.01 | 0 | 1 | 0.1 | 0.05 | 0.04 | 0.03 | 0.01 | True |  | Non Federally-Regulated | 03/10/2017 |  | 03/10/2017
Juno Lighting, LLC | Juno | IC22LWDG4N-3K-1 + 239-WH | Light Emitting Diode | Inseparable Luminaire | Direct Wired | Forward Phase Cut Controls | 51 | 3000 | 0.0016 | 93 | 60 | 248 | 1 | Ambient | 42000 |  |  | 42000 | 0 | 19 | 19 | 0.11 | 0.01 | 0.01 | 0 | 0 | 0 | 1 | 0.02 | 0.01 | 0.01 | 0.01 | 0 | 1 | 0.1 | 0.05 | 0.04 | 0.03 | 0.01 | True |  | Non Federally-Regulated | 03/10/2017 |  | 03/10/2017
Juno Lighting, LLC | Juno | IC22RLWDG4N-3K-1 + 27****** | Light Emitting Diode | Inseparable Luminaire | Direct Wired | Forward Phase Cut Controls | 54 | 3000 | 0.0016 | 93 | 60 | 248 | 1 | Ambient | 42000 |  |  | 42000 | 0 | 19 | 19 | 0.11 | 0.01 | 0.01 | 0 | 0 | 0 | 1 | 0.02 | 0.01 | 0.01 | 0.01 | 0 | 1 | 0.1 | 0.05 | 0.04 | 0.03 | 0.01 | True |  | Non Federally-Regulated | 03/10/2017 |  | 03/10/2017
Juno Lighting, LLC | Juno | IC22RLWDG4N-3K-1 + 24**** | Light Emitting Diode | Inseparable Luminaire | Direct Wired | Forward Phase Cut Controls | 53 | 3000 | 0.0016 | 93 | 60 | 248 | 1 | Ambient | 42000 |  |  | 42000 | 0 | 19 | 19 | 0.11 | 0.01 | 0.01 | 0 | 0 | 0 | 1 | 0.02 | 0.01 | 0.01 | 0.01 | 0 | 1 | 0.1 | 0.05 | 0.04 | 0.03 | 0.01 | True |  | Non Federally-Regulated | 03/10/2017 |  | 03/10/2017
Juno Lighting, LLC | Juno | IC22RLWDG4N-3K-1 + 239-WH | Light Emitting Diode | Inseparable Luminaire | Direct Wired | Forward Phase Cut Controls | 51 | 3000 | 0.0016 | 93 | 60 | 248 | 1 | Ambient | 42000 |  |  | 42000 | 0 | 19 | 19 | 0.11 | 0.01 | 0.01 | 0 | 0 | 0 | 1 | 0.02 | 0.01 | 0.01 | 0.01 | 0 | 1 | 0.1 | 0.05 | 0.04 | 0.03 | 0.01 | True |  | Non Federally-Regulated | 03/10/2017 |  | 03/10/2017
Juno Lighting, LLC | Juno | IC20LWDG4N-3K-1 + 204****** | Light Emitting Diode | Inseparable Luminaire | Direct Wired | Forward Phase Cut Controls | 48 | 3000 | 0.0016 | 93 | 60 | 248 | 1 | Ambient | 42000 |  |  | 42000 | 0 | 19 | 19 | 0.11 | 0.01 | 0.01 | 0 | 0 | 0 | 1 | 0.02 | 0.01 | 0.01 | 0.01 | 0 | 1 | 0.1 | 0.05 | 0.04 | 0.03 | 0.01 | True |  | Non Federally-Regulated | 03/10/2017 |  | 03/10/2017
Juno Lighting, LLC | Juno | IC20LWDG4N-3K-1 + 205**** | Light Emitting Diode | Inseparable Luminaire | Direct Wired | Forward Phase Cut Controls | 46 | 3000 | 0.0016 | 93 | 60 | 248 | 1 | Ambient | 42000 |  |  | 42000 | 0 | 19 | 19 | 0.11 | 0.01 | 0.01 | 0 | 0 | 0 | 1 | 0.02 | 0.01 | 0.01 | 0.01 | 0 | 1 | 0.1 | 0.05 | 0.04 | 0.03 | 0.01 | True |  | Non Federally-Regulated | 03/10/2017 |  | 03/10/2017
Juno Lighting, LLC | Juno | IC20LWDG4N-3K-1 + 210**** | Light Emitting Diode | Inseparable Luminaire | Direct Wired | Forward Phase Cut Controls | 45 | 3000 | 0.0016 | 93 | 60 | 248 | 1 | Ambient | 42000 |  |  | 42000 | 0 | 19 | 19 | 0.11 | 0.01 | 0.01 | 0 | 0 | 0 | 1 | 0.02 | 0.01 | 0.01 | 0.01 | 0 | 1 | 0.1 | 0.05 | 0.04 | 0.03 | 0.01 | True |  | Non Federally-Regulated | 03/10/2017 |  | 03/10/2017
Juno Lighting, LLC | Juno | IC20RLWDG4N-3K-1 + 204****** | Light Emitting Diode | Inseparable Luminaire | Direct Wired | Forward Phase Cut Controls | 48 | 3000 | 0.0016 | 93 | 60 | 248 | 1 | Ambient | 42000 |  |  | 42000 | 0 | 19 | 19 | 0.11 | 0.01 | 0.01 | 0 | 0 | 0 | 1 | 0.02 | 0.01 | 0.01 | 0.01 | 0 | 1 | 0.1 | 0.05 | 0.04 | 0.03 | 0.01 | True |  | Non Federally-Regulated | 03/10/2017 |  | 03/10/2017
Juno Lighting, LLC | Juno | IC20RLWDG4N-3K-1 + 205**** | Light Emitting Diode | Inseparable Luminaire | Direct Wired | Forward Phase Cut Controls | 46 | 3000 | 0.0016 | 93 | 60 | 248 | 1 | Ambient | 42000 |  |  | 42000 | 0 | 19 | 19 | 0.11 | 0.01 | 0.01 | 0 | 0 | 0 | 1 | 0.02 | 0.01 | 0.01 | 0.01 | 0 | 1 | 0.1 | 0.05 | 0.04 | 0.03 | 0.01 | True |  | Non Federally-Regulated | 03/10/2017 |  | 03/10/2017
Juno Lighting, LLC | Juno | IC20RLWDG4N-3K-1 + 210**** | Light Emitting Diode | Inseparable Luminaire | Direct Wired | Forward Phase Cut Controls | 45 | 3000 | 0.0016 | 93 | 60 | 248 | 1 | Ambient | 42000 |  |  | 42000 | 0 | 19 | 19 | 0.11 | 0.01 | 0.01 | 0 | 0 | 0 | 1 | 0.02 | 0.01 | 0.01 | 0.01 | 0 | 1 | 0.1 | 0.05 | 0.04 | 0.03 | 0.01 | True |  | Non Federally-Regulated | 03/10/2017 |  | 03/10/2017
Juno Lighting, LLC | Juno | IC1LWDG4N-3K-1 + 4104****** | Light Emitting Diode | Inseparable Luminaire | Direct Wired | Forward Phase Cut Controls | 65 | 3000 | 0.0022 | 94 | 61 | 248 | 1 | Ambient | 25000 |  |  | 28000 | 0 | 19 | 19 | 0.11 | 0.01 | 0.01 | 0 | 0 | 0 | 1 | 0.02 | 0.01 | 0.01 | 0.01 | 0 | 1 | 0.1 | 0.05 | 0.04 | 0.03 | 0.01 | True |  | Non Federally-Regulated | 03/10/2017 |  | 03/10/2017
Juno Lighting, LLC | Juno | IC1LWDG4N-3K-1 + 17***** | Light Emitting Diode | Inseparable Luminaire | Direct Wired | Forward Phase Cut Controls | 58 | 3000 | 0.0022 | 94 | 61 | 248 | 1 | Ambient | 25000 |  |  | 28000 | 0 | 19 | 19 | 0.11 | 0.01 | 0.01 | 0 | 0 | 0 | 1 | 0.02 | 0.01 | 0.01 | 0.01 | 0 | 1 | 0.1 | 0.05 | 0.04 | 0.03 | 0.01 | True |  | Non Federally-Regulated | 03/10/2017 |  | 03/10/2017
Juno Lighting, LLC | Juno | IC1LWDG4N-3K-1 + 4103FROST*** | Light Emitting Diode | Inseparable Luminaire | Direct Wired | Forward Phase Cut Controls | 58 | 3000 | 0.0022 | 94 | 61 | 248 | 1 | Ambient | 25000 |  |  | 28000 | 0 | 19 | 19 | 0.11 | 0.01 | 0.01 | 0 | 0 | 0 | 1 | 0.02 | 0.01 | 0.01 | 0.01 | 0 | 1 | 0.1 | 0.05 | 0.04 | 0.03 | 0.01 | True |  | Non Federally-Regulated | 03/10/2017 |  | 03/10/2017
Juno Lighting, LLC | Juno | IC1LWDG4N-3K-1 + 14***** | Light Emitting Diode | Inseparable Luminaire | Direct Wired | Forward Phase Cut Controls | 57 | 3000 | 0.0022 | 94 | 61 | 248 | 1 | Ambient | 25000 |  |  | 28000 | 0 | 19 | 19 | 0.11 | 0.01 | 0.01 | 0 | 0 | 0 | 1 | 0.02 | 0.01 | 0.01 | 0.01 | 0 | 1 | 0.1 | 0.05 | 0.04 | 0.03 | 0.01 | True |  | Non Federally-Regulated | 03/10/2017 |  | 03/10/2017
Juno Lighting, LLC | Juno | IC1LWDG4N-3K-1 + 12W*** | Light Emitting Diode | Inseparable Luminaire | Direct Wired | Forward Phase Cut Controls | 56 | 3000 | 0.0022 | 94 | 61 | 248 | 1 | Ambient | 25000 |  |  | 28000 | 0 | 19 | 19 | 0.11 | 0.01 | 0.01 | 0 | 0 | 0 | 1 | 0.02 | 0.01 | 0.01 | 0.01 | 0 | 1 | 0.1 | 0.05 | 0.04 | 0.03 | 0.01 | True |  | Non Federally-Regulated | 03/10/2017 |  | 03/10/2017
Juno Lighting, LLC | Juno | IC1LWDG4N-3K-1 + 4101*** | Light Emitting Diode | Inseparable Luminaire | Direct Wired | Forward Phase Cut Controls | 55 | 3000 | 0.0022 | 94 | 61 | 248 | 1 | Ambient | 25000 |  |  | 28000 | 0 | 19 | 19 | 0.11 | 0.01 | 0.01 | 0 | 0 | 0 | 1 | 0.02 | 0.01 | 0.01 | 0.01 | 0 | 1 | 0.1 | 0.05 | 0.04 | 0.03 | 0.01 | True |  | Non Federally-Regulated | 03/10/2017 |  | 03/10/2017
Juno Lighting, LLC | Juno | IC926LWD9G4-3K-1 + 620***** | Light Emitting Diode | Inseparable Luminaire | Direct Wired | Reverse Phase Cut Controls | 54 | 3000 | 0.0027 | 94 | 60 | 251 | 1 | Ambient | 25000 |  |  | 25000 | 0.01 | 19 | 19 | 0.08 | 0 | 0 | 0 | 0 | 0 | 1 | 0.02 | 0.01 | 0.01 | 0 | 0 | 1 | 0.06 | 0.03 | 0.02 | 0.01 | 0.01 | True |  | Non Federally-Regulated | 03/10/2017 |  | 03/10/2017
Juno Lighting, LLC | Juno | IC926LWD9G4-3K-1 + 614***** | Light Emitting Diode | Inseparable Luminaire | Direct Wired | Reverse Phase Cut Controls | 53 | 3000 | 0.0027 | 94 | 60 | 251 | 1 | Ambient | 25000 |  |  | 25000 | 0.01 | 19 | 19 | 0.08 | 0 | 0 | 0 | 0 | 0 | 1 | 0.02 | 0.01 | 0.01 | 0 | 0 | 1 | 0.06 | 0.03 | 0.02 | 0.01 | 0.01 | True |  | Non Federally-Regulated | 03/10/2017 |  | 03/10/2017
Juno Lighting, LLC | Juno | IC928LWD9G4-3K-1 + 602***** | Light Emitting Diode | Inseparable Luminaire | Direct Wired | Reverse Phase Cut Controls | 55 | 3000 | 0.0027 | 94 | 60 | 251 | 1 | Ambient | 25000 |  |  | 25000 | 0.01 | 19 | 19 | 0.08 | 0 | 0 | 0 | 0 | 0 | 1 | 0.02 | 0.01 | 0.01 | 0 | 0 | 1 | 0.06 | 0.03 | 0.02 | 0.01 | 0.01 | True |  | Non Federally-Regulated | 03/10/2017 |  | 03/10/2017
Juno Lighting, LLC | Juno | IC928LWD9G4-3K-1 + 604**** | Light Emitting Diode | Inseparable Luminaire | Direct Wired | Reverse Phase Cut Controls | 53 | 3000 | 0.0027 | 94 | 60 | 251 | 1 | Ambient | 25000 |  |  | 25000 | 0.01 | 19 | 19 | 0.08 | 0 | 0 | 0 | 0 | 0 | 1 | 0.02 | 0.01 | 0.01 | 0 | 0 | 1 | 0.06 | 0.03 | 0.02 | 0.01 | 0.01 | True |  | Non Federally-Regulated | 03/10/2017 |  | 03/10/2017
Juno Lighting, LLC | Juno | IC920*LWDG4-3K-1 + 204C-WH | Light Emitting Diode | Inseparable Luminaire | Direct Wired | Reverse Phase Cut Controls | 62 | 3000 | 0.0019 | 95 | 65 | 251 | 1 | Ambient | 25000 |  |  | 25000 | 0.01 | 19 | 19 | 0.08 | 0 | 0 | 0 | 0 | 0 | 1 | 0.02 | 0.01 | 0.01 | 0 | 0 | 1 | 0.06 | 0.03 | 0.02 | 0.01 | 0.01 | True |  | Non Federally-Regulated | 03/10/2017 |  | 03/10/2017
Juno Lighting, LLC | Juno | IC920*LWDG4-3K-1 + 204G-WH | Light Emitting Diode | Inseparable Luminaire | Direct Wired | Reverse Phase Cut Controls | 59 | 3000 | 0.0019 | 95 | 65 | 251 | 1 | Ambient | 25000 |  |  | 25000 | 0.01 | 19 | 19 | 0.08 | 0 | 0 | 0 | 0 | 0 | 1 | 0.02 | 0.01 | 0.01 | 0 | 0 | 1 | 0.06 | 0.03 | 0.02 | 0.01 | 0.01 | True |  | Non Federally-Regulated | 03/10/2017 |  | 03/10/2017
Juno Lighting, LLC | Juno | IC920*LWDG4-3K-1 + 204HZ-WH | Light Emitting Diode | Inseparable Luminaire | Direct Wired | Reverse Phase Cut Controls | 58 | 3000 | 0.0019 | 95 | 65 | 251 | 1 | Ambient | 25000 |  |  | 25000 | 0.01 | 19 | 19 | 0.08 | 0 | 0 | 0 | 0 | 0 | 1 | 0.02 | 0.01 | 0.01 | 0 | 0 | 1 | 0.06 | 0.03 | 0.02 | 0.01 | 0.01 | True |  | Non Federally-Regulated | 03/10/2017 |  | 03/10/2017
Juno Lighting, LLC | Juno | IC920*LWDG4-3K-1 + 204W****** | Light Emitting Diode | Inseparable Luminaire | Direct Wired | Reverse Phase Cut Controls | 54 | 3000 | 0.0019 | 95 | 65 | 251 | 1 | Ambient | 25000 |  |  | 25000 | 0.01 | 19 | 19 | 0.08 | 0 | 0 | 0 | 0 | 0 | 1 | 0.02 | 0.01 | 0.01 | 0 | 0 | 1 | 0.06 | 0.03 | 0.02 | 0.01 | 0.01 | True |  | Non Federally-Regulated | 03/10/2017 |  | 03/10/2017
Juno Lighting, LLC | Juno | IC920*LWDG4-3K-1 + 204PT-SC | Light Emitting Diode | Inseparable Luminaire | Direct Wired | Reverse Phase Cut Controls | 54 | 3000 | 0.0019 | 95 | 65 | 251 | 1 | Ambient | 25000 |  |  | 25000 | 0.01 | 19 | 19 | 0.08 | 0 | 0 | 0 | 0 | 0 | 1 | 0.02 | 0.01 | 0.01 | 0 | 0 | 1 | 0.06 | 0.03 | 0.02 | 0.01 | 0.01 | True |  | Non Federally-Regulated | 03/10/2017 |  | 03/10/2017
Juno Lighting, LLC | Juno | IC920*LWDG4-3K-1 + 205W-WH | Light Emitting Diode | Inseparable Luminaire | Direct Wired | Reverse Phase Cut Controls | 53 | 3000 | 0.0019 | 95 | 65 | 251 | 1 | Ambient | 25000 |  |  | 25000 | 0.01 | 19 | 19 | 0.08 | 0 | 0 | 0 | 0 | 0 | 1 | 0.02 | 0.01 | 0.01 | 0 | 0 | 1 | 0.06 | 0.03 | 0.02 | 0.01 | 0.01 | True |  | Non Federally-Regulated | 03/10/2017 |  | 03/10/2017
Juno Lighting, LLC | Juno | IC922*LWDG4-3K-1 + 24W-WH | Light Emitting Diode | Inseparable Luminaire | Direct Wired | Reverse Phase Cut Controls | 53 | 3000 | 0.0019 | 95 | 65 | 251 | 1 | Ambient | 25000 |  |  | 25000 | 0.01 | 19 | 19 | 0.08 | 0 | 0 | 0 | 0 | 0 | 1 | 0.02 | 0.01 | 0.01 | 0 | 0 | 1 | 0.06 | 0.03 | 0.02 | 0.01 | 0.01 | True |  | Non Federally-Regulated | 03/10/2017 |  | 03/10/2017
Juno Lighting, LLC | Juno | IC922*LWDG4-3K-1 + 27****** | Light Emitting Diode | Inseparable Luminaire | Direct Wired | Reverse Phase Cut Controls | 53 | 3000 | 0.0019 | 95 | 65 | 251 | 1 | Ambient | 25000 |  |  | 25000 | 0.01 | 19 | 19 | 0.08 | 0 | 0 | 0 | 0 | 0 | 1 | 0.02 | 0.01 | 0.01 | 0 | 0 | 1 | 0.06 | 0.03 | 0.02 | 0.01 | 0.01 | True |  | Non Federally-Regulated | 03/10/2017 |  | 03/10/2017
Juno Lighting, LLC | Juno | IC1422LEDG4-**K-1 + 27****** | Light Emitting Diode | Inseparable Luminaire | Direct Wired | Forward Phase Cut Controls | 53 | 2700 | 0.0002 | 93 | 66 | 245 | 1 | Ambient | 50000 |  |  | 50000 | 0.05 | 21 | 21 | 0.08 | 0.01 | 0 | 0 | 0 | 0 | 0.33 | 0.01 | 0.01 | 0.01 | 0 | 0 | 1 | 0.05 | 0.04 | 0.02 | 0.02 | 0.01 | True |  | Non Federally-Regulated | 03/10/2017 |  | 03/10/2017
Juno Lighting, LLC | Juno | IC1422LEDG4-**K-1 + 27HYP3-****** | Light Emitting Diode | Inseparable Luminaire | Direct Wired | Forward Phase Cut Controls | 60 | 2700 | 0.0002 | 93 | 66 | 245 | 1 | Ambient | 50000 |  |  | 50000 | 0.05 | 21 | 21 | 0.08 | 0.01 | 0 | 0 | 0 | 0 | 0.33 | 0.01 | 0.01 | 0.01 | 0 | 0 | 1 | 0.05 | 0.04 | 0.02 | 0.02 | 0.01 | True |  | Non Federally-Regulated | 03/10/2017 |  | 03/10/2017
Juno Lighting, LLC | Juno | IC1422LEDG4-**K-1 + 24***** | Light Emitting Diode | Inseparable Luminaire | Direct Wired | Forward Phase Cut Controls | 53 | 2700 | 0.0002 | 93 | 66 | 245 | 1 | Ambient | 50000 |  |  | 50000 | 0.05 | 21 | 21 | 0.08 | 0.01 | 0 | 0 | 0 | 0 | 0.33 | 0.01 | 0.01 | 0.01 | 0 | 0 | 1 | 0.05 | 0.04 | 0.02 | 0.02 | 0.01 | True |  | Non Federally-Regulated | 03/10/2017 |  | 03/10/2017
Juno Lighting, LLC | Juno | IC1422LEDG4-**K-1 + 239-WH | Light Emitting Diode | Inseparable Luminaire | Direct Wired | Forward Phase Cut Controls | 50 | 2700 | 0.0002 | 93 | 66 | 245 | 1 | Ambient | 50000 |  |  | 50000 | 0.05 | 21 | 21 | 0.08 | 0.01 | 0 | 0 | 0 | 0 | 0.33 | 0.01 | 0.01 | 0.01 | 0 | 0 | 1 | 0.05 | 0.04 | 0.02 | 0.02 | 0.01 | True |  | Non Federally-Regulated | 03/10/2017 |  | 03/10/2017
Juno Lighting, LLC | Juno | IC1420LEDG4-**K-1 + 204****** | Light Emitting Diode | Inseparable Luminaire | Direct Wired | Forward Phase Cut Controls | 47 | 2700 | 0.0002 | 93 | 66 | 245 | 1 | Ambient | 50000 |  |  | 50000 | 0.05 | 21 | 21 | 0.08 | 0.01 | 0 | 0 | 0 | 0 | 0.33 | 0.01 | 0.01 | 0.01 | 0 | 0 | 1 | 0.05 | 0.04 | 0.02 | 0.02 | 0.01 | True |  | Non Federally-Regulated | 03/10/2017 |  | 03/10/2017
Juno Lighting, LLC | Juno | IC1420LEDG4-**K-1 + 204HYP3-***** | Light Emitting Diode | Inseparable Luminaire | Direct Wired | Forward Phase Cut Controls | 55 | 2700 | 0.0002 | 93 | 66 | 245 | 1 | Ambient | 50000 |  |  | 50000 | 0.05 | 21 | 21 | 0.08 | 0.01 | 0 | 0 | 0 | 0 | 0.33 | 0.01 | 0.01 | 0.01 | 0 | 0 | 1 | 0.05 | 0.04 | 0.02 | 0.02 | 0.01 | True |  | Non Federally-Regulated | 03/10/2017 |  | 03/10/2017
Juno Lighting, LLC | Juno | IC1420LEDG4-**K-1 + 205***** | Light Emitting Diode | Inseparable Luminaire | Direct Wired | Forward Phase Cut Controls | 45 | 2700 | 0.0002 | 93 | 66 | 245 | 1 | Ambient | 50000 |  |  | 50000 | 0.05 | 21 | 21 | 0.08 | 0.01 | 0 | 0 | 0 | 0 | 0.33 | 0.01 | 0.01 | 0.01 | 0 | 0 | 1 | 0.05 | 0.04 | 0.02 | 0.02 | 0.01 | True |  | Non Federally-Regulated | 03/10/2017 |  | 03/10/2017
Juno Lighting, LLC | Juno | IC1420LEDG4-**K-1 + 210**** | Light Emitting Diode | Inseparable Luminaire | Direct Wired | Forward Phase Cut Controls | 45 | 2700 | 0.0002 | 93 | 66 | 245 | 1 | Ambient | 50000 |  |  | 50000 | 0.05 | 21 | 21 | 0.08 | 0.01 | 0 | 0 | 0 | 0 | 0.33 | 0.01 | 0.01 | 0.01 | 0 | 0 | 1 | 0.05 | 0.04 | 0.02 | 0.02 | 0.01 | True |  | Non Federally-Regulated | 03/10/2017 |  | 03/10/2017
Juno Lighting, LLC | Juno | IC1422LEDG4-**K-U + 27****** | Light Emitting Diode | Inseparable Luminaire | Direct Wired | 0-10 VDC Controls | 53 | 2700 | 0.0006 | 93 | 66 | 160 | 1 | Ambient | 50000 |  |  | 50000 | 0.06 | 21 | 21 | 0.06 | 0 | 0 | 0 | 0 | 0 | 0.25 | 0.02 | 0.01 | 0.01 | 0.01 | 0 | 0.56 | 0.03 | 0.02 | 0.01 | 0.01 | 0.01 | True |  | Non Federally-Regulated | 03/10/2017 |  | 03/10/2017
Juno Lighting, LLC | Juno | IC1422LEDG4-**K-U + 27HYP3-****** | Light Emitting Diode | Inseparable Luminaire | Direct Wired | 0-10 VDC Controls | 60 | 2700 | 0.0006 | 93 | 66 | 160 | 1 | Ambient | 50000 |  |  | 50000 | 0.06 | 21 | 21 | 0.06 | 0 | 0 | 0 | 0 | 0 | 0.25 | 0.02 | 0.01 | 0.01 | 0.01 | 0 | 0.56 | 0.03 | 0.02 | 0.01 | 0.01 | 0.01 | True |  | Non Federally-Regulated | 03/10/2017 |  | 03/10/2017
Juno Lighting, LLC | Juno | IC1422LEDG4-**K-U + 24***** | Light Emitting Diode | Inseparable Luminaire | Direct Wired | 0-10 VDC Controls | 53 | 2700 | 0.0006 | 93 | 66 | 160 | 1 | Ambient | 50000 |  |  | 50000 | 0.06 | 21 | 21 | 0.06 | 0 | 0 | 0 | 0 | 0 | 0.25 | 0.02 | 0.01 | 0.01 | 0.01 | 0 | 0.56 | 0.03 | 0.02 | 0.01 | 0.01 | 0.01 | True |  | Non Federally-Regulated | 03/10/2017 |  | 03/10/2017
Juno Lighting, LLC | Juno | IC1422LEDG4-**K-U + 239-WH | Light Emitting Diode | Inseparable Luminaire | Direct Wired | 0-10 VDC Controls | 50 | 2700 | 0.0006 | 93 | 66 | 160 | 1 | Ambient | 50000 |  |  | 50000 | 0.06 | 21 | 21 | 0.06 | 0 | 0 | 0 | 0 | 0 | 0.25 | 0.02 | 0.01 | 0.01 | 0.01 | 0 | 0.56 | 0.03 | 0.02 | 0.01 | 0.01 | 0.01 | True |  | Non Federally-Regulated | 03/10/2017 |  | 03/10/2017
Juno Lighting, LLC | Juno | IC1420LEDG4-**K-U + 204****** | Light Emitting Diode | Inseparable Luminaire | Direct Wired | 0-10 VDC Controls | 47 | 2700 | 0.0006 | 93 | 66 | 160 | 1 | Ambient | 50000 |  |  | 50000 | 0.06 | 21 | 21 | 0.06 | 0 | 0 | 0 | 0 | 0 | 0.25 | 0.02 | 0.01 | 0.01 | 0.01 | 0 | 0.56 | 0.03 | 0.02 | 0.01 | 0.01 | 0.01 | True |  | Non Federally-Regulated | 03/10/2017 |  | 03/10/2017
Juno Lighting, LLC | Juno | IC1420LEDG4-**K-U + 204HYP3-***** | Light Emitting Diode | Inseparable Luminaire | Direct Wired | 0-10 VDC Controls | 55 | 2700 | 0.0006 | 93 | 66 | 160 | 1 | Ambient | 50000 |  |  | 50000 | 0.06 | 21 | 21 | 0.06 | 0 | 0 | 0 | 0 | 0 | 0.25 | 0.02 | 0.01 | 0.01 | 0.01 | 0 | 0.56 | 0.03 | 0.02 | 0.01 | 0.01 | 0.01 | True |  | Non Federally-Regulated | 03/10/2017 |  | 03/10/2017
Juno Lighting, LLC | Juno | IC1420LEDG4-**K-U + 205***** | Light Emitting Diode | Inseparable Luminaire | Direct Wired | 0-10 VDC Controls | 45 | 2700 | 0.0006 | 93 | 66 | 160 | 1 | Ambient | 50000 |  |  | 50000 | 0.06 | 21 | 21 | 0.06 | 0 | 0 | 0 | 0 | 0 | 0.25 | 0.02 | 0.01 | 0.01 | 0.01 | 0 | 0.56 | 0.03 | 0.02 | 0.01 | 0.01 | 0.01 | True |  | Non Federally-Regulated | 03/10/2017 |  | 03/10/2017
Juno Lighting, LLC | Juno | IC1420LEDG4-**K-U + 210**** | Light Emitting Diode | Inseparable Luminaire | Direct Wired | 0-10 VDC Controls | 45 | 2700 | 0.0006 | 93 | 66 | 160 | 1 | Ambient | 50000 |  |  | 50000 | 0.06 | 21 | 21 | 0.06 | 0 | 0 | 0 | 0 | 0 | 0.25 | 0.02 | 0.01 | 0.01 | 0.01 | 0 | 0.56 | 0.03 | 0.02 | 0.01 | 0.01 | 0.01 | True |  | Non Federally-Regulated | 03/10/2017 |  | 03/10/2017
Juno Lighting, LLC | Juno | IC926LED14G4-**K-1 + 620**** | Light Emitting Diode | Inseparable Luminaire | Direct Wired | Forward Phase Cut Controls | 60 | 2700 | 0.0002 | 93 | 66 | 245 | 1 | Ambient | 50000 |  |  | 50000 | 0.06 | 21 | 21 | 0.08 | 0.01 | 0 | 0 | 0 | 0 | 0.33 | 0.01 | 0.01 | 0.01 | 0 | 0 | 1 | 0.05 | 0.04 | 0.02 | 0.02 | 0.01 | True |  | Non Federally-Regulated | 03/10/2017 |  | 03/10/2017
Juno Lighting, LLC | Juno | IC926LED14G4-**K-1 + 614**** | Light Emitting Diode | Inseparable Luminaire | Direct Wired | Forward Phase Cut Controls | 59 | 2700 | 0.0002 | 93 | 66 | 245 | 1 | Ambient | 50000 |  |  | 50000 | 0.06 | 21 | 21 | 0.08 | 0.01 | 0 | 0 | 0 | 0 | 0.33 | 0.01 | 0.01 | 0.01 | 0 | 0 | 1 | 0.05 | 0.04 | 0.02 | 0.02 | 0.01 | True |  | Non Federally-Regulated | 03/10/2017 |  | 03/10/2017
Juno Lighting, LLC | Juno | IC928LED14G4-**K-1 + 602**** | Light Emitting Diode | Inseparable Luminaire | Direct Wired | Forward Phase Cut Controls | 62 | 2700 | 0.0002 | 93 | 66 | 245 | 1 | Ambient | 50000 |  |  | 50000 | 0.06 | 21 | 21 | 0.08 | 0.01 | 0 | 0 | 0 | 0 | 0.33 | 0.01 | 0.01 | 0.01 | 0 | 0 | 1 | 0.05 | 0.04 | 0.02 | 0.02 | 0.01 | True |  | Non Federally-Regulated | 03/10/2017 |  | 03/10/2017
Juno Lighting, LLC | Juno | IC928LED14G4-**K-1 + 604**** | Light Emitting Diode | Inseparable Luminaire | Direct Wired | Forward Phase Cut Controls | 60 | 2700 | 0.0002 | 93 | 66 | 245 | 1 | Ambient | 50000 |  |  | 50000 | 0.06 | 21 | 21 | 0.08 | 0.01 | 0 | 0 | 0 | 0 | 0.33 | 0.01 | 0.01 | 0.01 | 0 | 0 | 1 | 0.05 | 0.04 | 0.02 | 0.02 | 0.01 | True |  | Non Federally-Regulated | 03/10/2017 |  | 03/10/2017
Juno Lighting, LLC | Juno | IC926LED14G4-**K-U + 620**** | Light Emitting Diode | Inseparable Luminaire | Direct Wired | 0-10 VDC Controls | 60 | 2700 | 0.0006 | 93 | 66 | 160 | 1 | Ambient | 50000 |  |  | 50000 | 0.06 | 21 | 21 | 0.06 | 0 | 0 | 0 | 0 | 0 | 0.25 | 0.02 | 0.01 | 0.01 | 0.01 | 0 | 0.56 | 0.03 | 0.02 | 0.01 | 0.01 | 0.01 | True |  | Non Federally-Regulated | 03/10/2017 |  | 03/10/2017
Juno Lighting, LLC | Juno | IC926LED14G4-**K-U + 614**** | Light Emitting Diode | Inseparable Luminaire | Direct Wired | 0-10 VDC Controls | 59 | 2700 | 0.0006 | 93 | 66 | 160 | 1 | Ambient | 50000 |  |  | 50000 | 0.06 | 21 | 21 | 0.06 | 0 | 0 | 0 | 0 | 0 | 0.25 | 0.02 | 0.01 | 0.01 | 0.01 | 0 | 0.56 | 0.03 | 0.02 | 0.01 | 0.01 | 0.01 | True |  | Non Federally-Regulated | 03/10/2017 |  | 03/10/2017
Juno Lighting, LLC | Juno | IC928LED14G4-**K-U + 602**** | Light Emitting Diode | Inseparable Luminaire | Direct Wired | 0-10 VDC Controls | 62 | 2700 | 0.0006 | 93 | 66 | 160 | 1 | Ambient | 50000 |  |  | 50000 | 0.06 | 21 | 21 | 0.06 | 0 | 0 | 0 | 0 | 0 | 0.25 | 0.02 | 0.01 | 0.01 | 0.01 | 0 | 0.56 | 0.03 | 0.02 | 0.01 | 0.01 | 0.01 | True |  | Non Federally-Regulated | 03/10/2017 |  | 03/10/2017
Juno Lighting, LLC | Juno | IC928LED14G4-**K-U + 604**** | Light Emitting Diode | Inseparable Luminaire | Direct Wired | 0-10 VDC Controls | 60 | 2700 | 0.0006 | 93 | 66 | 160 | 1 | Ambient | 50000 |  |  | 50000 | 0.06 | 21 | 21 | 0.06 | 0 | 0 | 0 | 0 | 0 | 0.25 | 0.02 | 0.01 | 0.01 | 0.01 | 0 | 0.56 | 0.03 | 0.02 | 0.01 | 0.01 | 0.01 | True |  | Non Federally-Regulated | 03/10/2017 |  | 03/10/2017
Juno Lighting, LLC | Juno | IC91*LEDG4-**K-U + 17****** | Light Emitting Diode | Inseparable Luminaire | Direct Wired | 0-10 VDC Controls | 63 | 2700 | 0.0008 | 92 | 60 | 160 | 1 | Ambient | 50000 |  |  | 50000 | 0.06 | 23 | 19 | 0.04 | 0 | 0 | 0 | 0 | 0 | 0.16 | 0.01 | 0.01 | 0.01 | 0 | 0 | 0.32 | 0.02 | 0.02 | 0.01 | 0.01 | 0.01 | True |  | Non Federally-Regulated | 03/10/2017 |  | 03/10/2017
Juno Lighting, LLC | Juno | IC91*LEDG4-**K-U + 14**** | Light Emitting Diode | Inseparable Luminaire | Direct Wired | 0-10 VDC Controls | 62 | 2700 | 0.0008 | 92 | 60 | 160 | 1 | Ambient | 50000 |  |  | 50000 | 0.06 | 23 | 19 | 0.04 | 0 | 0 | 0 | 0 | 0 | 0.16 | 0.01 | 0.01 | 0.01 | 0 | 0 | 0.32 | 0.02 | 0.02 | 0.01 | 0.01 | 0.01 | True |  | Non Federally-Regulated | 03/10/2017 |  | 03/10/2017
Juno Lighting, LLC | Juno | IC91*LEDG4-**K-U + 12W-WH | Light Emitting Diode | Inseparable Luminaire | Direct Wired | 0-10 VDC Controls | 60 | 2700 | 0.0008 | 92 | 60 | 160 | 1 | Ambient | 50000 |  |  | 50000 | 0.06 | 23 | 19 | 0.04 | 0 | 0 | 0 | 0 | 0 | 0.16 | 0.01 | 0.01 | 0.01 | 0 | 0 | 0.32 | 0.02 | 0.02 | 0.01 | 0.01 | 0.01 | True |  | Non Federally-Regulated | 03/10/2017 |  | 03/10/2017
Juno Lighting, LLC | Juno | IC91*LEDG4-**K-U + 39***** | Light Emitting Diode | Inseparable Luminaire | Direct Wired | 0-10 VDC Controls | 61 | 2700 | 0.0008 | 92 | 60 | 160 | 1 | Ambient | 50000 |  |  | 50000 | 0.06 | 23 | 19 | 0.04 | 0 | 0 | 0 | 0 | 0 | 0.16 | 0.01 | 0.01 | 0.01 | 0 | 0 | 0.32 | 0.02 | 0.02 | 0.01 | 0.01 | 0.01 | True |  | Non Federally-Regulated | 03/10/2017 |  | 03/10/2017
Juno Lighting, LLC | Juno | IC91*LEDG4-**K-U + 17SQ-W-WH | Light Emitting Diode | Inseparable Luminaire | Direct Wired | 0-10 VDC Controls | 54 | 2700 | 0.0008 | 92 | 60 | 160 | 1 | Ambient | 50000 |  |  | 50000 | 0.06 | 23 | 19 | 0.04 | 0 | 0 | 0 | 0 | 0 | 0.16 | 0.01 | 0.01 | 0.01 | 0 | 0 | 0.32 | 0.02 | 0.02 | 0.01 | 0.01 | 0.01 | True |  | Non Federally-Regulated | 03/10/2017 |  | 03/10/2017
Juno Lighting, LLC | Juno | IC91*LEDG4-**K-U + 12SQ-W-WH | Light Emitting Diode | Inseparable Luminaire | Direct Wired | 0-10 VDC Controls | 58 | 2700 | 0.0008 | 92 | 60 | 160 | 1 | Ambient | 50000 |  |  | 50000 | 0.06 | 23 | 19 | 0.04 | 0 | 0 | 0 | 0 | 0 | 0.16 | 0.01 | 0.01 | 0.01 | 0 | 0 | 0.32 | 0.02 | 0.02 | 0.01 | 0.01 | 0.01 | True |  | Non Federally-Regulated | 03/10/2017 |  | 03/10/2017
Juno Lighting, LLC | Juno | IC91*LEDG4-**K-U + 17HYP2-***** | Light Emitting Diode | Inseparable Luminaire | Direct Wired | 0-10 VDC Controls | 56 | 2700 | 0.0008 | 92 | 60 | 160 | 1 | Ambient | 50000 |  |  | 50000 | 0.06 | 23 | 19 | 0.04 | 0 | 0 | 0 | 0 | 0 | 0.16 | 0.01 | 0.01 | 0.01 | 0 | 0 | 0.32 | 0.02 | 0.02 | 0.01 | 0.01 | 0.01 | True |  | Non Federally-Regulated | 03/10/2017 |  | 03/10/2017
Juno Lighting, LLC | Juno | IC91*LEDG4-**K-U + 410****** | Light Emitting Diode | Inseparable Luminaire | Direct Wired | 0-10 VDC Controls | 60 | 2700 | 0.0008 | 92 | 60 | 160 | 1 | Ambient | 50000 |  |  | 50000 | 0.06 | 23 | 19 | 0.04 | 0 | 0 | 0 | 0 | 0 | 0.16 | 0.01 | 0.01 | 0.01 | 0 | 0 | 0.32 | 0.02 | 0.02 | 0.01 | 0.01 | 0.01 | True |  | Non Federally-Regulated | 03/10/2017 |  | 03/10/2017
Juno Lighting, LLC | Juno | IC91*LEDG4-**K-1 + 17****** | Light Emitting Diode | Inseparable Luminaire | Direct Wired | Forward Phase Cut Controls | 66 | 2700 | 0.0008 | 92 | 60 | 268 | 1 | Ambient | 50000 |  |  | 50000 | 0.02 | 19 | 19 | 0.08 | 0.01 | 0 | 0 | 0 | 0 | 0.33 | 0.01 | 0.01 | 0.01 | 0 | 0 | 1 | 0.05 | 0.04 | 0.02 | 0.02 | 0.01 | True |  | Non Federally-Regulated | 03/10/2017 |  | 03/10/2017
Juno Lighting, LLC | Juno | IC91*LEDG4-**K-1 + 14**** | Light Emitting Diode | Inseparable Luminaire | Direct Wired | Forward Phase Cut Controls | 65 | 2700 | 0.0008 | 92 | 60 | 268 | 1 | Ambient | 50000 |  |  | 50000 | 0.02 | 19 | 19 | 0.08 | 0.01 | 0 | 0 | 0 | 0 | 0.33 | 0.01 | 0.01 | 0.01 | 0 | 0 | 1 | 0.05 | 0.04 | 0.02 | 0.02 | 0.01 | True |  | Non Federally-Regulated | 03/10/2017 |  | 03/10/2017
Juno Lighting, LLC | Juno | IC91*LEDG4-**K-1 + 12W-WH | Light Emitting Diode | Inseparable Luminaire | Direct Wired | Forward Phase Cut Controls | 63 | 2700 | 0.0008 | 92 | 60 | 268 | 1 | Ambient | 50000 |  |  | 50000 | 0.02 | 19 | 19 | 0.08 | 0.01 | 0 | 0 | 0 | 0 | 0.33 | 0.01 | 0.01 | 0.01 | 0 | 0 | 1 | 0.05 | 0.04 | 0.02 | 0.02 | 0.01 | True |  | Non Federally-Regulated | 03/10/2017 |  | 03/10/2017
Juno Lighting, LLC | Juno | IC91*LEDG4-**K-1 + 39***** | Light Emitting Diode | Inseparable Luminaire | Direct Wired | Forward Phase Cut Controls | 65 | 2700 | 0.0008 | 92 | 60 | 268 | 1 | Ambient | 50000 |  |  | 50000 | 0.02 | 19 | 19 | 0.08 | 0.01 | 0 | 0 | 0 | 0 | 0.33 | 0.01 | 0.01 | 0.01 | 0 | 0 | 1 | 0.05 | 0.04 | 0.02 | 0.02 | 0.01 | True |  | Non Federally-Regulated | 03/10/2017 |  | 03/10/2017
Juno Lighting, LLC | Juno | IC91*LEDG4-**K-1 + 17SQ-W-WH | Light Emitting Diode | Inseparable Luminaire | Direct Wired | Forward Phase Cut Controls | 57 | 2700 | 0.0008 | 92 | 60 | 268 | 1 | Ambient | 50000 |  |  | 50000 | 0.02 | 19 | 19 | 0.08 | 0.01 | 0 | 0 | 0 | 0 | 0.33 | 0.01 | 0.01 | 0.01 | 0 | 0 | 1 | 0.05 | 0.04 | 0.02 | 0.02 | 0.01 | True |  | Non Federally-Regulated | 03/10/2017 |  | 03/10/2017
Juno Lighting, LLC | Juno | IC91*LEDG4-**K-1 + 12SQ-W-WH | Light Emitting Diode | Inseparable Luminaire | Direct Wired | Forward Phase Cut Controls | 61 | 2700 | 0.0008 | 92 | 60 | 268 | 1 | Ambient | 50000 |  |  | 50000 | 0.02 | 19 | 19 | 0.08 | 0.01 | 0 | 0 | 0 | 0 | 0.33 | 0.01 | 0.01 | 0.01 | 0 | 0 | 1 | 0.05 | 0.04 | 0.02 | 0.02 | 0.01 | True |  | Non Federally-Regulated | 03/10/2017 |  | 03/10/2017
Juno Lighting, LLC | Juno | IC91*LEDG4-**K-1 + 17HYP2-***** | Light Emitting Diode | Inseparable Luminaire | Direct Wired | Forward Phase Cut Controls | 59 | 2700 | 0.0008 | 92 | 60 | 268 | 1 | Ambient | 50000 |  |  | 50000 | 0.02 | 19 | 19 | 0.08 | 0.01 | 0 | 0 | 0 | 0 | 0.33 | 0.01 | 0.01 | 0.01 | 0 | 0 | 1 | 0.05 | 0.04 | 0.02 | 0.02 | 0.01 | True |  | Non Federally-Regulated | 03/10/2017 |  | 03/10/2017
Juno Lighting, LLC | Juno | IC91*LEDG4-**K-1 + 410****** | Light Emitting Diode | Inseparable Luminaire | Direct Wired | Forward Phase Cut Controls | 63 | 2700 | 0.0008 | 92 | 60 | 268 | 1 | Ambient | 50000 |  |  | 50000 | 0.02 | 19 | 19 | 0.08 | 0.01 | 0 | 0 | 0 | 0 | 0.33 | 0.01 | 0.01 | 0.01 | 0 | 0 | 1 | 0.05 | 0.04 | 0.02 | 0.02 | 0.01 | True |  | Non Federally-Regulated | 03/10/2017 |  | 03/10/2017
Juno Lighting, LLC | Juno | IC91*LWDG4-3K-1 + 17****** | Light Emitting Diode | Inseparable Luminaire | Direct Wired | Forward Phase Cut Controls | 55 | 3000 | 0.003 | 94 | 65 | 251 | 1 | Ambient | 25000 |  |  | 25000 | 0.01 | 19 | 19 | 0.08 | 0 | 0 | 0 | 0 | 0 | 1 | 0.02 | 0.01 | 0.01 | 0 | 0 | 1 | 0.06 | 0.03 | 0.02 | 0.01 | 0.01 | True |  | Non Federally-Regulated | 03/10/2017 |  | 03/10/2017
Juno Lighting, LLC | Juno | IC91*LWDG4-3K-1 + 14**** | Light Emitting Diode | Inseparable Luminaire | Direct Wired | Forward Phase Cut Controls | 54 | 3000 | 0.003 | 94 | 65 | 251 | 1 | Ambient | 25000 |  |  | 25000 | 0.01 | 19 | 19 | 0.08 | 0 | 0 | 0 | 0 | 0 | 1 | 0.02 | 0.01 | 0.01 | 0 | 0 | 1 | 0.06 | 0.03 | 0.02 | 0.01 | 0.01 | True |  | Non Federally-Regulated | 03/10/2017 |  | 03/10/2017
Juno Lighting, LLC | Juno | IC91*LWDG4-3K-1 + 39****** | Light Emitting Diode | Inseparable Luminaire | Direct Wired | Forward Phase Cut Controls | 54 | 3000 | 0.003 | 94 | 65 | 251 | 1 | Ambient | 25000 |  |  | 25000 | 0.01 | 19 | 19 | 0.08 | 0 | 0 | 0 | 0 | 0 | 1 | 0.02 | 0.01 | 0.01 | 0 | 0 | 1 | 0.06 | 0.03 | 0.02 | 0.01 | 0.01 | True |  | Non Federally-Regulated | 03/10/2017 |  | 03/10/2017
Juno Lighting, LLC | Juno | IC91*LWDG4-3K-1 + 17SQ-W-WH | Light Emitting Diode | Inseparable Luminaire | Direct Wired | Forward Phase Cut Controls | 47 | 3000 | 0.003 | 94 | 65 | 251 | 1 | Ambient | 25000 |  |  | 25000 | 0.01 | 19 | 19 | 0.08 | 0 | 0 | 0 | 0 | 0 | 1 | 0.02 | 0.01 | 0.01 | 0 | 0 | 1 | 0.06 | 0.03 | 0.02 | 0.01 | 0.01 | True |  | Non Federally-Regulated | 03/10/2017 |  | 03/10/2017
Juno Lighting, LLC | Juno | IC91*LWDG4-3K-1 + 12******* | Light Emitting Diode | Inseparable Luminaire | Direct Wired | Forward Phase Cut Controls | 50 | 3000 | 0.003 | 94 | 65 | 251 | 1 | Ambient | 25000 |  |  | 25000 | 0.01 | 19 | 19 | 0.08 | 0 | 0 | 0 | 0 | 0 | 1 | 0.02 | 0.01 | 0.01 | 0 | 0 | 1 | 0.06 | 0.03 | 0.02 | 0.01 | 0.01 | True |  | Non Federally-Regulated | 03/10/2017 |  | 03/10/2017
Juno Lighting, LLC | Juno | IC91*LWDG4-3K-1 + 17HYP2-***** | Light Emitting Diode | Inseparable Luminaire | Direct Wired | Forward Phase Cut Controls | 49 | 3000 | 0.003 | 94 | 65 | 251 | 1 | Ambient | 25000 |  |  | 25000 | 0.01 | 19 | 19 | 0.08 | 0 | 0 | 0 | 0 | 0 | 1 | 0.02 | 0.01 | 0.01 | 0 | 0 | 1 | 0.06 | 0.03 | 0.02 | 0.01 | 0.01 | True |  | Non Federally-Regulated | 03/10/2017 |  | 03/10/2017
Juno Lighting, LLC | Juno | IC91*LWDG4-3K-1 + 410******* | Light Emitting Diode | Inseparable Luminaire | Direct Wired | Forward Phase Cut Controls | 52 | 3000 | 0.003 | 94 | 65 | 251 | 1 | Ambient | 25000 |  |  | 25000 | 0.01 | 19 | 19 | 0.08 | 0 | 0 | 0 | 0 | 0 | 1 | 0.02 | 0.01 | 0.01 | 0 | 0 | 1 | 0.06 | 0.03 | 0.02 | 0.01 | 0.01 | True |  | Non Federally-Regulated | 03/10/2017 |  | 03/10/2017
Juno Lighting, LLC | Juno | IC1LEDG4-**K-1 + 17****** | Light Emitting Diode | Inseparable Luminaire | Direct Wired | Forward Phase Cut Controls | 64 | 2700 | 0.0021 | 91 | 58 | 480 | 1 | Ambient | 50000 |  |  | 50000 | 0 | 19 | 19 | 0.04 | 0 | 0 | 0 | 0 | 0 | 0.29 | 0.01 | 0.01 | 0.01 | 0 | 0 | 1 | 0.1 | 0.07 | 0.05 | 0.04 | 0.02 | True |  | Non Federally-Regulated | 03/10/2017 |  | 03/10/2017
Juno Lighting, LLC | Juno | IC1LEDG4-**K-1 + 14***** | Light Emitting Diode | Inseparable Luminaire | Direct Wired | Forward Phase Cut Controls | 64 | 2700 | 0.0021 | 91 | 58 | 480 | 1 | Ambient | 50000 |  |  | 50000 | 0 | 19 | 19 | 0.04 | 0 | 0 | 0 | 0 | 0 | 0.29 | 0.01 | 0.01 | 0.01 | 0 | 0 | 1 | 0.1 | 0.07 | 0.05 | 0.04 | 0.02 | True |  | Non Federally-Regulated | 03/10/2017 |  | 03/10/2017
Juno Lighting, LLC | Juno | IC1LEDG4-**K-1 + 12W-WH | Light Emitting Diode | Inseparable Luminaire | Direct Wired | Forward Phase Cut Controls | 62 | 2700 | 0.0021 | 91 | 58 | 480 | 1 | Ambient | 50000 |  |  | 50000 | 0 | 19 | 19 | 0.04 | 0 | 0 | 0 | 0 | 0 | 0.29 | 0.01 | 0.01 | 0.01 | 0 | 0 | 1 | 0.1 | 0.07 | 0.05 | 0.04 | 0.02 | True |  | Non Federally-Regulated | 03/10/2017 |  | 03/10/2017
Juno Lighting, LLC | Juno | IC1LEDG4-**K-1 + 41**-****** | Light Emitting Diode | Inseparable Luminaire | Direct Wired | Forward Phase Cut Controls | 62 | 2700 | 0.0021 | 91 | 58 | 480 | 1 | Ambient | 50000 |  |  | 50000 | 0 | 19 | 19 | 0.04 | 0 | 0 | 0 | 0 | 0 | 0.29 | 0.01 | 0.01 | 0.01 | 0 | 0 | 1 | 0.1 | 0.07 | 0.05 | 0.04 | 0.02 | True |  | Non Federally-Regulated | 03/10/2017 |  | 03/10/2017
Juno Lighting, LLC | Juno | IC1LEDG4-**K-1 + 17HYP2-***** | Light Emitting Diode | Inseparable Luminaire | Direct Wired | Forward Phase Cut Controls | 59 | 2700 | 0.0021 | 91 | 58 | 480 | 1 | Ambient | 50000 |  |  | 50000 | 0 | 19 | 19 | 0.04 | 0 | 0 | 0 | 0 | 0 | 0.29 | 0.01 | 0.01 | 0.01 | 0 | 0 | 1 | 0.1 | 0.07 | 0.05 | 0.04 | 0.02 | True |  | Non Federally-Regulated | 03/10/2017 |  | 03/10/2017
Juno Lighting, LLC | Juno | IC1LEDG4-**K-1 + 17SQ-**** | Light Emitting Diode | Inseparable Luminaire | Direct Wired | Forward Phase Cut Controls | 58 | 2700 | 0.0021 | 91 | 58 | 480 | 1 | Ambient | 50000 |  |  | 50000 | 0 | 19 | 19 | 0.04 | 0 | 0 | 0 | 0 | 0 | 0.29 | 0.01 | 0.01 | 0.01 | 0 | 0 | 1 | 0.1 | 0.07 | 0.05 | 0.04 | 0.02 | True |  | Non Federally-Regulated | 03/10/2017 |  | 03/10/2017
Juno Lighting, LLC | Juno | IC1LEDG4-**K-1 + 12SQ-**** | Light Emitting Diode | Inseparable Luminaire | Direct Wired | Forward Phase Cut Controls | 60 | 2700 | 0.0021 | 91 | 58 | 480 | 1 | Ambient | 50000 |  |  | 50000 | 0 | 19 | 19 | 0.04 | 0 | 0 | 0 | 0 | 0 | 0.29 | 0.01 | 0.01 | 0.01 | 0 | 0 | 1 | 0.1 | 0.07 | 0.05 | 0.04 | 0.02 | True |  | Non Federally-Regulated | 03/10/2017 |  | 03/10/2017
Juno Lighting, LLC | Juno | IC1LEDG4-**K-U + 17****** | Light Emitting Diode | Inseparable Luminaire | Direct Wired | 0-10 VDC Controls | 63 | 2700 | 0.0021 | 91 | 58 | 480 | 1 | Ambient | 50000 |  |  | 50000 | 0.08 | 19 | 19 | 0.05 | 0 | 0 | 0 | 0 | 0 | 0.23 | 0.02 | 0.01 | 0.01 | 0 | 0 | 0.44 | 0.03 | 0.02 | 0.01 | 0.01 | 0.01 | True |  | Non Federally-Regulated | 03/10/2017 |  | 03/10/2017
Juno Lighting, LLC | Juno | IC1LEDG4-**K-U + 14***** | Light Emitting Diode | Inseparable Luminaire | Direct Wired | 0-10 VDC Controls | 63 | 2700 | 0.0021 | 91 | 58 | 480 | 1 | Ambient | 50000 |  |  | 50000 | 0.08 | 19 | 19 | 0.05 | 0 | 0 | 0 | 0 | 0 | 0.23 | 0.02 | 0.01 | 0.01 | 0 | 0 | 0.44 | 0.03 | 0.02 | 0.01 | 0.01 | 0.01 | True |  | Non Federally-Regulated | 03/10/2017 |  | 03/10/2017
Juno Lighting, LLC | Juno | IC1LEDG4-**K-U + 12W-WH | Light Emitting Diode | Inseparable Luminaire | Direct Wired | 0-10 VDC Controls | 61 | 2700 | 0.0021 | 91 | 58 | 480 | 1 | Ambient | 50000 |  |  | 50000 | 0.08 | 19 | 19 | 0.05 | 0 | 0 | 0 | 0 | 0 | 0.23 | 0.02 | 0.01 | 0.01 | 0 | 0 | 0.44 | 0.03 | 0.02 | 0.01 | 0.01 | 0.01 | True |  | Non Federally-Regulated | 03/10/2017 |  | 03/10/2017
Juno Lighting, LLC | Juno | IC1LEDG4-**K-U + 41**-****** | Light Emitting Diode | Inseparable Luminaire | Direct Wired | 0-10 VDC Controls | 61 | 2700 | 0.0021 | 91 | 58 | 480 | 1 | Ambient | 50000 |  |  | 50000 | 0.08 | 19 | 19 | 0.05 | 0 | 0 | 0 | 0 | 0 | 0.23 | 0.02 | 0.01 | 0.01 | 0 | 0 | 0.44 | 0.03 | 0.02 | 0.01 | 0.01 | 0.01 | True |  | Non Federally-Regulated | 03/10/2017 |  | 03/10/2017
Juno Lighting, LLC | Juno | IC1LEDG4-**K-U + 17HYP2-***** | Light Emitting Diode | Inseparable Luminaire | Direct Wired | 0-10 VDC Controls | 58 | 2700 | 0.0021 | 91 | 58 | 480 | 1 | Ambient | 50000 |  |  | 50000 | 0.08 | 19 | 19 | 0.05 | 0 | 0 | 0 | 0 | 0 | 0.23 | 0.02 | 0.01 | 0.01 | 0 | 0 | 0.44 | 0.03 | 0.02 | 0.01 | 0.01 | 0.01 | True |  | Non Federally-Regulated | 03/10/2017 |  | 03/10/2017
Juno Lighting, LLC | Juno | IC1LEDG4-**K-U + 17SQ-**** | Light Emitting Diode | Inseparable Luminaire | Direct Wired | 0-10 VDC Controls | 57 | 2700 | 0.0021 | 91 | 58 | 480 | 1 | Ambient | 50000 |  |  | 50000 | 0.08 | 19 | 19 | 0.05 | 0 | 0 | 0 | 0 | 0 | 0.23 | 0.02 | 0.01 | 0.01 | 0 | 0 | 0.44 | 0.03 | 0.02 | 0.01 | 0.01 | 0.01 | True |  | Non Federally-Regulated | 03/10/2017 |  | 03/10/2017
Juno Lighting, LLC | Juno | IC1LEDG4-**K-U + 12SQ-**** | Light Emitting Diode | Inseparable Luminaire | Direct Wired | 0-10 VDC Controls | 59 | 2700 | 0.0021 | 91 | 58 | 480 | 1 | Ambient | 50000 |  |  | 50000 | 0.08 | 19 | 19 | 0.05 | 0 | 0 | 0 | 0 | 0 | 0.23 | 0.02 | 0.01 | 0.01 | 0 | 0 | 0.44 | 0.03 | 0.02 | 0.01 | 0.01 | 0.01 | True |  | Non Federally-Regulated | 03/10/2017 |  | 03/10/2017
Juno Lighting, LLC | Juno | IC1RLEDG4-**K-1 + 17****** | Light Emitting Diode | Inseparable Luminaire | Direct Wired | Forward Phase Cut Controls | 64 | 2700 | 0.0021 | 91 | 58 | 480 | 1 | Ambient | 50000 |  |  | 50000 | 0 | 19 | 19 | 0.04 | 0 | 0 | 0 | 0 | 0 | 0.29 | 0.01 | 0.01 | 0.01 | 0 | 0 | 1 | 0.1 | 0.07 | 0.05 | 0.04 | 0.02 | True |  | Non Federally-Regulated | 03/10/2017 |  | 03/10/2017
Juno Lighting, LLC | Juno | IC1RLEDG4-**K-1 + 14***** | Light Emitting Diode | Inseparable Luminaire | Direct Wired | Forward Phase Cut Controls | 64 | 2700 | 0.0021 | 91 | 58 | 480 | 1 | Ambient | 50000 |  |  | 50000 | 0 | 19 | 19 | 0.04 | 0 | 0 | 0 | 0 | 0 | 0.29 | 0.01 | 0.01 | 0.01 | 0 | 0 | 1 | 0.1 | 0.07 | 0.05 | 0.04 | 0.02 | True |  | Non Federally-Regulated | 03/10/2017 |  | 03/10/2017
Juno Lighting, LLC | Juno | IC1RLEDG4-**K-1 + 12W-WH | Light Emitting Diode | Inseparable Luminaire | Direct Wired | Forward Phase Cut Controls | 62 | 2700 | 0.0021 | 91 | 58 | 480 | 1 | Ambient | 50000 |  |  | 50000 | 0 | 19 | 19 | 0.04 | 0 | 0 | 0 | 0 | 0 | 0.29 | 0.01 | 0.01 | 0.01 | 0 | 0 | 1 | 0.1 | 0.07 | 0.05 | 0.04 | 0.02 | True |  | Non Federally-Regulated | 03/10/2017 |  | 03/10/2017
Juno Lighting, LLC | Juno | IC1RLEDG4-**K-1 + 41**-****** | Light Emitting Diode | Inseparable Luminaire | Direct Wired | Forward Phase Cut Controls | 62 | 2700 | 0.0021 | 91 | 58 | 480 | 1 | Ambient | 50000 |  |  | 50000 | 0 | 19 | 19 | 0.04 | 0 | 0 | 0 | 0 | 0 | 0.29 | 0.01 | 0.01 | 0.01 | 0 | 0 | 1 | 0.1 | 0.07 | 0.05 | 0.04 | 0.02 | True |  | Non Federally-Regulated | 03/10/2017 |  | 03/10/2017
Juno Lighting, LLC | Juno | IC1RLEDG4-**K-1 + 17HYP2-***** | Light Emitting Diode | Inseparable Luminaire | Direct Wired | Forward Phase Cut Controls | 59 | 2700 | 0.0021 | 91 | 58 | 480 | 1 | Ambient | 50000 |  |  | 50000 | 0 | 19 | 19 | 0.04 | 0 | 0 | 0 | 0 | 0 | 0.29 | 0.01 | 0.01 | 0.01 | 0 | 0 | 1 | 0.1 | 0.07 | 0.05 | 0.04 | 0.02 | True |  | Non Federally-Regulated | 03/10/2017 |  | 03/10/2017
Juno Lighting, LLC | Juno | IC1RLEDG4-**K-1 + 17SQ-**** | Light Emitting Diode | Inseparable Luminaire | Direct Wired | Forward Phase Cut Controls | 58 | 2700 | 0.0021 | 91 | 58 | 480 | 1 | Ambient | 50000 |  |  | 50000 | 0 | 19 | 19 | 0.04 | 0 | 0 | 0 | 0 | 0 | 0.29 | 0.01 | 0.01 | 0.01 | 0 | 0 | 1 | 0.1 | 0.07 | 0.05 | 0.04 | 0.02 | True |  | Non Federally-Regulated | 03/10/2017 |  | 03/10/2017
Juno Lighting, LLC | Juno | IC1RLEDG4-**K-1 + 12SQ-**** | Light Emitting Diode | Inseparable Luminaire | Direct Wired | Forward Phase Cut Controls | 60 | 2700 | 0.0021 | 91 | 58 | 480 | 1 | Ambient | 50000 |  |  | 50000 | 0 | 19 | 19 | 0.04 | 0 | 0 | 0 | 0 | 0 | 0.29 | 0.01 | 0.01 | 0.01 | 0 | 0 | 1 | 0.1 | 0.07 | 0.05 | 0.04 | 0.02 | True |  | Non Federally-Regulated | 03/10/2017 |  | 03/10/2017
Juno Lighting, LLC | Juno | IC1RLEDG4-**K-U + 17****** | Light Emitting Diode | Inseparable Luminaire | Direct Wired | 0-10 VDC Controls | 63 | 2700 | 0.0021 | 91 | 58 | 480 | 1 | Ambient | 50000 |  |  | 50000 | 0.08 | 19 | 19 | 0.05 | 0 | 0 | 0 | 0 | 0 | 0.23 | 0.02 | 0.01 | 0.01 | 0 | 0 | 0.44 | 0.03 | 0.02 | 0.01 | 0.01 | 0.01 | True |  | Non Federally-Regulated | 03/10/2017 |  | 03/10/2017
Juno Lighting, LLC | Juno | IC1RLEDG4-**K-U + 14***** | Light Emitting Diode | Inseparable Luminaire | Direct Wired | 0-10 VDC Controls | 63 | 2700 | 0.0021 | 91 | 58 | 480 | 1 | Ambient | 50000 |  |  | 50000 | 0.08 | 19 | 19 | 0.05 | 0 | 0 | 0 | 0 | 0 | 0.23 | 0.02 | 0.01 | 0.01 | 0 | 0 | 0.44 | 0.03 | 0.02 | 0.01 | 0.01 | 0.01 | True |  | Non Federally-Regulated | 03/10/2017 |  | 03/10/2017
Juno Lighting, LLC | Juno | IC1RLEDG4-**K-U + 12W-WH | Light Emitting Diode | Inseparable Luminaire | Direct Wired | 0-10 VDC Controls | 61 | 2700 | 0.0021 | 91 | 58 | 480 | 1 | Ambient | 50000 |  |  | 50000 | 0.08 | 19 | 19 | 0.05 | 0 | 0 | 0 | 0 | 0 | 0.23 | 0.02 | 0.01 | 0.01 | 0 | 0 | 0.44 | 0.03 | 0.02 | 0.01 | 0.01 | 0.01 | True |  | Non Federally-Regulated | 03/10/2017 |  | 03/10/2017
Juno Lighting, LLC | Juno | IC1RLEDG4-**K-U + 41**-****** | Light Emitting Diode | Inseparable Luminaire | Direct Wired | 0-10 VDC Controls | 61 | 2700 | 0.0021 | 91 | 58 | 480 | 1 | Ambient | 50000 |  |  | 50000 | 0.08 | 19 | 19 | 0.05 | 0 | 0 | 0 | 0 | 0 | 0.23 | 0.02 | 0.01 | 0.01 | 0 | 0 | 0.44 | 0.03 | 0.02 | 0.01 | 0.01 | 0.01 | True |  | Non Federally-Regulated | 03/10/2017 |  | 03/10/2017
Juno Lighting, LLC | Juno | IC1RLEDG4-**K-U + 17HYP2-***** | Light Emitting Diode | Inseparable Luminaire | Direct Wired | 0-10 VDC Controls | 58 | 2700 | 0.0021 | 91 | 58 | 480 | 1 | Ambient | 50000 |  |  | 50000 | 0.08 | 19 | 19 | 0.05 | 0 | 0 | 0 | 0 | 0 | 0.23 | 0.02 | 0.01 | 0.01 | 0 | 0 | 0.44 | 0.03 | 0.02 | 0.01 | 0.01 | 0.01 | True |  | Non Federally-Regulated | 03/10/2017 |  | 03/10/2017
Juno Lighting, LLC | Juno | IC1RLEDG4-**K-U + 17SQ-**** | Light Emitting Diode | Inseparable Luminaire | Direct Wired | 0-10 VDC Controls | 57 | 2700 | 0.0021 | 91 | 58 | 480 | 1 | Ambient | 50000 |  |  | 50000 | 0.08 | 19 | 19 | 0.05 | 0 | 0 | 0 | 0 | 0 | 0.23 | 0.02 | 0.01 | 0.01 | 0 | 0 | 0.44 | 0.03 | 0.02 | 0.01 | 0.01 | 0.01 | True |  | Non Federally-Regulated | 03/10/2017 |  | 03/10/2017
Juno Lighting, LLC | Juno | IC1RLEDG4-**K-U + 12SQ-**** | Light Emitting Diode | Inseparable Luminaire | Direct Wired | 0-10 VDC Controls | 59 | 2700 | 0.0021 | 91 | 58 | 480 | 1 | Ambient | 50000 |  |  | 50000 | 0.08 | 19 | 19 | 0.05 | 0 | 0 | 0 | 0 | 0 | 0.23 | 0.02 | 0.01 | 0.01 | 0 | 0 | 0.44 | 0.03 | 0.02 | 0.01 | 0.01 | 0.01 | True |  | Non Federally-Regulated | 03/10/2017 |  | 03/10/2017
Juno Lighting, LLC | Juno | IC22*LEDG4-**K-1 + 24W-WH | Light Emitting Diode | Inseparable Luminaire | Direct Wired | Forward Phase Cut Controls | 71 | 2700 | 0.0016 | 91 | 62 | 292 | 1 | Ambient | 50000 |  |  | 50000 | 0 | 19 | 19 | 0.04 | 0 | 0 | 0 | 0 | 0 | 0.29 | 0.01 | 0.01 | 0.01 | 0 | 0 | 1 | 0.1 | 0.07 | 0.05 | 0.04 | 0.02 | True |  | Non Federally-Regulated | 03/10/2017 |  | 03/10/2017
Juno Lighting, LLC | Juno | IC22*LEDG4-**K-1 + 27****** | Light Emitting Diode | Inseparable Luminaire | Direct Wired | Forward Phase Cut Controls | 58 | 2700 | 0.0016 | 91 | 62 | 292 | 1 | Ambient | 50000 |  |  | 50000 | 0 | 19 | 19 | 0.04 | 0 | 0 | 0 | 0 | 0 | 0.29 | 0.01 | 0.01 | 0.01 | 0 | 0 | 1 | 0.1 | 0.07 | 0.05 | 0.04 | 0.02 | True |  | Non Federally-Regulated | 03/10/2017 |  | 03/10/2017
Juno Lighting, LLC | Juno | IC22*LEDG4-**K-1 + 24B**** | Light Emitting Diode | Inseparable Luminaire | Direct Wired | Forward Phase Cut Controls | 57 | 2700 | 0.0016 | 91 | 62 | 292 | 1 | Ambient | 50000 |  |  | 50000 | 0 | 19 | 19 | 0.04 | 0 | 0 | 0 | 0 | 0 | 0.29 | 0.01 | 0.01 | 0.01 | 0 | 0 | 1 | 0.1 | 0.07 | 0.05 | 0.04 | 0.02 | True |  | Non Federally-Regulated | 03/10/2017 |  | 03/10/2017
Juno Lighting, LLC | Juno | IC22*LEDG4-**K-1 + 239-WH | Light Emitting Diode | Inseparable Luminaire | Direct Wired | Forward Phase Cut Controls | 54 | 2700 | 0.0016 | 91 | 62 | 292 | 1 | Ambient | 50000 |  |  | 50000 | 0 | 19 | 19 | 0.04 | 0 | 0 | 0 | 0 | 0 | 0.29 | 0.01 | 0.01 | 0.01 | 0 | 0 | 1 | 0.1 | 0.07 | 0.05 | 0.04 | 0.02 | True |  | Non Federally-Regulated | 03/10/2017 |  | 03/10/2017
Juno Lighting, LLC | Juno | IC22*LEDG4-**K-1 + 27HYP2-***** | Light Emitting Diode | Inseparable Luminaire | Direct Wired | Forward Phase Cut Controls | 66 | 2700 | 0.0016 | 91 | 62 | 292 | 1 | Ambient | 50000 |  |  | 50000 | 0 | 19 | 19 | 0.04 | 0 | 0 | 0 | 0 | 0 | 0.29 | 0.01 | 0.01 | 0.01 | 0 | 0 | 1 | 0.1 | 0.07 | 0.05 | 0.04 | 0.02 | True |  | Non Federally-Regulated | 03/10/2017 |  | 03/10/2017
Juno Lighting, LLC | Juno | IC20*LEDG4-**K-1 + 205W-WH | Light Emitting Diode | Inseparable Luminaire | Direct Wired | Forward Phase Cut Controls | 61 | 2700 | 0.0016 | 91 | 62 | 292 | 1 | Ambient | 50000 |  |  | 50000 | 0 | 19 | 19 | 0.04 | 0 | 0 | 0 | 0 | 0 | 0.29 | 0.01 | 0.01 | 0.01 | 0 | 0 | 1 | 0.1 | 0.07 | 0.05 | 0.04 | 0.02 | True |  | Non Federally-Regulated | 03/10/2017 |  | 03/10/2017
Juno Lighting, LLC | Juno | IC20*LEDG4-**K-1 + 204****** | Light Emitting Diode | Inseparable Luminaire | Direct Wired | Forward Phase Cut Controls | 48 | 2700 | 0.0016 | 91 | 62 | 292 | 1 | Ambient | 50000 |  |  | 50000 | 0 | 19 | 19 | 0.04 | 0 | 0 | 0 | 0 | 0 | 0.29 | 0.01 | 0.01 | 0.01 | 0 | 0 | 1 | 0.1 | 0.07 | 0.05 | 0.04 | 0.02 | True |  | Non Federally-Regulated | 03/10/2017 |  | 03/10/2017
Juno Lighting, LLC | Juno | IC20*LEDG4-**K-1 + 205B**** | Light Emitting Diode | Inseparable Luminaire | Direct Wired | Forward Phase Cut Controls | 46 | 2700 | 0.0016 | 91 | 62 | 292 | 1 | Ambient | 50000 |  |  | 50000 | 0 | 19 | 19 | 0.04 | 0 | 0 | 0 | 0 | 0 | 0.29 | 0.01 | 0.01 | 0.01 | 0 | 0 | 1 | 0.1 | 0.07 | 0.05 | 0.04 | 0.02 | True |  | Non Federally-Regulated | 03/10/2017 |  | 03/10/2017
Juno Lighting, LLC | Juno | IC20*LEDG4-**K-1 + 210**** | Light Emitting Diode | Inseparable Luminaire | Direct Wired | Forward Phase Cut Controls | 45 | 2700 | 0.0016 | 91 | 62 | 292 | 1 | Ambient | 50000 |  |  | 50000 | 0 | 19 | 19 | 0.04 | 0 | 0 | 0 | 0 | 0 | 0.29 | 0.01 | 0.01 | 0.01 | 0 | 0 | 1 | 0.1 | 0.07 | 0.05 | 0.04 | 0.02 | True |  | Non Federally-Regulated | 03/10/2017 |  | 03/10/2017
Juno Lighting, LLC | Juno | IC20*LEDG4-**K-1 + 204HYP2-***** | Light Emitting Diode | Inseparable Luminaire | Direct Wired | Forward Phase Cut Controls | 57 | 2700 | 0.0016 | 91 | 62 | 292 | 1 | Ambient | 50000 |  |  | 50000 | 0 | 19 | 19 | 0.04 | 0 | 0 | 0 | 0 | 0 | 0.29 | 0.01 | 0.01 | 0.01 | 0 | 0 | 1 | 0.1 | 0.07 | 0.05 | 0.04 | 0.02 | True |  | Non Federally-Regulated | 03/10/2017 |  | 03/10/2017
Juno Lighting, LLC | Juno | IC22*LEDG4-**K-U + 24W-WH | Light Emitting Diode | Inseparable Luminaire | Direct Wired | 0-10 VDC Controls | 70 | 2700 | 0.0023 | 92 | 59 | 480 | 1 | Ambient | 50000 |  |  | 50000 | 0.08 | 19 | 19 | 0.05 | 0 | 0 | 0 | 0 | 0 | 0.23 | 0.02 | 0.01 | 0.01 | 0 | 0 | 0.44 | 0.03 | 0.02 | 0.01 | 0.01 | 0.01 | True |  | Non Federally-Regulated | 03/10/2017 |  | 03/10/2017
Juno Lighting, LLC | Juno | IC22*LEDG4-**K-U + 27****** | Light Emitting Diode | Inseparable Luminaire | Direct Wired | 0-10 VDC Controls | 57 | 2700 | 0.0023 | 92 | 59 | 480 | 1 | Ambient | 50000 |  |  | 50000 | 0.08 | 19 | 19 | 0.05 | 0 | 0 | 0 | 0 | 0 | 0.23 | 0.02 | 0.01 | 0.01 | 0 | 0 | 0.44 | 0.03 | 0.02 | 0.01 | 0.01 | 0.01 | True |  | Non Federally-Regulated | 03/10/2017 |  | 03/10/2017
Juno Lighting, LLC | Juno | IC22*LEDG4-**K-U + 24B**** | Light Emitting Diode | Inseparable Luminaire | Direct Wired | 0-10 VDC Controls | 56 | 2700 | 0.0023 | 92 | 59 | 480 | 1 | Ambient | 50000 |  |  | 50000 | 0.08 | 19 | 19 | 0.05 | 0 | 0 | 0 | 0 | 0 | 0.23 | 0.02 | 0.01 | 0.01 | 0 | 0 | 0.44 | 0.03 | 0.02 | 0.01 | 0.01 | 0.01 | True |  | Non Federally-Regulated | 03/10/2017 |  | 03/10/2017
Juno Lighting, LLC | Juno | IC22*LEDG4-**K-U + 239-WH | Light Emitting Diode | Inseparable Luminaire | Direct Wired | 0-10 VDC Controls | 53 | 2700 | 0.0023 | 92 | 59 | 480 | 1 | Ambient | 50000 |  |  | 50000 | 0.08 | 19 | 19 | 0.05 | 0 | 0 | 0 | 0 | 0 | 0.23 | 0.02 | 0.01 | 0.01 | 0 | 0 | 0.44 | 0.03 | 0.02 | 0.01 | 0.01 | 0.01 | True |  | Non Federally-Regulated | 03/10/2017 |  | 03/10/2017
Juno Lighting, LLC | Juno | IC22*LEDG4-**K-U + 27HYP2-***** | Light Emitting Diode | Inseparable Luminaire | Direct Wired | 0-10 VDC Controls | 65 | 2700 | 0.0023 | 92 | 59 | 480 | 1 | Ambient | 50000 |  |  | 50000 | 0.08 | 19 | 19 | 0.05 | 0 | 0 | 0 | 0 | 0 | 0.23 | 0.02 | 0.01 | 0.01 | 0 | 0 | 0.44 | 0.03 | 0.02 | 0.01 | 0.01 | 0.01 | True |  | Non Federally-Regulated | 03/10/2017 |  | 03/10/2017
Juno Lighting, LLC | Juno | IC20*LEDG4-**K-U + 205W-WH | Light Emitting Diode | Inseparable Luminaire | Direct Wired | 0-10 VDC Controls | 60 | 2700 | 0.0023 | 92 | 59 | 480 | 1 | Ambient | 50000 |  |  | 50000 | 0.08 | 19 | 19 | 0.05 | 0 | 0 | 0 | 0 | 0 | 0.23 | 0.02 | 0.01 | 0.01 | 0 | 0 | 0.44 | 0.03 | 0.02 | 0.01 | 0.01 | 0.01 | True |  | Non Federally-Regulated | 03/10/2017 |  | 03/10/2017
Juno Lighting, LLC | Juno | IC20*LEDG4-**K-U + 204****** | Light Emitting Diode | Inseparable Luminaire | Direct Wired | 0-10 VDC Controls | 47 | 2700 | 0.0023 | 92 | 59 | 480 | 1 | Ambient | 50000 |  |  | 50000 | 0.08 | 19 | 19 | 0.05 | 0 | 0 | 0 | 0 | 0 | 0.23 | 0.02 | 0.01 | 0.01 | 0 | 0 | 0.44 | 0.03 | 0.02 | 0.01 | 0.01 | 0.01 | True |  | Non Federally-Regulated | 03/10/2017 |  | 03/10/2017
Juno Lighting, LLC | Juno | IC20*LEDG4-**K-U + 205B**** | Light Emitting Diode | Inseparable Luminaire | Direct Wired | 0-10 VDC Controls | 45 | 2700 | 0.0023 | 92 | 59 | 480 | 1 | Ambient | 50000 |  |  | 50000 | 0.08 | 19 | 19 | 0.05 | 0 | 0 | 0 | 0 | 0 | 0.23 | 0.02 | 0.01 | 0.01 | 0 | 0 | 0.44 | 0.03 | 0.02 | 0.01 | 0.01 | 0.01 | True |  | Non Federally-Regulated | 03/10/2017 |  | 03/10/2017
Juno Lighting, LLC | Juno | IC20*LEDG4-**K-U + 210**** | Light Emitting Diode | Inseparable Luminaire | Direct Wired | 0-10 VDC Controls | 45 | 2700 | 0.0023 | 92 | 59 | 480 | 1 | Ambient | 50000 |  |  | 50000 | 0.08 | 19 | 19 | 0.05 | 0 | 0 | 0 | 0 | 0 | 0.23 | 0.02 | 0.01 | 0.01 | 0 | 0 | 0.44 | 0.03 | 0.02 | 0.01 | 0.01 | 0.01 | True |  | Non Federally-Regulated | 03/10/2017 |  | 03/10/2017
Juno Lighting, LLC | Juno | IC20*LEDG4-**K-U + 204HYP2-***** | Light Emitting Diode | Inseparable Luminaire | Direct Wired | 0-10 VDC Controls | 56 | 2700 | 0.0023 | 92 | 59 | 480 | 1 | Ambient | 50000 |  |  | 50000 | 0.08 | 19 | 19 | 0.05 | 0 | 0 | 0 | 0 | 0 | 0.23 | 0.02 | 0.01 | 0.01 | 0 | 0 | 0.44 | 0.03 | 0.02 | 0.01 | 0.01 | 0.01 | True |  | Non Federally-Regulated | 03/10/2017 |  | 03/10/2017
Juno Lighting, LLC | Juno | IC922*LEDG4-1 + 24W-WH | Light Emitting Diode | Inseparable Luminaire | Direct Wired | Forward Phase Cut Controls | 84 | 2700 | 0.0029 | 93 | 65 | 268 | 1 | Ambient | 50000 |  |  | 50000 | 0.02 | 20 | 19 | 0.08 | 0.01 | 0 | 0 | 0 | 0 | 0.33 | 0.01 | 0.01 | 0.01 | 0 | 0 | 1 | 0.05 | 0.04 | 0.02 | 0.02 | 0.01 | True |  | Non Federally-Regulated | 03/10/2017 |  | 03/10/2017
Juno Lighting, LLC | Juno | IC922*LEDG4-1 + 27****** | Light Emitting Diode | Inseparable Luminaire | Direct Wired | Forward Phase Cut Controls | 68 | 2700 | 0.0029 | 93 | 65 | 268 | 1 | Ambient | 50000 |  |  | 50000 | 0.02 | 20 | 19 | 0.08 | 0.01 | 0 | 0 | 0 | 0 | 0.33 | 0.01 | 0.01 | 0.01 | 0 | 0 | 1 | 0.05 | 0.04 | 0.02 | 0.02 | 0.01 | True |  | Non Federally-Regulated | 03/10/2017 |  | 03/10/2017
Juno Lighting, LLC | Juno | IC922*LEDG4-1 + 24B**** | Light Emitting Diode | Inseparable Luminaire | Direct Wired | Forward Phase Cut Controls | 67 | 2700 | 0.0029 | 93 | 65 | 268 | 1 | Ambient | 50000 |  |  | 50000 | 0.02 | 20 | 19 | 0.08 | 0.01 | 0 | 0 | 0 | 0 | 0.33 | 0.01 | 0.01 | 0.01 | 0 | 0 | 1 | 0.05 | 0.04 | 0.02 | 0.02 | 0.01 | True |  | Non Federally-Regulated | 03/10/2017 |  | 03/10/2017
Juno Lighting, LLC | Juno | IC922*LEDG4-1 + 239-WH | Light Emitting Diode | Inseparable Luminaire | Direct Wired | Forward Phase Cut Controls | 64 | 2700 | 0.0029 | 93 | 65 | 268 | 1 | Ambient | 50000 |  |  | 50000 | 0.02 | 20 | 19 | 0.08 | 0.01 | 0 | 0 | 0 | 0 | 0.33 | 0.01 | 0.01 | 0.01 | 0 | 0 | 1 | 0.05 | 0.04 | 0.02 | 0.02 | 0.01 | True |  | Non Federally-Regulated | 03/10/2017 |  | 03/10/2017
Juno Lighting, LLC | Juno | IC922*LEDG4-1 + 27HYP3-***** | Light Emitting Diode | Inseparable Luminaire | Direct Wired | Forward Phase Cut Controls | 83 | 2700 | 0.0029 | 93 | 65 | 268 | 1 | Ambient | 50000 |  |  | 50000 | 0.02 | 20 | 19 | 0.08 | 0.01 | 0 | 0 | 0 | 0 | 0.33 | 0.01 | 0.01 | 0.01 | 0 | 0 | 1 | 0.05 | 0.04 | 0.02 | 0.02 | 0.01 | True |  | Non Federally-Regulated | 03/10/2017 |  | 03/10/2017
Juno Lighting, LLC | Juno | IC920*LEDG4-1 + 205W-WH | Light Emitting Diode | Inseparable Luminaire | Direct Wired | Forward Phase Cut Controls | 77 | 2700 | 0.0029 | 93 | 65 | 268 | 1 | Ambient | 50000 |  |  | 50000 | 0.02 | 20 | 19 | 0.08 | 0.01 | 0 | 0 | 0 | 0 | 0.33 | 0.01 | 0.01 | 0.01 | 0 | 0 | 1 | 0.05 | 0.04 | 0.02 | 0.02 | 0.01 | True |  | Non Federally-Regulated | 03/10/2017 |  | 03/10/2017
Juno Lighting, LLC | Juno | IC920*LEDG4-1 + 204****** | Light Emitting Diode | Inseparable Luminaire | Direct Wired | Forward Phase Cut Controls | 60 | 2700 | 0.0029 | 93 | 65 | 268 | 1 | Ambient | 50000 |  |  | 50000 | 0.02 | 20 | 19 | 0.08 | 0.01 | 0 | 0 | 0 | 0 | 0.33 | 0.01 | 0.01 | 0.01 | 0 | 0 | 1 | 0.05 | 0.04 | 0.02 | 0.02 | 0.01 | True |  | Non Federally-Regulated | 03/10/2017 |  | 03/10/2017
Juno Lighting, LLC | Juno | IC920*LEDG4-1 + 205B**** | Light Emitting Diode | Inseparable Luminaire | Direct Wired | Forward Phase Cut Controls | 57 | 2700 | 0.0029 | 93 | 65 | 268 | 1 | Ambient | 50000 |  |  | 50000 | 0.02 | 20 | 19 | 0.08 | 0.01 | 0 | 0 | 0 | 0 | 0.33 | 0.01 | 0.01 | 0.01 | 0 | 0 | 1 | 0.05 | 0.04 | 0.02 | 0.02 | 0.01 | True |  | Non Federally-Regulated | 03/10/2017 |  | 03/10/2017
Juno Lighting, LLC | Juno | IC920*LEDG4-1 + 210**** | Light Emitting Diode | Inseparable Luminaire | Direct Wired | Forward Phase Cut Controls | 57 | 2700 | 0.0029 | 93 | 65 | 268 | 1 | Ambient | 50000 |  |  | 50000 | 0.02 | 20 | 19 | 0.08 | 0.01 | 0 | 0 | 0 | 0 | 0.33 | 0.01 | 0.01 | 0.01 | 0 | 0 | 1 | 0.05 | 0.04 | 0.02 | 0.02 | 0.01 | True |  | Non Federally-Regulated | 03/10/2017 |  | 03/10/2017
Juno Lighting, LLC | Juno | IC920*LEDG4-1 + 204HYP3-***** | Light Emitting Diode | Inseparable Luminaire | Direct Wired | Forward Phase Cut Controls | 71 | 2700 | 0.0029 | 93 | 65 | 268 | 1 | Ambient | 50000 |  |  | 50000 | 0.02 | 20 | 19 | 0.08 | 0.01 | 0 | 0 | 0 | 0 | 0.33 | 0.01 | 0.01 | 0.01 | 0 | 0 | 1 | 0.05 | 0.04 | 0.02 | 0.02 | 0.01 | True |  | Non Federally-Regulated | 03/10/2017 |  | 03/10/2017
Juno Lighting, LLC | Juno | IC922*LEDG4-U + 24W-WH | Light Emitting Diode | Inseparable Luminaire | Direct Wired | 0-10 VDC Controls | 77 | 2700 | 0.0007 | 93 | 62 | 160 | 1 | Ambient | 50000 |  |  | 50000 | 0.06 | 23 | 19 | 0.04 | 0 | 0 | 0 | 0 | 0 | 0.19 | 0.01 | 0.01 | 0.01 | 0 | 0 | 0.42 | 0.03 | 0.02 | 0.01 | 0.01 | 0.01 | True |  | Non Federally-Regulated | 03/10/2017 |  | 03/10/2017
Juno Lighting, LLC | Juno | IC922*LEDG4-U + 27****** | Light Emitting Diode | Inseparable Luminaire | Direct Wired | 0-10 VDC Controls | 62 | 2700 | 0.0007 | 93 | 62 | 160 | 1 | Ambient | 50000 |  |  | 50000 | 0.06 | 23 | 19 | 0.04 | 0 | 0 | 0 | 0 | 0 | 0.19 | 0.01 | 0.01 | 0.01 | 0 | 0 | 0.42 | 0.03 | 0.02 | 0.01 | 0.01 | 0.01 | True |  | Non Federally-Regulated | 03/10/2017 |  | 03/10/2017
Juno Lighting, LLC | Juno | IC922*LEDG4-U + 24B**** | Light Emitting Diode | Inseparable Luminaire | Direct Wired | 0-10 VDC Controls | 62 | 2700 | 0.0007 | 93 | 62 | 160 | 1 | Ambient | 50000 |  |  | 50000 | 0.06 | 23 | 19 | 0.04 | 0 | 0 | 0 | 0 | 0 | 0.19 | 0.01 | 0.01 | 0.01 | 0 | 0 | 0.42 | 0.03 | 0.02 | 0.01 | 0.01 | 0.01 | True |  | Non Federally-Regulated | 03/10/2017 |  | 03/10/2017
Juno Lighting, LLC | Juno | IC922*LEDG4-U + 239-WH | Light Emitting Diode | Inseparable Luminaire | Direct Wired | 0-10 VDC Controls | 58 | 2700 | 0.0007 | 93 | 62 | 160 | 1 | Ambient | 50000 |  |  | 50000 | 0.06 | 23 | 19 | 0.04 | 0 | 0 | 0 | 0 | 0 | 0.19 | 0.01 | 0.01 | 0.01 | 0 | 0 | 0.42 | 0.03 | 0.02 | 0.01 | 0.01 | 0.01 | True |  | Non Federally-Regulated | 03/10/2017 |  | 03/10/2017
Juno Lighting, LLC | Juno | IC922*LEDG4-U + 27HYP3-***** | Light Emitting Diode | Inseparable Luminaire | Direct Wired | 0-10 VDC Controls | 76 | 2700 | 0.0007 | 93 | 62 | 160 | 1 | Ambient | 50000 |  |  | 50000 | 0.06 | 23 | 19 | 0.04 | 0 | 0 | 0 | 0 | 0 | 0.19 | 0.01 | 0.01 | 0.01 | 0 | 0 | 0.42 | 0.03 | 0.02 | 0.01 | 0.01 | 0.01 | True |  | Non Federally-Regulated | 03/10/2017 |  | 03/10/2017
Juno Lighting, LLC | Juno | IC920*LEDG4-U + 205W-WH | Light Emitting Diode | Inseparable Luminaire | Direct Wired | 0-10 VDC Controls | 70 | 2700 | 0.0007 | 93 | 62 | 160 | 1 | Ambient | 50000 |  |  | 50000 | 0.06 | 23 | 19 | 0.04 | 0 | 0 | 0 | 0 | 0 | 0.19 | 0.01 | 0.01 | 0.01 | 0 | 0 | 0.42 | 0.03 | 0.02 | 0.01 | 0.01 | 0.01 | True |  | Non Federally-Regulated | 03/10/2017 |  | 03/10/2017
Juno Lighting, LLC | Juno | IC920*LEDG4-U + 204****** | Light Emitting Diode | Inseparable Luminaire | Direct Wired | 0-10 VDC Controls | 55 | 2700 | 0.0007 | 93 | 62 | 160 | 1 | Ambient | 50000 |  |  | 50000 | 0.06 | 23 | 19 | 0.04 | 0 | 0 | 0 | 0 | 0 | 0.19 | 0.01 | 0.01 | 0.01 | 0 | 0 | 0.42 | 0.03 | 0.02 | 0.01 | 0.01 | 0.01 | True |  | Non Federally-Regulated | 03/10/2017 |  | 03/10/2017
Juno Lighting, LLC | Juno | IC920*LEDG4-U + 205B**** | Light Emitting Diode | Inseparable Luminaire | Direct Wired | 0-10 VDC Controls | 53 | 2700 | 0.0007 | 93 | 62 | 160 | 1 | Ambient | 50000 |  |  | 50000 | 0.06 | 23 | 19 | 0.04 | 0 | 0 | 0 | 0 | 0 | 0.19 | 0.01 | 0.01 | 0.01 | 0 | 0 | 0.42 | 0.03 | 0.02 | 0.01 | 0.01 | 0.01 | True |  | Non Federally-Regulated | 03/10/2017 |  | 03/10/2017
Juno Lighting, LLC | Juno | IC920*LEDG4-U + 210**** | Light Emitting Diode | Inseparable Luminaire | Direct Wired | 0-10 VDC Controls | 52 | 2700 | 0.0007 | 93 | 62 | 160 | 1 | Ambient | 50000 |  |  | 50000 | 0.06 | 23 | 19 | 0.04 | 0 | 0 | 0 | 0 | 0 | 0.19 | 0.01 | 0.01 | 0.01 | 0 | 0 | 0.42 | 0.03 | 0.02 | 0.01 | 0.01 | 0.01 | True |  | Non Federally-Regulated | 03/10/2017 |  | 03/10/2017
Juno Lighting, LLC | Juno | IC920*LEDG4-U + 204HYP3-***** | Light Emitting Diode | Inseparable Luminaire | Direct Wired | 0-10 VDC Controls | 66 | 2700 | 0.0007 | 93 | 62 | 160 | 1 | Ambient | 50000 |  |  | 50000 | 0.06 | 23 | 19 | 0.04 | 0 | 0 | 0 | 0 | 0 | 0.19 | 0.01 | 0.01 | 0.01 | 0 | 0 | 0.42 | 0.03 | 0.02 | 0.01 | 0.01 | 0.01 | True |  | Non Federally-Regulated | 03/10/2017 |  | 03/10/2017
Juno Lighting, LLC | Juno | IC1ALEDG4-6-U + 440LEDG4N-**-6-*** | Light Emitting Diode | Inseparable Luminaire | Direct Wired | 0-10 VDC Controls | 71 | 2700 | 0.0023 | 92 | 50 | 480 | 1 | Ambient | 50000 |  |  | 50000 | 0.09 | 19 | 19 | 0.06 | 0.02 | 0.01 | 0.01 | 0.01 | 0 | 0.11 | 0.06 | 0.05 | 0.05 | 0.04 | 0.01 | 0.33 | 0.16 | 0.15 | 0.14 | 0.11 | 0.02 | True |  | Non Federally-Regulated | 03/10/2017 |  | 03/10/2017
Juno Lighting, LLC | Juno | IC1RALEDG4-6-U + 440LEDG4N-**-6-*** | Light Emitting Diode | Inseparable Luminaire | Direct Wired | 0-10 VDC Controls | 71 | 2700 | 0.0023 | 92 | 50 | 480 | 1 | Ambient | 50000 |  |  | 50000 | 0.09 | 19 | 19 | 0.06 | 0.02 | 0.01 | 0.01 | 0.01 | 0 | 0.11 | 0.06 | 0.05 | 0.05 | 0.04 | 0.01 | 0.33 | 0.16 | 0.15 | 0.14 | 0.11 | 0.02 | True |  | Non Federally-Regulated | 03/10/2017 |  | 03/10/2017
Juno Lighting, LLC | Juno | IC1ALEDG4-6-1 + 440LEDG4N-**-6-*** | Light Emitting Diode | Inseparable Luminaire | Direct Wired | Forward Phase Cut Controls | 73 | 2700 | 0.0023 | 92 | 50 | 292 | 1 | Ambient | 50000 |  |  | 50000 | 0 | 19 | 19 | 0.06 | 0 | 0 | 0 | 0 | 0 | 0.3 | 0.01 | 0.01 | 0.01 | 0 | 0 | 1 | 0.05 | 0.03 | 0.03 | 0.02 | 0.01 | True |  | Non Federally-Regulated | 03/10/2017 |  | 03/10/2017
Juno Lighting, LLC | Juno | IC1RALEDG4-6-1 + 440LEDG4N-**-6-*** | Light Emitting Diode | Inseparable Luminaire | Direct Wired | Forward Phase Cut Controls | 73 | 2700 | 0.0023 | 92 | 50 | 292 | 1 | Ambient | 50000 |  |  | 50000 | 0 | 19 | 19 | 0.06 | 0 | 0 | 0 | 0 | 0 | 0.3 | 0.01 | 0.01 | 0.01 | 0 | 0 | 1 | 0.05 | 0.03 | 0.03 | 0.02 | 0.01 | True |  | Non Federally-Regulated | 03/10/2017 |  | 03/10/2017
Juno Lighting, LLC | Juno | J6RLEG4-**K-6-WH | Light Emitting Diode | Inseparable Luminaire | Direct Wired | Forward Phase Cut Controls | 72 | 2700 | 0.0011 | 92 | 67 | 268 | 1 | Ambient | 50000 |  |  | 50000 | 0.02 | 20 | 19 | 0.08 | 0.01 | 0 | 0 | 0 | 0 | 0.33 | 0.01 | 0.01 | 0.01 | 0 | 0 | 1 | 0.05 | 0.04 | 0.02 | 0.02 | 0.01 | True |  | Non Federally-Regulated | 03/10/2017 |  | 03/10/2017
Juno Lighting, LLC | Juno | J6RLEG4-**K-9-WH | Light Emitting Diode | Inseparable Luminaire | Direct Wired | Forward Phase Cut Controls | 67 | 2700 | 0.0014 | 92 | 65 | 287 | 1 | Ambient | 50000 |  |  | 50000 | 0.03 | 19 | 19 | 0.08 | 0.01 | 0 | 0 | 0 | 0 | 0.33 | 0.01 | 0.01 | 0.01 | 0 | 0 | 1 | 0.05 | 0.04 | 0.02 | 0.02 | 0.01 | True |  | Non Federally-Regulated | 03/10/2017 |  | 03/10/2017
Juno Lighting, LLC | Juno | IC4RAL-**K-*-U + 45L-WH | Light Emitting Diode | Inseparable Luminaire | Direct Wired | 0-10 VDC Controls | 51 | 2700 | 0.0015 | 94 | 58 | 432 | 1 | Ambient | 50000 |  |  | 50000 | 0.06 | 18 | 19 | 0.06 | 0.02 | 0.02 | 0.02 | 0.01 | 0 | 0.14 | 0.07 | 0.06 | 0.06 | 0.04 | 0.01 | 0.67 | 0.35 | 0.34 | 0.29 | 0.17 | 0.02 | True |  | Non Federally-Regulated | 03/10/2017 |  | 03/10/2017
Juno Lighting, LLC | Juno | IC4RAL-**K-*-U + 41LSQ-WH | Light Emitting Diode | Inseparable Luminaire | Direct Wired | 0-10 VDC Controls | 56 | 2700 | 0.0015 | 94 | 58 | 432 | 1 | Ambient | 50000 |  |  | 50000 | 0.06 | 18 | 19 | 0.06 | 0.02 | 0.02 | 0.02 | 0.01 | 0 | 0.14 | 0.07 | 0.06 | 0.06 | 0.04 | 0.01 | 0.67 | 0.35 | 0.34 | 0.29 | 0.17 | 0.02 | True |  | Non Federally-Regulated | 03/10/2017 |  | 03/10/2017
Juno Lighting, LLC | Juno | IC4RAL-**K-*-U + 41L**** | Light Emitting Diode | Inseparable Luminaire | Direct Wired | 0-10 VDC Controls | 59 | 2700 | 0.0015 | 94 | 58 | 432 | 1 | Ambient | 50000 |  |  | 50000 | 0.06 | 18 | 19 | 0.06 | 0.02 | 0.02 | 0.02 | 0.01 | 0 | 0.14 | 0.07 | 0.06 | 0.06 | 0.04 | 0.01 | 0.67 | 0.35 | 0.34 | 0.29 | 0.17 | 0.02 | True |  | Non Federally-Regulated | 03/10/2017 |  | 03/10/2017
Juno Lighting, LLC | Juno | IC4RAL-**K-*-U + 42LSQ-B-WH | Light Emitting Diode | Inseparable Luminaire | Direct Wired | 0-10 VDC Controls | 60 | 2700 | 0.0015 | 94 | 58 | 432 | 1 | Ambient | 50000 |  |  | 50000 | 0.06 | 18 | 19 | 0.06 | 0.02 | 0.02 | 0.02 | 0.01 | 0 | 0.14 | 0.07 | 0.06 | 0.06 | 0.04 | 0.01 | 0.67 | 0.35 | 0.34 | 0.29 | 0.17 | 0.02 | True |  | Non Federally-Regulated | 03/10/2017 |  | 03/10/2017
Juno Lighting, LLC | Juno | IC4RAL-**K-*-U + 47LSQ-B-WH | Light Emitting Diode | Inseparable Luminaire | Direct Wired | 0-10 VDC Controls | 64 | 2700 | 0.0015 | 94 | 58 | 432 | 1 | Ambient | 50000 |  |  | 50000 | 0.06 | 18 | 19 | 0.06 | 0.02 | 0.02 | 0.02 | 0.01 | 0 | 0.14 | 0.07 | 0.06 | 0.06 | 0.04 | 0.01 | 0.67 | 0.35 | 0.34 | 0.29 | 0.17 | 0.02 | True |  | Non Federally-Regulated | 03/10/2017 |  | 03/10/2017
Juno Lighting, LLC | Juno | IC4RAL-**K-*-U + 46L******* | Light Emitting Diode | Inseparable Luminaire | Direct Wired | 0-10 VDC Controls | 77 | 2700 | 0.0015 | 94 | 58 | 432 | 1 | Ambient | 50000 |  |  | 50000 | 0.06 | 18 | 19 | 0.06 | 0.02 | 0.02 | 0.02 | 0.01 | 0 | 0.14 | 0.07 | 0.06 | 0.06 | 0.04 | 0.01 | 0.67 | 0.35 | 0.34 | 0.29 | 0.17 | 0.02 | True |  | Non Federally-Regulated | 03/10/2017 |  | 03/10/2017
Juno Lighting, LLC | Juno | IC4RAL-**K-*-U + 48L******* | Light Emitting Diode | Inseparable Luminaire | Direct Wired | 0-10 VDC Controls | 76 | 2700 | 0.0015 | 94 | 58 | 432 | 1 | Ambient | 50000 |  |  | 50000 | 0.06 | 18 | 19 | 0.06 | 0.02 | 0.02 | 0.02 | 0.01 | 0 | 0.14 | 0.07 | 0.06 | 0.06 | 0.04 | 0.01 | 0.67 | 0.35 | 0.34 | 0.29 | 0.17 | 0.02 | True |  | Non Federally-Regulated | 03/10/2017 |  | 03/10/2017
Juno Lighting, LLC | Juno | IC4RAL-**K-*-U + 42LB-WH | Light Emitting Diode | Inseparable Luminaire | Direct Wired | 0-10 VDC Controls | 68 | 2700 | 0.0015 | 94 | 58 | 432 | 1 | Ambient | 50000 |  |  | 50000 | 0.06 | 18 | 19 | 0.06 | 0.02 | 0.02 | 0.02 | 0.01 | 0 | 0.14 | 0.07 | 0.06 | 0.06 | 0.04 | 0.01 | 0.67 | 0.35 | 0.34 | 0.29 | 0.17 | 0.02 | True |  | Non Federally-Regulated | 03/10/2017 |  | 03/10/2017
Juno Lighting, LLC | Juno | IC4RAL-**K-*-U + 47LB-WH | Light Emitting Diode | Inseparable Luminaire | Direct Wired | 0-10 VDC Controls | 68 | 2700 | 0.0015 | 94 | 58 | 432 | 1 | Ambient | 50000 |  |  | 50000 | 0.06 | 18 | 19 | 0.06 | 0.02 | 0.02 | 0.02 | 0.01 | 0 | 0.14 | 0.07 | 0.06 | 0.06 | 0.04 | 0.01 | 0.67 | 0.35 | 0.34 | 0.29 | 0.17 | 0.02 | True |  | Non Federally-Regulated | 03/10/2017 |  | 03/10/2017
Juno Lighting, LLC | Juno | IC4RAL-**K-*-1 + 45L-WH | Light Emitting Diode | Inseparable Luminaire | Direct Wired | Forward Phase Cut Controls | 47 | 2700 | 0.0015 | 91 | 53 | 460 | 1 | Ambient | 50000 |  |  | 50000 | 0.08 | 13 | 20 | 0.06 | 0 | 0 | 0 | 0 | 0 | 0.3 | 0.01 | 0.01 | 0.01 | 0 | 0 | 1 | 0.05 | 0.03 | 0.03 | 0.02 | 0.01 | True |  | Non Federally-Regulated | 03/10/2017 |  | 03/10/2017
Juno Lighting, LLC | Juno | IC4RAL-**K-*-1 + 41LSQ-WH | Light Emitting Diode | Inseparable Luminaire | Direct Wired | Forward Phase Cut Controls | 52 | 2700 | 0.0015 | 91 | 53 | 460 | 1 | Ambient | 50000 |  |  | 50000 | 0.08 | 13 | 20 | 0.06 | 0 | 0 | 0 | 0 | 0 | 0.3 | 0.01 | 0.01 | 0.01 | 0 | 0 | 1 | 0.05 | 0.03 | 0.03 | 0.02 | 0.01 | True |  | Non Federally-Regulated | 03/10/2017 |  | 03/10/2017
Juno Lighting, LLC | Juno | IC4RAL-**K-*-1 + 41L**** | Light Emitting Diode | Inseparable Luminaire | Direct Wired | Forward Phase Cut Controls | 55 | 2700 | 0.0015 | 91 | 53 | 460 | 1 | Ambient | 50000 |  |  | 50000 | 0.08 | 13 | 20 | 0.06 | 0 | 0 | 0 | 0 | 0 | 0.3 | 0.01 | 0.01 | 0.01 | 0 | 0 | 1 | 0.05 | 0.03 | 0.03 | 0.02 | 0.01 | True |  | Non Federally-Regulated | 03/10/2017 |  | 03/10/2017
Juno Lighting, LLC | Juno | IC4RAL-**K-*-1 + 42LSQ-B-WH | Light Emitting Diode | Inseparable Luminaire | Direct Wired | Forward Phase Cut Controls | 56 | 2700 | 0.0015 | 91 | 53 | 460 | 1 | Ambient | 50000 |  |  | 50000 | 0.08 | 13 | 20 | 0.06 | 0 | 0 | 0 | 0 | 0 | 0.3 | 0.01 | 0.01 | 0.01 | 0 | 0 | 1 | 0.05 | 0.03 | 0.03 | 0.02 | 0.01 | True |  | Non Federally-Regulated | 03/10/2017 |  | 03/10/2017
Juno Lighting, LLC | Juno | IC4RAL-**K-*-1 + 47LSQ-B-WH | Light Emitting Diode | Inseparable Luminaire | Direct Wired | Forward Phase Cut Controls | 60 | 2700 | 0.0015 | 91 | 53 | 460 | 1 | Ambient | 50000 |  |  | 50000 | 0.08 | 13 | 20 | 0.06 | 0 | 0 | 0 | 0 | 0 | 0.3 | 0.01 | 0.01 | 0.01 | 0 | 0 | 1 | 0.05 | 0.03 | 0.03 | 0.02 | 0.01 | True |  | Non Federally-Regulated | 03/10/2017 |  | 03/10/2017
Juno Lighting, LLC | Juno | IC4RAL-**K-*-1 + 46L******* | Light Emitting Diode | Inseparable Luminaire | Direct Wired | Forward Phase Cut Controls | 72 | 2700 | 0.0015 | 91 | 53 | 460 | 1 | Ambient | 50000 |  |  | 50000 | 0.08 | 13 | 20 | 0.06 | 0 | 0 | 0 | 0 | 0 | 0.3 | 0.01 | 0.01 | 0.01 | 0 | 0 | 1 | 0.05 | 0.03 | 0.03 | 0.02 | 0.01 | True |  | Non Federally-Regulated | 03/10/2017 |  | 03/10/2017
Juno Lighting, LLC | Juno | IC4RAL-**K-*-1 + 48L******* | Light Emitting Diode | Inseparable Luminaire | Direct Wired | Forward Phase Cut Controls | 71 | 2700 | 0.0015 | 91 | 53 | 460 | 1 | Ambient | 50000 |  |  | 50000 | 0.08 | 13 | 20 | 0.06 | 0 | 0 | 0 | 0 | 0 | 0.3 | 0.01 | 0.01 | 0.01 | 0 | 0 | 1 | 0.05 | 0.03 | 0.03 | 0.02 | 0.01 | True |  | Non Federally-Regulated | 03/10/2017 |  | 03/10/2017
Juno Lighting, LLC | Juno | IC4RAL-**K-*-1 + 42LB-WH | Light Emitting Diode | Inseparable Luminaire | Direct Wired | Forward Phase Cut Controls | 64 | 2700 | 0.0015 | 91 | 53 | 460 | 1 | Ambient | 50000 |  |  | 50000 | 0.08 | 13 | 20 | 0.06 | 0 | 0 | 0 | 0 | 0 | 0.3 | 0.01 | 0.01 | 0.01 | 0 | 0 | 1 | 0.05 | 0.03 | 0.03 | 0.02 | 0.01 | True |  | Non Federally-Regulated | 03/10/2017 |  | 03/10/2017
Juno Lighting, LLC | Juno | IC4RAL-**K-*-1 + 47LB-WH | Light Emitting Diode | Inseparable Luminaire | Direct Wired | Forward Phase Cut Controls | 63 | 2700 | 0.0015 | 91 | 53 | 460 | 1 | Ambient | 50000 |  |  | 50000 | 0.08 | 13 | 20 | 0.06 | 0 | 0 | 0 | 0 | 0 | 0.3 | 0.01 | 0.01 | 0.01 | 0 | 0 | 1 | 0.05 | 0.03 | 0.03 | 0.02 | 0.01 | True |  | Non Federally-Regulated | 03/10/2017 |  | 03/10/2017
Juno Lighting, LLC | Juno | IC4AL-**K-*-U + 45L-WH | Light Emitting Diode | Inseparable Luminaire | Direct Wired | 0-10 VDC Controls | 51 | 2700 | 0.0015 | 94 | 58 | 432 | 1 | Ambient | 50000 |  |  | 50000 | 0.06 | 18 | 19 | 0.06 | 0.02 | 0.02 | 0.02 | 0.01 | 0 | 0.14 | 0.07 | 0.06 | 0.06 | 0.04 | 0.01 | 0.67 | 0.35 | 0.34 | 0.29 | 0.17 | 0.02 | True |  | Non Federally-Regulated | 03/10/2017 |  | 03/10/2017
Juno Lighting, LLC | Juno | IC4AL-**K-*-U + 41LSQ-WH | Light Emitting Diode | Inseparable Luminaire | Direct Wired | 0-10 VDC Controls | 56 | 2700 | 0.0015 | 94 | 58 | 432 | 1 | Ambient | 50000 |  |  | 50000 | 0.06 | 18 | 19 | 0.06 | 0.02 | 0.02 | 0.02 | 0.01 | 0 | 0.14 | 0.07 | 0.06 | 0.06 | 0.04 | 0.01 | 0.67 | 0.35 | 0.34 | 0.29 | 0.17 | 0.02 | True |  | Non Federally-Regulated | 03/10/2017 |  | 03/10/2017
Juno Lighting, LLC | Juno | IC4AL-**K-*-U + 41L**** | Light Emitting Diode | Inseparable Luminaire | Direct Wired | 0-10 VDC Controls | 59 | 2700 | 0.0015 | 94 | 58 | 432 | 1 | Ambient | 50000 |  |  | 50000 | 0.06 | 18 | 19 | 0.06 | 0.02 | 0.02 | 0.02 | 0.01 | 0 | 0.14 | 0.07 | 0.06 | 0.06 | 0.04 | 0.01 | 0.67 | 0.35 | 0.34 | 0.29 | 0.17 | 0.02 | True |  | Non Federally-Regulated | 03/10/2017 |  | 03/10/2017
Juno Lighting, LLC | Juno | IC4AL-**K-*-U + 42LSQ-****** | Light Emitting Diode | Inseparable Luminaire | Direct Wired | 0-10 VDC Controls | 60 | 2700 | 0.0015 | 94 | 58 | 432 | 1 | Ambient | 50000 |  |  | 50000 | 0.06 | 18 | 19 | 0.06 | 0.02 | 0.02 | 0.02 | 0.01 | 0 | 0.14 | 0.07 | 0.06 | 0.06 | 0.04 | 0.01 | 0.67 | 0.35 | 0.34 | 0.29 | 0.17 | 0.02 | True |  | Non Federally-Regulated | 03/10/2017 |  | 03/10/2017
Juno Lighting, LLC | Juno | IC4AL-**K-*-U + 47LSQ-****** | Light Emitting Diode | Inseparable Luminaire | Direct Wired | 0-10 VDC Controls | 64 | 2700 | 0.0015 | 94 | 58 | 432 | 1 | Ambient | 50000 |  |  | 50000 | 0.06 | 18 | 19 | 0.06 | 0.02 | 0.02 | 0.02 | 0.01 | 0 | 0.14 | 0.07 | 0.06 | 0.06 | 0.04 | 0.01 | 0.67 | 0.35 | 0.34 | 0.29 | 0.17 | 0.02 | True |  | Non Federally-Regulated | 03/10/2017 |  | 03/10/2017
Juno Lighting, LLC | Juno | IC4AL-**K-*-U + 46L******* | Light Emitting Diode | Inseparable Luminaire | Direct Wired | 0-10 VDC Controls | 77 | 2700 | 0.0015 | 94 | 58 | 432 | 1 | Ambient | 50000 |  |  | 50000 | 0.06 | 18 | 19 | 0.06 | 0.02 | 0.02 | 0.02 | 0.01 | 0 | 0.14 | 0.07 | 0.06 | 0.06 | 0.04 | 0.01 | 0.67 | 0.35 | 0.34 | 0.29 | 0.17 | 0.02 | True |  | Non Federally-Regulated | 03/10/2017 |  | 03/10/2017
Juno Lighting, LLC | Juno | IC4AL-**K-*-U + 48L******* | Light Emitting Diode | Inseparable Luminaire | Direct Wired | 0-10 VDC Controls | 76 | 2700 | 0.0015 | 94 | 58 | 432 | 1 | Ambient | 50000 |  |  | 50000 | 0.06 | 18 | 19 | 0.06 | 0.02 | 0.02 | 0.02 | 0.01 | 0 | 0.14 | 0.07 | 0.06 | 0.06 | 0.04 | 0.01 | 0.67 | 0.35 | 0.34 | 0.29 | 0.17 | 0.02 | True |  | Non Federally-Regulated | 03/10/2017 |  | 03/10/2017
Juno Lighting, LLC | Juno | IC4AL-**K-*-U + 42L******* | Light Emitting Diode | Inseparable Luminaire | Direct Wired | 0-10 VDC Controls | 68 | 2700 | 0.0015 | 94 | 58 | 432 | 1 | Ambient | 50000 |  |  | 50000 | 0.06 | 18 | 19 | 0.06 | 0.02 | 0.02 | 0.02 | 0.01 | 0 | 0.14 | 0.07 | 0.06 | 0.06 | 0.04 | 0.01 | 0.67 | 0.35 | 0.34 | 0.29 | 0.17 | 0.02 | True |  | Non Federally-Regulated | 03/10/2017 |  | 03/10/2017
Juno Lighting, LLC | Juno | IC4AL-**K-*-U + 47L******* | Light Emitting Diode | Inseparable Luminaire | Direct Wired | 0-10 VDC Controls | 68 | 2700 | 0.0015 | 94 | 58 | 432 | 1 | Ambient | 50000 |  |  | 50000 | 0.06 | 18 | 19 | 0.06 | 0.02 | 0.02 | 0.02 | 0.01 | 0 | 0.14 | 0.07 | 0.06 | 0.06 | 0.04 | 0.01 | 0.67 | 0.35 | 0.34 | 0.29 | 0.17 | 0.02 | True |  | Non Federally-Regulated | 03/10/2017 |  | 03/10/2017
Juno Lighting, LLC | Juno | IC4AL-**K-*-1 + 45L-WH | Light Emitting Diode | Inseparable Luminaire | Direct Wired | Forward Phase Cut Controls | 47 | 2700 | 0.0015 | 91 | 53 | 460 | 1 | Ambient | 50000 |  |  | 50000 | 0.08 | 13 | 20 | 0.06 | 0 | 0 | 0 | 0 | 0 | 0.3 | 0.01 | 0.01 | 0.01 | 0 | 0 | 1 | 0.05 | 0.03 | 0.03 | 0.02 | 0.01 | True |  | Non Federally-Regulated | 03/10/2017 |  | 03/10/2017
Juno Lighting, LLC | Juno | IC4AL-**K-*-1 + 41LSQ-WH | Light Emitting Diode | Inseparable Luminaire | Direct Wired | Forward Phase Cut Controls | 52 | 2700 | 0.0015 | 91 | 53 | 460 | 1 | Ambient | 50000 |  |  | 50000 | 0.08 | 13 | 20 | 0.06 | 0 | 0 | 0 | 0 | 0 | 0.3 | 0.01 | 0.01 | 0.01 | 0 | 0 | 1 | 0.05 | 0.03 | 0.03 | 0.02 | 0.01 | True |  | Non Federally-Regulated | 03/10/2017 |  | 03/10/2017
Juno Lighting, LLC | Juno | IC4AL-**K-*-1 + 41L**** | Light Emitting Diode | Inseparable Luminaire | Direct Wired | Forward Phase Cut Controls | 55 | 2700 | 0.0015 | 91 | 53 | 460 | 1 | Ambient | 50000 |  |  | 50000 | 0.08 | 13 | 20 | 0.06 | 0 | 0 | 0 | 0 | 0 | 0.3 | 0.01 | 0.01 | 0.01 | 0 | 0 | 1 | 0.05 | 0.03 | 0.03 | 0.02 | 0.01 | True |  | Non Federally-Regulated | 03/10/2017 |  | 03/10/2017
Juno Lighting, LLC | Juno | IC4AL-**K-*-1 + 42LSQ-****** | Light Emitting Diode | Inseparable Luminaire | Direct Wired | Forward Phase Cut Controls | 56 | 2700 | 0.0015 | 91 | 53 | 460 | 1 | Ambient | 50000 |  |  | 50000 | 0.08 | 13 | 20 | 0.06 | 0 | 0 | 0 | 0 | 0 | 0.3 | 0.01 | 0.01 | 0.01 | 0 | 0 | 1 | 0.05 | 0.03 | 0.03 | 0.02 | 0.01 | True |  | Non Federally-Regulated | 03/10/2017 |  | 03/10/2017
Juno Lighting, LLC | Juno | IC4AL-**K-*-1 + 47LSQ-****** | Light Emitting Diode | Inseparable Luminaire | Direct Wired | Forward Phase Cut Controls | 60 | 2700 | 0.0015 | 91 | 53 | 460 | 1 | Ambient | 50000 |  |  | 50000 | 0.08 | 13 | 20 | 0.06 | 0 | 0 | 0 | 0 | 0 | 0.3 | 0.01 | 0.01 | 0.01 | 0 | 0 | 1 | 0.05 | 0.03 | 0.03 | 0.02 | 0.01 | True |  | Non Federally-Regulated | 03/10/2017 |  | 03/10/2017
Juno Lighting, LLC | Juno | IC4AL-**K-*-1 + 46L******* | Light Emitting Diode | Inseparable Luminaire | Direct Wired | Forward Phase Cut Controls | 72 | 2700 | 0.0015 | 91 | 53 | 460 | 1 | Ambient | 50000 |  |  | 50000 | 0.08 | 13 | 20 | 0.06 | 0 | 0 | 0 | 0 | 0 | 0.3 | 0.01 | 0.01 | 0.01 | 0 | 0 | 1 | 0.05 | 0.03 | 0.03 | 0.02 | 0.01 | True |  | Non Federally-Regulated | 03/10/2017 |  | 03/10/2017
Juno Lighting, LLC | Juno | IC4AL-**K-*-1 + 48L******* | Light Emitting Diode | Inseparable Luminaire | Direct Wired | Forward Phase Cut Controls | 71 | 2700 | 0.0015 | 91 | 53 | 460 | 1 | Ambient | 50000 |  |  | 50000 | 0.08 | 13 | 20 | 0.06 | 0 | 0 | 0 | 0 | 0 | 0.3 | 0.01 | 0.01 | 0.01 | 0 | 0 | 1 | 0.05 | 0.03 | 0.03 | 0.02 | 0.01 | True |  | Non Federally-Regulated | 03/10/2017 |  | 03/10/2017
Juno Lighting, LLC | Juno | IC4AL-**K-*-1 + 42L******* | Light Emitting Diode | Inseparable Luminaire | Direct Wired | Forward Phase Cut Controls | 64 | 2700 | 0.0015 | 91 | 53 | 460 | 1 | Ambient | 50000 |  |  | 50000 | 0.08 | 13 | 20 | 0.06 | 0 | 0 | 0 | 0 | 0 | 0.3 | 0.01 | 0.01 | 0.01 | 0 | 0 | 1 | 0.05 | 0.03 | 0.03 | 0.02 | 0.01 | True |  | Non Federally-Regulated | 03/10/2017 |  | 03/10/2017
Juno Lighting, LLC | Juno | IC4AL-**K-*-1 + 47L******* | Light Emitting Diode | Inseparable Luminaire | Direct Wired | Forward Phase Cut Controls | 63 | 2700 | 0.0015 | 91 | 53 | 460 | 1 | Ambient | 50000 |  |  | 50000 | 0.08 | 13 | 20 | 0.06 | 0 | 0 | 0 | 0 | 0 | 0.3 | 0.01 | 0.01 | 0.01 | 0 | 0 | 1 | 0.05 | 0.03 | 0.03 | 0.02 | 0.01 | True |  | Non Federally-Regulated | 03/10/2017 |  | 03/10/2017
Juno Lighting, LLC | Juno | IC104AL-**K-*-U + 41LSQ-WH | Light Emitting Diode | Inseparable Luminaire | Direct Wired | 0-10 VDC Controls | 48 | 2700 | 0.003 | 93 | 56 | 472 | 1 | Ambient | 50000 |  |  | 50000 | 0.06 | 16 | 19 | 0.06 | 0.02 | 0.01 | 0.01 | 0.01 | 0 | 0.11 | 0.06 | 0.05 | 0.05 | 0.04 | 0.01 | 0.33 | 0.16 | 0.15 | 0.14 | 0.11 | 0.02 | True |  | Non Federally-Regulated | 03/10/2017 |  | 03/10/2017
Juno Lighting, LLC | Juno | IC104AL-**K-*-U + 41L******* | Light Emitting Diode | Inseparable Luminaire | Direct Wired | 0-10 VDC Controls | 50 | 2700 | 0.003 | 93 | 56 | 472 | 1 | Ambient | 50000 |  |  | 50000 | 0.06 | 16 | 19 | 0.06 | 0.02 | 0.01 | 0.01 | 0.01 | 0 | 0.11 | 0.06 | 0.05 | 0.05 | 0.04 | 0.01 | 0.33 | 0.16 | 0.15 | 0.14 | 0.11 | 0.02 | True |  | Non Federally-Regulated | 03/10/2017 |  | 03/10/2017
Juno Lighting, LLC | Juno | IC104AL-**K-*-U + 42LSQ-****** | Light Emitting Diode | Inseparable Luminaire | Direct Wired | 0-10 VDC Controls | 51 | 2700 | 0.003 | 93 | 56 | 472 | 1 | Ambient | 50000 |  |  | 50000 | 0.06 | 16 | 19 | 0.06 | 0.02 | 0.01 | 0.01 | 0.01 | 0 | 0.11 | 0.06 | 0.05 | 0.05 | 0.04 | 0.01 | 0.33 | 0.16 | 0.15 | 0.14 | 0.11 | 0.02 | True |  | Non Federally-Regulated | 03/10/2017 |  | 03/10/2017
Juno Lighting, LLC | Juno | IC104AL-**K-*-U + 47LSQ-****** | Light Emitting Diode | Inseparable Luminaire | Direct Wired | 0-10 VDC Controls | 55 | 2700 | 0.003 | 93 | 56 | 472 | 1 | Ambient | 50000 |  |  | 50000 | 0.06 | 16 | 19 | 0.06 | 0.02 | 0.01 | 0.01 | 0.01 | 0 | 0.11 | 0.06 | 0.05 | 0.05 | 0.04 | 0.01 | 0.33 | 0.16 | 0.15 | 0.14 | 0.11 | 0.02 | True |  | Non Federally-Regulated | 03/10/2017 |  | 03/10/2017
Juno Lighting, LLC | Juno | IC104AL-**K-*-U + 46L******* | Light Emitting Diode | Inseparable Luminaire | Direct Wired | 0-10 VDC Controls | 65 | 2700 | 0.003 | 93 | 56 | 472 | 1 | Ambient | 50000 |  |  | 50000 | 0.06 | 16 | 19 | 0.06 | 0.02 | 0.01 | 0.01 | 0.01 | 0 | 0.11 | 0.06 | 0.05 | 0.05 | 0.04 | 0.01 | 0.33 | 0.16 | 0.15 | 0.14 | 0.11 | 0.02 | True |  | Non Federally-Regulated | 03/10/2017 |  | 03/10/2017
Juno Lighting, LLC | Juno | IC104AL-**K-*-U + 48L******* | Light Emitting Diode | Inseparable Luminaire | Direct Wired | 0-10 VDC Controls | 65 | 2700 | 0.003 | 91 | 56 | 472 | 1 | Ambient | 50000 |  |  | 50000 | 0.06 | 16 | 19 | 0.06 | 0.02 | 0.01 | 0.01 | 0.01 | 0 | 0.11 | 0.06 | 0.05 | 0.05 | 0.04 | 0.01 | 0.33 | 0.16 | 0.15 | 0.14 | 0.11 | 0.02 | True |  | Non Federally-Regulated | 03/10/2017 |  | 03/10/2017
Juno Lighting, LLC | Juno | IC104AL-**K-*-U + 42L******* | Light Emitting Diode | Inseparable Luminaire | Direct Wired | 0-10 VDC Controls | 47 | 2700 | 0.003 | 91 | 56 | 472 | 1 | Ambient | 50000 |  |  | 50000 | 0.06 | 16 | 19 | 0.06 | 0.02 | 0.01 | 0.01 | 0.01 | 0 | 0.11 | 0.06 | 0.05 | 0.05 | 0.04 | 0.01 | 0.33 | 0.16 | 0.15 | 0.14 | 0.11 | 0.02 | True |  | Non Federally-Regulated | 03/10/2017 |  | 03/10/2017
Juno Lighting, LLC | Juno | IC104AL-**K-*-U + 47L******* | Light Emitting Diode | Inseparable Luminaire | Direct Wired | 0-10 VDC Controls | 58 | 2700 | 0.003 | 93 | 56 | 472 | 1 | Ambient | 50000 |  |  | 50000 | 0.06 | 16 | 19 | 0.06 | 0.02 | 0.01 | 0.01 | 0.01 | 0 | 0.11 | 0.06 | 0.05 | 0.05 | 0.04 | 0.01 | 0.33 | 0.16 | 0.15 | 0.14 | 0.11 | 0.02 | True |  | Non Federally-Regulated | 03/10/2017 |  | 03/10/2017
Juno Lighting, LLC | Juno | IC104AL-**K-*-1 + 45L-WH | Light Emitting Diode | Inseparable Luminaire | Direct Wired | Forward Phase Cut Controls | 47 | 2700 | 0.0023 | 91 | 50 | 224 | 1 | Ambient | 50000 |  |  | 50000 | 0.04 | 18 | 21 | 0.06 | 0 | 0 | 0 | 0 | 0 | 0.3 | 0.01 | 0.01 | 0.01 | 0 | 0 | 1 | 0.05 | 0.03 | 0.03 | 0.02 | 0.01 | True |  | Non Federally-Regulated | 03/10/2017 |  | 03/10/2017
Juno Lighting, LLC | Juno | IC104AL-**K-*-1 + 41LSQ-WH | Light Emitting Diode | Inseparable Luminaire | Direct Wired | Forward Phase Cut Controls | 52 | 2700 | 0.0023 | 91 | 50 | 224 | 1 | Ambient | 50000 |  |  | 50000 | 0.04 | 18 | 21 | 0.06 | 0 | 0 | 0 | 0 | 0 | 0.3 | 0.01 | 0.01 | 0.01 | 0 | 0 | 1 | 0.05 | 0.03 | 0.03 | 0.02 | 0.01 | True |  | Non Federally-Regulated | 03/10/2017 |  | 03/10/2017
Juno Lighting, LLC | Juno | IC104AL-**K-*-1 + 41L******* | Light Emitting Diode | Inseparable Luminaire | Direct Wired | Forward Phase Cut Controls | 54 | 2700 | 0.0023 | 91 | 50 | 224 | 1 | Ambient | 50000 |  |  | 50000 | 0.04 | 18 | 21 | 0.06 | 0 | 0 | 0 | 0 | 0 | 0.3 | 0.01 | 0.01 | 0.01 | 0 | 0 | 1 | 0.05 | 0.03 | 0.03 | 0.02 | 0.01 | True |  | Non Federally-Regulated | 03/10/2017 |  | 03/10/2017
Juno Lighting, LLC | Juno | IC104AL-**K-*-1 + 42LSQ-****** | Light Emitting Diode | Inseparable Luminaire | Direct Wired | Forward Phase Cut Controls | 55 | 2700 | 0.0023 | 91 | 50 | 224 | 1 | Ambient | 50000 |  |  | 50000 | 0.04 | 18 | 21 | 0.06 | 0 | 0 | 0 | 0 | 0 | 0.3 | 0.01 | 0.01 | 0.01 | 0 | 0 | 1 | 0.05 | 0.03 | 0.03 | 0.02 | 0.01 | True |  | Non Federally-Regulated | 03/10/2017 |  | 03/10/2017
Juno Lighting, LLC | Juno | IC104AL-**K-*-1 + 47LSQ-****** | Light Emitting Diode | Inseparable Luminaire | Direct Wired | Forward Phase Cut Controls | 60 | 2700 | 0.0023 | 91 | 50 | 224 | 1 | Ambient | 50000 |  |  | 50000 | 0.04 | 18 | 21 | 0.06 | 0 | 0 | 0 | 0 | 0 | 0.3 | 0.01 | 0.01 | 0.01 | 0 | 0 | 1 | 0.05 | 0.03 | 0.03 | 0.02 | 0.01 | True |  | Non Federally-Regulated | 03/10/2017 |  | 03/10/2017
Juno Lighting, LLC | Juno | IC104AL-**K-*-1 + 46L******* | Light Emitting Diode | Inseparable Luminaire | Direct Wired | Forward Phase Cut Controls | 71 | 2700 | 0.0023 | 91 | 50 | 224 | 1 | Ambient | 50000 |  |  | 50000 | 0.04 | 18 | 21 | 0.06 | 0 | 0 | 0 | 0 | 0 | 0.3 | 0.01 | 0.01 | 0.01 | 0 | 0 | 1 | 0.05 | 0.03 | 0.03 | 0.02 | 0.01 | True |  | Non Federally-Regulated | 03/10/2017 |  | 03/10/2017
Juno Lighting, LLC | Juno | IC104AL-**K-*-1 + 48L******* | Light Emitting Diode | Inseparable Luminaire | Direct Wired | Forward Phase Cut Controls | 71 | 2700 | 0.0023 | 91 | 50 | 224 | 1 | Ambient | 50000 |  |  | 50000 | 0.04 | 18 | 21 | 0.06 | 0 | 0 | 0 | 0 | 0 | 0.3 | 0.01 | 0.01 | 0.01 | 0 | 0 | 1 | 0.05 | 0.03 | 0.03 | 0.02 | 0.01 | True |  | Non Federally-Regulated | 03/10/2017 |  | 03/10/2017
Juno Lighting, LLC | Juno | IC104AL-**K-*-1 + 42L******* | Light Emitting Diode | Inseparable Luminaire | Direct Wired | Forward Phase Cut Controls | 63 | 2700 | 0.0023 | 91 | 50 | 224 | 1 | Ambient | 50000 |  |  | 50000 | 0.04 | 18 | 21 | 0.06 | 0 | 0 | 0 | 0 | 0 | 0.3 | 0.01 | 0.01 | 0.01 | 0 | 0 | 1 | 0.05 | 0.03 | 0.03 | 0.02 | 0.01 | True |  | Non Federally-Regulated | 03/10/2017 |  | 03/10/2017
Juno Lighting, LLC | Juno | IC104AL-**K-*-1 + 47L******* | Light Emitting Diode | Inseparable Luminaire | Direct Wired | Forward Phase Cut Controls | 63 | 2700 | 0.0023 | 91 | 50 | 224 | 1 | Ambient | 50000 |  |  | 50000 | 0.04 | 18 | 21 | 0.06 | 0 | 0 | 0 | 0 | 0 | 0.3 | 0.01 | 0.01 | 0.01 | 0 | 0 | 1 | 0.05 | 0.03 | 0.03 | 0.02 | 0.01 | True |  | Non Federally-Regulated | 03/10/2017 |  | 03/10/2017
Juno Lighting, LLC | Juno | IC926LED9G4-**K-1 + 620**** | Light Emitting Diode | Inseparable Luminaire | Direct Wired | Forward Phase Cut Controls | 52 | 2700 | 0.0011 | 92 | 66 | 287 | 1 | Ambient | 50000 |  |  | 50000 | 0.03 | 19 | 19 | 0.08 | 0.01 | 0 | 0 | 0 | 0 | 0.33 | 0.01 | 0.01 | 0.01 | 0 | 0 | 1 | 0.05 | 0.04 | 0.02 | 0.02 | 0.01 | True |  | Non Federally-Regulated | 03/10/2017 |  | 03/10/2017
Juno Lighting, LLC | Juno | IC926LED9G4-**K-1 + 614**** | Light Emitting Diode | Inseparable Luminaire | Direct Wired | Forward Phase Cut Controls | 51 | 2700 | 0.0011 | 92 | 66 | 287 | 1 | Ambient | 50000 |  |  | 50000 | 0.03 | 19 | 19 | 0.08 | 0.01 | 0 | 0 | 0 | 0 | 0.33 | 0.01 | 0.01 | 0.01 | 0 | 0 | 1 | 0.05 | 0.04 | 0.02 | 0.02 | 0.01 | True |  | Non Federally-Regulated | 03/10/2017 |  | 03/10/2017
Juno Lighting, LLC | Juno | IC928LED9G4-**K-1 + 602**** | Light Emitting Diode | Inseparable Luminaire | Direct Wired | Forward Phase Cut Controls | 54 | 2700 | 0.0011 | 92 | 66 | 287 | 1 | Ambient | 50000 |  |  | 50000 | 0.03 | 19 | 19 | 0.08 | 0.01 | 0 | 0 | 0 | 0 | 0.33 | 0.01 | 0.01 | 0.01 | 0 | 0 | 1 | 0.05 | 0.04 | 0.02 | 0.02 | 0.01 | True |  | Non Federally-Regulated | 03/10/2017 |  | 03/10/2017
Juno Lighting, LLC | Juno | IC928LED9G4-**K-1 + 604**** | Light Emitting Diode | Inseparable Luminaire | Direct Wired | Forward Phase Cut Controls | 52 | 2700 | 0.0011 | 92 | 66 | 287 | 1 | Ambient | 50000 |  |  | 50000 | 0.03 | 19 | 19 | 0.08 | 0.01 | 0 | 0 | 0 | 0 | 0.33 | 0.01 | 0.01 | 0.01 | 0 | 0 | 1 | 0.05 | 0.04 | 0.02 | 0.02 | 0.01 | True |  | Non Federally-Regulated | 03/10/2017 |  | 03/10/2017
Juno Lighting, LLC | Juno | IC926LED9G4-**K-U+ 620**** | Light Emitting Diode | Inseparable Luminaire | Direct Wired | 0-10 VDC Controls | 50 | 2700 | 0.0011 | 92 | 66 | 160 | 1 | Ambient | 50000 |  |  | 50000 | 0.06 | 21 | 19 | 0.06 | 0 | 0 | 0 | 0 | 0 | 0.25 | 0.02 | 0.01 | 0.01 | 0.01 | 0 | 0.56 | 0.03 | 0.02 | 0.01 | 0.01 | 0.01 | True |  | Non Federally-Regulated | 03/10/2017 |  | 03/10/2017
Juno Lighting, LLC | Juno | IC926LED9G4-**K-U + 614**** | Light Emitting Diode | Inseparable Luminaire | Direct Wired | 0-10 VDC Controls | 49 | 2700 | 0.0011 | 92 | 66 | 160 | 1 | Ambient | 50000 |  |  | 50000 | 0.06 | 21 | 19 | 0.06 | 0 | 0 | 0 | 0 | 0 | 0.25 | 0.02 | 0.01 | 0.01 | 0.01 | 0 | 0.56 | 0.03 | 0.02 | 0.01 | 0.01 | 0.01 | True |  | Non Federally-Regulated | 03/10/2017 |  | 03/10/2017
Juno Lighting, LLC | Juno | IC928LED9G4-**K-U + 602**** | Light Emitting Diode | Inseparable Luminaire | Direct Wired | 0-10 VDC Controls | 51 | 2700 | 0.0011 | 92 | 66 | 160 | 1 | Ambient | 50000 |  |  | 50000 | 0.06 | 21 | 19 | 0.06 | 0 | 0 | 0 | 0 | 0 | 0.25 | 0.02 | 0.01 | 0.01 | 0.01 | 0 | 0.56 | 0.03 | 0.02 | 0.01 | 0.01 | 0.01 | True |  | Non Federally-Regulated | 03/10/2017 |  | 03/10/2017
Juno Lighting, LLC | Juno | IC928LED9G4-**K-U + 604**** | Light Emitting Diode | Inseparable Luminaire | Direct Wired | 0-10 VDC Controls | 50 | 2700 | 0.0011 | 92 | 66 | 160 | 1 | Ambient | 50000 |  |  | 50000 | 0.06 | 21 | 19 | 0.06 | 0 | 0 | 0 | 0 | 0 | 0.25 | 0.02 | 0.01 | 0.01 | 0.01 | 0 | 0.56 | 0.03 | 0.02 | 0.01 | 0.01 | 0.01 | True |  | Non Federally-Regulated | 03/10/2017 |  | 03/10/2017
Juno Lighting, LLC | Juno | 2LEDTG2A-9xxx-xxxx + 2LEDDRVG2-6-120 | Light Emitting Diode | Inseparable Luminaire | Direct Wired | Forward Phase Cut Controls | 67 | 2700 | 0.0016 | 93 | 57 | 328 | 1 | Ambient | 50000 |  |  | 50000 | 0 | 19 | 19 | 0.06 | 0 | 0 | 0 | 0 | 0 | 0.3 | 0.01 | 0.01 | 0.01 | 0 | 0 | 1 | 0.05 | 0.03 | 0.03 | 0.02 | 0.01 | True |  | Non Federally-Regulated | 03/10/2017 |  | 03/10/2017
Juno Lighting, LLC | Juno | 2LEDTG2A-9xxx-xxxx + 2LEDDRVG2-6-MVOLT | Light Emitting Diode | Inseparable Luminaire | Direct Wired | 0-10 VDC Controls | 68 | 2700 | 0.0017 | 93 | 57 | 458 | 1 | Ambient | 50000 |  |  | 50000 | 0.03 | 20 | 19 | 0.06 | 0.02 | 0.02 | 0.02 | 0.01 | 0 | 0.14 | 0.07 | 0.06 | 0.06 | 0.04 | 0.01 | 0.67 | 0.35 | 0.34 | 0.29 | 0.17 | 0.02 | True |  | Non Federally-Regulated | 03/10/2017 |  | 03/10/2017
Juno Lighting, LLC | Juno | 2LEDTG2B-9xxx-xxxx + 2LEDDRVG2-6-120 | Light Emitting Diode | Inseparable Luminaire | Direct Wired | Forward Phase Cut Controls | 62 | 2700 | 0.0016 | 93 | 57 | 328 | 1 | Ambient | 50000 |  |  | 50000 | 0 | 19 | 19 | 0.06 | 0 | 0 | 0 | 0 | 0 | 0.3 | 0.01 | 0.01 | 0.01 | 0 | 0 | 1 | 0.05 | 0.03 | 0.03 | 0.02 | 0.01 | True |  | Non Federally-Regulated | 03/10/2017 |  | 03/10/2017
Juno Lighting, LLC | Juno | 2LEDTG2B-9xxx-xxxx + 2LEDDRVG2-6-MVOLT | Light Emitting Diode | Inseparable Luminaire | Direct Wired | 0-10 VDC Controls | 63 | 2700 | 0.0017 | 93 | 57 | 458 | 1 | Ambient | 50000 |  |  | 50000 | 0.03 | 20 | 19 | 0.06 | 0.02 | 0.02 | 0.02 | 0.01 | 0 | 0.14 | 0.07 | 0.06 | 0.06 | 0.04 | 0.01 | 0.67 | 0.35 | 0.34 | 0.29 | 0.17 | 0.02 | True |  | Non Federally-Regulated | 03/10/2017 |  | 03/10/2017
Juno Lighting, LLC | Juno | 2LEDTG2C-9xxx-xxxx + 2LEDDRVG2-6-120 | Light Emitting Diode | Inseparable Luminaire | Direct Wired | Forward Phase Cut Controls | 69 | 2700 | 0.0016 | 93 | 57 | 328 | 1 | Ambient | 50000 |  |  | 50000 | 0 | 19 | 19 | 0.06 | 0 | 0 | 0 | 0 | 0 | 0.3 | 0.01 | 0.01 | 0.01 | 0 | 0 | 1 | 0.05 | 0.03 | 0.03 | 0.02 | 0.01 | True |  | Non Federally-Regulated | 03/10/2017 |  | 03/10/2017
Juno Lighting, LLC | Juno | 2LEDTG2C-9xxx-xxxx + 2LEDDRVG2-6-MVOLT | Light Emitting Diode | Inseparable Luminaire | Direct Wired | 0-10 VDC Controls | 70 | 2700 | 0.0017 | 93 | 57 | 458 | 1 | Ambient | 50000 |  |  | 50000 | 0.03 | 20 | 19 | 0.06 | 0.02 | 0.02 | 0.02 | 0.01 | 0 | 0.14 | 0.07 | 0.06 | 0.06 | 0.04 | 0.01 | 0.67 | 0.35 | 0.34 | 0.29 | 0.17 | 0.02 | True |  | Non Federally-Regulated | 03/10/2017 |  | 03/10/2017
Juno Lighting, LLC | Juno | 2LEDTG2SQ-9xxx-xxxx + 2LEDDRVG2-6-120 | Light Emitting Diode | Inseparable Luminaire | Direct Wired | Forward Phase Cut Controls | 58 | 2700 | 0.0016 | 93 | 57 | 328 | 1 | Ambient | 50000 |  |  | 50000 | 0 | 19 | 19 | 0.06 | 0 | 0 | 0 | 0 | 0 | 0.3 | 0.01 | 0.01 | 0.01 | 0 | 0 | 1 | 0.05 | 0.03 | 0.03 | 0.02 | 0.01 | True |  | Non Federally-Regulated | 03/10/2017 |  | 03/10/2017
Juno Lighting, LLC | Juno | 2LEDTG2SQ-9xxx-xxxx + 2LEDDRVG2-6-MVOLT | Light Emitting Diode | Inseparable Luminaire | Direct Wired | 0-10 VDC Controls | 59 | 2700 | 0.0017 | 93 | 57 | 458 | 1 | Ambient | 50000 |  |  | 50000 | 0.03 | 20 | 19 | 0.06 | 0.02 | 0.02 | 0.02 | 0.01 | 0 | 0.14 | 0.07 | 0.06 | 0.06 | 0.04 | 0.01 | 0.67 | 0.35 | 0.34 | 0.29 | 0.17 | 0.02 | True |  | Non Federally-Regulated | 03/10/2017 |  | 03/10/2017
Juno Lighting, LLC | Juno | 2LEDTG2SQA-9xxx-xxxx + 2LEDDRVG2-6-120 | Light Emitting Diode | Inseparable Luminaire | Direct Wired | Forward Phase Cut Controls | 67 | 2700 | 0.0016 | 93 | 57 | 328 | 1 | Ambient | 50000 |  |  | 50000 | 0 | 19 | 19 | 0.06 | 0 | 0 | 0 | 0 | 0 | 0.3 | 0.01 | 0.01 | 0.01 | 0 | 0 | 1 | 0.05 | 0.03 | 0.03 | 0.02 | 0.01 | True |  | Non Federally-Regulated | 03/10/2017 |  | 03/10/2017
Juno Lighting, LLC | Juno | 2LEDTG2SQA-9xxx-xxxx + 2LEDDRVG2-6-MVOLT | Light Emitting Diode | Inseparable Luminaire | Direct Wired | 0-10 VDC Controls | 68 | 2700 | 0.0017 | 93 | 57 | 458 | 1 | Ambient | 50000 |  |  | 50000 | 0.03 | 20 | 19 | 0.06 | 0.02 | 0.02 | 0.02 | 0.01 | 0 | 0.14 | 0.07 | 0.06 | 0.06 | 0.04 | 0.01 | 0.67 | 0.35 | 0.34 | 0.29 | 0.17 | 0.02 | True |  | Non Federally-Regulated | 03/10/2017 |  | 03/10/2017
Juno Lighting, LLC | Juno | 2LEDTG2A-9xxx-xxxx + 2LEDDRVG2-10-120 | Light Emitting Diode | Inseparable Luminaire | Direct Wired | Forward Phase Cut Controls | 65 | 2700 | 0.0016 | 93 | 56 | 268 | 1 | Ambient | 50000 |  |  | 50000 | 0.02 | 19 | 19 | 0.06 | 0 | 0 | 0 | 0 | 0 | 0.3 | 0.01 | 0.01 | 0.01 | 0 | 0 | 1 | 0.05 | 0.03 | 0.03 | 0.02 | 0.01 | True |  | Non Federally-Regulated | 03/10/2017 |  | 03/10/2017
Juno Lighting, LLC | Juno | 2LEDTG2A-9xxx-xxxx + 2LEDDRVG2-10-MVOLT | Light Emitting Diode | Inseparable Luminaire | Direct Wired | 0-10 VDC Controls | 65 | 2700 | 0.0016 | 93 | 56 | 446 | 1 | Ambient | 50000 |  |  | 50000 | 0.1 | 19 | 19 | 0.06 | 0.02 | 0.01 | 0.01 | 0.01 | 0 | 0.11 | 0.06 | 0.05 | 0.05 | 0.04 | 0.01 | 0.33 | 0.16 | 0.15 | 0.14 | 0.11 | 0.02 | True |  | Non Federally-Regulated | 03/10/2017 |  | 03/10/2017
Juno Lighting, LLC | Juno | 2LEDTG2B-9xxx-xxxx + 2LEDDRVG2-10-120 | Light Emitting Diode | Inseparable Luminaire | Direct Wired | Forward Phase Cut Controls | 68 | 2700 | 0.0016 | 93 | 56 | 268 | 1 | Ambient | 50000 |  |  | 50000 | 0.02 | 19 | 19 | 0.06 | 0 | 0 | 0 | 0 | 0 | 0.3 | 0.01 | 0.01 | 0.01 | 0 | 0 | 1 | 0.05 | 0.03 | 0.03 | 0.02 | 0.01 | True |  | Non Federally-Regulated | 03/10/2017 |  | 03/10/2017
Juno Lighting, LLC | Juno | 2LEDTG2B-9xxx-xxxx + 2LEDDRVG2-10-MVOLT | Light Emitting Diode | Inseparable Luminaire | Direct Wired | 0-10 VDC Controls | 68 | 2700 | 0.0016 | 93 | 56 | 446 | 1 | Ambient | 50000 |  |  | 50000 | 0.1 | 19 | 19 | 0.06 | 0.02 | 0.01 | 0.01 | 0.01 | 0 | 0.11 | 0.06 | 0.05 | 0.05 | 0.04 | 0.01 | 0.33 | 0.16 | 0.15 | 0.14 | 0.11 | 0.02 | True |  | Non Federally-Regulated | 03/10/2017 |  | 03/10/2017
Juno Lighting, LLC | Juno | 2LEDTG2C-9xxx-xxxx + 2LEDDRVG2-10-120 | Light Emitting Diode | Inseparable Luminaire | Direct Wired | Forward Phase Cut Controls | 62 | 2700 | 0.0016 | 93 | 56 | 268 | 1 | Ambient | 50000 |  |  | 50000 | 0.02 | 19 | 19 | 0.06 | 0 | 0 | 0 | 0 | 0 | 0.3 | 0.01 | 0.01 | 0.01 | 0 | 0 | 1 | 0.05 | 0.03 | 0.03 | 0.02 | 0.01 | True |  | Non Federally-Regulated | 03/10/2017 |  | 03/10/2017
Juno Lighting, LLC | Juno | 2LEDTG2C-9xxx-xxxx + 2LEDDRVG2-10-MVOLT | Light Emitting Diode | Inseparable Luminaire | Direct Wired | 0-10 VDC Controls | 62 | 2700 | 0.0016 | 93 | 56 | 446 | 1 | Ambient | 50000 |  |  | 50000 | 0.1 | 19 | 19 | 0.06 | 0.02 | 0.01 | 0.01 | 0.01 | 0 | 0.11 | 0.06 | 0.05 | 0.05 | 0.04 | 0.01 | 0.33 | 0.16 | 0.15 | 0.14 | 0.11 | 0.02 | True |  | Non Federally-Regulated | 03/10/2017 |  | 03/10/2017
Juno Lighting, LLC | Juno | 2LEDTG2SQ-9xxx-xxxx + 2LEDDRVG2-10-120 | Light Emitting Diode | Inseparable Luminaire | Direct Wired | Forward Phase Cut Controls | 56 | 2700 | 0.0016 | 93 | 56 | 268 | 1 | Ambient | 50000 |  |  | 50000 | 0.02 | 19 | 19 | 0.06 | 0 | 0 | 0 | 0 | 0 | 0.3 | 0.01 | 0.01 | 0.01 | 0 | 0 | 1 | 0.05 | 0.03 | 0.03 | 0.02 | 0.01 | True |  | Non Federally-Regulated | 03/10/2017 |  | 03/10/2017
Juno Lighting, LLC | Juno | 2LEDTG2SQ-9xxx-xxxx + 2LEDDRVG2-10-MVOLT | Light Emitting Diode | Inseparable Luminaire | Direct Wired | 0-10 VDC Controls | 56 | 2700 | 0.0016 | 93 | 56 | 446 | 1 | Ambient | 50000 |  |  | 50000 | 0.1 | 19 | 19 | 0.06 | 0.02 | 0.01 | 0.01 | 0.01 | 0 | 0.11 | 0.06 | 0.05 | 0.05 | 0.04 | 0.01 | 0.33 | 0.16 | 0.15 | 0.14 | 0.11 | 0.02 | True |  | Non Federally-Regulated | 03/10/2017 |  | 03/10/2017
Juno Lighting, LLC | Juno | 2LEDTG2SQA-9xxx-xxxx + 2LEDDRVG2-10-120 | Light Emitting Diode | Inseparable Luminaire | Direct Wired | Forward Phase Cut Controls | 65 | 2700 | 0.0016 | 93 | 56 | 268 | 1 | Ambient | 50000 |  |  | 50000 | 0.02 | 19 | 19 | 0.06 | 0 | 0 | 0 | 0 | 0 | 0.3 | 0.01 | 0.01 | 0.01 | 0 | 0 | 1 | 0.05 | 0.03 | 0.03 | 0.02 | 0.01 | True |  | Non Federally-Regulated | 03/10/2017 |  | 03/10/2017
Juno Lighting, LLC | Juno | 2LEDTG2SQA-9xxx-xxxx + 2LEDDRVG2-10-MVOLT | Light Emitting Diode | Inseparable Luminaire | Direct Wired | 0-10 VDC Controls | 66 | 2700 | 0.0016 | 93 | 56 | 446 | 1 | Ambient | 50000 |  |  | 50000 | 0.1 | 19 | 19 | 0.06 | 0.02 | 0.01 | 0.01 | 0.01 | 0 | 0.11 | 0.06 | 0.05 | 0.05 | 0.04 | 0.01 | 0.33 | 0.16 | 0.15 | 0.14 | 0.11 | 0.02 | True |  | Non Federally-Regulated | 03/10/2017 |  | 03/10/2017
Juno Lighting, LLC | Juno | IC512L-9**-*-1 | Light Emitting Diode | Inseparable Luminaire | Direct Wired | Forward Phase Cut Controls | 59 | 2700 | 0.0031 | 92 | 53 | 248 | 1 | Ambient | 50000 |  |  | 50000 | 0.02 | 14 | 21 | 0.05 | 0 | 0 | 0 | 0 | 0 | 0.18 | 0.01 | 0.01 | 0.01 | 0.01 | 0 | 0.41 | 0.03 | 0.02 | 0.02 | 0.01 | 0.01 | True |  | Non Federally-Regulated | 03/10/2017 |  | 03/10/2017
Juno Lighting, LLC | Juno | IC517L-9**-*-1 | Light Emitting Diode | Inseparable Luminaire | Direct Wired | Forward Phase Cut Controls | 56 | 2700 | 0.0031 | 92 | 53 | 248 | 1 | Ambient | 50000 |  |  | 50000 | 0.02 | 14 | 21 | 0.05 | 0 | 0 | 0 | 0 | 0 | 0.18 | 0.01 | 0.01 | 0.01 | 0.01 | 0 | 0.41 | 0.03 | 0.02 | 0.02 | 0.01 | 0.01 | True |  | Non Federally-Regulated | 03/10/2017 |  | 03/10/2017
Juno Lighting, LLC | Juno | IC522L-9**-*-1 | Light Emitting Diode | Inseparable Luminaire | Direct Wired | Forward Phase Cut Controls | 52 | 2700 | 0.0031 | 92 | 53 | 248 | 1 | Ambient | 50000 |  |  | 50000 | 0.02 | 14 | 21 | 0.05 | 0 | 0 | 0 | 0 | 0 | 0.18 | 0.01 | 0.01 | 0.01 | 0.01 | 0 | 0.41 | 0.03 | 0.02 | 0.02 | 0.01 | 0.01 | True |  | Non Federally-Regulated | 03/10/2017 |  | 03/10/2017
Juno Lighting, LLC | Juno | IC527L-9**-*-1 | Light Emitting Diode | Inseparable Luminaire | Direct Wired | Forward Phase Cut Controls | 46 | 2700 | 0.0031 | 92 | 53 | 248 | 1 | Ambient | 50000 |  |  | 50000 | 0.02 | 14 | 21 | 0.05 | 0 | 0 | 0 | 0 | 0 | 0.18 | 0.01 | 0.01 | 0.01 | 0.01 | 0 | 0.41 | 0.03 | 0.02 | 0.02 | 0.01 | 0.01 | True |  | Non Federally-Regulated | 03/10/2017 |  | 03/10/2017
Juno Lighting, LLC | Juno | IC512LSQ-9**-*-1 | Light Emitting Diode | Inseparable Luminaire | Direct Wired | Forward Phase Cut Controls | 57 | 2700 | 0.0031 | 92 | 53 | 248 | 1 | Ambient | 50000 |  |  | 50000 | 0.02 | 14 | 21 | 0.05 | 0 | 0 | 0 | 0 | 0 | 0.18 | 0.01 | 0.01 | 0.01 | 0.01 | 0 | 0.41 | 0.03 | 0.02 | 0.02 | 0.01 | 0.01 | True |  | Non Federally-Regulated | 03/10/2017 |  | 03/10/2017
Juno Lighting, LLC | Juno | IC517LSQ-9**-*-1 | Light Emitting Diode | Inseparable Luminaire | Direct Wired | Forward Phase Cut Controls | 55 | 2700 | 0.0031 | 92 | 53 | 248 | 1 | Ambient | 50000 |  |  | 50000 | 0.02 | 14 | 21 | 0.05 | 0 | 0 | 0 | 0 | 0 | 0.18 | 0.01 | 0.01 | 0.01 | 0.01 | 0 | 0.41 | 0.03 | 0.02 | 0.02 | 0.01 | 0.01 | True |  | Non Federally-Regulated | 03/10/2017 |  | 03/10/2017
Juno Lighting, LLC | Juno | IC522LSQ-9**-*-1 | Light Emitting Diode | Inseparable Luminaire | Direct Wired | Forward Phase Cut Controls | 50 | 2700 | 0.0031 | 92 | 53 | 248 | 1 | Ambient | 50000 |  |  | 50000 | 0.02 | 14 | 21 | 0.05 | 0 | 0 | 0 | 0 | 0 | 0.18 | 0.01 | 0.01 | 0.01 | 0.01 | 0 | 0.41 | 0.03 | 0.02 | 0.02 | 0.01 | 0.01 | True |  | Non Federally-Regulated | 03/10/2017 |  | 03/10/2017
Juno Lighting, LLC | Juno | IC527LSQ-9**-*-1 | Light Emitting Diode | Inseparable Luminaire | Direct Wired | Forward Phase Cut Controls | 45 | 2700 | 0.0031 | 92 | 53 | 248 | 1 | Ambient | 50000 |  |  | 50000 | 0.02 | 14 | 21 | 0.05 | 0 | 0 | 0 | 0 | 0 | 0.18 | 0.01 | 0.01 | 0.01 | 0.01 | 0 | 0.41 | 0.03 | 0.02 | 0.02 | 0.01 | 0.01 | True |  | Non Federally-Regulated | 03/10/2017 |  | 03/10/2017
Juno Lighting, LLC | Juno | IC512L-9**-*-EZ* | Light Emitting Diode | Inseparable Luminaire | Direct Wired | 0-10 VDC Controls | 59 | 2700 | 0.0031 | 92 | 53 | 444 | 1 | Ambient | 50000 |  |  | 50000 | 0.01 | 14 | 19 | 0.04 | 0.03 | 0.02 | 0.01 | 0 | 0 | 0.96 | 0.16 | 0.08 | 0.03 | 0.02 | 0.01 | 1 | 0.5 | 0.47 | 0.12 | 0.06 | 0.04 | True |  | Non Federally-Regulated | 03/10/2017 |  | 03/10/2017
Juno Lighting, LLC | Juno | IC517L-9**-*-EZ* | Light Emitting Diode | Inseparable Luminaire | Direct Wired | 0-10 VDC Controls | 56 | 2700 | 0.0031 | 92 | 53 | 444 | 1 | Ambient | 50000 |  |  | 50000 | 0.01 | 14 | 19 | 0.04 | 0.03 | 0.02 | 0.01 | 0 | 0 | 0.96 | 0.16 | 0.08 | 0.03 | 0.02 | 0.01 | 1 | 0.5 | 0.47 | 0.12 | 0.06 | 0.04 | True |  | Non Federally-Regulated | 03/10/2017 |  | 03/10/2017
Juno Lighting, LLC | Juno | IC522L-9**-*-EZ* | Light Emitting Diode | Inseparable Luminaire | Direct Wired | 0-10 VDC Controls | 52 | 2700 | 0.0031 | 92 | 53 | 444 | 1 | Ambient | 50000 |  |  | 50000 | 0.01 | 14 | 19 | 0.04 | 0.03 | 0.02 | 0.01 | 0 | 0 | 0.96 | 0.16 | 0.08 | 0.03 | 0.02 | 0.01 | 1 | 0.5 | 0.47 | 0.12 | 0.06 | 0.04 | True |  | Non Federally-Regulated | 03/10/2017 |  | 03/10/2017
Juno Lighting, LLC | Juno | IC527L-9**-*-EZ* | Light Emitting Diode | Inseparable Luminaire | Direct Wired | 0-10 VDC Controls | 46 | 2700 | 0.0031 | 92 | 53 | 444 | 1 | Ambient | 50000 |  |  | 50000 | 0.01 | 14 | 19 | 0.04 | 0.03 | 0.02 | 0.01 | 0 | 0 | 0.96 | 0.16 | 0.08 | 0.03 | 0.02 | 0.01 | 1 | 0.5 | 0.47 | 0.12 | 0.06 | 0.04 | True |  | Non Federally-Regulated | 03/10/2017 |  | 03/10/2017
Juno Lighting, LLC | Juno | IC512LSQ-9**-*-EZ* | Light Emitting Diode | Inseparable Luminaire | Direct Wired | 0-10 VDC Controls | 57 | 2700 | 0.0031 | 92 | 53 | 444 | 1 | Ambient | 50000 |  |  | 50000 | 0.01 | 14 | 19 | 0.04 | 0.03 | 0.02 | 0.01 | 0 | 0 | 0.96 | 0.16 | 0.08 | 0.03 | 0.02 | 0.01 | 1 | 0.5 | 0.47 | 0.12 | 0.06 | 0.04 | True |  | Non Federally-Regulated | 03/10/2017 |  | 03/10/2017
Juno Lighting, LLC | Juno | IC517LSQ-9**-*-EZ* | Light Emitting Diode | Inseparable Luminaire | Direct Wired | 0-10 VDC Controls | 55 | 2700 | 0.0031 | 92 | 53 | 444 | 1 | Ambient | 50000 |  |  | 50000 | 0.01 | 14 | 19 | 0.04 | 0.03 | 0.02 | 0.01 | 0 | 0 | 0.96 | 0.16 | 0.08 | 0.03 | 0.02 | 0.01 | 1 | 0.5 | 0.47 | 0.12 | 0.06 | 0.04 | True |  | Non Federally-Regulated | 03/10/2017 |  | 03/10/2017
Juno Lighting, LLC | Juno | IC522LSQ-9**-*-EZ* | Light Emitting Diode | Inseparable Luminaire | Direct Wired | 0-10 VDC Controls | 50 | 2700 | 0.0031 | 92 | 53 | 444 | 1 | Ambient | 50000 |  |  | 50000 | 0.01 | 14 | 19 | 0.04 | 0.03 | 0.02 | 0.01 | 0 | 0 | 0.96 | 0.16 | 0.08 | 0.03 | 0.02 | 0.01 | 1 | 0.5 | 0.47 | 0.12 | 0.06 | 0.04 | True |  | Non Federally-Regulated | 03/10/2017 |  | 03/10/2017
Juno Lighting, LLC | Juno | IC527LSQ-9**-*-EZ* | Light Emitting Diode | Inseparable Luminaire | Direct Wired | 0-10 VDC Controls | 45 | 2700 | 0.0031 | 92 | 53 | 444 | 1 | Ambient | 50000 |  |  | 50000 | 0.01 | 14 | 19 | 0.04 | 0.03 | 0.02 | 0.01 | 0 | 0 | 0.96 | 0.16 | 0.08 | 0.03 | 0.02 | 0.01 | 1 | 0.5 | 0.47 | 0.12 | 0.06 | 0.04 | True |  | Non Federally-Regulated | 03/10/2017 |  | 03/10/2017
Juno Lighting, LLC | Juno | IC512L-9**-*-A | Light Emitting Diode | Inseparable Luminaire | Direct Wired | Direct Digital Controls | 59 | 2700 | 0.0031 | 92 | 53 | 416 | 1 | Ambient | 50000 |  |  | 50000 | 0 | 14 | 18 | 0.09 | 0.02 | 0.01 | 0 | 0 | 0 | 1 | 0.16 | 0.09 | 0.02 | 0 | 0 | 1 | 0.2 | 0.16 | 0.13 | 0.03 | 0.02 | True |  | Non Federally-Regulated | 03/10/2017 |  | 03/10/2017
Juno Lighting, LLC | Juno | IC517L-9**-*-A | Light Emitting Diode | Inseparable Luminaire | Direct Wired | Direct Digital Controls | 56 | 2700 | 0.0031 | 92 | 53 | 416 | 1 | Ambient | 50000 |  |  | 50000 | 0 | 14 | 18 | 0.09 | 0.02 | 0.01 | 0 | 0 | 0 | 1 | 0.16 | 0.09 | 0.02 | 0 | 0 | 1 | 0.2 | 0.16 | 0.13 | 0.03 | 0.02 | True |  | Non Federally-Regulated | 03/10/2017 |  | 03/10/2017
Juno Lighting, LLC | Juno | IC522L-9**-*-A | Light Emitting Diode | Inseparable Luminaire | Direct Wired | Direct Digital Controls | 52 | 2700 | 0.0031 | 92 | 53 | 416 | 1 | Ambient | 50000 |  |  | 50000 | 0 | 14 | 18 | 0.09 | 0.02 | 0.01 | 0 | 0 | 0 | 1 | 0.16 | 0.09 | 0.02 | 0 | 0 | 1 | 0.2 | 0.16 | 0.13 | 0.03 | 0.02 | True |  | Non Federally-Regulated | 03/10/2017 |  | 03/10/2017
Juno Lighting, LLC | Juno | IC527L-9**-*-A | Light Emitting Diode | Inseparable Luminaire | Direct Wired | Direct Digital Controls | 46 | 2700 | 0.0031 | 92 | 53 | 416 | 1 | Ambient | 50000 |  |  | 50000 | 0 | 14 | 18 | 0.09 | 0.02 | 0.01 | 0 | 0 | 0 | 1 | 0.16 | 0.09 | 0.02 | 0 | 0 | 1 | 0.2 | 0.16 | 0.13 | 0.03 | 0.02 | True |  | Non Federally-Regulated | 03/10/2017 |  | 03/10/2017
Juno Lighting, LLC | Juno | IC512LSQ-9**-*-A | Light Emitting Diode | Inseparable Luminaire | Direct Wired | Direct Digital Controls | 57 | 2700 | 0.0031 | 92 | 53 | 416 | 1 | Ambient | 50000 |  |  | 50000 | 0 | 14 | 18 | 0.09 | 0.02 | 0.01 | 0 | 0 | 0 | 1 | 0.16 | 0.09 | 0.02 | 0 | 0 | 1 | 0.2 | 0.16 | 0.13 | 0.03 | 0.02 | True |  | Non Federally-Regulated | 03/10/2017 |  | 03/10/2017
Juno Lighting, LLC | Juno | IC517LSQ-9**-*-A | Light Emitting Diode | Inseparable Luminaire | Direct Wired | Direct Digital Controls | 55 | 2700 | 0.0031 | 92 | 53 | 416 | 1 | Ambient | 50000 |  |  | 50000 | 0 | 14 | 18 | 0.09 | 0.02 | 0.01 | 0 | 0 | 0 | 1 | 0.16 | 0.09 | 0.02 | 0 | 0 | 1 | 0.2 | 0.16 | 0.13 | 0.03 | 0.02 | True |  | Non Federally-Regulated | 03/10/2017 |  | 03/10/2017
Juno Lighting, LLC | Juno | IC522LSQ-9**-*-A | Light Emitting Diode | Inseparable Luminaire | Direct Wired | Direct Digital Controls | 50 | 2700 | 0.0031 | 92 | 53 | 416 | 1 | Ambient | 50000 |  |  | 50000 | 0 | 14 | 18 | 0.09 | 0.02 | 0.01 | 0 | 0 | 0 | 1 | 0.16 | 0.09 | 0.02 | 0 | 0 | 1 | 0.2 | 0.16 | 0.13 | 0.03 | 0.02 | True |  | Non Federally-Regulated | 03/10/2017 |  | 03/10/2017
Juno Lighting, LLC | Juno | IC527LSQ-9**-*-A | Light Emitting Diode | Inseparable Luminaire | Direct Wired | Direct Digital Controls | 45 | 2700 | 0.0031 | 92 | 53 | 416 | 1 | Ambient | 50000 |  |  | 50000 | 0 | 14 | 18 | 0.09 | 0.02 | 0.01 | 0 | 0 | 0 | 1 | 0.16 | 0.09 | 0.02 | 0 | 0 | 1 | 0.2 | 0.16 | 0.13 | 0.03 | 0.02 | True |  | Non Federally-Regulated | 03/10/2017 |  | 03/10/2017
Juno Lighting, LLC | Juno | IC512L-9**-*-M | Light Emitting Diode | Inseparable Luminaire | Direct Wired | Direct Digital Controls | 59 | 2700 | 0.0032 | 92 | 53 | 440 | 1 | Ambient | 50000 |  |  | 50000 | 0 | 14 | 18 | 0.09 | 0.07 | 0.08 | 0.01 | 0 | 0 | 1 | 0.27 | 0.14 | 0.05 | 0.01 | 0.01 | 1 | 0.57 | 0.5 | 0.08 | 0.02 | 0.01 | True |  | Non Federally-Regulated | 03/10/2017 |  | 03/10/2017
Juno Lighting, LLC | Juno | IC517L-9**-*-M | Light Emitting Diode | Inseparable Luminaire | Direct Wired | Direct Digital Controls | 56 | 2700 | 0.0032 | 92 | 53 | 440 | 1 | Ambient | 50000 |  |  | 50000 | 0 | 14 | 18 | 0.09 | 0.07 | 0.08 | 0.01 | 0 | 0 | 1 | 0.27 | 0.14 | 0.05 | 0.01 | 0.01 | 1 | 0.57 | 0.5 | 0.08 | 0.02 | 0.01 | True |  | Non Federally-Regulated | 03/10/2017 |  | 03/10/2017
Juno Lighting, LLC | Juno | IC522L-9**-*-M | Light Emitting Diode | Inseparable Luminaire | Direct Wired | Direct Digital Controls | 52 | 2700 | 0.0032 | 92 | 53 | 440 | 1 | Ambient | 50000 |  |  | 50000 | 0 | 14 | 18 | 0.09 | 0.07 | 0.08 | 0.01 | 0 | 0 | 1 | 0.27 | 0.14 | 0.05 | 0.01 | 0.01 | 1 | 0.57 | 0.5 | 0.08 | 0.02 | 0.01 | True |  | Non Federally-Regulated | 03/10/2017 |  | 03/10/2017
Juno Lighting, LLC | Juno | IC527L-9**-*-M | Light Emitting Diode | Inseparable Luminaire | Direct Wired | Direct Digital Controls | 46 | 2700 | 0.0032 | 92 | 53 | 440 | 1 | Ambient | 50000 |  |  | 50000 | 0 | 14 | 18 | 0.09 | 0.07 | 0.08 | 0.01 | 0 | 0 | 1 | 0.27 | 0.14 | 0.05 | 0.01 | 0.01 | 1 | 0.57 | 0.5 | 0.08 | 0.02 | 0.01 | True |  | Non Federally-Regulated | 03/10/2017 |  | 03/10/2017
Juno Lighting, LLC | Juno | IC512LSQ-9**-*-M | Light Emitting Diode | Inseparable Luminaire | Direct Wired | Direct Digital Controls | 57 | 2700 | 0.0032 | 92 | 53 | 440 | 1 | Ambient | 50000 |  |  | 50000 | 0 | 14 | 18 | 0.09 | 0.07 | 0.08 | 0.01 | 0 | 0 | 1 | 0.27 | 0.14 | 0.05 | 0.01 | 0.01 | 1 | 0.57 | 0.5 | 0.08 | 0.02 | 0.01 | True |  | Non Federally-Regulated | 03/10/2017 |  | 03/10/2017
Juno Lighting, LLC | Juno | IC517LSQ-9**-*-M | Light Emitting Diode | Inseparable Luminaire | Direct Wired | Direct Digital Controls | 55 | 2700 | 0.0032 | 92 | 53 | 440 | 1 | Ambient | 50000 |  |  | 50000 | 0 | 14 | 18 | 0.09 | 0.07 | 0.08 | 0.01 | 0 | 0 | 1 | 0.27 | 0.14 | 0.05 | 0.01 | 0.01 | 1 | 0.57 | 0.5 | 0.08 | 0.02 | 0.01 | True |  | Non Federally-Regulated | 03/10/2017 |  | 03/10/2017
Juno Lighting, LLC | Juno | IC522LSQ-9**-*-M | Light Emitting Diode | Inseparable Luminaire | Direct Wired | Direct Digital Controls | 50 | 2700 | 0.0032 | 92 | 53 | 440 | 1 | Ambient | 50000 |  |  | 50000 | 0 | 14 | 18 | 0.09 | 0.07 | 0.08 | 0.01 | 0 | 0 | 1 | 0.27 | 0.14 | 0.05 | 0.01 | 0.01 | 1 | 0.57 | 0.5 | 0.08 | 0.02 | 0.01 | True |  | Non Federally-Regulated | 03/10/2017 |  | 03/10/2017
Juno Lighting, LLC | Juno | IC527LSQ-9**-*-M | Light Emitting Diode | Inseparable Luminaire | Direct Wired | Direct Digital Controls | 45 | 2700 | 0.0032 | 92 | 53 | 440 | 1 | Ambient | 50000 |  |  | 50000 | 0 | 14 | 18 | 0.09 | 0.07 | 0.08 | 0.01 | 0 | 0 | 1 | 0.27 | 0.14 | 0.05 | 0.01 | 0.01 | 1 | 0.57 | 0.5 | 0.08 | 0.02 | 0.01 | True |  | Non Federally-Regulated | 03/10/2017 |  | 03/10/2017
Juno Lighting, LLC | Aculux | IC207L*-930-*-1 + 2007*** | Light Emitting Diode | Inseparable Luminaire | Direct Wired | Forward Phase Cut Controls | 54 | 3000 | 0.001 | 91 | 53 | 460 | 1 | Ambient | 42000 |  |  | 42000 | 0.08 | 13 | 20 | 0.03 | 0 | 0 | 0 | 0 | 0 | 0.22 | 0.01 | 0.01 | 0.01 | 0.01 | 0 | 1 | 0.13 | 0.07 | 0.06 | 0.05 | 0.03 | True |  | Non Federally-Regulated | 03/10/2017 |  | 03/10/2017
Juno Lighting, LLC | Aculux | IC207L*-930-*-U + 2007*** | Light Emitting Diode | Inseparable Luminaire | Direct Wired | 0-10 VDC Controls | 54 | 3000 | 0.0015 | 91 | 50 | 490 | 1 | Ambient | 42000 |  |  | 42000 | 0.05 | 18 | 20 | 0.02 | 0.01 | 0.01 | 0 | 0 | 0 | 0.06 | 0.01 | 0.01 | 0.01 | 0.01 | 0 | 1 | 0.19 | 0.14 | 0.13 | 0.09 | 0.06 | True |  | Non Federally-Regulated | 03/10/2017 |  | 03/10/2017
Juno Lighting, LLC | Aculux | IC207L*-930-*-1 + 2017*** | Light Emitting Diode | Inseparable Luminaire | Direct Wired | Forward Phase Cut Controls | 54 | 3000 | 0.001 | 91 | 53 | 460 | 1 | Ambient | 42000 |  |  | 42000 | 0.08 | 13 | 20 | 0.03 | 0 | 0 | 0 | 0 | 0 | 0.22 | 0.01 | 0.01 | 0.01 | 0.01 | 0 | 1 | 0.13 | 0.07 | 0.06 | 0.05 | 0.03 | True |  | Non Federally-Regulated | 03/10/2017 |  | 03/10/2017
Juno Lighting, LLC | Aculux | IC207L*-930-*-U + 2017*** | Light Emitting Diode | Inseparable Luminaire | Direct Wired | 0-10 VDC Controls | 54 | 3000 | 0.0015 | 91 | 50 | 490 | 1 | Ambient | 42000 |  |  | 42000 | 0.05 | 18 | 20 | 0.02 | 0.01 | 0.01 | 0 | 0 | 0 | 0.06 | 0.01 | 0.01 | 0.01 | 0.01 | 0 | 1 | 0.19 | 0.14 | 0.13 | 0.09 | 0.06 | True |  | Non Federally-Regulated | 03/10/2017 |  | 03/10/2017
Juno Lighting, LLC | Aculux | IC207L*-930-*-1 + 2008*** | Light Emitting Diode | Inseparable Luminaire | Direct Wired | Forward Phase Cut Controls | 56 | 3000 | 0.001 | 91 | 53 | 460 | 1 | Ambient | 42000 |  |  | 42000 | 0.08 | 13 | 20 | 0.03 | 0 | 0 | 0 | 0 | 0 | 0.22 | 0.01 | 0.01 | 0.01 | 0.01 | 0 | 1 | 0.13 | 0.07 | 0.06 | 0.05 | 0.03 | True |  | Non Federally-Regulated | 03/10/2017 |  | 03/10/2017
Juno Lighting, LLC | Aculux | IC207L*-930-*-U + 2008*** | Light Emitting Diode | Inseparable Luminaire | Direct Wired | 0-10 VDC Controls | 56 | 3000 | 0.0015 | 91 | 50 | 490 | 1 | Ambient | 42000 |  |  | 42000 | 0.05 | 18 | 20 | 0.02 | 0.01 | 0.01 | 0 | 0 | 0 | 0.06 | 0.01 | 0.01 | 0.01 | 0.01 | 0 | 1 | 0.19 | 0.14 | 0.13 | 0.09 | 0.06 | True |  | Non Federally-Regulated | 03/10/2017 |  | 03/10/2017
Juno Lighting, LLC | Aculux | IC210L*-930-*-1 + 2007*** | Light Emitting Diode | Inseparable Luminaire | Direct Wired | Forward Phase Cut Controls | 49 | 3000 | 0.0003 | 90 | 50 | 224 | 1 | Ambient | 25000 |  |  | 25000 | 0.02 | 18 | 21 | 0.05 | 0 | 0 | 0 | 0 | 0 | 0.27 | 0.01 | 0.01 | 0.01 | 0.01 | 0 | 1 | 0.2 | 0.13 | 0.1 | 0.09 | 0.05 | True |  | Non Federally-Regulated | 03/10/2017 |  | 03/10/2017
Juno Lighting, LLC | Aculux | IC210L*-930-*-U + 2007*** | Light Emitting Diode | Inseparable Luminaire | Direct Wired | 0-10 VDC Controls | 49 | 3000 | 0.0008 | 91 | 51 | 476 | 1 | Ambient | 25000 |  |  | 25000 | 0.05 | 16 | 20 | 0.04 | 0 | 0 | 0 | 0 | 0 | 0.06 | 0.01 | 0.01 | 0.01 | 0.01 | 0 | 1 | 0.16 | 0.11 | 0.1 | 0.07 | 0.04 | True |  | Non Federally-Regulated | 03/10/2017 |  | 03/10/2017
Juno Lighting, LLC | Aculux | IC210L*-930-*-1 + 2017*** | Light Emitting Diode | Inseparable Luminaire | Direct Wired | Forward Phase Cut Controls | 48 | 3000 | 0.0003 | 90 | 50 | 224 | 1 | Ambient | 25000 |  |  | 25000 | 0.02 | 18 | 21 | 0.05 | 0 | 0 | 0 | 0 | 0 | 0.27 | 0.01 | 0.01 | 0.01 | 0.01 | 0 | 1 | 0.2 | 0.13 | 0.1 | 0.09 | 0.05 | True |  | Non Federally-Regulated | 03/10/2017 |  | 03/10/2017
Juno Lighting, LLC | Aculux | IC210L*-930-*-U + 2017*** | Light Emitting Diode | Inseparable Luminaire | Direct Wired | 0-10 VDC Controls | 48 | 3000 | 0.0008 | 91 | 51 | 476 | 1 | Ambient | 25000 |  |  | 25000 | 0.05 | 16 | 20 | 0.04 | 0 | 0 | 0 | 0 | 0 | 0.06 | 0.01 | 0.01 | 0.01 | 0.01 | 0 | 1 | 0.16 | 0.11 | 0.1 | 0.07 | 0.04 | True |  | Non Federally-Regulated | 03/10/2017 |  | 03/10/2017
Juno Lighting, LLC | Aculux | IC210L*-930-*-1 + 2008*** | Light Emitting Diode | Inseparable Luminaire | Direct Wired | Forward Phase Cut Controls | 50 | 3000 | 0.0003 | 90 | 50 | 224 | 1 | Ambient | 25000 |  |  | 25000 | 0.02 | 18 | 21 | 0.05 | 0 | 0 | 0 | 0 | 0 | 0.27 | 0.01 | 0.01 | 0.01 | 0.01 | 0 | 1 | 0.2 | 0.13 | 0.1 | 0.09 | 0.05 | True |  | Non Federally-Regulated | 03/10/2017 |  | 03/10/2017
Juno Lighting, LLC | Aculux | IC210L*-930-*-U + 2008*** | Light Emitting Diode | Inseparable Luminaire | Direct Wired | 0-10 VDC Controls | 50 | 3000 | 0.0008 | 91 | 51 | 476 | 1 | Ambient | 25000 |  |  | 25000 | 0.05 | 16 | 20 | 0.04 | 0 | 0 | 0 | 0 | 0 | 0.06 | 0.01 | 0.01 | 0.01 | 0.01 | 0 | 1 | 0.16 | 0.11 | 0.1 | 0.07 | 0.04 | True |  | Non Federally-Regulated | 03/10/2017 |  | 03/10/2017
Juno Lighting, LLC | Aculux | IC420L*SQ-1 + 432SQ***-**** | Light Emitting Diode | Inseparable Luminaire | Direct Wired | Forward Phase Cut Controls | 47 | 2700 | 0.0016 | 92 | 50 | 260 | 1 | Ambient | 50000 |  |  | 50000 | 0.02 | 14 | 21 | 0.07 | 0.01 | 0.01 | 0 | 0 | 0 | 0.39 | 0.01 | 0.01 | 0.01 | 0 | 0 | 1 | 0.1 | 0.06 | 0.05 | 0.04 | 0.02 | True |  | Non Federally-Regulated | 03/10/2017 |  | 03/10/2017
Juno Lighting, LLC | Aculux | IC420L*SQ-1 + 438SQ***-**** | Light Emitting Diode | Inseparable Luminaire | Direct Wired | Forward Phase Cut Controls | 48 | 2700 | 0.0016 | 92 | 50 | 260 | 1 | Ambient | 50000 |  |  | 50000 | 0.02 | 14 | 21 | 0.07 | 0.01 | 0.01 | 0 | 0 | 0 | 0.39 | 0.01 | 0.01 | 0.01 | 0 | 0 | 1 | 0.1 | 0.06 | 0.05 | 0.04 | 0.02 | True |  | Non Federally-Regulated | 03/10/2017 |  | 03/10/2017
Juno Lighting, LLC | Aculux | IC420L*SQ-1 + 437SQ***-**** | Light Emitting Diode | Inseparable Luminaire | Direct Wired | Forward Phase Cut Controls | 51 | 2700 | 0.0016 | 92 | 50 | 260 | 1 | Ambient | 50000 |  |  | 50000 | 0.02 | 14 | 21 | 0.07 | 0.01 | 0.01 | 0 | 0 | 0 | 0.39 | 0.01 | 0.01 | 0.01 | 0 | 0 | 1 | 0.1 | 0.06 | 0.05 | 0.04 | 0.02 | True |  | Non Federally-Regulated | 03/10/2017 |  | 03/10/2017
Juno Lighting, LLC | Aculux | IC41*L*SQ-1 + 432SQ***-**** | Light Emitting Diode | Inseparable Luminaire | Direct Wired | Forward Phase Cut Controls | 49 | 2700 | 0.0016 | 92 | 50 | 260 | 1 | Ambient | 50000 |  |  | 50000 | 0.02 | 14 | 21 | 0.07 | 0.01 | 0.01 | 0 | 0 | 0 | 0.39 | 0.01 | 0.01 | 0.01 | 0 | 0 | 1 | 0.1 | 0.06 | 0.05 | 0.04 | 0.02 | True |  | Non Federally-Regulated | 03/10/2017 |  | 03/10/2017
Juno Lighting, LLC | Aculux | IC41*L*SQ-1 + 438SQ***-**** | Light Emitting Diode | Inseparable Luminaire | Direct Wired | Forward Phase Cut Controls | 51 | 2700 | 0.0016 | 92 | 50 | 260 | 1 | Ambient | 50000 |  |  | 50000 | 0.02 | 14 | 21 | 0.07 | 0.01 | 0.01 | 0 | 0 | 0 | 0.39 | 0.01 | 0.01 | 0.01 | 0 | 0 | 1 | 0.1 | 0.06 | 0.05 | 0.04 | 0.02 | True |  | Non Federally-Regulated | 03/10/2017 |  | 03/10/2017
Juno Lighting, LLC | Aculux | IC41*L*SQ-1 + 437SQ***-**** | Light Emitting Diode | Inseparable Luminaire | Direct Wired | Forward Phase Cut Controls | 54 | 2700 | 0.0016 | 92 | 50 | 260 | 1 | Ambient | 50000 |  |  | 50000 | 0.02 | 14 | 21 | 0.07 | 0.01 | 0.01 | 0 | 0 | 0 | 0.39 | 0.01 | 0.01 | 0.01 | 0 | 0 | 1 | 0.1 | 0.06 | 0.05 | 0.04 | 0.02 | True |  | Non Federally-Regulated | 03/10/2017 |  | 03/10/2017
Juno Lighting, LLC | Aculux | IC412L*SQ-1 + 430*SQ-***** | Light Emitting Diode | Inseparable Luminaire | Direct Wired | Forward Phase Cut Controls | 47 | 2700 | 0.0016 | 92 | 50 | 260 | 1 | Ambient | 50000 |  |  | 50000 | 0.02 | 14 | 21 | 0.07 | 0.01 | 0.01 | 0 | 0 | 0 | 0.39 | 0.01 | 0.01 | 0.01 | 0 | 0 | 1 | 0.1 | 0.06 | 0.05 | 0.04 | 0.02 | True |  | Non Federally-Regulated | 03/10/2017 |  | 03/10/2017
Juno Lighting, LLC | Aculux | IC412L*SQ-1 + 431SQ***-**** | Light Emitting Diode | Inseparable Luminaire | Direct Wired | Forward Phase Cut Controls | 47 | 2700 | 0.0016 | 92 | 50 | 260 | 1 | Ambient | 50000 |  |  | 50000 | 0.02 | 14 | 21 | 0.07 | 0.01 | 0.01 | 0 | 0 | 0 | 0.39 | 0.01 | 0.01 | 0.01 | 0 | 0 | 1 | 0.1 | 0.06 | 0.05 | 0.04 | 0.02 | True |  | Non Federally-Regulated | 03/10/2017 |  | 03/10/2017
Juno Lighting, LLC | Aculux | IC408L*SQ-1 + 430*SQ-***** | Light Emitting Diode | Inseparable Luminaire | Direct Wired | Forward Phase Cut Controls | 47 | 2700 | 0.0016 | 92 | 50 | 260 | 1 | Ambient | 50000 |  |  | 50000 | 0.02 | 14 | 21 | 0.07 | 0.01 | 0.01 | 0 | 0 | 0 | 0.39 | 0.01 | 0.01 | 0.01 | 0 | 0 | 1 | 0.1 | 0.06 | 0.05 | 0.04 | 0.02 | True |  | Non Federally-Regulated | 03/10/2017 |  | 03/10/2017
Juno Lighting, LLC | Aculux | IC408L*SQ-1 + 431SQ***-**** | Light Emitting Diode | Inseparable Luminaire | Direct Wired | Forward Phase Cut Controls | 47 | 2700 | 0.0016 | 92 | 50 | 260 | 1 | Ambient | 50000 |  |  | 50000 | 0.02 | 14 | 21 | 0.07 | 0.01 | 0.01 | 0 | 0 | 0 | 0.39 | 0.01 | 0.01 | 0.01 | 0 | 0 | 1 | 0.1 | 0.06 | 0.05 | 0.04 | 0.02 | True |  | Non Federally-Regulated | 03/10/2017 |  | 03/10/2017
Juno Lighting, LLC | Aculux | IC408L*SQ-1 + 432SQ***-**** | Light Emitting Diode | Inseparable Luminaire | Direct Wired | Forward Phase Cut Controls | 54 | 2700 | 0.0016 | 92 | 50 | 260 | 1 | Ambient | 50000 |  |  | 50000 | 0.02 | 14 | 21 | 0.07 | 0.01 | 0.01 | 0 | 0 | 0 | 0.39 | 0.01 | 0.01 | 0.01 | 0 | 0 | 1 | 0.1 | 0.06 | 0.05 | 0.04 | 0.02 | True |  | Non Federally-Regulated | 03/10/2017 |  | 03/10/2017
Juno Lighting, LLC | Aculux | IC408L*SQ-1 + 438SQ***-**** | Light Emitting Diode | Inseparable Luminaire | Direct Wired | Forward Phase Cut Controls | 56 | 2700 | 0.0016 | 92 | 50 | 260 | 1 | Ambient | 50000 |  |  | 50000 | 0.02 | 14 | 21 | 0.07 | 0.01 | 0.01 | 0 | 0 | 0 | 0.39 | 0.01 | 0.01 | 0.01 | 0 | 0 | 1 | 0.1 | 0.06 | 0.05 | 0.04 | 0.02 | True |  | Non Federally-Regulated | 03/10/2017 |  | 03/10/2017
Juno Lighting, LLC | Aculux | IC408L*SQ-1 + 437SQ***-**** | Light Emitting Diode | Inseparable Luminaire | Direct Wired | Forward Phase Cut Controls | 58 | 2700 | 0.0016 | 92 | 50 | 260 | 1 | Ambient | 50000 |  |  | 50000 | 0.02 | 14 | 21 | 0.07 | 0.01 | 0.01 | 0 | 0 | 0 | 0.39 | 0.01 | 0.01 | 0.01 | 0 | 0 | 1 | 0.1 | 0.06 | 0.05 | 0.04 | 0.02 | True |  | Non Federally-Regulated | 03/10/2017 |  | 03/10/2017
Juno Lighting, LLC | Aculux | IC41*L*-1 + 430******** | Light Emitting Diode | Inseparable Luminaire | Direct Wired | Forward Phase Cut Controls | 46 | 2700 | 0.0016 | 92 | 50 | 260 | 1 | Ambient | 50000 |  |  | 50000 | 0.02 | 14 | 21 | 0.07 | 0.01 | 0.01 | 0 | 0 | 0 | 0.39 | 0.01 | 0.01 | 0.01 | 0 | 0 | 1 | 0.1 | 0.06 | 0.05 | 0.04 | 0.02 | True |  | Non Federally-Regulated | 03/10/2017 |  | 03/10/2017
Juno Lighting, LLC | Aculux | IC41*L*-1 + 4345N***** | Light Emitting Diode | Inseparable Luminaire | Direct Wired | Forward Phase Cut Controls | 51 | 2700 | 0.0016 | 92 | 50 | 260 | 1 | Ambient | 50000 |  |  | 50000 | 0.02 | 14 | 21 | 0.07 | 0.01 | 0.01 | 0 | 0 | 0 | 0.39 | 0.01 | 0.01 | 0.01 | 0 | 0 | 1 | 0.1 | 0.06 | 0.05 | 0.04 | 0.02 | True |  | Non Federally-Regulated | 03/10/2017 |  | 03/10/2017
Juno Lighting, LLC | Aculux | IC41*L*-1 + 431N**** | Light Emitting Diode | Inseparable Luminaire | Direct Wired | Forward Phase Cut Controls | 51 | 2700 | 0.0016 | 92 | 50 | 260 | 1 | Ambient | 50000 |  |  | 50000 | 0.02 | 14 | 21 | 0.07 | 0.01 | 0.01 | 0 | 0 | 0 | 0.39 | 0.01 | 0.01 | 0.01 | 0 | 0 | 1 | 0.1 | 0.06 | 0.05 | 0.04 | 0.02 | True |  | Non Federally-Regulated | 03/10/2017 |  | 03/10/2017
Juno Lighting, LLC | Aculux | IC41*L*-1 + 435NB**** | Light Emitting Diode | Inseparable Luminaire | Direct Wired | Forward Phase Cut Controls | 57 | 2700 | 0.0016 | 92 | 50 | 260 | 1 | Ambient | 50000 |  |  | 50000 | 0.02 | 14 | 21 | 0.07 | 0.01 | 0.01 | 0 | 0 | 0 | 0.39 | 0.01 | 0.01 | 0.01 | 0 | 0 | 1 | 0.1 | 0.06 | 0.05 | 0.04 | 0.02 | True |  | Non Federally-Regulated | 03/10/2017 |  | 03/10/2017
Juno Lighting, LLC | Aculux | IC41*L*-1 + 435NW-WH | Light Emitting Diode | Inseparable Luminaire | Direct Wired | Forward Phase Cut Controls | 59 | 2700 | 0.0016 | 92 | 50 | 260 | 1 | Ambient | 50000 |  |  | 50000 | 0.02 | 14 | 21 | 0.07 | 0.01 | 0.01 | 0 | 0 | 0 | 0.39 | 0.01 | 0.01 | 0.01 | 0 | 0 | 1 | 0.1 | 0.06 | 0.05 | 0.04 | 0.02 | True |  | Non Federally-Regulated | 03/10/2017 |  | 03/10/2017
Juno Lighting, LLC | Aculux | IC41*L*-1 + 432N**** | Light Emitting Diode | Inseparable Luminaire | Direct Wired | Forward Phase Cut Controls | 54 | 2700 | 0.0016 | 92 | 50 | 260 | 1 | Ambient | 50000 |  |  | 50000 | 0.02 | 14 | 21 | 0.07 | 0.01 | 0.01 | 0 | 0 | 0 | 0.39 | 0.01 | 0.01 | 0.01 | 0 | 0 | 1 | 0.1 | 0.06 | 0.05 | 0.04 | 0.02 | True |  | Non Federally-Regulated | 03/10/2017 |  | 03/10/2017
Juno Lighting, LLC | Aculux | IC41*L*-1 + 434N***** | Light Emitting Diode | Inseparable Luminaire | Direct Wired | Forward Phase Cut Controls | 62 | 2700 | 0.0016 | 92 | 50 | 260 | 1 | Ambient | 50000 |  |  | 50000 | 0.02 | 14 | 21 | 0.07 | 0.01 | 0.01 | 0 | 0 | 0 | 0.39 | 0.01 | 0.01 | 0.01 | 0 | 0 | 1 | 0.1 | 0.06 | 0.05 | 0.04 | 0.02 | True |  | Non Federally-Regulated | 03/10/2017 |  | 03/10/2017
Juno Lighting, LLC | Aculux | IC41*L*-1 + 438N***** | Light Emitting Diode | Inseparable Luminaire | Direct Wired | Forward Phase Cut Controls | 56 | 2700 | 0.0016 | 92 | 50 | 260 | 1 | Ambient | 50000 |  |  | 50000 | 0.02 | 14 | 21 | 0.07 | 0.01 | 0.01 | 0 | 0 | 0 | 0.39 | 0.01 | 0.01 | 0.01 | 0 | 0 | 1 | 0.1 | 0.06 | 0.05 | 0.04 | 0.02 | True |  | Non Federally-Regulated | 03/10/2017 |  | 03/10/2017
Juno Lighting, LLC | Aculux | IC41*L*-1 + 436N***** | Light Emitting Diode | Inseparable Luminaire | Direct Wired | Forward Phase Cut Controls | 56 | 2700 | 0.0016 | 92 | 50 | 260 | 1 | Ambient | 50000 |  |  | 50000 | 0.02 | 14 | 21 | 0.07 | 0.01 | 0.01 | 0 | 0 | 0 | 0.39 | 0.01 | 0.01 | 0.01 | 0 | 0 | 1 | 0.1 | 0.06 | 0.05 | 0.04 | 0.02 | True |  | Non Federally-Regulated | 03/10/2017 |  | 03/10/2017
Juno Lighting, LLC | Aculux | IC41*L*-1 + 4017N****** | Light Emitting Diode | Inseparable Luminaire | Direct Wired | Forward Phase Cut Controls | 59 | 2700 | 0.0016 | 92 | 50 | 260 | 1 | Ambient | 50000 |  |  | 50000 | 0.02 | 14 | 21 | 0.07 | 0.01 | 0.01 | 0 | 0 | 0 | 0.39 | 0.01 | 0.01 | 0.01 | 0 | 0 | 1 | 0.1 | 0.06 | 0.05 | 0.04 | 0.02 | True |  | Non Federally-Regulated | 03/10/2017 |  | 03/10/2017
Juno Lighting, LLC | Aculux | IC41*L*-1 + 437N****** | Light Emitting Diode | Inseparable Luminaire | Direct Wired | Forward Phase Cut Controls | 59 | 2700 | 0.0016 | 92 | 50 | 260 | 1 | Ambient | 50000 |  |  | 50000 | 0.02 | 14 | 21 | 0.07 | 0.01 | 0.01 | 0 | 0 | 0 | 0.39 | 0.01 | 0.01 | 0.01 | 0 | 0 | 1 | 0.1 | 0.06 | 0.05 | 0.04 | 0.02 | True |  | Non Federally-Regulated | 03/10/2017 |  | 03/10/2017
Juno Lighting, LLC | Aculux | IC408L*-1 + 430******** | Light Emitting Diode | Inseparable Luminaire | Direct Wired | Forward Phase Cut Controls | 50 | 2700 | 0.0016 | 92 | 50 | 260 | 1 | Ambient | 50000 |  |  | 50000 | 0.02 | 14 | 21 | 0.07 | 0.01 | 0.01 | 0 | 0 | 0 | 0.39 | 0.01 | 0.01 | 0.01 | 0 | 0 | 1 | 0.1 | 0.06 | 0.05 | 0.04 | 0.02 | True |  | Non Federally-Regulated | 03/10/2017 |  | 03/10/2017
Juno Lighting, LLC | Aculux | IC408L*-1 + 4345N***** | Light Emitting Diode | Inseparable Luminaire | Direct Wired | Forward Phase Cut Controls | 55 | 2700 | 0.0016 | 92 | 50 | 260 | 1 | Ambient | 50000 |  |  | 50000 | 0.02 | 14 | 21 | 0.07 | 0.01 | 0.01 | 0 | 0 | 0 | 0.39 | 0.01 | 0.01 | 0.01 | 0 | 0 | 1 | 0.1 | 0.06 | 0.05 | 0.04 | 0.02 | True |  | Non Federally-Regulated | 03/10/2017 |  | 03/10/2017
Juno Lighting, LLC | Aculux | IC408L*-1 + 431N**** | Light Emitting Diode | Inseparable Luminaire | Direct Wired | Forward Phase Cut Controls | 56 | 2700 | 0.0016 | 92 | 50 | 260 | 1 | Ambient | 50000 |  |  | 50000 | 0.02 | 14 | 21 | 0.07 | 0.01 | 0.01 | 0 | 0 | 0 | 0.39 | 0.01 | 0.01 | 0.01 | 0 | 0 | 1 | 0.1 | 0.06 | 0.05 | 0.04 | 0.02 | True |  | Non Federally-Regulated | 03/10/2017 |  | 03/10/2017
Juno Lighting, LLC | Aculux | IC408L*-1 + 435NB**** | Light Emitting Diode | Inseparable Luminaire | Direct Wired | Forward Phase Cut Controls | 62 | 2700 | 0.0016 | 92 | 50 | 260 | 1 | Ambient | 50000 |  |  | 50000 | 0.02 | 14 | 21 | 0.07 | 0.01 | 0.01 | 0 | 0 | 0 | 0.39 | 0.01 | 0.01 | 0.01 | 0 | 0 | 1 | 0.1 | 0.06 | 0.05 | 0.04 | 0.02 | True |  | Non Federally-Regulated | 03/10/2017 |  | 03/10/2017
Juno Lighting, LLC | Aculux | IC408L*-1 + 435NW-WH | Light Emitting Diode | Inseparable Luminaire | Direct Wired | Forward Phase Cut Controls | 64 | 2700 | 0.0016 | 92 | 50 | 260 | 1 | Ambient | 50000 |  |  | 50000 | 0.02 | 14 | 21 | 0.07 | 0.01 | 0.01 | 0 | 0 | 0 | 0.39 | 0.01 | 0.01 | 0.01 | 0 | 0 | 1 | 0.1 | 0.06 | 0.05 | 0.04 | 0.02 | True |  | Non Federally-Regulated | 03/10/2017 |  | 03/10/2017
Juno Lighting, LLC | Aculux | IC408L*-1 + 432N**** | Light Emitting Diode | Inseparable Luminaire | Direct Wired | Forward Phase Cut Controls | 59 | 2700 | 0.0016 | 92 | 50 | 260 | 1 | Ambient | 50000 |  |  | 50000 | 0.02 | 14 | 21 | 0.07 | 0.01 | 0.01 | 0 | 0 | 0 | 0.39 | 0.01 | 0.01 | 0.01 | 0 | 0 | 1 | 0.1 | 0.06 | 0.05 | 0.04 | 0.02 | True |  | Non Federally-Regulated | 03/10/2017 |  | 03/10/2017
Juno Lighting, LLC | Aculux | IC408L*-1 + 434N***** | Light Emitting Diode | Inseparable Luminaire | Direct Wired | Forward Phase Cut Controls | 67 | 2700 | 0.0016 | 92 | 50 | 260 | 1 | Ambient | 50000 |  |  | 50000 | 0.02 | 14 | 21 | 0.07 | 0.01 | 0.01 | 0 | 0 | 0 | 0.39 | 0.01 | 0.01 | 0.01 | 0 | 0 | 1 | 0.1 | 0.06 | 0.05 | 0.04 | 0.02 | True |  | Non Federally-Regulated | 03/10/2017 |  | 03/10/2017
Juno Lighting, LLC | Aculux | IC408L*-1 + 438N***** | Light Emitting Diode | Inseparable Luminaire | Direct Wired | Forward Phase Cut Controls | 61 | 2700 | 0.0016 | 92 | 50 | 260 | 1 | Ambient | 50000 |  |  | 50000 | 0.02 | 14 | 21 | 0.07 | 0.01 | 0.01 | 0 | 0 | 0 | 0.39 | 0.01 | 0.01 | 0.01 | 0 | 0 | 1 | 0.1 | 0.06 | 0.05 | 0.04 | 0.02 | True |  | Non Federally-Regulated | 03/10/2017 |  | 03/10/2017
Juno Lighting, LLC | Aculux | IC408L*-1 + 436N***** | Light Emitting Diode | Inseparable Luminaire | Direct Wired | Forward Phase Cut Controls | 61 | 2700 | 0.0016 | 92 | 50 | 260 | 1 | Ambient | 50000 |  |  | 50000 | 0.02 | 14 | 21 | 0.07 | 0.01 | 0.01 | 0 | 0 | 0 | 0.39 | 0.01 | 0.01 | 0.01 | 0 | 0 | 1 | 0.1 | 0.06 | 0.05 | 0.04 | 0.02 | True |  | Non Federally-Regulated | 03/10/2017 |  | 03/10/2017
Juno Lighting, LLC | Aculux | IC408L*-1 + 4017N****** | Light Emitting Diode | Inseparable Luminaire | Direct Wired | Forward Phase Cut Controls | 64 | 2700 | 0.0016 | 92 | 50 | 260 | 1 | Ambient | 50000 |  |  | 50000 | 0.02 | 14 | 21 | 0.07 | 0.01 | 0.01 | 0 | 0 | 0 | 0.39 | 0.01 | 0.01 | 0.01 | 0 | 0 | 1 | 0.1 | 0.06 | 0.05 | 0.04 | 0.02 | True |  | Non Federally-Regulated | 03/10/2017 |  | 03/10/2017
Juno Lighting, LLC | Aculux | IC408L*-1 + 437N****** | Light Emitting Diode | Inseparable Luminaire | Direct Wired | Forward Phase Cut Controls | 64 | 2700 | 0.0016 | 92 | 50 | 260 | 1 | Ambient | 50000 |  |  | 50000 | 0.02 | 14 | 21 | 0.07 | 0.01 | 0.01 | 0 | 0 | 0 | 0.39 | 0.01 | 0.01 | 0.01 | 0 | 0 | 1 | 0.1 | 0.06 | 0.05 | 0.04 | 0.02 | True |  | Non Federally-Regulated | 03/10/2017 |  | 03/10/2017
Juno Lighting, LLC | Aculux | IC420L*-1 + 4345N***** | Light Emitting Diode | Inseparable Luminaire | Direct Wired | Forward Phase Cut Controls | 48 | 2700 | 0.0016 | 92 | 50 | 260 | 1 | Ambient | 50000 |  |  | 50000 | 0.02 | 14 | 21 | 0.07 | 0.01 | 0.01 | 0 | 0 | 0 | 0.39 | 0.01 | 0.01 | 0.01 | 0 | 0 | 1 | 0.1 | 0.06 | 0.05 | 0.04 | 0.02 | True |  | Non Federally-Regulated | 03/10/2017 |  | 03/10/2017
Juno Lighting, LLC | Aculux | IC420L*-1 + 431N**** | Light Emitting Diode | Inseparable Luminaire | Direct Wired | Forward Phase Cut Controls | 49 | 2700 | 0.0016 | 92 | 50 | 260 | 1 | Ambient | 50000 |  |  | 50000 | 0.02 | 14 | 21 | 0.07 | 0.01 | 0.01 | 0 | 0 | 0 | 0.39 | 0.01 | 0.01 | 0.01 | 0 | 0 | 1 | 0.1 | 0.06 | 0.05 | 0.04 | 0.02 | True |  | Non Federally-Regulated | 03/10/2017 |  | 03/10/2017
Juno Lighting, LLC | Aculux | IC420L*-1 + 435NB**** | Light Emitting Diode | Inseparable Luminaire | Direct Wired | Forward Phase Cut Controls | 54 | 2700 | 0.0016 | 92 | 50 | 260 | 1 | Ambient | 50000 |  |  | 50000 | 0.02 | 14 | 21 | 0.07 | 0.01 | 0.01 | 0 | 0 | 0 | 0.39 | 0.01 | 0.01 | 0.01 | 0 | 0 | 1 | 0.1 | 0.06 | 0.05 | 0.04 | 0.02 | True |  | Non Federally-Regulated | 03/10/2017 |  | 03/10/2017
Juno Lighting, LLC | Aculux | IC420L*-1 + 435NW-WH | Light Emitting Diode | Inseparable Luminaire | Direct Wired | Forward Phase Cut Controls | 56 | 2700 | 0.0016 | 92 | 50 | 260 | 1 | Ambient | 50000 |  |  | 50000 | 0.02 | 14 | 21 | 0.07 | 0.01 | 0.01 | 0 | 0 | 0 | 0.39 | 0.01 | 0.01 | 0.01 | 0 | 0 | 1 | 0.1 | 0.06 | 0.05 | 0.04 | 0.02 | True |  | Non Federally-Regulated | 03/10/2017 |  | 03/10/2017
Juno Lighting, LLC | Aculux | IC420L*-1 + 432N**** | Light Emitting Diode | Inseparable Luminaire | Direct Wired | Forward Phase Cut Controls | 52 | 2700 | 0.0016 | 92 | 50 | 260 | 1 | Ambient | 50000 |  |  | 50000 | 0.02 | 14 | 21 | 0.07 | 0.01 | 0.01 | 0 | 0 | 0 | 0.39 | 0.01 | 0.01 | 0.01 | 0 | 0 | 1 | 0.1 | 0.06 | 0.05 | 0.04 | 0.02 | True |  | Non Federally-Regulated | 03/10/2017 |  | 03/10/2017
Juno Lighting, LLC | Aculux | IC420L*-1 + 434N***** | Light Emitting Diode | Inseparable Luminaire | Direct Wired | Forward Phase Cut Controls | 59 | 2700 | 0.0016 | 92 | 50 | 260 | 1 | Ambient | 50000 |  |  | 50000 | 0.02 | 14 | 21 | 0.07 | 0.01 | 0.01 | 0 | 0 | 0 | 0.39 | 0.01 | 0.01 | 0.01 | 0 | 0 | 1 | 0.1 | 0.06 | 0.05 | 0.04 | 0.02 | True |  | Non Federally-Regulated | 03/10/2017 |  | 03/10/2017
Juno Lighting, LLC | Aculux | IC420L*-1 + 438N***** | Light Emitting Diode | Inseparable Luminaire | Direct Wired | Forward Phase Cut Controls | 53 | 2700 | 0.0016 | 92 | 50 | 260 | 1 | Ambient | 50000 |  |  | 50000 | 0.02 | 14 | 21 | 0.07 | 0.01 | 0.01 | 0 | 0 | 0 | 0.39 | 0.01 | 0.01 | 0.01 | 0 | 0 | 1 | 0.1 | 0.06 | 0.05 | 0.04 | 0.02 | True |  | Non Federally-Regulated | 03/10/2017 |  | 03/10/2017
Juno Lighting, LLC | Aculux | IC420L*-1 + 436N***** | Light Emitting Diode | Inseparable Luminaire | Direct Wired | Forward Phase Cut Controls | 53 | 2700 | 0.0016 | 92 | 50 | 260 | 1 | Ambient | 50000 |  |  | 50000 | 0.02 | 14 | 21 | 0.07 | 0.01 | 0.01 | 0 | 0 | 0 | 0.39 | 0.01 | 0.01 | 0.01 | 0 | 0 | 1 | 0.1 | 0.06 | 0.05 | 0.04 | 0.02 | True |  | Non Federally-Regulated | 03/10/2017 |  | 03/10/2017
Juno Lighting, LLC | Aculux | IC420L*-1 + 4017N****** | Light Emitting Diode | Inseparable Luminaire | Direct Wired | Forward Phase Cut Controls | 56 | 2700 | 0.0016 | 92 | 50 | 260 | 1 | Ambient | 50000 |  |  | 50000 | 0.02 | 14 | 21 | 0.07 | 0.01 | 0.01 | 0 | 0 | 0 | 0.39 | 0.01 | 0.01 | 0.01 | 0 | 0 | 1 | 0.1 | 0.06 | 0.05 | 0.04 | 0.02 | True |  | Non Federally-Regulated | 03/10/2017 |  | 03/10/2017
Juno Lighting, LLC | Aculux | IC420L*-1 + 437N****** | Light Emitting Diode | Inseparable Luminaire | Direct Wired | Forward Phase Cut Controls | 56 | 2700 | 0.0016 | 92 | 50 | 260 | 1 | Ambient | 50000 |  |  | 50000 | 0.02 | 14 | 21 | 0.07 | 0.01 | 0.01 | 0 | 0 | 0 | 0.39 | 0.01 | 0.01 | 0.01 | 0 | 0 | 1 | 0.1 | 0.06 | 0.05 | 0.04 | 0.02 | True |  | Non Federally-Regulated | 03/10/2017 |  | 03/10/2017
Juno Lighting, LLC | Aculux | IC420L*SQ-EZ* + 432SQ***-**** | Light Emitting Diode | Inseparable Luminaire | Direct Wired | 0-10 VDC Controls | 47 | 2700 | 0.0015 | 92 | 50 | 444 | 1 | Ambient | 50000 |  |  | 50000 | 0.01 | 14 | 19 | 0.05 | 0.02 | 0.02 | 0.01 | 0 | 0 | 0.96 | 0.08 | 0.08 | 0.02 | 0.01 | 0 | 1 | 0.51 | 0.4 | 0.12 | 0.06 | 0.04 | True |  | Non Federally-Regulated | 03/10/2017 |  | 03/10/2017
Juno Lighting, LLC | Aculux | IC420L*SQ-EZ* + 438SQ***-**** | Light Emitting Diode | Inseparable Luminaire | Direct Wired | 0-10 VDC Controls | 48 | 2700 | 0.0015 | 92 | 50 | 444 | 1 | Ambient | 50000 |  |  | 50000 | 0.01 | 14 | 19 | 0.05 | 0.02 | 0.02 | 0.01 | 0 | 0 | 0.96 | 0.08 | 0.08 | 0.02 | 0.01 | 0 | 1 | 0.51 | 0.4 | 0.12 | 0.06 | 0.04 | True |  | Non Federally-Regulated | 03/10/2017 |  | 03/10/2017
Juno Lighting, LLC | Aculux | IC420L*SQ-EZ* + 437SQ***-**** | Light Emitting Diode | Inseparable Luminaire | Direct Wired | 0-10 VDC Controls | 51 | 2700 | 0.0015 | 92 | 50 | 444 | 1 | Ambient | 50000 |  |  | 50000 | 0.01 | 14 | 19 | 0.05 | 0.02 | 0.02 | 0.01 | 0 | 0 | 0.96 | 0.08 | 0.08 | 0.02 | 0.01 | 0 | 1 | 0.51 | 0.4 | 0.12 | 0.06 | 0.04 | True |  | Non Federally-Regulated | 03/10/2017 |  | 03/10/2017
Juno Lighting, LLC | Aculux | IC41*L*SQ-EZ* + 432SQ***-**** | Light Emitting Diode | Inseparable Luminaire | Direct Wired | 0-10 VDC Controls | 49 | 2700 | 0.0015 | 92 | 50 | 444 | 1 | Ambient | 50000 |  |  | 50000 | 0.01 | 14 | 19 | 0.05 | 0.02 | 0.02 | 0.01 | 0 | 0 | 0.96 | 0.08 | 0.08 | 0.02 | 0.01 | 0 | 1 | 0.51 | 0.4 | 0.12 | 0.06 | 0.04 | True |  | Non Federally-Regulated | 03/10/2017 |  | 03/10/2017
Juno Lighting, LLC | Aculux | IC41*L*SQ-EZ* + 438SQ***-**** | Light Emitting Diode | Inseparable Luminaire | Direct Wired | 0-10 VDC Controls | 51 | 2700 | 0.0015 | 92 | 50 | 444 | 1 | Ambient | 50000 |  |  | 50000 | 0.01 | 14 | 19 | 0.05 | 0.02 | 0.02 | 0.01 | 0 | 0 | 0.96 | 0.08 | 0.08 | 0.02 | 0.01 | 0 | 1 | 0.51 | 0.4 | 0.12 | 0.06 | 0.04 | True |  | Non Federally-Regulated | 03/10/2017 |  | 03/10/2017
Juno Lighting, LLC | Aculux | IC41*L*SQ-EZ* + 437SQ***-**** | Light Emitting Diode | Inseparable Luminaire | Direct Wired | 0-10 VDC Controls | 54 | 2700 | 0.0015 | 92 | 50 | 444 | 1 | Ambient | 50000 |  |  | 50000 | 0.01 | 14 | 19 | 0.05 | 0.02 | 0.02 | 0.01 | 0 | 0 | 0.96 | 0.08 | 0.08 | 0.02 | 0.01 | 0 | 1 | 0.51 | 0.4 | 0.12 | 0.06 | 0.04 | True |  | Non Federally-Regulated | 03/10/2017 |  | 03/10/2017
Juno Lighting, LLC | Aculux | IC412L*SQ-EZ* + 430*SQ-***** | Light Emitting Diode | Inseparable Luminaire | Direct Wired | 0-10 VDC Controls | 47 | 2700 | 0.0015 | 92 | 50 | 444 | 1 | Ambient | 50000 |  |  | 50000 | 0.01 | 14 | 19 | 0.05 | 0.02 | 0.02 | 0.01 | 0 | 0 | 0.96 | 0.08 | 0.08 | 0.02 | 0.01 | 0 | 1 | 0.51 | 0.4 | 0.12 | 0.06 | 0.04 | True |  | Non Federally-Regulated | 03/10/2017 |  | 03/10/2017
Juno Lighting, LLC | Aculux | IC412L*SQ-EZ* + 431SQ***-**** | Light Emitting Diode | Inseparable Luminaire | Direct Wired | 0-10 VDC Controls | 47 | 2700 | 0.0015 | 92 | 50 | 444 | 1 | Ambient | 50000 |  |  | 50000 | 0.01 | 14 | 19 | 0.05 | 0.02 | 0.02 | 0.01 | 0 | 0 | 0.96 | 0.08 | 0.08 | 0.02 | 0.01 | 0 | 1 | 0.51 | 0.4 | 0.12 | 0.06 | 0.04 | True |  | Non Federally-Regulated | 03/10/2017 |  | 03/10/2017
Juno Lighting, LLC | Aculux | IC408L*SQ-EZ* + 430*SQ-***** | Light Emitting Diode | Inseparable Luminaire | Direct Wired | 0-10 VDC Controls | 47 | 2700 | 0.0015 | 92 | 50 | 444 | 1 | Ambient | 50000 |  |  | 50000 | 0.01 | 14 | 19 | 0.05 | 0.02 | 0.02 | 0.01 | 0 | 0 | 0.96 | 0.08 | 0.08 | 0.02 | 0.01 | 0 | 1 | 0.51 | 0.4 | 0.12 | 0.06 | 0.04 | True |  | Non Federally-Regulated | 03/10/2017 |  | 03/10/2017
Juno Lighting, LLC | Aculux | IC408L*SQ-EZ* + 431SQ***-**** | Light Emitting Diode | Inseparable Luminaire | Direct Wired | 0-10 VDC Controls | 47 | 2700 | 0.0015 | 92 | 50 | 444 | 1 | Ambient | 50000 |  |  | 50000 | 0.01 | 14 | 19 | 0.05 | 0.02 | 0.02 | 0.01 | 0 | 0 | 0.96 | 0.08 | 0.08 | 0.02 | 0.01 | 0 | 1 | 0.51 | 0.4 | 0.12 | 0.06 | 0.04 | True |  | Non Federally-Regulated | 03/10/2017 |  | 03/10/2017
Juno Lighting, LLC | Aculux | IC408L*SQ-EZ* + 432SQ***-**** | Light Emitting Diode | Inseparable Luminaire | Direct Wired | 0-10 VDC Controls | 54 | 2700 | 0.0015 | 92 | 50 | 444 | 1 | Ambient | 50000 |  |  | 50000 | 0.01 | 14 | 19 | 0.05 | 0.02 | 0.02 | 0.01 | 0 | 0 | 0.96 | 0.08 | 0.08 | 0.02 | 0.01 | 0 | 1 | 0.51 | 0.4 | 0.12 | 0.06 | 0.04 | True |  | Non Federally-Regulated | 03/10/2017 |  | 03/10/2017
Juno Lighting, LLC | Aculux | IC408L*SQ-EZ* + 438SQ***-**** | Light Emitting Diode | Inseparable Luminaire | Direct Wired | 0-10 VDC Controls | 56 | 2700 | 0.0015 | 92 | 50 | 444 | 1 | Ambient | 50000 |  |  | 50000 | 0.01 | 14 | 19 | 0.05 | 0.02 | 0.02 | 0.01 | 0 | 0 | 0.96 | 0.08 | 0.08 | 0.02 | 0.01 | 0 | 1 | 0.51 | 0.4 | 0.12 | 0.06 | 0.04 | True |  | Non Federally-Regulated | 03/10/2017 |  | 03/10/2017
Juno Lighting, LLC | Aculux | IC408L*SQ-EZ* + 437SQ***-**** | Light Emitting Diode | Inseparable Luminaire | Direct Wired | 0-10 VDC Controls | 58 | 2700 | 0.0015 | 92 | 50 | 444 | 1 | Ambient | 50000 |  |  | 50000 | 0.01 | 14 | 19 | 0.05 | 0.02 | 0.02 | 0.01 | 0 | 0 | 0.96 | 0.08 | 0.08 | 0.02 | 0.01 | 0 | 1 | 0.51 | 0.4 | 0.12 | 0.06 | 0.04 | True |  | Non Federally-Regulated | 03/10/2017 |  | 03/10/2017
Juno Lighting, LLC | Aculux | IC41*L*-EZ* + 430******** | Light Emitting Diode | Inseparable Luminaire | Direct Wired | 0-10 VDC Controls | 46 | 2700 | 0.0015 | 92 | 50 | 444 | 1 | Ambient | 50000 |  |  | 50000 | 0.01 | 14 | 19 | 0.05 | 0.02 | 0.02 | 0.01 | 0 | 0 | 0.96 | 0.08 | 0.08 | 0.02 | 0.01 | 0 | 1 | 0.51 | 0.4 | 0.12 | 0.06 | 0.04 | True |  | Non Federally-Regulated | 03/10/2017 |  | 03/10/2017
Juno Lighting, LLC | Aculux | IC41*L*-EZ* + 4345N***** | Light Emitting Diode | Inseparable Luminaire | Direct Wired | 0-10 VDC Controls | 51 | 2700 | 0.0015 | 92 | 50 | 444 | 1 | Ambient | 50000 |  |  | 50000 | 0.01 | 14 | 19 | 0.05 | 0.02 | 0.02 | 0.01 | 0 | 0 | 0.96 | 0.08 | 0.08 | 0.02 | 0.01 | 0 | 1 | 0.51 | 0.4 | 0.12 | 0.06 | 0.04 | True |  | Non Federally-Regulated | 03/10/2017 |  | 03/10/2017
Juno Lighting, LLC | Aculux | IC41*L*-EZ* + 431N**** | Light Emitting Diode | Inseparable Luminaire | Direct Wired | 0-10 VDC Controls | 51 | 2700 | 0.0015 | 92 | 50 | 444 | 1 | Ambient | 50000 |  |  | 50000 | 0.01 | 14 | 19 | 0.05 | 0.02 | 0.02 | 0.01 | 0 | 0 | 0.96 | 0.08 | 0.08 | 0.02 | 0.01 | 0 | 1 | 0.51 | 0.4 | 0.12 | 0.06 | 0.04 | True |  | Non Federally-Regulated | 03/10/2017 |  | 03/10/2017
Juno Lighting, LLC | Aculux | IC41*L*-EZ* + 435NB**** | Light Emitting Diode | Inseparable Luminaire | Direct Wired | 0-10 VDC Controls | 57 | 2700 | 0.0015 | 92 | 50 | 444 | 1 | Ambient | 50000 |  |  | 50000 | 0.01 | 14 | 19 | 0.05 | 0.02 | 0.02 | 0.01 | 0 | 0 | 0.96 | 0.08 | 0.08 | 0.02 | 0.01 | 0 | 1 | 0.51 | 0.4 | 0.12 | 0.06 | 0.04 | True |  | Non Federally-Regulated | 03/10/2017 |  | 03/10/2017
Juno Lighting, LLC | Aculux | IC41*L*-EZ* + 435NW-WH | Light Emitting Diode | Inseparable Luminaire | Direct Wired | 0-10 VDC Controls | 59 | 2700 | 0.0015 | 92 | 50 | 444 | 1 | Ambient | 50000 |  |  | 50000 | 0.01 | 14 | 19 | 0.05 | 0.02 | 0.02 | 0.01 | 0 | 0 | 0.96 | 0.08 | 0.08 | 0.02 | 0.01 | 0 | 1 | 0.51 | 0.4 | 0.12 | 0.06 | 0.04 | True |  | Non Federally-Regulated | 03/10/2017 |  | 03/10/2017
Juno Lighting, LLC | Aculux | IC41*L*-EZ* + 432N**** | Light Emitting Diode | Inseparable Luminaire | Direct Wired | 0-10 VDC Controls | 54 | 2700 | 0.0015 | 92 | 50 | 444 | 1 | Ambient | 50000 |  |  | 50000 | 0.01 | 14 | 19 | 0.05 | 0.02 | 0.02 | 0.01 | 0 | 0 | 0.96 | 0.08 | 0.08 | 0.02 | 0.01 | 0 | 1 | 0.51 | 0.4 | 0.12 | 0.06 | 0.04 | True |  | Non Federally-Regulated | 03/10/2017 |  | 03/10/2017
Juno Lighting, LLC | Aculux | IC41*L*-EZ* + 434N***** | Light Emitting Diode | Inseparable Luminaire | Direct Wired | 0-10 VDC Controls | 62 | 2700 | 0.0015 | 92 | 50 | 444 | 1 | Ambient | 50000 |  |  | 50000 | 0.01 | 14 | 19 | 0.05 | 0.02 | 0.02 | 0.01 | 0 | 0 | 0.96 | 0.08 | 0.08 | 0.02 | 0.01 | 0 | 1 | 0.51 | 0.4 | 0.12 | 0.06 | 0.04 | True |  | Non Federally-Regulated | 03/10/2017 |  | 03/10/2017
Juno Lighting, LLC | Aculux | IC41*L*-EZ* + 438N***** | Light Emitting Diode | Inseparable Luminaire | Direct Wired | 0-10 VDC Controls | 56 | 2700 | 0.0015 | 92 | 50 | 444 | 1 | Ambient | 50000 |  |  | 50000 | 0.01 | 14 | 19 | 0.05 | 0.02 | 0.02 | 0.01 | 0 | 0 | 0.96 | 0.08 | 0.08 | 0.02 | 0.01 | 0 | 1 | 0.51 | 0.4 | 0.12 | 0.06 | 0.04 | True |  | Non Federally-Regulated | 03/10/2017 |  | 03/10/2017
Juno Lighting, LLC | Aculux | IC41*L*-EZ* + 436N***** | Light Emitting Diode | Inseparable Luminaire | Direct Wired | 0-10 VDC Controls | 56 | 2700 | 0.0015 | 92 | 50 | 444 | 1 | Ambient | 50000 |  |  | 50000 | 0.01 | 14 | 19 | 0.05 | 0.02 | 0.02 | 0.01 | 0 | 0 | 0.96 | 0.08 | 0.08 | 0.02 | 0.01 | 0 | 1 | 0.51 | 0.4 | 0.12 | 0.06 | 0.04 | True |  | Non Federally-Regulated | 03/10/2017 |  | 03/10/2017
Juno Lighting, LLC | Aculux | IC41*L*-EZ* + 4017N****** | Light Emitting Diode | Inseparable Luminaire | Direct Wired | 0-10 VDC Controls | 59 | 2700 | 0.0015 | 92 | 50 | 444 | 1 | Ambient | 50000 |  |  | 50000 | 0.01 | 14 | 19 | 0.05 | 0.02 | 0.02 | 0.01 | 0 | 0 | 0.96 | 0.08 | 0.08 | 0.02 | 0.01 | 0 | 1 | 0.51 | 0.4 | 0.12 | 0.06 | 0.04 | True |  | Non Federally-Regulated | 03/10/2017 |  | 03/10/2017
Juno Lighting, LLC | Aculux | IC41*L*-EZ* + 437N****** | Light Emitting Diode | Inseparable Luminaire | Direct Wired | 0-10 VDC Controls | 59 | 2700 | 0.0015 | 92 | 50 | 444 | 1 | Ambient | 50000 |  |  | 50000 | 0.01 | 14 | 19 | 0.05 | 0.02 | 0.02 | 0.01 | 0 | 0 | 0.96 | 0.08 | 0.08 | 0.02 | 0.01 | 0 | 1 | 0.51 | 0.4 | 0.12 | 0.06 | 0.04 | True |  | Non Federally-Regulated | 03/10/2017 |  | 03/10/2017
Juno Lighting, LLC | Aculux | IC408L*-EZ* + 430******** | Light Emitting Diode | Inseparable Luminaire | Direct Wired | 0-10 VDC Controls | 50 | 2700 | 0.0015 | 92 | 50 | 444 | 1 | Ambient | 50000 |  |  | 50000 | 0.01 | 14 | 19 | 0.05 | 0.02 | 0.02 | 0.01 | 0 | 0 | 0.96 | 0.08 | 0.08 | 0.02 | 0.01 | 0 | 1 | 0.51 | 0.4 | 0.12 | 0.06 | 0.04 | True |  | Non Federally-Regulated | 03/10/2017 |  | 03/10/2017
Juno Lighting, LLC | Aculux | IC408L*-EZ* + 4345N***** | Light Emitting Diode | Inseparable Luminaire | Direct Wired | 0-10 VDC Controls | 55 | 2700 | 0.0015 | 92 | 50 | 444 | 1 | Ambient | 50000 |  |  | 50000 | 0.01 | 14 | 19 | 0.05 | 0.02 | 0.02 | 0.01 | 0 | 0 | 0.96 | 0.08 | 0.08 | 0.02 | 0.01 | 0 | 1 | 0.51 | 0.4 | 0.12 | 0.06 | 0.04 | True |  | Non Federally-Regulated | 03/10/2017 |  | 03/10/2017
Juno Lighting, LLC | Aculux | IC408L*-EZ* + 431N**** | Light Emitting Diode | Inseparable Luminaire | Direct Wired | 0-10 VDC Controls | 56 | 2700 | 0.0015 | 92 | 50 | 444 | 1 | Ambient | 50000 |  |  | 50000 | 0.01 | 14 | 19 | 0.05 | 0.02 | 0.02 | 0.01 | 0 | 0 | 0.96 | 0.08 | 0.08 | 0.02 | 0.01 | 0 | 1 | 0.51 | 0.4 | 0.12 | 0.06 | 0.04 | True |  | Non Federally-Regulated | 03/10/2017 |  | 03/10/2017
Juno Lighting, LLC | Aculux | IC408L*-EZ* + 435NB**** | Light Emitting Diode | Inseparable Luminaire | Direct Wired | 0-10 VDC Controls | 62 | 2700 | 0.0015 | 92 | 50 | 444 | 1 | Ambient | 50000 |  |  | 50000 | 0.01 | 14 | 19 | 0.05 | 0.02 | 0.02 | 0.01 | 0 | 0 | 0.96 | 0.08 | 0.08 | 0.02 | 0.01 | 0 | 1 | 0.51 | 0.4 | 0.12 | 0.06 | 0.04 | True |  | Non Federally-Regulated | 03/10/2017 |  | 03/10/2017
Juno Lighting, LLC | Aculux | IC408L*-EZ* + 435NW-WH | Light Emitting Diode | Inseparable Luminaire | Direct Wired | 0-10 VDC Controls | 64 | 2700 | 0.0015 | 92 | 50 | 444 | 1 | Ambient | 50000 |  |  | 50000 | 0.01 | 14 | 19 | 0.05 | 0.02 | 0.02 | 0.01 | 0 | 0 | 0.96 | 0.08 | 0.08 | 0.02 | 0.01 | 0 | 1 | 0.51 | 0.4 | 0.12 | 0.06 | 0.04 | True |  | Non Federally-Regulated | 03/10/2017 |  | 03/10/2017
Juno Lighting, LLC | Aculux | IC408L*-EZ* + 432N**** | Light Emitting Diode | Inseparable Luminaire | Direct Wired | 0-10 VDC Controls | 59 | 2700 | 0.0015 | 92 | 50 | 444 | 1 | Ambient | 50000 |  |  | 50000 | 0.01 | 14 | 19 | 0.05 | 0.02 | 0.02 | 0.01 | 0 | 0 | 0.96 | 0.08 | 0.08 | 0.02 | 0.01 | 0 | 1 | 0.51 | 0.4 | 0.12 | 0.06 | 0.04 | True |  | Non Federally-Regulated | 03/10/2017 |  | 03/10/2017
Juno Lighting, LLC | Aculux | IC408L*-EZ* + 434N***** | Light Emitting Diode | Inseparable Luminaire | Direct Wired | 0-10 VDC Controls | 67 | 2700 | 0.0015 | 92 | 50 | 444 | 1 | Ambient | 50000 |  |  | 50000 | 0.01 | 14 | 19 | 0.05 | 0.02 | 0.02 | 0.01 | 0 | 0 | 0.96 | 0.08 | 0.08 | 0.02 | 0.01 | 0 | 1 | 0.51 | 0.4 | 0.12 | 0.06 | 0.04 | True |  | Non Federally-Regulated | 03/10/2017 |  | 03/10/2017
Juno Lighting, LLC | Aculux | IC408L*-EZ* + 438N***** | Light Emitting Diode | Inseparable Luminaire | Direct Wired | 0-10 VDC Controls | 61 | 2700 | 0.0015 | 92 | 50 | 444 | 1 | Ambient | 50000 |  |  | 50000 | 0.01 | 14 | 19 | 0.05 | 0.02 | 0.02 | 0.01 | 0 | 0 | 0.96 | 0.08 | 0.08 | 0.02 | 0.01 | 0 | 1 | 0.51 | 0.4 | 0.12 | 0.06 | 0.04 | True |  | Non Federally-Regulated | 03/10/2017 |  | 03/10/2017
Juno Lighting, LLC | Aculux | IC408L*-EZ* + 436N***** | Light Emitting Diode | Inseparable Luminaire | Direct Wired | 0-10 VDC Controls | 61 | 2700 | 0.0015 | 92 | 50 | 444 | 1 | Ambient | 50000 |  |  | 50000 | 0.01 | 14 | 19 | 0.05 | 0.02 | 0.02 | 0.01 | 0 | 0 | 0.96 | 0.08 | 0.08 | 0.02 | 0.01 | 0 | 1 | 0.51 | 0.4 | 0.12 | 0.06 | 0.04 | True |  | Non Federally-Regulated | 03/10/2017 |  | 03/10/2017
Juno Lighting, LLC | Aculux | IC408L*-EZ* + 4017N****** | Light Emitting Diode | Inseparable Luminaire | Direct Wired | 0-10 VDC Controls | 64 | 2700 | 0.0015 | 92 | 50 | 444 | 1 | Ambient | 50000 |  |  | 50000 | 0.01 | 14 | 19 | 0.05 | 0.02 | 0.02 | 0.01 | 0 | 0 | 0.96 | 0.08 | 0.08 | 0.02 | 0.01 | 0 | 1 | 0.51 | 0.4 | 0.12 | 0.06 | 0.04 | True |  | Non Federally-Regulated | 03/10/2017 |  | 03/10/2017
Juno Lighting, LLC | Aculux | IC408L*-EZ* + 437N****** | Light Emitting Diode | Inseparable Luminaire | Direct Wired | 0-10 VDC Controls | 64 | 2700 | 0.0015 | 92 | 50 | 444 | 1 | Ambient | 50000 |  |  | 50000 | 0.01 | 14 | 19 | 0.05 | 0.02 | 0.02 | 0.01 | 0 | 0 | 0.96 | 0.08 | 0.08 | 0.02 | 0.01 | 0 | 1 | 0.51 | 0.4 | 0.12 | 0.06 | 0.04 | True |  | Non Federally-Regulated | 03/10/2017 |  | 03/10/2017
Juno Lighting, LLC | Aculux | IC420L*-EZ* + 4345N***** | Light Emitting Diode | Inseparable Luminaire | Direct Wired | 0-10 VDC Controls | 48 | 2700 | 0.0015 | 92 | 50 | 444 | 1 | Ambient | 50000 |  |  | 50000 | 0.01 | 14 | 19 | 0.05 | 0.02 | 0.02 | 0.01 | 0 | 0 | 0.96 | 0.08 | 0.08 | 0.02 | 0.01 | 0 | 1 | 0.51 | 0.4 | 0.12 | 0.06 | 0.04 | True |  | Non Federally-Regulated | 03/10/2017 |  | 03/10/2017
Juno Lighting, LLC | Aculux | IC420L*-EZ* + 431N**** | Light Emitting Diode | Inseparable Luminaire | Direct Wired | 0-10 VDC Controls | 49 | 2700 | 0.0015 | 92 | 50 | 444 | 1 | Ambient | 50000 |  |  | 50000 | 0.01 | 14 | 19 | 0.05 | 0.02 | 0.02 | 0.01 | 0 | 0 | 0.96 | 0.08 | 0.08 | 0.02 | 0.01 | 0 | 1 | 0.51 | 0.4 | 0.12 | 0.06 | 0.04 | True |  | Non Federally-Regulated | 03/10/2017 |  | 03/10/2017
Juno Lighting, LLC | Aculux | IC420L*-EZ* + 435NB**** | Light Emitting Diode | Inseparable Luminaire | Direct Wired | 0-10 VDC Controls | 54 | 2700 | 0.0015 | 92 | 50 | 444 | 1 | Ambient | 50000 |  |  | 50000 | 0.01 | 14 | 19 | 0.05 | 0.02 | 0.02 | 0.01 | 0 | 0 | 0.96 | 0.08 | 0.08 | 0.02 | 0.01 | 0 | 1 | 0.51 | 0.4 | 0.12 | 0.06 | 0.04 | True |  | Non Federally-Regulated | 03/10/2017 |  | 03/10/2017
Juno Lighting, LLC | Aculux | IC420L*-EZ* + 435NW-WH | Light Emitting Diode | Inseparable Luminaire | Direct Wired | 0-10 VDC Controls | 56 | 2700 | 0.0015 | 92 | 50 | 444 | 1 | Ambient | 50000 |  |  | 50000 | 0.01 | 14 | 19 | 0.05 | 0.02 | 0.02 | 0.01 | 0 | 0 | 0.96 | 0.08 | 0.08 | 0.02 | 0.01 | 0 | 1 | 0.51 | 0.4 | 0.12 | 0.06 | 0.04 | True |  | Non Federally-Regulated | 03/10/2017 |  | 03/10/2017
Juno Lighting, LLC | Aculux | IC420L*-EZ* + 432N**** | Light Emitting Diode | Inseparable Luminaire | Direct Wired | 0-10 VDC Controls | 52 | 2700 | 0.0015 | 92 | 50 | 444 | 1 | Ambient | 50000 |  |  | 50000 | 0.01 | 14 | 19 | 0.05 | 0.02 | 0.02 | 0.01 | 0 | 0 | 0.96 | 0.08 | 0.08 | 0.02 | 0.01 | 0 | 1 | 0.51 | 0.4 | 0.12 | 0.06 | 0.04 | True |  | Non Federally-Regulated | 03/10/2017 |  | 03/10/2017
Juno Lighting, LLC | Aculux | IC420L*-EZ* + 434N***** | Light Emitting Diode | Inseparable Luminaire | Direct Wired | 0-10 VDC Controls | 59 | 2700 | 0.0015 | 92 | 50 | 444 | 1 | Ambient | 50000 |  |  | 50000 | 0.01 | 14 | 19 | 0.05 | 0.02 | 0.02 | 0.01 | 0 | 0 | 0.96 | 0.08 | 0.08 | 0.02 | 0.01 | 0 | 1 | 0.51 | 0.4 | 0.12 | 0.06 | 0.04 | True |  | Non Federally-Regulated | 03/10/2017 |  | 03/10/2017
Juno Lighting, LLC | Aculux | IC420L*-EZ* + 438N***** | Light Emitting Diode | Inseparable Luminaire | Direct Wired | 0-10 VDC Controls | 53 | 2700 | 0.0015 | 92 | 50 | 444 | 1 | Ambient | 50000 |  |  | 50000 | 0.01 | 14 | 19 | 0.05 | 0.02 | 0.02 | 0.01 | 0 | 0 | 0.96 | 0.08 | 0.08 | 0.02 | 0.01 | 0 | 1 | 0.51 | 0.4 | 0.12 | 0.06 | 0.04 | True |  | Non Federally-Regulated | 03/10/2017 |  | 03/10/2017
Juno Lighting, LLC | Aculux | IC420L*-EZ* + 436N***** | Light Emitting Diode | Inseparable Luminaire | Direct Wired | 0-10 VDC Controls | 53 | 2700 | 0.0015 | 92 | 50 | 444 | 1 | Ambient | 50000 |  |  | 50000 | 0.01 | 14 | 19 | 0.05 | 0.02 | 0.02 | 0.01 | 0 | 0 | 0.96 | 0.08 | 0.08 | 0.02 | 0.01 | 0 | 1 | 0.51 | 0.4 | 0.12 | 0.06 | 0.04 | True |  | Non Federally-Regulated | 03/10/2017 |  | 03/10/2017
Juno Lighting, LLC | Aculux | IC420L*-EZ* + 4017N****** | Light Emitting Diode | Inseparable Luminaire | Direct Wired | 0-10 VDC Controls | 56 | 2700 | 0.0015 | 92 | 50 | 444 | 1 | Ambient | 50000 |  |  | 50000 | 0.01 | 14 | 19 | 0.05 | 0.02 | 0.02 | 0.01 | 0 | 0 | 0.96 | 0.08 | 0.08 | 0.02 | 0.01 | 0 | 1 | 0.51 | 0.4 | 0.12 | 0.06 | 0.04 | True |  | Non Federally-Regulated | 03/10/2017 |  | 03/10/2017
Juno Lighting, LLC | Aculux | IC420L*-EZ* + 437N****** | Light Emitting Diode | Inseparable Luminaire | Direct Wired | 0-10 VDC Controls | 56 | 2700 | 0.0015 | 92 | 50 | 444 | 1 | Ambient | 50000 |  |  | 50000 | 0.01 | 14 | 19 | 0.05 | 0.02 | 0.02 | 0.01 | 0 | 0 | 0.96 | 0.08 | 0.08 | 0.02 | 0.01 | 0 | 1 | 0.51 | 0.4 | 0.12 | 0.06 | 0.04 | True |  | Non Federally-Regulated | 03/10/2017 |  | 03/10/2017
Juno Lighting, LLC | Aculux | IC420L*SQ-M + 432SQ***-**** | Light Emitting Diode | Inseparable Luminaire | Direct Wired | Direct Digital Controls | 47 | 2700 | 0.0012 | 92 | 50 | 442 | 1 | Ambient | 50000 |  |  | 50000 | 0 | 14 | 18 | 0.09 | 0.07 | 0.07 | 0 | 0 | 0 | 1 | 0.16 | 0.15 | 0.03 | 0.01 | 0 | 1 | 0.65 | 0.57 | 0.12 | 0.05 | 0.03 | True |  | Non Federally-Regulated | 03/10/2017 |  | 03/10/2017
Juno Lighting, LLC | Aculux | IC420L*SQ-M + 438SQ***-**** | Light Emitting Diode | Inseparable Luminaire | Direct Wired | Direct Digital Controls | 48 | 2700 | 0.0012 | 92 | 50 | 442 | 1 | Ambient | 50000 |  |  | 50000 | 0 | 14 | 18 | 0.09 | 0.07 | 0.07 | 0 | 0 | 0 | 1 | 0.16 | 0.15 | 0.03 | 0.01 | 0 | 1 | 0.65 | 0.57 | 0.12 | 0.05 | 0.03 | True |  | Non Federally-Regulated | 03/10/2017 |  | 03/10/2017
Juno Lighting, LLC | Aculux | IC420L*SQ-M + 437SQ***-**** | Light Emitting Diode | Inseparable Luminaire | Direct Wired | Direct Digital Controls | 51 | 2700 | 0.0012 | 92 | 50 | 442 | 1 | Ambient | 50000 |  |  | 50000 | 0 | 14 | 18 | 0.09 | 0.07 | 0.07 | 0 | 0 | 0 | 1 | 0.16 | 0.15 | 0.03 | 0.01 | 0 | 1 | 0.65 | 0.57 | 0.12 | 0.05 | 0.03 | True |  | Non Federally-Regulated | 03/10/2017 |  | 03/10/2017
Juno Lighting, LLC | Aculux | IC41*L*SQ-M + 432SQ***-**** | Light Emitting Diode | Inseparable Luminaire | Direct Wired | Direct Digital Controls | 49 | 2700 | 0.0012 | 92 | 50 | 442 | 1 | Ambient | 50000 |  |  | 50000 | 0 | 14 | 18 | 0.09 | 0.07 | 0.07 | 0 | 0 | 0 | 1 | 0.16 | 0.15 | 0.03 | 0.01 | 0 | 1 | 0.65 | 0.57 | 0.12 | 0.05 | 0.03 | True |  | Non Federally-Regulated | 03/10/2017 |  | 03/10/2017
Juno Lighting, LLC | Aculux | IC41*L*SQ-M + 438SQ***-**** | Light Emitting Diode | Inseparable Luminaire | Direct Wired | Direct Digital Controls | 51 | 2700 | 0.0012 | 92 | 50 | 442 | 1 | Ambient | 50000 |  |  | 50000 | 0 | 14 | 18 | 0.09 | 0.07 | 0.07 | 0 | 0 | 0 | 1 | 0.16 | 0.15 | 0.03 | 0.01 | 0 | 1 | 0.65 | 0.57 | 0.12 | 0.05 | 0.03 | True |  | Non Federally-Regulated | 03/10/2017 |  | 03/10/2017
Juno Lighting, LLC | Aculux | IC41*L*SQ-M + 437SQ***-**** | Light Emitting Diode | Inseparable Luminaire | Direct Wired | Direct Digital Controls | 54 | 2700 | 0.0012 | 92 | 50 | 442 | 1 | Ambient | 50000 |  |  | 50000 | 0 | 14 | 18 | 0.09 | 0.07 | 0.07 | 0 | 0 | 0 | 1 | 0.16 | 0.15 | 0.03 | 0.01 | 0 | 1 | 0.65 | 0.57 | 0.12 | 0.05 | 0.03 | True |  | Non Federally-Regulated | 03/10/2017 |  | 03/10/2017
Juno Lighting, LLC | Aculux | IC412L*SQ-M + 430*SQ-***** | Light Emitting Diode | Inseparable Luminaire | Direct Wired | Direct Digital Controls | 47 | 2700 | 0.0012 | 92 | 50 | 442 | 1 | Ambient | 50000 |  |  | 50000 | 0 | 14 | 18 | 0.09 | 0.07 | 0.07 | 0 | 0 | 0 | 1 | 0.16 | 0.15 | 0.03 | 0.01 | 0 | 1 | 0.65 | 0.57 | 0.12 | 0.05 | 0.03 | True |  | Non Federally-Regulated | 03/10/2017 |  | 03/10/2017
Juno Lighting, LLC | Aculux | IC412L*SQ-M + 431SQ***-**** | Light Emitting Diode | Inseparable Luminaire | Direct Wired | Direct Digital Controls | 47 | 2700 | 0.0012 | 92 | 50 | 442 | 1 | Ambient | 50000 |  |  | 50000 | 0 | 14 | 18 | 0.09 | 0.07 | 0.07 | 0 | 0 | 0 | 1 | 0.16 | 0.15 | 0.03 | 0.01 | 0 | 1 | 0.65 | 0.57 | 0.12 | 0.05 | 0.03 | True |  | Non Federally-Regulated | 03/10/2017 |  | 03/10/2017
Juno Lighting, LLC | Aculux | IC408L*SQ-M + 430*SQ-***** | Light Emitting Diode | Inseparable Luminaire | Direct Wired | Direct Digital Controls | 47 | 2700 | 0.0012 | 92 | 50 | 442 | 1 | Ambient | 50000 |  |  | 50000 | 0 | 14 | 18 | 0.09 | 0.07 | 0.07 | 0 | 0 | 0 | 1 | 0.16 | 0.15 | 0.03 | 0.01 | 0 | 1 | 0.65 | 0.57 | 0.12 | 0.05 | 0.03 | True |  | Non Federally-Regulated | 03/10/2017 |  | 03/10/2017
Juno Lighting, LLC | Aculux | IC408L*SQ-M + 431SQ***-**** | Light Emitting Diode | Inseparable Luminaire | Direct Wired | Direct Digital Controls | 47 | 2700 | 0.0012 | 92 | 50 | 442 | 1 | Ambient | 50000 |  |  | 50000 | 0 | 14 | 18 | 0.09 | 0.07 | 0.07 | 0 | 0 | 0 | 1 | 0.16 | 0.15 | 0.03 | 0.01 | 0 | 1 | 0.65 | 0.57 | 0.12 | 0.05 | 0.03 | True |  | Non Federally-Regulated | 03/10/2017 |  | 03/10/2017
Juno Lighting, LLC | Aculux | IC408L*SQ-M + 432SQ***-**** | Light Emitting Diode | Inseparable Luminaire | Direct Wired | Direct Digital Controls | 54 | 2700 | 0.0012 | 92 | 50 | 442 | 1 | Ambient | 50000 |  |  | 50000 | 0 | 14 | 18 | 0.09 | 0.07 | 0.07 | 0 | 0 | 0 | 1 | 0.16 | 0.15 | 0.03 | 0.01 | 0 | 1 | 0.65 | 0.57 | 0.12 | 0.05 | 0.03 | True |  | Non Federally-Regulated | 03/10/2017 |  | 03/10/2017
Juno Lighting, LLC | Aculux | IC408L*SQ-M + 438SQ***-**** | Light Emitting Diode | Inseparable Luminaire | Direct Wired | Direct Digital Controls | 56 | 2700 | 0.0012 | 92 | 50 | 442 | 1 | Ambient | 50000 |  |  | 50000 | 0 | 14 | 18 | 0.09 | 0.07 | 0.07 | 0 | 0 | 0 | 1 | 0.16 | 0.15 | 0.03 | 0.01 | 0 | 1 | 0.65 | 0.57 | 0.12 | 0.05 | 0.03 | True |  | Non Federally-Regulated | 03/10/2017 |  | 03/10/2017
Juno Lighting, LLC | Aculux | IC408L*SQ-M + 437SQ***-**** | Light Emitting Diode | Inseparable Luminaire | Direct Wired | Direct Digital Controls | 58 | 2700 | 0.0012 | 92 | 50 | 442 | 1 | Ambient | 50000 |  |  | 50000 | 0 | 14 | 18 | 0.09 | 0.07 | 0.07 | 0 | 0 | 0 | 1 | 0.16 | 0.15 | 0.03 | 0.01 | 0 | 1 | 0.65 | 0.57 | 0.12 | 0.05 | 0.03 | True |  | Non Federally-Regulated | 03/10/2017 |  | 03/10/2017
Juno Lighting, LLC | Aculux | IC41*L*-M + 430******** | Light Emitting Diode | Inseparable Luminaire | Direct Wired | Direct Digital Controls | 46 | 2700 | 0.0012 | 92 | 50 | 442 | 1 | Ambient | 50000 |  |  | 50000 | 0 | 14 | 18 | 0.09 | 0.07 | 0.07 | 0 | 0 | 0 | 1 | 0.16 | 0.15 | 0.03 | 0.01 | 0 | 1 | 0.65 | 0.57 | 0.12 | 0.05 | 0.03 | True |  | Non Federally-Regulated | 03/10/2017 |  | 03/10/2017
Juno Lighting, LLC | Aculux | IC41*L*-M + 4345N***** | Light Emitting Diode | Inseparable Luminaire | Direct Wired | Direct Digital Controls | 51 | 2700 | 0.0012 | 92 | 50 | 442 | 1 | Ambient | 50000 |  |  | 50000 | 0 | 14 | 18 | 0.09 | 0.07 | 0.07 | 0 | 0 | 0 | 1 | 0.16 | 0.15 | 0.03 | 0.01 | 0 | 1 | 0.65 | 0.57 | 0.12 | 0.05 | 0.03 | True |  | Non Federally-Regulated | 03/10/2017 |  | 03/10/2017
Juno Lighting, LLC | Aculux | IC41*L*-M + 431N**** | Light Emitting Diode | Inseparable Luminaire | Direct Wired | Direct Digital Controls | 51 | 2700 | 0.0012 | 92 | 50 | 442 | 1 | Ambient | 50000 |  |  | 50000 | 0 | 14 | 18 | 0.09 | 0.07 | 0.07 | 0 | 0 | 0 | 1 | 0.16 | 0.15 | 0.03 | 0.01 | 0 | 1 | 0.65 | 0.57 | 0.12 | 0.05 | 0.03 | True |  | Non Federally-Regulated | 03/10/2017 |  | 03/10/2017
Juno Lighting, LLC | Aculux | IC41*L*-M + 435NB**** | Light Emitting Diode | Inseparable Luminaire | Direct Wired | Direct Digital Controls | 57 | 2700 | 0.0012 | 92 | 50 | 442 | 1 | Ambient | 50000 |  |  | 50000 | 0 | 14 | 18 | 0.09 | 0.07 | 0.07 | 0 | 0 | 0 | 1 | 0.16 | 0.15 | 0.03 | 0.01 | 0 | 1 | 0.65 | 0.57 | 0.12 | 0.05 | 0.03 | True |  | Non Federally-Regulated | 03/10/2017 |  | 03/10/2017
Juno Lighting, LLC | Aculux | IC41*L*-M + 435NW-WH | Light Emitting Diode | Inseparable Luminaire | Direct Wired | Direct Digital Controls | 59 | 2700 | 0.0012 | 92 | 50 | 442 | 1 | Ambient | 50000 |  |  | 50000 | 0 | 14 | 18 | 0.09 | 0.07 | 0.07 | 0 | 0 | 0 | 1 | 0.16 | 0.15 | 0.03 | 0.01 | 0 | 1 | 0.65 | 0.57 | 0.12 | 0.05 | 0.03 | True |  | Non Federally-Regulated | 03/10/2017 |  | 03/10/2017
Juno Lighting, LLC | Aculux | IC41*L*-M + 432N**** | Light Emitting Diode | Inseparable Luminaire | Direct Wired | Direct Digital Controls | 54 | 2700 | 0.0012 | 92 | 50 | 442 | 1 | Ambient | 50000 |  |  | 50000 | 0 | 14 | 18 | 0.09 | 0.07 | 0.07 | 0 | 0 | 0 | 1 | 0.16 | 0.15 | 0.03 | 0.01 | 0 | 1 | 0.65 | 0.57 | 0.12 | 0.05 | 0.03 | True |  | Non Federally-Regulated | 03/10/2017 |  | 03/10/2017
Juno Lighting, LLC | Aculux | IC41*L*-M + 434N***** | Light Emitting Diode | Inseparable Luminaire | Direct Wired | Direct Digital Controls | 62 | 2700 | 0.0012 | 92 | 50 | 442 | 1 | Ambient | 50000 |  |  | 50000 | 0 | 14 | 18 | 0.09 | 0.07 | 0.07 | 0 | 0 | 0 | 1 | 0.16 | 0.15 | 0.03 | 0.01 | 0 | 1 | 0.65 | 0.57 | 0.12 | 0.05 | 0.03 | True |  | Non Federally-Regulated | 03/10/2017 |  | 03/10/2017
Juno Lighting, LLC | Aculux | IC41*L*-M + 438N***** | Light Emitting Diode | Inseparable Luminaire | Direct Wired | Direct Digital Controls | 56 | 2700 | 0.0012 | 92 | 50 | 442 | 1 | Ambient | 50000 |  |  | 50000 | 0 | 14 | 18 | 0.09 | 0.07 | 0.07 | 0 | 0 | 0 | 1 | 0.16 | 0.15 | 0.03 | 0.01 | 0 | 1 | 0.65 | 0.57 | 0.12 | 0.05 | 0.03 | True |  | Non Federally-Regulated | 03/10/2017 |  | 03/10/2017
Juno Lighting, LLC | Aculux | IC41*L*-M + 436N***** | Light Emitting Diode | Inseparable Luminaire | Direct Wired | Direct Digital Controls | 56 | 2700 | 0.0012 | 92 | 50 | 442 | 1 | Ambient | 50000 |  |  | 50000 | 0 | 14 | 18 | 0.09 | 0.07 | 0.07 | 0 | 0 | 0 | 1 | 0.16 | 0.15 | 0.03 | 0.01 | 0 | 1 | 0.65 | 0.57 | 0.12 | 0.05 | 0.03 | True |  | Non Federally-Regulated | 03/10/2017 |  | 03/10/2017
Juno Lighting, LLC | Aculux | IC41*L*-M + 4017N****** | Light Emitting Diode | Inseparable Luminaire | Direct Wired | Direct Digital Controls | 59 | 2700 | 0.0012 | 92 | 50 | 442 | 1 | Ambient | 50000 |  |  | 50000 | 0 | 14 | 18 | 0.09 | 0.07 | 0.07 | 0 | 0 | 0 | 1 | 0.16 | 0.15 | 0.03 | 0.01 | 0 | 1 | 0.65 | 0.57 | 0.12 | 0.05 | 0.03 | True |  | Non Federally-Regulated | 03/10/2017 |  | 03/10/2017
Juno Lighting, LLC | Aculux | IC41*L*-M + 437N****** | Light Emitting Diode | Inseparable Luminaire | Direct Wired | Direct Digital Controls | 59 | 2700 | 0.0012 | 92 | 50 | 442 | 1 | Ambient | 50000 |  |  | 50000 | 0 | 14 | 18 | 0.09 | 0.07 | 0.07 | 0 | 0 | 0 | 1 | 0.16 | 0.15 | 0.03 | 0.01 | 0 | 1 | 0.65 | 0.57 | 0.12 | 0.05 | 0.03 | True |  | Non Federally-Regulated | 03/10/2017 |  | 03/10/2017
Juno Lighting, LLC | Aculux | IC408L*-M + 430******** | Light Emitting Diode | Inseparable Luminaire | Direct Wired | Direct Digital Controls | 50 | 2700 | 0.0012 | 92 | 50 | 442 | 1 | Ambient | 50000 |  |  | 50000 | 0 | 14 | 18 | 0.09 | 0.07 | 0.07 | 0 | 0 | 0 | 1 | 0.16 | 0.15 | 0.03 | 0.01 | 0 | 1 | 0.65 | 0.57 | 0.12 | 0.05 | 0.03 | True |  | Non Federally-Regulated | 03/10/2017 |  | 03/10/2017
Juno Lighting, LLC | Aculux | IC408L*-M + 4345N***** | Light Emitting Diode | Inseparable Luminaire | Direct Wired | Direct Digital Controls | 55 | 2700 | 0.0012 | 92 | 50 | 442 | 1 | Ambient | 50000 |  |  | 50000 | 0 | 14 | 18 | 0.09 | 0.07 | 0.07 | 0 | 0 | 0 | 1 | 0.16 | 0.15 | 0.03 | 0.01 | 0 | 1 | 0.65 | 0.57 | 0.12 | 0.05 | 0.03 | True |  | Non Federally-Regulated | 03/10/2017 |  | 03/10/2017
Juno Lighting, LLC | Aculux | IC408L*-M + 431N**** | Light Emitting Diode | Inseparable Luminaire | Direct Wired | Direct Digital Controls | 56 | 2700 | 0.0012 | 92 | 50 | 442 | 1 | Ambient | 50000 |  |  | 50000 | 0 | 14 | 18 | 0.09 | 0.07 | 0.07 | 0 | 0 | 0 | 1 | 0.16 | 0.15 | 0.03 | 0.01 | 0 | 1 | 0.65 | 0.57 | 0.12 | 0.05 | 0.03 | True |  | Non Federally-Regulated | 03/10/2017 |  | 03/10/2017
Juno Lighting, LLC | Aculux | IC408L*-M + 435NB**** | Light Emitting Diode | Inseparable Luminaire | Direct Wired | Direct Digital Controls | 62 | 2700 | 0.0012 | 92 | 50 | 442 | 1 | Ambient | 50000 |  |  | 50000 | 0 | 14 | 18 | 0.09 | 0.07 | 0.07 | 0 | 0 | 0 | 1 | 0.16 | 0.15 | 0.03 | 0.01 | 0 | 1 | 0.65 | 0.57 | 0.12 | 0.05 | 0.03 | True |  | Non Federally-Regulated | 03/10/2017 |  | 03/10/2017
Juno Lighting, LLC | Aculux | IC408L*-M + 435NW-WH | Light Emitting Diode | Inseparable Luminaire | Direct Wired | Direct Digital Controls | 64 | 2700 | 0.0012 | 92 | 50 | 442 | 1 | Ambient | 50000 |  |  | 50000 | 0 | 14 | 18 | 0.09 | 0.07 | 0.07 | 0 | 0 | 0 | 1 | 0.16 | 0.15 | 0.03 | 0.01 | 0 | 1 | 0.65 | 0.57 | 0.12 | 0.05 | 0.03 | True |  | Non Federally-Regulated | 03/10/2017 |  | 03/10/2017
Juno Lighting, LLC | Aculux | IC408L*-M + 432N**** | Light Emitting Diode | Inseparable Luminaire | Direct Wired | Direct Digital Controls | 59 | 2700 | 0.0012 | 92 | 50 | 442 | 1 | Ambient | 50000 |  |  | 50000 | 0 | 14 | 18 | 0.09 | 0.07 | 0.07 | 0 | 0 | 0 | 1 | 0.16 | 0.15 | 0.03 | 0.01 | 0 | 1 | 0.65 | 0.57 | 0.12 | 0.05 | 0.03 | True |  | Non Federally-Regulated | 03/10/2017 |  | 03/10/2017
Juno Lighting, LLC | Aculux | IC408L*-M + 434N***** | Light Emitting Diode | Inseparable Luminaire | Direct Wired | Direct Digital Controls | 67 | 2700 | 0.0012 | 92 | 50 | 442 | 1 | Ambient | 50000 |  |  | 50000 | 0 | 14 | 18 | 0.09 | 0.07 | 0.07 | 0 | 0 | 0 | 1 | 0.16 | 0.15 | 0.03 | 0.01 | 0 | 1 | 0.65 | 0.57 | 0.12 | 0.05 | 0.03 | True |  | Non Federally-Regulated | 03/10/2017 |  | 03/10/2017
Juno Lighting, LLC | Aculux | IC408L*-M + 438N***** | Light Emitting Diode | Inseparable Luminaire | Direct Wired | Direct Digital Controls | 61 | 2700 | 0.0012 | 92 | 50 | 442 | 1 | Ambient | 50000 |  |  | 50000 | 0 | 14 | 18 | 0.09 | 0.07 | 0.07 | 0 | 0 | 0 | 1 | 0.16 | 0.15 | 0.03 | 0.01 | 0 | 1 | 0.65 | 0.57 | 0.12 | 0.05 | 0.03 | True |  | Non Federally-Regulated | 03/10/2017 |  | 03/10/2017
Juno Lighting, LLC | Aculux | IC408L*-M + 436N***** | Light Emitting Diode | Inseparable Luminaire | Direct Wired | Direct Digital Controls | 61 | 2700 | 0.0012 | 92 | 50 | 442 | 1 | Ambient | 50000 |  |  | 50000 | 0 | 14 | 18 | 0.09 | 0.07 | 0.07 | 0 | 0 | 0 | 1 | 0.16 | 0.15 | 0.03 | 0.01 | 0 | 1 | 0.65 | 0.57 | 0.12 | 0.05 | 0.03 | True |  | Non Federally-Regulated | 03/10/2017 |  | 03/10/2017
Juno Lighting, LLC | Aculux | IC408L*-M + 4017N****** | Light Emitting Diode | Inseparable Luminaire | Direct Wired | Direct Digital Controls | 64 | 2700 | 0.0012 | 92 | 50 | 442 | 1 | Ambient | 50000 |  |  | 50000 | 0 | 14 | 18 | 0.09 | 0.07 | 0.07 | 0 | 0 | 0 | 1 | 0.16 | 0.15 | 0.03 | 0.01 | 0 | 1 | 0.65 | 0.57 | 0.12 | 0.05 | 0.03 | True |  | Non Federally-Regulated | 03/10/2017 |  | 03/10/2017
Juno Lighting, LLC | Aculux | IC408L*-M + 437N****** | Light Emitting Diode | Inseparable Luminaire | Direct Wired | Direct Digital Controls | 64 | 2700 | 0.0012 | 92 | 50 | 442 | 1 | Ambient | 50000 |  |  | 50000 | 0 | 14 | 18 | 0.09 | 0.07 | 0.07 | 0 | 0 | 0 | 1 | 0.16 | 0.15 | 0.03 | 0.01 | 0 | 1 | 0.65 | 0.57 | 0.12 | 0.05 | 0.03 | True |  | Non Federally-Regulated | 03/10/2017 |  | 03/10/2017
Juno Lighting, LLC | Aculux | IC420L*-M + 4345N***** | Light Emitting Diode | Inseparable Luminaire | Direct Wired | Direct Digital Controls | 48 | 2700 | 0.0012 | 92 | 50 | 442 | 1 | Ambient | 50000 |  |  | 50000 | 0 | 14 | 18 | 0.09 | 0.07 | 0.07 | 0 | 0 | 0 | 1 | 0.16 | 0.15 | 0.03 | 0.01 | 0 | 1 | 0.65 | 0.57 | 0.12 | 0.05 | 0.03 | True |  | Non Federally-Regulated | 03/10/2017 |  | 03/10/2017
Juno Lighting, LLC | Aculux | IC420L*-M + 431N**** | Light Emitting Diode | Inseparable Luminaire | Direct Wired | Direct Digital Controls | 49 | 2700 | 0.0012 | 92 | 50 | 442 | 1 | Ambient | 50000 |  |  | 50000 | 0 | 14 | 18 | 0.09 | 0.07 | 0.07 | 0 | 0 | 0 | 1 | 0.16 | 0.15 | 0.03 | 0.01 | 0 | 1 | 0.65 | 0.57 | 0.12 | 0.05 | 0.03 | True |  | Non Federally-Regulated | 03/10/2017 |  | 03/10/2017
Juno Lighting, LLC | Aculux | IC420L*-M + 435NB**** | Light Emitting Diode | Inseparable Luminaire | Direct Wired | Direct Digital Controls | 54 | 2700 | 0.0012 | 92 | 50 | 442 | 1 | Ambient | 50000 |  |  | 50000 | 0 | 14 | 18 | 0.09 | 0.07 | 0.07 | 0 | 0 | 0 | 1 | 0.16 | 0.15 | 0.03 | 0.01 | 0 | 1 | 0.65 | 0.57 | 0.12 | 0.05 | 0.03 | True |  | Non Federally-Regulated | 03/10/2017 |  | 03/10/2017
Juno Lighting, LLC | Aculux | IC420L*-M + 435NW-WH | Light Emitting Diode | Inseparable Luminaire | Direct Wired | Direct Digital Controls | 56 | 2700 | 0.0012 | 92 | 50 | 442 | 1 | Ambient | 50000 |  |  | 50000 | 0 | 14 | 18 | 0.09 | 0.07 | 0.07 | 0 | 0 | 0 | 1 | 0.16 | 0.15 | 0.03 | 0.01 | 0 | 1 | 0.65 | 0.57 | 0.12 | 0.05 | 0.03 | True |  | Non Federally-Regulated | 03/10/2017 |  | 03/10/2017
Juno Lighting, LLC | Aculux | IC420L*-M + 432N**** | Light Emitting Diode | Inseparable Luminaire | Direct Wired | Direct Digital Controls | 52 | 2700 | 0.0012 | 92 | 50 | 442 | 1 | Ambient | 50000 |  |  | 50000 | 0 | 14 | 18 | 0.09 | 0.07 | 0.07 | 0 | 0 | 0 | 1 | 0.16 | 0.15 | 0.03 | 0.01 | 0 | 1 | 0.65 | 0.57 | 0.12 | 0.05 | 0.03 | True |  | Non Federally-Regulated | 03/10/2017 |  | 03/10/2017
Juno Lighting, LLC | Aculux | IC420L*-M + 434N***** | Light Emitting Diode | Inseparable Luminaire | Direct Wired | Direct Digital Controls | 59 | 2700 | 0.0012 | 92 | 50 | 442 | 1 | Ambient | 50000 |  |  | 50000 | 0 | 14 | 18 | 0.09 | 0.07 | 0.07 | 0 | 0 | 0 | 1 | 0.16 | 0.15 | 0.03 | 0.01 | 0 | 1 | 0.65 | 0.57 | 0.12 | 0.05 | 0.03 | True |  | Non Federally-Regulated | 03/10/2017 |  | 03/10/2017
Juno Lighting, LLC | Aculux | IC420L*-M + 438N***** | Light Emitting Diode | Inseparable Luminaire | Direct Wired | Direct Digital Controls | 53 | 2700 | 0.0012 | 92 | 50 | 442 | 1 | Ambient | 50000 |  |  | 50000 | 0 | 14 | 18 | 0.09 | 0.07 | 0.07 | 0 | 0 | 0 | 1 | 0.16 | 0.15 | 0.03 | 0.01 | 0 | 1 | 0.65 | 0.57 | 0.12 | 0.05 | 0.03 | True |  | Non Federally-Regulated | 03/10/2017 |  | 03/10/2017
Juno Lighting, LLC | Aculux | IC420L*-M + 436N***** | Light Emitting Diode | Inseparable Luminaire | Direct Wired | Direct Digital Controls | 53 | 2700 | 0.0012 | 92 | 50 | 442 | 1 | Ambient | 50000 |  |  | 50000 | 0 | 14 | 18 | 0.09 | 0.07 | 0.07 | 0 | 0 | 0 | 1 | 0.16 | 0.15 | 0.03 | 0.01 | 0 | 1 | 0.65 | 0.57 | 0.12 | 0.05 | 0.03 | True |  | Non Federally-Regulated | 03/10/2017 |  | 03/10/2017
Juno Lighting, LLC | Aculux | IC420L*-M + 4017N****** | Light Emitting Diode | Inseparable Luminaire | Direct Wired | Direct Digital Controls | 56 | 2700 | 0.0012 | 92 | 50 | 442 | 1 | Ambient | 50000 |  |  | 50000 | 0 | 14 | 18 | 0.09 | 0.07 | 0.07 | 0 | 0 | 0 | 1 | 0.16 | 0.15 | 0.03 | 0.01 | 0 | 1 | 0.65 | 0.57 | 0.12 | 0.05 | 0.03 | True |  | Non Federally-Regulated | 03/10/2017 |  | 03/10/2017
Juno Lighting, LLC | Aculux | IC420L*-M + 437N****** | Light Emitting Diode | Inseparable Luminaire | Direct Wired | Direct Digital Controls | 56 | 2700 | 0.0012 | 92 | 50 | 442 | 1 | Ambient | 50000 |  |  | 50000 | 0 | 14 | 18 | 0.09 | 0.07 | 0.07 | 0 | 0 | 0 | 1 | 0.16 | 0.15 | 0.03 | 0.01 | 0 | 1 | 0.65 | 0.57 | 0.12 | 0.05 | 0.03 | True |  | Non Federally-Regulated | 03/10/2017 |  | 03/10/2017
Juno Lighting, LLC | Aculux | IC420L*SQ-A + 432SQ***-**** | Light Emitting Diode | Inseparable Luminaire | Direct Wired | Direct Digital Controls | 47 | 2700 | 0.0012 | 92 | 50 | 416 | 1 | Ambient | 50000 |  |  | 50000 | 0 | 14 | 18 | 0.09 | 0.07 | 0.04 | 0.01 | 0 | 0 | 1 | 0.12 | 0.06 | 0.02 | 1 | 0 | 1 | 0.27 | 0.17 | 0.12 | 0.03 | 0.02 | True |  | Non Federally-Regulated | 03/10/2017 |  | 03/10/2017
Juno Lighting, LLC | Aculux | IC420L*SQ-A + 438SQ***-**** | Light Emitting Diode | Inseparable Luminaire | Direct Wired | Direct Digital Controls | 48 | 2700 | 0.0012 | 92 | 50 | 416 | 1 | Ambient | 50000 |  |  | 50000 | 0 | 14 | 18 | 0.09 | 0.07 | 0.04 | 0.01 | 0 | 0 | 1 | 0.12 | 0.06 | 0.02 | 1 | 0 | 1 | 0.27 | 0.17 | 0.12 | 0.03 | 0.02 | True |  | Non Federally-Regulated | 03/10/2017 |  | 03/10/2017
Juno Lighting, LLC | Aculux | IC420L*SQ-A + 437SQ***-**** | Light Emitting Diode | Inseparable Luminaire | Direct Wired | Direct Digital Controls | 51 | 2700 | 0.0012 | 92 | 50 | 416 | 1 | Ambient | 50000 |  |  | 50000 | 0 | 14 | 18 | 0.09 | 0.07 | 0.04 | 0.01 | 0 | 0 | 1 | 0.12 | 0.06 | 0.02 | 1 | 0 | 1 | 0.27 | 0.17 | 0.12 | 0.03 | 0.02 | True |  | Non Federally-Regulated | 03/10/2017 |  | 03/10/2017
Juno Lighting, LLC | Aculux | IC41*L*SQ-A + 432SQ***-**** | Light Emitting Diode | Inseparable Luminaire | Direct Wired | Direct Digital Controls | 49 | 2700 | 0.0012 | 92 | 50 | 416 | 1 | Ambient | 50000 |  |  | 50000 | 0 | 14 | 18 | 0.09 | 0.07 | 0.04 | 0.01 | 0 | 0 | 1 | 0.12 | 0.06 | 0.02 | 1 | 0 | 1 | 0.27 | 0.17 | 0.12 | 0.03 | 0.02 | True |  | Non Federally-Regulated | 03/10/2017 |  | 03/10/2017
Juno Lighting, LLC | Aculux | IC41*L*SQ-A + 438SQ***-**** | Light Emitting Diode | Inseparable Luminaire | Direct Wired | Direct Digital Controls | 51 | 2700 | 0.0012 | 92 | 50 | 416 | 1 | Ambient | 50000 |  |  | 50000 | 0 | 14 | 18 | 0.09 | 0.07 | 0.04 | 0.01 | 0 | 0 | 1 | 0.12 | 0.06 | 0.02 | 1 | 0 | 1 | 0.27 | 0.17 | 0.12 | 0.03 | 0.02 | True |  | Non Federally-Regulated | 03/10/2017 |  | 03/10/2017
Juno Lighting, LLC | Aculux | IC41*L*SQ-A + 437SQ***-**** | Light Emitting Diode | Inseparable Luminaire | Direct Wired | Direct Digital Controls | 54 | 2700 | 0.0012 | 92 | 50 | 416 | 1 | Ambient | 50000 |  |  | 50000 | 0 | 14 | 18 | 0.09 | 0.07 | 0.04 | 0.01 | 0 | 0 | 1 | 0.12 | 0.06 | 0.02 | 1 | 0 | 1 | 0.27 | 0.17 | 0.12 | 0.03 | 0.02 | True |  | Non Federally-Regulated | 03/10/2017 |  | 03/10/2017
Juno Lighting, LLC | Aculux | IC412L*SQ-A + 430*SQ-***** | Light Emitting Diode | Inseparable Luminaire | Direct Wired | Direct Digital Controls | 47 | 2700 | 0.0012 | 92 | 50 | 416 | 1 | Ambient | 50000 |  |  | 50000 | 0 | 14 | 18 | 0.09 | 0.07 | 0.04 | 0.01 | 0 | 0 | 1 | 0.12 | 0.06 | 0.02 | 1 | 0 | 1 | 0.27 | 0.17 | 0.12 | 0.03 | 0.02 | True |  | Non Federally-Regulated | 03/10/2017 |  | 03/10/2017
Juno Lighting, LLC | Aculux | IC412L*SQ-A + 431SQ***-**** | Light Emitting Diode | Inseparable Luminaire | Direct Wired | Direct Digital Controls | 47 | 2700 | 0.0012 | 92 | 50 | 416 | 1 | Ambient | 50000 |  |  | 50000 | 0 | 14 | 18 | 0.09 | 0.07 | 0.04 | 0.01 | 0 | 0 | 1 | 0.12 | 0.06 | 0.02 | 1 | 0 | 1 | 0.27 | 0.17 | 0.12 | 0.03 | 0.02 | True |  | Non Federally-Regulated | 03/10/2017 |  | 03/10/2017
Juno Lighting, LLC | Aculux | IC408L*SQ-A + 430*SQ-***** | Light Emitting Diode | Inseparable Luminaire | Direct Wired | Direct Digital Controls | 47 | 2700 | 0.0012 | 92 | 50 | 416 | 1 | Ambient | 50000 |  |  | 50000 | 0 | 14 | 18 | 0.09 | 0.07 | 0.04 | 0.01 | 0 | 0 | 1 | 0.12 | 0.06 | 0.02 | 1 | 0 | 1 | 0.27 | 0.17 | 0.12 | 0.03 | 0.02 | True |  | Non Federally-Regulated | 03/10/2017 |  | 03/10/2017
Juno Lighting, LLC | Aculux | IC408L*SQ-A + 431SQ***-**** | Light Emitting Diode | Inseparable Luminaire | Direct Wired | Direct Digital Controls | 47 | 2700 | 0.0012 | 92 | 50 | 416 | 1 | Ambient | 50000 |  |  | 50000 | 0 | 14 | 18 | 0.09 | 0.07 | 0.04 | 0.01 | 0 | 0 | 1 | 0.12 | 0.06 | 0.02 | 1 | 0 | 1 | 0.27 | 0.17 | 0.12 | 0.03 | 0.02 | True |  | Non Federally-Regulated | 03/10/2017 |  | 03/10/2017
Juno Lighting, LLC | Aculux | IC408L*SQ-A + 432SQ***-**** | Light Emitting Diode | Inseparable Luminaire | Direct Wired | Direct Digital Controls | 54 | 2700 | 0.0012 | 92 | 50 | 416 | 1 | Ambient | 50000 |  |  | 50000 | 0 | 14 | 18 | 0.09 | 0.07 | 0.04 | 0.01 | 0 | 0 | 1 | 0.12 | 0.06 | 0.02 | 1 | 0 | 1 | 0.27 | 0.17 | 0.12 | 0.03 | 0.02 | True |  | Non Federally-Regulated | 03/10/2017 |  | 03/10/2017
Juno Lighting, LLC | Aculux | IC408L*SQ-A + 438SQ***-**** | Light Emitting Diode | Inseparable Luminaire | Direct Wired | Direct Digital Controls | 56 | 2700 | 0.0012 | 92 | 50 | 416 | 1 | Ambient | 50000 |  |  | 50000 | 0 | 14 | 18 | 0.09 | 0.07 | 0.04 | 0.01 | 0 | 0 | 1 | 0.12 | 0.06 | 0.02 | 1 | 0 | 1 | 0.27 | 0.17 | 0.12 | 0.03 | 0.02 | True |  | Non Federally-Regulated | 03/10/2017 |  | 03/10/2017
Juno Lighting, LLC | Aculux | IC408L*SQ-A + 437SQ***-**** | Light Emitting Diode | Inseparable Luminaire | Direct Wired | Direct Digital Controls | 58 | 2700 | 0.0012 | 92 | 50 | 416 | 1 | Ambient | 50000 |  |  | 50000 | 0 | 14 | 18 | 0.09 | 0.07 | 0.04 | 0.01 | 0 | 0 | 1 | 0.12 | 0.06 | 0.02 | 1 | 0 | 1 | 0.27 | 0.17 | 0.12 | 0.03 | 0.02 | True |  | Non Federally-Regulated | 03/10/2017 |  | 03/10/2017
Juno Lighting, LLC | Aculux | IC41*L*-A + 430******** | Light Emitting Diode | Inseparable Luminaire | Direct Wired | Direct Digital Controls | 46 | 2700 | 0.0012 | 92 | 50 | 416 | 1 | Ambient | 50000 |  |  | 50000 | 0 | 14 | 18 | 0.09 | 0.07 | 0.04 | 0.01 | 0 | 0 | 1 | 0.12 | 0.06 | 0.02 | 1 | 0 | 1 | 0.27 | 0.17 | 0.12 | 0.03 | 0.02 | True |  | Non Federally-Regulated | 03/10/2017 |  | 03/10/2017
Juno Lighting, LLC | Aculux | IC41*L*-A + 4345N***** | Light Emitting Diode | Inseparable Luminaire | Direct Wired | Direct Digital Controls | 51 | 2700 | 0.0012 | 92 | 50 | 416 | 1 | Ambient | 50000 |  |  | 50000 | 0 | 14 | 18 | 0.09 | 0.07 | 0.04 | 0.01 | 0 | 0 | 1 | 0.12 | 0.06 | 0.02 | 1 | 0 | 1 | 0.27 | 0.17 | 0.12 | 0.03 | 0.02 | True |  | Non Federally-Regulated | 03/10/2017 |  | 03/10/2017
Juno Lighting, LLC | Aculux | IC41*L*-A + 431N**** | Light Emitting Diode | Inseparable Luminaire | Direct Wired | Direct Digital Controls | 51 | 2700 | 0.0012 | 92 | 50 | 416 | 1 | Ambient | 50000 |  |  | 50000 | 0 | 14 | 18 | 0.09 | 0.07 | 0.04 | 0.01 | 0 | 0 | 1 | 0.12 | 0.06 | 0.02 | 1 | 0 | 1 | 0.27 | 0.17 | 0.12 | 0.03 | 0.02 | True |  | Non Federally-Regulated | 03/10/2017 |  | 03/10/2017
Juno Lighting, LLC | Aculux | IC41*L*-A + 435NB**** | Light Emitting Diode | Inseparable Luminaire | Direct Wired | Direct Digital Controls | 57 | 2700 | 0.0012 | 92 | 50 | 416 | 1 | Ambient | 50000 |  |  | 50000 | 0 | 14 | 18 | 0.09 | 0.07 | 0.04 | 0.01 | 0 | 0 | 1 | 0.12 | 0.06 | 0.02 | 1 | 0 | 1 | 0.27 | 0.17 | 0.12 | 0.03 | 0.02 | True |  | Non Federally-Regulated | 03/10/2017 |  | 03/10/2017
Juno Lighting, LLC | Aculux | IC41*L*-A + 435NW-WH | Light Emitting Diode | Inseparable Luminaire | Direct Wired | Direct Digital Controls | 59 | 2700 | 0.0012 | 92 | 50 | 416 | 1 | Ambient | 50000 |  |  | 50000 | 0 | 14 | 18 | 0.09 | 0.07 | 0.04 | 0.01 | 0 | 0 | 1 | 0.12 | 0.06 | 0.02 | 1 | 0 | 1 | 0.27 | 0.17 | 0.12 | 0.03 | 0.02 | True |  | Non Federally-Regulated | 03/10/2017 |  | 03/10/2017
Juno Lighting, LLC | Aculux | IC41*L*-A + 432N**** | Light Emitting Diode | Inseparable Luminaire | Direct Wired | Direct Digital Controls | 54 | 2700 | 0.0012 | 92 | 50 | 416 | 1 | Ambient | 50000 |  |  | 50000 | 0 | 14 | 18 | 0.09 | 0.07 | 0.04 | 0.01 | 0 | 0 | 1 | 0.12 | 0.06 | 0.02 | 1 | 0 | 1 | 0.27 | 0.17 | 0.12 | 0.03 | 0.02 | True |  | Non Federally-Regulated | 03/10/2017 |  | 03/10/2017
Juno Lighting, LLC | Aculux | IC41*L*-A + 434N***** | Light Emitting Diode | Inseparable Luminaire | Direct Wired | Direct Digital Controls | 62 | 2700 | 0.0012 | 92 | 50 | 416 | 1 | Ambient | 50000 |  |  | 50000 | 0 | 14 | 18 | 0.09 | 0.07 | 0.04 | 0.01 | 0 | 0 | 1 | 0.12 | 0.06 | 0.02 | 1 | 0 | 1 | 0.27 | 0.17 | 0.12 | 0.03 | 0.02 | True |  | Non Federally-Regulated | 03/10/2017 |  | 03/10/2017
Juno Lighting, LLC | Aculux | IC41*L*-A + 438N***** | Light Emitting Diode | Inseparable Luminaire | Direct Wired | Direct Digital Controls | 56 | 2700 | 0.0012 | 92 | 50 | 416 | 1 | Ambient | 50000 |  |  | 50000 | 0 | 14 | 18 | 0.09 | 0.07 | 0.04 | 0.01 | 0 | 0 | 1 | 0.12 | 0.06 | 0.02 | 1 | 0 | 1 | 0.27 | 0.17 | 0.12 | 0.03 | 0.02 | True |  | Non Federally-Regulated | 03/10/2017 |  | 03/10/2017
Juno Lighting, LLC | Aculux | IC41*L*-A + 436N***** | Light Emitting Diode | Inseparable Luminaire | Direct Wired | Direct Digital Controls | 56 | 2700 | 0.0012 | 92 | 50 | 416 | 1 | Ambient | 50000 |  |  | 50000 | 0 | 14 | 18 | 0.09 | 0.07 | 0.04 | 0.01 | 0 | 0 | 1 | 0.12 | 0.06 | 0.02 | 1 | 0 | 1 | 0.27 | 0.17 | 0.12 | 0.03 | 0.02 | True |  | Non Federally-Regulated | 03/10/2017 |  | 03/10/2017
Juno Lighting, LLC | Aculux | IC41*L*-A + 4017N****** | Light Emitting Diode | Inseparable Luminaire | Direct Wired | Direct Digital Controls | 59 | 2700 | 0.0012 | 92 | 50 | 416 | 1 | Ambient | 50000 |  |  | 50000 | 0 | 14 | 18 | 0.09 | 0.07 | 0.04 | 0.01 | 0 | 0 | 1 | 0.12 | 0.06 | 0.02 | 1 | 0 | 1 | 0.27 | 0.17 | 0.12 | 0.03 | 0.02 | True |  | Non Federally-Regulated | 03/10/2017 |  | 03/10/2017
Juno Lighting, LLC | Aculux | IC41*L*-A + 437N****** | Light Emitting Diode | Inseparable Luminaire | Direct Wired | Direct Digital Controls | 59 | 2700 | 0.0012 | 92 | 50 | 416 | 1 | Ambient | 50000 |  |  | 50000 | 0 | 14 | 18 | 0.09 | 0.07 | 0.04 | 0.01 | 0 | 0 | 1 | 0.12 | 0.06 | 0.02 | 1 | 0 | 1 | 0.27 | 0.17 | 0.12 | 0.03 | 0.02 | True |  | Non Federally-Regulated | 03/10/2017 |  | 03/10/2017
Juno Lighting, LLC | Aculux | IC408L*-A + 430******** | Light Emitting Diode | Inseparable Luminaire | Direct Wired | Direct Digital Controls | 50 | 2700 | 0.0012 | 92 | 50 | 416 | 1 | Ambient | 50000 |  |  | 50000 | 0 | 14 | 18 | 0.09 | 0.07 | 0.04 | 0.01 | 0 | 0 | 1 | 0.12 | 0.06 | 0.02 | 1 | 0 | 1 | 0.27 | 0.17 | 0.12 | 0.03 | 0.02 | True |  | Non Federally-Regulated | 03/10/2017 |  | 03/10/2017
Juno Lighting, LLC | Aculux | IC408L*-A + 4345N***** | Light Emitting Diode | Inseparable Luminaire | Direct Wired | Direct Digital Controls | 55 | 2700 | 0.0012 | 92 | 50 | 416 | 1 | Ambient | 50000 |  |  | 50000 | 0 | 14 | 18 | 0.09 | 0.07 | 0.04 | 0.01 | 0 | 0 | 1 | 0.12 | 0.06 | 0.02 | 1 | 0 | 1 | 0.27 | 0.17 | 0.12 | 0.03 | 0.02 | True |  | Non Federally-Regulated | 03/10/2017 |  | 03/10/2017
Juno Lighting, LLC | Aculux | IC408L*-A + 431N**** | Light Emitting Diode | Inseparable Luminaire | Direct Wired | Direct Digital Controls | 56 | 2700 | 0.0012 | 92 | 50 | 416 | 1 | Ambient | 50000 |  |  | 50000 | 0 | 14 | 18 | 0.09 | 0.07 | 0.04 | 0.01 | 0 | 0 | 1 | 0.12 | 0.06 | 0.02 | 1 | 0 | 1 | 0.27 | 0.17 | 0.12 | 0.03 | 0.02 | True |  | Non Federally-Regulated | 03/10/2017 |  | 03/10/2017
Juno Lighting, LLC | Aculux | IC408L*-A + 435NB**** | Light Emitting Diode | Inseparable Luminaire | Direct Wired | Direct Digital Controls | 62 | 2700 | 0.0012 | 92 | 50 | 416 | 1 | Ambient | 50000 |  |  | 50000 | 0 | 14 | 18 | 0.09 | 0.07 | 0.04 | 0.01 | 0 | 0 | 1 | 0.12 | 0.06 | 0.02 | 1 | 0 | 1 | 0.27 | 0.17 | 0.12 | 0.03 | 0.02 | True |  | Non Federally-Regulated | 03/10/2017 |  | 03/10/2017
Juno Lighting, LLC | Aculux | IC408L*-A + 435NW-WH | Light Emitting Diode | Inseparable Luminaire | Direct Wired | Direct Digital Controls | 64 | 2700 | 0.0012 | 92 | 50 | 416 | 1 | Ambient | 50000 |  |  | 50000 | 0 | 14 | 18 | 0.09 | 0.07 | 0.04 | 0.01 | 0 | 0 | 1 | 0.12 | 0.06 | 0.02 | 1 | 0 | 1 | 0.27 | 0.17 | 0.12 | 0.03 | 0.02 | True |  | Non Federally-Regulated | 03/10/2017 |  | 03/10/2017
Juno Lighting, LLC | Aculux | IC408L*-A + 432N**** | Light Emitting Diode | Inseparable Luminaire | Direct Wired | Direct Digital Controls | 59 | 2700 | 0.0012 | 92 | 50 | 416 | 1 | Ambient | 50000 |  |  | 50000 | 0 | 14 | 18 | 0.09 | 0.07 | 0.04 | 0.01 | 0 | 0 | 1 | 0.12 | 0.06 | 0.02 | 1 | 0 | 1 | 0.27 | 0.17 | 0.12 | 0.03 | 0.02 | True |  | Non Federally-Regulated | 03/10/2017 |  | 03/10/2017
Juno Lighting, LLC | Aculux | IC408L*-A + 434N***** | Light Emitting Diode | Inseparable Luminaire | Direct Wired | Direct Digital Controls | 67 | 2700 | 0.0012 | 92 | 50 | 416 | 1 | Ambient | 50000 |  |  | 50000 | 0 | 14 | 18 | 0.09 | 0.07 | 0.04 | 0.01 | 0 | 0 | 1 | 0.12 | 0.06 | 0.02 | 1 | 0 | 1 | 0.27 | 0.17 | 0.12 | 0.03 | 0.02 | True |  | Non Federally-Regulated | 03/10/2017 |  | 03/10/2017
Juno Lighting, LLC | Aculux | IC408L*-A + 438N***** | Light Emitting Diode | Inseparable Luminaire | Direct Wired | Direct Digital Controls | 61 | 2700 | 0.0012 | 92 | 50 | 416 | 1 | Ambient | 50000 |  |  | 50000 | 0 | 14 | 18 | 0.09 | 0.07 | 0.04 | 0.01 | 0 | 0 | 1 | 0.12 | 0.06 | 0.02 | 1 | 0 | 1 | 0.27 | 0.17 | 0.12 | 0.03 | 0.02 | True |  | Non Federally-Regulated | 03/10/2017 |  | 03/10/2017
Juno Lighting, LLC | Aculux | IC408L*-A + 436N***** | Light Emitting Diode | Inseparable Luminaire | Direct Wired | Direct Digital Controls | 61 | 2700 | 0.0012 | 92 | 50 | 416 | 1 | Ambient | 50000 |  |  | 50000 | 0 | 14 | 18 | 0.09 | 0.07 | 0.04 | 0.01 | 0 | 0 | 1 | 0.12 | 0.06 | 0.02 | 1 | 0 | 1 | 0.27 | 0.17 | 0.12 | 0.03 | 0.02 | True |  | Non Federally-Regulated | 03/10/2017 |  | 03/10/2017
Juno Lighting, LLC | Aculux | IC408L*-A + 4017N****** | Light Emitting Diode | Inseparable Luminaire | Direct Wired | Direct Digital Controls | 64 | 2700 | 0.0012 | 92 | 50 | 416 | 1 | Ambient | 50000 |  |  | 50000 | 0 | 14 | 18 | 0.09 | 0.07 | 0.04 | 0.01 | 0 | 0 | 1 | 0.12 | 0.06 | 0.02 | 1 | 0 | 1 | 0.27 | 0.17 | 0.12 | 0.03 | 0.02 | True |  | Non Federally-Regulated | 03/10/2017 |  | 03/10/2017
Juno Lighting, LLC | Aculux | IC408L*-A + 437N****** | Light Emitting Diode | Inseparable Luminaire | Direct Wired | Direct Digital Controls | 64 | 2700 | 0.0012 | 92 | 50 | 416 | 1 | Ambient | 50000 |  |  | 50000 | 0 | 14 | 18 | 0.09 | 0.07 | 0.04 | 0.01 | 0 | 0 | 1 | 0.12 | 0.06 | 0.02 | 1 | 0 | 1 | 0.27 | 0.17 | 0.12 | 0.03 | 0.02 | True |  | Non Federally-Regulated | 03/10/2017 |  | 03/10/2017
Juno Lighting, LLC | Aculux | IC420L*-A + 4345N***** | Light Emitting Diode | Inseparable Luminaire | Direct Wired | Direct Digital Controls | 48 | 2700 | 0.0012 | 92 | 50 | 416 | 1 | Ambient | 50000 |  |  | 50000 | 0 | 14 | 18 | 0.09 | 0.07 | 0.04 | 0.01 | 0 | 0 | 1 | 0.12 | 0.06 | 0.02 | 1 | 0 | 1 | 0.27 | 0.17 | 0.12 | 0.03 | 0.02 | True |  | Non Federally-Regulated | 03/10/2017 |  | 03/10/2017
Juno Lighting, LLC | Aculux | IC420L*-A + 431N**** | Light Emitting Diode | Inseparable Luminaire | Direct Wired | Direct Digital Controls | 49 | 2700 | 0.0012 | 92 | 50 | 416 | 1 | Ambient | 50000 |  |  | 50000 | 0 | 14 | 18 | 0.09 | 0.07 | 0.04 | 0.01 | 0 | 0 | 1 | 0.12 | 0.06 | 0.02 | 1 | 0 | 1 | 0.27 | 0.17 | 0.12 | 0.03 | 0.02 | True |  | Non Federally-Regulated | 03/10/2017 |  | 03/10/2017
Juno Lighting, LLC | Aculux | IC420L*-A + 435NB**** | Light Emitting Diode | Inseparable Luminaire | Direct Wired | Direct Digital Controls | 54 | 2700 | 0.0012 | 92 | 50 | 416 | 1 | Ambient | 50000 |  |  | 50000 | 0 | 14 | 18 | 0.09 | 0.07 | 0.04 | 0.01 | 0 | 0 | 1 | 0.12 | 0.06 | 0.02 | 1 | 0 | 1 | 0.27 | 0.17 | 0.12 | 0.03 | 0.02 | True |  | Non Federally-Regulated | 03/10/2017 |  | 03/10/2017
Juno Lighting, LLC | Aculux | IC420L*-A + 435NW-WH | Light Emitting Diode | Inseparable Luminaire | Direct Wired | Direct Digital Controls | 56 | 2700 | 0.0012 | 92 | 50 | 416 | 1 | Ambient | 50000 |  |  | 50000 | 0 | 14 | 18 | 0.09 | 0.07 | 0.04 | 0.01 | 0 | 0 | 1 | 0.12 | 0.06 | 0.02 | 1 | 0 | 1 | 0.27 | 0.17 | 0.12 | 0.03 | 0.02 | True |  | Non Federally-Regulated | 03/10/2017 |  | 03/10/2017
Juno Lighting, LLC | Aculux | IC420L*-A + 432N**** | Light Emitting Diode | Inseparable Luminaire | Direct Wired | Direct Digital Controls | 52 | 2700 | 0.0012 | 92 | 50 | 416 | 1 | Ambient | 50000 |  |  | 50000 | 0 | 14 | 18 | 0.09 | 0.07 | 0.04 | 0.01 | 0 | 0 | 1 | 0.12 | 0.06 | 0.02 | 1 | 0 | 1 | 0.27 | 0.17 | 0.12 | 0.03 | 0.02 | True |  | Non Federally-Regulated | 03/10/2017 |  | 03/10/2017
Juno Lighting, LLC | Aculux | IC420L*-A + 434N***** | Light Emitting Diode | Inseparable Luminaire | Direct Wired | Direct Digital Controls | 59 | 2700 | 0.0012 | 92 | 50 | 416 | 1 | Ambient | 50000 |  |  | 50000 | 0 | 14 | 18 | 0.09 | 0.07 | 0.04 | 0.01 | 0 | 0 | 1 | 0.12 | 0.06 | 0.02 | 1 | 0 | 1 | 0.27 | 0.17 | 0.12 | 0.03 | 0.02 | True |  | Non Federally-Regulated | 03/10/2017 |  | 03/10/2017
Juno Lighting, LLC | Aculux | IC420L*-A + 438N***** | Light Emitting Diode | Inseparable Luminaire | Direct Wired | Direct Digital Controls | 53 | 2700 | 0.0012 | 92 | 50 | 416 | 1 | Ambient | 50000 |  |  | 50000 | 0 | 14 | 18 | 0.09 | 0.07 | 0.04 | 0.01 | 0 | 0 | 1 | 0.12 | 0.06 | 0.02 | 1 | 0 | 1 | 0.27 | 0.17 | 0.12 | 0.03 | 0.02 | True |  | Non Federally-Regulated | 03/10/2017 |  | 03/10/2017
Juno Lighting, LLC | Aculux | IC420L*-A + 436N***** | Light Emitting Diode | Inseparable Luminaire | Direct Wired | Direct Digital Controls | 53 | 2700 | 0.0012 | 92 | 50 | 416 | 1 | Ambient | 50000 |  |  | 50000 | 0 | 14 | 18 | 0.09 | 0.07 | 0.04 | 0.01 | 0 | 0 | 1 | 0.12 | 0.06 | 0.02 | 1 | 0 | 1 | 0.27 | 0.17 | 0.12 | 0.03 | 0.02 | True |  | Non Federally-Regulated | 03/10/2017 |  | 03/10/2017
Juno Lighting, LLC | Aculux | IC420L*-A + 4017N****** | Light Emitting Diode | Inseparable Luminaire | Direct Wired | Direct Digital Controls | 56 | 2700 | 0.0012 | 92 | 50 | 416 | 1 | Ambient | 50000 |  |  | 50000 | 0 | 14 | 18 | 0.09 | 0.07 | 0.04 | 0.01 | 0 | 0 | 1 | 0.12 | 0.06 | 0.02 | 1 | 0 | 1 | 0.27 | 0.17 | 0.12 | 0.03 | 0.02 | True |  | Non Federally-Regulated | 03/10/2017 |  | 03/10/2017
Juno Lighting, LLC | Aculux | IC420L*-A + 437N****** | Light Emitting Diode | Inseparable Luminaire | Direct Wired | Direct Digital Controls | 56 | 2700 | 0.0012 | 92 | 50 | 416 | 1 | Ambient | 50000 |  |  | 50000 | 0 | 14 | 18 | 0.09 | 0.07 | 0.04 | 0.01 | 0 | 0 | 1 | 0.12 | 0.06 | 0.02 | 1 | 0 | 1 | 0.27 | 0.17 | 0.12 | 0.03 | 0.02 | True |  | Non Federally-Regulated | 03/10/2017 |  | 03/10/2017
Juno Lighting, LLC | Juno | 4RLDG3 06LM **K 90CRI 120 FRPC WWH | Light Emitting Diode | Inseparable Luminaire | Direct Wired | Forward Phase Cut Controls | 72 | 2700 | 0.0016 | 92 | 55 | 120 | 1 | Ambient | 50000 |  |  | 50000 | 0.01 | 15 | 15 | 0.17 | 0.16 | 0.16 | 0.16 | 0.04 | 0.01 | 0.26 | 0.19 | 0.19 | 0.16 | 0.02 | 0.01 | 0.6 | 0.18 | 0.16 | 0.11 | 0.04 | 0.02 | True |  | Non Federally-Regulated | 03/10/2017 |  | 03/10/2017
Juno Lighting, LLC | Juno | 4RLDG3 09LM **K 90CRI 120 FRPC WWH | Light Emitting Diode | Inseparable Luminaire | Direct Wired | Forward Phase Cut Controls | 69 | 2700 | 0.0011 | 92 | 53 | 100 | 1 | Ambient | 50000 |  |  | 50000 | 0.01 | 15 | 15 | 0.24 | 0.24 | 0.24 | 0.23 | 0.05 | 0.02 | 0.32 | 0.26 | 0.26 | 0.21 | 0.05 | 0.02 | 0.56 | 0.18 | 0.16 | 0.14 | 0.04 | 0.02 | True |  | Non Federally-Regulated | 03/10/2017 |  | 03/10/2017
Juno Lighting, LLC | Juno | 5RLDG3 07LM **K 90CRI 120 FRPC WWH | Light Emitting Diode | Inseparable Luminaire | Direct Wired | Forward Phase Cut Controls | 74 | 2700 | 0.0016 | 92 | 55 | 120 | 1 | Ambient | 50000 |  |  | 50000 | 0.01 | 15 | 15 | 0.17 | 0.16 | 0.16 | 0.16 | 0.04 | 0.01 | 0.26 | 0.19 | 0.19 | 0.16 | 0.02 | 0.01 | 0.6 | 0.18 | 0.16 | 0.11 | 0.04 | 0.02 | True |  | Non Federally-Regulated | 03/10/2017 |  | 03/10/2017
Juno Lighting, LLC | Juno | 5RLDG3 09LM **K 90CRI 120 FRPC WWH | Light Emitting Diode | Inseparable Luminaire | Direct Wired | Forward Phase Cut Controls | 72 | 2700 | 0.0011 | 92 | 53 | 100 | 1 | Ambient | 50000 |  |  | 50000 | 0.01 | 15 | 15 | 0.24 | 0.24 | 0.24 | 0.23 | 0.05 | 0.02 | 0.32 | 0.26 | 0.26 | 0.21 | 0.05 | 0.02 | 0.56 | 0.18 | 0.16 | 0.14 | 0.04 | 0.02 | True |  | Non Federally-Regulated | 03/10/2017 |  | 03/10/2017
Juno Lighting, LLC | Juno | 6RLDG3 07LM **K 90CRI 120 FRPC WWH | Light Emitting Diode | Inseparable Luminaire | Direct Wired | Forward Phase Cut Controls | 75 | 2700 | 0.0016 | 92 | 55 | 120 | 1 | Ambient | 50000 |  |  | 50000 | 0.01 | 15 | 15 | 0.17 | 0.16 | 0.16 | 0.16 | 0.04 | 0.01 | 0.26 | 0.19 | 0.19 | 0.16 | 0.02 | 0.01 | 0.6 | 0.18 | 0.16 | 0.11 | 0.04 | 0.02 | True |  | Non Federally-Regulated | 03/10/2017 |  | 03/10/2017
Juno Lighting, LLC | Juno | 6RLDG3 10LM **K 90CRI 120 FRPC WWH | Light Emitting Diode | Inseparable Luminaire | Direct Wired | Forward Phase Cut Controls | 73 | 2700 | 0.0011 | 92 | 53 | 100 | 1 | Ambient | 50000 |  |  | 50000 | 0.01 | 15 | 15 | 0.24 | 0.24 | 0.24 | 0.23 | 0.05 | 0.02 | 0.32 | 0.26 | 0.26 | 0.21 | 0.05 | 0.02 | 0.56 | 0.18 | 0.16 | 0.14 | 0.04 | 0.02 | True |  | Non Federally-Regulated | 03/10/2017 |  | 03/10/2017
Juno Lighting, LLC | Juno | 4RLAG2-9**-6-*-WH | Light Emitting Diode | Inseparable Luminaire | Direct Wired | Forward Phase Cut Controls | 60 | 2700 | 0.0006 | 91 | 51 | 112 | 1 | Ambient | 42000 |  |  | 42000 | 0.01 | 15 | 16 | 0.19 | 0.19 | 0.18 | 0.18 | 0.03 | 0.01 | 0.3 | 0.19 | 0.19 | 0.16 | 0.02 | 0.01 | 0.56 | 0.16 | 0.14 | 0.13 | 0.04 | 0.02 | True |  | Non Federally-Regulated | 03/10/2017 |  | 03/10/2017
Juno Lighting, LLC | Juno | 5RLAG2-9**-6-*-WH | Light Emitting Diode | Inseparable Luminaire | Direct Wired | Forward Phase Cut Controls | 63 | 2700 | 0.0006 | 91 | 51 | 112 | 1 | Ambient | 42000 |  |  | 42000 | 0.01 | 15 | 16 | 0.19 | 0.19 | 0.18 | 0.18 | 0.03 | 0.01 | 0.3 | 0.19 | 0.19 | 0.16 | 0.02 | 0.01 | 0.56 | 0.16 | 0.14 | 0.13 | 0.04 | 0.02 | True |  | Non Federally-Regulated | 03/10/2017 |  | 03/10/2017
Juno Lighting, LLC | Juno | 6RLAG2-9**-6-*-WH | Light Emitting Diode | Inseparable Luminaire | Direct Wired | Forward Phase Cut Controls | 64 | 2700 | 0.0006 | 91 | 51 | 112 | 1 | Ambient | 42000 |  |  | 42000 | 0.01 | 15 | 16 | 0.19 | 0.19 | 0.18 | 0.18 | 0.03 | 0.01 | 0.3 | 0.19 | 0.19 | 0.16 | 0.02 | 0.01 | 0.56 | 0.16 | 0.14 | 0.13 | 0.04 | 0.02 | True |  | Non Federally-Regulated | 03/10/2017 |  | 03/10/2017
Juno Lighting, LLC | Juno | 4RLAG2 06LM **K 90CRI *FL 120 FRPC WH | Light Emitting Diode | Inseparable Luminaire | Direct Wired | Forward Phase Cut Controls | 60 | 2700 | 0.0006 | 91 | 51 | 112 | 1 | Ambient | 42000 |  |  | 42000 | 0.01 | 15 | 16 | 0.19 | 0.19 | 0.18 | 0.18 | 0.03 | 0.01 | 0.3 | 0.19 | 0.19 | 0.16 | 0.02 | 0.01 | 0.56 | 0.16 | 0.14 | 0.13 | 0.04 | 0.02 | True |  | Non Federally-Regulated | 03/10/2017 |  | 03/10/2017
Juno Lighting, LLC | Juno | 5RLAG2 06LM **K 90CRI *FL 120 FRPC WH | Light Emitting Diode | Inseparable Luminaire | Direct Wired | Forward Phase Cut Controls | 63 | 2700 | 0.0006 | 91 | 51 | 112 | 1 | Ambient | 42000 |  |  | 42000 | 0.01 | 15 | 16 | 0.19 | 0.19 | 0.18 | 0.18 | 0.03 | 0.01 | 0.3 | 0.19 | 0.19 | 0.16 | 0.02 | 0.01 | 0.56 | 0.16 | 0.14 | 0.13 | 0.04 | 0.02 | True |  | Non Federally-Regulated | 03/10/2017 |  | 03/10/2017
Juno Lighting, LLC | Juno | 6RLAG2 06LM **K 90CRI *FL 120 FRPC WH | Light Emitting Diode | Inseparable Luminaire | Direct Wired | Forward Phase Cut Controls | 64 | 2700 | 0.0006 | 91 | 51 | 112 | 1 | Ambient | 42000 |  |  | 42000 | 0.01 | 15 | 16 | 0.19 | 0.19 | 0.18 | 0.18 | 0.03 | 0.01 | 0.3 | 0.19 | 0.19 | 0.16 | 0.02 | 0.01 | 0.56 | 0.16 | 0.14 | 0.13 | 0.04 | 0.02 | True |  | Non Federally-Regulated | 03/10/2017 |  | 03/10/2017
Juno Lighting, LLC | Juno | J6RLG4N-**K-6-W** | Light Emitting Diode | Inseparable Luminaire | Direct Wired | Forward Phase Cut Controls | 60 | 2700 | 0.001 | 91 | 50 | 102 | 1 | Ambient | 50000 |  |  | 50000 | 0.01 | 14 | 15 | 0.18 | 0.17 | 0.17 | 0.17 | 0.04 | 0.01 | 0.28 | 0.2 | 0.2 | 0.16 | 0.03 | 0.01 | 0.75 | 0.16 | 0.14 | 0.12 | 0.04 | 0.01 | True |  | Non Federally-Regulated | 03/10/2017 |  | 03/10/2017
Juno Lighting, LLC | Juno | J6RLG4N-**K-6-CLW | Light Emitting Diode | Inseparable Luminaire | Direct Wired | Forward Phase Cut Controls | 63 | 2700 | 0.001 | 91 | 50 | 102 | 1 | Ambient | 50000 |  |  | 50000 | 0.01 | 14 | 15 | 0.18 | 0.17 | 0.17 | 0.17 | 0.04 | 0.01 | 0.28 | 0.2 | 0.2 | 0.16 | 0.03 | 0.01 | 0.75 | 0.16 | 0.14 | 0.12 | 0.04 | 0.01 | True |  | Non Federally-Regulated | 03/10/2017 |  | 03/10/2017
Juno Lighting, LLC | Juno | J6RLG4N-**K-6-HZW | Light Emitting Diode | Inseparable Luminaire | Direct Wired | Forward Phase Cut Controls | 63 | 2700 | 0.001 | 91 | 50 | 102 | 1 | Ambient | 50000 |  |  | 50000 | 0.01 | 14 | 15 | 0.18 | 0.17 | 0.17 | 0.17 | 0.04 | 0.01 | 0.28 | 0.2 | 0.2 | 0.16 | 0.03 | 0.01 | 0.75 | 0.16 | 0.14 | 0.12 | 0.04 | 0.01 | True |  | Non Federally-Regulated | 03/10/2017 |  | 03/10/2017
Juno Lighting, LLC | Juno | J6RLG4N-**K-9-W** | Light Emitting Diode | Inseparable Luminaire | Direct Wired | Forward Phase Cut Controls | 63 | 2700 | 0.0004 | 91 | 50 | 88 | 1 | Ambient | 50000 |  |  | 50000 | 0.01 | 14 | 15 | 0.28 | 0.29 | 0.3 | 0.28 | 0.04 | 0.01 | 0.36 | 0.32 | 0.3 | 0.24 | 0.05 | 0.02 | 0.75 | 0.21 | 0.19 | 0.12 | 0.03 | 0.02 | True |  | Non Federally-Regulated | 03/10/2017 |  | 03/10/2017
Juno Lighting, LLC | Juno | J6RLG4N-**K-9-CLW | Light Emitting Diode | Inseparable Luminaire | Direct Wired | Forward Phase Cut Controls | 66 | 2700 | 0.0004 | 91 | 50 | 88 | 1 | Ambient | 50000 |  |  | 50000 | 0.01 | 14 | 15 | 0.28 | 0.29 | 0.3 | 0.28 | 0.04 | 0.01 | 0.36 | 0.32 | 0.3 | 0.24 | 0.05 | 0.02 | 0.75 | 0.21 | 0.19 | 0.12 | 0.03 | 0.02 | True |  | Non Federally-Regulated | 03/10/2017 |  | 03/10/2017
Juno Lighting, LLC | Juno | J6RLG4N-**K-9-HZW | Light Emitting Diode | Inseparable Luminaire | Direct Wired | Forward Phase Cut Controls | 66 | 2700 | 0.0004 | 91 | 50 | 88 | 1 | Ambient | 50000 |  |  | 50000 | 0.01 | 14 | 15 | 0.28 | 0.29 | 0.3 | 0.28 | 0.04 | 0.01 | 0.36 | 0.32 | 0.3 | 0.24 | 0.05 | 0.02 | 0.75 | 0.21 | 0.19 | 0.12 | 0.03 | 0.02 | True |  | Non Federally-Regulated | 03/10/2017 |  | 03/10/2017
Juno Lighting, LLC | Juno | J6RLG4N D* 06LM **K 90CRI 120 FRPC W**** | Light Emitting Diode | Inseparable Luminaire | Direct Wired | Forward Phase Cut Controls | 60 | 2700 | 0.001 | 91 | 50 | 102 | 1 | Ambient | 50000 |  |  | 50000 | 0.01 | 14 | 15 | 0.18 | 0.17 | 0.17 | 0.17 | 0.04 | 0.01 | 0.28 | 0.2 | 0.2 | 0.16 | 0.03 | 0.01 | 0.75 | 0.16 | 0.14 | 0.12 | 0.04 | 0.01 | True |  | Non Federally-Regulated | 03/10/2017 |  | 03/10/2017
Juno Lighting, LLC | Juno | J6RLG4N D* 09LM **K 90CRI 120 FRPC CWH | Light Emitting Diode | Inseparable Luminaire | Direct Wired | Forward Phase Cut Controls | 63 | 2700 | 0.001 | 91 | 50 | 102 | 1 | Ambient | 50000 |  |  | 50000 | 0.01 | 14 | 15 | 0.18 | 0.17 | 0.17 | 0.17 | 0.04 | 0.01 | 0.28 | 0.2 | 0.2 | 0.16 | 0.03 | 0.01 | 0.75 | 0.16 | 0.14 | 0.12 | 0.04 | 0.01 | True |  | Non Federally-Regulated | 03/10/2017 |  | 03/10/2017
Juno Lighting, LLC | Juno | J6RLG4N D* 06LM **K 90CRI 120 FRPC HZWH | Light Emitting Diode | Inseparable Luminaire | Direct Wired | Forward Phase Cut Controls | 63 | 2700 | 0.001 | 91 | 50 | 102 | 1 | Ambient | 50000 |  |  | 50000 | 0.01 | 14 | 15 | 0.18 | 0.17 | 0.17 | 0.17 | 0.04 | 0.01 | 0.28 | 0.2 | 0.2 | 0.16 | 0.03 | 0.01 | 0.75 | 0.16 | 0.14 | 0.12 | 0.04 | 0.01 | True |  | Non Federally-Regulated | 03/10/2017 |  | 03/10/2017
Juno Lighting, LLC | Juno | J6RLG4N D* 09LM **K 90CRI 120 FRPC W**** | Light Emitting Diode | Inseparable Luminaire | Direct Wired | Forward Phase Cut Controls | 63 | 2700 | 0.0004 | 91 | 50 | 88 | 1 | Ambient | 50000 |  |  | 50000 | 0.01 | 14 | 15 | 0.28 | 0.29 | 0.3 | 0.28 | 0.04 | 0.01 | 0.36 | 0.32 | 0.3 | 0.24 | 0.05 | 0.02 | 0.75 | 0.21 | 0.19 | 0.12 | 0.03 | 0.02 | True |  | Non Federally-Regulated | 03/10/2017 |  | 03/10/2017
Juno Lighting, LLC | Juno | J6RLG4N D* 06LM **K 90CRI 120 FRPC CWH | Light Emitting Diode | Inseparable Luminaire | Direct Wired | Forward Phase Cut Controls | 66 | 2700 | 0.0004 | 91 | 50 | 88 | 1 | Ambient | 50000 |  |  | 50000 | 0.01 | 14 | 15 | 0.28 | 0.29 | 0.3 | 0.28 | 0.04 | 0.01 | 0.36 | 0.32 | 0.3 | 0.24 | 0.05 | 0.02 | 0.75 | 0.21 | 0.19 | 0.12 | 0.03 | 0.02 | True |  | Non Federally-Regulated | 03/10/2017 |  | 03/10/2017
Juno Lighting, LLC | Juno | J6RLG4N D* 09LM **K 90CRI 120 FRPC HZWH | Light Emitting Diode | Inseparable Luminaire | Direct Wired | Forward Phase Cut Controls | 66 | 2700 | 0.0004 | 91 | 50 | 88 | 1 | Ambient | 50000 |  |  | 50000 | 0.01 | 14 | 15 | 0.28 | 0.29 | 0.3 | 0.28 | 0.04 | 0.01 | 0.36 | 0.32 | 0.3 | 0.24 | 0.05 | 0.02 | 0.75 | 0.21 | 0.19 | 0.12 | 0.03 | 0.02 | True |  | Non Federally-Regulated | 03/10/2017 |  | 03/10/2017
Juno Lighting, LLC | Juno | 4RLS G2 07LM **K 90CRI 120 FRPC WH | Light Emitting Diode | Inseparable Luminaire | Direct Wired | Forward Phase Cut Controls | 69 | 2700 | 0.0007 | 94 | 68 | 122 | 1 | Ambient | 50000 |  |  | 50000 | 0.01 | 16 | 20 | 0.25 | 0.25 | 0.25 | 0.22 | 0.03 | 0 | 0.31 | 0.21 | 0.2 | 0.15 | 0.02 | 0.01 | 1 | 0.17 | 0.15 | 0.13 | 0.07 | 0.05 | True |  | Non Federally-Regulated | 03/10/2017 |  | 03/10/2017
Juno Lighting, LLC | Juno | 6RLS G2 07LM **K 90CRI 120 FRPC WH | Light Emitting Diode | Inseparable Luminaire | Direct Wired | Forward Phase Cut Controls | 70 | 2700 | 0.0003 | 94 | 61 | 108 | 1 | Ambient | 50000 |  |  | 50000 | 0.01 | 16 | 21 | 0.26 | 0.25 | 0.23 | 0.22 | 0.04 | 0.01 | 0.31 | 0.22 | 0.21 | 0.15 | 0.04 | 0.01 | 1 | 0.17 | 0.13 | 0.11 | 0.06 | 0.03 | True |  | Non Federally-Regulated | 03/10/2017 |  | 03/10/2017
Juno Lighting, LLC | Juno | 6RLS G2 10LM **K 90CRI 120 FRPC WH | Light Emitting Diode | Inseparable Luminaire | Direct Wired | Forward Phase Cut Controls | 70 | 2700 | 0.0009 | 94 | 60 | 108 | 1 | Ambient | 50000 |  |  | 50000 | 0.01 | 16 | 23 | 0.29 | 0.28 | 0.26 | 0.24 | 0.06 | 0.02 | 0.35 | 0.25 | 0.23 | 0.18 | 0.02 | 0 | 1 | 0.19 | 0.15 | 0.12 | 0.06 | 0.05 | True |  | Non Federally-Regulated | 03/10/2017 |  | 03/10/2017
Juno Lighting, LLC | Juno | UPS09-930-**-*** | Light Emitting Diode | Inseparable Luminaire | Direct Wired | Forward Phase Cut Controls | 59 | 3000 | 0.0007 | 93 | 60 | 408 | 1 | Ambient | 50000 |  |  | 50000 | 0.06 | 15 | 14 | 0.34 | 0.1 | 0.1 | 0.09 | 0.02 | 0.01 | 1 | 0.16 | 0.14 | 0.11 | 0.01 | 0 | 1 | 0.16 | 0.11 | 0.08 | 0.03 | 0.01 | True |  | Non Federally-Regulated | 03/10/2017 |  | 03/10/2017
Juno Lighting, LLC | Juno | UPS14-930-**-***** | Light Emitting Diode | Inseparable Luminaire | Direct Wired | Forward Phase Cut Controls | 60 | 3000 | 0.0008 | 93 | 60 | 416 | 1 | Ambient | 50000 |  |  | 50000 | 0.06 | 15 | 14 | 0.25 | 0.15 | 0.15 | 0.14 | 0.02 | 0 | 1 | 0.21 | 0.21 | 0.16 | 0.04 | 0.01 | 1 | 0.26 | 0.24 | 0.21 | 0.11 | 0.02 | True |  | Non Federally-Regulated | 03/10/2017 |  | 03/10/2017
Juno Lighting, LLC | Juno | UPS22-930-******** | Light Emitting Diode | Inseparable Luminaire | Direct Wired | Forward Phase Cut Controls | 62 | 3000 | 0.0008 | 93 | 61 | 380 | 1 | Ambient | 50000 |  |  | 50000 | 0.06 | 15 | 14 | 0.4 | 0.28 | 0.28 | 0.27 | 0.03 | 0.01 | 0.78 | 0.28 | 0.28 | 0.23 | 0.04 | 0.01 | 1 | 0.3 | 0.29 | 0.25 | 0.14 | 0.02 | True |  | Non Federally-Regulated | 03/10/2017 |  | 03/10/2017
Juno Lighting, LLC | Juno | UPS30-930-******** | Light Emitting Diode | Inseparable Luminaire | Direct Wired | Forward Phase Cut Controls | 65 | 3000 | 0.0008 | 93 | 61 | 432 | 1 | Ambient | 50000 |  |  | 50000 | 0.06 | 15 | 14 | 0.21 | 0.15 | 0.15 | 0.14 | 0.03 | 0.01 | 0.65 | 0.22 | 0.21 | 0.18 | 0.02 | 0 | 1 | 0.23 | 0.22 | 0.19 | 0.11 | 0.02 | True |  | Non Federally-Regulated | 03/10/2017 |  | 03/10/2017
Juno Lighting, LLC | Juno | UPS40-930-******** | Light Emitting Diode | Inseparable Luminaire | Direct Wired | Forward Phase Cut Controls | 68 | 3000 | 0.0007 | 93 | 60 | 348 | 1 | Ambient | 50000 |  |  | 50000 | 0.06 | 15 | 14 | 0.22 | 0.2 | 0.19 | 0.18 | 0.03 | 0.01 | 0.46 | 0.27 | 0.27 | 0.23 | 0.04 | 0.01 | 1 | 0.28 | 0.27 | 0.24 | 0.14 | 0.02 | True |  | Non Federally-Regulated | 03/10/2017 |  | 03/10/2017
Juno Lighting, LLC | Juno | UPS09 30K 90CRI ** *** | Light Emitting Diode | Inseparable Luminaire | Direct Wired | Forward Phase Cut Controls | 59 | 3000 | 0.0007 | 93 | 60 | 408 | 1 | Ambient | 50000 |  |  | 50000 | 0.06 | 15 | 14 | 0.34 | 0.1 | 0.1 | 0.09 | 0.02 | 0.01 | 1 | 0.16 | 0.14 | 0.11 | 0.01 | 0 | 1 | 0.16 | 0.11 | 0.08 | 0.03 | 0.01 | True |  | Non Federally-Regulated | 03/10/2017 |  | 03/10/2017
Juno Lighting, LLC | Juno | UPS14 30K 90CRI ** ****** | Light Emitting Diode | Inseparable Luminaire | Direct Wired | Forward Phase Cut Controls | 60 | 3000 | 0.0008 | 93 | 60 | 416 | 1 | Ambient | 50000 |  |  | 50000 | 0.06 | 15 | 14 | 0.25 | 0.15 | 0.15 | 0.14 | 0.02 | 0 | 1 | 0.21 | 0.21 | 0.16 | 0.04 | 0.01 | 1 | 0.26 | 0.24 | 0.21 | 0.11 | 0.02 | True |  | Non Federally-Regulated | 03/10/2017 |  | 03/10/2017
Juno Lighting, LLC | Juno | UPS22 30K 90CRI ** ******** | Light Emitting Diode | Inseparable Luminaire | Direct Wired | Forward Phase Cut Controls | 62 | 3000 | 0.0008 | 93 | 61 | 380 | 1 | Ambient | 50000 |  |  | 50000 | 0.06 | 15 | 14 | 0.4 | 0.28 | 0.28 | 0.27 | 0.03 | 0.01 | 0.78 | 0.28 | 0.28 | 0.23 | 0.04 | 0.01 | 1 | 0.3 | 0.29 | 0.25 | 0.14 | 0.02 | True |  | Non Federally-Regulated | 03/10/2017 |  | 03/10/2017
Juno Lighting, LLC | Juno | UPS30 30K 90CRI ** ******** | Light Emitting Diode | Inseparable Luminaire | Direct Wired | Forward Phase Cut Controls | 65 | 3000 | 0.0008 | 93 | 61 | 432 | 1 | Ambient | 50000 |  |  | 50000 | 0.06 | 15 | 14 | 0.21 | 0.15 | 0.15 | 0.14 | 0.03 | 0.01 | 0.65 | 0.22 | 0.21 | 0.18 | 0.02 | 0 | 1 | 0.23 | 0.22 | 0.19 | 0.11 | 0.02 | True |  | Non Federally-Regulated | 03/10/2017 |  | 03/10/2017
Juno Lighting, LLC | Juno | UPS40 30K 90CRI ** ******** | Light Emitting Diode | Inseparable Luminaire | Direct Wired | Forward Phase Cut Controls | 68 | 3000 | 0.0007 | 93 | 60 | 348 | 1 | Ambient | 50000 |  |  | 50000 | 0.06 | 15 | 14 | 0.22 | 0.2 | 0.19 | 0.18 | 0.03 | 0.01 | 0.46 | 0.27 | 0.27 | 0.23 | 0.04 | 0.01 | 1 | 0.28 | 0.27 | 0.24 | 0.14 | 0.02 | True |  | Non Federally-Regulated | 03/10/2017 |  | 03/10/2017
Juno Lighting, LLC | Danalite | SLW424 20FT **K 95CRI + DLDPS 96W ECOS3 | Light Emitting Diode | Inseparable Luminaire | Direct Wired | Direct Digital Controls | 57 | 2700 | 0.0015 | 94 | 79 | 494 | 1 | Ambient | 50000 |  |  | 50000 | 0.01 | 17 | 16 | 0.04 | 0 | 0 | 0 | 0 | 0 | 1 | 0.24 | 0.05 | 0.02 | 0.01 | 0.01 | 1 | 0.78 | 0.25 | 0.13 | 0.06 | 0.03 | True |  | Non Federally-Regulated | 03/10/2017 |  | 03/10/2017
Juno Lighting, LLC | Danalite | SLW412 20FT **K 95CRI + DLDPS 96W ECOS3 | Light Emitting Diode | Inseparable Luminaire | Direct Wired | Direct Digital Controls | 55 | 2700 | 0.0005 | 95 | 77 | 494 | 1 | Ambient | 50000 |  |  | 50000 | 0.01 | 17 | 16 | 0.04 | 0 | 0 | 0 | 0 | 0 | 1 | 0.24 | 0.05 | 0.02 | 0.01 | 0.01 | 1 | 0.78 | 0.25 | 0.13 | 0.06 | 0.03 | True |  | Non Federally-Regulated | 03/10/2017 |  | 03/10/2017
Juno Lighting, LLC | Danalite | SL412 20FT **K 95CRI + DLDPS 96W ECOS3 | Light Emitting Diode | Inseparable Luminaire | Direct Wired | Direct Digital Controls | 55 | 2700 | 0.0005 | 93 | 77 | 494 | 1 | Ambient | 50000 |  |  | 50000 | 0.01 | 17 | 16 | 0.04 | 0 | 0 | 0 | 0 | 0 | 1 | 0.24 | 0.05 | 0.02 | 0.01 | 0.01 | 1 | 0.78 | 0.25 | 0.13 | 0.06 | 0.03 | True |  | Non Federally-Regulated | 03/10/2017 |  | 03/10/2017
Juno Lighting, LLC | Danalite | SLW212 20FT **K 95CRI + DLDPS 96W ECOS3 | Light Emitting Diode | Inseparable Luminaire | Direct Wired | Direct Digital Controls | 56 | 2700 | 0.0014 | 93 | 78 | 494 | 1 | Ambient | 50000 |  |  | 50000 | 0.01 | 17 | 16 | 0.03 | 0 | 0 | 0 | 0 | 0 | 1 | 0.54 | 0.14 | 0.07 | 0.03 | 0.01 | 1 | 0.4 | 0.15 | 0.13 | 0.09 | 0.05 | True |  | Non Federally-Regulated | 03/10/2017 |  | 03/10/2017
Juno Lighting, LLC | Juno | 2LEDTRIM G2 ADJ **K 90CRI *** ** + 2LEDDRIVER G2 06LM 120 FRPC | Light Emitting Diode | Inseparable Luminaire | Direct Wired | Forward Phase Cut Controls | 67 | 2700 | 0.0016 | 93 | 57 | 328 | 1 | Ambient | 50000 |  |  | 50000 | 0 | 19 | 19 | 0.06 | 0 | 0 | 0 | 0 | 0 | 0.3 | 0.01 | 0.01 | 0.01 | 0 | 0 | 1 | 0.05 | 0.03 | 0.03 | 0.02 | 0.01 | True |  | Non Federally-Regulated | 03/10/2017 |  | 03/10/2017
Juno Lighting, LLC | Juno | 2LEDTRIM G2 ADJ **K 90CRI *** ** + 2LEDDRIVER G2 06LM MVOLT ZT | Light Emitting Diode | Inseparable Luminaire | Direct Wired | 0-10 VDC Controls | 68 | 2700 | 0.0017 | 93 | 57 | 458 | 1 | Ambient | 50000 |  |  | 50000 | 0.03 | 20 | 19 | 0.06 | 0.02 | 0.02 | 0.02 | 0.01 | 0 | 0.14 | 0.07 | 0.06 | 0.06 | 0.04 | 0.01 | 0.67 | 0.35 | 0.34 | 0.29 | 0.17 | 0.02 | True |  | Non Federally-Regulated | 03/10/2017 |  | 03/10/2017
Juno Lighting, LLC | Juno | 2LEDTRIM G2 DB **K 90CRI *** ** + 2LEDDRIVER G2 06LM 120 FRPC | Light Emitting Diode | Inseparable Luminaire | Direct Wired | Forward Phase Cut Controls | 62 | 2700 | 0.0016 | 93 | 57 | 328 | 1 | Ambient | 50000 |  |  | 50000 | 0 | 19 | 19 | 0.06 | 0 | 0 | 0 | 0 | 0 | 0.3 | 0.01 | 0.01 | 0.01 | 0 | 0 | 1 | 0.05 | 0.03 | 0.03 | 0.02 | 0.01 | True |  | Non Federally-Regulated | 03/10/2017 |  | 03/10/2017
Juno Lighting, LLC | Juno | 2LEDTRIM G2 DB **K 90CRI *** ** + 2LEDDRIVER G2 06LM MVOLT ZT | Light Emitting Diode | Inseparable Luminaire | Direct Wired | 0-10 VDC Controls | 63 | 2700 | 0.0017 | 93 | 57 | 458 | 1 | Ambient | 50000 |  |  | 50000 | 0.03 | 20 | 19 | 0.06 | 0.02 | 0.02 | 0.02 | 0.01 | 0 | 0.14 | 0.07 | 0.06 | 0.06 | 0.04 | 0.01 | 0.67 | 0.35 | 0.34 | 0.29 | 0.17 | 0.02 | True |  | Non Federally-Regulated | 03/10/2017 |  | 03/10/2017
Juno Lighting, LLC | Juno | 2LEDTRIM G2 DC **K 90CRI *** ** + 2LEDDRIVER G2 06LM 120 FRPC | Light Emitting Diode | Inseparable Luminaire | Direct Wired | Forward Phase Cut Controls | 69 | 2700 | 0.0016 | 93 | 57 | 328 | 1 | Ambient | 50000 |  |  | 50000 | 0 | 19 | 19 | 0.06 | 0 | 0 | 0 | 0 | 0 | 0.3 | 0.01 | 0.01 | 0.01 | 0 | 0 | 1 | 0.05 | 0.03 | 0.03 | 0.02 | 0.01 | True |  | Non Federally-Regulated | 03/10/2017 |  | 03/10/2017
Juno Lighting, LLC | Juno | 2LEDTRIM G2 DC **K 90CRI *** ** + 2LEDDRIVER G2 06LM MVOLT ZT | Light Emitting Diode | Inseparable Luminaire | Direct Wired | 0-10 VDC Controls | 70 | 2700 | 0.0017 | 93 | 57 | 458 | 1 | Ambient | 50000 |  |  | 50000 | 0.03 | 20 | 19 | 0.06 | 0.02 | 0.02 | 0.02 | 0.01 | 0 | 0.14 | 0.07 | 0.06 | 0.06 | 0.04 | 0.01 | 0.67 | 0.35 | 0.34 | 0.29 | 0.17 | 0.02 | True |  | Non Federally-Regulated | 03/10/2017 |  | 03/10/2017
Juno Lighting, LLC | Juno | 2LEDTRIM G2 SQ **K 90CRI *** ** + 2LEDDRIVER G2 06LM 120 FRPC | Light Emitting Diode | Inseparable Luminaire | Direct Wired | Forward Phase Cut Controls | 58 | 2700 | 0.0016 | 93 | 57 | 328 | 1 | Ambient | 50000 |  |  | 50000 | 0 | 19 | 19 | 0.06 | 0 | 0 | 0 | 0 | 0 | 0.3 | 0.01 | 0.01 | 0.01 | 0 | 0 | 1 | 0.05 | 0.03 | 0.03 | 0.02 | 0.01 | True |  | Non Federally-Regulated | 03/10/2017 |  | 03/10/2017
Juno Lighting, LLC | Juno | 2LEDTRIM G2 SQ **K 90CRI *** ** + 2LEDDRIVER G2 06LM MVOLT ZT | Light Emitting Diode | Inseparable Luminaire | Direct Wired | 0-10 VDC Controls | 59 | 2700 | 0.0017 | 93 | 57 | 458 | 1 | Ambient | 50000 |  |  | 50000 | 0.03 | 20 | 19 | 0.06 | 0.02 | 0.02 | 0.02 | 0.01 | 0 | 0.14 | 0.07 | 0.06 | 0.06 | 0.04 | 0.01 | 0.67 | 0.35 | 0.34 | 0.29 | 0.17 | 0.02 | True |  | Non Federally-Regulated | 03/10/2017 |  | 03/10/2017
Juno Lighting, LLC | Juno | 2LEDTRIM G2 SQADJ **K 90CRI *** ** + 2LEDDRIVER G2 06LM 120 FRPC | Light Emitting Diode | Inseparable Luminaire | Direct Wired | Forward Phase Cut Controls | 67 | 2700 | 0.0016 | 93 | 57 | 328 | 1 | Ambient | 50000 |  |  | 50000 | 0 | 19 | 19 | 0.06 | 0 | 0 | 0 | 0 | 0 | 0.3 | 0.01 | 0.01 | 0.01 | 0 | 0 | 1 | 0.05 | 0.03 | 0.03 | 0.02 | 0.01 | True |  | Non Federally-Regulated | 03/10/2017 |  | 03/10/2017
Juno Lighting, LLC | Juno | 2LEDTRIM G2 SQADJ **K 90CRI *** ** + 2LEDDRIVER G2 06LM MVOLT ZT | Light Emitting Diode | Inseparable Luminaire | Direct Wired | 0-10 VDC Controls | 68 | 2700 | 0.0017 | 93 | 57 | 458 | 1 | Ambient | 50000 |  |  | 50000 | 0.03 | 20 | 19 | 0.06 | 0.02 | 0.02 | 0.02 | 0.01 | 0 | 0.14 | 0.07 | 0.06 | 0.06 | 0.04 | 0.01 | 0.67 | 0.35 | 0.34 | 0.29 | 0.17 | 0.02 | True |  | Non Federally-Regulated | 03/10/2017 |  | 03/10/2017
Juno Lighting, LLC | Juno | 2LEDTRIM G2 ADJ **K 90CRI *** ** + 2LEDDRIVER G2 10LM 120 FRPC | Light Emitting Diode | Inseparable Luminaire | Direct Wired | Forward Phase Cut Controls | 65 | 2700 | 0.0016 | 93 | 56 | 268 | 1 | Ambient | 50000 |  |  | 50000 | 0.02 | 19 | 19 | 0.06 | 0 | 0 | 0 | 0 | 0 | 0.3 | 0.01 | 0.01 | 0.01 | 0 | 0 | 1 | 0.05 | 0.03 | 0.03 | 0.02 | 0.01 | True |  | Non Federally-Regulated | 03/10/2017 |  | 03/10/2017
Juno Lighting, LLC | Juno | 2LEDTRIM G2 ADJ **K 90CRI *** ** + 2LEDDRIVER G2 10LM MVOLT ZT | Light Emitting Diode | Inseparable Luminaire | Direct Wired | 0-10 VDC Controls | 65 | 2700 | 0.0016 | 93 | 56 | 446 | 1 | Ambient | 50000 |  |  | 50000 | 0.1 | 19 | 19 | 0.06 | 0.02 | 0.01 | 0.01 | 0.01 | 0 | 0.11 | 0.06 | 0.05 | 0.05 | 0.04 | 0.01 | 0.33 | 0.16 | 0.15 | 0.14 | 0.11 | 0.02 | True |  | Non Federally-Regulated | 03/10/2017 |  | 03/10/2017
Juno Lighting, LLC | Juno | 2LEDTRIM G2 DB **K 90CRI *** ** + 2LEDDRIVER G2 10LM 120 FRPC | Light Emitting Diode | Inseparable Luminaire | Direct Wired | Forward Phase Cut Controls | 68 | 2700 | 0.0016 | 93 | 56 | 268 | 1 | Ambient | 50000 |  |  | 50000 | 0.02 | 19 | 19 | 0.06 | 0 | 0 | 0 | 0 | 0 | 0.3 | 0.01 | 0.01 | 0.01 | 0 | 0 | 1 | 0.05 | 0.03 | 0.03 | 0.02 | 0.01 | True |  | Non Federally-Regulated | 03/10/2017 |  | 03/10/2017
Juno Lighting, LLC | Juno | 2LEDTRIM G2 DB **K 90CRI *** ** + 2LEDDRIVER G2 10LM MVOLT ZT | Light Emitting Diode | Inseparable Luminaire | Direct Wired | 0-10 VDC Controls | 68 | 2700 | 0.0016 | 93 | 56 | 446 | 1 | Ambient | 50000 |  |  | 50000 | 0.1 | 19 | 19 | 0.06 | 0.02 | 0.01 | 0.01 | 0.01 | 0 | 0.11 | 0.06 | 0.05 | 0.05 | 0.04 | 0.01 | 0.33 | 0.16 | 0.15 | 0.14 | 0.11 | 0.02 | True |  | Non Federally-Regulated | 03/10/2017 |  | 03/10/2017
Juno Lighting, LLC | Juno | 2LEDTRIM G2 DC **K 90CRI *** ** + 2LEDDRIVER G2 10LM 120 FRPC | Light Emitting Diode | Inseparable Luminaire | Direct Wired | Forward Phase Cut Controls | 62 | 2700 | 0.0016 | 93 | 56 | 268 | 1 | Ambient | 50000 |  |  | 50000 | 0.02 | 19 | 19 | 0.06 | 0 | 0 | 0 | 0 | 0 | 0.3 | 0.01 | 0.01 | 0.01 | 0 | 0 | 1 | 0.05 | 0.03 | 0.03 | 0.02 | 0.01 | True |  | Non Federally-Regulated | 03/10/2017 |  | 03/10/2017
Juno Lighting, LLC | Juno | 2LEDTRIM G2 DC **K 90CRI *** ** + 2LEDDRIVER G2 10LM MVOLT ZT | Light Emitting Diode | Inseparable Luminaire | Direct Wired | 0-10 VDC Controls | 62 | 2700 | 0.0016 | 93 | 56 | 446 | 1 | Ambient | 50000 |  |  | 50000 | 0.1 | 19 | 19 | 0.06 | 0.02 | 0.01 | 0.01 | 0.01 | 0 | 0.11 | 0.06 | 0.05 | 0.05 | 0.04 | 0.01 | 0.33 | 0.16 | 0.15 | 0.14 | 0.11 | 0.02 | True |  | Non Federally-Regulated | 03/10/2017 |  | 03/10/2017
Juno Lighting, LLC | Juno | 2LEDTRIM G2 SQ **K 90CRI *** ** + 2LEDDRIVER G2 10LM 120 FRPC | Light Emitting Diode | Inseparable Luminaire | Direct Wired | Forward Phase Cut Controls | 56 | 2700 | 0.0016 | 93 | 56 | 268 | 1 | Ambient | 50000 |  |  | 50000 | 0.02 | 19 | 19 | 0.06 | 0 | 0 | 0 | 0 | 0 | 0.3 | 0.01 | 0.01 | 0.01 | 0 | 0 | 1 | 0.05 | 0.03 | 0.03 | 0.02 | 0.01 | True |  | Non Federally-Regulated | 03/10/2017 |  | 03/10/2017
Juno Lighting, LLC | Juno | 2LEDTRIM G2 SQ **K 90CRI *** ** + 2LEDDRIVER G2 10LM MVOLT ZT | Light Emitting Diode | Inseparable Luminaire | Direct Wired | 0-10 VDC Controls | 56 | 2700 | 0.0016 | 93 | 56 | 446 | 1 | Ambient | 50000 |  |  | 50000 | 0.1 | 19 | 19 | 0.06 | 0.02 | 0.01 | 0.01 | 0.01 | 0 | 0.11 | 0.06 | 0.05 | 0.05 | 0.04 | 0.01 | 0.33 | 0.16 | 0.15 | 0.14 | 0.11 | 0.02 | True |  | Non Federally-Regulated | 03/10/2017 |  | 03/10/2017
Juno Lighting, LLC | Juno | 2LEDTRIM G2 SQADJ **K 90CRI *** ** + 2LEDDRIVER G2 10LM 120 FRPC | Light Emitting Diode | Inseparable Luminaire | Direct Wired | Forward Phase Cut Controls | 65 | 2700 | 0.0016 | 93 | 56 | 268 | 1 | Ambient | 50000 |  |  | 50000 | 0.02 | 19 | 19 | 0.06 | 0 | 0 | 0 | 0 | 0 | 0.3 | 0.01 | 0.01 | 0.01 | 0 | 0 | 1 | 0.05 | 0.03 | 0.03 | 0.02 | 0.01 | True |  | Non Federally-Regulated | 03/10/2017 |  | 03/10/2017
Juno Lighting, LLC | Juno | 2LEDTRIM G2 SQADJ **K 90CRI *** ** + 2LEDDRIVER G2 10LM MVOLT ZT | Light Emitting Diode | Inseparable Luminaire | Direct Wired | 0-10 VDC Controls | 66 | 2700 | 0.0016 | 93 | 56 | 446 | 1 | Ambient | 50000 |  |  | 50000 | 0.1 | 19 | 19 | 0.06 | 0.02 | 0.01 | 0.01 | 0.01 | 0 | 0.11 | 0.06 | 0.05 | 0.05 | 0.04 | 0.01 | 0.33 | 0.16 | 0.15 | 0.14 | 0.11 | 0.02 | True |  | Non Federally-Regulated | 03/10/2017 |  | 03/10/2017
Juno Lighting, LLC | Juno | IC1ALED G4N 06LM 120 FRPC + 440LED G4N 06LM **K 90CRI *** | Light Emitting Diode | Inseparable Luminaire | Direct Wired | 0-10 VDC Controls | 71 | 2700 | 0.0023 | 92 | 50 | 480 | 1 | Ambient | 50000 |  |  | 50000 | 0.09 | 19 | 19 | 0.06 | 0.02 | 0.01 | 0.01 | 0.01 | 0 | 0.11 | 0.06 | 0.05 | 0.05 | 0.04 | 0.01 | 0.33 | 0.16 | 0.15 | 0.14 | 0.11 | 0.02 | True |  | Non Federally-Regulated | 03/10/2017 |  | 03/10/2017
Juno Lighting, LLC | Juno | IC1RALED G4N 06LM 120 FRPC + 440LED G4N 06LM **K 90CRI *** | Light Emitting Diode | Inseparable Luminaire | Direct Wired | 0-10 VDC Controls | 71 | 2700 | 0.0023 | 92 | 50 | 480 | 1 | Ambient | 50000 |  |  | 50000 | 0.09 | 19 | 19 | 0.06 | 0.02 | 0.01 | 0.01 | 0.01 | 0 | 0.11 | 0.06 | 0.05 | 0.05 | 0.04 | 0.01 | 0.33 | 0.16 | 0.15 | 0.14 | 0.11 | 0.02 | True |  | Non Federally-Regulated | 03/10/2017 |  | 03/10/2017
Juno Lighting, LLC | Juno | IC1ALED G4N 06LM MVOLT ZT + 440LED G4N 06LM **K 90CRI *** | Light Emitting Diode | Inseparable Luminaire | Direct Wired | Forward Phase Cut Controls | 73 | 2700 | 0.0023 | 92 | 50 | 292 | 1 | Ambient | 50000 |  |  | 50000 | 0 | 19 | 19 | 0.06 | 0 | 0 | 0 | 0 | 0 | 0.3 | 0.01 | 0.01 | 0.01 | 0 | 0 | 1 | 0.05 | 0.03 | 0.03 | 0.02 | 0.01 | True |  | Non Federally-Regulated | 03/10/2017 |  | 03/10/2017
Juno Lighting, LLC | Juno | IC1RALED G4N 06LM MVOLT ZT + 440LED G4N 06LM **K 90CRI *** | Light Emitting Diode | Inseparable Luminaire | Direct Wired | Forward Phase Cut Controls | 73 | 2700 | 0.0023 | 92 | 50 | 292 | 1 | Ambient | 50000 |  |  | 50000 | 0 | 19 | 19 | 0.06 | 0 | 0 | 0 | 0 | 0 | 0.3 | 0.01 | 0.01 | 0.01 | 0 | 0 | 1 | 0.05 | 0.03 | 0.03 | 0.02 | 0.01 | True |  | Non Federally-Regulated | 03/10/2017 |  | 03/10/2017
Juno Lighting, LLC | Juno | IC1LED G4 06LM **K 90CRI 120 FRPC + 17 ****** | Light Emitting Diode | Inseparable Luminaire | Direct Wired | Forward Phase Cut Controls | 64 | 2700 | 0.0021 | 91 | 58 | 480 | 1 | Ambient | 50000 |  |  | 50000 | 0 | 19 | 19 | 0.04 | 0 | 0 | 0 | 0 | 0 | 0.29 | 0.01 | 0.01 | 0.01 | 0 | 0 | 1 | 0.1 | 0.07 | 0.05 | 0.04 | 0.02 | True |  | Non Federally-Regulated | 03/10/2017 |  | 03/10/2017
Juno Lighting, LLC | Juno | IC1LED G4 06LM **K 90CRI 120 FRPC + 14 ***** | Light Emitting Diode | Inseparable Luminaire | Direct Wired | Forward Phase Cut Controls | 64 | 2700 | 0.0021 | 91 | 58 | 480 | 1 | Ambient | 50000 |  |  | 50000 | 0 | 19 | 19 | 0.04 | 0 | 0 | 0 | 0 | 0 | 0.29 | 0.01 | 0.01 | 0.01 | 0 | 0 | 1 | 0.1 | 0.07 | 0.05 | 0.04 | 0.02 | True |  | Non Federally-Regulated | 03/10/2017 |  | 03/10/2017
Juno Lighting, LLC | Juno | IC1LED G4 06LM **K 90CRI 120 FRPC + 12 WWH | Light Emitting Diode | Inseparable Luminaire | Direct Wired | Forward Phase Cut Controls | 62 | 2700 | 0.0021 | 91 | 58 | 480 | 1 | Ambient | 50000 |  |  | 50000 | 0 | 19 | 19 | 0.04 | 0 | 0 | 0 | 0 | 0 | 0.29 | 0.01 | 0.01 | 0.01 | 0 | 0 | 1 | 0.1 | 0.07 | 0.05 | 0.04 | 0.02 | True |  | Non Federally-Regulated | 03/10/2017 |  | 03/10/2017
Juno Lighting, LLC | Juno | IC1LED G4 06LM **K 90CRI 120 FRPC + 41** *** | Light Emitting Diode | Inseparable Luminaire | Direct Wired | Forward Phase Cut Controls | 62 | 2700 | 0.0021 | 91 | 58 | 480 | 1 | Ambient | 50000 |  |  | 50000 | 0 | 19 | 19 | 0.04 | 0 | 0 | 0 | 0 | 0 | 0.29 | 0.01 | 0.01 | 0.01 | 0 | 0 | 1 | 0.1 | 0.07 | 0.05 | 0.04 | 0.02 | True |  | Non Federally-Regulated | 03/10/2017 |  | 03/10/2017
Juno Lighting, LLC | Juno | IC1LED G4 06LM **K 90CRI 120 FRPC + 17HYP2 ***** | Light Emitting Diode | Inseparable Luminaire | Direct Wired | Forward Phase Cut Controls | 59 | 2700 | 0.0021 | 91 | 58 | 480 | 1 | Ambient | 50000 |  |  | 50000 | 0 | 19 | 19 | 0.04 | 0 | 0 | 0 | 0 | 0 | 0.29 | 0.01 | 0.01 | 0.01 | 0 | 0 | 1 | 0.1 | 0.07 | 0.05 | 0.04 | 0.02 | True |  | Non Federally-Regulated | 03/10/2017 |  | 03/10/2017
Juno Lighting, LLC | Juno | IC1LED G4 06LM **K 90CRI 120 FRPC + 17SQ **** | Light Emitting Diode | Inseparable Luminaire | Direct Wired | Forward Phase Cut Controls | 58 | 2700 | 0.0021 | 91 | 58 | 480 | 1 | Ambient | 50000 |  |  | 50000 | 0 | 19 | 19 | 0.04 | 0 | 0 | 0 | 0 | 0 | 0.29 | 0.01 | 0.01 | 0.01 | 0 | 0 | 1 | 0.1 | 0.07 | 0.05 | 0.04 | 0.02 | True |  | Non Federally-Regulated | 03/10/2017 |  | 03/10/2017
Juno Lighting, LLC | Juno | IC1LED G4 06LM **K 90CRI 120 FRPC + 12SQ **** | Light Emitting Diode | Inseparable Luminaire | Direct Wired | Forward Phase Cut Controls | 60 | 2700 | 0.0021 | 91 | 58 | 480 | 1 | Ambient | 50000 |  |  | 50000 | 0 | 19 | 19 | 0.04 | 0 | 0 | 0 | 0 | 0 | 0.29 | 0.01 | 0.01 | 0.01 | 0 | 0 | 1 | 0.1 | 0.07 | 0.05 | 0.04 | 0.02 | True |  | Non Federally-Regulated | 03/10/2017 |  | 03/10/2017
Juno Lighting, LLC | Juno | IC1LED G4 06LM **K 90CRI MVOLT ZT + 17 ****** | Light Emitting Diode | Inseparable Luminaire | Direct Wired | 0-10 VDC Controls | 63 | 2700 | 0.0021 | 91 | 58 | 480 | 1 | Ambient | 50000 |  |  | 50000 | 0.08 | 19 | 19 | 0.05 | 0 | 0 | 0 | 0 | 0 | 0.23 | 0.02 | 0.01 | 0.01 | 0 | 0 | 0.44 | 0.03 | 0.02 | 0.01 | 0.01 | 0.01 | True |  | Non Federally-Regulated | 03/10/2017 |  | 03/10/2017
Juno Lighting, LLC | Juno | IC1LED G4 06LM **K 90CRI MVOLT ZT + 14 ***** | Light Emitting Diode | Inseparable Luminaire | Direct Wired | 0-10 VDC Controls | 63 | 2700 | 0.0021 | 91 | 58 | 480 | 1 | Ambient | 50000 |  |  | 50000 | 0.08 | 19 | 19 | 0.05 | 0 | 0 | 0 | 0 | 0 | 0.23 | 0.02 | 0.01 | 0.01 | 0 | 0 | 0.44 | 0.03 | 0.02 | 0.01 | 0.01 | 0.01 | True |  | Non Federally-Regulated | 03/10/2017 |  | 03/10/2017
Juno Lighting, LLC | Juno | IC1LED G4 06LM **K 90CRI MVOLT ZT + 12 WWH | Light Emitting Diode | Inseparable Luminaire | Direct Wired | 0-10 VDC Controls | 61 | 2700 | 0.0021 | 91 | 58 | 480 | 1 | Ambient | 50000 |  |  | 50000 | 0.08 | 19 | 19 | 0.05 | 0 | 0 | 0 | 0 | 0 | 0.23 | 0.02 | 0.01 | 0.01 | 0 | 0 | 0.44 | 0.03 | 0.02 | 0.01 | 0.01 | 0.01 | True |  | Non Federally-Regulated | 03/10/2017 |  | 03/10/2017
Juno Lighting, LLC | Juno | IC1LED G4 06LM **K 90CRI MVOLT ZT + 41** *** | Light Emitting Diode | Inseparable Luminaire | Direct Wired | 0-10 VDC Controls | 61 | 2700 | 0.0021 | 91 | 58 | 480 | 1 | Ambient | 50000 |  |  | 50000 | 0.08 | 19 | 19 | 0.05 | 0 | 0 | 0 | 0 | 0 | 0.23 | 0.02 | 0.01 | 0.01 | 0 | 0 | 0.44 | 0.03 | 0.02 | 0.01 | 0.01 | 0.01 | True |  | Non Federally-Regulated | 03/10/2017 |  | 03/10/2017
Juno Lighting, LLC | Juno | IC1LED G4 06LM **K 90CRI MVOLT ZT + 17HYP2 ***** | Light Emitting Diode | Inseparable Luminaire | Direct Wired | 0-10 VDC Controls | 58 | 2700 | 0.0021 | 91 | 58 | 480 | 1 | Ambient | 50000 |  |  | 50000 | 0.08 | 19 | 19 | 0.05 | 0 | 0 | 0 | 0 | 0 | 0.23 | 0.02 | 0.01 | 0.01 | 0 | 0 | 0.44 | 0.03 | 0.02 | 0.01 | 0.01 | 0.01 | True |  | Non Federally-Regulated | 03/10/2017 |  | 03/10/2017
Juno Lighting, LLC | Juno | IC1LED G4 06LM **K 90CRI MVOLT ZT + 17SQ **** | Light Emitting Diode | Inseparable Luminaire | Direct Wired | 0-10 VDC Controls | 57 | 2700 | 0.0021 | 91 | 58 | 480 | 1 | Ambient | 50000 |  |  | 50000 | 0.08 | 19 | 19 | 0.05 | 0 | 0 | 0 | 0 | 0 | 0.23 | 0.02 | 0.01 | 0.01 | 0 | 0 | 0.44 | 0.03 | 0.02 | 0.01 | 0.01 | 0.01 | True |  | Non Federally-Regulated | 03/10/2017 |  | 03/10/2017
Juno Lighting, LLC | Juno | IC1LED G4 06LM **K 90CRI MVOLT ZT + 12SQ **** | Light Emitting Diode | Inseparable Luminaire | Direct Wired | 0-10 VDC Controls | 59 | 2700 | 0.0021 | 91 | 58 | 480 | 1 | Ambient | 50000 |  |  | 50000 | 0.08 | 19 | 19 | 0.05 | 0 | 0 | 0 | 0 | 0 | 0.23 | 0.02 | 0.01 | 0.01 | 0 | 0 | 0.44 | 0.03 | 0.02 | 0.01 | 0.01 | 0.01 | True |  | Non Federally-Regulated | 03/10/2017 |  | 03/10/2017
Juno Lighting, LLC | Juno | IC1RLED G4 06LM **K 90CRI 120 FRPC + 17 ****** | Light Emitting Diode | Inseparable Luminaire | Direct Wired | Forward Phase Cut Controls | 64 | 2700 | 0.0021 | 91 | 58 | 480 | 1 | Ambient | 50000 |  |  | 50000 | 0 | 19 | 19 | 0.04 | 0 | 0 | 0 | 0 | 0 | 0.29 | 0.01 | 0.01 | 0.01 | 0 | 0 | 1 | 0.1 | 0.07 | 0.05 | 0.04 | 0.02 | True |  | Non Federally-Regulated | 03/10/2017 |  | 03/10/2017
Juno Lighting, LLC | Juno | IC1RLED G4 06LM **K 90CRI 120 FRPC + 14 ***** | Light Emitting Diode | Inseparable Luminaire | Direct Wired | Forward Phase Cut Controls | 64 | 2700 | 0.0021 | 91 | 58 | 480 | 1 | Ambient | 50000 |  |  | 50000 | 0 | 19 | 19 | 0.04 | 0 | 0 | 0 | 0 | 0 | 0.29 | 0.01 | 0.01 | 0.01 | 0 | 0 | 1 | 0.1 | 0.07 | 0.05 | 0.04 | 0.02 | True |  | Non Federally-Regulated | 03/10/2017 |  | 03/10/2017
Juno Lighting, LLC | Juno | IC1RLED G4 06LM **K 90CRI 120 FRPC + 12 WWH | Light Emitting Diode | Inseparable Luminaire | Direct Wired | Forward Phase Cut Controls | 62 | 2700 | 0.0021 | 91 | 58 | 480 | 1 | Ambient | 50000 |  |  | 50000 | 0 | 19 | 19 | 0.04 | 0 | 0 | 0 | 0 | 0 | 0.29 | 0.01 | 0.01 | 0.01 | 0 | 0 | 1 | 0.1 | 0.07 | 0.05 | 0.04 | 0.02 | True |  | Non Federally-Regulated | 03/10/2017 |  | 03/10/2017
Juno Lighting, LLC | Juno | IC1RLED G4 06LM **K 90CRI 120 FRPC + 41** *** | Light Emitting Diode | Inseparable Luminaire | Direct Wired | Forward Phase Cut Controls | 62 | 2700 | 0.0021 | 91 | 58 | 480 | 1 | Ambient | 50000 |  |  | 50000 | 0 | 19 | 19 | 0.04 | 0 | 0 | 0 | 0 | 0 | 0.29 | 0.01 | 0.01 | 0.01 | 0 | 0 | 1 | 0.1 | 0.07 | 0.05 | 0.04 | 0.02 | True |  | Non Federally-Regulated | 03/10/2017 |  | 03/10/2017
Juno Lighting, LLC | Juno | IC1RLED G4 06LM **K 90CRI 120 FRPC + 17HYP2 ***** | Light Emitting Diode | Inseparable Luminaire | Direct Wired | Forward Phase Cut Controls | 59 | 2700 | 0.0021 | 91 | 58 | 480 | 1 | Ambient | 50000 |  |  | 50000 | 0 | 19 | 19 | 0.04 | 0 | 0 | 0 | 0 | 0 | 0.29 | 0.01 | 0.01 | 0.01 | 0 | 0 | 1 | 0.1 | 0.07 | 0.05 | 0.04 | 0.02 | True |  | Non Federally-Regulated | 03/10/2017 |  | 03/10/2017
Juno Lighting, LLC | Juno | IC1RLED G4 06LM **K 90CRI 120 FRPC + 17SQ **** | Light Emitting Diode | Inseparable Luminaire | Direct Wired | Forward Phase Cut Controls | 58 | 2700 | 0.0021 | 91 | 58 | 480 | 1 | Ambient | 50000 |  |  | 50000 | 0 | 19 | 19 | 0.04 | 0 | 0 | 0 | 0 | 0 | 0.29 | 0.01 | 0.01 | 0.01 | 0 | 0 | 1 | 0.1 | 0.07 | 0.05 | 0.04 | 0.02 | True |  | Non Federally-Regulated | 03/10/2017 |  | 03/10/2017
Juno Lighting, LLC | Juno | IC1RLED G4 06LM **K 90CRI 120 FRPC + 12SQ **** | Light Emitting Diode | Inseparable Luminaire | Direct Wired | Forward Phase Cut Controls | 60 | 2700 | 0.0021 | 91 | 58 | 480 | 1 | Ambient | 50000 |  |  | 50000 | 0 | 19 | 19 | 0.04 | 0 | 0 | 0 | 0 | 0 | 0.29 | 0.01 | 0.01 | 0.01 | 0 | 0 | 1 | 0.1 | 0.07 | 0.05 | 0.04 | 0.02 | True |  | Non Federally-Regulated | 03/10/2017 |  | 03/10/2017
Juno Lighting, LLC | Juno | IC1RLED G4 06LM **K 90CRI MVOLT ZT + 17 ****** | Light Emitting Diode | Inseparable Luminaire | Direct Wired | 0-10 VDC Controls | 63 | 2700 | 0.0021 | 91 | 58 | 480 | 1 | Ambient | 50000 |  |  | 50000 | 0.08 | 19 | 19 | 0.05 | 0 | 0 | 0 | 0 | 0 | 0.23 | 0.02 | 0.01 | 0.01 | 0 | 0 | 0.44 | 0.03 | 0.02 | 0.01 | 0.01 | 0.01 | True |  | Non Federally-Regulated | 03/10/2017 |  | 03/10/2017
Juno Lighting, LLC | Juno | IC1RLED G4 06LM **K 90CRI MVOLT ZT + 14 ***** | Light Emitting Diode | Inseparable Luminaire | Direct Wired | 0-10 VDC Controls | 63 | 2700 | 0.0021 | 91 | 58 | 480 | 1 | Ambient | 50000 |  |  | 50000 | 0.08 | 19 | 19 | 0.05 | 0 | 0 | 0 | 0 | 0 | 0.23 | 0.02 | 0.01 | 0.01 | 0 | 0 | 0.44 | 0.03 | 0.02 | 0.01 | 0.01 | 0.01 | True |  | Non Federally-Regulated | 03/10/2017 |  | 03/10/2017
Juno Lighting, LLC | Juno | IC1RLED G4 06LM **K 90CRI MVOLT ZT + 12 WWH | Light Emitting Diode | Inseparable Luminaire | Direct Wired | 0-10 VDC Controls | 61 | 2700 | 0.0021 | 91 | 58 | 480 | 1 | Ambient | 50000 |  |  | 50000 | 0.08 | 19 | 19 | 0.05 | 0 | 0 | 0 | 0 | 0 | 0.23 | 0.02 | 0.01 | 0.01 | 0 | 0 | 0.44 | 0.03 | 0.02 | 0.01 | 0.01 | 0.01 | True |  | Non Federally-Regulated | 03/10/2017 |  | 03/10/2017
Juno Lighting, LLC | Juno | IC1RLED G4 06LM **K 90CRI MVOLT ZT + 41** *** | Light Emitting Diode | Inseparable Luminaire | Direct Wired | 0-10 VDC Controls | 61 | 2700 | 0.0021 | 91 | 58 | 480 | 1 | Ambient | 50000 |  |  | 50000 | 0.08 | 19 | 19 | 0.05 | 0 | 0 | 0 | 0 | 0 | 0.23 | 0.02 | 0.01 | 0.01 | 0 | 0 | 0.44 | 0.03 | 0.02 | 0.01 | 0.01 | 0.01 | True |  | Non Federally-Regulated | 03/10/2017 |  | 03/10/2017
Juno Lighting, LLC | Juno | IC1RLED G4 06LM **K 90CRI MVOLT ZT + 17HYP2 ***** | Light Emitting Diode | Inseparable Luminaire | Direct Wired | 0-10 VDC Controls | 58 | 2700 | 0.0021 | 91 | 58 | 480 | 1 | Ambient | 50000 |  |  | 50000 | 0.08 | 19 | 19 | 0.05 | 0 | 0 | 0 | 0 | 0 | 0.23 | 0.02 | 0.01 | 0.01 | 0 | 0 | 0.44 | 0.03 | 0.02 | 0.01 | 0.01 | 0.01 | True |  | Non Federally-Regulated | 03/10/2017 |  | 03/10/2017
Juno Lighting, LLC | Juno | IC1RLED G4 06LM **K 90CRI MVOLT ZT + 17SQ **** | Light Emitting Diode | Inseparable Luminaire | Direct Wired | 0-10 VDC Controls | 57 | 2700 | 0.0021 | 91 | 58 | 480 | 1 | Ambient | 50000 |  |  | 50000 | 0.08 | 19 | 19 | 0.05 | 0 | 0 | 0 | 0 | 0 | 0.23 | 0.02 | 0.01 | 0.01 | 0 | 0 | 0.44 | 0.03 | 0.02 | 0.01 | 0.01 | 0.01 | True |  | Non Federally-Regulated | 03/10/2017 |  | 03/10/2017
Juno Lighting, LLC | Juno | IC1RLED G4 06LM **K 90CRI MVOLT ZT + 12SQ **** | Light Emitting Diode | Inseparable Luminaire | Direct Wired | 0-10 VDC Controls | 59 | 2700 | 0.0021 | 91 | 58 | 480 | 1 | Ambient | 50000 |  |  | 50000 | 0.08 | 19 | 19 | 0.05 | 0 | 0 | 0 | 0 | 0 | 0.23 | 0.02 | 0.01 | 0.01 | 0 | 0 | 0.44 | 0.03 | 0.02 | 0.01 | 0.01 | 0.01 | True |  | Non Federally-Regulated | 03/10/2017 |  | 03/10/2017
Juno Lighting, LLC | Juno | IC22*LED G4 06LM **K 90CRI 120 FRPC + 24 WWH | Light Emitting Diode | Inseparable Luminaire | Direct Wired | Forward Phase Cut Controls | 71 | 2700 | 0.0016 | 91 | 62 | 292 | 1 | Ambient | 50000 |  |  | 50000 | 0 | 19 | 19 | 0.04 | 0 | 0 | 0 | 0 | 0 | 0.29 | 0.01 | 0.01 | 0.01 | 0 | 0 | 1 | 0.1 | 0.07 | 0.05 | 0.04 | 0.02 | True |  | Non Federally-Regulated | 03/10/2017 |  | 03/10/2017
Juno Lighting, LLC | Juno | IC22*LED G4 06LM **K 90CRI 120 FRPC + 27 ****** | Light Emitting Diode | Inseparable Luminaire | Direct Wired | Forward Phase Cut Controls | 58 | 2700 | 0.0016 | 91 | 62 | 292 | 1 | Ambient | 50000 |  |  | 50000 | 0 | 19 | 19 | 0.04 | 0 | 0 | 0 | 0 | 0 | 0.29 | 0.01 | 0.01 | 0.01 | 0 | 0 | 1 | 0.1 | 0.07 | 0.05 | 0.04 | 0.02 | True |  | Non Federally-Regulated | 03/10/2017 |  | 03/10/2017
Juno Lighting, LLC | Juno | IC22*LED G4 06LM **K 90CRI 120 FRPC + 24 B**** | Light Emitting Diode | Inseparable Luminaire | Direct Wired | Forward Phase Cut Controls | 57 | 2700 | 0.0016 | 91 | 62 | 292 | 1 | Ambient | 50000 |  |  | 50000 | 0 | 19 | 19 | 0.04 | 0 | 0 | 0 | 0 | 0 | 0.29 | 0.01 | 0.01 | 0.01 | 0 | 0 | 1 | 0.1 | 0.07 | 0.05 | 0.04 | 0.02 | True |  | Non Federally-Regulated | 03/10/2017 |  | 03/10/2017
Juno Lighting, LLC | Juno | IC22*LED G4 06LM **K 90CRI 120 FRPC + 239 WH | Light Emitting Diode | Inseparable Luminaire | Direct Wired | Forward Phase Cut Controls | 54 | 2700 | 0.0016 | 91 | 62 | 292 | 1 | Ambient | 50000 |  |  | 50000 | 0 | 19 | 19 | 0.04 | 0 | 0 | 0 | 0 | 0 | 0.29 | 0.01 | 0.01 | 0.01 | 0 | 0 | 1 | 0.1 | 0.07 | 0.05 | 0.04 | 0.02 | True |  | Non Federally-Regulated | 03/10/2017 |  | 03/10/2017
Juno Lighting, LLC | Juno | IC22*LED G4 06LM **K 90CRI 120 FRPC + 27HYP2 ***** | Light Emitting Diode | Inseparable Luminaire | Direct Wired | Forward Phase Cut Controls | 66 | 2700 | 0.0016 | 91 | 62 | 292 | 1 | Ambient | 50000 |  |  | 50000 | 0 | 19 | 19 | 0.04 | 0 | 0 | 0 | 0 | 0 | 0.29 | 0.01 | 0.01 | 0.01 | 0 | 0 | 1 | 0.1 | 0.07 | 0.05 | 0.04 | 0.02 | True |  | Non Federally-Regulated | 03/10/2017 |  | 03/10/2017
Juno Lighting, LLC | Juno | IC20*LED G4 06LM **K 90CRI 120 FRPC + 205 WWH | Light Emitting Diode | Inseparable Luminaire | Direct Wired | Forward Phase Cut Controls | 61 | 2700 | 0.0016 | 91 | 62 | 292 | 1 | Ambient | 50000 |  |  | 50000 | 0 | 19 | 19 | 0.04 | 0 | 0 | 0 | 0 | 0 | 0.29 | 0.01 | 0.01 | 0.01 | 0 | 0 | 1 | 0.1 | 0.07 | 0.05 | 0.04 | 0.02 | True |  | Non Federally-Regulated | 03/10/2017 |  | 03/10/2017
Juno Lighting, LLC | Juno | IC20*LED G4 06LM **K 90CRI 120 FRPC + 204 ****** | Light Emitting Diode | Inseparable Luminaire | Direct Wired | Forward Phase Cut Controls | 48 | 2700 | 0.0016 | 91 | 62 | 292 | 1 | Ambient | 50000 |  |  | 50000 | 0 | 19 | 19 | 0.04 | 0 | 0 | 0 | 0 | 0 | 0.29 | 0.01 | 0.01 | 0.01 | 0 | 0 | 1 | 0.1 | 0.07 | 0.05 | 0.04 | 0.02 | True |  | Non Federally-Regulated | 03/10/2017 |  | 03/10/2017
Juno Lighting, LLC | Juno | IC20*LED G4 06LM **K 90CRI 120 FRPC + 205 B**** | Light Emitting Diode | Inseparable Luminaire | Direct Wired | Forward Phase Cut Controls | 46 | 2700 | 0.0016 | 91 | 62 | 292 | 1 | Ambient | 50000 |  |  | 50000 | 0 | 19 | 19 | 0.04 | 0 | 0 | 0 | 0 | 0 | 0.29 | 0.01 | 0.01 | 0.01 | 0 | 0 | 1 | 0.1 | 0.07 | 0.05 | 0.04 | 0.02 | True |  | Non Federally-Regulated | 03/10/2017 |  | 03/10/2017
Juno Lighting, LLC | Juno | IC20*LED G4 06LM **K 90CRI 120 FRPC + 210 **** | Light Emitting Diode | Inseparable Luminaire | Direct Wired | Forward Phase Cut Controls | 45 | 2700 | 0.0016 | 91 | 62 | 292 | 1 | Ambient | 50000 |  |  | 50000 | 0 | 19 | 19 | 0.04 | 0 | 0 | 0 | 0 | 0 | 0.29 | 0.01 | 0.01 | 0.01 | 0 | 0 | 1 | 0.1 | 0.07 | 0.05 | 0.04 | 0.02 | True |  | Non Federally-Regulated | 03/10/2017 |  | 03/10/2017
Juno Lighting, LLC | Juno | IC20*LED G4 06LM **K 90CRI 120 FRPC + 204HYP2 ***** | Light Emitting Diode | Inseparable Luminaire | Direct Wired | Forward Phase Cut Controls | 57 | 2700 | 0.0016 | 91 | 62 | 292 | 1 | Ambient | 50000 |  |  | 50000 | 0 | 19 | 19 | 0.04 | 0 | 0 | 0 | 0 | 0 | 0.29 | 0.01 | 0.01 | 0.01 | 0 | 0 | 1 | 0.1 | 0.07 | 0.05 | 0.04 | 0.02 | True |  | Non Federally-Regulated | 03/10/2017 |  | 03/10/2017
Juno Lighting, LLC | Juno | IC22*LED G4 06LM **K 90CRI MVOLT ZT + 24 WWH | Light Emitting Diode | Inseparable Luminaire | Direct Wired | 0-10 VDC Controls | 70 | 2700 | 0.0023 | 92 | 59 | 480 | 1 | Ambient | 50000 |  |  | 50000 | 0.08 | 19 | 19 | 0.05 | 0 | 0 | 0 | 0 | 0 | 0.23 | 0.02 | 0.01 | 0.01 | 0 | 0 | 0.44 | 0.03 | 0.02 | 0.01 | 0.01 | 0.01 | True |  | Non Federally-Regulated | 03/10/2017 |  | 03/10/2017
Juno Lighting, LLC | Juno | IC22*LED G4 06LM **K 90CRI MVOLT ZT + 27 ****** | Light Emitting Diode | Inseparable Luminaire | Direct Wired | 0-10 VDC Controls | 57 | 2700 | 0.0023 | 92 | 59 | 480 | 1 | Ambient | 50000 |  |  | 50000 | 0.08 | 19 | 19 | 0.05 | 0 | 0 | 0 | 0 | 0 | 0.23 | 0.02 | 0.01 | 0.01 | 0 | 0 | 0.44 | 0.03 | 0.02 | 0.01 | 0.01 | 0.01 | True |  | Non Federally-Regulated | 03/10/2017 |  | 03/10/2017
Juno Lighting, LLC | Juno | IC22*LED G4 06LM **K 90CRI MVOLT ZT + 24 B**** | Light Emitting Diode | Inseparable Luminaire | Direct Wired | 0-10 VDC Controls | 56 | 2700 | 0.0023 | 92 | 59 | 480 | 1 | Ambient | 50000 |  |  | 50000 | 0.08 | 19 | 19 | 0.05 | 0 | 0 | 0 | 0 | 0 | 0.23 | 0.02 | 0.01 | 0.01 | 0 | 0 | 0.44 | 0.03 | 0.02 | 0.01 | 0.01 | 0.01 | True |  | Non Federally-Regulated | 03/10/2017 |  | 03/10/2017
Juno Lighting, LLC | Juno | IC22*LED G4 06LM **K 90CRI MVOLT ZT + 239 WH | Light Emitting Diode | Inseparable Luminaire | Direct Wired | 0-10 VDC Controls | 53 | 2700 | 0.0023 | 92 | 59 | 480 | 1 | Ambient | 50000 |  |  | 50000 | 0.08 | 19 | 19 | 0.05 | 0 | 0 | 0 | 0 | 0 | 0.23 | 0.02 | 0.01 | 0.01 | 0 | 0 | 0.44 | 0.03 | 0.02 | 0.01 | 0.01 | 0.01 | True |  | Non Federally-Regulated | 03/10/2017 |  | 03/10/2017
Juno Lighting, LLC | Juno | IC22*LED G4 06LM **K 90CRI MVOLT ZT + 27HYP2 ***** | Light Emitting Diode | Inseparable Luminaire | Direct Wired | 0-10 VDC Controls | 65 | 2700 | 0.0023 | 92 | 59 | 480 | 1 | Ambient | 50000 |  |  | 50000 | 0.08 | 19 | 19 | 0.05 | 0 | 0 | 0 | 0 | 0 | 0.23 | 0.02 | 0.01 | 0.01 | 0 | 0 | 0.44 | 0.03 | 0.02 | 0.01 | 0.01 | 0.01 | True |  | Non Federally-Regulated | 03/10/2017 |  | 03/10/2017
Juno Lighting, LLC | Juno | IC20*LED G4 06LM **K 90CRI MVOLT ZT + 205 WWH | Light Emitting Diode | Inseparable Luminaire | Direct Wired | 0-10 VDC Controls | 60 | 2700 | 0.0023 | 92 | 59 | 480 | 1 | Ambient | 50000 |  |  | 50000 | 0.08 | 19 | 19 | 0.05 | 0 | 0 | 0 | 0 | 0 | 0.23 | 0.02 | 0.01 | 0.01 | 0 | 0 | 0.44 | 0.03 | 0.02 | 0.01 | 0.01 | 0.01 | True |  | Non Federally-Regulated | 03/10/2017 |  | 03/10/2017
Juno Lighting, LLC | Juno | IC20*LED G4 06LM **K 90CRI MVOLT ZT + 204 ****** | Light Emitting Diode | Inseparable Luminaire | Direct Wired | 0-10 VDC Controls | 47 | 2700 | 0.0023 | 92 | 59 | 480 | 1 | Ambient | 50000 |  |  | 50000 | 0.08 | 19 | 19 | 0.05 | 0 | 0 | 0 | 0 | 0 | 0.23 | 0.02 | 0.01 | 0.01 | 0 | 0 | 0.44 | 0.03 | 0.02 | 0.01 | 0.01 | 0.01 | True |  | Non Federally-Regulated | 03/10/2017 |  | 03/10/2017
Juno Lighting, LLC | Juno | IC20*LED G4 06LM **K 90CRI MVOLT ZT + 205 B**** | Light Emitting Diode | Inseparable Luminaire | Direct Wired | 0-10 VDC Controls | 45 | 2700 | 0.0023 | 92 | 59 | 480 | 1 | Ambient | 50000 |  |  | 50000 | 0.08 | 19 | 19 | 0.05 | 0 | 0 | 0 | 0 | 0 | 0.23 | 0.02 | 0.01 | 0.01 | 0 | 0 | 0.44 | 0.03 | 0.02 | 0.01 | 0.01 | 0.01 | True |  | Non Federally-Regulated | 03/10/2017 |  | 03/10/2017
Juno Lighting, LLC | Juno | IC20*LED G4 06LM **K 90CRI MVOLT ZT + 210 **** | Light Emitting Diode | Inseparable Luminaire | Direct Wired | 0-10 VDC Controls | 45 | 2700 | 0.0023 | 92 | 59 | 480 | 1 | Ambient | 50000 |  |  | 50000 | 0.08 | 19 | 19 | 0.05 | 0 | 0 | 0 | 0 | 0 | 0.23 | 0.02 | 0.01 | 0.01 | 0 | 0 | 0.44 | 0.03 | 0.02 | 0.01 | 0.01 | 0.01 | True |  | Non Federally-Regulated | 03/10/2017 |  | 03/10/2017
Juno Lighting, LLC | Juno | IC20*LED G4 06LM **K 90CRI MVOLT ZT + 204HYP2 ***** | Light Emitting Diode | Inseparable Luminaire | Direct Wired | 0-10 VDC Controls | 56 | 2700 | 0.0023 | 92 | 59 | 480 | 1 | Ambient | 50000 |  |  | 50000 | 0.08 | 19 | 19 | 0.05 | 0 | 0 | 0 | 0 | 0 | 0.23 | 0.02 | 0.01 | 0.01 | 0 | 0 | 0.44 | 0.03 | 0.02 | 0.01 | 0.01 | 0.01 | True |  | Non Federally-Regulated | 03/10/2017 |  | 03/10/2017
Juno Lighting, LLC | Juno | IC1LED G4 09LM **K 90CRI MVOLT ZT + 17 ****** | Light Emitting Diode | Inseparable Luminaire | Direct Wired | 0-10 VDC Controls | 63 | 2700 | 0.0008 | 92 | 60 | 160 | 1 | Ambient | 50000 |  |  | 50000 | 0.06 | 23 | 19 | 0.04 | 0 | 0 | 0 | 0 | 0 | 0.16 | 0.01 | 0.01 | 0.01 | 0 | 0 | 0.32 | 0.02 | 0.02 | 0.01 | 0.01 | 0.01 | True |  | Non Federally-Regulated | 03/10/2017 |  | 03/10/2017
Juno Lighting, LLC | Juno | IC1LED G4 09LM **K 90CRI MVOLT ZT + 14 **** | Light Emitting Diode | Inseparable Luminaire | Direct Wired | 0-10 VDC Controls | 62 | 2700 | 0.0008 | 92 | 60 | 160 | 1 | Ambient | 50000 |  |  | 50000 | 0.06 | 23 | 19 | 0.04 | 0 | 0 | 0 | 0 | 0 | 0.16 | 0.01 | 0.01 | 0.01 | 0 | 0 | 0.32 | 0.02 | 0.02 | 0.01 | 0.01 | 0.01 | True |  | Non Federally-Regulated | 03/10/2017 |  | 03/10/2017
Juno Lighting, LLC | Juno | IC1LED G4 09LM **K 90CRI MVOLT ZT + 12 WWH | Light Emitting Diode | Inseparable Luminaire | Direct Wired | 0-10 VDC Controls | 60 | 2700 | 0.0008 | 92 | 60 | 160 | 1 | Ambient | 50000 |  |  | 50000 | 0.06 | 23 | 19 | 0.04 | 0 | 0 | 0 | 0 | 0 | 0.16 | 0.01 | 0.01 | 0.01 | 0 | 0 | 0.32 | 0.02 | 0.02 | 0.01 | 0.01 | 0.01 | True |  | Non Federally-Regulated | 03/10/2017 |  | 03/10/2017
Juno Lighting, LLC | Juno | IC1LED G4 09LM **K 90CRI MVOLT ZT + 39 ***** | Light Emitting Diode | Inseparable Luminaire | Direct Wired | 0-10 VDC Controls | 61 | 2700 | 0.0008 | 92 | 60 | 160 | 1 | Ambient | 50000 |  |  | 50000 | 0.06 | 23 | 19 | 0.04 | 0 | 0 | 0 | 0 | 0 | 0.16 | 0.01 | 0.01 | 0.01 | 0 | 0 | 0.32 | 0.02 | 0.02 | 0.01 | 0.01 | 0.01 | True |  | Non Federally-Regulated | 03/10/2017 |  | 03/10/2017
Juno Lighting, LLC | Juno | IC1LED G4 09LM **K 90CRI MVOLT ZT + 17SQ WWH | Light Emitting Diode | Inseparable Luminaire | Direct Wired | 0-10 VDC Controls | 54 | 2700 | 0.0008 | 92 | 60 | 160 | 1 | Ambient | 50000 |  |  | 50000 | 0.06 | 23 | 19 | 0.04 | 0 | 0 | 0 | 0 | 0 | 0.16 | 0.01 | 0.01 | 0.01 | 0 | 0 | 0.32 | 0.02 | 0.02 | 0.01 | 0.01 | 0.01 | True |  | Non Federally-Regulated | 03/10/2017 |  | 03/10/2017
Juno Lighting, LLC | Juno | IC1LED G4 09LM **K 90CRI MVOLT ZT + 12SQ WWH | Light Emitting Diode | Inseparable Luminaire | Direct Wired | 0-10 VDC Controls | 58 | 2700 | 0.0008 | 92 | 60 | 160 | 1 | Ambient | 50000 |  |  | 50000 | 0.06 | 23 | 19 | 0.04 | 0 | 0 | 0 | 0 | 0 | 0.16 | 0.01 | 0.01 | 0.01 | 0 | 0 | 0.32 | 0.02 | 0.02 | 0.01 | 0.01 | 0.01 | True |  | Non Federally-Regulated | 03/10/2017 |  | 03/10/2017
Juno Lighting, LLC | Juno | IC1LED G4 09LM **K 90CRI MVOLT ZT + 17HYP2 ***** | Light Emitting Diode | Inseparable Luminaire | Direct Wired | 0-10 VDC Controls | 56 | 2700 | 0.0008 | 92 | 60 | 160 | 1 | Ambient | 50000 |  |  | 50000 | 0.06 | 23 | 19 | 0.04 | 0 | 0 | 0 | 0 | 0 | 0.16 | 0.01 | 0.01 | 0.01 | 0 | 0 | 0.32 | 0.02 | 0.02 | 0.01 | 0.01 | 0.01 | True |  | Non Federally-Regulated | 03/10/2017 |  | 03/10/2017
Juno Lighting, LLC | Juno | IC1LED G4 09LM **K 90CRI MVOLT ZT + 410 ****** | Light Emitting Diode | Inseparable Luminaire | Direct Wired | 0-10 VDC Controls | 60 | 2700 | 0.0008 | 92 | 60 | 160 | 1 | Ambient | 50000 |  |  | 50000 | 0.06 | 23 | 19 | 0.04 | 0 | 0 | 0 | 0 | 0 | 0.16 | 0.01 | 0.01 | 0.01 | 0 | 0 | 0.32 | 0.02 | 0.02 | 0.01 | 0.01 | 0.01 | True |  | Non Federally-Regulated | 03/10/2017 |  | 03/10/2017
Juno Lighting, LLC | Juno | IC1LED G4 09LM **K 90CRI 120 FRPC + 17 ****** | Light Emitting Diode | Inseparable Luminaire | Direct Wired | Forward Phase Cut Controls | 66 | 2700 | 0.0008 | 92 | 60 | 268 | 1 | Ambient | 50000 |  |  | 50000 | 0.02 | 19 | 19 | 0.08 | 0.01 | 0 | 0 | 0 | 0 | 0.33 | 0.01 | 0.01 | 0.01 | 0 | 0 | 1 | 0.05 | 0.04 | 0.02 | 0.02 | 0.01 | True |  | Non Federally-Regulated | 03/10/2017 |  | 03/10/2017
Juno Lighting, LLC | Juno | IC1LED G4 09LM **K 90CRI 120 FRPC + 14 **** | Light Emitting Diode | Inseparable Luminaire | Direct Wired | Forward Phase Cut Controls | 65 | 2700 | 0.0008 | 92 | 60 | 268 | 1 | Ambient | 50000 |  |  | 50000 | 0.02 | 19 | 19 | 0.08 | 0.01 | 0 | 0 | 0 | 0 | 0.33 | 0.01 | 0.01 | 0.01 | 0 | 0 | 1 | 0.05 | 0.04 | 0.02 | 0.02 | 0.01 | True |  | Non Federally-Regulated | 03/10/2017 |  | 03/10/2017
Juno Lighting, LLC | Juno | IC1LED G4 09LM **K 90CRI 120 FRPC + 12 WWH | Light Emitting Diode | Inseparable Luminaire | Direct Wired | Forward Phase Cut Controls | 63 | 2700 | 0.0008 | 92 | 60 | 268 | 1 | Ambient | 50000 |  |  | 50000 | 0.02 | 19 | 19 | 0.08 | 0.01 | 0 | 0 | 0 | 0 | 0.33 | 0.01 | 0.01 | 0.01 | 0 | 0 | 1 | 0.05 | 0.04 | 0.02 | 0.02 | 0.01 | True |  | Non Federally-Regulated | 03/10/2017 |  | 03/10/2017
Juno Lighting, LLC | Juno | IC1LED G4 09LM **K 90CRI 120 FRPC + 39 ***** | Light Emitting Diode | Inseparable Luminaire | Direct Wired | Forward Phase Cut Controls | 65 | 2700 | 0.0008 | 92 | 60 | 268 | 1 | Ambient | 50000 |  |  | 50000 | 0.02 | 19 | 19 | 0.08 | 0.01 | 0 | 0 | 0 | 0 | 0.33 | 0.01 | 0.01 | 0.01 | 0 | 0 | 1 | 0.05 | 0.04 | 0.02 | 0.02 | 0.01 | True |  | Non Federally-Regulated | 03/10/2017 |  | 03/10/2017
Juno Lighting, LLC | Juno | IC1LED G4 09LM **K 90CRI 120 FRPC + 17SQ WWH | Light Emitting Diode | Inseparable Luminaire | Direct Wired | Forward Phase Cut Controls | 57 | 2700 | 0.0008 | 92 | 60 | 268 | 1 | Ambient | 50000 |  |  | 50000 | 0.02 | 19 | 19 | 0.08 | 0.01 | 0 | 0 | 0 | 0 | 0.33 | 0.01 | 0.01 | 0.01 | 0 | 0 | 1 | 0.05 | 0.04 | 0.02 | 0.02 | 0.01 | True |  | Non Federally-Regulated | 03/10/2017 |  | 03/10/2017
Juno Lighting, LLC | Juno | IC1LED G4 09LM **K 90CRI 120 FRPC + 12SQ WWH | Light Emitting Diode | Inseparable Luminaire | Direct Wired | Forward Phase Cut Controls | 61 | 2700 | 0.0008 | 92 | 60 | 268 | 1 | Ambient | 50000 |  |  | 50000 | 0.02 | 19 | 19 | 0.08 | 0.01 | 0 | 0 | 0 | 0 | 0.33 | 0.01 | 0.01 | 0.01 | 0 | 0 | 1 | 0.05 | 0.04 | 0.02 | 0.02 | 0.01 | True |  | Non Federally-Regulated | 03/10/2017 |  | 03/10/2017
Juno Lighting, LLC | Juno | IC1LED G4 09LM **K 90CRI 120 FRPC + 17HYP2 ***** | Light Emitting Diode | Inseparable Luminaire | Direct Wired | Forward Phase Cut Controls | 59 | 2700 | 0.0008 | 92 | 60 | 268 | 1 | Ambient | 50000 |  |  | 50000 | 0.02 | 19 | 19 | 0.08 | 0.01 | 0 | 0 | 0 | 0 | 0.33 | 0.01 | 0.01 | 0.01 | 0 | 0 | 1 | 0.05 | 0.04 | 0.02 | 0.02 | 0.01 | True |  | Non Federally-Regulated | 03/10/2017 |  | 03/10/2017
Juno Lighting, LLC | Juno | IC1LED G4 09LM **K 90CRI 120 FRPC + 410 ****** | Light Emitting Diode | Inseparable Luminaire | Direct Wired | Forward Phase Cut Controls | 63 | 2700 | 0.0008 | 92 | 60 | 268 | 1 | Ambient | 50000 |  |  | 50000 | 0.02 | 19 | 19 | 0.08 | 0.01 | 0 | 0 | 0 | 0 | 0.33 | 0.01 | 0.01 | 0.01 | 0 | 0 | 1 | 0.05 | 0.04 | 0.02 | 0.02 | 0.01 | True |  | Non Federally-Regulated | 03/10/2017 |  | 03/10/2017
Juno Lighting, LLC | Juno | IC1LED WD G4 09LM 30K 90CRI 120 FRPC + 17 ****** | Light Emitting Diode | Inseparable Luminaire | Direct Wired | Forward Phase Cut Controls | 55 | 3000 | 0.003 | 94 | 65 | 251 | 1 | Ambient | 25000 |  |  | 25000 | 0.01 | 19 | 19 | 0.08 | 0 | 0 | 0 | 0 | 0 | 1 | 0.02 | 0.01 | 0.01 | 0 | 0 | 1 | 0.06 | 0.03 | 0.02 | 0.01 | 0.01 | True |  | Non Federally-Regulated | 03/10/2017 |  | 03/10/2017
Juno Lighting, LLC | Juno | IC1LED WD G4 09LM 30K 90CRI 120 FRPC + 14 **** | Light Emitting Diode | Inseparable Luminaire | Direct Wired | Forward Phase Cut Controls | 54 | 3000 | 0.003 | 94 | 65 | 251 | 1 | Ambient | 25000 |  |  | 25000 | 0.01 | 19 | 19 | 0.08 | 0 | 0 | 0 | 0 | 0 | 1 | 0.02 | 0.01 | 0.01 | 0 | 0 | 1 | 0.06 | 0.03 | 0.02 | 0.01 | 0.01 | True |  | Non Federally-Regulated | 03/10/2017 |  | 03/10/2017
Juno Lighting, LLC | Juno | IC1LED WD G4 09LM 30K 90CRI 120 FRPC + 39 ****** | Light Emitting Diode | Inseparable Luminaire | Direct Wired | Forward Phase Cut Controls | 54 | 3000 | 0.003 | 94 | 65 | 251 | 1 | Ambient | 25000 |  |  | 25000 | 0.01 | 19 | 19 | 0.08 | 0 | 0 | 0 | 0 | 0 | 1 | 0.02 | 0.01 | 0.01 | 0 | 0 | 1 | 0.06 | 0.03 | 0.02 | 0.01 | 0.01 | True |  | Non Federally-Regulated | 03/10/2017 |  | 03/10/2017
Juno Lighting, LLC | Juno | IC1LED WD G4 09LM 30K 90CRI 120 FRPC + 17SQ WWH | Light Emitting Diode | Inseparable Luminaire | Direct Wired | Forward Phase Cut Controls | 47 | 3000 | 0.003 | 94 | 65 | 251 | 1 | Ambient | 25000 |  |  | 25000 | 0.01 | 19 | 19 | 0.08 | 0 | 0 | 0 | 0 | 0 | 1 | 0.02 | 0.01 | 0.01 | 0 | 0 | 1 | 0.06 | 0.03 | 0.02 | 0.01 | 0.01 | True |  | Non Federally-Regulated | 03/10/2017 |  | 03/10/2017
Juno Lighting, LLC | Juno | IC1LED WD G4 09LM 30K 90CRI 120 FRPC + 12 ******* | Light Emitting Diode | Inseparable Luminaire | Direct Wired | Forward Phase Cut Controls | 50 | 3000 | 0.003 | 94 | 65 | 251 | 1 | Ambient | 25000 |  |  | 25000 | 0.01 | 19 | 19 | 0.08 | 0 | 0 | 0 | 0 | 0 | 1 | 0.02 | 0.01 | 0.01 | 0 | 0 | 1 | 0.06 | 0.03 | 0.02 | 0.01 | 0.01 | True |  | Non Federally-Regulated | 03/10/2017 |  | 03/10/2017
Juno Lighting, LLC | Juno | IC1LED WD G4 09LM 30K 90CRI 120 FRPC + 17HYP2 ***** | Light Emitting Diode | Inseparable Luminaire | Direct Wired | Forward Phase Cut Controls | 49 | 3000 | 0.003 | 94 | 65 | 251 | 1 | Ambient | 25000 |  |  | 25000 | 0.01 | 19 | 19 | 0.08 | 0 | 0 | 0 | 0 | 0 | 1 | 0.02 | 0.01 | 0.01 | 0 | 0 | 1 | 0.06 | 0.03 | 0.02 | 0.01 | 0.01 | True |  | Non Federally-Regulated | 03/10/2017 |  | 03/10/2017
Juno Lighting, LLC | Juno | IC1LED WD G4 09LM 30K 90CRI 120 FRPC + 410 ******* | Light Emitting Diode | Inseparable Luminaire | Direct Wired | Forward Phase Cut Controls | 52 | 3000 | 0.003 | 94 | 65 | 251 | 1 | Ambient | 25000 |  |  | 25000 | 0.01 | 19 | 19 | 0.08 | 0 | 0 | 0 | 0 | 0 | 1 | 0.02 | 0.01 | 0.01 | 0 | 0 | 1 | 0.06 | 0.03 | 0.02 | 0.01 | 0.01 | True |  | Non Federally-Regulated | 03/10/2017 |  | 03/10/2017
Juno Lighting, LLC | Juno | IC1RLED WD G4 09LM 30K 90CRI 120 FRPC + 17 ****** | Light Emitting Diode | Inseparable Luminaire | Direct Wired | Forward Phase Cut Controls | 55 | 3000 | 0.003 | 94 | 65 | 251 | 1 | Ambient | 25000 |  |  | 25000 | 0.01 | 19 | 19 | 0.08 | 0 | 0 | 0 | 0 | 0 | 1 | 0.02 | 0.01 | 0.01 | 0 | 0 | 1 | 0.06 | 0.03 | 0.02 | 0.01 | 0.01 | True |  | Non Federally-Regulated | 03/10/2017 |  | 03/10/2017
Juno Lighting, LLC | Juno | IC1RLED WD G4 09LM 30K 90CRI 120 FRPC + 14 **** | Light Emitting Diode | Inseparable Luminaire | Direct Wired | Forward Phase Cut Controls | 54 | 3000 | 0.003 | 94 | 65 | 251 | 1 | Ambient | 25000 |  |  | 25000 | 0.01 | 19 | 19 | 0.08 | 0 | 0 | 0 | 0 | 0 | 1 | 0.02 | 0.01 | 0.01 | 0 | 0 | 1 | 0.06 | 0.03 | 0.02 | 0.01 | 0.01 | True |  | Non Federally-Regulated | 03/10/2017 |  | 03/10/2017
Juno Lighting, LLC | Juno | IC1RLED WD G4 09LM 30K 90CRI 120 FRPC + 39 ****** | Light Emitting Diode | Inseparable Luminaire | Direct Wired | Forward Phase Cut Controls | 54 | 3000 | 0.003 | 94 | 65 | 251 | 1 | Ambient | 25000 |  |  | 25000 | 0.01 | 19 | 19 | 0.08 | 0 | 0 | 0 | 0 | 0 | 1 | 0.02 | 0.01 | 0.01 | 0 | 0 | 1 | 0.06 | 0.03 | 0.02 | 0.01 | 0.01 | True |  | Non Federally-Regulated | 03/10/2017 |  | 03/10/2017
Juno Lighting, LLC | Juno | IC1RLED WD G4 09LM 30K 90CRI 120 FRPC + 17SQ WWH | Light Emitting Diode | Inseparable Luminaire | Direct Wired | Forward Phase Cut Controls | 47 | 3000 | 0.003 | 94 | 65 | 251 | 1 | Ambient | 25000 |  |  | 25000 | 0.01 | 19 | 19 | 0.08 | 0 | 0 | 0 | 0 | 0 | 1 | 0.02 | 0.01 | 0.01 | 0 | 0 | 1 | 0.06 | 0.03 | 0.02 | 0.01 | 0.01 | True |  | Non Federally-Regulated | 03/10/2017 |  | 03/10/2017
Juno Lighting, LLC | Juno | IC1RLED WD G4 09LM 30K 90CRI 120 FRPC + 12 ******* | Light Emitting Diode | Inseparable Luminaire | Direct Wired | Forward Phase Cut Controls | 50 | 3000 | 0.003 | 94 | 65 | 251 | 1 | Ambient | 25000 |  |  | 25000 | 0.01 | 19 | 19 | 0.08 | 0 | 0 | 0 | 0 | 0 | 1 | 0.02 | 0.01 | 0.01 | 0 | 0 | 1 | 0.06 | 0.03 | 0.02 | 0.01 | 0.01 | True |  | Non Federally-Regulated | 03/10/2017 |  | 03/10/2017
Juno Lighting, LLC | Juno | IC1RLED WD G4 09LM 30K 90CRI 120 FRPC + 17HYP2 ***** | Light Emitting Diode | Inseparable Luminaire | Direct Wired | Forward Phase Cut Controls | 49 | 3000 | 0.003 | 94 | 65 | 251 | 1 | Ambient | 25000 |  |  | 25000 | 0.01 | 19 | 19 | 0.08 | 0 | 0 | 0 | 0 | 0 | 1 | 0.02 | 0.01 | 0.01 | 0 | 0 | 1 | 0.06 | 0.03 | 0.02 | 0.01 | 0.01 | True |  | Non Federally-Regulated | 03/10/2017 |  | 03/10/2017
Juno Lighting, LLC | Juno | IC1RLED WD G4 09LM 30K 90CRI 120 FRPC + 410 ******* | Light Emitting Diode | Inseparable Luminaire | Direct Wired | Forward Phase Cut Controls | 52 | 3000 | 0.003 | 94 | 65 | 251 | 1 | Ambient | 25000 |  |  | 25000 | 0.01 | 19 | 19 | 0.08 | 0 | 0 | 0 | 0 | 0 | 1 | 0.02 | 0.01 | 0.01 | 0 | 0 | 1 | 0.06 | 0.03 | 0.02 | 0.01 | 0.01 | True |  | Non Federally-Regulated | 03/10/2017 |  | 03/10/2017
Juno Lighting, LLC | Juno | IC4RAL 07LM **K **CRI *** MVOLT ZT + 45L WH | Light Emitting Diode | Inseparable Luminaire | Direct Wired | 0-10 VDC Controls | 51 | 2700 | 0.0015 | 94 | 58 | 432 | 1 | Ambient | 50000 |  |  | 50000 | 0.06 | 18 | 19 | 0.06 | 0.02 | 0.02 | 0.02 | 0.01 | 0 | 0.14 | 0.07 | 0.06 | 0.06 | 0.04 | 0.01 | 0.67 | 0.35 | 0.34 | 0.29 | 0.17 | 0.02 | True |  | Non Federally-Regulated | 03/10/2017 |  | 03/10/2017
Juno Lighting, LLC | Juno | IC4RAL 07LM **K **CRI *** MVOLT ZT + 41LSQ WH | Light Emitting Diode | Inseparable Luminaire | Direct Wired | 0-10 VDC Controls | 56 | 2700 | 0.0015 | 94 | 58 | 432 | 1 | Ambient | 50000 |  |  | 50000 | 0.06 | 18 | 19 | 0.06 | 0.02 | 0.02 | 0.02 | 0.01 | 0 | 0.14 | 0.07 | 0.06 | 0.06 | 0.04 | 0.01 | 0.67 | 0.35 | 0.34 | 0.29 | 0.17 | 0.02 | True |  | Non Federally-Regulated | 03/10/2017 |  | 03/10/2017
Juno Lighting, LLC | Juno | IC4RAL 07LM **K **CRI *** MVOLT ZT + 41L **** | Light Emitting Diode | Inseparable Luminaire | Direct Wired | 0-10 VDC Controls | 59 | 2700 | 0.0015 | 94 | 58 | 432 | 1 | Ambient | 50000 |  |  | 50000 | 0.06 | 18 | 19 | 0.06 | 0.02 | 0.02 | 0.02 | 0.01 | 0 | 0.14 | 0.07 | 0.06 | 0.06 | 0.04 | 0.01 | 0.67 | 0.35 | 0.34 | 0.29 | 0.17 | 0.02 | True |  | Non Federally-Regulated | 03/10/2017 |  | 03/10/2017
Juno Lighting, LLC | Juno | IC4RAL 07LM **K **CRI *** MVOLT ZT + 42LSQ BWH | Light Emitting Diode | Inseparable Luminaire | Direct Wired | 0-10 VDC Controls | 60 | 2700 | 0.0015 | 94 | 58 | 432 | 1 | Ambient | 50000 |  |  | 50000 | 0.06 | 18 | 19 | 0.06 | 0.02 | 0.02 | 0.02 | 0.01 | 0 | 0.14 | 0.07 | 0.06 | 0.06 | 0.04 | 0.01 | 0.67 | 0.35 | 0.34 | 0.29 | 0.17 | 0.02 | True |  | Non Federally-Regulated | 03/10/2017 |  | 03/10/2017
Juno Lighting, LLC | Juno | IC4RAL 07LM **K **CRI *** MVOLT ZT + 47LSQ BWH | Light Emitting Diode | Inseparable Luminaire | Direct Wired | 0-10 VDC Controls | 64 | 2700 | 0.0015 | 94 | 58 | 432 | 1 | Ambient | 50000 |  |  | 50000 | 0.06 | 18 | 19 | 0.06 | 0.02 | 0.02 | 0.02 | 0.01 | 0 | 0.14 | 0.07 | 0.06 | 0.06 | 0.04 | 0.01 | 0.67 | 0.35 | 0.34 | 0.29 | 0.17 | 0.02 | True |  | Non Federally-Regulated | 03/10/2017 |  | 03/10/2017
Juno Lighting, LLC | Juno | IC4RAL 07LM **K **CRI *** MVOLT ZT + 46L ******* | Light Emitting Diode | Inseparable Luminaire | Direct Wired | 0-10 VDC Controls | 77 | 2700 | 0.0015 | 94 | 58 | 432 | 1 | Ambient | 50000 |  |  | 50000 | 0.06 | 18 | 19 | 0.06 | 0.02 | 0.02 | 0.02 | 0.01 | 0 | 0.14 | 0.07 | 0.06 | 0.06 | 0.04 | 0.01 | 0.67 | 0.35 | 0.34 | 0.29 | 0.17 | 0.02 | True |  | Non Federally-Regulated | 03/10/2017 |  | 03/10/2017
Juno Lighting, LLC | Juno | IC4RAL 07LM **K **CRI *** MVOLT ZT + 48L ******* | Light Emitting Diode | Inseparable Luminaire | Direct Wired | 0-10 VDC Controls | 76 | 2700 | 0.0015 | 94 | 58 | 432 | 1 | Ambient | 50000 |  |  | 50000 | 0.06 | 18 | 19 | 0.06 | 0.02 | 0.02 | 0.02 | 0.01 | 0 | 0.14 | 0.07 | 0.06 | 0.06 | 0.04 | 0.01 | 0.67 | 0.35 | 0.34 | 0.29 | 0.17 | 0.02 | True |  | Non Federally-Regulated | 03/10/2017 |  | 03/10/2017
Juno Lighting, LLC | Juno | IC4RAL 07LM **K **CRI *** MVOLT ZT + 42L BWH | Light Emitting Diode | Inseparable Luminaire | Direct Wired | 0-10 VDC Controls | 68 | 2700 | 0.0015 | 94 | 58 | 432 | 1 | Ambient | 50000 |  |  | 50000 | 0.06 | 18 | 19 | 0.06 | 0.02 | 0.02 | 0.02 | 0.01 | 0 | 0.14 | 0.07 | 0.06 | 0.06 | 0.04 | 0.01 | 0.67 | 0.35 | 0.34 | 0.29 | 0.17 | 0.02 | True |  | Non Federally-Regulated | 03/10/2017 |  | 03/10/2017
Juno Lighting, LLC | Juno | IC4RAL 07LM **K **CRI *** MVOLT ZT + 47L BWH | Light Emitting Diode | Inseparable Luminaire | Direct Wired | 0-10 VDC Controls | 68 | 2700 | 0.0015 | 94 | 58 | 432 | 1 | Ambient | 50000 |  |  | 50000 | 0.06 | 18 | 19 | 0.06 | 0.02 | 0.02 | 0.02 | 0.01 | 0 | 0.14 | 0.07 | 0.06 | 0.06 | 0.04 | 0.01 | 0.67 | 0.35 | 0.34 | 0.29 | 0.17 | 0.02 | True |  | Non Federally-Regulated | 03/10/2017 |  | 03/10/2017
Juno Lighting, LLC | Juno | IC4RAL 07LM **K **CRI *** 120 FRPC + 45L WH | Light Emitting Diode | Inseparable Luminaire | Direct Wired | Forward Phase Cut Controls | 47 | 2700 | 0.0015 | 91 | 53 | 460 | 1 | Ambient | 50000 |  |  | 50000 | 0.08 | 13 | 20 | 0.06 | 0 | 0 | 0 | 0 | 0 | 0.3 | 0.01 | 0.01 | 0.01 | 0 | 0 | 1 | 0.05 | 0.03 | 0.03 | 0.02 | 0.01 | True |  | Non Federally-Regulated | 03/10/2017 |  | 03/10/2017
Juno Lighting, LLC | Juno | IC4RAL 07LM **K **CRI *** 120 FRPC + 41LSQ WH | Light Emitting Diode | Inseparable Luminaire | Direct Wired | Forward Phase Cut Controls | 52 | 2700 | 0.0015 | 91 | 53 | 460 | 1 | Ambient | 50000 |  |  | 50000 | 0.08 | 13 | 20 | 0.06 | 0 | 0 | 0 | 0 | 0 | 0.3 | 0.01 | 0.01 | 0.01 | 0 | 0 | 1 | 0.05 | 0.03 | 0.03 | 0.02 | 0.01 | True |  | Non Federally-Regulated | 03/10/2017 |  | 03/10/2017
Juno Lighting, LLC | Juno | IC4RAL 07LM **K **CRI *** 120 FRPC + 41L **** | Light Emitting Diode | Inseparable Luminaire | Direct Wired | Forward Phase Cut Controls | 55 | 2700 | 0.0015 | 91 | 53 | 460 | 1 | Ambient | 50000 |  |  | 50000 | 0.08 | 13 | 20 | 0.06 | 0 | 0 | 0 | 0 | 0 | 0.3 | 0.01 | 0.01 | 0.01 | 0 | 0 | 1 | 0.05 | 0.03 | 0.03 | 0.02 | 0.01 | True |  | Non Federally-Regulated | 03/10/2017 |  | 03/10/2017
Juno Lighting, LLC | Juno | IC4RAL 07LM **K **CRI *** 120 FRPC + 42LSQ BWH | Light Emitting Diode | Inseparable Luminaire | Direct Wired | Forward Phase Cut Controls | 56 | 2700 | 0.0015 | 91 | 53 | 460 | 1 | Ambient | 50000 |  |  | 50000 | 0.08 | 13 | 20 | 0.06 | 0 | 0 | 0 | 0 | 0 | 0.3 | 0.01 | 0.01 | 0.01 | 0 | 0 | 1 | 0.05 | 0.03 | 0.03 | 0.02 | 0.01 | True |  | Non Federally-Regulated | 03/10/2017 |  | 03/10/2017
Juno Lighting, LLC | Juno | IC4RAL 07LM **K **CRI *** 120 FRPC + 47LSQ BWH | Light Emitting Diode | Inseparable Luminaire | Direct Wired | Forward Phase Cut Controls | 60 | 2700 | 0.0015 | 91 | 53 | 460 | 1 | Ambient | 50000 |  |  | 50000 | 0.08 | 13 | 20 | 0.06 | 0 | 0 | 0 | 0 | 0 | 0.3 | 0.01 | 0.01 | 0.01 | 0 | 0 | 1 | 0.05 | 0.03 | 0.03 | 0.02 | 0.01 | True |  | Non Federally-Regulated | 03/10/2017 |  | 03/10/2017
Juno Lighting, LLC | Juno | IC4RAL 07LM **K **CRI *** 120 FRPC + 46L ******* | Light Emitting Diode | Inseparable Luminaire | Direct Wired | Forward Phase Cut Controls | 72 | 2700 | 0.0015 | 91 | 53 | 460 | 1 | Ambient | 50000 |  |  | 50000 | 0.08 | 13 | 20 | 0.06 | 0 | 0 | 0 | 0 | 0 | 0.3 | 0.01 | 0.01 | 0.01 | 0 | 0 | 1 | 0.05 | 0.03 | 0.03 | 0.02 | 0.01 | True |  | Non Federally-Regulated | 03/10/2017 |  | 03/10/2017
Juno Lighting, LLC | Juno | IC4RAL 07LM **K **CRI *** 120 FRPC + 48L ******* | Light Emitting Diode | Inseparable Luminaire | Direct Wired | Forward Phase Cut Controls | 71 | 2700 | 0.0015 | 91 | 53 | 460 | 1 | Ambient | 50000 |  |  | 50000 | 0.08 | 13 | 20 | 0.06 | 0 | 0 | 0 | 0 | 0 | 0.3 | 0.01 | 0.01 | 0.01 | 0 | 0 | 1 | 0.05 | 0.03 | 0.03 | 0.02 | 0.01 | True |  | Non Federally-Regulated | 03/10/2017 |  | 03/10/2017
Juno Lighting, LLC | Juno | IC4RAL 07LM **K **CRI *** 120 FRPC + 42L BWH | Light Emitting Diode | Inseparable Luminaire | Direct Wired | Forward Phase Cut Controls | 64 | 2700 | 0.0015 | 91 | 53 | 460 | 1 | Ambient | 50000 |  |  | 50000 | 0.08 | 13 | 20 | 0.06 | 0 | 0 | 0 | 0 | 0 | 0.3 | 0.01 | 0.01 | 0.01 | 0 | 0 | 1 | 0.05 | 0.03 | 0.03 | 0.02 | 0.01 | True |  | Non Federally-Regulated | 03/10/2017 |  | 03/10/2017
Juno Lighting, LLC | Juno | IC4RAL 07LM **K **CRI *** 120 FRPC + 47L BWH | Light Emitting Diode | Inseparable Luminaire | Direct Wired | Forward Phase Cut Controls | 63 | 2700 | 0.0015 | 91 | 53 | 460 | 1 | Ambient | 50000 |  |  | 50000 | 0.08 | 13 | 20 | 0.06 | 0 | 0 | 0 | 0 | 0 | 0.3 | 0.01 | 0.01 | 0.01 | 0 | 0 | 1 | 0.05 | 0.03 | 0.03 | 0.02 | 0.01 | True |  | Non Federally-Regulated | 03/10/2017 |  | 03/10/2017
Juno Lighting, LLC | Juno | IC4AL 07LM **K **CRI *** MVOLT ZT + 45L WH | Light Emitting Diode | Inseparable Luminaire | Direct Wired | 0-10 VDC Controls | 51 | 2700 | 0.0015 | 94 | 58 | 432 | 1 | Ambient | 50000 |  |  | 50000 | 0.06 | 18 | 19 | 0.06 | 0.02 | 0.02 | 0.02 | 0.01 | 0 | 0.14 | 0.07 | 0.06 | 0.06 | 0.04 | 0.01 | 0.67 | 0.35 | 0.34 | 0.29 | 0.17 | 0.02 | True |  | Non Federally-Regulated | 03/10/2017 |  | 03/10/2017
Juno Lighting, LLC | Juno | IC4AL 07LM **K **CRI *** MVOLT ZT + 41LSQ WH | Light Emitting Diode | Inseparable Luminaire | Direct Wired | 0-10 VDC Controls | 56 | 2700 | 0.0015 | 94 | 58 | 432 | 1 | Ambient | 50000 |  |  | 50000 | 0.06 | 18 | 19 | 0.06 | 0.02 | 0.02 | 0.02 | 0.01 | 0 | 0.14 | 0.07 | 0.06 | 0.06 | 0.04 | 0.01 | 0.67 | 0.35 | 0.34 | 0.29 | 0.17 | 0.02 | True |  | Non Federally-Regulated | 03/10/2017 |  | 03/10/2017
Juno Lighting, LLC | Juno | IC4AL 07LM **K **CRI *** MVOLT ZT + 41L **** | Light Emitting Diode | Inseparable Luminaire | Direct Wired | 0-10 VDC Controls | 59 | 2700 | 0.0015 | 94 | 58 | 432 | 1 | Ambient | 50000 |  |  | 50000 | 0.06 | 18 | 19 | 0.06 | 0.02 | 0.02 | 0.02 | 0.01 | 0 | 0.14 | 0.07 | 0.06 | 0.06 | 0.04 | 0.01 | 0.67 | 0.35 | 0.34 | 0.29 | 0.17 | 0.02 | True |  | Non Federally-Regulated | 03/10/2017 |  | 03/10/2017
Juno Lighting, LLC | Juno | IC4AL 07LM **K **CRI *** MVOLT ZT + 42LSQ BWH | Light Emitting Diode | Inseparable Luminaire | Direct Wired | 0-10 VDC Controls | 60 | 2700 | 0.0015 | 94 | 58 | 432 | 1 | Ambient | 50000 |  |  | 50000 | 0.06 | 18 | 19 | 0.06 | 0.02 | 0.02 | 0.02 | 0.01 | 0 | 0.14 | 0.07 | 0.06 | 0.06 | 0.04 | 0.01 | 0.67 | 0.35 | 0.34 | 0.29 | 0.17 | 0.02 | True |  | Non Federally-Regulated | 03/10/2017 |  | 03/10/2017
Juno Lighting, LLC | Juno | IC4AL 07LM **K **CRI *** MVOLT ZT + 47LSQ BWH | Light Emitting Diode | Inseparable Luminaire | Direct Wired | 0-10 VDC Controls | 64 | 2700 | 0.0015 | 94 | 58 | 432 | 1 | Ambient | 50000 |  |  | 50000 | 0.06 | 18 | 19 | 0.06 | 0.02 | 0.02 | 0.02 | 0.01 | 0 | 0.14 | 0.07 | 0.06 | 0.06 | 0.04 | 0.01 | 0.67 | 0.35 | 0.34 | 0.29 | 0.17 | 0.02 | True |  | Non Federally-Regulated | 03/10/2017 |  | 03/10/2017
Juno Lighting, LLC | Juno | IC4AL 07LM **K **CRI *** MVOLT ZT + 46L ******* | Light Emitting Diode | Inseparable Luminaire | Direct Wired | 0-10 VDC Controls | 77 | 2700 | 0.0015 | 94 | 58 | 432 | 1 | Ambient | 50000 |  |  | 50000 | 0.06 | 18 | 19 | 0.06 | 0.02 | 0.02 | 0.02 | 0.01 | 0 | 0.14 | 0.07 | 0.06 | 0.06 | 0.04 | 0.01 | 0.67 | 0.35 | 0.34 | 0.29 | 0.17 | 0.02 | True |  | Non Federally-Regulated | 03/10/2017 |  | 03/10/2017
Juno Lighting, LLC | Juno | IC4AL 07LM **K **CRI *** MVOLT ZT + 48L ******* | Light Emitting Diode | Inseparable Luminaire | Direct Wired | 0-10 VDC Controls | 76 | 2700 | 0.0015 | 94 | 58 | 432 | 1 | Ambient | 50000 |  |  | 50000 | 0.06 | 18 | 19 | 0.06 | 0.02 | 0.02 | 0.02 | 0.01 | 0 | 0.14 | 0.07 | 0.06 | 0.06 | 0.04 | 0.01 | 0.67 | 0.35 | 0.34 | 0.29 | 0.17 | 0.02 | True |  | Non Federally-Regulated | 03/10/2017 |  | 03/10/2017
Juno Lighting, LLC | Juno | IC4AL 07LM **K **CRI *** MVOLT ZT + 42L BWH | Light Emitting Diode | Inseparable Luminaire | Direct Wired | 0-10 VDC Controls | 68 | 2700 | 0.0015 | 94 | 58 | 432 | 1 | Ambient | 50000 |  |  | 50000 | 0.06 | 18 | 19 | 0.06 | 0.02 | 0.02 | 0.02 | 0.01 | 0 | 0.14 | 0.07 | 0.06 | 0.06 | 0.04 | 0.01 | 0.67 | 0.35 | 0.34 | 0.29 | 0.17 | 0.02 | True |  | Non Federally-Regulated | 03/10/2017 |  | 03/10/2017
Juno Lighting, LLC | Juno | IC4AL 07LM **K **CRI *** MVOLT ZT + 47L BWH | Light Emitting Diode | Inseparable Luminaire | Direct Wired | 0-10 VDC Controls | 68 | 2700 | 0.0015 | 94 | 58 | 432 | 1 | Ambient | 50000 |  |  | 50000 | 0.06 | 18 | 19 | 0.06 | 0.02 | 0.02 | 0.02 | 0.01 | 0 | 0.14 | 0.07 | 0.06 | 0.06 | 0.04 | 0.01 | 0.67 | 0.35 | 0.34 | 0.29 | 0.17 | 0.02 | True |  | Non Federally-Regulated | 03/10/2017 |  | 03/10/2017
Juno Lighting, LLC | Juno | IC4AL 07LM **K **CRI *** 120 FRPC + 45L WH | Light Emitting Diode | Inseparable Luminaire | Direct Wired | Forward Phase Cut Controls | 47 | 2700 | 0.0015 | 91 | 53 | 460 | 1 | Ambient | 50000 |  |  | 50000 | 0.08 | 13 | 20 | 0.06 | 0 | 0 | 0 | 0 | 0 | 0.3 | 0.01 | 0.01 | 0.01 | 0 | 0 | 1 | 0.05 | 0.03 | 0.03 | 0.02 | 0.01 | True |  | Non Federally-Regulated | 03/10/2017 |  | 03/10/2017
Juno Lighting, LLC | Juno | IC4AL 07LM **K **CRI *** 120 FRPC + 41LSQ WH | Light Emitting Diode | Inseparable Luminaire | Direct Wired | Forward Phase Cut Controls | 52 | 2700 | 0.0015 | 91 | 53 | 460 | 1 | Ambient | 50000 |  |  | 50000 | 0.08 | 13 | 20 | 0.06 | 0 | 0 | 0 | 0 | 0 | 0.3 | 0.01 | 0.01 | 0.01 | 0 | 0 | 1 | 0.05 | 0.03 | 0.03 | 0.02 | 0.01 | True |  | Non Federally-Regulated | 03/10/2017 |  | 03/10/2017
Juno Lighting, LLC | Juno | IC4AL 07LM **K **CRI *** 120 FRPC + 41L **** | Light Emitting Diode | Inseparable Luminaire | Direct Wired | Forward Phase Cut Controls | 55 | 2700 | 0.0015 | 91 | 53 | 460 | 1 | Ambient | 50000 |  |  | 50000 | 0.08 | 13 | 20 | 0.06 | 0 | 0 | 0 | 0 | 0 | 0.3 | 0.01 | 0.01 | 0.01 | 0 | 0 | 1 | 0.05 | 0.03 | 0.03 | 0.02 | 0.01 | True |  | Non Federally-Regulated | 03/10/2017 |  | 03/10/2017
Juno Lighting, LLC | Juno | IC4AL 07LM **K **CRI *** 120 FRPC + 42LSQ BWH | Light Emitting Diode | Inseparable Luminaire | Direct Wired | Forward Phase Cut Controls | 56 | 2700 | 0.0015 | 91 | 53 | 460 | 1 | Ambient | 50000 |  |  | 50000 | 0.08 | 13 | 20 | 0.06 | 0 | 0 | 0 | 0 | 0 | 0.3 | 0.01 | 0.01 | 0.01 | 0 | 0 | 1 | 0.05 | 0.03 | 0.03 | 0.02 | 0.01 | True |  | Non Federally-Regulated | 03/10/2017 |  | 03/10/2017
Juno Lighting, LLC | Juno | IC4AL 07LM **K **CRI *** 120 FRPC + 47LSQ BWH | Light Emitting Diode | Inseparable Luminaire | Direct Wired | Forward Phase Cut Controls | 60 | 2700 | 0.0015 | 91 | 53 | 460 | 1 | Ambient | 50000 |  |  | 50000 | 0.08 | 13 | 20 | 0.06 | 0 | 0 | 0 | 0 | 0 | 0.3 | 0.01 | 0.01 | 0.01 | 0 | 0 | 1 | 0.05 | 0.03 | 0.03 | 0.02 | 0.01 | True |  | Non Federally-Regulated | 03/10/2017 |  | 03/10/2017
Juno Lighting, LLC | Juno | IC4AL 07LM **K **CRI *** 120 FRPC + 46L ******* | Light Emitting Diode | Inseparable Luminaire | Direct Wired | Forward Phase Cut Controls | 72 | 2700 | 0.0015 | 91 | 53 | 460 | 1 | Ambient | 50000 |  |  | 50000 | 0.08 | 13 | 20 | 0.06 | 0 | 0 | 0 | 0 | 0 | 0.3 | 0.01 | 0.01 | 0.01 | 0 | 0 | 1 | 0.05 | 0.03 | 0.03 | 0.02 | 0.01 | True |  | Non Federally-Regulated | 03/10/2017 |  | 03/10/2017
Juno Lighting, LLC | Juno | IC4AL 07LM **K **CRI *** 120 FRPC + 48L ******* | Light Emitting Diode | Inseparable Luminaire | Direct Wired | Forward Phase Cut Controls | 71 | 2700 | 0.0015 | 91 | 53 | 460 | 1 | Ambient | 50000 |  |  | 50000 | 0.08 | 13 | 20 | 0.06 | 0 | 0 | 0 | 0 | 0 | 0.3 | 0.01 | 0.01 | 0.01 | 0 | 0 | 1 | 0.05 | 0.03 | 0.03 | 0.02 | 0.01 | True |  | Non Federally-Regulated | 03/10/2017 |  | 03/10/2017
Juno Lighting, LLC | Juno | IC4AL 07LM **K **CRI *** 120 FRPC + 42L BWH | Light Emitting Diode | Inseparable Luminaire | Direct Wired | Forward Phase Cut Controls | 64 | 2700 | 0.0015 | 91 | 53 | 460 | 1 | Ambient | 50000 |  |  | 50000 | 0.08 | 13 | 20 | 0.06 | 0 | 0 | 0 | 0 | 0 | 0.3 | 0.01 | 0.01 | 0.01 | 0 | 0 | 1 | 0.05 | 0.03 | 0.03 | 0.02 | 0.01 | True |  | Non Federally-Regulated | 03/10/2017 |  | 03/10/2017
Juno Lighting, LLC | Juno | IC4AL 07LM **K **CRI *** 120 FRPC + 47L BWH | Light Emitting Diode | Inseparable Luminaire | Direct Wired | Forward Phase Cut Controls | 63 | 2700 | 0.0015 | 91 | 53 | 460 | 1 | Ambient | 50000 |  |  | 50000 | 0.08 | 13 | 20 | 0.06 | 0 | 0 | 0 | 0 | 0 | 0.3 | 0.01 | 0.01 | 0.01 | 0 | 0 | 1 | 0.05 | 0.03 | 0.03 | 0.02 | 0.01 | True |  | Non Federally-Regulated | 03/10/2017 |  | 03/10/2017
Juno Lighting, LLC | Juno | IC4AL 10LM **K **CRI *** MVOLT ZT + 41LSQ WH | Light Emitting Diode | Inseparable Luminaire | Direct Wired | 0-10 VDC Controls | 48 | 2700 | 0.003 | 93 | 56 | 472 | 1 | Ambient | 50000 |  |  | 50000 | 0.06 | 16 | 19 | 0.06 | 0.02 | 0.01 | 0.01 | 0.01 | 0 | 0.11 | 0.06 | 0.05 | 0.05 | 0.04 | 0.01 | 0.33 | 0.16 | 0.15 | 0.14 | 0.11 | 0.02 | True |  | Non Federally-Regulated | 03/10/2017 |  | 03/10/2017
Juno Lighting, LLC | Juno | IC4AL 10LM **K **CRI *** MVOLT ZT + 41L ******* | Light Emitting Diode | Inseparable Luminaire | Direct Wired | 0-10 VDC Controls | 50 | 2700 | 0.003 | 93 | 56 | 472 | 1 | Ambient | 50000 |  |  | 50000 | 0.06 | 16 | 19 | 0.06 | 0.02 | 0.01 | 0.01 | 0.01 | 0 | 0.11 | 0.06 | 0.05 | 0.05 | 0.04 | 0.01 | 0.33 | 0.16 | 0.15 | 0.14 | 0.11 | 0.02 | True |  | Non Federally-Regulated | 03/10/2017 |  | 03/10/2017
Juno Lighting, LLC | Juno | IC4AL 10LM **K **CRI *** MVOLT ZT + 42LSQ ****** | Light Emitting Diode | Inseparable Luminaire | Direct Wired | 0-10 VDC Controls | 51 | 2700 | 0.003 | 93 | 56 | 472 | 1 | Ambient | 50000 |  |  | 50000 | 0.06 | 16 | 19 | 0.06 | 0.02 | 0.01 | 0.01 | 0.01 | 0 | 0.11 | 0.06 | 0.05 | 0.05 | 0.04 | 0.01 | 0.33 | 0.16 | 0.15 | 0.14 | 0.11 | 0.02 | True |  | Non Federally-Regulated | 03/10/2017 |  | 03/10/2017
Juno Lighting, LLC | Juno | IC4AL 10LM **K **CRI *** MVOLT ZT + 47LSQ ****** | Light Emitting Diode | Inseparable Luminaire | Direct Wired | 0-10 VDC Controls | 55 | 2700 | 0.003 | 93 | 56 | 472 | 1 | Ambient | 50000 |  |  | 50000 | 0.06 | 16 | 19 | 0.06 | 0.02 | 0.01 | 0.01 | 0.01 | 0 | 0.11 | 0.06 | 0.05 | 0.05 | 0.04 | 0.01 | 0.33 | 0.16 | 0.15 | 0.14 | 0.11 | 0.02 | True |  | Non Federally-Regulated | 03/10/2017 |  | 03/10/2017
Juno Lighting, LLC | Juno | IC4AL 10LM **K **CRI *** MVOLT ZT + 46L ******* | Light Emitting Diode | Inseparable Luminaire | Direct Wired | 0-10 VDC Controls | 65 | 2700 | 0.003 | 93 | 56 | 472 | 1 | Ambient | 50000 |  |  | 50000 | 0.06 | 16 | 19 | 0.06 | 0.02 | 0.01 | 0.01 | 0.01 | 0 | 0.11 | 0.06 | 0.05 | 0.05 | 0.04 | 0.01 | 0.33 | 0.16 | 0.15 | 0.14 | 0.11 | 0.02 | True |  | Non Federally-Regulated | 03/10/2017 |  | 03/10/2017
Juno Lighting, LLC | Juno | IC4AL 10LM **K **CRI *** MVOLT ZT + 48L ******* | Light Emitting Diode | Inseparable Luminaire | Direct Wired | 0-10 VDC Controls | 65 | 2700 | 0.003 | 91 | 56 | 472 | 1 | Ambient | 50000 |  |  | 50000 | 0.06 | 16 | 19 | 0.06 | 0.02 | 0.01 | 0.01 | 0.01 | 0 | 0.11 | 0.06 | 0.05 | 0.05 | 0.04 | 0.01 | 0.33 | 0.16 | 0.15 | 0.14 | 0.11 | 0.02 | True |  | Non Federally-Regulated | 03/10/2017 |  | 03/10/2017
Juno Lighting, LLC | Juno | IC4AL 10LM **K **CRI *** MVOLT ZT + 42L ******* | Light Emitting Diode | Inseparable Luminaire | Direct Wired | 0-10 VDC Controls | 47 | 2700 | 0.003 | 91 | 56 | 472 | 1 | Ambient | 50000 |  |  | 50000 | 0.06 | 16 | 19 | 0.06 | 0.02 | 0.01 | 0.01 | 0.01 | 0 | 0.11 | 0.06 | 0.05 | 0.05 | 0.04 | 0.01 | 0.33 | 0.16 | 0.15 | 0.14 | 0.11 | 0.02 | True |  | Non Federally-Regulated | 03/10/2017 |  | 03/10/2017
Juno Lighting, LLC | Juno | IC4AL 10LM **K **CRI *** MVOLT ZT + 47L ******* | Light Emitting Diode | Inseparable Luminaire | Direct Wired | 0-10 VDC Controls | 58 | 2700 | 0.003 | 93 | 56 | 472 | 1 | Ambient | 50000 |  |  | 50000 | 0.06 | 16 | 19 | 0.06 | 0.02 | 0.01 | 0.01 | 0.01 | 0 | 0.11 | 0.06 | 0.05 | 0.05 | 0.04 | 0.01 | 0.33 | 0.16 | 0.15 | 0.14 | 0.11 | 0.02 | True |  | Non Federally-Regulated | 03/10/2017 |  | 03/10/2017
Juno Lighting, LLC | Juno | IC4AL 10LM **K **CRI *** 120 FRPC + 45L WH | Light Emitting Diode | Inseparable Luminaire | Direct Wired | Forward Phase Cut Controls | 47 | 2700 | 0.0023 | 91 | 50 | 224 | 1 | Ambient | 50000 |  |  | 50000 | 0.04 | 18 | 21 | 0.06 | 0 | 0 | 0 | 0 | 0 | 0.3 | 0.01 | 0.01 | 0.01 | 0 | 0 | 1 | 0.05 | 0.03 | 0.03 | 0.02 | 0.01 | True |  | Non Federally-Regulated | 03/10/2017 |  | 03/10/2017
Juno Lighting, LLC | Juno | IC4AL 10LM **K **CRI *** 120 FRPC + 41LSQ WH | Light Emitting Diode | Inseparable Luminaire | Direct Wired | Forward Phase Cut Controls | 52 | 2700 | 0.0023 | 91 | 50 | 224 | 1 | Ambient | 50000 |  |  | 50000 | 0.04 | 18 | 21 | 0.06 | 0 | 0 | 0 | 0 | 0 | 0.3 | 0.01 | 0.01 | 0.01 | 0 | 0 | 1 | 0.05 | 0.03 | 0.03 | 0.02 | 0.01 | True |  | Non Federally-Regulated | 03/10/2017 |  | 03/10/2017
Juno Lighting, LLC | Juno | IC4AL 10LM **K **CRI *** 120 FRPC + 41L ******* | Light Emitting Diode | Inseparable Luminaire | Direct Wired | Forward Phase Cut Controls | 54 | 2700 | 0.0023 | 91 | 50 | 224 | 1 | Ambient | 50000 |  |  | 50000 | 0.04 | 18 | 21 | 0.06 | 0 | 0 | 0 | 0 | 0 | 0.3 | 0.01 | 0.01 | 0.01 | 0 | 0 | 1 | 0.05 | 0.03 | 0.03 | 0.02 | 0.01 | True |  | Non Federally-Regulated | 03/10/2017 |  | 03/10/2017
Juno Lighting, LLC | Juno | IC4AL 10LM **K **CRI *** 120 FRPC + 42LSQ ****** | Light Emitting Diode | Inseparable Luminaire | Direct Wired | Forward Phase Cut Controls | 55 | 2700 | 0.0023 | 91 | 50 | 224 | 1 | Ambient | 50000 |  |  | 50000 | 0.04 | 18 | 21 | 0.06 | 0 | 0 | 0 | 0 | 0 | 0.3 | 0.01 | 0.01 | 0.01 | 0 | 0 | 1 | 0.05 | 0.03 | 0.03 | 0.02 | 0.01 | True |  | Non Federally-Regulated | 03/10/2017 |  | 03/10/2017
Juno Lighting, LLC | Juno | IC4AL 10LM **K **CRI *** 120 FRPC + 47LSQ ****** | Light Emitting Diode | Inseparable Luminaire | Direct Wired | Forward Phase Cut Controls | 60 | 2700 | 0.0023 | 91 | 50 | 224 | 1 | Ambient | 50000 |  |  | 50000 | 0.04 | 18 | 21 | 0.06 | 0 | 0 | 0 | 0 | 0 | 0.3 | 0.01 | 0.01 | 0.01 | 0 | 0 | 1 | 0.05 | 0.03 | 0.03 | 0.02 | 0.01 | True |  | Non Federally-Regulated | 03/10/2017 |  | 03/10/2017
Juno Lighting, LLC | Juno | IC4AL 10LM **K **CRI *** 120 FRPC + 46L ******* | Light Emitting Diode | Inseparable Luminaire | Direct Wired | Forward Phase Cut Controls | 71 | 2700 | 0.0023 | 91 | 50 | 224 | 1 | Ambient | 50000 |  |  | 50000 | 0.04 | 18 | 21 | 0.06 | 0 | 0 | 0 | 0 | 0 | 0.3 | 0.01 | 0.01 | 0.01 | 0 | 0 | 1 | 0.05 | 0.03 | 0.03 | 0.02 | 0.01 | True |  | Non Federally-Regulated | 03/10/2017 |  | 03/10/2017
Juno Lighting, LLC | Juno | IC4AL 10LM **K **CRI *** 120 FRPC + 48L ******* | Light Emitting Diode | Inseparable Luminaire | Direct Wired | Forward Phase Cut Controls | 71 | 2700 | 0.0023 | 91 | 50 | 224 | 1 | Ambient | 50000 |  |  | 50000 | 0.04 | 18 | 21 | 0.06 | 0 | 0 | 0 | 0 | 0 | 0.3 | 0.01 | 0.01 | 0.01 | 0 | 0 | 1 | 0.05 | 0.03 | 0.03 | 0.02 | 0.01 | True |  | Non Federally-Regulated | 03/10/2017 |  | 03/10/2017
Juno Lighting, LLC | Juno | IC4AL 10LM **K **CRI *** 120 FRPC + 42L******* | Light Emitting Diode | Inseparable Luminaire | Direct Wired | Forward Phase Cut Controls | 63 | 2700 | 0.0023 | 91 | 50 | 224 | 1 | Ambient | 50000 |  |  | 50000 | 0.04 | 18 | 21 | 0.06 | 0 | 0 | 0 | 0 | 0 | 0.3 | 0.01 | 0.01 | 0.01 | 0 | 0 | 1 | 0.05 | 0.03 | 0.03 | 0.02 | 0.01 | True |  | Non Federally-Regulated | 03/10/2017 |  | 03/10/2017
Juno Lighting, LLC | Juno | IC4AL 10LM **K **CRI *** 120 FRPC + 47L ******* | Light Emitting Diode | Inseparable Luminaire | Direct Wired | Forward Phase Cut Controls | 63 | 2700 | 0.0023 | 91 | 50 | 224 | 1 | Ambient | 50000 |  |  | 50000 | 0.04 | 18 | 21 | 0.06 | 0 | 0 | 0 | 0 | 0 | 0.3 | 0.01 | 0.01 | 0.01 | 0 | 0 | 1 | 0.05 | 0.03 | 0.03 | 0.02 | 0.01 | True |  | Non Federally-Regulated | 03/10/2017 |  | 03/10/2017
Juno Lighting, LLC | Aculux | AX2 ** 08LM 30K 90CRI **D FPC 120 ICAT + 2*** *** **** | Light Emitting Diode | Inseparable Luminaire | Direct Wired | Forward Phase Cut Controls | 54 | 3000 | 0.001 | 91 | 53 | 460 | 1 | Ambient | 42000 |  |  | 42000 | 0.08 | 13 | 20 | 0.03 | 0 | 0 | 0 | 0 | 0 | 0.22 | 0.01 | 0.01 | 0.01 | 0.01 | 0 | 1 | 0.13 | 0.07 | 0.06 | 0.05 | 0.03 | True |  | Non Federally-Regulated | 03/10/2017 |  | 03/10/2017
Juno Lighting, LLC | Aculux | AX2 ** 08LM 30K 90CRI **D ZT MVOLT ICAT + 2*** *** **** | Light Emitting Diode | Inseparable Luminaire | Direct Wired | 0-10 VDC Controls | 54 | 3000 | 0.0015 | 91 | 50 | 490 | 1 | Ambient | 42000 |  |  | 42000 | 0.05 | 18 | 20 | 0.02 | 0.01 | 0.01 | 0 | 0 | 0 | 0.06 | 0.01 | 0.01 | 0.01 | 0.01 | 0 | 1 | 0.19 | 0.14 | 0.13 | 0.09 | 0.06 | True |  | Non Federally-Regulated | 03/10/2017 |  | 03/10/2017
Juno Lighting, LLC | Aculux | AX2 ** 12LM 30K 90CRI **D FPC 120 ICAT + 2*** *** **** | Light Emitting Diode | Inseparable Luminaire | Direct Wired | Forward Phase Cut Controls | 48 | 3000 | 0.0003 | 90 | 50 | 224 | 1 | Ambient | 25000 |  |  | 25000 | 0.02 | 18 | 21 | 0.05 | 0 | 0 | 0 | 0 | 0 | 0.27 | 0.01 | 0.01 | 0.01 | 0.01 | 0 | 1 | 0.2 | 0.13 | 0.1 | 0.09 | 0.05 | True |  | Non Federally-Regulated | 03/10/2017 |  | 03/10/2017
Juno Lighting, LLC | Aculux | AX2 ** 12LM 30K 90CRI **D ZT MVOLT ICAT + 2*** *** **** | Light Emitting Diode | Inseparable Luminaire | Direct Wired | 0-10 VDC Controls | 48 | 3000 | 0.0008 | 91 | 51 | 476 | 1 | Ambient | 25000 |  |  | 25000 | 0.05 | 16 | 20 | 0.04 | 0 | 0 | 0 | 0 | 0 | 0.06 | 0.01 | 0.01 | 0.01 | 0.01 | 0 | 1 | 0.16 | 0.11 | 0.1 | 0.07 | 0.04 | True |  | Non Federally-Regulated | 03/10/2017 |  | 03/10/2017
Juno Lighting, LLC | Aculux | AX3SQ *** 20LM **K 90CRI **D FPC 120 ICAT + 3SQD *** **** WET | Light Emitting Diode | Inseparable Luminaire | Direct Wired | Forward Phase Cut Controls | 47 | 2700 | 0.0016 | 92 | 50 | 260 | 1 | Ambient | 50000 |  |  | 50000 | 0.02 | 14 | 21 | 0.07 | 0.01 | 0.01 | 0 | 0 | 0 | 0.39 | 0.01 | 0.01 | 0.01 | 0 | 0 | 1 | 0.1 | 0.06 | 0.05 | 0.04 | 0.02 | True |  | Non Federally-Regulated | 03/10/2017 |  | 03/10/2017
Juno Lighting, LLC | Aculux | AX3SQ *** 20LM **K 90CRI **D FPC 120 ICAT + 3SQ* *** **** | Light Emitting Diode | Inseparable Luminaire | Direct Wired | Forward Phase Cut Controls | 48 | 2700 | 0.0016 | 92 | 50 | 260 | 1 | Ambient | 50000 |  |  | 50000 | 0.02 | 14 | 21 | 0.07 | 0.01 | 0.01 | 0 | 0 | 0 | 0.39 | 0.01 | 0.01 | 0.01 | 0 | 0 | 1 | 0.1 | 0.06 | 0.05 | 0.04 | 0.02 | True |  | Non Federally-Regulated | 03/10/2017 |  | 03/10/2017
Juno Lighting, LLC | Aculux | AX3SQ *** 1*LM **K 90CRI **D FPC 120 ICAT + 3SQD *** **** WET | Light Emitting Diode | Inseparable Luminaire | Direct Wired | Forward Phase Cut Controls | 49 | 2700 | 0.0016 | 92 | 50 | 260 | 1 | Ambient | 50000 |  |  | 50000 | 0.02 | 14 | 21 | 0.07 | 0.01 | 0.01 | 0 | 0 | 0 | 0.39 | 0.01 | 0.01 | 0.01 | 0 | 0 | 1 | 0.1 | 0.06 | 0.05 | 0.04 | 0.02 | True |  | Non Federally-Regulated | 03/10/2017 |  | 03/10/2017
Juno Lighting, LLC | Aculux | AX3SQ *** 1*LM **K 90CRI **D FPC 120 ICAT + 3SQ* *** **** | Light Emitting Diode | Inseparable Luminaire | Direct Wired | Forward Phase Cut Controls | 51 | 2700 | 0.0016 | 92 | 50 | 260 | 1 | Ambient | 50000 |  |  | 50000 | 0.02 | 14 | 21 | 0.07 | 0.01 | 0.01 | 0 | 0 | 0 | 0.39 | 0.01 | 0.01 | 0.01 | 0 | 0 | 1 | 0.1 | 0.06 | 0.05 | 0.04 | 0.02 | True |  | Non Federally-Regulated | 03/10/2017 |  | 03/10/2017
Juno Lighting, LLC | Aculux | AX3SQ *** 12LM **K 90CRI **D FPC 120 ICAT + 3SQ*BV BS **** *** | Light Emitting Diode | Inseparable Luminaire | Direct Wired | Forward Phase Cut Controls | 47 | 2700 | 0.0016 | 92 | 50 | 260 | 1 | Ambient | 50000 |  |  | 50000 | 0.02 | 14 | 21 | 0.07 | 0.01 | 0.01 | 0 | 0 | 0 | 0.39 | 0.01 | 0.01 | 0.01 | 0 | 0 | 1 | 0.1 | 0.06 | 0.05 | 0.04 | 0.02 | True |  | Non Federally-Regulated | 03/10/2017 |  | 03/10/2017
Juno Lighting, LLC | Aculux | AX3SQ *** 12LM **K 90CRI **D FPC 120 ICAT + 3SQA *** **** WET | Light Emitting Diode | Inseparable Luminaire | Direct Wired | Forward Phase Cut Controls | 47 | 2700 | 0.0016 | 92 | 50 | 260 | 1 | Ambient | 50000 |  |  | 50000 | 0.02 | 14 | 21 | 0.07 | 0.01 | 0.01 | 0 | 0 | 0 | 0.39 | 0.01 | 0.01 | 0.01 | 0 | 0 | 1 | 0.1 | 0.06 | 0.05 | 0.04 | 0.02 | True |  | Non Federally-Regulated | 03/10/2017 |  | 03/10/2017
Juno Lighting, LLC | Aculux | AX3SQ *** 08LM **K 90CRI **D FPC 120 ICAT + 3SQ*BV BS **** *** | Light Emitting Diode | Inseparable Luminaire | Direct Wired | Forward Phase Cut Controls | 47 | 2700 | 0.0016 | 92 | 50 | 260 | 1 | Ambient | 50000 |  |  | 50000 | 0.02 | 14 | 21 | 0.07 | 0.01 | 0.01 | 0 | 0 | 0 | 0.39 | 0.01 | 0.01 | 0.01 | 0 | 0 | 1 | 0.1 | 0.06 | 0.05 | 0.04 | 0.02 | True |  | Non Federally-Regulated | 03/10/2017 |  | 03/10/2017
Juno Lighting, LLC | Aculux | AX3SQ *** 08LM **K 90CRI **D FPC 120 ICAT + 3SQ* *** **** WET | Light Emitting Diode | Inseparable Luminaire | Direct Wired | Forward Phase Cut Controls | 47 | 2700 | 0.0016 | 92 | 50 | 260 | 1 | Ambient | 50000 |  |  | 50000 | 0.02 | 14 | 21 | 0.07 | 0.01 | 0.01 | 0 | 0 | 0 | 0.39 | 0.01 | 0.01 | 0.01 | 0 | 0 | 1 | 0.1 | 0.06 | 0.05 | 0.04 | 0.02 | True |  | Non Federally-Regulated | 03/10/2017 |  | 03/10/2017
Juno Lighting, LLC | Aculux | AX3SQ *** 08LM **K 90CRI **D FPC 120 ICAT + 3SQ* *** **** | Light Emitting Diode | Inseparable Luminaire | Direct Wired | Forward Phase Cut Controls | 56 | 2700 | 0.0016 | 92 | 50 | 260 | 1 | Ambient | 50000 |  |  | 50000 | 0.02 | 14 | 21 | 0.07 | 0.01 | 0.01 | 0 | 0 | 0 | 0.39 | 0.01 | 0.01 | 0.01 | 0 | 0 | 1 | 0.1 | 0.06 | 0.05 | 0.04 | 0.02 | True |  | Non Federally-Regulated | 03/10/2017 |  | 03/10/2017
Juno Lighting, LLC | Aculux | AX3 A* 1*LM **K 90CRI **D FPC 120 ICAT + 3**** *** **** *** | Light Emitting Diode | Inseparable Luminaire | Direct Wired | Forward Phase Cut Controls | 46 | 2700 | 0.0016 | 92 | 50 | 260 | 1 | Ambient | 50000 |  |  | 50000 | 0.02 | 14 | 21 | 0.07 | 0.01 | 0.01 | 0 | 0 | 0 | 0.39 | 0.01 | 0.01 | 0.01 | 0 | 0 | 1 | 0.1 | 0.06 | 0.05 | 0.04 | 0.02 | True |  | Non Federally-Regulated | 03/10/2017 |  | 03/10/2017
Juno Lighting, LLC | Aculux | AX3 A* 08LM **K 90CRI **D FPC 120 ICAT + 3**** *** **** *** | Light Emitting Diode | Inseparable Luminaire | Direct Wired | Forward Phase Cut Controls | 50 | 2700 | 0.0016 | 92 | 50 | 260 | 1 | Ambient | 50000 |  |  | 50000 | 0.02 | 14 | 21 | 0.07 | 0.01 | 0.01 | 0 | 0 | 0 | 0.39 | 0.01 | 0.01 | 0.01 | 0 | 0 | 1 | 0.1 | 0.06 | 0.05 | 0.04 | 0.02 | True |  | Non Federally-Regulated | 03/10/2017 |  | 03/10/2017
Juno Lighting, LLC | Aculux | AX3 A* 20LM **K 90CRI **D FPC 120 ICAT + 3AOVAL BS **** | Light Emitting Diode | Inseparable Luminaire | Direct Wired | Forward Phase Cut Controls | 48 | 2700 | 0.0016 | 92 | 50 | 260 | 1 | Ambient | 50000 |  |  | 50000 | 0.02 | 14 | 21 | 0.07 | 0.01 | 0.01 | 0 | 0 | 0 | 0.39 | 0.01 | 0.01 | 0.01 | 0 | 0 | 1 | 0.1 | 0.06 | 0.05 | 0.04 | 0.02 | True |  | Non Federally-Regulated | 03/10/2017 |  | 03/10/2017
Juno Lighting, LLC | Aculux | AX3 A* 20LM **K 90CRI **D FPC 120 ICAT + 3AC *** **** *** | Light Emitting Diode | Inseparable Luminaire | Direct Wired | Forward Phase Cut Controls | 49 | 2700 | 0.0016 | 92 | 50 | 260 | 1 | Ambient | 50000 |  |  | 50000 | 0.02 | 14 | 21 | 0.07 | 0.01 | 0.01 | 0 | 0 | 0 | 0.39 | 0.01 | 0.01 | 0.01 | 0 | 0 | 1 | 0.1 | 0.06 | 0.05 | 0.04 | 0.02 | True |  | Non Federally-Regulated | 03/10/2017 |  | 03/10/2017
Juno Lighting, LLC | Aculux | AX3 A* 20LM **K 90CRI **D FPC 120 ICAT + 3*BAF * **** | Light Emitting Diode | Inseparable Luminaire | Direct Wired | Forward Phase Cut Controls | 54 | 2700 | 0.0016 | 92 | 50 | 260 | 1 | Ambient | 50000 |  |  | 50000 | 0.02 | 14 | 21 | 0.07 | 0.01 | 0.01 | 0 | 0 | 0 | 0.39 | 0.01 | 0.01 | 0.01 | 0 | 0 | 1 | 0.1 | 0.06 | 0.05 | 0.04 | 0.02 | True |  | Non Federally-Regulated | 03/10/2017 |  | 03/10/2017
Juno Lighting, LLC | Aculux | AX3 A* 20LM **K 90CRI **D FPC 120 ICAT + 3D* *** **** *** | Light Emitting Diode | Inseparable Luminaire | Direct Wired | Forward Phase Cut Controls | 52 | 2700 | 0.0016 | 92 | 50 | 260 | 1 | Ambient | 50000 |  |  | 50000 | 0.02 | 14 | 21 | 0.07 | 0.01 | 0.01 | 0 | 0 | 0 | 0.39 | 0.01 | 0.01 | 0.01 | 0 | 0 | 1 | 0.1 | 0.06 | 0.05 | 0.04 | 0.02 | True |  | Non Federally-Regulated | 03/10/2017 |  | 03/10/2017
Juno Lighting, LLC | Aculux | AX3 A* 20LM **K 90CRI **D FPC 120 ICAT + 3ASLOT *** **** | Light Emitting Diode | Inseparable Luminaire | Direct Wired | Forward Phase Cut Controls | 53 | 2700 | 0.0016 | 92 | 50 | 260 | 1 | Ambient | 50000 |  |  | 50000 | 0.02 | 14 | 21 | 0.07 | 0.01 | 0.01 | 0 | 0 | 0 | 0.39 | 0.01 | 0.01 | 0.01 | 0 | 0 | 1 | 0.1 | 0.06 | 0.05 | 0.04 | 0.02 | True |  | Non Federally-Regulated | 03/10/2017 |  | 03/10/2017
Juno Lighting, LLC | Aculux | AX3 LPA 1*LM **K 90CRI **D FPC 120 ICAT + 3**** *** **** *** | Light Emitting Diode | Inseparable Luminaire | Direct Wired | Forward Phase Cut Controls | 46 | 2700 | 0.0016 | 92 | 50 | 260 | 1 | Ambient | 50000 |  |  | 50000 | 0.02 | 14 | 21 | 0.07 | 0.01 | 0.01 | 0 | 0 | 0 | 0.39 | 0.01 | 0.01 | 0.01 | 0 | 0 | 1 | 0.1 | 0.06 | 0.05 | 0.04 | 0.02 | True |  | Non Federally-Regulated | 03/10/2017 |  | 03/10/2017
Juno Lighting, LLC | Aculux | AX3 LPA 08LM **K 90CRI **D FPC 120 ICAT + 3**** *** **** *** | Light Emitting Diode | Inseparable Luminaire | Direct Wired | Forward Phase Cut Controls | 50 | 2700 | 0.0016 | 92 | 50 | 260 | 1 | Ambient | 50000 |  |  | 50000 | 0.02 | 14 | 21 | 0.07 | 0.01 | 0.01 | 0 | 0 | 0 | 0.39 | 0.01 | 0.01 | 0.01 | 0 | 0 | 1 | 0.1 | 0.06 | 0.05 | 0.04 | 0.02 | True |  | Non Federally-Regulated | 03/10/2017 |  | 03/10/2017
Juno Lighting, LLC | Aculux | AX3 LPA 20LM **K 90CRI **D FPC 120 ICAT + 3AOVAL BS **** | Light Emitting Diode | Inseparable Luminaire | Direct Wired | Forward Phase Cut Controls | 48 | 2700 | 0.0016 | 92 | 50 | 260 | 1 | Ambient | 50000 |  |  | 50000 | 0.02 | 14 | 21 | 0.07 | 0.01 | 0.01 | 0 | 0 | 0 | 0.39 | 0.01 | 0.01 | 0.01 | 0 | 0 | 1 | 0.1 | 0.06 | 0.05 | 0.04 | 0.02 | True |  | Non Federally-Regulated | 03/10/2017 |  | 03/10/2017
Juno Lighting, LLC | Aculux | AX3 LPA 20LM **K 90CRI **D FPC 120 ICAT + 3AC *** **** *** | Light Emitting Diode | Inseparable Luminaire | Direct Wired | Forward Phase Cut Controls | 49 | 2700 | 0.0016 | 92 | 50 | 260 | 1 | Ambient | 50000 |  |  | 50000 | 0.02 | 14 | 21 | 0.07 | 0.01 | 0.01 | 0 | 0 | 0 | 0.39 | 0.01 | 0.01 | 0.01 | 0 | 0 | 1 | 0.1 | 0.06 | 0.05 | 0.04 | 0.02 | True |  | Non Federally-Regulated | 03/10/2017 |  | 03/10/2017
Juno Lighting, LLC | Aculux | AX3 LPA 20LM **K 90CRI **D FPC 120 ICAT + 3*BAF * **** | Light Emitting Diode | Inseparable Luminaire | Direct Wired | Forward Phase Cut Controls | 54 | 2700 | 0.0016 | 92 | 50 | 260 | 1 | Ambient | 50000 |  |  | 50000 | 0.02 | 14 | 21 | 0.07 | 0.01 | 0.01 | 0 | 0 | 0 | 0.39 | 0.01 | 0.01 | 0.01 | 0 | 0 | 1 | 0.1 | 0.06 | 0.05 | 0.04 | 0.02 | True |  | Non Federally-Regulated | 03/10/2017 |  | 03/10/2017
Juno Lighting, LLC | Aculux | AX3 LPA 20LM **K 90CRI **D FPC 120 ICAT + 3D* *** **** *** | Light Emitting Diode | Inseparable Luminaire | Direct Wired | Forward Phase Cut Controls | 52 | 2700 | 0.0016 | 92 | 50 | 260 | 1 | Ambient | 50000 |  |  | 50000 | 0.02 | 14 | 21 | 0.07 | 0.01 | 0.01 | 0 | 0 | 0 | 0.39 | 0.01 | 0.01 | 0.01 | 0 | 0 | 1 | 0.1 | 0.06 | 0.05 | 0.04 | 0.02 | True |  | Non Federally-Regulated | 03/10/2017 |  | 03/10/2017
Juno Lighting, LLC | Aculux | AX3 LPA 20LM **K 90CRI **D FPC 120 ICAT + 3ASLOT *** **** | Light Emitting Diode | Inseparable Luminaire | Direct Wired | Forward Phase Cut Controls | 53 | 2700 | 0.0016 | 92 | 50 | 260 | 1 | Ambient | 50000 |  |  | 50000 | 0.02 | 14 | 21 | 0.07 | 0.01 | 0.01 | 0 | 0 | 0 | 0.39 | 0.01 | 0.01 | 0.01 | 0 | 0 | 1 | 0.1 | 0.06 | 0.05 | 0.04 | 0.02 | True |  | Non Federally-Regulated | 03/10/2017 |  | 03/10/2017
Juno Lighting, LLC | Aculux | AX3SQ *** 20LM **K 90CRI **D EZ* MVOLT ICAT + 3SQD *** **** WET | Light Emitting Diode | Inseparable Luminaire | Direct Wired | 0-10 VDC Controls | 47 | 2700 | 0.0015 | 92 | 50 | 444 | 1 | Ambient | 50000 |  |  | 50000 | 0.01 | 14 | 19 | 0.05 | 0.02 | 0.02 | 0.01 | 0 | 0 | 0.96 | 0.08 | 0.08 | 0.02 | 0.01 | 0 | 1 | 0.51 | 0.4 | 0.12 | 0.06 | 0.04 | True |  | Non Federally-Regulated | 03/10/2017 |  | 03/10/2017
Juno Lighting, LLC | Aculux | AX3SQ *** 20LM **K 90CRI **D EZ* MVOLT ICAT + 3SQ* *** **** | Light Emitting Diode | Inseparable Luminaire | Direct Wired | 0-10 VDC Controls | 48 | 2700 | 0.0015 | 92 | 50 | 444 | 1 | Ambient | 50000 |  |  | 50000 | 0.01 | 14 | 19 | 0.05 | 0.02 | 0.02 | 0.01 | 0 | 0 | 0.96 | 0.08 | 0.08 | 0.02 | 0.01 | 0 | 1 | 0.51 | 0.4 | 0.12 | 0.06 | 0.04 | True |  | Non Federally-Regulated | 03/10/2017 |  | 03/10/2017
Juno Lighting, LLC | Aculux | AX3SQ *** 1*LM **K 90CRI **D EZ* MVOLT ICAT + 3SQD *** **** WET | Light Emitting Diode | Inseparable Luminaire | Direct Wired | 0-10 VDC Controls | 49 | 2700 | 0.0015 | 92 | 50 | 444 | 1 | Ambient | 50000 |  |  | 50000 | 0.01 | 14 | 19 | 0.05 | 0.02 | 0.02 | 0.01 | 0 | 0 | 0.96 | 0.08 | 0.08 | 0.02 | 0.01 | 0 | 1 | 0.51 | 0.4 | 0.12 | 0.06 | 0.04 | True |  | Non Federally-Regulated | 03/10/2017 |  | 03/10/2017
Juno Lighting, LLC | Aculux | AX3SQ *** 1*LM **K 90CRI **D EZ* MVOLT ICAT + 3SQ* *** **** | Light Emitting Diode | Inseparable Luminaire | Direct Wired | 0-10 VDC Controls | 51 | 2700 | 0.0015 | 92 | 50 | 444 | 1 | Ambient | 50000 |  |  | 50000 | 0.01 | 14 | 19 | 0.05 | 0.02 | 0.02 | 0.01 | 0 | 0 | 0.96 | 0.08 | 0.08 | 0.02 | 0.01 | 0 | 1 | 0.51 | 0.4 | 0.12 | 0.06 | 0.04 | True |  | Non Federally-Regulated | 03/10/2017 |  | 03/10/2017
Juno Lighting, LLC | Aculux | AX3SQ *** 12LM **K 90CRI **D EZ* MVOLT ICAT + 3SQ*BV BS **** *** | Light Emitting Diode | Inseparable Luminaire | Direct Wired | 0-10 VDC Controls | 47 | 2700 | 0.0015 | 92 | 50 | 444 | 1 | Ambient | 50000 |  |  | 50000 | 0.01 | 14 | 19 | 0.05 | 0.02 | 0.02 | 0.01 | 0 | 0 | 0.96 | 0.08 | 0.08 | 0.02 | 0.01 | 0 | 1 | 0.51 | 0.4 | 0.12 | 0.06 | 0.04 | True |  | Non Federally-Regulated | 03/10/2017 |  | 03/10/2017
Juno Lighting, LLC | Aculux | AX3SQ *** 12LM **K 90CRI **D EZ* MVOLT ICAT + 3SQA *** **** WET | Light Emitting Diode | Inseparable Luminaire | Direct Wired | 0-10 VDC Controls | 47 | 2700 | 0.0015 | 92 | 50 | 444 | 1 | Ambient | 50000 |  |  | 50000 | 0.01 | 14 | 19 | 0.05 | 0.02 | 0.02 | 0.01 | 0 | 0 | 0.96 | 0.08 | 0.08 | 0.02 | 0.01 | 0 | 1 | 0.51 | 0.4 | 0.12 | 0.06 | 0.04 | True |  | Non Federally-Regulated | 03/10/2017 |  | 03/10/2017
Juno Lighting, LLC | Aculux | AX3SQ *** 08LM **K 90CRI **D EZ* MVOLT ICAT + 3SQ*BV BS **** *** | Light Emitting Diode | Inseparable Luminaire | Direct Wired | 0-10 VDC Controls | 47 | 2700 | 0.0015 | 92 | 50 | 444 | 1 | Ambient | 50000 |  |  | 50000 | 0.01 | 14 | 19 | 0.05 | 0.02 | 0.02 | 0.01 | 0 | 0 | 0.96 | 0.08 | 0.08 | 0.02 | 0.01 | 0 | 1 | 0.51 | 0.4 | 0.12 | 0.06 | 0.04 | True |  | Non Federally-Regulated | 03/10/2017 |  | 03/10/2017
Juno Lighting, LLC | Aculux | AX3SQ *** 08LM **K 90CRI **D EZ* MVOLT ICAT + 3SQ* *** **** WET | Light Emitting Diode | Inseparable Luminaire | Direct Wired | 0-10 VDC Controls | 47 | 2700 | 0.0015 | 92 | 50 | 444 | 1 | Ambient | 50000 |  |  | 50000 | 0.01 | 14 | 19 | 0.05 | 0.02 | 0.02 | 0.01 | 0 | 0 | 0.96 | 0.08 | 0.08 | 0.02 | 0.01 | 0 | 1 | 0.51 | 0.4 | 0.12 | 0.06 | 0.04 | True |  | Non Federally-Regulated | 03/10/2017 |  | 03/10/2017
Juno Lighting, LLC | Aculux | AX3SQ *** 08LM **K 90CRI **D EZ* MVOLT ICAT + 3SQ* *** **** | Light Emitting Diode | Inseparable Luminaire | Direct Wired | 0-10 VDC Controls | 56 | 2700 | 0.0015 | 92 | 50 | 444 | 1 | Ambient | 50000 |  |  | 50000 | 0.01 | 14 | 19 | 0.05 | 0.02 | 0.02 | 0.01 | 0 | 0 | 0.96 | 0.08 | 0.08 | 0.02 | 0.01 | 0 | 1 | 0.51 | 0.4 | 0.12 | 0.06 | 0.04 | True |  | Non Federally-Regulated | 03/10/2017 |  | 03/10/2017
Juno Lighting, LLC | Aculux | AX3 A* 1*LM **K 90CRI **D EZ* MVOLT ICAT + 3**** *** **** *** | Light Emitting Diode | Inseparable Luminaire | Direct Wired | 0-10 VDC Controls | 46 | 2700 | 0.0015 | 92 | 50 | 444 | 1 | Ambient | 50000 |  |  | 50000 | 0.01 | 14 | 19 | 0.05 | 0.02 | 0.02 | 0.01 | 0 | 0 | 0.96 | 0.08 | 0.08 | 0.02 | 0.01 | 0 | 1 | 0.51 | 0.4 | 0.12 | 0.06 | 0.04 | True |  | Non Federally-Regulated | 03/10/2017 |  | 03/10/2017
Juno Lighting, LLC | Aculux | AX3 A* 08LM **K 90CRI **D EZ* MVOLT ICAT + 3**** *** **** *** | Light Emitting Diode | Inseparable Luminaire | Direct Wired | 0-10 VDC Controls | 50 | 2700 | 0.0015 | 92 | 50 | 444 | 1 | Ambient | 50000 |  |  | 50000 | 0.01 | 14 | 19 | 0.05 | 0.02 | 0.02 | 0.01 | 0 | 0 | 0.96 | 0.08 | 0.08 | 0.02 | 0.01 | 0 | 1 | 0.51 | 0.4 | 0.12 | 0.06 | 0.04 | True |  | Non Federally-Regulated | 03/10/2017 |  | 03/10/2017
Juno Lighting, LLC | Aculux | AX3 A* 20LM **K 90CRI **D EZ* MVOLT ICAT + 3AOVAL BS **** | Light Emitting Diode | Inseparable Luminaire | Direct Wired | 0-10 VDC Controls | 48 | 2700 | 0.0015 | 92 | 50 | 444 | 1 | Ambient | 50000 |  |  | 50000 | 0.01 | 14 | 19 | 0.05 | 0.02 | 0.02 | 0.01 | 0 | 0 | 0.96 | 0.08 | 0.08 | 0.02 | 0.01 | 0 | 1 | 0.51 | 0.4 | 0.12 | 0.06 | 0.04 | True |  | Non Federally-Regulated | 03/10/2017 |  | 03/10/2017
Juno Lighting, LLC | Aculux | AX3 A* 20LM **K 90CRI **D EZ* MVOLT ICAT + 3*BAF * **** | Light Emitting Diode | Inseparable Luminaire | Direct Wired | 0-10 VDC Controls | 49 | 2700 | 0.0015 | 92 | 50 | 444 | 1 | Ambient | 50000 |  |  | 50000 | 0.01 | 14 | 19 | 0.05 | 0.02 | 0.02 | 0.01 | 0 | 0 | 0.96 | 0.08 | 0.08 | 0.02 | 0.01 | 0 | 1 | 0.51 | 0.4 | 0.12 | 0.06 | 0.04 | True |  | Non Federally-Regulated | 03/10/2017 |  | 03/10/2017
Juno Lighting, LLC | Aculux | AX3 A* 20LM **K 90CRI **D EZ* MVOLT ICAT + 3D* *** **** *** | Light Emitting Diode | Inseparable Luminaire | Direct Wired | 0-10 VDC Controls | 56 | 2700 | 0.0015 | 92 | 50 | 444 | 1 | Ambient | 50000 |  |  | 50000 | 0.01 | 14 | 19 | 0.05 | 0.02 | 0.02 | 0.01 | 0 | 0 | 0.96 | 0.08 | 0.08 | 0.02 | 0.01 | 0 | 1 | 0.51 | 0.4 | 0.12 | 0.06 | 0.04 | True |  | Non Federally-Regulated | 03/10/2017 |  | 03/10/2017
Juno Lighting, LLC | Aculux | AX3 A* 20LM **K 90CRI **D EZ* MVOLT ICAT + 3DBAF * **** | Light Emitting Diode | Inseparable Luminaire | Direct Wired | 0-10 VDC Controls | 52 | 2700 | 0.0015 | 92 | 50 | 444 | 1 | Ambient | 50000 |  |  | 50000 | 0.01 | 14 | 19 | 0.05 | 0.02 | 0.02 | 0.01 | 0 | 0 | 0.96 | 0.08 | 0.08 | 0.02 | 0.01 | 0 | 1 | 0.51 | 0.4 | 0.12 | 0.06 | 0.04 | True |  | Non Federally-Regulated | 03/10/2017 |  | 03/10/2017
Juno Lighting, LLC | Aculux | AX3 A* 20LM **K 90CRI **D EZ* MVOLT ICAT + 3AC *** **** | Light Emitting Diode | Inseparable Luminaire | Direct Wired | 0-10 VDC Controls | 59 | 2700 | 0.0015 | 92 | 50 | 444 | 1 | Ambient | 50000 |  |  | 50000 | 0.01 | 14 | 19 | 0.05 | 0.02 | 0.02 | 0.01 | 0 | 0 | 0.96 | 0.08 | 0.08 | 0.02 | 0.01 | 0 | 1 | 0.51 | 0.4 | 0.12 | 0.06 | 0.04 | True |  | Non Federally-Regulated | 03/10/2017 |  | 03/10/2017
Juno Lighting, LLC | Aculux | AX3 LPA 1*LM **K 90CRI **D EZ* MVOLT ICAT + 3**** *** **** *** | Light Emitting Diode | Inseparable Luminaire | Direct Wired | 0-10 VDC Controls | 46 | 2700 | 0.0015 | 92 | 50 | 444 | 1 | Ambient | 50000 |  |  | 50000 | 0.01 | 14 | 19 | 0.05 | 0.02 | 0.02 | 0.01 | 0 | 0 | 0.96 | 0.08 | 0.08 | 0.02 | 0.01 | 0 | 1 | 0.51 | 0.4 | 0.12 | 0.06 | 0.04 | True |  | Non Federally-Regulated | 03/10/2017 |  | 03/10/2017
Juno Lighting, LLC | Aculux | AX3 LPA 08LM **K 90CRI **D EZ* MVOLT ICAT + 3**** *** **** *** | Light Emitting Diode | Inseparable Luminaire | Direct Wired | 0-10 VDC Controls | 50 | 2700 | 0.0015 | 92 | 50 | 444 | 1 | Ambient | 50000 |  |  | 50000 | 0.01 | 14 | 19 | 0.05 | 0.02 | 0.02 | 0.01 | 0 | 0 | 0.96 | 0.08 | 0.08 | 0.02 | 0.01 | 0 | 1 | 0.51 | 0.4 | 0.12 | 0.06 | 0.04 | True |  | Non Federally-Regulated | 03/10/2017 |  | 03/10/2017
Juno Lighting, LLC | Aculux | AX3 LPA 20LM **K 90CRI **D EZ* MVOLT ICAT + 3AOVAL BS **** | Light Emitting Diode | Inseparable Luminaire | Direct Wired | 0-10 VDC Controls | 48 | 2700 | 0.0015 | 92 | 50 | 444 | 1 | Ambient | 50000 |  |  | 50000 | 0.01 | 14 | 19 | 0.05 | 0.02 | 0.02 | 0.01 | 0 | 0 | 0.96 | 0.08 | 0.08 | 0.02 | 0.01 | 0 | 1 | 0.51 | 0.4 | 0.12 | 0.06 | 0.04 | True |  | Non Federally-Regulated | 03/10/2017 |  | 03/10/2017
Juno Lighting, LLC | Aculux | AX3 LPA 20LM **K 90CRI **D EZ* MVOLT ICAT + 3*BAF * **** | Light Emitting Diode | Inseparable Luminaire | Direct Wired | 0-10 VDC Controls | 49 | 2700 | 0.0015 | 92 | 50 | 444 | 1 | Ambient | 50000 |  |  | 50000 | 0.01 | 14 | 19 | 0.05 | 0.02 | 0.02 | 0.01 | 0 | 0 | 0.96 | 0.08 | 0.08 | 0.02 | 0.01 | 0 | 1 | 0.51 | 0.4 | 0.12 | 0.06 | 0.04 | True |  | Non Federally-Regulated | 03/10/2017 |  | 03/10/2017
Juno Lighting, LLC | Aculux | AX3 LPA 20LM **K 90CRI **D EZ* MVOLT ICAT + 3D* *** **** *** | Light Emitting Diode | Inseparable Luminaire | Direct Wired | 0-10 VDC Controls | 56 | 2700 | 0.0015 | 92 | 50 | 444 | 1 | Ambient | 50000 |  |  | 50000 | 0.01 | 14 | 19 | 0.05 | 0.02 | 0.02 | 0.01 | 0 | 0 | 0.96 | 0.08 | 0.08 | 0.02 | 0.01 | 0 | 1 | 0.51 | 0.4 | 0.12 | 0.06 | 0.04 | True |  | Non Federally-Regulated | 03/10/2017 |  | 03/10/2017
Juno Lighting, LLC | Aculux | AX3 LPA 20LM **K 90CRI **D EZ* MVOLT ICAT + 3DBAF * **** | Light Emitting Diode | Inseparable Luminaire | Direct Wired | 0-10 VDC Controls | 52 | 2700 | 0.0015 | 92 | 50 | 444 | 1 | Ambient | 50000 |  |  | 50000 | 0.01 | 14 | 19 | 0.05 | 0.02 | 0.02 | 0.01 | 0 | 0 | 0.96 | 0.08 | 0.08 | 0.02 | 0.01 | 0 | 1 | 0.51 | 0.4 | 0.12 | 0.06 | 0.04 | True |  | Non Federally-Regulated | 03/10/2017 |  | 03/10/2017
Juno Lighting, LLC | Aculux | AX3 LPA 20LM **K 90CRI **D EZ* MVOLT ICAT + 3AC *** **** | Light Emitting Diode | Inseparable Luminaire | Direct Wired | 0-10 VDC Controls | 59 | 2700 | 0.0015 | 92 | 50 | 444 | 1 | Ambient | 50000 |  |  | 50000 | 0.01 | 14 | 19 | 0.05 | 0.02 | 0.02 | 0.01 | 0 | 0 | 0.96 | 0.08 | 0.08 | 0.02 | 0.01 | 0 | 1 | 0.51 | 0.4 | 0.12 | 0.06 | 0.04 | True |  | Non Federally-Regulated | 03/10/2017 |  | 03/10/2017
Juno Lighting, LLC | Aculux | AX3SQ *** 20LM **K 90CRI **D DMXR MVOLT ICAT + 3SQD *** **** WET | Light Emitting Diode | Inseparable Luminaire | Direct Wired | Direct Digital Controls | 47 | 2700 | 0.0012 | 92 | 50 | 442 | 1 | Ambient | 50000 |  |  | 50000 | 0 | 14 | 18 | 0.09 | 0.07 | 0.07 | 0 | 0 | 0 | 1 | 0.16 | 0.15 | 0.03 | 0.01 | 0 | 1 | 0.65 | 0.57 | 0.12 | 0.05 | 0.03 | True |  | Non Federally-Regulated | 03/10/2017 |  | 03/10/2017
Juno Lighting, LLC | Aculux | AX3SQ *** 20LM **K 90CRI **D DMXR MVOLT ICAT + 3SQ* *** **** | Light Emitting Diode | Inseparable Luminaire | Direct Wired | Direct Digital Controls | 48 | 2700 | 0.0012 | 92 | 50 | 442 | 1 | Ambient | 50000 |  |  | 50000 | 0 | 14 | 18 | 0.09 | 0.07 | 0.07 | 0 | 0 | 0 | 1 | 0.16 | 0.15 | 0.03 | 0.01 | 0 | 1 | 0.65 | 0.57 | 0.12 | 0.05 | 0.03 | True |  | Non Federally-Regulated | 03/10/2017 |  | 03/10/2017
Juno Lighting, LLC | Aculux | AX3SQ *** 1*LM **K 90CRI **D DMXR MVOLT ICAT + 3SQD *** **** WET | Light Emitting Diode | Inseparable Luminaire | Direct Wired | Direct Digital Controls | 49 | 2700 | 0.0012 | 92 | 50 | 442 | 1 | Ambient | 50000 |  |  | 50000 | 0 | 14 | 18 | 0.09 | 0.07 | 0.07 | 0 | 0 | 0 | 1 | 0.16 | 0.15 | 0.03 | 0.01 | 0 | 1 | 0.65 | 0.57 | 0.12 | 0.05 | 0.03 | True |  | Non Federally-Regulated | 03/10/2017 |  | 03/10/2017
Juno Lighting, LLC | Aculux | AX3SQ *** 1*LM **K 90CRI **D DMXR MVOLT ICAT + 3SQ* *** **** | Light Emitting Diode | Inseparable Luminaire | Direct Wired | Direct Digital Controls | 51 | 2700 | 0.0012 | 92 | 50 | 442 | 1 | Ambient | 50000 |  |  | 50000 | 0 | 14 | 18 | 0.09 | 0.07 | 0.07 | 0 | 0 | 0 | 1 | 0.16 | 0.15 | 0.03 | 0.01 | 0 | 1 | 0.65 | 0.57 | 0.12 | 0.05 | 0.03 | True |  | Non Federally-Regulated | 03/10/2017 |  | 03/10/2017
Juno Lighting, LLC | Aculux | AX3SQ *** 12LM **K 90CRI **D DMXR MVOLT ICAT + 3SQ*BV BS **** *** | Light Emitting Diode | Inseparable Luminaire | Direct Wired | Direct Digital Controls | 47 | 2700 | 0.0012 | 92 | 50 | 442 | 1 | Ambient | 50000 |  |  | 50000 | 0 | 14 | 18 | 0.09 | 0.07 | 0.07 | 0 | 0 | 0 | 1 | 0.16 | 0.15 | 0.03 | 0.01 | 0 | 1 | 0.65 | 0.57 | 0.12 | 0.05 | 0.03 | True |  | Non Federally-Regulated | 03/10/2017 |  | 03/10/2017
Juno Lighting, LLC | Aculux | AX3SQ *** 12LM **K 90CRI **D DMXR MVOLT ICAT + 3SQA *** **** WET | Light Emitting Diode | Inseparable Luminaire | Direct Wired | Direct Digital Controls | 47 | 2700 | 0.0012 | 92 | 50 | 442 | 1 | Ambient | 50000 |  |  | 50000 | 0 | 14 | 18 | 0.09 | 0.07 | 0.07 | 0 | 0 | 0 | 1 | 0.16 | 0.15 | 0.03 | 0.01 | 0 | 1 | 0.65 | 0.57 | 0.12 | 0.05 | 0.03 | True |  | Non Federally-Regulated | 03/10/2017 |  | 03/10/2017
Juno Lighting, LLC | Aculux | AX3SQ *** 08LM **K 90CRI **D DMXR MVOLT ICAT + 3SQ*BV BS **** *** | Light Emitting Diode | Inseparable Luminaire | Direct Wired | Direct Digital Controls | 47 | 2700 | 0.0012 | 92 | 50 | 442 | 1 | Ambient | 50000 |  |  | 50000 | 0 | 14 | 18 | 0.09 | 0.07 | 0.07 | 0 | 0 | 0 | 1 | 0.16 | 0.15 | 0.03 | 0.01 | 0 | 1 | 0.65 | 0.57 | 0.12 | 0.05 | 0.03 | True |  | Non Federally-Regulated | 03/10/2017 |  | 03/10/2017
Juno Lighting, LLC | Aculux | AX3SQ *** 08LM **K 90CRI **D DMXR MVOLT ICAT + 3SQ* *** **** WET | Light Emitting Diode | Inseparable Luminaire | Direct Wired | Direct Digital Controls | 47 | 2700 | 0.0012 | 92 | 50 | 442 | 1 | Ambient | 50000 |  |  | 50000 | 0 | 14 | 18 | 0.09 | 0.07 | 0.07 | 0 | 0 | 0 | 1 | 0.16 | 0.15 | 0.03 | 0.01 | 0 | 1 | 0.65 | 0.57 | 0.12 | 0.05 | 0.03 | True |  | Non Federally-Regulated | 03/10/2017 |  | 03/10/2017
Juno Lighting, LLC | Aculux | AX3SQ *** 08LM **K 90CRI **D DMXR MVOLT ICAT + 3SQ* *** **** | Light Emitting Diode | Inseparable Luminaire | Direct Wired | Direct Digital Controls | 56 | 2700 | 0.0012 | 92 | 50 | 442 | 1 | Ambient | 50000 |  |  | 50000 | 0 | 14 | 18 | 0.09 | 0.07 | 0.07 | 0 | 0 | 0 | 1 | 0.16 | 0.15 | 0.03 | 0.01 | 0 | 1 | 0.65 | 0.57 | 0.12 | 0.05 | 0.03 | True |  | Non Federally-Regulated | 03/10/2017 |  | 03/10/2017
Juno Lighting, LLC | Aculux | AX3 A* 1*LM **K 90CRI **D DMXR MVOLT ICAT + 3**** *** **** *** | Light Emitting Diode | Inseparable Luminaire | Direct Wired | Direct Digital Controls | 46 | 2700 | 0.0012 | 92 | 50 | 442 | 1 | Ambient | 50000 |  |  | 50000 | 0 | 14 | 18 | 0.09 | 0.07 | 0.07 | 0 | 0 | 0 | 1 | 0.16 | 0.15 | 0.03 | 0.01 | 0 | 1 | 0.65 | 0.57 | 0.12 | 0.05 | 0.03 | True |  | Non Federally-Regulated | 03/10/2017 |  | 03/10/2017
Juno Lighting, LLC | Aculux | AX3 A* 08LM **K 90CRI **D DMXR MVOLT ICAT + 3**** *** **** *** | Light Emitting Diode | Inseparable Luminaire | Direct Wired | Direct Digital Controls | 50 | 2700 | 0.0012 | 92 | 50 | 442 | 1 | Ambient | 50000 |  |  | 50000 | 0 | 14 | 18 | 0.09 | 0.07 | 0.07 | 0 | 0 | 0 | 1 | 0.16 | 0.15 | 0.03 | 0.01 | 0 | 1 | 0.65 | 0.57 | 0.12 | 0.05 | 0.03 | True |  | Non Federally-Regulated | 03/10/2017 |  | 03/10/2017
Juno Lighting, LLC | Aculux | AX3 A* 20LM **K 90CRI **D DMXR MVOLT ICAT + 3AOVAL BS **** | Light Emitting Diode | Inseparable Luminaire | Direct Wired | Direct Digital Controls | 48 | 2700 | 0.0012 | 92 | 50 | 442 | 1 | Ambient | 50000 |  |  | 50000 | 0 | 14 | 18 | 0.09 | 0.07 | 0.07 | 0 | 0 | 0 | 1 | 0.16 | 0.15 | 0.03 | 0.01 | 0 | 1 | 0.65 | 0.57 | 0.12 | 0.05 | 0.03 | True |  | Non Federally-Regulated | 03/10/2017 |  | 03/10/2017
Juno Lighting, LLC | Aculux | AX3 A* 20LM **K 90CRI **D DMXR MVOLT ICAT + 3AC *** **** *** | Light Emitting Diode | Inseparable Luminaire | Direct Wired | Direct Digital Controls | 49 | 2700 | 0.0012 | 92 | 50 | 442 | 1 | Ambient | 50000 |  |  | 50000 | 0 | 14 | 18 | 0.09 | 0.07 | 0.07 | 0 | 0 | 0 | 1 | 0.16 | 0.15 | 0.03 | 0.01 | 0 | 1 | 0.65 | 0.57 | 0.12 | 0.05 | 0.03 | True |  | Non Federally-Regulated | 03/10/2017 |  | 03/10/2017
Juno Lighting, LLC | Aculux | AX3 A* 20LM **K 90CRI **D DMXR MVOLT ICAT + 3*BAF * **** | Light Emitting Diode | Inseparable Luminaire | Direct Wired | Direct Digital Controls | 54 | 2700 | 0.0012 | 92 | 50 | 442 | 1 | Ambient | 50000 |  |  | 50000 | 0 | 14 | 18 | 0.09 | 0.07 | 0.07 | 0 | 0 | 0 | 1 | 0.16 | 0.15 | 0.03 | 0.01 | 0 | 1 | 0.65 | 0.57 | 0.12 | 0.05 | 0.03 | True |  | Non Federally-Regulated | 03/10/2017 |  | 03/10/2017
Juno Lighting, LLC | Aculux | AX3 A* 20LM **K 90CRI **D DMXR MVOLT ICAT + 3D* *** **** *** | Light Emitting Diode | Inseparable Luminaire | Direct Wired | Direct Digital Controls | 52 | 2700 | 0.0012 | 92 | 50 | 442 | 1 | Ambient | 50000 |  |  | 50000 | 0 | 14 | 18 | 0.09 | 0.07 | 0.07 | 0 | 0 | 0 | 1 | 0.16 | 0.15 | 0.03 | 0.01 | 0 | 1 | 0.65 | 0.57 | 0.12 | 0.05 | 0.03 | True |  | Non Federally-Regulated | 03/10/2017 |  | 03/10/2017
Juno Lighting, LLC | Aculux | AX3 A* 20LM **K 90CRI **D DMXR MVOLT ICAT + 3ASLOT *** **** | Light Emitting Diode | Inseparable Luminaire | Direct Wired | Direct Digital Controls | 53 | 2700 | 0.0012 | 92 | 50 | 442 | 1 | Ambient | 50000 |  |  | 50000 | 0 | 14 | 18 | 0.09 | 0.07 | 0.07 | 0 | 0 | 0 | 1 | 0.16 | 0.15 | 0.03 | 0.01 | 0 | 1 | 0.65 | 0.57 | 0.12 | 0.05 | 0.03 | True |  | Non Federally-Regulated | 03/10/2017 |  | 03/10/2017
Juno Lighting, LLC | Aculux | AX3 LPA 1*LM **K 90CRI **D DMXR MVOLT ICAT + 3**** *** **** *** | Light Emitting Diode | Inseparable Luminaire | Direct Wired | Direct Digital Controls | 46 | 2700 | 0.0012 | 92 | 50 | 442 | 1 | Ambient | 50000 |  |  | 50000 | 0 | 14 | 18 | 0.09 | 0.07 | 0.07 | 0 | 0 | 0 | 1 | 0.16 | 0.15 | 0.03 | 0.01 | 0 | 1 | 0.65 | 0.57 | 0.12 | 0.05 | 0.03 | True |  | Non Federally-Regulated | 03/10/2017 |  | 03/10/2017
Juno Lighting, LLC | Aculux | AX3 LPA 08LM **K 90CRI **D DMXR MVOLT ICAT + 3**** *** **** *** | Light Emitting Diode | Inseparable Luminaire | Direct Wired | Direct Digital Controls | 50 | 2700 | 0.0012 | 92 | 50 | 442 | 1 | Ambient | 50000 |  |  | 50000 | 0 | 14 | 18 | 0.09 | 0.07 | 0.07 | 0 | 0 | 0 | 1 | 0.16 | 0.15 | 0.03 | 0.01 | 0 | 1 | 0.65 | 0.57 | 0.12 | 0.05 | 0.03 | True |  | Non Federally-Regulated | 03/10/2017 |  | 03/10/2017
Juno Lighting, LLC | Aculux | AX3 LPA 20LM **K 90CRI **D DMXR MVOLT ICAT + 3AOVAL BS **** | Light Emitting Diode | Inseparable Luminaire | Direct Wired | Direct Digital Controls | 48 | 2700 | 0.0012 | 92 | 50 | 442 | 1 | Ambient | 50000 |  |  | 50000 | 0 | 14 | 18 | 0.09 | 0.07 | 0.07 | 0 | 0 | 0 | 1 | 0.16 | 0.15 | 0.03 | 0.01 | 0 | 1 | 0.65 | 0.57 | 0.12 | 0.05 | 0.03 | True |  | Non Federally-Regulated | 03/10/2017 |  | 03/10/2017
Juno Lighting, LLC | Aculux | AX3 LPA 20LM **K 90CRI **D DMXR MVOLT ICAT + 3AC *** **** *** | Light Emitting Diode | Inseparable Luminaire | Direct Wired | Direct Digital Controls | 49 | 2700 | 0.0012 | 92 | 50 | 442 | 1 | Ambient | 50000 |  |  | 50000 | 0 | 14 | 18 | 0.09 | 0.07 | 0.07 | 0 | 0 | 0 | 1 | 0.16 | 0.15 | 0.03 | 0.01 | 0 | 1 | 0.65 | 0.57 | 0.12 | 0.05 | 0.03 | True |  | Non Federally-Regulated | 03/10/2017 |  | 03/10/2017
Juno Lighting, LLC | Aculux | AX3 LPA 20LM **K 90CRI **D DMXR MVOLT ICAT + 3*BAF * **** | Light Emitting Diode | Inseparable Luminaire | Direct Wired | Direct Digital Controls | 54 | 2700 | 0.0012 | 92 | 50 | 442 | 1 | Ambient | 50000 |  |  | 50000 | 0 | 14 | 18 | 0.09 | 0.07 | 0.07 | 0 | 0 | 0 | 1 | 0.16 | 0.15 | 0.03 | 0.01 | 0 | 1 | 0.65 | 0.57 | 0.12 | 0.05 | 0.03 | True |  | Non Federally-Regulated | 03/10/2017 |  | 03/10/2017
Juno Lighting, LLC | Aculux | AX3 LPA 20LM **K 90CRI **D DMXR MVOLT ICAT + 3D* *** **** *** | Light Emitting Diode | Inseparable Luminaire | Direct Wired | Direct Digital Controls | 52 | 2700 | 0.0012 | 92 | 50 | 442 | 1 | Ambient | 50000 |  |  | 50000 | 0 | 14 | 18 | 0.09 | 0.07 | 0.07 | 0 | 0 | 0 | 1 | 0.16 | 0.15 | 0.03 | 0.01 | 0 | 1 | 0.65 | 0.57 | 0.12 | 0.05 | 0.03 | True |  | Non Federally-Regulated | 03/10/2017 |  | 03/10/2017
Juno Lighting, LLC | Aculux | AX3 LPA 20LM **K 90CRI **D DMXR MVOLT ICAT + 3ASLOT *** **** | Light Emitting Diode | Inseparable Luminaire | Direct Wired | Direct Digital Controls | 53 | 2700 | 0.0012 | 92 | 50 | 442 | 1 | Ambient | 50000 |  |  | 50000 | 0 | 14 | 18 | 0.09 | 0.07 | 0.07 | 0 | 0 | 0 | 1 | 0.16 | 0.15 | 0.03 | 0.01 | 0 | 1 | 0.65 | 0.57 | 0.12 | 0.05 | 0.03 | True |  | Non Federally-Regulated | 03/10/2017 |  | 03/10/2017
Juno Lighting, LLC | Aculux | AX3SQ *** 20LM **K 90CRI **D DALI MVOLT ICAT + 3SQD *** **** WET | Light Emitting Diode | Inseparable Luminaire | Direct Wired | Direct Digital Controls | 47 | 2700 | 0.0012 | 92 | 50 | 416 | 1 | Ambient | 50000 |  |  | 50000 | 0 | 14 | 18 | 0.09 | 0.07 | 0.04 | 0.01 | 0 | 0 | 1 | 0.12 | 0.06 | 0.02 | 1 | 0 | 1 | 0.27 | 0.17 | 0.12 | 0.03 | 0.02 | True |  | Non Federally-Regulated | 03/10/2017 |  | 03/10/2017
Juno Lighting, LLC | Aculux | AX3SQ *** 20LM **K 90CRI **D DALI MVOLT ICAT + 3SQ* *** **** | Light Emitting Diode | Inseparable Luminaire | Direct Wired | Direct Digital Controls | 48 | 2700 | 0.0012 | 92 | 50 | 416 | 1 | Ambient | 50000 |  |  | 50000 | 0 | 14 | 18 | 0.09 | 0.07 | 0.04 | 0.01 | 0 | 0 | 1 | 0.12 | 0.06 | 0.02 | 1 | 0 | 1 | 0.27 | 0.17 | 0.12 | 0.03 | 0.02 | True |  | Non Federally-Regulated | 03/10/2017 |  | 03/10/2017
Juno Lighting, LLC | Aculux | AX3SQ *** 1*LM **K 90CRI **D DALI MVOLT ICAT + 3SQD *** **** WET | Light Emitting Diode | Inseparable Luminaire | Direct Wired | Direct Digital Controls | 49 | 2700 | 0.0012 | 92 | 50 | 416 | 1 | Ambient | 50000 |  |  | 50000 | 0 | 14 | 18 | 0.09 | 0.07 | 0.04 | 0.01 | 0 | 0 | 1 | 0.12 | 0.06 | 0.02 | 1 | 0 | 1 | 0.27 | 0.17 | 0.12 | 0.03 | 0.02 | True |  | Non Federally-Regulated | 03/10/2017 |  | 03/10/2017
Juno Lighting, LLC | Aculux | AX3SQ *** 1*LM **K 90CRI **D DALI MVOLT ICAT + 3SQ* *** **** | Light Emitting Diode | Inseparable Luminaire | Direct Wired | Direct Digital Controls | 51 | 2700 | 0.0012 | 92 | 50 | 416 | 1 | Ambient | 50000 |  |  | 50000 | 0 | 14 | 18 | 0.09 | 0.07 | 0.04 | 0.01 | 0 | 0 | 1 | 0.12 | 0.06 | 0.02 | 1 | 0 | 1 | 0.27 | 0.17 | 0.12 | 0.03 | 0.02 | True |  | Non Federally-Regulated | 03/10/2017 |  | 03/10/2017
Juno Lighting, LLC | Aculux | AX3SQ *** 12LM **K 90CRI **D DALI MVOLT ICAT + 3SQ*BV BS **** *** | Light Emitting Diode | Inseparable Luminaire | Direct Wired | Direct Digital Controls | 47 | 2700 | 0.0012 | 92 | 50 | 416 | 1 | Ambient | 50000 |  |  | 50000 | 0 | 14 | 18 | 0.09 | 0.07 | 0.04 | 0.01 | 0 | 0 | 1 | 0.12 | 0.06 | 0.02 | 1 | 0 | 1 | 0.27 | 0.17 | 0.12 | 0.03 | 0.02 | True |  | Non Federally-Regulated | 03/10/2017 |  | 03/10/2017
Juno Lighting, LLC | Aculux | AX3SQ *** 12LM **K 90CRI **D DALI MVOLT ICAT + 3SQA *** **** WET | Light Emitting Diode | Inseparable Luminaire | Direct Wired | Direct Digital Controls | 47 | 2700 | 0.0012 | 92 | 50 | 416 | 1 | Ambient | 50000 |  |  | 50000 | 0 | 14 | 18 | 0.09 | 0.07 | 0.04 | 0.01 | 0 | 0 | 1 | 0.12 | 0.06 | 0.02 | 1 | 0 | 1 | 0.27 | 0.17 | 0.12 | 0.03 | 0.02 | True |  | Non Federally-Regulated | 03/10/2017 |  | 03/10/2017
Juno Lighting, LLC | Aculux | AX3SQ *** 08LM **K 90CRI **D DALI MVOLT ICAT + 3SQ*BV BS **** *** | Light Emitting Diode | Inseparable Luminaire | Direct Wired | Direct Digital Controls | 47 | 2700 | 0.0012 | 92 | 50 | 416 | 1 | Ambient | 50000 |  |  | 50000 | 0 | 14 | 18 | 0.09 | 0.07 | 0.04 | 0.01 | 0 | 0 | 1 | 0.12 | 0.06 | 0.02 | 1 | 0 | 1 | 0.27 | 0.17 | 0.12 | 0.03 | 0.02 | True |  | Non Federally-Regulated | 03/10/2017 |  | 03/10/2017
Juno Lighting, LLC | Aculux | AX3SQ *** 08LM **K 90CRI **D DALI MVOLT ICAT + 3SQ* *** **** WET | Light Emitting Diode | Inseparable Luminaire | Direct Wired | Direct Digital Controls | 47 | 2700 | 0.0012 | 92 | 50 | 416 | 1 | Ambient | 50000 |  |  | 50000 | 0 | 14 | 18 | 0.09 | 0.07 | 0.04 | 0.01 | 0 | 0 | 1 | 0.12 | 0.06 | 0.02 | 1 | 0 | 1 | 0.27 | 0.17 | 0.12 | 0.03 | 0.02 | True |  | Non Federally-Regulated | 03/10/2017 |  | 03/10/2017
Juno Lighting, LLC | Aculux | AX3SQ *** 08LM **K 90CRI **D DALI MVOLT ICAT + 3SQ* *** **** | Light Emitting Diode | Inseparable Luminaire | Direct Wired | Direct Digital Controls | 56 | 2700 | 0.0012 | 92 | 50 | 416 | 1 | Ambient | 50000 |  |  | 50000 | 0 | 14 | 18 | 0.09 | 0.07 | 0.04 | 0.01 | 0 | 0 | 1 | 0.12 | 0.06 | 0.02 | 1 | 0 | 1 | 0.27 | 0.17 | 0.12 | 0.03 | 0.02 | True |  | Non Federally-Regulated | 03/10/2017 |  | 03/10/2017
Juno Lighting, LLC | Aculux | AX3 A* 1*LM **K 90CRI **D DALI MVOLT ICAT + 3**** *** **** *** | Light Emitting Diode | Inseparable Luminaire | Direct Wired | Direct Digital Controls | 46 | 2700 | 0.0012 | 92 | 50 | 416 | 1 | Ambient | 50000 |  |  | 50000 | 0 | 14 | 18 | 0.09 | 0.07 | 0.04 | 0.01 | 0 | 0 | 1 | 0.12 | 0.06 | 0.02 | 1 | 0 | 1 | 0.27 | 0.17 | 0.12 | 0.03 | 0.02 | True |  | Non Federally-Regulated | 03/10/2017 |  | 03/10/2017
Juno Lighting, LLC | Aculux | AX3 A* 08LM **K 90CRI **D DALI MVOLT ICAT + 3**** *** **** *** | Light Emitting Diode | Inseparable Luminaire | Direct Wired | Direct Digital Controls | 50 | 2700 | 0.0012 | 92 | 50 | 416 | 1 | Ambient | 50000 |  |  | 50000 | 0 | 14 | 18 | 0.09 | 0.07 | 0.04 | 0.01 | 0 | 0 | 1 | 0.12 | 0.06 | 0.02 | 1 | 0 | 1 | 0.27 | 0.17 | 0.12 | 0.03 | 0.02 | True |  | Non Federally-Regulated | 03/10/2017 |  | 03/10/2017
Juno Lighting, LLC | Aculux | AX3 A* 20LM **K 90CRI **D DALI MVOLT ICAT + 3AOVAL BS **** | Light Emitting Diode | Inseparable Luminaire | Direct Wired | Direct Digital Controls | 48 | 2700 | 0.0012 | 92 | 50 | 416 | 1 | Ambient | 50000 |  |  | 50000 | 0 | 14 | 18 | 0.09 | 0.07 | 0.04 | 0.01 | 0 | 0 | 1 | 0.12 | 0.06 | 0.02 | 1 | 0 | 1 | 0.27 | 0.17 | 0.12 | 0.03 | 0.02 | True |  | Non Federally-Regulated | 03/10/2017 |  | 03/10/2017
Juno Lighting, LLC | Aculux | AX3 A* 20LM **K 90CRI **D DALI MVOLT ICAT + 3AC *** **** *** | Light Emitting Diode | Inseparable Luminaire | Direct Wired | Direct Digital Controls | 49 | 2700 | 0.0012 | 92 | 50 | 416 | 1 | Ambient | 50000 |  |  | 50000 | 0 | 14 | 18 | 0.09 | 0.07 | 0.04 | 0.01 | 0 | 0 | 1 | 0.12 | 0.06 | 0.02 | 1 | 0 | 1 | 0.27 | 0.17 | 0.12 | 0.03 | 0.02 | True |  | Non Federally-Regulated | 03/10/2017 |  | 03/10/2017
Juno Lighting, LLC | Aculux | AX3 A* 20LM **K 90CRI **D DALI MVOLT ICAT + 3*BAF * **** | Light Emitting Diode | Inseparable Luminaire | Direct Wired | Direct Digital Controls | 54 | 2700 | 0.0012 | 92 | 50 | 416 | 1 | Ambient | 50000 |  |  | 50000 | 0 | 14 | 18 | 0.09 | 0.07 | 0.04 | 0.01 | 0 | 0 | 1 | 0.12 | 0.06 | 0.02 | 1 | 0 | 1 | 0.27 | 0.17 | 0.12 | 0.03 | 0.02 | True |  | Non Federally-Regulated | 03/10/2017 |  | 03/10/2017
Juno Lighting, LLC | Aculux | AX3 A* 20LM **K 90CRI **D DALI MVOLT ICAT + 3D* *** **** *** | Light Emitting Diode | Inseparable Luminaire | Direct Wired | Direct Digital Controls | 52 | 2700 | 0.0012 | 92 | 50 | 416 | 1 | Ambient | 50000 |  |  | 50000 | 0 | 14 | 18 | 0.09 | 0.07 | 0.04 | 0.01 | 0 | 0 | 1 | 0.12 | 0.06 | 0.02 | 1 | 0 | 1 | 0.27 | 0.17 | 0.12 | 0.03 | 0.02 | True |  | Non Federally-Regulated | 03/10/2017 |  | 03/10/2017
Juno Lighting, LLC | Aculux | AX3 A* 20LM **K 90CRI **D DALI MVOLT ICAT + 3ASLOT *** **** | Light Emitting Diode | Inseparable Luminaire | Direct Wired | Direct Digital Controls | 53 | 2700 | 0.0012 | 92 | 50 | 416 | 1 | Ambient | 50000 |  |  | 50000 | 0 | 14 | 18 | 0.09 | 0.07 | 0.04 | 0.01 | 0 | 0 | 1 | 0.12 | 0.06 | 0.02 | 1 | 0 | 1 | 0.27 | 0.17 | 0.12 | 0.03 | 0.02 | True |  | Non Federally-Regulated | 03/10/2017 |  | 03/10/2017
Juno Lighting, LLC | Aculux | AX3 LPA 1*LM **K 90CRI **D DALI MVOLT ICAT + 3**** *** **** *** | Light Emitting Diode | Inseparable Luminaire | Direct Wired | Direct Digital Controls | 46 | 2700 | 0.0012 | 92 | 50 | 416 | 1 | Ambient | 50000 |  |  | 50000 | 0 | 14 | 18 | 0.09 | 0.07 | 0.04 | 0.01 | 0 | 0 | 1 | 0.12 | 0.06 | 0.02 | 1 | 0 | 1 | 0.27 | 0.17 | 0.12 | 0.03 | 0.02 | True |  | Non Federally-Regulated | 03/10/2017 |  | 03/10/2017
Juno Lighting, LLC | Aculux | AX3 LPA 08LM **K 90CRI **D DALI MVOLT ICAT + 3**** *** **** *** | Light Emitting Diode | Inseparable Luminaire | Direct Wired | Direct Digital Controls | 50 | 2700 | 0.0012 | 92 | 50 | 416 | 1 | Ambient | 50000 |  |  | 50000 | 0 | 14 | 18 | 0.09 | 0.07 | 0.04 | 0.01 | 0 | 0 | 1 | 0.12 | 0.06 | 0.02 | 1 | 0 | 1 | 0.27 | 0.17 | 0.12 | 0.03 | 0.02 | True |  | Non Federally-Regulated | 03/10/2017 |  | 03/10/2017
Juno Lighting, LLC | Aculux | AX3 LPA 20LM **K 90CRI **D DALI MVOLT ICAT + 3AOVAL BS **** | Light Emitting Diode | Inseparable Luminaire | Direct Wired | Direct Digital Controls | 48 | 2700 | 0.0012 | 92 | 50 | 416 | 1 | Ambient | 50000 |  |  | 50000 | 0 | 14 | 18 | 0.09 | 0.07 | 0.04 | 0.01 | 0 | 0 | 1 | 0.12 | 0.06 | 0.02 | 1 | 0 | 1 | 0.27 | 0.17 | 0.12 | 0.03 | 0.02 | True |  | Non Federally-Regulated | 03/10/2017 |  | 03/10/2017
Juno Lighting, LLC | Aculux | AX3 LPA 20LM **K 90CRI **D DALI MVOLT ICAT + 3AC *** **** *** | Light Emitting Diode | Inseparable Luminaire | Direct Wired | Direct Digital Controls | 49 | 2700 | 0.0012 | 92 | 50 | 416 | 1 | Ambient | 50000 |  |  | 50000 | 0 | 14 | 18 | 0.09 | 0.07 | 0.04 | 0.01 | 0 | 0 | 1 | 0.12 | 0.06 | 0.02 | 1 | 0 | 1 | 0.27 | 0.17 | 0.12 | 0.03 | 0.02 | True |  | Non Federally-Regulated | 03/10/2017 |  | 03/10/2017
Juno Lighting, LLC | Aculux | AX3 LPA 20LM **K 90CRI **D DALI MVOLT ICAT + 3*BAF * **** | Light Emitting Diode | Inseparable Luminaire | Direct Wired | Direct Digital Controls | 54 | 2700 | 0.0012 | 92 | 50 | 416 | 1 | Ambient | 50000 |  |  | 50000 | 0 | 14 | 18 | 0.09 | 0.07 | 0.04 | 0.01 | 0 | 0 | 1 | 0.12 | 0.06 | 0.02 | 1 | 0 | 1 | 0.27 | 0.17 | 0.12 | 0.03 | 0.02 | True |  | Non Federally-Regulated | 03/10/2017 |  | 03/10/2017
Juno Lighting, LLC | Aculux | AX3 LPA 20LM **K 90CRI **D DALI MVOLT ICAT + 3D* *** **** *** | Light Emitting Diode | Inseparable Luminaire | Direct Wired | Direct Digital Controls | 52 | 2700 | 0.0012 | 92 | 50 | 416 | 1 | Ambient | 50000 |  |  | 50000 | 0 | 14 | 18 | 0.09 | 0.07 | 0.04 | 0.01 | 0 | 0 | 1 | 0.12 | 0.06 | 0.02 | 1 | 0 | 1 | 0.27 | 0.17 | 0.12 | 0.03 | 0.02 | True |  | Non Federally-Regulated | 03/10/2017 |  | 03/10/2017
Juno Lighting, LLC | Aculux | AX3 LPA 20LM **K 90CRI **D DALI MVOLT ICAT + 3ASLOT *** **** | Light Emitting Diode | Inseparable Luminaire | Direct Wired | Direct Digital Controls | 53 | 2700 | 0.0012 | 92 | 50 | 416 | 1 | Ambient | 50000 |  |  | 50000 | 0 | 14 | 18 | 0.09 | 0.07 | 0.04 | 0.01 | 0 | 0 | 1 | 0.12 | 0.06 | 0.02 | 1 | 0 | 1 | 0.27 | 0.17 | 0.12 | 0.03 | 0.02 | True |  | Non Federally-Regulated | 03/10/2017 |  | 03/10/2017
Juno Lighting, LLC | Aculux | AX4 A 12LM **K 90CRI **D FPC 120 ICAT | Light Emitting Diode | Inseparable Luminaire | Direct Wired | Forward Phase Cut Controls | 59 | 2700 | 0.0031 | 92 | 53 | 248 | 1 | Ambient | 50000 |  |  | 50000 | 0.02 | 14 | 21 | 0.05 | 0 | 0 | 0 | 0 | 0 | 0.18 | 0.01 | 0.01 | 0.01 | 0.01 | 0 | 0.41 | 0.03 | 0.02 | 0.02 | 0.01 | 0.01 | True |  | Non Federally-Regulated | 03/10/2017 |  | 03/10/2017
Juno Lighting, LLC | Aculux | AX4 A 17LM **K 90CRI **D FPC 120 ICAT | Light Emitting Diode | Inseparable Luminaire | Direct Wired | Forward Phase Cut Controls | 56 | 2700 | 0.0031 | 92 | 53 | 248 | 1 | Ambient | 50000 |  |  | 50000 | 0.02 | 14 | 21 | 0.05 | 0 | 0 | 0 | 0 | 0 | 0.18 | 0.01 | 0.01 | 0.01 | 0.01 | 0 | 0.41 | 0.03 | 0.02 | 0.02 | 0.01 | 0.01 | True |  | Non Federally-Regulated | 03/10/2017 |  | 03/10/2017
Juno Lighting, LLC | Aculux | AX4 A 22LM **K 90CRI **D FPC 120 ICAT | Light Emitting Diode | Inseparable Luminaire | Direct Wired | Forward Phase Cut Controls | 52 | 2700 | 0.0031 | 92 | 53 | 248 | 1 | Ambient | 50000 |  |  | 50000 | 0.02 | 14 | 21 | 0.05 | 0 | 0 | 0 | 0 | 0 | 0.18 | 0.01 | 0.01 | 0.01 | 0.01 | 0 | 0.41 | 0.03 | 0.02 | 0.02 | 0.01 | 0.01 | True |  | Non Federally-Regulated | 03/10/2017 |  | 03/10/2017
Juno Lighting, LLC | Aculux | AX4 A 27LM **K 90CRI **D FPC 120 ICAT | Light Emitting Diode | Inseparable Luminaire | Direct Wired | Forward Phase Cut Controls | 46 | 2700 | 0.0031 | 92 | 53 | 248 | 1 | Ambient | 50000 |  |  | 50000 | 0.02 | 14 | 21 | 0.05 | 0 | 0 | 0 | 0 | 0 | 0.18 | 0.01 | 0.01 | 0.01 | 0.01 | 0 | 0.41 | 0.03 | 0.02 | 0.02 | 0.01 | 0.01 | True |  | Non Federally-Regulated | 03/10/2017 |  | 03/10/2017
Juno Lighting, LLC | Aculux | AX4SQ A 12LM **K 90CRI **D FPC 120 ICAT | Light Emitting Diode | Inseparable Luminaire | Direct Wired | Forward Phase Cut Controls | 57 | 2700 | 0.0031 | 92 | 53 | 248 | 1 | Ambient | 50000 |  |  | 50000 | 0.02 | 14 | 21 | 0.05 | 0 | 0 | 0 | 0 | 0 | 0.18 | 0.01 | 0.01 | 0.01 | 0.01 | 0 | 0.41 | 0.03 | 0.02 | 0.02 | 0.01 | 0.01 | True |  | Non Federally-Regulated | 03/10/2017 |  | 03/10/2017
Juno Lighting, LLC | Aculux | AX4SQ A 17LM **K 90CRI **D FPC 120 ICAT | Light Emitting Diode | Inseparable Luminaire | Direct Wired | Forward Phase Cut Controls | 55 | 2700 | 0.0031 | 92 | 53 | 248 | 1 | Ambient | 50000 |  |  | 50000 | 0.02 | 14 | 21 | 0.05 | 0 | 0 | 0 | 0 | 0 | 0.18 | 0.01 | 0.01 | 0.01 | 0.01 | 0 | 0.41 | 0.03 | 0.02 | 0.02 | 0.01 | 0.01 | True |  | Non Federally-Regulated | 03/10/2017 |  | 03/10/2017
Juno Lighting, LLC | Aculux | AX4SQ A 22LM **K 90CRI **D FPC 120 ICAT | Light Emitting Diode | Inseparable Luminaire | Direct Wired | Forward Phase Cut Controls | 50 | 2700 | 0.0031 | 92 | 53 | 248 | 1 | Ambient | 50000 |  |  | 50000 | 0.02 | 14 | 21 | 0.05 | 0 | 0 | 0 | 0 | 0 | 0.18 | 0.01 | 0.01 | 0.01 | 0.01 | 0 | 0.41 | 0.03 | 0.02 | 0.02 | 0.01 | 0.01 | True |  | Non Federally-Regulated | 03/10/2017 |  | 03/10/2017
Juno Lighting, LLC | Aculux | AX4SQ A 27LM **K 90CRI **D FPC 120 ICAT | Light Emitting Diode | Inseparable Luminaire | Direct Wired | Forward Phase Cut Controls | 45 | 2700 | 0.0031 | 92 | 53 | 248 | 1 | Ambient | 50000 |  |  | 50000 | 0.02 | 14 | 21 | 0.05 | 0 | 0 | 0 | 0 | 0 | 0.18 | 0.01 | 0.01 | 0.01 | 0.01 | 0 | 0.41 | 0.03 | 0.02 | 0.02 | 0.01 | 0.01 | True |  | Non Federally-Regulated | 03/10/2017 |  | 03/10/2017
Juno Lighting, LLC | Aculux | AX4 A 12LM **K 90CRI **D EZ* MVOLT ICAT | Light Emitting Diode | Inseparable Luminaire | Direct Wired | 0-10 VDC Controls | 59 | 2700 | 0.0031 | 92 | 53 | 444 | 1 | Ambient | 50000 |  |  | 50000 | 0.01 | 14 | 19 | 0.04 | 0.03 | 0.02 | 0.01 | 0 | 0 | 0.96 | 0.16 | 0.08 | 0.03 | 0.02 | 0.01 | 1 | 0.5 | 0.47 | 0.12 | 0.06 | 0.04 | True |  | Non Federally-Regulated | 03/10/2017 |  | 03/10/2017
Juno Lighting, LLC | Aculux | AX4 A 17LM **K 90CRI **D EZ* MVOLT ICAT | Light Emitting Diode | Inseparable Luminaire | Direct Wired | 0-10 VDC Controls | 56 | 2700 | 0.0031 | 92 | 53 | 444 | 1 | Ambient | 50000 |  |  | 50000 | 0.01 | 14 | 19 | 0.04 | 0.03 | 0.02 | 0.01 | 0 | 0 | 0.96 | 0.16 | 0.08 | 0.03 | 0.02 | 0.01 | 1 | 0.5 | 0.47 | 0.12 | 0.06 | 0.04 | True |  | Non Federally-Regulated | 03/10/2017 |  | 03/10/2017
Juno Lighting, LLC | Aculux | AX4 A 22LM **K 90CRI **D EZ* MVOLT ICAT | Light Emitting Diode | Inseparable Luminaire | Direct Wired | 0-10 VDC Controls | 52 | 2700 | 0.0031 | 92 | 53 | 444 | 1 | Ambient | 50000 |  |  | 50000 | 0.01 | 14 | 19 | 0.04 | 0.03 | 0.02 | 0.01 | 0 | 0 | 0.96 | 0.16 | 0.08 | 0.03 | 0.02 | 0.01 | 1 | 0.5 | 0.47 | 0.12 | 0.06 | 0.04 | True |  | Non Federally-Regulated | 03/10/2017 |  | 03/10/2017
Juno Lighting, LLC | Aculux | AX4 A 27LM **K 90CRI **D EZ* MVOLT ICAT | Light Emitting Diode | Inseparable Luminaire | Direct Wired | 0-10 VDC Controls | 46 | 2700 | 0.0031 | 92 | 53 | 444 | 1 | Ambient | 50000 |  |  | 50000 | 0.01 | 14 | 19 | 0.04 | 0.03 | 0.02 | 0.01 | 0 | 0 | 0.96 | 0.16 | 0.08 | 0.03 | 0.02 | 0.01 | 1 | 0.5 | 0.47 | 0.12 | 0.06 | 0.04 | True |  | Non Federally-Regulated | 03/10/2017 |  | 03/10/2017
Juno Lighting, LLC | Aculux | AX4SQ A 12LM **K 90CRI **D EZ* MVOLT ICAT | Light Emitting Diode | Inseparable Luminaire | Direct Wired | 0-10 VDC Controls | 57 | 2700 | 0.0031 | 92 | 53 | 444 | 1 | Ambient | 50000 |  |  | 50000 | 0.01 | 14 | 19 | 0.04 | 0.03 | 0.02 | 0.01 | 0 | 0 | 0.96 | 0.16 | 0.08 | 0.03 | 0.02 | 0.01 | 1 | 0.5 | 0.47 | 0.12 | 0.06 | 0.04 | True |  | Non Federally-Regulated | 03/10/2017 |  | 03/10/2017
Juno Lighting, LLC | Aculux | AX4SQ A 17LM **K 90CRI **D EZ* MVOLT ICAT | Light Emitting Diode | Inseparable Luminaire | Direct Wired | 0-10 VDC Controls | 55 | 2700 | 0.0031 | 92 | 53 | 444 | 1 | Ambient | 50000 |  |  | 50000 | 0.01 | 14 | 19 | 0.04 | 0.03 | 0.02 | 0.01 | 0 | 0 | 0.96 | 0.16 | 0.08 | 0.03 | 0.02 | 0.01 | 1 | 0.5 | 0.47 | 0.12 | 0.06 | 0.04 | True |  | Non Federally-Regulated | 03/10/2017 |  | 03/10/2017
Juno Lighting, LLC | Aculux | AX4SQ A 22LM **K 90CRI **D EZ* MVOLT ICAT | Light Emitting Diode | Inseparable Luminaire | Direct Wired | 0-10 VDC Controls | 50 | 2700 | 0.0031 | 92 | 53 | 444 | 1 | Ambient | 50000 |  |  | 50000 | 0.01 | 14 | 19 | 0.04 | 0.03 | 0.02 | 0.01 | 0 | 0 | 0.96 | 0.16 | 0.08 | 0.03 | 0.02 | 0.01 | 1 | 0.5 | 0.47 | 0.12 | 0.06 | 0.04 | True |  | Non Federally-Regulated | 03/10/2017 |  | 03/10/2017
Juno Lighting, LLC | Aculux | AX4SQ A 27LM **K 90CRI **D EZ* MVOLT ICAT | Light Emitting Diode | Inseparable Luminaire | Direct Wired | 0-10 VDC Controls | 45 | 2700 | 0.0031 | 92 | 53 | 444 | 1 | Ambient | 50000 |  |  | 50000 | 0.01 | 14 | 19 | 0.04 | 0.03 | 0.02 | 0.01 | 0 | 0 | 0.96 | 0.16 | 0.08 | 0.03 | 0.02 | 0.01 | 1 | 0.5 | 0.47 | 0.12 | 0.06 | 0.04 | True |  | Non Federally-Regulated | 03/10/2017 |  | 03/10/2017
Juno Lighting, LLC | Aculux | AX4 A 12LM **K 90CRI **D DALI MVOLT ICAT | Light Emitting Diode | Inseparable Luminaire | Direct Wired | Direct Digital Controls | 59 | 2700 | 0.0031 | 92 | 53 | 416 | 1 | Ambient | 50000 |  |  | 50000 | 0 | 14 | 18 | 0.09 | 0.02 | 0.01 | 0 | 0 | 0 | 1 | 0.16 | 0.09 | 0.02 | 0 | 0 | 1 | 0.2 | 0.16 | 0.13 | 0.03 | 0.02 | True |  | Non Federally-Regulated | 03/10/2017 |  | 03/10/2017
Juno Lighting, LLC | Aculux | AX4 A 17LM **K 90CRI **D DALI MVOLT ICAT | Light Emitting Diode | Inseparable Luminaire | Direct Wired | Direct Digital Controls | 56 | 2700 | 0.0031 | 92 | 53 | 416 | 1 | Ambient | 50000 |  |  | 50000 | 0 | 14 | 18 | 0.09 | 0.02 | 0.01 | 0 | 0 | 0 | 1 | 0.16 | 0.09 | 0.02 | 0 | 0 | 1 | 0.2 | 0.16 | 0.13 | 0.03 | 0.02 | True |  | Non Federally-Regulated | 03/10/2017 |  | 03/10/2017
Juno Lighting, LLC | Aculux | AX4 A 22LM **K 90CRI **D DALI MVOLT ICAT | Light Emitting Diode | Inseparable Luminaire | Direct Wired | Direct Digital Controls | 52 | 2700 | 0.0031 | 92 | 53 | 416 | 1 | Ambient | 50000 |  |  | 50000 | 0 | 14 | 18 | 0.09 | 0.02 | 0.01 | 0 | 0 | 0 | 1 | 0.16 | 0.09 | 0.02 | 0 | 0 | 1 | 0.2 | 0.16 | 0.13 | 0.03 | 0.02 | True |  | Non Federally-Regulated | 03/10/2017 |  | 03/10/2017
Juno Lighting, LLC | Aculux | AX4 A 27LM **K 90CRI **D DALI MVOLT ICAT | Light Emitting Diode | Inseparable Luminaire | Direct Wired | Direct Digital Controls | 46 | 2700 | 0.0031 | 92 | 53 | 416 | 1 | Ambient | 50000 |  |  | 50000 | 0 | 14 | 18 | 0.09 | 0.02 | 0.01 | 0 | 0 | 0 | 1 | 0.16 | 0.09 | 0.02 | 0 | 0 | 1 | 0.2 | 0.16 | 0.13 | 0.03 | 0.02 | True |  | Non Federally-Regulated | 03/10/2017 |  | 03/10/2017
Juno Lighting, LLC | Aculux | AX4SQ A 12LM **K 90CRI **D DALI MVOLT ICAT | Light Emitting Diode | Inseparable Luminaire | Direct Wired | Direct Digital Controls | 57 | 2700 | 0.0031 | 92 | 53 | 416 | 1 | Ambient | 50000 |  |  | 50000 | 0 | 14 | 18 | 0.09 | 0.02 | 0.01 | 0 | 0 | 0 | 1 | 0.16 | 0.09 | 0.02 | 0 | 0 | 1 | 0.2 | 0.16 | 0.13 | 0.03 | 0.02 | True |  | Non Federally-Regulated | 03/10/2017 |  | 03/10/2017
Juno Lighting, LLC | Aculux | AX4SQ A 17LM **K 90CRI **D DALI MVOLT ICAT | Light Emitting Diode | Inseparable Luminaire | Direct Wired | Direct Digital Controls | 55 | 2700 | 0.0031 | 92 | 53 | 416 | 1 | Ambient | 50000 |  |  | 50000 | 0 | 14 | 18 | 0.09 | 0.02 | 0.01 | 0 | 0 | 0 | 1 | 0.16 | 0.09 | 0.02 | 0 | 0 | 1 | 0.2 | 0.16 | 0.13 | 0.03 | 0.02 | True |  | Non Federally-Regulated | 03/10/2017 |  | 03/10/2017
Juno Lighting, LLC | Aculux | AX4SQ A 22LM **K 90CRI **D DALI MVOLT ICAT | Light Emitting Diode | Inseparable Luminaire | Direct Wired | Direct Digital Controls | 50 | 2700 | 0.0031 | 92 | 53 | 416 | 1 | Ambient | 50000 |  |  | 50000 | 0 | 14 | 18 | 0.09 | 0.02 | 0.01 | 0 | 0 | 0 | 1 | 0.16 | 0.09 | 0.02 | 0 | 0 | 1 | 0.2 | 0.16 | 0.13 | 0.03 | 0.02 | True |  | Non Federally-Regulated | 03/10/2017 |  | 03/10/2017
Juno Lighting, LLC | Aculux | AX4SQ A 27LM **K 90CRI **D DALI MVOLT ICAT | Light Emitting Diode | Inseparable Luminaire | Direct Wired | Direct Digital Controls | 45 | 2700 | 0.0031 | 92 | 53 | 416 | 1 | Ambient | 50000 |  |  | 50000 | 0 | 14 | 18 | 0.09 | 0.02 | 0.01 | 0 | 0 | 0 | 1 | 0.16 | 0.09 | 0.02 | 0 | 0 | 1 | 0.2 | 0.16 | 0.13 | 0.03 | 0.02 | True |  | Non Federally-Regulated | 03/10/2017 |  | 03/10/2017
Juno Lighting, LLC | Aculux | AX4 A 12LM **K 90CRI **D DMXR MVOLT ICAT | Light Emitting Diode | Inseparable Luminaire | Direct Wired | Direct Digital Controls | 59 | 2700 | 0.0032 | 92 | 53 | 440 | 1 | Ambient | 50000 |  |  | 50000 | 0 | 14 | 18 | 0.09 | 0.07 | 0.08 | 0.01 | 0 | 0 | 1 | 0.27 | 0.14 | 0.05 | 0.01 | 0.01 | 1 | 0.57 | 0.5 | 0.08 | 0.02 | 0.01 | True |  | Non Federally-Regulated | 03/10/2017 |  | 03/10/2017
Juno Lighting, LLC | Aculux | AX4 A 17LM **K 90CRI **D DMXR MVOLT ICAT | Light Emitting Diode | Inseparable Luminaire | Direct Wired | Direct Digital Controls | 56 | 2700 | 0.0032 | 92 | 53 | 440 | 1 | Ambient | 50000 |  |  | 50000 | 0 | 14 | 18 | 0.09 | 0.07 | 0.08 | 0.01 | 0 | 0 | 1 | 0.27 | 0.14 | 0.05 | 0.01 | 0.01 | 1 | 0.57 | 0.5 | 0.08 | 0.02 | 0.01 | True |  | Non Federally-Regulated | 03/10/2017 |  | 03/10/2017
Juno Lighting, LLC | Aculux | AX4 A 22LM **K 90CRI **D DMXR MVOLT ICAT | Light Emitting Diode | Inseparable Luminaire | Direct Wired | Direct Digital Controls | 52 | 2700 | 0.0032 | 92 | 53 | 440 | 1 | Ambient | 50000 |  |  | 50000 | 0 | 14 | 18 | 0.09 | 0.07 | 0.08 | 0.01 | 0 | 0 | 1 | 0.27 | 0.14 | 0.05 | 0.01 | 0.01 | 1 | 0.57 | 0.5 | 0.08 | 0.02 | 0.01 | True |  | Non Federally-Regulated | 03/10/2017 |  | 03/10/2017
Juno Lighting, LLC | Aculux | AX4 A 27LM **K 90CRI **D DMXR MVOLT ICAT | Light Emitting Diode | Inseparable Luminaire | Direct Wired | Direct Digital Controls | 46 | 2700 | 0.0032 | 92 | 53 | 440 | 1 | Ambient | 50000 |  |  | 50000 | 0 | 14 | 18 | 0.09 | 0.07 | 0.08 | 0.01 | 0 | 0 | 1 | 0.27 | 0.14 | 0.05 | 0.01 | 0.01 | 1 | 0.57 | 0.5 | 0.08 | 0.02 | 0.01 | True |  | Non Federally-Regulated | 03/10/2017 |  | 03/10/2017
Juno Lighting, LLC | Aculux | AX4SQ A 12LM **K 90CRI **D DMXR MVOLT ICAT | Light Emitting Diode | Inseparable Luminaire | Direct Wired | Direct Digital Controls | 57 | 2700 | 0.0032 | 92 | 53 | 440 | 1 | Ambient | 50000 |  |  | 50000 | 0 | 14 | 18 | 0.09 | 0.07 | 0.08 | 0.01 | 0 | 0 | 1 | 0.27 | 0.14 | 0.05 | 0.01 | 0.01 | 1 | 0.57 | 0.5 | 0.08 | 0.02 | 0.01 | True |  | Non Federally-Regulated | 03/10/2017 |  | 03/10/2017
Juno Lighting, LLC | Aculux | AX4SQ A 17LM **K 90CRI **D DMXR MVOLT ICAT | Light Emitting Diode | Inseparable Luminaire | Direct Wired | Direct Digital Controls | 55 | 2700 | 0.0032 | 92 | 53 | 440 | 1 | Ambient | 50000 |  |  | 50000 | 0 | 14 | 18 | 0.09 | 0.07 | 0.08 | 0.01 | 0 | 0 | 1 | 0.27 | 0.14 | 0.05 | 0.01 | 0.01 | 1 | 0.57 | 0.5 | 0.08 | 0.02 | 0.01 | True |  | Non Federally-Regulated | 03/10/2017 |  | 03/10/2017
Juno Lighting, LLC | Aculux | AX4SQ A 22LM **K 90CRI **D DMXR MVOLT ICAT | Light Emitting Diode | Inseparable Luminaire | Direct Wired | Direct Digital Controls | 50 | 2700 | 0.0032 | 92 | 53 | 440 | 1 | Ambient | 50000 |  |  | 50000 | 0 | 14 | 18 | 0.09 | 0.07 | 0.08 | 0.01 | 0 | 0 | 1 | 0.27 | 0.14 | 0.05 | 0.01 | 0.01 | 1 | 0.57 | 0.5 | 0.08 | 0.02 | 0.01 | True |  | Non Federally-Regulated | 03/10/2017 |  | 03/10/2017
Juno Lighting, LLC | Aculux | AX4SQ A 27LM **K 90CRI **D DMXR MVOLT ICAT | Light Emitting Diode | Inseparable Luminaire | Direct Wired | Direct Digital Controls | 45 | 2700 | 0.0032 | 92 | 53 | 440 | 1 | Ambient | 50000 |  |  | 50000 | 0 | 14 | 18 | 0.09 | 0.07 | 0.08 | 0.01 | 0 | 0 | 1 | 0.27 | 0.14 | 0.05 | 0.01 | 0.01 | 1 | 0.57 | 0.5 | 0.08 | 0.02 | 0.01 | True |  | Non Federally-Regulated | 03/10/2017 |  | 03/10/2017
Juno Lighting, LLC | Juno | IC22*LED G4 09LM **K 90CRI 120 FRPC + 24 WWH | Light Emitting Diode | Inseparable Luminaire | Direct Wired | Forward Phase Cut Controls | 84 | 2700 | 0.0029 | 93 | 65 | 268 | 1 | Ambient | 50000 |  |  | 50000 | 0.02 | 20 | 19 | 0.08 | 0.01 | 0 | 0 | 0 | 0 | 0.33 | 0.01 | 0.01 | 0.01 | 0 | 0 | 1 | 0.05 | 0.04 | 0.02 | 0.02 | 0.01 | True |  | Non Federally-Regulated | 03/10/2017 |  | 03/10/2017
Juno Lighting, LLC | Juno | IC22*LED G4 09LM **K 90CRI 120 FRPC + 27 ****** | Light Emitting Diode | Inseparable Luminaire | Direct Wired | Forward Phase Cut Controls | 68 | 2700 | 0.0029 | 93 | 65 | 268 | 1 | Ambient | 50000 |  |  | 50000 | 0.02 | 20 | 19 | 0.08 | 0.01 | 0 | 0 | 0 | 0 | 0.33 | 0.01 | 0.01 | 0.01 | 0 | 0 | 1 | 0.05 | 0.04 | 0.02 | 0.02 | 0.01 | True |  | Non Federally-Regulated | 03/10/2017 |  | 03/10/2017
Juno Lighting, LLC | Juno | IC22*LED G4 09LM **K 90CRI 120 FRPC + 24 B**** | Light Emitting Diode | Inseparable Luminaire | Direct Wired | Forward Phase Cut Controls | 67 | 2700 | 0.0029 | 93 | 65 | 268 | 1 | Ambient | 50000 |  |  | 50000 | 0.02 | 20 | 19 | 0.08 | 0.01 | 0 | 0 | 0 | 0 | 0.33 | 0.01 | 0.01 | 0.01 | 0 | 0 | 1 | 0.05 | 0.04 | 0.02 | 0.02 | 0.01 | True |  | Non Federally-Regulated | 03/10/2017 |  | 03/10/2017
Juno Lighting, LLC | Juno | IC22*LED G4 09LM **K 90CRI 120 FRPC + 239 WH | Light Emitting Diode | Inseparable Luminaire | Direct Wired | Forward Phase Cut Controls | 64 | 2700 | 0.0029 | 93 | 65 | 268 | 1 | Ambient | 50000 |  |  | 50000 | 0.02 | 20 | 19 | 0.08 | 0.01 | 0 | 0 | 0 | 0 | 0.33 | 0.01 | 0.01 | 0.01 | 0 | 0 | 1 | 0.05 | 0.04 | 0.02 | 0.02 | 0.01 | True |  | Non Federally-Regulated | 03/10/2017 |  | 03/10/2017
Juno Lighting, LLC | Juno | IC22*LED G4 09LM **K 90CRI 120 FRPC + 27HYP3 ***** | Light Emitting Diode | Inseparable Luminaire | Direct Wired | Forward Phase Cut Controls | 83 | 2700 | 0.0029 | 93 | 65 | 268 | 1 | Ambient | 50000 |  |  | 50000 | 0.02 | 20 | 19 | 0.08 | 0.01 | 0 | 0 | 0 | 0 | 0.33 | 0.01 | 0.01 | 0.01 | 0 | 0 | 1 | 0.05 | 0.04 | 0.02 | 0.02 | 0.01 | True |  | Non Federally-Regulated | 03/10/2017 |  | 03/10/2017
Juno Lighting, LLC | Juno | IC20*LED G4 09LM **K 90CRI 120 FRPC + 205 WWH | Light Emitting Diode | Inseparable Luminaire | Direct Wired | Forward Phase Cut Controls | 77 | 2700 | 0.0029 | 93 | 65 | 268 | 1 | Ambient | 50000 |  |  | 50000 | 0.02 | 20 | 19 | 0.08 | 0.01 | 0 | 0 | 0 | 0 | 0.33 | 0.01 | 0.01 | 0.01 | 0 | 0 | 1 | 0.05 | 0.04 | 0.02 | 0.02 | 0.01 | True |  | Non Federally-Regulated | 03/10/2017 |  | 03/10/2017
Juno Lighting, LLC | Juno | IC20*LED G4 09LM **K 90CRI 120 FRPC + 204 ****** | Light Emitting Diode | Inseparable Luminaire | Direct Wired | Forward Phase Cut Controls | 60 | 2700 | 0.0029 | 93 | 65 | 268 | 1 | Ambient | 50000 |  |  | 50000 | 0.02 | 20 | 19 | 0.08 | 0.01 | 0 | 0 | 0 | 0 | 0.33 | 0.01 | 0.01 | 0.01 | 0 | 0 | 1 | 0.05 | 0.04 | 0.02 | 0.02 | 0.01 | True |  | Non Federally-Regulated | 03/10/2017 |  | 03/10/2017
Juno Lighting, LLC | Juno | IC20*LED G4 09LM **K 90CRI 120 FRPC + 205 B**** | Light Emitting Diode | Inseparable Luminaire | Direct Wired | Forward Phase Cut Controls | 57 | 2700 | 0.0029 | 93 | 65 | 268 | 1 | Ambient | 50000 |  |  | 50000 | 0.02 | 20 | 19 | 0.08 | 0.01 | 0 | 0 | 0 | 0 | 0.33 | 0.01 | 0.01 | 0.01 | 0 | 0 | 1 | 0.05 | 0.04 | 0.02 | 0.02 | 0.01 | True |  | Non Federally-Regulated | 03/10/2017 |  | 03/10/2017
Juno Lighting, LLC | Juno | IC20*LED G4 09LM **K 90CRI 120 FRPC + 210 **** | Light Emitting Diode | Inseparable Luminaire | Direct Wired | Forward Phase Cut Controls | 57 | 2700 | 0.0029 | 93 | 65 | 268 | 1 | Ambient | 50000 |  |  | 50000 | 0.02 | 20 | 19 | 0.08 | 0.01 | 0 | 0 | 0 | 0 | 0.33 | 0.01 | 0.01 | 0.01 | 0 | 0 | 1 | 0.05 | 0.04 | 0.02 | 0.02 | 0.01 | True |  | Non Federally-Regulated | 03/10/2017 |  | 03/10/2017
Juno Lighting, LLC | Juno | IC20*LED G4 09LM **K 90CRI 120 FRPC + 204HYP3 ***** | Light Emitting Diode | Inseparable Luminaire | Direct Wired | Forward Phase Cut Controls | 71 | 2700 | 0.0029 | 93 | 65 | 268 | 1 | Ambient | 50000 |  |  | 50000 | 0.02 | 20 | 19 | 0.08 | 0.01 | 0 | 0 | 0 | 0 | 0.33 | 0.01 | 0.01 | 0.01 | 0 | 0 | 1 | 0.05 | 0.04 | 0.02 | 0.02 | 0.01 | True |  | Non Federally-Regulated | 03/10/2017 |  | 03/10/2017
Juno Lighting, LLC | Juno | IC22*LED G4 09LM **K 90CRI MVOLT ZT + 24 WWH | Light Emitting Diode | Inseparable Luminaire | Direct Wired | 0-10 VDC Controls | 77 | 2700 | 0.0007 | 93 | 62 | 160 | 1 | Ambient | 50000 |  |  | 50000 | 0.06 | 23 | 19 | 0.04 | 0 | 0 | 0 | 0 | 0 | 0.19 | 0.01 | 0.01 | 0.01 | 0 | 0 | 0.42 | 0.03 | 0.02 | 0.01 | 0.01 | 0.01 | True |  | Non Federally-Regulated | 03/10/2017 |  | 03/10/2017
Juno Lighting, LLC | Juno | IC22*LED G4 09LM **K 90CRI MVOLT ZT + 27 ****** | Light Emitting Diode | Inseparable Luminaire | Direct Wired | 0-10 VDC Controls | 62 | 2700 | 0.0007 | 93 | 62 | 160 | 1 | Ambient | 50000 |  |  | 50000 | 0.06 | 23 | 19 | 0.04 | 0 | 0 | 0 | 0 | 0 | 0.19 | 0.01 | 0.01 | 0.01 | 0 | 0 | 0.42 | 0.03 | 0.02 | 0.01 | 0.01 | 0.01 | True |  | Non Federally-Regulated | 03/10/2017 |  | 03/10/2017
Juno Lighting, LLC | Juno | IC22*LED G4 09LM **K 90CRI MVOLT ZT + 24 B**** | Light Emitting Diode | Inseparable Luminaire | Direct Wired | 0-10 VDC Controls | 62 | 2700 | 0.0007 | 93 | 62 | 160 | 1 | Ambient | 50000 |  |  | 50000 | 0.06 | 23 | 19 | 0.04 | 0 | 0 | 0 | 0 | 0 | 0.19 | 0.01 | 0.01 | 0.01 | 0 | 0 | 0.42 | 0.03 | 0.02 | 0.01 | 0.01 | 0.01 | True |  | Non Federally-Regulated | 03/10/2017 |  | 03/10/2017
Juno Lighting, LLC | Juno | IC22*LED G4 09LM **K 90CRI MVOLT ZT + 239 WH | Light Emitting Diode | Inseparable Luminaire | Direct Wired | 0-10 VDC Controls | 58 | 2700 | 0.0007 | 93 | 62 | 160 | 1 | Ambient | 50000 |  |  | 50000 | 0.06 | 23 | 19 | 0.04 | 0 | 0 | 0 | 0 | 0 | 0.19 | 0.01 | 0.01 | 0.01 | 0 | 0 | 0.42 | 0.03 | 0.02 | 0.01 | 0.01 | 0.01 | True |  | Non Federally-Regulated | 03/10/2017 |  | 03/10/2017
Juno Lighting, LLC | Juno | IC22*LED G4 09LM **K 90CRI MVOLT ZT + 27HYP3 ***** | Light Emitting Diode | Inseparable Luminaire | Direct Wired | 0-10 VDC Controls | 76 | 2700 | 0.0007 | 93 | 62 | 160 | 1 | Ambient | 50000 |  |  | 50000 | 0.06 | 23 | 19 | 0.04 | 0 | 0 | 0 | 0 | 0 | 0.19 | 0.01 | 0.01 | 0.01 | 0 | 0 | 0.42 | 0.03 | 0.02 | 0.01 | 0.01 | 0.01 | True |  | Non Federally-Regulated | 03/10/2017 |  | 03/10/2017
Juno Lighting, LLC | Juno | IC20*LED G4 09LM **K 90CRI MVOLT ZT + 205 WWH | Light Emitting Diode | Inseparable Luminaire | Direct Wired | 0-10 VDC Controls | 70 | 2700 | 0.0007 | 93 | 62 | 160 | 1 | Ambient | 50000 |  |  | 50000 | 0.06 | 23 | 19 | 0.04 | 0 | 0 | 0 | 0 | 0 | 0.19 | 0.01 | 0.01 | 0.01 | 0 | 0 | 0.42 | 0.03 | 0.02 | 0.01 | 0.01 | 0.01 | True |  | Non Federally-Regulated | 03/10/2017 |  | 03/10/2017
Juno Lighting, LLC | Juno | IC20*LED G4 09LM **K 90CRI MVOLT ZT + 204 ****** | Light Emitting Diode | Inseparable Luminaire | Direct Wired | 0-10 VDC Controls | 55 | 2700 | 0.0007 | 93 | 62 | 160 | 1 | Ambient | 50000 |  |  | 50000 | 0.06 | 23 | 19 | 0.04 | 0 | 0 | 0 | 0 | 0 | 0.19 | 0.01 | 0.01 | 0.01 | 0 | 0 | 0.42 | 0.03 | 0.02 | 0.01 | 0.01 | 0.01 | True |  | Non Federally-Regulated | 03/10/2017 |  | 03/10/2017
Juno Lighting, LLC | Juno | IC20*LED G4 09LM **K 90CRI MVOLT ZT + 205 B**** | Light Emitting Diode | Inseparable Luminaire | Direct Wired | 0-10 VDC Controls | 53 | 2700 | 0.0007 | 93 | 62 | 160 | 1 | Ambient | 50000 |  |  | 50000 | 0.06 | 23 | 19 | 0.04 | 0 | 0 | 0 | 0 | 0 | 0.19 | 0.01 | 0.01 | 0.01 | 0 | 0 | 0.42 | 0.03 | 0.02 | 0.01 | 0.01 | 0.01 | True |  | Non Federally-Regulated | 03/10/2017 |  | 03/10/2017
Juno Lighting, LLC | Juno | IC20*LED G4 09LM **K 90CRI MVOLT ZT + 210 **** | Light Emitting Diode | Inseparable Luminaire | Direct Wired | 0-10 VDC Controls | 52 | 2700 | 0.0007 | 93 | 62 | 160 | 1 | Ambient | 50000 |  |  | 50000 | 0.06 | 23 | 19 | 0.04 | 0 | 0 | 0 | 0 | 0 | 0.19 | 0.01 | 0.01 | 0.01 | 0 | 0 | 0.42 | 0.03 | 0.02 | 0.01 | 0.01 | 0.01 | True |  | Non Federally-Regulated | 03/10/2017 |  | 03/10/2017
Juno Lighting, LLC | Juno | IC20*LED G4 09LM **K 90CRI MVOLT ZT + 204HYP3 ***** | Light Emitting Diode | Inseparable Luminaire | Direct Wired | 0-10 VDC Controls | 66 | 2700 | 0.0007 | 93 | 62 | 160 | 1 | Ambient | 50000 |  |  | 50000 | 0.06 | 23 | 19 | 0.04 | 0 | 0 | 0 | 0 | 0 | 0.19 | 0.01 | 0.01 | 0.01 | 0 | 0 | 0.42 | 0.03 | 0.02 | 0.01 | 0.01 | 0.01 | True |  | Non Federally-Regulated | 03/10/2017 |  | 03/10/2017
Juno Lighting, LLC | Juno | IC926LED WD G4 09LM 30K 90CRI 120 FRPC + 620 ***** | Light Emitting Diode | Inseparable Luminaire | Direct Wired | Reverse Phase Cut Controls | 54 | 3000 | 0.0027 | 94 | 60 | 251 | 1 | Ambient | 25000 |  |  | 25000 | 0.01 | 19 | 19 | 0.08 | 0 | 0 | 0 | 0 | 0 | 1 | 0.02 | 0.01 | 0.01 | 0 | 0 | 1 | 0.06 | 0.03 | 0.02 | 0.01 | 0.01 | True |  | Non Federally-Regulated | 03/10/2017 |  | 03/10/2017
Juno Lighting, LLC | Juno | IC926LED WD G4 09LM 30K 90CRI 120 FRPC + 614 ***** | Light Emitting Diode | Inseparable Luminaire | Direct Wired | Reverse Phase Cut Controls | 53 | 3000 | 0.0027 | 94 | 60 | 251 | 1 | Ambient | 25000 |  |  | 25000 | 0.01 | 19 | 19 | 0.08 | 0 | 0 | 0 | 0 | 0 | 1 | 0.02 | 0.01 | 0.01 | 0 | 0 | 1 | 0.06 | 0.03 | 0.02 | 0.01 | 0.01 | True |  | Non Federally-Regulated | 03/10/2017 |  | 03/10/2017
Juno Lighting, LLC | Juno | IC928LED WD G4 09LM 30K 90CRI 120 FRPC + 602 ***** | Light Emitting Diode | Inseparable Luminaire | Direct Wired | Reverse Phase Cut Controls | 55 | 3000 | 0.0027 | 94 | 60 | 251 | 1 | Ambient | 25000 |  |  | 25000 | 0.01 | 19 | 19 | 0.08 | 0 | 0 | 0 | 0 | 0 | 1 | 0.02 | 0.01 | 0.01 | 0 | 0 | 1 | 0.06 | 0.03 | 0.02 | 0.01 | 0.01 | True |  | Non Federally-Regulated | 03/10/2017 |  | 03/10/2017
Juno Lighting, LLC | Juno | IC928LED WD G4 09LM 30K 90CRI 120 FRPC + 604 **** | Light Emitting Diode | Inseparable Luminaire | Direct Wired | Reverse Phase Cut Controls | 53 | 3000 | 0.0027 | 94 | 60 | 251 | 1 | Ambient | 25000 |  |  | 25000 | 0.01 | 19 | 19 | 0.08 | 0 | 0 | 0 | 0 | 0 | 1 | 0.02 | 0.01 | 0.01 | 0 | 0 | 1 | 0.06 | 0.03 | 0.02 | 0.01 | 0.01 | True |  | Non Federally-Regulated | 03/10/2017 |  | 03/10/2017
Juno Lighting, LLC | Juno | IC20*LED WD G4 09LM 30K 90CRI 120 FRPC + 204 CWH | Light Emitting Diode | Inseparable Luminaire | Direct Wired | Reverse Phase Cut Controls | 62 | 3000 | 0.0019 | 95 | 65 | 251 | 1 | Ambient | 25000 |  |  | 25000 | 0.01 | 19 | 19 | 0.08 | 0 | 0 | 0 | 0 | 0 | 1 | 0.02 | 0.01 | 0.01 | 0 | 0 | 1 | 0.06 | 0.03 | 0.02 | 0.01 | 0.01 | True |  | Non Federally-Regulated | 03/10/2017 |  | 03/10/2017
Juno Lighting, LLC | Juno | IC20*LED WD G4 09LM 30K 90CRI 120 FRPC + 204 GWH | Light Emitting Diode | Inseparable Luminaire | Direct Wired | Reverse Phase Cut Controls | 59 | 3000 | 0.0019 | 95 | 65 | 251 | 1 | Ambient | 25000 |  |  | 25000 | 0.01 | 19 | 19 | 0.08 | 0 | 0 | 0 | 0 | 0 | 1 | 0.02 | 0.01 | 0.01 | 0 | 0 | 1 | 0.06 | 0.03 | 0.02 | 0.01 | 0.01 | True |  | Non Federally-Regulated | 03/10/2017 |  | 03/10/2017
Juno Lighting, LLC | Juno | IC20*LED WD G4 09LM 30K 90CRI 120 FRPC + 204 HZWH | Light Emitting Diode | Inseparable Luminaire | Direct Wired | Reverse Phase Cut Controls | 58 | 3000 | 0.0019 | 95 | 65 | 251 | 1 | Ambient | 25000 |  |  | 25000 | 0.01 | 19 | 19 | 0.08 | 0 | 0 | 0 | 0 | 0 | 1 | 0.02 | 0.01 | 0.01 | 0 | 0 | 1 | 0.06 | 0.03 | 0.02 | 0.01 | 0.01 | True |  | Non Federally-Regulated | 03/10/2017 |  | 03/10/2017
Juno Lighting, LLC | Juno | IC20*LED WD G4 09LM 30K 90CRI 120 FRPC + 204 W***** | Light Emitting Diode | Inseparable Luminaire | Direct Wired | Reverse Phase Cut Controls | 54 | 3000 | 0.0019 | 95 | 65 | 251 | 1 | Ambient | 25000 |  |  | 25000 | 0.01 | 19 | 19 | 0.08 | 0 | 0 | 0 | 0 | 0 | 1 | 0.02 | 0.01 | 0.01 | 0 | 0 | 1 | 0.06 | 0.03 | 0.02 | 0.01 | 0.01 | True |  | Non Federally-Regulated | 03/10/2017 |  | 03/10/2017
Juno Lighting, LLC | Juno | IC20*LED WD G4 09LM 30K 90CRI 120 FRPC + 204 PTSC | Light Emitting Diode | Inseparable Luminaire | Direct Wired | Reverse Phase Cut Controls | 54 | 3000 | 0.0019 | 95 | 65 | 251 | 1 | Ambient | 25000 |  |  | 25000 | 0.01 | 19 | 19 | 0.08 | 0 | 0 | 0 | 0 | 0 | 1 | 0.02 | 0.01 | 0.01 | 0 | 0 | 1 | 0.06 | 0.03 | 0.02 | 0.01 | 0.01 | True |  | Non Federally-Regulated | 03/10/2017 |  | 03/10/2017
Juno Lighting, LLC | Juno | IC20*LED WD G4 09LM 30K 90CRI 120 FRPC + 205 WWH | Light Emitting Diode | Inseparable Luminaire | Direct Wired | Reverse Phase Cut Controls | 53 | 3000 | 0.0019 | 95 | 65 | 251 | 1 | Ambient | 25000 |  |  | 25000 | 0.01 | 19 | 19 | 0.08 | 0 | 0 | 0 | 0 | 0 | 1 | 0.02 | 0.01 | 0.01 | 0 | 0 | 1 | 0.06 | 0.03 | 0.02 | 0.01 | 0.01 | True |  | Non Federally-Regulated | 03/10/2017 |  | 03/10/2017
Juno Lighting, LLC | Juno | IC22LED WD G4 09LM 30K 90CRI 120 FRPC +24 WWH | Light Emitting Diode | Inseparable Luminaire | Direct Wired | Reverse Phase Cut Controls | 53 | 3000 | 0.0019 | 95 | 65 | 251 | 1 | Ambient | 25000 |  |  | 25000 | 0.01 | 19 | 19 | 0.08 | 0 | 0 | 0 | 0 | 0 | 1 | 0.02 | 0.01 | 0.01 | 0 | 0 | 1 | 0.06 | 0.03 | 0.02 | 0.01 | 0.01 | True |  | Non Federally-Regulated | 03/10/2017 |  | 03/10/2017
Juno Lighting, LLC | Juno | IC22LED WD G4 09LM 30K 90CRI 120 FRPC + 27 ****** | Light Emitting Diode | Inseparable Luminaire | Direct Wired | Reverse Phase Cut Controls | 53 | 3000 | 0.0019 | 95 | 65 | 251 | 1 | Ambient | 25000 |  |  | 25000 | 0.01 | 19 | 19 | 0.08 | 0 | 0 | 0 | 0 | 0 | 1 | 0.02 | 0.01 | 0.01 | 0 | 0 | 1 | 0.06 | 0.03 | 0.02 | 0.01 | 0.01 | True |  | Non Federally-Regulated | 03/10/2017 |  | 03/10/2017
Juno Lighting, LLC | Juno | IC926LED G4 09LM **K 90CRI 120 FRPC + 620 **** | Light Emitting Diode | Inseparable Luminaire | Direct Wired | Forward Phase Cut Controls | 52 | 2700 | 0.0011 | 92 | 66 | 287 | 1 | Ambient | 50000 |  |  | 50000 | 0.03 | 19 | 19 | 0.08 | 0.01 | 0 | 0 | 0 | 0 | 0.33 | 0.01 | 0.01 | 0.01 | 0 | 0 | 1 | 0.05 | 0.04 | 0.02 | 0.02 | 0.01 | True |  | Non Federally-Regulated | 03/10/2017 |  | 03/10/2017
Juno Lighting, LLC | Juno | IC926LED G4 09LM **K 90CRI 120 FRPC + 614 **** | Light Emitting Diode | Inseparable Luminaire | Direct Wired | Forward Phase Cut Controls | 51 | 2700 | 0.0011 | 92 | 66 | 287 | 1 | Ambient | 50000 |  |  | 50000 | 0.03 | 19 | 19 | 0.08 | 0.01 | 0 | 0 | 0 | 0 | 0.33 | 0.01 | 0.01 | 0.01 | 0 | 0 | 1 | 0.05 | 0.04 | 0.02 | 0.02 | 0.01 | True |  | Non Federally-Regulated | 03/10/2017 |  | 03/10/2017
Juno Lighting, LLC | Juno | IC928LED G4 09LM **K 90CRI 120 FRPC + 602 **** | Light Emitting Diode | Inseparable Luminaire | Direct Wired | Forward Phase Cut Controls | 54 | 2700 | 0.0011 | 92 | 66 | 287 | 1 | Ambient | 50000 |  |  | 50000 | 0.03 | 19 | 19 | 0.08 | 0.01 | 0 | 0 | 0 | 0 | 0.33 | 0.01 | 0.01 | 0.01 | 0 | 0 | 1 | 0.05 | 0.04 | 0.02 | 0.02 | 0.01 | True |  | Non Federally-Regulated | 03/10/2017 |  | 03/10/2017
Juno Lighting, LLC | Juno | IC928LED G4 09LM **K 90CRI 120 FRPC + 604 **** | Light Emitting Diode | Inseparable Luminaire | Direct Wired | Forward Phase Cut Controls | 52 | 2700 | 0.0011 | 92 | 66 | 287 | 1 | Ambient | 50000 |  |  | 50000 | 0.03 | 19 | 19 | 0.08 | 0.01 | 0 | 0 | 0 | 0 | 0.33 | 0.01 | 0.01 | 0.01 | 0 | 0 | 1 | 0.05 | 0.04 | 0.02 | 0.02 | 0.01 | True |  | Non Federally-Regulated | 03/10/2017 |  | 03/10/2017
Juno Lighting, LLC | Juno | IC926LED G4 09LM **K 90CRI MVOLT ZT + 620 **** | Light Emitting Diode | Inseparable Luminaire | Direct Wired | 0-10 VDC Controls | 50 | 2700 | 0.0011 | 92 | 66 | 160 | 1 | Ambient | 50000 |  |  | 50000 | 0.06 | 21 | 19 | 0.06 | 0 | 0 | 0 | 0 | 0 | 0.25 | 0.02 | 0.01 | 0.01 | 0.01 | 0 | 0.56 | 0.03 | 0.02 | 0.01 | 0.01 | 0.01 | True |  | Non Federally-Regulated | 03/10/2017 |  | 03/10/2017
Juno Lighting, LLC | Juno | IC926LED G4 09LM **K 90CRI MVOLT ZT + 614 **** | Light Emitting Diode | Inseparable Luminaire | Direct Wired | 0-10 VDC Controls | 49 | 2700 | 0.0011 | 92 | 66 | 160 | 1 | Ambient | 50000 |  |  | 50000 | 0.06 | 21 | 19 | 0.06 | 0 | 0 | 0 | 0 | 0 | 0.25 | 0.02 | 0.01 | 0.01 | 0.01 | 0 | 0.56 | 0.03 | 0.02 | 0.01 | 0.01 | 0.01 | True |  | Non Federally-Regulated | 03/10/2017 |  | 03/10/2017
Juno Lighting, LLC | Juno | IC928LED G4 09LM **K 90CRI MVOLT ZT + 602 **** | Light Emitting Diode | Inseparable Luminaire | Direct Wired | 0-10 VDC Controls | 51 | 2700 | 0.0011 | 92 | 66 | 160 | 1 | Ambient | 50000 |  |  | 50000 | 0.06 | 21 | 19 | 0.06 | 0 | 0 | 0 | 0 | 0 | 0.25 | 0.02 | 0.01 | 0.01 | 0.01 | 0 | 0.56 | 0.03 | 0.02 | 0.01 | 0.01 | 0.01 | True |  | Non Federally-Regulated | 03/10/2017 |  | 03/10/2017
Juno Lighting, LLC | Juno | IC928LED G4 09LM **K 90CRI MVOLT ZT + 604 **** | Light Emitting Diode | Inseparable Luminaire | Direct Wired | 0-10 VDC Controls | 50 | 2700 | 0.0011 | 92 | 66 | 160 | 1 | Ambient | 50000 |  |  | 50000 | 0.06 | 21 | 19 | 0.06 | 0 | 0 | 0 | 0 | 0 | 0.25 | 0.02 | 0.01 | 0.01 | 0.01 | 0 | 0.56 | 0.03 | 0.02 | 0.01 | 0.01 | 0.01 | True |  | Non Federally-Regulated | 03/10/2017 |  | 03/10/2017
Juno Lighting, LLC | Juno | IC22LED G4 14LM **K 90CRI 120 FRPC + 27 ****** | Light Emitting Diode | Inseparable Luminaire | Direct Wired | Forward Phase Cut Controls | 53 | 2700 | 0.0002 | 93 | 66 | 245 | 1 | Ambient | 50000 |  |  | 50000 | 0.05 | 21 | 21 | 0.08 | 0.01 | 0 | 0 | 0 | 0 | 0.33 | 0.01 | 0.01 | 0.01 | 0 | 0 | 1 | 0.05 | 0.04 | 0.02 | 0.02 | 0.01 | True |  | Non Federally-Regulated | 03/10/2017 |  | 03/10/2017
Juno Lighting, LLC | Juno | IC22LED G4 14LM **K 90CRI 120 FRPC + 27HYP3 ****** | Light Emitting Diode | Inseparable Luminaire | Direct Wired | Forward Phase Cut Controls | 60 | 2700 | 0.0002 | 93 | 66 | 245 | 1 | Ambient | 50000 |  |  | 50000 | 0.05 | 21 | 21 | 0.08 | 0.01 | 0 | 0 | 0 | 0 | 0.33 | 0.01 | 0.01 | 0.01 | 0 | 0 | 1 | 0.05 | 0.04 | 0.02 | 0.02 | 0.01 | True |  | Non Federally-Regulated | 03/10/2017 |  | 03/10/2017
Juno Lighting, LLC | Juno | IC22LED G4 14LM **K 90CRI 120 FRPC + 24 ***** | Light Emitting Diode | Inseparable Luminaire | Direct Wired | Forward Phase Cut Controls | 53 | 2700 | 0.0002 | 93 | 66 | 245 | 1 | Ambient | 50000 |  |  | 50000 | 0.05 | 21 | 21 | 0.08 | 0.01 | 0 | 0 | 0 | 0 | 0.33 | 0.01 | 0.01 | 0.01 | 0 | 0 | 1 | 0.05 | 0.04 | 0.02 | 0.02 | 0.01 | True |  | Non Federally-Regulated | 03/10/2017 |  | 03/10/2017
Juno Lighting, LLC | Juno | IC22LED G4 14LM **K 90CRI 120 FRPC + 239 WH | Light Emitting Diode | Inseparable Luminaire | Direct Wired | Forward Phase Cut Controls | 50 | 2700 | 0.0002 | 93 | 66 | 245 | 1 | Ambient | 50000 |  |  | 50000 | 0.05 | 21 | 21 | 0.08 | 0.01 | 0 | 0 | 0 | 0 | 0.33 | 0.01 | 0.01 | 0.01 | 0 | 0 | 1 | 0.05 | 0.04 | 0.02 | 0.02 | 0.01 | True |  | Non Federally-Regulated | 03/10/2017 |  | 03/10/2017
Juno Lighting, LLC | Juno | IC20LED G4 14LM **K 90CRI 120 FRPC + 204 ****** | Light Emitting Diode | Inseparable Luminaire | Direct Wired | Forward Phase Cut Controls | 47 | 2700 | 0.0002 | 93 | 66 | 245 | 1 | Ambient | 50000 |  |  | 50000 | 0.05 | 21 | 21 | 0.08 | 0.01 | 0 | 0 | 0 | 0 | 0.33 | 0.01 | 0.01 | 0.01 | 0 | 0 | 1 | 0.05 | 0.04 | 0.02 | 0.02 | 0.01 | True |  | Non Federally-Regulated | 03/10/2017 |  | 03/10/2017
Juno Lighting, LLC | Juno | IC20LED G4 14LM **K 90CRI 120 FRPC + 204HYP3 ***** | Light Emitting Diode | Inseparable Luminaire | Direct Wired | Forward Phase Cut Controls | 55 | 2700 | 0.0002 | 93 | 66 | 245 | 1 | Ambient | 50000 |  |  | 50000 | 0.05 | 21 | 21 | 0.08 | 0.01 | 0 | 0 | 0 | 0 | 0.33 | 0.01 | 0.01 | 0.01 | 0 | 0 | 1 | 0.05 | 0.04 | 0.02 | 0.02 | 0.01 | True |  | Non Federally-Regulated | 03/10/2017 |  | 03/10/2017
Juno Lighting, LLC | Juno | IC20LED G4 14LM **K 90CRI 120 FRPC + 205 ***** | Light Emitting Diode | Inseparable Luminaire | Direct Wired | Forward Phase Cut Controls | 45 | 2700 | 0.0002 | 93 | 66 | 245 | 1 | Ambient | 50000 |  |  | 50000 | 0.05 | 21 | 21 | 0.08 | 0.01 | 0 | 0 | 0 | 0 | 0.33 | 0.01 | 0.01 | 0.01 | 0 | 0 | 1 | 0.05 | 0.04 | 0.02 | 0.02 | 0.01 | True |  | Non Federally-Regulated | 03/10/2017 |  | 03/10/2017
Juno Lighting, LLC | Juno | IC20LED G4 14LM **K 90CRI 120 FRPC + 210 **** | Light Emitting Diode | Inseparable Luminaire | Direct Wired | Forward Phase Cut Controls | 45 | 2700 | 0.0002 | 93 | 66 | 245 | 1 | Ambient | 50000 |  |  | 50000 | 0.05 | 21 | 21 | 0.08 | 0.01 | 0 | 0 | 0 | 0 | 0.33 | 0.01 | 0.01 | 0.01 | 0 | 0 | 1 | 0.05 | 0.04 | 0.02 | 0.02 | 0.01 | True |  | Non Federally-Regulated | 03/10/2017 |  | 03/10/2017
Juno Lighting, LLC | Juno | IC22LED G4 14LM **K 90CRI MVOLT ZT + 27 ****** | Light Emitting Diode | Inseparable Luminaire | Direct Wired | 0-10 VDC Controls | 53 | 2700 | 0.0006 | 93 | 66 | 160 | 1 | Ambient | 50000 |  |  | 50000 | 0.06 | 21 | 21 | 0.06 | 0 | 0 | 0 | 0 | 0 | 0.25 | 0.02 | 0.01 | 0.01 | 0.01 | 0 | 0.56 | 0.03 | 0.02 | 0.01 | 0.01 | 0.01 | True |  | Non Federally-Regulated | 03/10/2017 |  | 03/10/2017
Juno Lighting, LLC | Juno | IC22LED G4 14LM **K 90CRI MVOLT ZT + 27HYP3 ****** | Light Emitting Diode | Inseparable Luminaire | Direct Wired | 0-10 VDC Controls | 60 | 2700 | 0.0006 | 93 | 66 | 160 | 1 | Ambient | 50000 |  |  | 50000 | 0.06 | 21 | 21 | 0.06 | 0 | 0 | 0 | 0 | 0 | 0.25 | 0.02 | 0.01 | 0.01 | 0.01 | 0 | 0.56 | 0.03 | 0.02 | 0.01 | 0.01 | 0.01 | True |  | Non Federally-Regulated | 03/10/2017 |  | 03/10/2017
Juno Lighting, LLC | Juno | IC22LED G4 14LM **K 90CRI MVOLT ZT + 24 ***** | Light Emitting Diode | Inseparable Luminaire | Direct Wired | 0-10 VDC Controls | 53 | 2700 | 0.0006 | 93 | 66 | 160 | 1 | Ambient | 50000 |  |  | 50000 | 0.06 | 21 | 21 | 0.06 | 0 | 0 | 0 | 0 | 0 | 0.25 | 0.02 | 0.01 | 0.01 | 0.01 | 0 | 0.56 | 0.03 | 0.02 | 0.01 | 0.01 | 0.01 | True |  | Non Federally-Regulated | 03/10/2017 |  | 03/10/2017
Juno Lighting, LLC | Juno | IC22LED G4 14LM **K 90CRI MVOLT ZT + 239 WH | Light Emitting Diode | Inseparable Luminaire | Direct Wired | 0-10 VDC Controls | 50 | 2700 | 0.0006 | 93 | 66 | 160 | 1 | Ambient | 50000 |  |  | 50000 | 0.06 | 21 | 21 | 0.06 | 0 | 0 | 0 | 0 | 0 | 0.25 | 0.02 | 0.01 | 0.01 | 0.01 | 0 | 0.56 | 0.03 | 0.02 | 0.01 | 0.01 | 0.01 | True |  | Non Federally-Regulated | 03/10/2017 |  | 03/10/2017
Juno Lighting, LLC | Juno | IC20LED G4 14LM **K 90CRI MVOLT ZT + 240 ****** | Light Emitting Diode | Inseparable Luminaire | Direct Wired | 0-10 VDC Controls | 47 | 2700 | 0.0006 | 93 | 66 | 160 | 1 | Ambient | 50000 |  |  | 50000 | 0.06 | 21 | 21 | 0.06 | 0 | 0 | 0 | 0 | 0 | 0.25 | 0.02 | 0.01 | 0.01 | 0.01 | 0 | 0.56 | 0.03 | 0.02 | 0.01 | 0.01 | 0.01 | True |  | Non Federally-Regulated | 03/10/2017 |  | 03/10/2017
Juno Lighting, LLC | Juno | IC20LED G4 14LM **K 90CRI MVOLT ZT + 204HYP3 ***** | Light Emitting Diode | Inseparable Luminaire | Direct Wired | 0-10 VDC Controls | 55 | 2700 | 0.0006 | 93 | 66 | 160 | 1 | Ambient | 50000 |  |  | 50000 | 0.06 | 21 | 21 | 0.06 | 0 | 0 | 0 | 0 | 0 | 0.25 | 0.02 | 0.01 | 0.01 | 0.01 | 0 | 0.56 | 0.03 | 0.02 | 0.01 | 0.01 | 0.01 | True |  | Non Federally-Regulated | 03/10/2017 |  | 03/10/2017
Juno Lighting, LLC | Juno | IC20LED G4 14LM **K 90CRI MVOLT ZT + 205 ***** | Light Emitting Diode | Inseparable Luminaire | Direct Wired | 0-10 VDC Controls | 45 | 2700 | 0.0006 | 93 | 66 | 160 | 1 | Ambient | 50000 |  |  | 50000 | 0.06 | 21 | 21 | 0.06 | 0 | 0 | 0 | 0 | 0 | 0.25 | 0.02 | 0.01 | 0.01 | 0.01 | 0 | 0.56 | 0.03 | 0.02 | 0.01 | 0.01 | 0.01 | True |  | Non Federally-Regulated | 03/10/2017 |  | 03/10/2017
Juno Lighting, LLC | Juno | IC20LED G4 14LM **K 90CRI MVOLT ZT + 210 **** | Light Emitting Diode | Inseparable Luminaire | Direct Wired | 0-10 VDC Controls | 45 | 2700 | 0.0006 | 93 | 66 | 160 | 1 | Ambient | 50000 |  |  | 50000 | 0.06 | 21 | 21 | 0.06 | 0 | 0 | 0 | 0 | 0 | 0.25 | 0.02 | 0.01 | 0.01 | 0.01 | 0 | 0.56 | 0.03 | 0.02 | 0.01 | 0.01 | 0.01 | True |  | Non Federally-Regulated | 03/10/2017 |  | 03/10/2017
Juno Lighting, LLC | Juno | IC926LED G4 14LM **K 90CRI 120 FRPC + 620 **** | Light Emitting Diode | Inseparable Luminaire | Direct Wired | Forward Phase Cut Controls | 60 | 2700 | 0.0002 | 93 | 66 | 245 | 1 | Ambient | 50000 |  |  | 50000 | 0.06 | 21 | 21 | 0.08 | 0.01 | 0 | 0 | 0 | 0 | 0.33 | 0.01 | 0.01 | 0.01 | 0 | 0 | 1 | 0.05 | 0.04 | 0.02 | 0.02 | 0.01 | True |  | Non Federally-Regulated | 03/10/2017 |  | 03/10/2017
Juno Lighting, LLC | Juno | IC926LED G4 14LM **K 90CRI 120 FRPC + 614 **** | Light Emitting Diode | Inseparable Luminaire | Direct Wired | Forward Phase Cut Controls | 59 | 2700 | 0.0002 | 93 | 66 | 245 | 1 | Ambient | 50000 |  |  | 50000 | 0.06 | 21 | 21 | 0.08 | 0.01 | 0 | 0 | 0 | 0 | 0.33 | 0.01 | 0.01 | 0.01 | 0 | 0 | 1 | 0.05 | 0.04 | 0.02 | 0.02 | 0.01 | True |  | Non Federally-Regulated | 03/10/2017 |  | 03/10/2017
Juno Lighting, LLC | Juno | IC928LED G4 14LM **K 90CRI 120 FRPC + 602 **** | Light Emitting Diode | Inseparable Luminaire | Direct Wired | Forward Phase Cut Controls | 62 | 2700 | 0.0002 | 93 | 66 | 245 | 1 | Ambient | 50000 |  |  | 50000 | 0.06 | 21 | 21 | 0.08 | 0.01 | 0 | 0 | 0 | 0 | 0.33 | 0.01 | 0.01 | 0.01 | 0 | 0 | 1 | 0.05 | 0.04 | 0.02 | 0.02 | 0.01 | True |  | Non Federally-Regulated | 03/10/2017 |  | 03/10/2017
Juno Lighting, LLC | Juno | IC928LED G4 14LM **K 90CRI 120 FRPC + 604 **** | Light Emitting Diode | Inseparable Luminaire | Direct Wired | Forward Phase Cut Controls | 60 | 2700 | 0.0002 | 93 | 66 | 245 | 1 | Ambient | 50000 |  |  | 50000 | 0.06 | 21 | 21 | 0.08 | 0.01 | 0 | 0 | 0 | 0 | 0.33 | 0.01 | 0.01 | 0.01 | 0 | 0 | 1 | 0.05 | 0.04 | 0.02 | 0.02 | 0.01 | True |  | Non Federally-Regulated | 03/10/2017 |  | 03/10/2017
Juno Lighting, LLC | Juno | IC926LED G4 14LM **K 90CRI MVOLT ZT + 620 **** | Light Emitting Diode | Inseparable Luminaire | Direct Wired | 0-10 VDC Controls | 60 | 2700 | 0.0006 | 93 | 66 | 160 | 1 | Ambient | 50000 |  |  | 50000 | 0.06 | 21 | 21 | 0.06 | 0 | 0 | 0 | 0 | 0 | 0.25 | 0.02 | 0.01 | 0.01 | 0.01 | 0 | 0.56 | 0.03 | 0.02 | 0.01 | 0.01 | 0.01 | True |  | Non Federally-Regulated | 03/10/2017 |  | 03/10/2017
Juno Lighting, LLC | Juno | IC926LED G4 14LM **K 90CRI MVOLT ZT + 614 **** | Light Emitting Diode | Inseparable Luminaire | Direct Wired | 0-10 VDC Controls | 59 | 2700 | 0.0006 | 93 | 66 | 160 | 1 | Ambient | 50000 |  |  | 50000 | 0.06 | 21 | 21 | 0.06 | 0 | 0 | 0 | 0 | 0 | 0.25 | 0.02 | 0.01 | 0.01 | 0.01 | 0 | 0.56 | 0.03 | 0.02 | 0.01 | 0.01 | 0.01 | True |  | Non Federally-Regulated | 03/10/2017 |  | 03/10/2017
Juno Lighting, LLC | Juno | IC928LED G4 14LM **K 90CRI MVOLT ZT + 602 **** | Light Emitting Diode | Inseparable Luminaire | Direct Wired | 0-10 VDC Controls | 62 | 2700 | 0.0006 | 93 | 66 | 160 | 1 | Ambient | 50000 |  |  | 50000 | 0.06 | 21 | 21 | 0.06 | 0 | 0 | 0 | 0 | 0 | 0.25 | 0.02 | 0.01 | 0.01 | 0.01 | 0 | 0.56 | 0.03 | 0.02 | 0.01 | 0.01 | 0.01 | True |  | Non Federally-Regulated | 03/10/2017 |  | 03/10/2017
Juno Lighting, LLC | Juno | IC928LED G4 14LM **K 90CRI MVOLT ZT + 604 **** | Light Emitting Diode | Inseparable Luminaire | Direct Wired | 0-10 VDC Controls | 60 | 2700 | 0.0006 | 93 | 66 | 160 | 1 | Ambient | 50000 |  |  | 50000 | 0.06 | 21 | 21 | 0.06 | 0 | 0 | 0 | 0 | 0 | 0.25 | 0.02 | 0.01 | 0.01 | 0.01 | 0 | 0.56 | 0.03 | 0.02 | 0.01 | 0.01 | 0.01 | True |  | Non Federally-Regulated | 03/10/2017 |  | 03/10/2017
Juno Lighting, LLC | Juno | J6RL G4 D* 06LM **K 90CRI 120 FRPC W**** | Light Emitting Diode | Inseparable Luminaire | Direct Wired | Forward Phase Cut Controls | 60 | 2700 | 0.001 | 91 | 50 | 102 | 1 | Ambient | 50000 |  |  | 50000 | 0.01 | 14 | 15 | 0.18 | 0.17 | 0.17 | 0.17 | 0.04 | 0.01 | 0.28 | 0.2 | 0.2 | 0.16 | 0.03 | 0.01 | 0.75 | 0.16 | 0.14 | 0.12 | 0.04 | 0.01 | True |  | Non Federally-Regulated | 03/10/2017 |  | 03/10/2017
Juno Lighting, LLC | Juno | J6RL G4 D* 09LM **K 90CRI 120 FRPC CWH | Light Emitting Diode | Inseparable Luminaire | Direct Wired | Forward Phase Cut Controls | 63 | 2700 | 0.001 | 91 | 50 | 102 | 1 | Ambient | 50000 |  |  | 50000 | 0.01 | 14 | 15 | 0.18 | 0.17 | 0.17 | 0.17 | 0.04 | 0.01 | 0.28 | 0.2 | 0.2 | 0.16 | 0.03 | 0.01 | 0.75 | 0.16 | 0.14 | 0.12 | 0.04 | 0.01 | True |  | Non Federally-Regulated | 03/10/2017 |  | 03/10/2017
Juno Lighting, LLC | Juno | J6RL G4 D* 06LM **K 90CRI 120 FRPC HZWH | Light Emitting Diode | Inseparable Luminaire | Direct Wired | Forward Phase Cut Controls | 63 | 2700 | 0.001 | 91 | 50 | 102 | 1 | Ambient | 50000 |  |  | 50000 | 0.01 | 14 | 15 | 0.18 | 0.17 | 0.17 | 0.17 | 0.04 | 0.01 | 0.28 | 0.2 | 0.2 | 0.16 | 0.03 | 0.01 | 0.75 | 0.16 | 0.14 | 0.12 | 0.04 | 0.01 | True |  | Non Federally-Regulated | 03/10/2017 |  | 03/10/2017
Juno Lighting, LLC | Juno | J6RL G4 D* 09LM **K 90CRI 120 FRPC W**** | Light Emitting Diode | Inseparable Luminaire | Direct Wired | Forward Phase Cut Controls | 63 | 2700 | 0.0004 | 91 | 50 | 88 | 1 | Ambient | 50000 |  |  | 50000 | 0.01 | 14 | 15 | 0.28 | 0.29 | 0.3 | 0.28 | 0.04 | 0.01 | 0.36 | 0.32 | 0.3 | 0.24 | 0.05 | 0.02 | 0.75 | 0.21 | 0.19 | 0.12 | 0.03 | 0.02 | True |  | Non Federally-Regulated | 03/10/2017 |  | 03/10/2017
Juno Lighting, LLC | Juno | J6RL G4 D* 06LM **K 90CRI 120 FRPC CWH | Light Emitting Diode | Inseparable Luminaire | Direct Wired | Forward Phase Cut Controls | 66 | 2700 | 0.0004 | 91 | 50 | 88 | 1 | Ambient | 50000 |  |  | 50000 | 0.01 | 14 | 15 | 0.28 | 0.29 | 0.3 | 0.28 | 0.04 | 0.01 | 0.36 | 0.32 | 0.3 | 0.24 | 0.05 | 0.02 | 0.75 | 0.21 | 0.19 | 0.12 | 0.03 | 0.02 | True |  | Non Federally-Regulated | 03/10/2017 |  | 03/10/2017
Juno Lighting, LLC | Juno | J6RL G4 D* 09LM **K 90CRI 120 FRPC HZWH | Light Emitting Diode | Inseparable Luminaire | Direct Wired | Forward Phase Cut Controls | 66 | 2700 | 0.0004 | 91 | 50 | 88 | 1 | Ambient | 50000 |  |  | 50000 | 0.01 | 14 | 15 | 0.28 | 0.29 | 0.3 | 0.28 | 0.04 | 0.01 | 0.36 | 0.32 | 0.3 | 0.24 | 0.05 | 0.02 | 0.75 | 0.21 | 0.19 | 0.12 | 0.03 | 0.02 | True |  | Non Federally-Regulated | 03/10/2017 |  | 03/10/2017
Juno Lighting, LLC | Juno | J6RLE G4 06LM **K 90CRI 120 FRPC WH | Light Emitting Diode | Inseparable Luminaire | Direct Wired | Forward Phase Cut Controls | 72 | 2700 | 0.0011 | 92 | 67 | 268 | 1 | Ambient | 50000 |  |  | 50000 | 0.02 | 20 | 19 | 0.08 | 0.01 | 0 | 0 | 0 | 0 | 0.33 | 0.01 | 0.01 | 0.01 | 0 | 0 | 1 | 0.05 | 0.04 | 0.02 | 0.02 | 0.01 | True |  | Non Federally-Regulated | 03/10/2017 |  | 03/10/2017
Juno Lighting, LLC | Juno | J6RLE G4 09LM **K 90CRI 120 FRPC WH | Light Emitting Diode | Inseparable Luminaire | Direct Wired | Forward Phase Cut Controls | 67 | 2700 | 0.0014 | 92 | 65 | 287 | 1 | Ambient | 50000 |  |  | 50000 | 0.03 | 19 | 19 | 0.08 | 0.01 | 0 | 0 | 0 | 0 | 0.33 | 0.01 | 0.01 | 0.01 | 0 | 0 | 1 | 0.05 | 0.04 | 0.02 | 0.02 | 0.01 | True |  | Non Federally-Regulated | 03/10/2017 |  | 03/10/2017
Juno Lighting, LLC | Juno | IC22LED WD G4N 06LM 30K 80CRI 120 FRPC + 27 ****** | Light Emitting Diode | Inseparable Luminaire | Direct Wired | Forward Phase Cut Controls | 54 | 3000 | 0.0016 | 93 | 60 | 248 | 1 | Ambient | 42000 |  |  | 42000 | 0 | 19 | 19 | 0.11 | 0.01 | 0.01 | 0 | 0 | 0 | 1 | 0.02 | 0.01 | 0.01 | 0.01 | 0 | 1 | 0.1 | 0.05 | 0.04 | 0.03 | 0.01 | True |  | Non Federally-Regulated | 03/10/2017 |  | 03/10/2017
Juno Lighting, LLC | Juno | IC22LED WD G4N 06LM 30K 80CRI 120 FRPC + 24 **** | Light Emitting Diode | Inseparable Luminaire | Direct Wired | Forward Phase Cut Controls | 53 | 3000 | 0.0016 | 93 | 60 | 248 | 1 | Ambient | 42000 |  |  | 42000 | 0 | 19 | 19 | 0.11 | 0.01 | 0.01 | 0 | 0 | 0 | 1 | 0.02 | 0.01 | 0.01 | 0.01 | 0 | 1 | 0.1 | 0.05 | 0.04 | 0.03 | 0.01 | True |  | Non Federally-Regulated | 03/10/2017 |  | 03/10/2017
Juno Lighting, LLC | Juno | IC22LED WD G4N 06LM 30K 80CRI 120 FRPC + 239 WH | Light Emitting Diode | Inseparable Luminaire | Direct Wired | Forward Phase Cut Controls | 51 | 3000 | 0.0016 | 93 | 60 | 248 | 1 | Ambient | 42000 |  |  | 42000 | 0 | 19 | 19 | 0.11 | 0.01 | 0.01 | 0 | 0 | 0 | 1 | 0.02 | 0.01 | 0.01 | 0.01 | 0 | 1 | 0.1 | 0.05 | 0.04 | 0.03 | 0.01 | True |  | Non Federally-Regulated | 03/10/2017 |  | 03/10/2017
Juno Lighting, LLC | Juno | IC22RLED WD G4N 06LM 30K 80CRI 120 FRPC + 27 ****** | Light Emitting Diode | Inseparable Luminaire | Direct Wired | Forward Phase Cut Controls | 54 | 3000 | 0.0016 | 93 | 60 | 248 | 1 | Ambient | 42000 |  |  | 42000 | 0 | 19 | 19 | 0.11 | 0.01 | 0.01 | 0 | 0 | 0 | 1 | 0.02 | 0.01 | 0.01 | 0.01 | 0 | 1 | 0.1 | 0.05 | 0.04 | 0.03 | 0.01 | True |  | Non Federally-Regulated | 03/10/2017 |  | 03/10/2017
Juno Lighting, LLC | Juno | IC22RLED WD G4N 06LM 30K 80CRI 120 FRPC + 24 **** | Light Emitting Diode | Inseparable Luminaire | Direct Wired | Forward Phase Cut Controls | 53 | 3000 | 0.0016 | 93 | 60 | 248 | 1 | Ambient | 42000 |  |  | 42000 | 0 | 19 | 19 | 0.11 | 0.01 | 0.01 | 0 | 0 | 0 | 1 | 0.02 | 0.01 | 0.01 | 0.01 | 0 | 1 | 0.1 | 0.05 | 0.04 | 0.03 | 0.01 | True |  | Non Federally-Regulated | 03/10/2017 |  | 03/10/2017
Juno Lighting, LLC | Juno | IC22RLED WD G4N 06LM 30K 80CRI 120 FRPC + 239 WH | Light Emitting Diode | Inseparable Luminaire | Direct Wired | Forward Phase Cut Controls | 51 | 3000 | 0.0016 | 93 | 60 | 248 | 1 | Ambient | 42000 |  |  | 42000 | 0 | 19 | 19 | 0.11 | 0.01 | 0.01 | 0 | 0 | 0 | 1 | 0.02 | 0.01 | 0.01 | 0.01 | 0 | 1 | 0.1 | 0.05 | 0.04 | 0.03 | 0.01 | True |  | Non Federally-Regulated | 03/10/2017 |  | 03/10/2017
Juno Lighting, LLC | Juno | IC20LED WD G4N 06LM 30K 80CRI 120 FRPC + 204 ****** | Light Emitting Diode | Inseparable Luminaire | Direct Wired | Forward Phase Cut Controls | 48 | 3000 | 0.0016 | 93 | 60 | 248 | 1 | Ambient | 42000 |  |  | 42000 | 0 | 19 | 19 | 0.11 | 0.01 | 0.01 | 0 | 0 | 0 | 1 | 0.02 | 0.01 | 0.01 | 0.01 | 0 | 1 | 0.1 | 0.05 | 0.04 | 0.03 | 0.01 | True |  | Non Federally-Regulated | 03/10/2017 |  | 03/10/2017
Juno Lighting, LLC | Juno | IC20LED WD G4N 06LM 30K 80CRI 120 FRPC + 205 **** | Light Emitting Diode | Inseparable Luminaire | Direct Wired | Forward Phase Cut Controls | 46 | 3000 | 0.0016 | 93 | 60 | 248 | 1 | Ambient | 42000 |  |  | 42000 | 0 | 19 | 19 | 0.11 | 0.01 | 0.01 | 0 | 0 | 0 | 1 | 0.02 | 0.01 | 0.01 | 0.01 | 0 | 1 | 0.1 | 0.05 | 0.04 | 0.03 | 0.01 | True |  | Non Federally-Regulated | 03/10/2017 |  | 03/10/2017
Juno Lighting, LLC | Juno | IC20LED WD G4N 06LM 30K 80CRI 120 FRPC + 210 **** | Light Emitting Diode | Inseparable Luminaire | Direct Wired | Forward Phase Cut Controls | 45 | 3000 | 0.0016 | 93 | 60 | 248 | 1 | Ambient | 42000 |  |  | 42000 | 0 | 19 | 19 | 0.11 | 0.01 | 0.01 | 0 | 0 | 0 | 1 | 0.02 | 0.01 | 0.01 | 0.01 | 0 | 1 | 0.1 | 0.05 | 0.04 | 0.03 | 0.01 | True |  | Non Federally-Regulated | 03/10/2017 |  | 03/10/2017
Juno Lighting, LLC | Juno | IC20RLED WD G4N 06LM 30K 80CRI 120 FRPC + 204 ****** | Light Emitting Diode | Inseparable Luminaire | Direct Wired | Forward Phase Cut Controls | 48 | 3000 | 0.0016 | 93 | 60 | 248 | 1 | Ambient | 42000 |  |  | 42000 | 0 | 19 | 19 | 0.11 | 0.01 | 0.01 | 0 | 0 | 0 | 1 | 0.02 | 0.01 | 0.01 | 0.01 | 0 | 1 | 0.1 | 0.05 | 0.04 | 0.03 | 0.01 | True |  | Non Federally-Regulated | 03/10/2017 |  | 03/10/2017
Juno Lighting, LLC | Juno | IC20RLED WD G4N 06LM 30K 80CRI 120 FRPC + 205 **** | Light Emitting Diode | Inseparable Luminaire | Direct Wired | Forward Phase Cut Controls | 46 | 3000 | 0.0016 | 93 | 60 | 248 | 1 | Ambient | 42000 |  |  | 42000 | 0 | 19 | 19 | 0.11 | 0.01 | 0.01 | 0 | 0 | 0 | 1 | 0.02 | 0.01 | 0.01 | 0.01 | 0 | 1 | 0.1 | 0.05 | 0.04 | 0.03 | 0.01 | True |  | Non Federally-Regulated | 03/10/2017 |  | 03/10/2017
Juno Lighting, LLC | Juno | IC20RLED WD G4N 06LM 30K 80CRI 120 FRPC + 210 **** | Light Emitting Diode | Inseparable Luminaire | Direct Wired | Forward Phase Cut Controls | 45 | 3000 | 0.0016 | 93 | 60 | 248 | 1 | Ambient | 42000 |  |  | 42000 | 0 | 19 | 19 | 0.11 | 0.01 | 0.01 | 0 | 0 | 0 | 1 | 0.02 | 0.01 | 0.01 | 0.01 | 0 | 1 | 0.1 | 0.05 | 0.04 | 0.03 | 0.01 | True |  | Non Federally-Regulated | 03/10/2017 |  | 03/10/2017
Juno Lighting, LLC | Juno | IC1LED WD G4N 06LM 30K 80CRI 120 FRPC + 4104 ****** | Light Emitting Diode | Inseparable Luminaire | Direct Wired | Forward Phase Cut Controls | 65 | 3000 | 0.0022 | 94 | 61 | 248 | 1 | Ambient | 25000 |  |  | 28000 | 0 | 19 | 19 | 0.11 | 0.01 | 0.01 | 0 | 0 | 0 | 1 | 0.02 | 0.01 | 0.01 | 0.01 | 0 | 1 | 0.1 | 0.05 | 0.04 | 0.03 | 0.01 | True |  | Non Federally-Regulated | 03/10/2017 |  | 03/10/2017
Juno Lighting, LLC | Juno | IC1LED WD G4N 06LM 30K 80CRI 120 FRPC + 17 ***** | Light Emitting Diode | Inseparable Luminaire | Direct Wired | Forward Phase Cut Controls | 58 | 3000 | 0.0022 | 94 | 61 | 248 | 1 | Ambient | 25000 |  |  | 28000 | 0 | 19 | 19 | 0.11 | 0.01 | 0.01 | 0 | 0 | 0 | 1 | 0.02 | 0.01 | 0.01 | 0.01 | 0 | 1 | 0.1 | 0.05 | 0.04 | 0.03 | 0.01 | True |  | Non Federally-Regulated | 03/10/2017 |  | 03/10/2017
Juno Lighting, LLC | Juno | IC1LED WD G4N 06LM 30K 80CRI 120 FRPC + 4103 FROST *** | Light Emitting Diode | Inseparable Luminaire | Direct Wired | Forward Phase Cut Controls | 58 | 3000 | 0.0022 | 94 | 61 | 248 | 1 | Ambient | 25000 |  |  | 28000 | 0 | 19 | 19 | 0.11 | 0.01 | 0.01 | 0 | 0 | 0 | 1 | 0.02 | 0.01 | 0.01 | 0.01 | 0 | 1 | 0.1 | 0.05 | 0.04 | 0.03 | 0.01 | True |  | Non Federally-Regulated | 03/10/2017 |  | 03/10/2017
Juno Lighting, LLC | Juno | IC1LED WD G4N 06LM 30K 80CRI 120 FRPC + 14 ***** | Light Emitting Diode | Inseparable Luminaire | Direct Wired | Forward Phase Cut Controls | 57 | 3000 | 0.0022 | 94 | 61 | 248 | 1 | Ambient | 25000 |  |  | 28000 | 0 | 19 | 19 | 0.11 | 0.01 | 0.01 | 0 | 0 | 0 | 1 | 0.02 | 0.01 | 0.01 | 0.01 | 0 | 1 | 0.1 | 0.05 | 0.04 | 0.03 | 0.01 | True |  | Non Federally-Regulated | 03/10/2017 |  | 03/10/2017
Juno Lighting, LLC | Juno | IC1LED WD G4N 06LM 30K 80CRI 120 FRPC + 12W *** | Light Emitting Diode | Inseparable Luminaire | Direct Wired | Forward Phase Cut Controls | 56 | 3000 | 0.0022 | 94 | 61 | 248 | 1 | Ambient | 25000 |  |  | 28000 | 0 | 19 | 19 | 0.11 | 0.01 | 0.01 | 0 | 0 | 0 | 1 | 0.02 | 0.01 | 0.01 | 0.01 | 0 | 1 | 0.1 | 0.05 | 0.04 | 0.03 | 0.01 | True |  | Non Federally-Regulated | 03/10/2017 |  | 03/10/2017
Juno Lighting, LLC | Juno | IC1LED WD G4N 06LM 30K 80CRI 120 FRPC + 4101 *** | Light Emitting Diode | Inseparable Luminaire | Direct Wired | Forward Phase Cut Controls | 55 | 3000 | 0.0022 | 94 | 61 | 248 | 1 | Ambient | 25000 |  |  | 28000 | 0 | 19 | 19 | 0.11 | 0.01 | 0.01 | 0 | 0 | 0 | 1 | 0.02 | 0.01 | 0.01 | 0.01 | 0 | 1 | 0.1 | 0.05 | 0.04 | 0.03 | 0.01 | True |  | Non Federally-Regulated | 03/10/2017 |  | 03/10/2017
Juno Lighting, LLC | Juno | J6RLE WD G4N 06LM 30K 90CRI 120 FRPC WH | Light Emitting Diode | Inseparable Luminaire | Direct Wired | Reverse Phase Cut Controls | 74 | 3000 | 0.0022 | 94 | 63 | 248 | 1 | Ambient | 50000 |  |  | 50000 | 0 | 19 | 19 | 0.06 | 0.02 | 0.01 | 0.01 | 0.01 | 0 | 0.09 | 0.02 | 0 | 0 | 0 | 0 | 0.5 | 0.11 | 0.04 | 0.02 | 0 | 0 | True |  | Non Federally-Regulated | 03/10/2017 |  | 03/10/2017
Juno Lighting, LLC | Juno | J6RL WD G4N ** 06LM 30K 90CRI 120 FRPC ***** | Light Emitting Diode | Inseparable Luminaire | Direct Wired | Reverse Phase Cut Controls | 67 | 3000 | 0.0015 | 94 | 62 | 248 | 1 | Ambient | 50000 |  |  | 50000 | 0 | 19 | 19 | 0.06 | 0.02 | 0.01 | 0.01 | 0.01 | 0 | 0.09 | 0.02 | 0 | 0 | 0 | 0 | 0.5 | 0.11 | 0.04 | 0.02 | 0 | 0 | True |  | Non Federally-Regulated | 03/10/2017 |  | 03/10/2017
L’Image Home Products Inc. | Sunbeam | 16242 | Light Emitting Diode | Omnidirectional Lamp | Edison Screw Base | Forward Phase Cut Controls | 84.4 | 3000 | -0.0018 | 95 | 76 | 39 | 0.9 | Ambient | 25000 | 0.966 | 1 |  | 0.1 | 21 | 20 | 0.1 | 0.14 | 0.12 | 0.1 | 0.14 | 0.11 | 0.1 | 0.13 | 0.11 | 0.1 | 0.13 | 0.11 | 0.01 | 0.01 | 0.01 | 0.01 | 0.01 | 0.01 | True |  | Non Federally-Regulated | 02/15/2017 |  | 03/16/2017
GREEN CREATIVE LTD | Green Creative | 14.5SMDL6DIM/927 | Light Emitting Diode | Inseparable Luminaire | Quick Connect | Forward Phase Cut Controls | 67.5 | 2700 | 0.0002 | 94 | 64 | 33 | 0.93 | Ambient | 40000 |  |  | 60000 | 0.1 | 21 | 22 | 0.24 | 0.24 | 0.22 | 0.2 | 0.04 | 0.01 | 0.22 | 0.22 | 0.22 | 0.17 | 0.02 | 0.02 | 0.17 | 0.18 | 0.17 | 0.13 | 0.03 | 0.02 | True |  | Non Federally-Regulated | 01/24/2017 |  | 03/16/2017
GREEN CREATIVE LTD | Green Creative | 14.5SMDL6DIM/930 | Light Emitting Diode | Inseparable Luminaire | Quick Connect | Forward Phase Cut Controls | 67.5 | 3000 | 0.0002 | 94 | 64 | 33 | 0.93 | Ambient | 40000 |  |  | 60000 | 0.1 | 21 | 22 | 0.24 | 0.24 | 0.22 | 0.2 | 0.04 | 0.01 | 0.22 | 0.22 | 0.22 | 0.17 | 0.02 | 0.02 | 0.17 | 0.18 | 0.17 | 0.13 | 0.03 | 0.02 | True |  | Non Federally-Regulated | 01/24/2017 |  | 03/16/2017
Acuity Brands Lighting | Lithonia Lighting | 6iGMW LED 27K 90CRI | Light Emitting Diode | Inseparable Luminaire | Direct Wired | Forward Phase Cut Controls | 62.5 | 2679 | 0.0004 | 91 | 53 | 263 | 0.98 | Ambient | 36000 |  |  | 36000 | 0.08 | 15 | 15 | 0.05 | 0.05 | 0.05 | 0.05 | 0.01 | 0 | 0.18 | 0.18 | 0.18 | 0.15 | 0.03 | 0 | 0.18 | 0.7 | 0.18 | 0.14 | 0.03 | 0 | True |  | Non Federally-Regulated | 03/14/2017 |  | 03/20/2017
Acuity Brands Lighting | Lithonia Lighting | 6iGMW LED 27K 90CRI | Light Emitting Diode | Inseparable Luminaire | Direct Wired | Reverse Phase Cut Controls | 62.5 | 2679 | 0.0004 | 91 | 53 | 263 | 0.98 | Ambient | 36000 |  |  | 36000 | 0.03 | 14 | 14 | 0.04 | 0.04 | 0.04 | 0.04 | 0.01 | 0 | 0.2 | 0.19 | 0.19 | 0.18 | 0.05 | 0.01 | 0.2 | 0.2 | 0.21 | 0.17 | 0.05 | 0.01 | True |  | Non Federally-Regulated | 03/14/2017 |  | 03/20/2017
Acuity Brands Lighting | Lithonia Lighting | 6iGMW LED 30K 90CRI | Light Emitting Diode | Inseparable Luminaire | Direct Wired | Forward Phase Cut Controls | 62.5 | 2679 | 0.0004 | 91 | 53 | 263 | 0.98 | Ambient | 36000 |  |  | 36000 | 0.08 | 15 | 15 | 0.05 | 0.05 | 0.05 | 0.05 | 0.01 | 0 | 0.18 | 0.18 | 0.18 | 0.15 | 0.03 | 0 | 0.18 | 0.7 | 0.18 | 0.14 | 0.03 | 0 | True |  | Non Federally-Regulated | 03/14/2017 |  | 03/20/2017
Acuity Brands Lighting | Lithonia Lighting | 6iGMW LED 30K 90CRI | Light Emitting Diode | Inseparable Luminaire | Direct Wired | Reverse Phase Cut Controls | 62.5 | 2679 | 0.0004 | 91 | 53 | 263 | 0.98 | Ambient | 36000 |  |  | 36000 | 0.03 | 14 | 14 | 0.04 | 0.04 | 0.04 | 0.04 | 0.01 | 0 | 0.2 | 0.19 | 0.19 | 0.18 | 0.05 | 0.01 | 0.2 | 0.2 | 0.21 | 0.17 | 0.05 | 0.01 | True |  | Non Federally-Regulated | 03/14/2017 |  | 03/20/2017
Acuity Brands Lighting | Lithonia Lighting | 6iGMW LED 40K 90CRI | Light Emitting Diode | Inseparable Luminaire | Direct Wired | Forward Phase Cut Controls | 62.5 | 2679 | 0.0004 | 91 | 53 | 263 | 0.98 | Ambient | 36000 |  |  | 36000 | 0.08 | 15 | 15 | 0.05 | 0.05 | 0.05 | 0.05 | 0.01 | 0 | 0.18 | 0.18 | 0.18 | 0.15 | 0.03 | 0 | 0.18 | 0.7 | 0.18 | 0.14 | 0.03 | 0 | True |  | Non Federally-Regulated | 03/14/2017 |  | 03/20/2017
Acuity Brands Lighting | Lithonia Lighting | 6iGMW LED 40K 90CRI | Light Emitting Diode | Inseparable Luminaire | Direct Wired | Reverse Phase Cut Controls | 62.5 | 2679 | 0.0004 | 91 | 53 | 263 | 0.98 | Ambient | 36000 |  |  | 36000 | 0.03 | 14 | 14 | 0.04 | 0.04 | 0.04 | 0.04 | 0.01 | 0 | 0.2 | 0.19 | 0.19 | 0.18 | 0.05 | 0.01 | 0.2 | 0.2 | 0.21 | 0.17 | 0.05 | 0.01 | True |  | Non Federally-Regulated | 03/14/2017 |  | 03/20/2017
Acuity Brands Lighting | Lithonia Lighting | 6iGMB LED 27K 90CRI | Light Emitting Diode | Inseparable Luminaire | Direct Wired | Forward Phase Cut Controls | 62.5 | 2679 | 0.0004 | 91 | 53 | 263 | 0.98 | Ambient | 36000 |  |  | 36000 | 0.08 | 15 | 15 | 0.05 | 0.05 | 0.05 | 0.05 | 0.01 | 0 | 0.18 | 0.18 | 0.18 | 0.15 | 0.03 | 0 | 0.18 | 0.7 | 0.18 | 0.14 | 0.03 | 0 | True |  | Non Federally-Regulated | 03/14/2017 |  | 03/20/2017
Acuity Brands Lighting | Lithonia Lighting | 6iGMB LED 27K 90CRI | Light Emitting Diode | Inseparable Luminaire | Direct Wired | Reverse Phase Cut Controls | 62.5 | 2679 | 0.0004 | 91 | 53 | 263 | 0.98 | Ambient | 36000 |  |  | 36000 | 0.03 | 14 | 14 | 0.04 | 0.04 | 0.04 | 0.04 | 0.01 | 0 | 0.2 | 0.19 | 0.19 | 0.18 | 0.05 | 0.01 | 0.2 | 0.2 | 0.21 | 0.17 | 0.05 | 0.01 | True |  | Non Federally-Regulated | 03/14/2017 |  | 03/20/2017
Acuity Brands Lighting | Lithonia Lighting | 6iGMB LED 30K 90CRI | Light Emitting Diode | Inseparable Luminaire | Direct Wired | Forward Phase Cut Controls | 62.5 | 2679 | 0.0004 | 91 | 53 | 263 | 0.98 | Ambient | 36000 |  |  | 36000 | 0.08 | 15 | 15 | 0.05 | 0.05 | 0.05 | 0.05 | 0.01 | 0 | 0.18 | 0.18 | 0.18 | 0.15 | 0.03 | 0 | 0.18 | 0.7 | 0.18 | 0.14 | 0.03 | 0 | True |  | Non Federally-Regulated | 03/14/2017 |  | 03/20/2017
Acuity Brands Lighting | Lithonia Lighting | 6iGMB LED 30K 90CRI | Light Emitting Diode | Inseparable Luminaire | Direct Wired | Reverse Phase Cut Controls | 62.5 | 2679 | 0.0004 | 91 | 53 | 263 | 0.98 | Ambient | 36000 |  |  | 36000 | 0.03 | 14 | 14 | 0.04 | 0.04 | 0.04 | 0.04 | 0.01 | 0 | 0.2 | 0.19 | 0.19 | 0.18 | 0.05 | 0.01 | 0.2 | 0.2 | 0.21 | 0.17 | 0.05 | 0.01 | True |  | Non Federally-Regulated | 03/14/2017 |  | 03/20/2017
Acuity Brands Lighting | Lithonia Lighting | 6iGMB LED 40K 90CRI | Light Emitting Diode | Inseparable Luminaire | Direct Wired | Forward Phase Cut Controls | 62.5 | 2679 | 0.0004 | 91 | 53 | 263 | 0.98 | Ambient | 36000 |  |  | 36000 | 0.08 | 15 | 15 | 0.05 | 0.05 | 0.05 | 0.05 | 0.01 | 0 | 0.18 | 0.18 | 0.18 | 0.15 | 0.03 | 0 | 0.18 | 0.7 | 0.18 | 0.14 | 0.03 | 0 | True |  | Non Federally-Regulated | 03/14/2017 |  | 03/20/2017
Acuity Brands Lighting | Lithonia Lighting | 6iGMB LED 40K 90CRI | Light Emitting Diode | Inseparable Luminaire | Direct Wired | Reverse Phase Cut Controls | 62.5 | 2679 | 0.0004 | 91 | 53 | 263 | 0.98 | Ambient | 36000 |  |  | 36000 | 0.03 | 14 | 14 | 0.04 | 0.04 | 0.04 | 0.04 | 0.01 | 0 | 0.2 | 0.19 | 0.19 | 0.18 | 0.05 | 0.01 | 0.2 | 0.2 | 0.21 | 0.17 | 0.05 | 0.01 | True |  | Non Federally-Regulated | 03/14/2017 |  | 03/20/2017
Acuity Brands Lighting | Lithonia Lighting | 6iGBN LED 27K 90CRI | Light Emitting Diode | Inseparable Luminaire | Direct Wired | Forward Phase Cut Controls | 62.5 | 2679 | 0.0004 | 91 | 53 | 263 | 0.98 | Ambient | 36000 |  |  | 36000 | 0.08 | 15 | 15 | 0.05 | 0.05 | 0.05 | 0.05 | 0.01 | 0 | 0.18 | 0.18 | 0.18 | 0.15 | 0.03 | 0 | 0.18 | 0.7 | 0.18 | 0.14 | 0.03 | 0 | True |  | Non Federally-Regulated | 03/14/2017 |  | 03/20/2017
Acuity Brands Lighting | Lithonia Lighting | 6iGBN LED 27K 90CRI | Light Emitting Diode | Inseparable Luminaire | Direct Wired | Reverse Phase Cut Controls | 62.5 | 2679 | 0.0004 | 91 | 53 | 263 | 0.98 | Ambient | 36000 |  |  | 36000 | 0.03 | 14 | 14 | 0.04 | 0.04 | 0.04 | 0.04 | 0.01 | 0 | 0.2 | 0.19 | 0.19 | 0.18 | 0.05 | 0.01 | 0.2 | 0.2 | 0.21 | 0.17 | 0.05 | 0.01 | True |  | Non Federally-Regulated | 03/14/2017 |  | 03/20/2017
Acuity Brands Lighting | Lithonia Lighting | 6iGBN LED 30K 90CRI | Light Emitting Diode | Inseparable Luminaire | Direct Wired | Forward Phase Cut Controls | 62.5 | 2679 | 0.0004 | 91 | 53 | 263 | 0.98 | Ambient | 36000 |  |  | 36000 | 0.08 | 15 | 15 | 0.05 | 0.05 | 0.05 | 0.05 | 0.01 | 0 | 0.18 | 0.18 | 0.18 | 0.15 | 0.03 | 0 | 0.18 | 0.7 | 0.18 | 0.14 | 0.03 | 0 | True |  | Non Federally-Regulated | 03/14/2017 |  | 03/20/2017
Acuity Brands Lighting | Lithonia Lighting | 6iGBN LED 30K 90CRI | Light Emitting Diode | Inseparable Luminaire | Direct Wired | Reverse Phase Cut Controls | 62.5 | 2679 | 0.0004 | 91 | 53 | 263 | 0.98 | Ambient | 36000 |  |  | 36000 | 0.03 | 14 | 14 | 0.04 | 0.04 | 0.04 | 0.04 | 0.01 | 0 | 0.2 | 0.19 | 0.19 | 0.18 | 0.05 | 0.01 | 0.2 | 0.2 | 0.21 | 0.17 | 0.05 | 0.01 | True |  | Non Federally-Regulated | 03/14/2017 |  | 03/20/2017
Acuity Brands Lighting | Lithonia Lighting | 6iGBN LED 40K 90CRI | Light Emitting Diode | Inseparable Luminaire | Direct Wired | Forward Phase Cut Controls | 62.5 | 2679 | 0.0004 | 91 | 53 | 263 | 0.98 | Ambient | 36000 |  |  | 36000 | 0.08 | 15 | 15 | 0.05 | 0.05 | 0.05 | 0.05 | 0.01 | 0 | 0.18 | 0.18 | 0.18 | 0.15 | 0.03 | 0 | 0.18 | 0.7 | 0.18 | 0.14 | 0.03 | 0 | True |  | Non Federally-Regulated | 03/14/2017 |  | 03/20/2017
Acuity Brands Lighting | Lithonia Lighting | 6iGBN LED 40K 90CRI | Light Emitting Diode | Inseparable Luminaire | Direct Wired | Reverse Phase Cut Controls | 62.5 | 2679 | 0.0004 | 91 | 53 | 263 | 0.98 | Ambient | 36000 |  |  | 36000 | 0.03 | 14 | 14 | 0.04 | 0.04 | 0.04 | 0.04 | 0.01 | 0 | 0.2 | 0.19 | 0.19 | 0.18 | 0.05 | 0.01 | 0.2 | 0.2 | 0.21 | 0.17 | 0.05 | 0.01 | True |  | Non Federally-Regulated | 03/14/2017 |  | 03/20/2017
Acuity Brands Lighting | Lithonia Lighting | 6iGORB LED 27K 90CRI | Light Emitting Diode | Inseparable Luminaire | Direct Wired | Forward Phase Cut Controls | 62.5 | 2679 | 0.0004 | 91 | 53 | 263 | 0.98 | Ambient | 36000 |  |  | 36000 | 0.08 | 15 | 15 | 0.05 | 0.05 | 0.05 | 0.05 | 0.01 | 0 | 0.18 | 0.18 | 0.18 | 0.15 | 0.03 | 0 | 0.18 | 0.7 | 0.18 | 0.14 | 0.03 | 0 | True |  | Non Federally-Regulated | 03/14/2017 |  | 03/20/2017
Acuity Brands Lighting | Lithonia Lighting | 6iGORB LED 27K 90CRI | Light Emitting Diode | Inseparable Luminaire | Direct Wired | Reverse Phase Cut Controls | 62.5 | 2679 | 0.0004 | 91 | 53 | 263 | 0.98 | Ambient | 36000 |  |  | 36000 | 0.03 | 14 | 14 | 0.04 | 0.04 | 0.04 | 0.04 | 0.01 | 0 | 0.2 | 0.19 | 0.19 | 0.18 | 0.05 | 0.01 | 0.2 | 0.2 | 0.21 | 0.17 | 0.05 | 0.01 | True |  | Non Federally-Regulated | 03/14/2017 |  | 03/20/2017
Acuity Brands Lighting | Lithonia Lighting | 6iGORB LED 30K 90CRI | Light Emitting Diode | Inseparable Luminaire | Direct Wired | Forward Phase Cut Controls | 62.5 | 2679 | 0.0004 | 91 | 53 | 263 | 0.98 | Ambient | 36000 |  |  | 36000 | 0.08 | 15 | 15 | 0.05 | 0.05 | 0.05 | 0.05 | 0.01 | 0 | 0.18 | 0.18 | 0.18 | 0.15 | 0.03 | 0 | 0.18 | 0.7 | 0.18 | 0.14 | 0.03 | 0 | True |  | Non Federally-Regulated | 03/14/2017 |  | 03/20/2017
Acuity Brands Lighting | Lithonia Lighting | 6iGORB LED 30K 90CRI | Light Emitting Diode | Inseparable Luminaire | Direct Wired | Reverse Phase Cut Controls | 62.5 | 2679 | 0.0004 | 91 | 53 | 263 | 0.98 | Ambient | 36000 |  |  | 36000 | 0.03 | 14 | 14 | 0.04 | 0.04 | 0.04 | 0.04 | 0.01 | 0 | 0.2 | 0.19 | 0.19 | 0.18 | 0.05 | 0.01 | 0.2 | 0.2 | 0.21 | 0.17 | 0.05 | 0.01 | True |  | Non Federally-Regulated | 03/14/2017 |  | 03/20/2017
Acuity Brands Lighting | Lithonia Lighting | 6iGORB LED 40K 90CRI | Light Emitting Diode | Inseparable Luminaire | Direct Wired | Forward Phase Cut Controls | 62.5 | 2679 | 0.0004 | 91 | 53 | 263 | 0.98 | Ambient | 36000 |  |  | 36000 | 0.08 | 15 | 15 | 0.05 | 0.05 | 0.05 | 0.05 | 0.01 | 0 | 0.18 | 0.18 | 0.18 | 0.15 | 0.03 | 0 | 0.18 | 0.7 | 0.18 | 0.14 | 0.03 | 0 | True |  | Non Federally-Regulated | 03/14/2017 |  | 03/20/2017
Acuity Brands Lighting | Lithonia Lighting | 6iGORB LED 40K 90CRI | Light Emitting Diode | Inseparable Luminaire | Direct Wired | Reverse Phase Cut Controls | 62.5 | 2679 | 0.0004 | 91 | 53 | 263 | 0.98 | Ambient | 36000 |  |  | 36000 | 0.03 | 14 | 14 | 0.04 | 0.04 | 0.04 | 0.04 | 0.01 | 0 | 0.2 | 0.19 | 0.19 | 0.18 | 0.05 | 0.01 | 0.2 | 0.2 | 0.21 | 0.17 | 0.05 | 0.01 | True |  | Non Federally-Regulated | 03/14/2017 |  | 03/20/2017
Acuity Brands Lighting | Lithonia Lighting | 5iGMW LED 27K 90CRI | Light Emitting Diode | Inseparable Luminaire | Direct Wired | Forward Phase Cut Controls | 62.5 | 2679 | 0.0004 | 91 | 53 | 263 | 0.98 | Ambient | 36000 |  |  | 36000 | 0.08 | 14 | 14 | 0.05 | 0.05 | 0.05 | 0.05 | 0.01 | 0 | 0.18 | 0.18 | 0.18 | 0.15 | 0.03 | 0 | 0.18 | 0.7 | 0.18 | 0.14 | 0.03 | 0 | True |  | Non Federally-Regulated | 03/14/2017 |  | 03/20/2017
Acuity Brands Lighting | Lithonia Lighting | 5iGMW LED 27K 90CRI | Light Emitting Diode | Inseparable Luminaire | Direct Wired | Reverse Phase Cut Controls | 62.5 | 2679 | 0.0004 | 91 | 53 | 263 | 0.98 | Ambient | 36000 |  |  | 36000 | 0.03 | 14 | 14 | 0.04 | 0.04 | 0.04 | 0.04 | 0.01 | 0 | 0.2 | 0.19 | 0.19 | 0.18 | 0.05 | 0.01 | 0.2 | 0.2 | 0.21 | 0.17 | 0.05 | 0.01 | True |  | Non Federally-Regulated | 03/14/2017 |  | 03/20/2017
Acuity Brands Lighting | Lithonia Lighting | 5iGMW LED 30K 90CRI | Light Emitting Diode | Inseparable Luminaire | Direct Wired | Forward Phase Cut Controls | 62.5 | 2679 | 0.0004 | 91 | 53 | 263 | 0.98 | Ambient | 36000 |  |  | 36000 | 0.08 | 14 | 14 | 0.05 | 0.05 | 0.05 | 0.05 | 0.01 | 0 | 0.18 | 0.18 | 0.18 | 0.15 | 0.03 | 0 | 0.18 | 0.7 | 0.18 | 0.14 | 0.03 | 0 | True |  | Non Federally-Regulated | 03/14/2017 |  | 03/20/2017
Acuity Brands Lighting | Lithonia Lighting | 5iGMW LED 30K 90CRI | Light Emitting Diode | Inseparable Luminaire | Direct Wired | Reverse Phase Cut Controls | 62.5 | 2679 | 0.0004 | 91 | 53 | 263 | 0.98 | Ambient | 36000 |  |  | 36000 | 0.03 | 14 | 14 | 0.04 | 0.04 | 0.04 | 0.04 | 0.01 | 0 | 0.2 | 0.19 | 0.19 | 0.18 | 0.05 | 0.01 | 0.2 | 0.2 | 0.21 | 0.17 | 0.05 | 0.01 | True |  | Non Federally-Regulated | 03/14/2017 |  | 03/20/2017
Acuity Brands Lighting | Lithonia Lighting | 5iGMW LED 40K 90CRI | Light Emitting Diode | Inseparable Luminaire | Direct Wired | Forward Phase Cut Controls | 62.5 | 2679 | 0.0004 | 91 | 53 | 263 | 0.98 | Ambient | 36000 |  |  | 36000 | 0.08 | 14 | 14 | 0.05 | 0.05 | 0.05 | 0.05 | 0.01 | 0 | 0.18 | 0.18 | 0.18 | 0.15 | 0.03 | 0 | 0.18 | 0.7 | 0.18 | 0.14 | 0.03 | 0 | True |  | Non Federally-Regulated | 03/14/2017 |  | 03/20/2017
Acuity Brands Lighting | Lithonia Lighting | 5iGMW LED 40K 90CRI | Light Emitting Diode | Inseparable Luminaire | Direct Wired | Reverse Phase Cut Controls | 62.5 | 2679 | 0.0004 | 91 | 53 | 263 | 0.98 | Ambient | 36000 |  |  | 36000 | 0.03 | 14 | 14 | 0.04 | 0.04 | 0.04 | 0.04 | 0.01 | 0 | 0.2 | 0.19 | 0.19 | 0.18 | 0.05 | 0.01 | 0.2 | 0.2 | 0.21 | 0.17 | 0.05 | 0.01 | True |  | Non Federally-Regulated | 03/14/2017 |  | 03/20/2017
Acuity Brands Lighting | Lithonia Lighting | 5iGMB LED 27K 90CRI | Light Emitting Diode | Inseparable Luminaire | Direct Wired | Forward Phase Cut Controls | 62.5 | 2679 | 0.0004 | 91 | 53 | 263 | 0.98 | Ambient | 36000 |  |  | 36000 | 0.08 | 14 | 14 | 0.05 | 0.05 | 0.05 | 0.05 | 0.01 | 0 | 0.18 | 0.18 | 0.18 | 0.15 | 0.03 | 0 | 0.18 | 0.7 | 0.18 | 0.14 | 0.03 | 0 | True |  | Non Federally-Regulated | 03/14/2017 |  | 03/20/2017
Acuity Brands Lighting | Lithonia Lighting | 5iGMB LED 27K 90CRI | Light Emitting Diode | Inseparable Luminaire | Direct Wired | Reverse Phase Cut Controls | 62.5 | 2679 | 0.0004 | 91 | 53 | 263 | 0.98 | Ambient | 36000 |  |  | 36000 | 0.03 | 14 | 14 | 0.04 | 0.04 | 0.04 | 0.04 | 0.01 | 0 | 0.2 | 0.19 | 0.19 | 0.18 | 0.05 | 0.01 | 0.2 | 0.2 | 0.21 | 0.17 | 0.05 | 0.01 | True |  | Non Federally-Regulated | 03/14/2017 |  | 03/20/2017
Acuity Brands Lighting | Lithonia Lighting | 5iGMB LED 30K 90CRI | Light Emitting Diode | Inseparable Luminaire | Direct Wired | Forward Phase Cut Controls | 62.5 | 2679 | 0.0004 | 91 | 53 | 263 | 0.98 | Ambient | 36000 |  |  | 36000 | 0.08 | 14 | 14 | 0.05 | 0.05 | 0.05 | 0.05 | 0.01 | 0 | 0.18 | 0.18 | 0.18 | 0.15 | 0.03 | 0 | 0.18 | 0.7 | 0.18 | 0.14 | 0.03 | 0 | True |  | Non Federally-Regulated | 03/14/2017 |  | 03/20/2017
Acuity Brands Lighting | Lithonia Lighting | 5iGMB LED 30K 90CRI | Light Emitting Diode | Inseparable Luminaire | Direct Wired | Reverse Phase Cut Controls | 62.5 | 2679 | 0.0004 | 91 | 53 | 263 | 0.98 | Ambient | 36000 |  |  | 36000 | 0.03 | 14 | 14 | 0.04 | 0.04 | 0.04 | 0.04 | 0.01 | 0 | 0.2 | 0.19 | 0.19 | 0.18 | 0.05 | 0.01 | 0.2 | 0.2 | 0.21 | 0.17 | 0.05 | 0.01 | True |  | Non Federally-Regulated | 03/14/2017 |  | 03/20/2017
Acuity Brands Lighting | Lithonia Lighting | 5iGMB LED 40K 90CRI | Light Emitting Diode | Inseparable Luminaire | Direct Wired | Forward Phase Cut Controls | 62.5 | 2679 | 0.0004 | 91 | 53 | 263 | 0.98 | Ambient | 36000 |  |  | 36000 | 0.08 | 14 | 14 | 0.05 | 0.05 | 0.05 | 0.05 | 0.01 | 0 | 0.18 | 0.18 | 0.18 | 0.15 | 0.03 | 0 | 0.18 | 0.7 | 0.18 | 0.14 | 0.03 | 0 | True |  | Non Federally-Regulated | 03/14/2017 |  | 03/20/2017
Acuity Brands Lighting | Lithonia Lighting | 5iGMB LED 40K 90CRI | Light Emitting Diode | Inseparable Luminaire | Direct Wired | Reverse Phase Cut Controls | 62.5 | 2679 | 0.0004 | 91 | 53 | 263 | 0.98 | Ambient | 36000 |  |  | 36000 | 0.03 | 14 | 14 | 0.04 | 0.04 | 0.04 | 0.04 | 0.01 | 0 | 0.2 | 0.19 | 0.19 | 0.18 | 0.05 | 0.01 | 0.2 | 0.2 | 0.21 | 0.17 | 0.05 | 0.01 | True |  | Non Federally-Regulated | 03/14/2017 |  | 03/20/2017
Acuity Brands Lighting | Lithonia Lighting | 5iGBN LED 27K 90CRI | Light Emitting Diode | Inseparable Luminaire | Direct Wired | Forward Phase Cut Controls | 62.5 | 2679 | 0.0004 | 91 | 53 | 263 | 0.98 | Ambient | 36000 |  |  | 36000 | 0.08 | 14 | 14 | 0.05 | 0.05 | 0.05 | 0.05 | 0.01 | 0 | 0.18 | 0.18 | 0.18 | 0.15 | 0.03 | 0 | 0.18 | 0.7 | 0.18 | 0.14 | 0.03 | 0 | True |  | Non Federally-Regulated | 03/14/2017 |  | 03/20/2017
Acuity Brands Lighting | Lithonia Lighting | 5iGBN LED 27K 90CRI | Light Emitting Diode | Inseparable Luminaire | Direct Wired | Reverse Phase Cut Controls | 62.5 | 2679 | 0.0004 | 91 | 53 | 263 | 0.98 | Ambient | 36000 |  |  | 36000 | 0.03 | 14 | 14 | 0.04 | 0.04 | 0.04 | 0.04 | 0.01 | 0 | 0.2 | 0.19 | 0.19 | 0.18 | 0.05 | 0.01 | 0.2 | 0.2 | 0.21 | 0.17 | 0.05 | 0.01 | True |  | Non Federally-Regulated | 03/14/2017 |  | 03/20/2017
Acuity Brands Lighting | Lithonia Lighting | 5iGBN LED 30K 90CRI | Light Emitting Diode | Inseparable Luminaire | Direct Wired | Forward Phase Cut Controls | 62.5 | 2679 | 0.0004 | 91 | 53 | 263 | 0.98 | Ambient | 36000 |  |  | 36000 | 0.08 | 14 | 14 | 0.05 | 0.05 | 0.05 | 0.05 | 0.01 | 0 | 0.18 | 0.18 | 0.18 | 0.15 | 0.03 | 0 | 0.18 | 0.7 | 0.18 | 0.14 | 0.03 | 0 | True |  | Non Federally-Regulated | 03/14/2017 |  | 03/20/2017
Acuity Brands Lighting | Lithonia Lighting | 5iGBN LED 30K 90CRI | Light Emitting Diode | Inseparable Luminaire | Direct Wired | Reverse Phase Cut Controls | 62.5 | 2679 | 0.0004 | 91 | 53 | 263 | 0.98 | Ambient | 36000 |  |  | 36000 | 0.03 | 14 | 14 | 0.04 | 0.04 | 0.04 | 0.04 | 0.01 | 0 | 0.2 | 0.19 | 0.19 | 0.18 | 0.05 | 0.01 | 0.2 | 0.2 | 0.21 | 0.17 | 0.05 | 0.01 | True |  | Non Federally-Regulated | 03/14/2017 |  | 03/20/2017
Acuity Brands Lighting | Lithonia Lighting | 5iGBN LED 40K 90CRI | Light Emitting Diode | Inseparable Luminaire | Direct Wired | Forward Phase Cut Controls | 62.5 | 2679 | 0.0004 | 91 | 53 | 263 | 0.98 | Ambient | 36000 |  |  | 36000 | 0.08 | 14 | 14 | 0.05 | 0.05 | 0.05 | 0.05 | 0.01 | 0 | 0.18 | 0.18 | 0.18 | 0.15 | 0.03 | 0 | 0.18 | 0.7 | 0.18 | 0.14 | 0.03 | 0 | True |  | Non Federally-Regulated | 03/14/2017 |  | 03/20/2017
Acuity Brands Lighting | Lithonia Lighting | 5iGBN LED 40K 90CRI | Light Emitting Diode | Inseparable Luminaire | Direct Wired | Reverse Phase Cut Controls | 62.5 | 2679 | 0.0004 | 91 | 53 | 263 | 0.98 | Ambient | 36000 |  |  | 36000 | 0.03 | 14 | 14 | 0.04 | 0.04 | 0.04 | 0.04 | 0.01 | 0 | 0.2 | 0.19 | 0.19 | 0.18 | 0.05 | 0.01 | 0.2 | 0.2 | 0.21 | 0.17 | 0.05 | 0.01 | True |  | Non Federally-Regulated | 03/14/2017 |  | 03/20/2017
Acuity Brands Lighting | Lithonia Lighting | 5iGORB LED 27K 90CRI | Light Emitting Diode | Inseparable Luminaire | Direct Wired | Forward Phase Cut Controls | 62.5 | 2679 | 0.0004 | 91 | 53 | 263 | 0.98 | Ambient | 36000 |  |  | 36000 | 0.08 | 14 | 14 | 0.05 | 0.05 | 0.05 | 0.05 | 0.01 | 0 | 0.18 | 0.18 | 0.18 | 0.15 | 0.03 | 0 | 0.18 | 0.7 | 0.18 | 0.14 | 0.03 | 0 | True |  | Non Federally-Regulated | 03/14/2017 |  | 03/20/2017
Acuity Brands Lighting | Lithonia Lighting | 5iGORB LED 27K 90CRI | Light Emitting Diode | Inseparable Luminaire | Direct Wired | Reverse Phase Cut Controls | 62.5 | 2679 | 0.0004 | 91 | 53 | 263 | 0.98 | Ambient | 36000 |  |  | 36000 | 0.03 | 14 | 14 | 0.04 | 0.04 | 0.04 | 0.04 | 0.01 | 0 | 0.2 | 0.19 | 0.19 | 0.18 | 0.05 | 0.01 | 0.2 | 0.2 | 0.21 | 0.17 | 0.05 | 0.01 | True |  | Non Federally-Regulated | 03/14/2017 |  | 03/20/2017
Acuity Brands Lighting | Lithonia Lighting | 5iGORB LED 30K 90CRI | Light Emitting Diode | Inseparable Luminaire | Direct Wired | Forward Phase Cut Controls | 62.5 | 2679 | 0.0004 | 91 | 53 | 263 | 0.98 | Ambient | 36000 |  |  | 36000 | 0.08 | 14 | 14 | 0.05 | 0.05 | 0.05 | 0.05 | 0.01 | 0 | 0.18 | 0.18 | 0.18 | 0.15 | 0.03 | 0 | 0.18 | 0.7 | 0.18 | 0.14 | 0.03 | 0 | True |  | Non Federally-Regulated | 03/14/2017 |  | 03/20/2017
Acuity Brands Lighting | Lithonia Lighting | 5iGORB LED 30K 90CRI | Light Emitting Diode | Inseparable Luminaire | Direct Wired | Reverse Phase Cut Controls | 62.5 | 2679 | 0.0004 | 91 | 53 | 263 | 0.98 | Ambient | 36000 |  |  | 36000 | 0.03 | 14 | 14 | 0.04 | 0.04 | 0.04 | 0.04 | 0.01 | 0 | 0.2 | 0.19 | 0.19 | 0.18 | 0.05 | 0.01 | 0.2 | 0.2 | 0.21 | 0.17 | 0.05 | 0.01 | True |  | Non Federally-Regulated | 03/14/2017 |  | 03/20/2017
Acuity Brands Lighting | Lithonia Lighting | 5iGORB LED 40K 90CRI | Light Emitting Diode | Inseparable Luminaire | Direct Wired | Forward Phase Cut Controls | 62.5 | 2679 | 0.0004 | 91 | 53 | 263 | 0.98 | Ambient | 36000 |  |  | 36000 | 0.08 | 14 | 14 | 0.05 | 0.05 | 0.05 | 0.05 | 0.01 | 0 | 0.18 | 0.18 | 0.18 | 0.15 | 0.03 | 0 | 0.18 | 0.7 | 0.18 | 0.14 | 0.03 | 0 | True |  | Non Federally-Regulated | 03/14/2017 |  | 03/20/2017
Acuity Brands Lighting | Lithonia Lighting | 5iGORB LED 40K 90CRI | Light Emitting Diode | Inseparable Luminaire | Direct Wired | Reverse Phase Cut Controls | 62.5 | 2679 | 0.0004 | 91 | 53 | 263 | 0.98 | Ambient | 36000 |  |  | 36000 | 0.03 | 14 | 14 | 0.04 | 0.04 | 0.04 | 0.04 | 0.01 | 0 | 0.2 | 0.19 | 0.19 | 0.18 | 0.05 | 0.01 | 0.2 | 0.2 | 0.21 | 0.17 | 0.05 | 0.01 | True |  | Non Federally-Regulated | 03/14/2017 |  | 03/20/2017
Acuity Brands Lighting | Lithonia Lighting | LK3B** LED | Light Emitting Diode | Inseparable Luminaire | Direct Wired | Forward Phase Cut Controls | 68.8 | 2973 | 0.001 | 92 | 58 | 227 | 0.93 | Ambient | 54000 |  |  | 54000 | 0.08 | 14 | 14 | 0.04 | 0.04 | 0.04 | 0.03 | 0.01 | 0 | 0.09 | 0.09 | 0.09 | 0.08 | 0.02 | 0 | 0.1 | 0.1 | 0.1 | 0.08 | 0.02 | 0 | True |  | Non Federally-Regulated | 03/14/2017 |  | 03/20/2017
Acuity Brands Lighting | Lithonia Lighting | LK3B** LED | Light Emitting Diode | Inseparable Luminaire | Direct Wired | Reverse Phase Cut Controls | 68.8 | 2973 | 0.001 | 92 | 58 | 227 | 0.93 | Ambient | 54000 |  |  | 54000 | 0.03 | 14 | 14 | 0.04 | 0.04 | 0.04 | 0.03 | 0.01 | 0 | 0.1 | 0.1 | 0.1 | 0.09 | 0.02 | 0.01 | 0.11 | 0.11 | 0.11 | 0.09 | 0.03 | 0.01 | True |  | Non Federally-Regulated | 03/14/2017 |  | 03/20/2017
Acuity Brands Lighting | Lithonia Lighting | LK3B** LED 50K | Light Emitting Diode | Inseparable Luminaire | Direct Wired | Forward Phase Cut Controls | 68.8 | 2973 | 0.001 | 92 | 58 | 227 | 0.93 | Ambient | 54000 |  |  | 54000 | 0.08 | 14 | 14 | 0.04 | 0.04 | 0.04 | 0.03 | 0.01 | 0 | 0.09 | 0.09 | 0.09 | 0.08 | 0.02 | 0 | 0.1 | 0.1 | 0.1 | 0.08 | 0.02 | 0 | True |  | Non Federally-Regulated | 03/14/2017 |  | 03/20/2017
Acuity Brands Lighting | Lithonia Lighting | LK3B** LED 50K | Light Emitting Diode | Inseparable Luminaire | Direct Wired | Reverse Phase Cut Controls | 68.8 | 2973 | 0.001 | 92 | 58 | 227 | 0.93 | Ambient | 54000 |  |  | 54000 | 0.03 | 14 | 14 | 0.04 | 0.04 | 0.04 | 0.03 | 0.01 | 0 | 0.1 | 0.1 | 0.1 | 0.09 | 0.02 | 0.01 | 0.11 | 0.11 | 0.11 | 0.09 | 0.03 | 0.01 | True |  | Non Federally-Regulated | 03/14/2017 |  | 03/20/2017
Acuity Brands Lighting | Lithonia Lighting | LK5B** LED | Light Emitting Diode | Inseparable Luminaire | Direct Wired | Forward Phase Cut Controls | 71 | 2988 | 0.002 | 91 | 59 | 203 | 0.97 | Ambient | 54000 |  |  | 54000 | 0.07 | 15 | 14 | 0.04 | 0.04 | 0.04 | 0.04 | 0.01 | 0 | 0.15 | 0.15 | 0.15 | 0.13 | 0.03 | 0 | 0.13 | 0.13 | 0.13 | 0.11 | 0.02 | 0.01 | True |  | Non Federally-Regulated | 03/14/2017 |  | 03/20/2017
Acuity Brands Lighting | Lithonia Lighting | LK5B** LED | Light Emitting Diode | Inseparable Luminaire | Direct Wired | Reverse Phase Cut Controls | 71 | 2988 | 0.002 | 91 | 59 | 203 | 0.97 | Ambient | 54000 |  |  | 54000 | 0.03 | 14 | 14 | 0.04 | 0.04 | 0.04 | 0.04 | 0.01 | 0 | 0.16 | 0.16 | 0.16 | 0.14 | 0.04 | 0.01 | 0.16 | 0.16 | 0.17 | 0.14 | 0.04 | 0.01 | True |  | Non Federally-Regulated | 03/14/2017 |  | 03/20/2017
Acuity Brands Lighting | Lithonia Lighting | LK5G** LED | Light Emitting Diode | Inseparable Luminaire | Direct Wired | Forward Phase Cut Controls | 71 | 2988 | 0.002 | 91 | 59 | 203 | 0.97 | Ambient | 54000 |  |  | 54000 | 0.07 | 15 | 14 | 0.04 | 0.04 | 0.04 | 0.04 | 0.01 | 0 | 0.15 | 0.15 | 0.15 | 0.13 | 0.03 | 0 | 0.13 | 0.13 | 0.13 | 0.11 | 0.02 | 0.01 | True |  | Non Federally-Regulated | 03/14/2017 |  | 03/20/2017
Acuity Brands Lighting | Lithonia Lighting | LK5G** LED | Light Emitting Diode | Inseparable Luminaire | Direct Wired | Reverse Phase Cut Controls | 71 | 2988 | 0.002 | 91 | 59 | 203 | 0.97 | Ambient | 54000 |  |  | 54000 | 0.03 | 14 | 14 | 0.04 | 0.04 | 0.04 | 0.04 | 0.01 | 0 | 0.16 | 0.16 | 0.16 | 0.14 | 0.04 | 0.01 | 0.16 | 0.16 | 0.17 | 0.14 | 0.04 | 0.01 | True |  | Non Federally-Regulated | 03/14/2017 |  | 03/20/2017
Acuity Brands Lighting | Lithonia Lighting | LK5B** LED 50K | Light Emitting Diode | Inseparable Luminaire | Direct Wired | Forward Phase Cut Controls | 71 | 2988 | 0.002 | 91 | 59 | 203 | 0.97 | Ambient | 54000 |  |  | 54000 | 0.07 | 15 | 14 | 0.04 | 0.04 | 0.04 | 0.04 | 0.01 | 0 | 0.15 | 0.15 | 0.15 | 0.13 | 0.03 | 0 | 0.13 | 0.13 | 0.13 | 0.11 | 0.02 | 0.01 | True |  | Non Federally-Regulated | 03/14/2017 |  | 03/20/2017
Acuity Brands Lighting | Lithonia Lighting | LK5B** LED 50K | Light Emitting Diode | Inseparable Luminaire | Direct Wired | Reverse Phase Cut Controls | 71 | 2988 | 0.002 | 91 | 59 | 203 | 0.97 | Ambient | 54000 |  |  | 54000 | 0.03 | 14 | 14 | 0.04 | 0.04 | 0.04 | 0.04 | 0.01 | 0 | 0.16 | 0.16 | 0.16 | 0.14 | 0.04 | 0.01 | 0.16 | 0.16 | 0.17 | 0.14 | 0.04 | 0.01 | True |  | Non Federally-Regulated | 03/14/2017 |  | 03/20/2017
Acuity Brands Lighting | Lithonia Lighting | LK5G** LED 50K | Light Emitting Diode | Inseparable Luminaire | Direct Wired | Forward Phase Cut Controls | 71 | 2988 | 0.002 | 91 | 59 | 203 | 0.97 | Ambient | 54000 |  |  | 54000 | 0.07 | 15 | 14 | 0.04 | 0.04 | 0.04 | 0.04 | 0.01 | 0 | 0.15 | 0.15 | 0.15 | 0.13 | 0.03 | 0 | 0.13 | 0.13 | 0.13 | 0.11 | 0.02 | 0.01 | True |  | Non Federally-Regulated | 03/14/2017 |  | 03/20/2017
Acuity Brands Lighting | Lithonia Lighting | LK5G** LED 50K | Light Emitting Diode | Inseparable Luminaire | Direct Wired | Reverse Phase Cut Controls | 71 | 2988 | 0.002 | 91 | 59 | 203 | 0.97 | Ambient | 54000 |  |  | 54000 | 0.03 | 14 | 14 | 0.04 | 0.04 | 0.04 | 0.04 | 0.01 | 0 | 0.16 | 0.16 | 0.16 | 0.14 | 0.04 | 0.01 | 0.16 | 0.16 | 0.17 | 0.14 | 0.04 | 0.01 | True |  | Non Federally-Regulated | 03/14/2017 |  | 03/20/2017
ETi Solid State Lighting, Inc | ETI | 53166161-A | Light Emitting Diode | Inseparable Luminaire | Edison Screw Base | Forward Phase Cut Controls | 75.5 | 2676 | 0.0001 | 93 | 59 | 496 | 0.94 | Ambient | 50000 |  |  | 52000 | 0.1 | 16 | 18 | 0.29 | 0.28 | 0.27 | 0.25 | 0.06 | 0.02 | 0.29 | 0.3 | 0.22 | 0.09 | 0.04 | 0.03 | 0.25 | 0.25 | 0.24 | 0.17 | 0.05 | 0.04 | True |  | Non Federally-Regulated | 02/15/2017 |  | 03/21/2017
ETi Solid State Lighting, Inc | ETI | 53166261 | Light Emitting Diode | Inseparable Luminaire | Edison Screw Base | Forward Phase Cut Controls | 67.7 | 2732 | 0.0012 | 92 | 61 | 436 | 0.93 | Ambient | 50000 |  |  | 52000 | 0.1 | 16 | 19 | 0.19 | 0.19 | 0.18 | 0.16 | 0.03 | 0 | 0.09 | 0.08 | 0.05 | 0.01 | 0.01 | 0.01 | 0.07 | 0.07 | 0.05 | 0.02 | 0.02 | 0.02 | True |  | Non Federally-Regulated | 02/15/2017 |  | 03/21/2017
ETi Solid State Lighting, Inc | ETI | 53166301 | Light Emitting Diode | Inseparable Luminaire | Edison Screw Base | Forward Phase Cut Controls | 69.9 | 2745 | 0.0002 | 93 | 58 | 492 | 0.94 | Ambient | 50000 |  |  | 54000 | 0.1 | 16 | 19 | 0.25 | 0.24 | 0.24 | 0.22 | 0.05 | 0.01 | 0.27 | 0.28 | 0.27 | 0.22 | 0.04 | 0.03 | 0.24 | 0.25 | 0.24 | 0.16 | 0.05 | 0.03 | True |  | Non Federally-Regulated | 02/15/2017 |  | 03/21/2017
ETi Solid State Lighting, Inc | ETI | 53183103 | Light Emitting Diode | Inseparable Luminaire | Edison Screw Base | Forward Phase Cut Controls | 62.8 | 2660 | 0.0003 | 93 | 55 | 2 | 0.99 | Ambient | 50000 |  |  | 51000 | 0.1 | 17 | 20 | 0.23 | 0.19 | 0.17 | 0.06 | 0.01 | 0.01 | 0.13 | 0.13 | 0.1 | 0.03 | 0.02 | 0.01 | 0.07 | 0.06 | 0.05 | 0.02 | 0.01 | 0.01 | True |  | Non Federally-Regulated | 02/15/2017 |  | 03/21/2017
Cooper Lighting Solutions LLC (formerly Eaton) | Halo | SMD4S6927**** | Light Emitting Diode | Inseparable Luminaire | Quick Connect | Forward Phase Cut Controls | 66.6 | 2700 | -0.0013 | 93 | 66 | 122 | 1 | Elevated | 50000 |  |  | 50000 | 0.05 | 20 | 20 | 0.07 | 0.07 | 0.07 | 0.06 | 0.01 | 0 | 0.28 | 0.28 | 0.28 | 0.22 | 0.05 | 0 | 0.24 | 0.23 | 0.23 | 0.17 | 0.04 | 0 | True |  | Non Federally-Regulated | 12/28/2016 |  | 03/21/2017
Cooper Lighting Solutions LLC (formerly Eaton) | Halo | SMD4S6930**** | Light Emitting Diode | Inseparable Luminaire | Quick Connect | Forward Phase Cut Controls | 66.6 | 3000 | -0.0013 | 93 | 66 | 122 | 1 | Elevated | 50000 |  |  | 50000 | 0.05 | 20 | 20 | 0.07 | 0.07 | 0.07 | 0.06 | 0.01 | 0 | 0.28 | 0.28 | 0.28 | 0.22 | 0.05 | 0 | 0.24 | 0.23 | 0.23 | 0.17 | 0.04 | 0.01 | True |  | Non Federally-Regulated | 12/28/2016 |  | 03/21/2017
Cooper Lighting Solutions LLC (formerly Eaton) | Halo | SMD4S6935**** | Light Emitting Diode | Inseparable Luminaire | Quick Connect | Forward Phase Cut Controls | 66.6 | 3500 | -0.0013 | 93 | 66 | 122 | 1 | Elevated | 50000 |  |  | 50000 | 0.05 | 20 | 20 | 0.07 | 0.07 | 0.07 | 0.06 | 0.01 | 0 | 0.28 | 0.28 | 0.28 | 0.22 | 0.05 | 0 | 0.24 | 0.23 | 0.23 | 0.17 | 0.04 | 0.01 | True |  | Non Federally-Regulated | 12/28/2016 |  | 03/21/2017
Cooper Lighting Solutions LLC (formerly Eaton) | Halo | SMD4S6940**** | Light Emitting Diode | Inseparable Luminaire | Quick Connect | Forward Phase Cut Controls | 66.6 | 4000 | -0.0013 | 93 | 66 | 122 | 1 | Elevated | 50000 |  |  | 50000 | 0.05 | 20 | 20 | 0.07 | 0.07 | 0.07 | 0.06 | 0.01 | 0 | 0.28 | 0.28 | 0.28 | 0.22 | 0.05 | 0 | 0.24 | 0.23 | 0.23 | 0.17 | 0.04 | 0.01 | True |  | Non Federally-Regulated | 12/28/2016 |  | 03/21/2017
Cooper Lighting Solutions LLC (formerly Eaton) | Halo | RL560WH9927** | Light Emitting Diode | Inseparable Luminaire | Quick Connect | Forward Phase Cut Controls | 63.3 | 2651 | -0.0003 | 92 | 67 | 88 | 1 | Elevated | 50000 |  |  | 50000 | 0.07 | 21 | 21 | 0.06 | 0.06 | 0.06 | 0.05 | 0.01 | 0 | 0.33 | 0.33 | 0.34 | 0.26 | 0.06 | 0 | 0.28 | 0.29 | 0.29 | 0.22 | 0.05 | 0 | True |  | Non Federally-Regulated | 12/12/2016 |  | 03/21/2017
Cooper Lighting Solutions LLC (formerly Eaton) | Halo | RL560WH9930** | Light Emitting Diode | Inseparable Luminaire | Quick Connect | Forward Phase Cut Controls | 63.3 | 3000 | -0.0003 | 92 | 67 | 88 | 1 | Elevated | 50000 |  |  | 50000 | 0.07 | 21 | 21 | 0.06 | 0.06 | 0.06 | 0.05 | 0.01 | 0 | 0.33 | 0.33 | 0.34 | 0.26 | 0.06 | 0 | 0.28 | 0.29 | 0.29 | 0.22 | 0.05 | 0 | True |  | Non Federally-Regulated | 12/12/2016 |  | 03/21/2017
Cooper Lighting Solutions LLC (formerly Eaton) | Halo | RL560WH9935** | Light Emitting Diode | Inseparable Luminaire | Quick Connect | Forward Phase Cut Controls | 63.3 | 3500 | -0.0003 | 92 | 67 | 88 | 1 | Elevated | 50000 |  |  | 50000 | 0.07 | 21 | 21 | 0.06 | 0.06 | 0.06 | 0.05 | 0.01 | 0 | 0.33 | 0.33 | 0.34 | 0.26 | 0.06 | 0 | 0.28 | 0.29 | 0.29 | 0.22 | 0.05 | 0 | True |  | Non Federally-Regulated | 12/12/2016 |  | 03/21/2017
Cooper Lighting Solutions LLC (formerly Eaton) | Halo | RL560WH9940** | Light Emitting Diode | Inseparable Luminaire | Quick Connect | Forward Phase Cut Controls | 63.3 | 4000 | -0.0003 | 92 | 67 | 88 | 1 | Elevated | 50000 |  |  | 50000 | 0.07 | 21 | 21 | 0.06 | 0.06 | 0.06 | 0.05 | 0.01 | 0 | 0.33 | 0.33 | 0.34 | 0.26 | 0.06 | 0 | 0.28 | 0.29 | 0.29 | 0.22 | 0.05 | 0 | True |  | Non Federally-Regulated | 12/12/2016 |  | 03/21/2017
Cooper Lighting Solutions LLC (formerly Eaton) | Halo | RL560WH6927** | Light Emitting Diode | Inseparable Luminaire | Quick Connect | Forward Phase Cut Controls | 65.2 | 2762 | -0.0005 | 93 | 66 | 122 | 1 | Elevated | 50000 |  |  | 50000 | 0.05 | 22 | 22 | 0.04 | 0.04 | 0.04 | 0.04 | 0.01 | 0 | 0.3 | 0.29 | 0.3 | 0.25 | 0.06 | 0 | 0.38 | 0.36 | 0.36 | 0.28 | 0.08 | 0.01 | True |  | Non Federally-Regulated | 12/12/2016 |  | 03/21/2017
Cooper Lighting Solutions LLC (formerly Eaton) | Halo | RL560WH6930** | Light Emitting Diode | Inseparable Luminaire | Quick Connect | Forward Phase Cut Controls | 65.2 | 3000 | -0.0005 | 93 | 66 | 122 | 1 | Elevated | 50000 |  |  | 50000 | 0.05 | 22 | 22 | 0.04 | 0.04 | 0.04 | 0.04 | 0.01 | 0 | 0.3 | 0.29 | 0.3 | 0.25 | 0.06 | 0 | 0.38 | 0.36 | 0.36 | 0.28 | 0.08 | 0.01 | True |  | Non Federally-Regulated | 12/12/2016 |  | 03/21/2017
Cooper Lighting Solutions LLC (formerly Eaton) | Halo | RL560WH6935** | Light Emitting Diode | Inseparable Luminaire | Quick Connect | Forward Phase Cut Controls | 65.2 | 3500 | -0.0005 | 93 | 66 | 122 | 1 | Elevated | 50000 |  |  | 50000 | 0.05 | 22 | 22 | 0.04 | 0.04 | 0.04 | 0.04 | 0.01 | 0 | 0.3 | 0.29 | 0.3 | 0.25 | 0.06 | 0 | 0.38 | 0.36 | 0.36 | 0.28 | 0.08 | 0.01 | True |  | Non Federally-Regulated | 12/12/2016 |  | 03/21/2017
Cooper Lighting Solutions LLC (formerly Eaton) | Halo | RL560WH6940** | Light Emitting Diode | Inseparable Luminaire | Quick Connect | Forward Phase Cut Controls | 65.2 | 4000 | -0.0005 | 93 | 66 | 122 | 1 | Elevated | 50000 |  |  | 50000 | 0.05 | 22 | 22 | 0.04 | 0.04 | 0.04 | 0.04 | 0.01 | 0 | 0.3 | 0.29 | 0.3 | 0.25 | 0.06 | 0 | 0.38 | 0.36 | 0.36 | 0.28 | 0.08 | 0.01 | True |  | Non Federally-Regulated | 12/22/2016 |  | 03/21/2017
Cooper Lighting Solutions LLC (formerly Eaton) | Halo | RL560WH12927** | Light Emitting Diode | Inseparable Luminaire | Quick Connect | Forward Phase Cut Controls | 77.8 | 2694 | -0.0012 | 93 | 64 | 110 | 1 | Elevated | 50000 |  |  | 50000 | 0.1 | 21 | 22 | 0.04 | 0.04 | 0.04 | 0.04 | 0.01 | 0 | 0.26 | 0.26 | 0.27 | 0.21 | 0.04 | 0 | 0.23 | 0.24 | 0.24 | 0.18 | 0.04 | 0 | True |  | Non Federally-Regulated | 02/07/2017 |  | 03/21/2017
Cooper Lighting Solutions LLC (formerly Eaton) | Halo | RL560WH12930** | Light Emitting Diode | Inseparable Luminaire | Quick Connect | Forward Phase Cut Controls | 77.8 | 3000 | -0.0012 | 93 | 64 | 110 | 1 | Elevated | 50000 |  |  | 50000 | 0.1 | 21 | 22 | 0.04 | 0.04 | 0.04 | 0.04 | 0.01 | 0 | 0.26 | 0.26 | 0.27 | 0.21 | 0.04 | 0 | 0.23 | 0.24 | 0.24 | 0.18 | 0.04 | 0 | True |  | Non Federally-Regulated | 02/07/2017 |  | 03/21/2017
Cooper Lighting Solutions LLC (formerly Eaton) | Halo | RL560WH12935** | Light Emitting Diode | Inseparable Luminaire | Quick Connect | Forward Phase Cut Controls | 77.8 | 3500 | -0.0012 | 93 | 64 | 110 | 1 | Elevated | 50000 |  |  | 50000 | 0.1 | 21 | 22 | 0.04 | 0.04 | 0.04 | 0.04 | 0.01 | 0 | 0.26 | 0.26 | 0.27 | 0.21 | 0.04 | 0 | 0.23 | 0.24 | 0.24 | 0.18 | 0.04 | 0 | True |  | Non Federally-Regulated | 02/07/2017 |  | 03/21/2017
Cooper Lighting Solutions LLC (formerly Eaton) | Halo | RL560WH12940** | Light Emitting Diode | Inseparable Luminaire | Quick Connect | Forward Phase Cut Controls | 77.8 | 4000 | -0.0012 | 93 | 64 | 110 | 1 | Elevated | 50000 |  |  | 50000 | 0.1 | 21 | 22 | 0.04 | 0.04 | 0.04 | 0.04 | 0.01 | 0 | 0.26 | 0.26 | 0.27 | 0.21 | 0.04 | 0 | 0.23 | 0.24 | 0.24 | 0.18 | 0.04 | 0 | True |  | Non Federally-Regulated | 02/07/2017 |  | 03/21/2017
Cooper Lighting Solutions LLC (formerly Eaton) | Halo | RL460WH927** | Light Emitting Diode | Inseparable Luminaire | Quick Connect | Forward Phase Cut Controls | 62.3 | 2762 | -0.0004 | 93 | 64 | 318 | 1 | Elevated | 50000 |  |  | 50000 | 0.05 | 20 | 22 | 0.1 | 0.1 | 0.09 | 0.09 | 0.02 | 0 | 0.3 | 0.3 | 0.31 | 0.24 | 0.05 | 0 | 0.27 | 0.28 | 0.28 | 0.21 | 0.04 | 0.01 | True |  | Non Federally-Regulated | 12/22/2016 |  | 03/21/2017
Cooper Lighting Solutions LLC (formerly Eaton) | Halo | RL460WH930** | Light Emitting Diode | Inseparable Luminaire | Quick Connect | Forward Phase Cut Controls | 62.3 | 3000 | -0.0004 | 93 | 64 | 318 | 1 | Elevated | 50000 |  |  | 50000 | 0.05 | 20 | 22 | 0.1 | 0.1 | 0.09 | 0.09 | 0.02 | 0 | 0.3 | 0.3 | 0.31 | 0.24 | 0.05 | 0 | 0.27 | 0.28 | 0.28 | 0.21 | 0.04 | 0.01 | True |  | Non Federally-Regulated | 12/22/2016 |  | 03/21/2017
Cooper Lighting Solutions LLC (formerly Eaton) | Halo | RL460WH935** | Light Emitting Diode | Inseparable Luminaire | Quick Connect | Forward Phase Cut Controls | 62.3 | 3500 | -0.0004 | 93 | 64 | 318 | 1 | Elevated | 50000 |  |  | 50000 | 0.05 | 20 | 22 | 0.1 | 0.1 | 0.09 | 0.09 | 0.02 | 0 | 0.3 | 0.3 | 0.31 | 0.24 | 0.05 | 0 | 0.27 | 0.28 | 0.28 | 0.21 | 0.04 | 0.01 | True |  | Non Federally-Regulated | 12/22/2016 |  | 03/21/2017
Cooper Lighting Solutions LLC (formerly Eaton) | Halo | RL460WH940** | Light Emitting Diode | Inseparable Luminaire | Quick Connect | Forward Phase Cut Controls | 62.3 | 4000 | -0.0004 | 93 | 64 | 318 | 1 | Elevated | 50000 |  |  | 50000 | 0.05 | 20 | 22 | 0.1 | 0.1 | 0.09 | 0.09 | 0.02 | 0 | 0.3 | 0.3 | 0.31 | 0.24 | 0.05 | 0 | 0.27 | 0.28 | 0.28 | 0.21 | 0.04 | 0.01 | True |  | Non Federally-Regulated | 12/22/2016 |  | 03/21/2017
Cooper Lighting Solutions LLC (formerly Eaton) | Halo | RA406927***** | Light Emitting Diode | Inseparable Luminaire | Quick Connect | Forward Phase Cut Controls | 59 | 2682 | 0.0001 | 95 | 76 | 74 | 1 | Elevated | 50000 |  |  | 50000 | 0.05 | 19 | 22 | 0.14 | 0.14 | 0.14 | 0.13 | 0.03 | 0 | 0.15 | 0.15 | 0.15 | 0.13 | 0.03 | 0 | 0.14 | 0.13 | 0.12 | 0.09 | 0.01 | 0 | True |  | Non Federally-Regulated | 12/22/2016 |  | 03/21/2017
Cooper Lighting Solutions LLC (formerly Eaton) | Halo | RA406930***** | Light Emitting Diode | Inseparable Luminaire | Quick Connect | Forward Phase Cut Controls | 59 | 3000 | 0.0001 | 95 | 76 | 74 | 1 | Elevated | 50000 |  |  | 50000 | 0.05 | 19 | 22 | 0.14 | 0.14 | 0.14 | 0.13 | 0.03 | 0 | 0.15 | 0.15 | 0.15 | 0.13 | 0.03 | 0 | 0.14 | 0.13 | 0.12 | 0.09 | 0.01 | 0 | True |  | Non Federally-Regulated | 12/22/2016 |  | 03/21/2017
Cooper Lighting Solutions LLC (formerly Eaton) | Halo | ML5609D2W930**** | Light Emitting Diode | Inseparable Luminaire | Quick Connect | Forward Phase Cut Controls | 56.2 | 3029 | -0.0016 | 94 | 64 | 150 | 1 | Elevated | 50000 |  |  | 50000 | 0.05 | 19 | 21 | 0.05 | 0.05 | 0.05 | 0.05 | 0.01 | 0 | 0.09 | 0.09 | 0.09 | 0.08 | 0.02 | 0 | 0.07 | 0.06 | 0.06 | 0.05 | 0 | 0 | True |  | Non Federally-Regulated | 12/22/2016 |  | 03/21/2017
Cooper Lighting Solutions LLC (formerly Eaton) | Halo | SMD6S6927**** | Light Emitting Diode | Inseparable Luminaire | Quick Connect | Forward Phase Cut Controls | 70.7 | 2728 | -0.001 | 93 | 68 | 122 | 1 | Elevated | 50000 |  |  | 50000 | 0.05 | 20 | 20 | 0.07 | 0.07 | 0.07 | 0.06 | 0.01 | 0 | 0.28 | 0.28 | 0.28 | 0.22 | 0.05 | 0 | 0.24 | 0.23 | 0.23 | 0.17 | 0.04 | 0 | True |  | Non Federally-Regulated | 12/28/2016 |  | 03/22/2017
Cooper Lighting Solutions LLC (formerly Eaton) | Halo | SMD6S6930**** | Light Emitting Diode | Inseparable Luminaire | Quick Connect | Forward Phase Cut Controls | 70.7 | 3000 | -0.001 | 93 | 68 | 122 | 1 | Elevated | 50000 |  |  | 50000 | 0.05 | 20 | 20 | 0.07 | 0.07 | 0.07 | 0.06 | 0.01 | 0 | 0.28 | 0.28 | 0.28 | 0.22 | 0.05 | 0 | 0.24 | 0.23 | 0.23 | 0.17 | 0.04 | 0.01 | True |  | Non Federally-Regulated | 12/28/2016 |  | 03/22/2017
Cooper Lighting Solutions LLC (formerly Eaton) | Halo | SMD6S6935**** | Light Emitting Diode | Inseparable Luminaire | Quick Connect | Forward Phase Cut Controls | 70.7 | 3500 | -0.001 | 93 | 68 | 122 | 1 | Elevated | 50000 |  |  | 50000 | 0.05 | 20 | 20 | 0.07 | 0.07 | 0.07 | 0.06 | 0.01 | 0 | 0.28 | 0.28 | 0.28 | 0.22 | 0.05 | 0 | 0.24 | 0.23 | 0.23 | 0.17 | 0.04 | 0.01 | True |  | Non Federally-Regulated | 12/28/2016 |  | 03/22/2017
Cooper Lighting Solutions LLC (formerly Eaton) | Halo | SMD6S6940**** | Light Emitting Diode | Inseparable Luminaire | Quick Connect | Forward Phase Cut Controls | 70.7 | 4000 | -0.001 | 93 | 68 | 122 | 1 | Elevated | 50000 |  |  | 50000 | 0.05 | 20 | 20 | 0.07 | 0.07 | 0.07 | 0.06 | 0.01 | 0 | 0.28 | 0.28 | 0.28 | 0.22 | 0.05 | 0 | 0.24 | 0.23 | 0.23 | 0.17 | 0.04 | 0.01 | True |  | Non Federally-Regulated | 12/28/2016 |  | 03/22/2017
Cooper Lighting Solutions LLC (formerly Eaton) | Halo | SMD4S6927**** | Light Emitting Diode | Inseparable Luminaire | Quick Connect | Forward Phase Cut Controls | 66.6 | 2700 | -0.0013 | 93 | 66 | 122 | 1 | Elevated | 50000 |  |  | 50000 | 0.05 | 20 | 20 | 0.13 | 0.13 | 0.12 | 0.11 | 0.02 | 0 | 0.36 | 0.36 | 0.37 | 0.27 | 0.06 | 0 | 0.25 | 0.25 | 0.25 | 0.19 | 0.04 | 0 | True |  | Non Federally-Regulated | 03/21/2017 |  | 03/22/2017
Cooper Lighting Solutions LLC (formerly Eaton) | Halo | SMD4S6930**** | Light Emitting Diode | Inseparable Luminaire | Quick Connect | Forward Phase Cut Controls | 66.6 | 3000 | -0.0013 | 93 | 66 | 122 | 1 | Elevated | 50000 |  |  | 50000 | 0.05 | 20 | 20 | 0.13 | 0.13 | 0.12 | 0.11 | 0.02 | 0 | 0.36 | 0.36 | 0.37 | 0.27 | 0.06 | 0 | 0.25 | 0.25 | 0.25 | 0.19 | 0.04 | 0 | True |  | Non Federally-Regulated | 03/21/2017 |  | 03/22/2017
Cooper Lighting Solutions LLC (formerly Eaton) | Halo | SMD4S6935**** | Light Emitting Diode | Inseparable Luminaire | Quick Connect | Forward Phase Cut Controls | 66.6 | 3500 | -0.0013 | 93 | 66 | 122 | 1 | Elevated | 50000 |  |  | 50000 | 0.05 | 20 | 20 | 0.13 | 0.13 | 0.12 | 0.11 | 0.02 | 0 | 0.36 | 0.36 | 0.37 | 0.27 | 0.06 | 0 | 0.25 | 0.25 | 0.25 | 0.19 | 0.04 | 0 | True |  | Non Federally-Regulated | 03/21/2017 |  | 03/22/2017
Cooper Lighting Solutions LLC (formerly Eaton) | Halo | SMD4S6940**** | Light Emitting Diode | Inseparable Luminaire | Quick Connect | Forward Phase Cut Controls | 66.6 | 4000 | -0.0013 | 93 | 66 | 122 | 1 | Elevated | 50000 |  |  | 50000 | 0.05 | 20 | 20 | 0.13 | 0.13 | 0.12 | 0.11 | 0.02 | 0 | 0.36 | 0.36 | 0.37 | 0.27 | 0.06 | 0 | 0.25 | 0.25 | 0.25 | 0.19 | 0.04 | 0 | True |  | Non Federally-Regulated | 03/21/2017 |  | 03/22/2017
Cooper Lighting Solutions LLC (formerly Eaton) | Halo | SLD612927WHUNVJB** | Light Emitting Diode | Inseparable Luminaire | Quick Connect | Forward Phase Cut Controls | 66.3 | 2715 | -0.0015 | 94 | 62 | 110 | 1 | Elevated | 50000 |  |  | 50000 | 0.05 | 19 | 20 | 0.03 | 0.03 | 0.03 | 0.03 | 0.01 | 0 | 0.15 | 0.15 | 0.16 | 0.13 | 0.03 | 0 | 0.12 | 0.12 | 0.12 | 0.1 | 0.03 | 0 | True |  | Non Federally-Regulated | 02/01/2017 |  | 03/22/2017
Cooper Lighting Solutions LLC (formerly Eaton) | Halo | SLD612930WHUNVJB** | Light Emitting Diode | Inseparable Luminaire | Quick Connect | Forward Phase Cut Controls | 66.3 | 3000 | -0.0015 | 94 | 62 | 110 | 1 | Elevated | 50000 |  |  | 50000 | 0.05 | 19 | 20 | 0.03 | 0.03 | 0.03 | 0.03 | 0.01 | 0 | 0.15 | 0.15 | 0.16 | 0.13 | 0.03 | 0 | 0.12 | 0.12 | 0.12 | 0.1 | 0.03 | 0 | True |  | Non Federally-Regulated | 02/01/2017 |  | 03/22/2017
Cooper Lighting Solutions LLC (formerly Eaton) | Halo | SLD612935WHUNVJB** | Light Emitting Diode | Inseparable Luminaire | Quick Connect | Forward Phase Cut Controls | 66.3 | 3500 | -0.0015 | 94 | 62 | 110 | 1 | Elevated | 50000 |  |  | 50000 | 0.05 | 19 | 20 | 0.03 | 0.03 | 0.03 | 0.03 | 0.01 | 0 | 0.15 | 0.15 | 0.16 | 0.13 | 0.03 | 0 | 0.12 | 0.12 | 0.12 | 0.1 | 0.03 | 0 | True |  | Non Federally-Regulated | 02/01/2017 |  | 03/22/2017
Cooper Lighting Solutions LLC (formerly Eaton) | Halo | SLD612940WHUNVJB** | Light Emitting Diode | Inseparable Luminaire | Quick Connect | Forward Phase Cut Controls | 66.3 | 4000 | -0.0015 | 94 | 62 | 110 | 1 | Elevated | 50000 |  |  | 50000 | 0.05 | 19 | 20 | 0.03 | 0.03 | 0.03 | 0.03 | 0.01 | 0 | 0.15 | 0.15 | 0.16 | 0.13 | 0.03 | 0 | 0.12 | 0.12 | 0.12 | 0.1 | 0.03 | 0 | True |  | Non Federally-Regulated | 02/01/2017 |  | 03/22/2017
Cooper Lighting Solutions LLC (formerly Eaton) | Halo | SLD612927** | Light Emitting Diode | Inseparable Luminaire | Quick Connect | Forward Phase Cut Controls | 65.8 | 2704 | -0.0018 | 94 | 62 | 77 | 1 | Elevated | 50000 |  |  | 50000 | 0.07 | 20 | 22 | 0.15 | 0.15 | 0.14 | 0.12 | 0.02 | 0 | 0.16 | 0.16 | 0.14 | 0.13 | 0.03 | 0 | 0.16 | 0.15 | 0.15 | 0.12 | 0.02 | 0 | True |  | Non Federally-Regulated | 12/12/2016 |  | 03/22/2017
Cooper Lighting Solutions LLC (formerly Eaton) | Halo | SLD612930** | Light Emitting Diode | Inseparable Luminaire | Quick Connect | Forward Phase Cut Controls | 65.8 | 3000 | -0.0018 | 94 | 62 | 77 | 1 | Elevated | 50000 |  |  | 50000 | 0.07 | 20 | 22 | 0.15 | 0.15 | 0.14 | 0.12 | 0.02 | 0 | 0.16 | 0.16 | 0.14 | 0.13 | 0.03 | 0 | 0.16 | 0.15 | 0.15 | 0.12 | 0.02 | 0 | True |  | Non Federally-Regulated | 12/12/2016 |  | 03/22/2017
Cooper Lighting Solutions LLC (formerly Eaton) | Halo | SLD612935** | Light Emitting Diode | Inseparable Luminaire | Quick Connect | Forward Phase Cut Controls | 65.8 | 3500 | -0.0018 | 94 | 62 | 77 | 1 | Elevated | 50000 |  |  | 50000 | 0.07 | 20 | 22 | 0.15 | 0.15 | 0.14 | 0.12 | 0.02 | 0 | 0.16 | 0.16 | 0.14 | 0.13 | 0.03 | 0 | 0.16 | 0.15 | 0.15 | 0.12 | 0.02 | 0 | True |  | Non Federally-Regulated | 12/12/2016 |  | 03/22/2017
Cooper Lighting Solutions LLC (formerly Eaton) | Halo | SLD612940** | Light Emitting Diode | Inseparable Luminaire | Quick Connect | Forward Phase Cut Controls | 65.8 | 4000 | -0.0018 | 94 | 62 | 77 | 1 | Elevated | 50000 |  |  | 50000 | 0.07 | 20 | 22 | 0.15 | 0.15 | 0.14 | 0.12 | 0.02 | 0 | 0.16 | 0.16 | 0.14 | 0.13 | 0.03 | 0 | 0.16 | 0.15 | 0.15 | 0.12 | 0.02 | 0 | True |  | Non Federally-Regulated | 12/12/2016 |  | 03/22/2017
Cooper Lighting Solutions LLC (formerly Eaton) | Halo | SLD606927** | Light Emitting Diode | Inseparable Luminaire | Quick Connect | Forward Phase Cut Controls | 57 | 2662 | -0.0023 | 95 | 63 | 58 | 1 | Elevated | 50000 |  |  | 50000 | 0.05 | 21 | 22 | 0.06 | 0.06 | 0.06 | 0.05 | 0.01 | 0 | 0.23 | 0.23 | 0.22 | 0.2 | 0.04 | 0 | 0.19 | 0.19 | 0.19 | 0.16 | 0.03 | 0 | True |  | Non Federally-Regulated | 12/08/2016 |  | 03/22/2017
Cooper Lighting Solutions LLC (formerly Eaton) | Halo | SLD606930** | Light Emitting Diode | Inseparable Luminaire | Quick Connect | Forward Phase Cut Controls | 57 | 3000 | -0.0023 | 95 | 63 | 58 | 1 | Elevated | 50000 |  |  | 50000 | 0.05 | 21 | 22 | 0.06 | 0.06 | 0.06 | 0.05 | 0.01 | 0 | 0.23 | 0.23 | 0.22 | 0.2 | 0.04 | 0 | 0.19 | 0.19 | 0.19 | 0.16 | 0.03 | 0 | True |  | Non Federally-Regulated | 12/08/2016 |  | 03/22/2017
Cooper Lighting Solutions LLC (formerly Eaton) | Halo | SLD606935** | Light Emitting Diode | Inseparable Luminaire | Quick Connect | Forward Phase Cut Controls | 57 | 3500 | -0.0023 | 95 | 63 | 58 | 1 | Elevated | 50000 |  |  | 50000 | 0.05 | 21 | 22 | 0.06 | 0.06 | 0.06 | 0.05 | 0.01 | 0 | 0.23 | 0.23 | 0.22 | 0.2 | 0.04 | 0 | 0.19 | 0.19 | 0.19 | 0.16 | 0.03 | 0 | True |  | Non Federally-Regulated | 12/08/2016 |  | 03/22/2017
Cooper Lighting Solutions LLC (formerly Eaton) | Halo | SLD606940** | Light Emitting Diode | Inseparable Luminaire | Quick Connect | Forward Phase Cut Controls | 57 | 4000 | -0.0023 | 95 | 63 | 58 | 1 | Elevated | 50000 |  |  | 50000 | 0.05 | 21 | 22 | 0.06 | 0.06 | 0.06 | 0.05 | 0.01 | 0 | 0.23 | 0.23 | 0.22 | 0.2 | 0.04 | 0 | 0.19 | 0.19 | 0.19 | 0.16 | 0.03 | 0 | True |  | Non Federally-Regulated | 12/08/2016 |  | 03/22/2017
Cooper Lighting Solutions LLC (formerly Eaton) | Halo | SLD405927** | Light Emitting Diode | Inseparable Luminaire | Quick Connect | Forward Phase Cut Controls | 59.3 | 2715 | -0.0018 | 94 | 59 | 58 | 1 | Elevated | 50000 |  |  | 50000 | 0.05 | 20 | 22 | 0.06 | 0.06 | 0.06 | 0.06 | 0.01 | 0 | 0.21 | 0.21 | 0.2 | 0.18 | 0.04 | 0 | 0.26 | 0.26 | 0.26 | 0.21 | 0.05 | 0 | True |  | Non Federally-Regulated | 12/12/2016 |  | 03/22/2017
Cooper Lighting Solutions LLC (formerly Eaton) | Halo | SLD405930** | Light Emitting Diode | Inseparable Luminaire | Quick Connect | Forward Phase Cut Controls | 59.3 | 3000 | -0.0018 | 94 | 59 | 58 | 1 | Elevated | 50000 |  |  | 50000 | 0.05 | 20 | 22 | 0.06 | 0.06 | 0.06 | 0.06 | 0.01 | 0 | 0.21 | 0.21 | 0.2 | 0.18 | 0.04 | 0 | 0.26 | 0.26 | 0.26 | 0.21 | 0.05 | 0 | True |  | Non Federally-Regulated | 12/12/2016 |  | 03/22/2017
Cooper Lighting Solutions LLC (formerly Eaton) | Halo | SLD405935** | Light Emitting Diode | Inseparable Luminaire | Quick Connect | Forward Phase Cut Controls | 59.3 | 3500 | -0.0018 | 94 | 59 | 58 | 1 | Elevated | 50000 |  |  | 50000 | 0.05 | 20 | 22 | 0.06 | 0.06 | 0.06 | 0.06 | 0.01 | 0 | 0.21 | 0.21 | 0.2 | 0.18 | 0.04 | 0 | 0.26 | 0.26 | 0.26 | 0.21 | 0.05 | 0 | True |  | Non Federally-Regulated | 12/12/2016 |  | 03/22/2017
Cooper Lighting Solutions LLC (formerly Eaton) | Halo | SLD405940** | Light Emitting Diode | Inseparable Luminaire | Quick Connect | Forward Phase Cut Controls | 59.3 | 4000 | -0.0018 | 94 | 59 | 58 | 1 | Elevated | 50000 |  |  | 50000 | 0.05 | 20 | 22 | 0.06 | 0.06 | 0.06 | 0.06 | 0.01 | 0 | 0.21 | 0.21 | 0.2 | 0.18 | 0.04 | 0 | 0.26 | 0.26 | 0.26 | 0.21 | 0.05 | 0 | True |  | Non Federally-Regulated | 12/12/2016 |  | 03/22/2017
Cooper Lighting Solutions LLC (formerly Eaton) | Halo | RA5606927***** | Light Emitting Diode | Inseparable Luminaire | Quick Connect | Forward Phase Cut Controls | 65.9 | 2682 | 0.0001 | 95 | 77 | 74 | 1 | Elevated | 50000 |  |  | 50000 | 0.05 | 19 | 22 | 0.14 | 0.14 | 0.13 | 0.13 | 0.03 | 0 | 0.15 | 0.15 | 0.15 | 0.13 | 0.03 | 0 | 0.15 | 0.13 | 0.12 | 0.11 | 0.02 | 0 | True |  | Non Federally-Regulated | 12/22/2016 |  | 03/22/2017
Cooper Lighting Solutions LLC (formerly Eaton) | Halo | RA5606930***** | Light Emitting Diode | Inseparable Luminaire | Quick Connect | Forward Phase Cut Controls | 65.9 | 3000 | 0.0001 | 95 | 77 | 74 | 1 | Elevated | 50000 |  |  | 50000 | 0.05 | 19 | 22 | 0.14 | 0.14 | 0.13 | 0.13 | 0.03 | 0 | 0.15 | 0.15 | 0.15 | 0.13 | 0.03 | 0 | 0.15 | 0.13 | 0.12 | 0.11 | 0.02 | 0 | True |  | Non Federally-Regulated | 12/22/2016 |  | 03/22/2017
Cooper Lighting Solutions LLC (formerly Eaton) | Halo | ML5612D2W930**** | Light Emitting Diode | Inseparable Luminaire | Quick Connect | Forward Phase Cut Controls | 50.9 | 2971 | -0.0019 | 93 | 61 | 100 | 1 | Elevated | 50000 |  |  | 50000 | 0.05 | 19 | 21 | 0.03 | 0.03 | 0.03 | 0.03 | 0.01 | 0 | 0.12 | 0.12 | 0.11 | 0.1 | 0.02 | 0 | 0.05 | 0.05 | 0.05 | 0.04 | 0.01 | 0 | True |  | Non Federally-Regulated | 12/22/2016 |  | 03/22/2017
Cooper Lighting Solutions LLC (formerly Eaton) | Halo | ML5612927** | Light Emitting Diode | Inseparable Luminaire | Quick Connect | Forward Phase Cut Controls | 61 | 2594 | -0.0013 | 93 | 74 | 81 | 1 | Elevated | 50000 |  |  | 50000 | 0.05 | 21 | 22 | 0.08 | 0.08 | 0.07 | 0.07 | 0.02 | 0 | 0.27 | 0.27 | 0.27 | 0.24 | 0.05 | 0 | 0.17 | 0.17 | 0.17 | 0.14 | 0.04 | 0 | True |  | Non Federally-Regulated | 01/04/2017 |  | 03/22/2017
Cooper Lighting Solutions LLC (formerly Eaton) | Halo | ML5612930** | Light Emitting Diode | Inseparable Luminaire | Quick Connect | Forward Phase Cut Controls | 61 | 3000 | -0.0013 | 93 | 74 | 81 | 1 | Elevated | 50000 |  |  | 50000 | 0.05 | 21 | 22 | 0.08 | 0.08 | 0.07 | 0.07 | 0.02 | 0 | 0.27 | 0.27 | 0.27 | 0.24 | 0.05 | 0 | 0.17 | 0.17 | 0.17 | 0.14 | 0.04 | 0 | True |  | Non Federally-Regulated | 01/04/2017 |  | 03/22/2017
Cooper Lighting Solutions LLC (formerly Eaton) | Halo | ML5612935** | Light Emitting Diode | Inseparable Luminaire | Quick Connect | Forward Phase Cut Controls | 61 | 3500 | -0.0013 | 93 | 74 | 81 | 1 | Elevated | 50000 |  |  | 50000 | 0.05 | 21 | 22 | 0.08 | 0.08 | 0.07 | 0.07 | 0.02 | 0 | 0.27 | 0.27 | 0.27 | 0.24 | 0.05 | 0 | 0.17 | 0.17 | 0.17 | 0.14 | 0.04 | 0 | True |  | Non Federally-Regulated | 01/04/2017 |  | 03/22/2017
Cooper Lighting Solutions LLC (formerly Eaton) | Halo | ML5612940** | Light Emitting Diode | Inseparable Luminaire | Quick Connect | Forward Phase Cut Controls | 61 | 4000 | -0.0013 | 93 | 74 | 81 | 1 | Elevated | 50000 |  |  | 50000 | 0.05 | 21 | 22 | 0.08 | 0.08 | 0.07 | 0.07 | 0.02 | 0 | 0.27 | 0.27 | 0.27 | 0.24 | 0.05 | 0 | 0.17 | 0.17 | 0.17 | 0.14 | 0.04 | 0 | True |  | Non Federally-Regulated | 01/04/2017 |  | 03/22/2017
Cooper Lighting Solutions LLC (formerly Eaton) | Halo | ML5609927** | Light Emitting Diode | Inseparable Luminaire | Quick Connect | Forward Phase Cut Controls | 56.3 | 2621 | -0.0012 | 94 | 73 | 128 | 1 | Elevated | 50000 |  |  | 50000 | 0.05 | 21 | 20 | 0.06 | 0.06 | 0.06 | 0.05 | 0.01 | 0 | 0.23 | 0.22 | 0.23 | 0.2 | 0.04 | 0 | 0.18 | 0.18 | 0.19 | 0.15 | 0.04 | 0 | True |  | Non Federally-Regulated | 01/04/2017 |  | 03/22/2017
Cooper Lighting Solutions LLC (formerly Eaton) | Halo | ML5609930** | Light Emitting Diode | Inseparable Luminaire | Quick Connect | Forward Phase Cut Controls | 56.3 | 3000 | -0.0012 | 94 | 73 | 128 | 1 | Elevated | 50000 |  |  | 50000 | 0.05 | 21 | 20 | 0.06 | 0.06 | 0.06 | 0.05 | 0.01 | 0 | 0.23 | 0.22 | 0.23 | 0.2 | 0.04 | 0 | 0.18 | 0.18 | 0.19 | 0.15 | 0.04 | 0 | True |  | Non Federally-Regulated | 01/04/2017 |  | 03/22/2017
Cooper Lighting Solutions LLC (formerly Eaton) | Halo | ML5609935** | Light Emitting Diode | Inseparable Luminaire | Quick Connect | Forward Phase Cut Controls | 56.3 | 3500 | -0.0012 | 94 | 73 | 128 | 1 | Elevated | 50000 |  |  | 50000 | 0.05 | 21 | 20 | 0.06 | 0.06 | 0.06 | 0.05 | 0.01 | 0 | 0.23 | 0.22 | 0.23 | 0.2 | 0.04 | 0 | 0.18 | 0.18 | 0.19 | 0.15 | 0.04 | 0 | True |  | Non Federally-Regulated | 01/04/2017 |  | 03/22/2017
Cooper Lighting Solutions LLC (formerly Eaton) | Halo | ML5609940** | Light Emitting Diode | Inseparable Luminaire | Quick Connect | Forward Phase Cut Controls | 56.3 | 4000 | -0.0012 | 94 | 73 | 128 | 1 | Elevated | 50000 |  |  | 50000 | 0.05 | 21 | 20 | 0.06 | 0.06 | 0.06 | 0.05 | 0.01 | 0 | 0.23 | 0.22 | 0.23 | 0.2 | 0.04 | 0 | 0.18 | 0.18 | 0.19 | 0.15 | 0.04 | 0 | True |  | Non Federally-Regulated | 01/04/2017 |  | 03/22/2017
Cooper Lighting Solutions LLC (formerly Eaton) | Halo | LT560WH6927* | Light Emitting Diode | Inseparable Luminaire | Quick Connect | Forward Phase Cut Controls | 70.6 | 2693 | -0.002 | 92 | 57 | 203 | 1 | Elevated | 35000 |  |  | 35000 | 0.1 | 18 | 19 | 0.73 | 0.19 | 0.16 | 0.15 | 0.01 | 0.01 | 1 | 0.4 | 0.3 | 0.24 | 0.08 | 0.04 | 1 | 0.57 | 0.41 | 0.29 | 0.18 | 0.09 | True |  | Non Federally-Regulated | 10/27/2016 |  | 03/22/2017
Cooper Lighting Solutions LLC (formerly Eaton) | Halo | LT560WH6930* | Light Emitting Diode | Inseparable Luminaire | Quick Connect | Forward Phase Cut Controls | 70.6 | 3014 | -0.001 | 92 | 57 | 203 | 1 | Elevated | 35000 |  |  | 35000 | 0.1 | 18 | 19 | 0.73 | 0.19 | 0.16 | 0.15 | 0.01 | 0.01 | 1 | 0.4 | 0.3 | 0.24 | 0.08 | 0.04 | 1 | 0.57 | 0.41 | 0.29 | 0.18 | 0.09 | True |  | Non Federally-Regulated | 10/27/2016 |  | 03/22/2017
Cooper Lighting Solutions LLC (formerly Eaton) | Halo | LT560WH6935* | Light Emitting Diode | Inseparable Luminaire | Quick Connect | Forward Phase Cut Controls | 70.6 | 3451 | -0.0011 | 92 | 57 | 203 | 1 | Elevated | 35000 |  |  | 35000 | 0.1 | 18 | 19 | 0.73 | 0.19 | 0.16 | 0.15 | 0.01 | 0.01 | 1 | 0.4 | 0.3 | 0.24 | 0.08 | 0.04 | 1 | 0.57 | 0.41 | 0.29 | 0.18 | 0.09 | True |  | Non Federally-Regulated | 10/27/2016 |  | 03/22/2017
Cooper Lighting Solutions LLC (formerly Eaton) | Halo | LT560WH6940* | Light Emitting Diode | Inseparable Luminaire | Quick Connect | Forward Phase Cut Controls | 70.6 | 3935 | -0.0012 | 92 | 57 | 203 | 1 | Elevated | 35000 |  |  | 35000 | 0.1 | 18 | 19 | 0.73 | 0.19 | 0.16 | 0.15 | 0.01 | 0.01 | 1 | 0.4 | 0.3 | 0.24 | 0.08 | 0.04 | 1 | 0.57 | 0.41 | 0.29 | 0.18 | 0.09 | True |  | Non Federally-Regulated | 10/27/2016 |  | 03/22/2017
Cooper Lighting Solutions LLC (formerly Eaton) | Halo | LT460WH6927* | Light Emitting Diode | Inseparable Luminaire | Quick Connect | Forward Phase Cut Controls | 60.8 | 2684 | -0.0026 | 92 | 59 | 208 | 1 | Elevated | 35000 |  |  | 35000 | 0.1 | 19 | 19 | 0.76 | 0.21 | 0.16 | 0.15 | 0.02 | 0.01 | 1 | 0.44 | 0.31 | 0.26 | 0.1 | 0.07 | 1 | 0.57 | 0.41 | 0.34 | 0.18 | 0.16 | True |  | Non Federally-Regulated | 10/27/2016 |  | 03/22/2017
Cooper Lighting Solutions LLC (formerly Eaton) | Halo | LT460WH6930* | Light Emitting Diode | Inseparable Luminaire | Quick Connect | Forward Phase Cut Controls | 60.8 | 2999 | -0.0015 | 92 | 59 | 208 | 1 | Elevated | 35000 |  |  | 35000 | 0.1 | 19 | 19 | 0.76 | 0.21 | 0.16 | 0.15 | 0.02 | 0.01 | 1 | 0.44 | 0.31 | 0.26 | 0.1 | 0.07 | 1 | 0.57 | 0.41 | 0.34 | 0.18 | 0.16 | True |  | Non Federally-Regulated | 10/27/2016 |  | 03/22/2017
Cooper Lighting Solutions LLC (formerly Eaton) | Halo | LT460WH6935* | Light Emitting Diode | Inseparable Luminaire | Quick Connect | Forward Phase Cut Controls | 60.8 | 3471 | -0.0015 | 92 | 59 | 208 | 1 | Elevated | 35000 |  |  | 35000 | 0.1 | 19 | 19 | 0.76 | 0.21 | 0.16 | 0.15 | 0.02 | 0.01 | 1 | 0.44 | 0.31 | 0.26 | 0.1 | 0.07 | 1 | 0.57 | 0.41 | 0.34 | 0.18 | 0.16 | True |  | Non Federally-Regulated | 10/27/2016 |  | 03/22/2017
Cooper Lighting Solutions LLC (formerly Eaton) | Halo | LT460WH6940* | Light Emitting Diode | Inseparable Luminaire | Quick Connect | Forward Phase Cut Controls | 60.8 | 4001 | -0.0021 | 92 | 59 | 208 | 1 | Elevated | 35000 |  |  | 35000 | 0.1 | 19 | 19 | 0.76 | 0.21 | 0.16 | 0.15 | 0.02 | 0.01 | 1 | 0.44 | 0.31 | 0.26 | 0.1 | 0.07 | 1 | 0.57 | 0.41 | 0.34 | 0.18 | 0.16 | True |  | Non Federally-Regulated | 10/27/2016 |  | 03/22/2017
Cooper Lighting Solutions LLC (formerly Eaton) | Halo | ML4D09NFL927E** | Light Emitting Diode | Inseparable Luminaire | Quick Connect | Forward Phase Cut Controls | 70.1 | 2676 | -0.0004 | 93 | 65 | 62 | 1 | Elevated | 50000 |  |  | 50000 | 0.05 | 21 | 21 | 0.1 | 0.1 | 0.1 | 0.1 | 0.02 | 0 | 0.33 | 0.33 | 0.33 | 0.29 | 0.06 | 0 | 0.23 | 0.23 | 0.23 | 0.2 | 0.05 | 0.01 | True |  | Non Federally-Regulated | 12/08/2016 |  | 03/22/2017
Cooper Lighting Solutions LLC (formerly Eaton) | Halo | ML4D09NFL930E** | Light Emitting Diode | Inseparable Luminaire | Quick Connect | Forward Phase Cut Controls | 70.1 | 3000 | -0.0004 | 93 | 65 | 62 | 1 | Elevated | 50000 |  |  | 50000 | 0.05 | 21 | 21 | 0.1 | 0.1 | 0.1 | 0.1 | 0.02 | 0 | 0.33 | 0.33 | 0.33 | 0.29 | 0.06 | 0 | 0.23 | 0.23 | 0.23 | 0.2 | 0.05 | 0.01 | True |  | Non Federally-Regulated | 12/08/2016 |  | 03/22/2017
Cooper Lighting Solutions LLC (formerly Eaton) | Halo | ML4D09NFL935E** | Light Emitting Diode | Inseparable Luminaire | Quick Connect | Forward Phase Cut Controls | 70.1 | 3500 | -0.0004 | 93 | 65 | 62 | 1 | Elevated | 50000 |  |  | 50000 | 0.05 | 21 | 21 | 0.1 | 0.1 | 0.1 | 0.1 | 0.02 | 0 | 0.33 | 0.33 | 0.33 | 0.29 | 0.06 | 0 | 0.23 | 0.23 | 0.23 | 0.2 | 0.05 | 0.01 | True |  | Non Federally-Regulated | 12/08/2016 |  | 03/22/2017
Cooper Lighting Solutions LLC (formerly Eaton) | Halo | ML4D09NFL940E** | Light Emitting Diode | Inseparable Luminaire | Quick Connect | Forward Phase Cut Controls | 70.1 | 4000 | -0.0004 | 93 | 65 | 62 | 1 | Elevated | 50000 |  |  | 50000 | 0.05 | 21 | 21 | 0.1 | 0.1 | 0.1 | 0.1 | 0.02 | 0 | 0.33 | 0.33 | 0.33 | 0.29 | 0.06 | 0 | 0.23 | 0.23 | 0.23 | 0.2 | 0.05 | 0.01 | True |  | Non Federally-Regulated | 12/08/2016 |  | 03/22/2017
Cooper Lighting Solutions LLC (formerly Eaton) | Halo | ML5606927** | Light Emitting Diode | Inseparable Luminaire | Quick Connect | Forward Phase Cut Controls | 58.2 | 2602 | -0.0009 | 94 | 74 | 137 | 1 | Elevated | 50000 |  |  | 50000 | 0.05 | 22 | 21 | 0.07 | 0.07 | 0.06 | 0.06 | 0.01 | 0 | 0.17 | 0.17 | 0.17 | 0.15 | 0.03 | 0 | 0.18 | 0.18 | 0.18 | 0.15 | 0.04 | 0 | True |  | Non Federally-Regulated | 01/04/2017 |  | 03/22/2017
Cooper Lighting Solutions LLC (formerly Eaton) | Halo | ML5606930** | Light Emitting Diode | Inseparable Luminaire | Quick Connect | Forward Phase Cut Controls | 58.2 | 3000 | -0.0009 | 94 | 74 | 137 | 1 | Elevated | 50000 |  |  | 50000 | 0.05 | 22 | 21 | 0.07 | 0.07 | 0.06 | 0.06 | 0.01 | 0 | 0.17 | 0.17 | 0.17 | 0.15 | 0.03 | 0 | 0.18 | 0.18 | 0.18 | 0.15 | 0.04 | 0 | True |  | Non Federally-Regulated | 01/04/2017 |  | 03/22/2017
Cooper Lighting Solutions LLC (formerly Eaton) | Halo | ML5606935** | Light Emitting Diode | Inseparable Luminaire | Quick Connect | Forward Phase Cut Controls | 58.2 | 3500 | -0.0009 | 94 | 74 | 137 | 1 | Elevated | 50000 |  |  | 50000 | 0.05 | 22 | 21 | 0.07 | 0.07 | 0.06 | 0.06 | 0.01 | 0 | 0.17 | 0.17 | 0.17 | 0.15 | 0.03 | 0 | 0.18 | 0.18 | 0.18 | 0.15 | 0.04 | 0 | True |  | Non Federally-Regulated | 01/04/2017 |  | 03/22/2017
Cooper Lighting Solutions LLC (formerly Eaton) | Halo | ML5606940** | Light Emitting Diode | Inseparable Luminaire | Quick Connect | Forward Phase Cut Controls | 58.2 | 4000 | -0.0009 | 94 | 74 | 137 | 1 | Elevated | 50000 |  |  | 50000 | 0.05 | 22 | 21 | 0.07 | 0.07 | 0.06 | 0.06 | 0.01 | 0 | 0.17 | 0.17 | 0.17 | 0.15 | 0.03 | 0 | 0.18 | 0.18 | 0.18 | 0.15 | 0.04 | 0 | True |  | Non Federally-Regulated | 01/04/2017 |  | 03/22/2017
Cooper Lighting Solutions LLC (formerly Eaton) | Halo | ML5606D2W930**** | Light Emitting Diode | Inseparable Luminaire | Quick Connect | Forward Phase Cut Controls | 52.2 | 3038 | -0.0005 | 95 | 66 | 180 | 1 | Elevated | 50000 |  |  | 50000 | 0.05 | 19 | 20 | 0.06 | 0.06 | 0.06 | 0.06 | 0.01 | 0 | 0.1 | 0.1 | 0.1 | 0.09 | 0.02 | 0 | 0.08 | 0.07 | 0.07 | 0.06 | 0.01 | 0 | True |  | Non Federally-Regulated | 01/04/2017 |  | 03/22/2017
Cooper Lighting Solutions LLC (formerly Eaton) | Halo | H457ICAT1E EL406927 | Light Emitting Diode | Inseparable Luminaire | Direct Wired | Forward Phase Cut Controls | 54.2 | 2680 | -0.0002 | 94 | 76 | 81 | 1 | Elevated | 50000 |  |  | 50000 | 0.05 | 19 | 19 | 0.12 | 0.12 | 0.11 | 0.11 | 0.02 | 0 | 0.28 | 0.29 | 0.29 | 0.25 | 0.05 | 0 | 0.22 | 0.22 | 0.22 | 0.18 | 0.04 | 0 | True |  | Non Federally-Regulated | 02/01/2017 |  | 04/04/2017
Cooper Lighting Solutions LLC (formerly Eaton) | Halo | H457ICAT1E EL406930 | Light Emitting Diode | Inseparable Luminaire | Direct Wired | Forward Phase Cut Controls | 54.2 | 3000 | -0.0002 | 94 | 76 | 81 | 1 | Elevated | 50000 |  |  | 50000 | 0.05 | 19 | 19 | 0.12 | 0.12 | 0.11 | 0.11 | 0.02 | 0 | 0.28 | 0.29 | 0.29 | 0.25 | 0.05 | 0 | 0.22 | 0.22 | 0.22 | 0.18 | 0.04 | 0 | True |  | Non Federally-Regulated | 02/01/2017 |  | 04/04/2017
Cooper Lighting Solutions LLC (formerly Eaton) | Halo | H457ICAT1E EL406935 | Light Emitting Diode | Inseparable Luminaire | Direct Wired | Forward Phase Cut Controls | 54.2 | 3500 | -0.0002 | 94 | 76 | 81 | 1 | Elevated | 50000 |  |  | 50000 | 0.05 | 19 | 19 | 0.12 | 0.12 | 0.11 | 0.11 | 0.02 | 0 | 0.28 | 0.29 | 0.29 | 0.25 | 0.05 | 0 | 0.22 | 0.22 | 0.22 | 0.18 | 0.04 | 0 | True |  | Non Federally-Regulated | 02/01/2017 |  | 04/04/2017
Cooper Lighting Solutions LLC (formerly Eaton) | Halo | H457ICAT1E EL406940 | Light Emitting Diode | Inseparable Luminaire | Direct Wired | Forward Phase Cut Controls | 54.2 | 4000 | -0.0002 | 94 | 76 | 81 | 1 | Elevated | 50000 |  |  | 50000 | 0.05 | 19 | 19 | 0.12 | 0.12 | 0.11 | 0.11 | 0.02 | 0 | 0.28 | 0.29 | 0.29 | 0.25 | 0.05 | 0 | 0.22 | 0.22 | 0.22 | 0.18 | 0.04 | 0 | True |  | Non Federally-Regulated | 02/01/2017 |  | 04/04/2017
Cooper Lighting Solutions LLC (formerly Eaton) | Halo | H457ICAT1E ELG406927 | Light Emitting Diode | Inseparable Luminaire | Direct Wired | Forward Phase Cut Controls | 54.2 | 2680 | -0.0002 | 94 | 76 | 81 | 1 | Elevated | 50000 |  |  | 50000 | 0.05 | 19 | 19 | 0.12 | 0.12 | 0.11 | 0.11 | 0.02 | 0 | 0.28 | 0.29 | 0.29 | 0.25 | 0.05 | 0 | 0.22 | 0.22 | 0.22 | 0.18 | 0.04 | 0 | True |  | Non Federally-Regulated | 02/01/2017 |  | 04/04/2017
Cooper Lighting Solutions LLC (formerly Eaton) | Halo | H457ICAT1E ELG406930 | Light Emitting Diode | Inseparable Luminaire | Direct Wired | Forward Phase Cut Controls | 54.2 | 3000 | -0.0002 | 94 | 76 | 81 | 1 | Elevated | 50000 |  |  | 50000 | 0.05 | 19 | 19 | 0.12 | 0.12 | 0.11 | 0.11 | 0.02 | 0 | 0.28 | 0.29 | 0.29 | 0.25 | 0.05 | 0 | 0.22 | 0.22 | 0.22 | 0.18 | 0.04 | 0 | True |  | Non Federally-Regulated | 02/01/2017 |  | 04/04/2017
Cooper Lighting Solutions LLC (formerly Eaton) | Halo | H457ICAT1E ELG406935 | Light Emitting Diode | Inseparable Luminaire | Direct Wired | Forward Phase Cut Controls | 54.2 | 3500 | -0.0002 | 94 | 76 | 81 | 1 | Elevated | 50000 |  |  | 50000 | 0.05 | 19 | 19 | 0.12 | 0.12 | 0.11 | 0.11 | 0.02 | 0 | 0.28 | 0.29 | 0.29 | 0.25 | 0.05 | 0 | 0.22 | 0.22 | 0.22 | 0.18 | 0.04 | 0 | True |  | Non Federally-Regulated | 02/01/2017 |  | 04/04/2017
Cooper Lighting Solutions LLC (formerly Eaton) | Halo | H457ICAT1E ELG406940 | Light Emitting Diode | Inseparable Luminaire | Direct Wired | Forward Phase Cut Controls | 54.2 | 4000 | -0.0002 | 94 | 76 | 81 | 1 | Elevated | 50000 |  |  | 50000 | 0.05 | 19 | 19 | 0.12 | 0.12 | 0.11 | 0.11 | 0.02 | 0 | 0.28 | 0.29 | 0.29 | 0.25 | 0.05 | 0 | 0.22 | 0.22 | 0.22 | 0.18 | 0.04 | 0 | True |  | Non Federally-Regulated | 02/01/2017 |  | 04/04/2017
Cooper Lighting Solutions LLC (formerly Eaton) | Halo | H457ICAT1E ELSG406927 | Light Emitting Diode | Inseparable Luminaire | Direct Wired | Forward Phase Cut Controls | 54.2 | 2680 | -0.0002 | 94 | 76 | 81 | 1 | Elevated | 50000 |  |  | 50000 | 0.05 | 19 | 19 | 0.12 | 0.12 | 0.11 | 0.11 | 0.02 | 0 | 0.28 | 0.29 | 0.29 | 0.25 | 0.05 | 0 | 0.22 | 0.22 | 0.22 | 0.18 | 0.04 | 0 | True |  | Non Federally-Regulated | 02/01/2017 |  | 04/04/2017
Cooper Lighting Solutions LLC (formerly Eaton) | Halo | H457ICAT1E ELSG406930 | Light Emitting Diode | Inseparable Luminaire | Direct Wired | Forward Phase Cut Controls | 54.2 | 3000 | -0.0002 | 94 | 76 | 81 | 1 | Elevated | 50000 |  |  | 50000 | 0.05 | 19 | 19 | 0.12 | 0.12 | 0.11 | 0.11 | 0.02 | 0 | 0.28 | 0.29 | 0.29 | 0.25 | 0.05 | 0 | 0.22 | 0.22 | 0.22 | 0.18 | 0.04 | 0 | True |  | Non Federally-Regulated | 02/01/2017 |  | 04/04/2017
Cooper Lighting Solutions LLC (formerly Eaton) | Halo | H457ICAT1E ELSG406935 | Light Emitting Diode | Inseparable Luminaire | Direct Wired | Forward Phase Cut Controls | 54.2 | 3500 | -0.0002 | 94 | 76 | 81 | 1 | Elevated | 50000 |  |  | 50000 | 0.05 | 19 | 19 | 0.12 | 0.12 | 0.11 | 0.11 | 0.02 | 0 | 0.28 | 0.29 | 0.29 | 0.25 | 0.05 | 0 | 0.22 | 0.22 | 0.22 | 0.18 | 0.04 | 0 | True |  | Non Federally-Regulated | 02/01/2017 |  | 04/04/2017
Cooper Lighting Solutions LLC (formerly Eaton) | Halo | H457ICAT1E ELSG406940 | Light Emitting Diode | Inseparable Luminaire | Direct Wired | Forward Phase Cut Controls | 54.2 | 4000 | -0.0002 | 94 | 76 | 81 | 1 | Elevated | 50000 |  |  | 50000 | 0.05 | 19 | 19 | 0.12 | 0.12 | 0.11 | 0.11 | 0.02 | 0 | 0.28 | 0.29 | 0.29 | 0.25 | 0.05 | 0 | 0.22 | 0.22 | 0.22 | 0.18 | 0.04 | 0 | True |  | Non Federally-Regulated | 02/01/2017 |  | 04/04/2017
Cooper Lighting Solutions LLC (formerly Eaton) | Halo | H457RICAT1E EL406927 | Light Emitting Diode | Inseparable Luminaire | Direct Wired | Forward Phase Cut Controls | 54.2 | 2680 | -0.0002 | 94 | 76 | 81 | 1 | Elevated | 50000 |  |  | 50000 | 0.05 | 19 | 19 | 0.12 | 0.12 | 0.11 | 0.11 | 0.02 | 0 | 0.28 | 0.29 | 0.29 | 0.25 | 0.05 | 0 | 0.22 | 0.22 | 0.22 | 0.18 | 0.04 | 0 | True |  | Non Federally-Regulated | 02/01/2017 |  | 04/04/2017
Cooper Lighting Solutions LLC (formerly Eaton) | Halo | H457RICAT1E EL406930 | Light Emitting Diode | Inseparable Luminaire | Direct Wired | Forward Phase Cut Controls | 54.2 | 3000 | -0.0002 | 94 | 76 | 81 | 1 | Elevated | 50000 |  |  | 50000 | 0.05 | 19 | 19 | 0.12 | 0.12 | 0.11 | 0.11 | 0.02 | 0 | 0.28 | 0.29 | 0.29 | 0.25 | 0.05 | 0 | 0.22 | 0.22 | 0.22 | 0.18 | 0.04 | 0 | True |  | Non Federally-Regulated | 02/01/2017 |  | 04/04/2017
Cooper Lighting Solutions LLC (formerly Eaton) | Halo | H457RICAT1E EL406935 | Light Emitting Diode | Inseparable Luminaire | Direct Wired | Forward Phase Cut Controls | 54.2 | 3500 | -0.0002 | 94 | 76 | 81 | 1 | Elevated | 50000 |  |  | 50000 | 0.05 | 19 | 19 | 0.12 | 0.12 | 0.11 | 0.11 | 0.02 | 0 | 0.28 | 0.29 | 0.29 | 0.25 | 0.05 | 0 | 0.22 | 0.22 | 0.22 | 0.18 | 0.04 | 0 | True |  | Non Federally-Regulated | 02/01/2017 |  | 04/04/2017
Cooper Lighting Solutions LLC (formerly Eaton) | Halo | H457RICAT1E EL406940 | Light Emitting Diode | Inseparable Luminaire | Direct Wired | Forward Phase Cut Controls | 54.2 | 4000 | -0.0002 | 94 | 76 | 81 | 1 | Elevated | 50000 |  |  | 50000 | 0.05 | 19 | 19 | 0.12 | 0.12 | 0.11 | 0.11 | 0.02 | 0 | 0.28 | 0.29 | 0.29 | 0.25 | 0.05 | 0 | 0.22 | 0.22 | 0.22 | 0.18 | 0.04 | 0 | True |  | Non Federally-Regulated | 02/01/2017 |  | 04/04/2017
Cooper Lighting Solutions LLC (formerly Eaton) | Halo | H457RICAT1E ELG406927 | Light Emitting Diode | Inseparable Luminaire | Direct Wired | Forward Phase Cut Controls | 54.2 | 2680 | -0.0002 | 94 | 76 | 81 | 1 | Elevated | 50000 |  |  | 50000 | 0.05 | 19 | 19 | 0.12 | 0.12 | 0.11 | 0.11 | 0.02 | 0 | 0.28 | 0.29 | 0.29 | 0.25 | 0.05 | 0 | 0.22 | 0.22 | 0.22 | 0.18 | 0.04 | 0 | True |  | Non Federally-Regulated | 02/01/2017 |  | 04/04/2017
Cooper Lighting Solutions LLC (formerly Eaton) | Halo | H457RICAT1E ELG406930 | Light Emitting Diode | Inseparable Luminaire | Direct Wired | Forward Phase Cut Controls | 54.2 | 3000 | -0.0002 | 94 | 76 | 81 | 1 | Elevated | 50000 |  |  | 50000 | 0.05 | 19 | 19 | 0.12 | 0.12 | 0.11 | 0.11 | 0.02 | 0 | 0.28 | 0.29 | 0.29 | 0.25 | 0.05 | 0 | 0.22 | 0.22 | 0.22 | 0.18 | 0.04 | 0 | True |  | Non Federally-Regulated | 02/01/2017 |  | 04/04/2017
Cooper Lighting Solutions LLC (formerly Eaton) | Halo | H457RICAT1E ELG406935 | Light Emitting Diode | Inseparable Luminaire | Direct Wired | Forward Phase Cut Controls | 54.2 | 3500 | -0.0002 | 94 | 76 | 81 | 1 | Elevated | 50000 |  |  | 50000 | 0.05 | 19 | 19 | 0.12 | 0.12 | 0.11 | 0.11 | 0.02 | 0 | 0.28 | 0.29 | 0.29 | 0.25 | 0.05 | 0 | 0.22 | 0.22 | 0.22 | 0.18 | 0.04 | 0 | True |  | Non Federally-Regulated | 02/01/2017 |  | 04/04/2017
Cooper Lighting Solutions LLC (formerly Eaton) | Halo | H457RICAT1E ELG406940 | Light Emitting Diode | Inseparable Luminaire | Direct Wired | Forward Phase Cut Controls | 54.2 | 4000 | -0.0002 | 94 | 76 | 81 | 1 | Elevated | 50000 |  |  | 50000 | 0.05 | 19 | 19 | 0.12 | 0.12 | 0.11 | 0.11 | 0.02 | 0 | 0.28 | 0.29 | 0.29 | 0.25 | 0.05 | 0 | 0.22 | 0.22 | 0.22 | 0.18 | 0.04 | 0 | True |  | Non Federally-Regulated | 02/01/2017 |  | 04/04/2017
Cooper Lighting Solutions LLC (formerly Eaton) | Halo | H457RICAT1E ELSG406927 | Light Emitting Diode | Inseparable Luminaire | Direct Wired | Forward Phase Cut Controls | 54.2 | 2680 | -0.0002 | 94 | 76 | 81 | 1 | Elevated | 50000 |  |  | 50000 | 0.05 | 19 | 19 | 0.12 | 0.12 | 0.11 | 0.11 | 0.02 | 0 | 0.28 | 0.29 | 0.29 | 0.25 | 0.05 | 0 | 0.22 | 0.22 | 0.22 | 0.18 | 0.04 | 0 | True |  | Non Federally-Regulated | 02/01/2017 |  | 04/04/2017
Cooper Lighting Solutions LLC (formerly Eaton) | Halo | H457RICAT1E ELSG406930 | Light Emitting Diode | Inseparable Luminaire | Direct Wired | Forward Phase Cut Controls | 54.2 | 3000 | -0.0002 | 94 | 76 | 81 | 1 | Elevated | 50000 |  |  | 50000 | 0.05 | 19 | 19 | 0.12 | 0.12 | 0.11 | 0.11 | 0.02 | 0 | 0.28 | 0.29 | 0.29 | 0.25 | 0.05 | 0 | 0.22 | 0.22 | 0.22 | 0.18 | 0.04 | 0 | True |  | Non Federally-Regulated | 02/01/2017 |  | 04/04/2017
Cooper Lighting Solutions LLC (formerly Eaton) | Halo | H457RICAT1E ELSG406935 | Light Emitting Diode | Inseparable Luminaire | Direct Wired | Forward Phase Cut Controls | 54.2 | 3500 | -0.0002 | 94 | 76 | 81 | 1 | Elevated | 50000 |  |  | 50000 | 0.05 | 19 | 19 | 0.12 | 0.12 | 0.11 | 0.11 | 0.02 | 0 | 0.28 | 0.29 | 0.29 | 0.25 | 0.05 | 0 | 0.22 | 0.22 | 0.22 | 0.18 | 0.04 | 0 | True |  | Non Federally-Regulated | 02/01/2017 |  | 04/04/2017
Cooper Lighting Solutions LLC (formerly Eaton) | Halo | H457RICAT1E ELSG406940 | Light Emitting Diode | Inseparable Luminaire | Direct Wired | Forward Phase Cut Controls | 54.2 | 4000 | -0.0002 | 94 | 76 | 81 | 1 | Elevated | 50000 |  |  | 50000 | 0.05 | 19 | 19 | 0.12 | 0.12 | 0.11 | 0.11 | 0.02 | 0 | 0.28 | 0.29 | 0.29 | 0.25 | 0.05 | 0 | 0.22 | 0.22 | 0.22 | 0.18 | 0.04 | 0 | True |  | Non Federally-Regulated | 02/01/2017 |  | 04/04/2017
Cooper Lighting Solutions LLC (formerly Eaton) | Halo | H457TATE010 EL406927 | Light Emitting Diode | Inseparable Luminaire | Direct Wired | Forward Phase Cut Controls | 53.2 | 2684 | -0.0002 | 95 | 77 | 76 | 1 | Elevated | 50000 |  |  | 50000 | 0.05 | 19 | 19 | 0.06 | 0.06 | 0.06 | 0.05 | 0.01 | 0 | 0.17 | 0.17 | 0.17 | 0.15 | 0.03 | 0 | 0.17 | 0.17 | 0.17 | 0.14 | 0.03 | 0 | True |  | Non Federally-Regulated | 01/19/2017 |  | 04/04/2017
Cooper Lighting Solutions LLC (formerly Eaton) | Halo | H457TATE010 EL406930 | Light Emitting Diode | Inseparable Luminaire | Direct Wired | Forward Phase Cut Controls | 53.2 | 3000 | -0.0002 | 95 | 77 | 76 | 1 | Elevated | 50000 |  |  | 50000 | 0.05 | 19 | 19 | 0.06 | 0.06 | 0.06 | 0.05 | 0.01 | 0 | 0.17 | 0.17 | 0.17 | 0.15 | 0.03 | 0 | 0.17 | 0.17 | 0.17 | 0.14 | 0.03 | 0 | True |  | Non Federally-Regulated | 01/19/2017 |  | 04/04/2017
Cooper Lighting Solutions LLC (formerly Eaton) | Halo | H457TATE010 EL406935 | Light Emitting Diode | Inseparable Luminaire | Direct Wired | Forward Phase Cut Controls | 53.2 | 3500 | -0.0002 | 95 | 77 | 76 | 1 | Elevated | 50000 |  |  | 50000 | 0.05 | 19 | 19 | 0.06 | 0.06 | 0.06 | 0.05 | 0.01 | 0 | 0.17 | 0.17 | 0.17 | 0.15 | 0.03 | 0 | 0.17 | 0.17 | 0.17 | 0.14 | 0.03 | 0 | True |  | Non Federally-Regulated | 01/19/2017 |  | 04/04/2017
Cooper Lighting Solutions LLC (formerly Eaton) | Halo | H457TATE010 EL406940 | Light Emitting Diode | Inseparable Luminaire | Direct Wired | Forward Phase Cut Controls | 53.2 | 4000 | -0.0002 | 95 | 77 | 76 | 1 | Elevated | 50000 |  |  | 50000 | 0.05 | 19 | 19 | 0.06 | 0.06 | 0.06 | 0.05 | 0.01 | 0 | 0.17 | 0.17 | 0.17 | 0.15 | 0.03 | 0 | 0.17 | 0.17 | 0.17 | 0.14 | 0.03 | 0 | True |  | Non Federally-Regulated | 01/19/2017 |  | 04/04/2017
Cooper Lighting Solutions LLC (formerly Eaton) | Halo | H457RTATE010 EL406927 | Light Emitting Diode | Inseparable Luminaire | Direct Wired | Forward Phase Cut Controls | 53.2 | 2684 | -0.0002 | 95 | 77 | 168 | 1 | Elevated | 50000 |  |  | 50000 | 0.05 | 19 | 19 | 0.06 | 0.06 | 0.06 | 0.05 | 0.01 | 0 | 0.17 | 0.17 | 0.17 | 0.15 | 0.03 | 0 | 0.17 | 0.17 | 0.17 | 0.14 | 0.03 | 0 | True |  | Non Federally-Regulated | 01/19/2017 |  | 04/04/2017
Cooper Lighting Solutions LLC (formerly Eaton) | Halo | H457RTATE010 EL406930 | Light Emitting Diode | Inseparable Luminaire | Direct Wired | Forward Phase Cut Controls | 53.2 | 3000 | -0.0002 | 95 | 77 | 168 | 1 | Elevated | 50000 |  |  | 50000 | 0.05 | 19 | 19 | 0.06 | 0.06 | 0.06 | 0.05 | 0.01 | 0 | 0.17 | 0.17 | 0.17 | 0.15 | 0.03 | 0 | 0.17 | 0.17 | 0.17 | 0.14 | 0.03 | 0 | True |  | Non Federally-Regulated | 01/19/2017 |  | 04/04/2017
Cooper Lighting Solutions LLC (formerly Eaton) | Halo | H457RTATE010 EL406935 | Light Emitting Diode | Inseparable Luminaire | Direct Wired | Forward Phase Cut Controls | 53.2 | 3500 | -0.0002 | 95 | 77 | 168 | 1 | Elevated | 50000 |  |  | 50000 | 0.05 | 19 | 19 | 0.06 | 0.06 | 0.06 | 0.05 | 0.01 | 0 | 0.17 | 0.17 | 0.17 | 0.15 | 0.03 | 0 | 0.17 | 0.17 | 0.17 | 0.14 | 0.03 | 0 | True |  | Non Federally-Regulated | 01/19/2017 |  | 04/04/2017
Cooper Lighting Solutions LLC (formerly Eaton) | Halo | H457RTATE010 EL406940 | Light Emitting Diode | Inseparable Luminaire | Direct Wired | Forward Phase Cut Controls | 53.2 | 4000 | -0.0002 | 95 | 77 | 168 | 1 | Elevated | 50000 |  |  | 50000 | 0.05 | 19 | 19 | 0.06 | 0.06 | 0.06 | 0.05 | 0.01 | 0 | 0.17 | 0.17 | 0.17 | 0.15 | 0.03 | 0 | 0.17 | 0.17 | 0.17 | 0.14 | 0.03 | 0 | True |  | Non Federally-Regulated | 01/19/2017 |  | 04/04/2017
Cooper Lighting Solutions LLC (formerly Eaton) | Halo | H457TCPE010 EL406927 | Light Emitting Diode | Inseparable Luminaire | Direct Wired | Forward Phase Cut Controls | 53.2 | 2684 | -0.0002 | 95 | 77 | 168 | 1 | Elevated | 50000 |  |  | 50000 | 0.05 | 19 | 19 | 0.06 | 0.06 | 0.06 | 0.05 | 0.01 | 0 | 0.17 | 0.17 | 0.17 | 0.15 | 0.03 | 0 | 0.17 | 0.17 | 0.17 | 0.14 | 0.03 | 0 | True |  | Non Federally-Regulated | 01/19/2017 |  | 04/04/2017
Cooper Lighting Solutions LLC (formerly Eaton) | Halo | H457TCPE010 EL406930 | Light Emitting Diode | Inseparable Luminaire | Direct Wired | Forward Phase Cut Controls | 53.2 | 3000 | -0.0002 | 95 | 77 | 168 | 1 | Elevated | 50000 |  |  | 50000 | 0.05 | 19 | 19 | 0.06 | 0.06 | 0.06 | 0.05 | 0.01 | 0 | 0.17 | 0.17 | 0.17 | 0.15 | 0.03 | 0 | 0.17 | 0.17 | 0.17 | 0.14 | 0.03 | 0 | True |  | Non Federally-Regulated | 01/19/2017 |  | 04/04/2017
Cooper Lighting Solutions LLC (formerly Eaton) | Halo | H457TCPE010 EL406935 | Light Emitting Diode | Inseparable Luminaire | Direct Wired | Forward Phase Cut Controls | 53.2 | 3500 | -0.0002 | 95 | 77 | 168 | 1 | Elevated | 50000 |  |  | 50000 | 0.05 | 19 | 19 | 0.06 | 0.06 | 0.06 | 0.05 | 0.01 | 0 | 0.17 | 0.17 | 0.17 | 0.15 | 0.03 | 0 | 0.17 | 0.17 | 0.17 | 0.14 | 0.03 | 0 | True |  | Non Federally-Regulated | 01/19/2017 |  | 04/04/2017
Cooper Lighting Solutions LLC (formerly Eaton) | Halo | H457TCPE010 EL406940 | Light Emitting Diode | Inseparable Luminaire | Direct Wired | Forward Phase Cut Controls | 53.2 | 4000 | -0.0002 | 95 | 77 | 168 | 1 | Elevated | 50000 |  |  | 50000 | 0.05 | 19 | 19 | 0.06 | 0.06 | 0.06 | 0.05 | 0.01 | 0 | 0.17 | 0.17 | 0.17 | 0.15 | 0.03 | 0 | 0.17 | 0.17 | 0.17 | 0.14 | 0.03 | 0 | True |  | Non Federally-Regulated | 01/19/2017 |  | 04/04/2017
Cooper Lighting Solutions LLC (formerly Eaton) | Halo | H457TATE010 ELG406927 | Light Emitting Diode | Inseparable Luminaire | Direct Wired | Forward Phase Cut Controls | 53.2 | 2684 | -0.0002 | 95 | 77 | 168 | 1 | Elevated | 50000 |  |  | 50000 | 0.05 | 19 | 19 | 0.06 | 0.06 | 0.06 | 0.05 | 0.01 | 0 | 0.17 | 0.17 | 0.17 | 0.15 | 0.03 | 0 | 0.17 | 0.17 | 0.17 | 0.14 | 0.03 | 0 | True |  | Non Federally-Regulated | 01/19/2017 |  | 04/04/2017
Cooper Lighting Solutions LLC (formerly Eaton) | Halo | H457TATE010 ELG406930 | Light Emitting Diode | Inseparable Luminaire | Direct Wired | Forward Phase Cut Controls | 53.2 | 3000 | -0.0002 | 95 | 77 | 168 | 1 | Elevated | 50000 |  |  | 50000 | 0.05 | 19 | 19 | 0.06 | 0.06 | 0.06 | 0.05 | 0.01 | 0 | 0.17 | 0.17 | 0.17 | 0.15 | 0.03 | 0 | 0.17 | 0.17 | 0.17 | 0.14 | 0.03 | 0 | True |  | Non Federally-Regulated | 01/19/2017 |  | 04/04/2017
Cooper Lighting Solutions LLC (formerly Eaton) | Halo | H457TATE010 ELG406935 | Light Emitting Diode | Inseparable Luminaire | Direct Wired | Forward Phase Cut Controls | 53.2 | 3500 | -0.0002 | 95 | 77 | 168 | 1 | Elevated | 50000 |  |  | 50000 | 0.05 | 19 | 19 | 0.06 | 0.06 | 0.06 | 0.05 | 0.01 | 0 | 0.17 | 0.17 | 0.17 | 0.15 | 0.03 | 0 | 0.17 | 0.17 | 0.17 | 0.14 | 0.03 | 0 | True |  | Non Federally-Regulated | 01/19/2017 |  | 04/04/2017
Cooper Lighting Solutions LLC (formerly Eaton) | Halo | H457TATE010 ELG406940 | Light Emitting Diode | Inseparable Luminaire | Direct Wired | Forward Phase Cut Controls | 53.2 | 4000 | -0.0002 | 95 | 77 | 168 | 1 | Elevated | 50000 |  |  | 50000 | 0.05 | 19 | 19 | 0.06 | 0.06 | 0.06 | 0.05 | 0.01 | 0 | 0.17 | 0.17 | 0.17 | 0.15 | 0.03 | 0 | 0.17 | 0.17 | 0.17 | 0.14 | 0.03 | 0 | True |  | Non Federally-Regulated | 01/19/2017 |  | 04/04/2017
Cooper Lighting Solutions LLC (formerly Eaton) | Halo | H457RTATE010 ELG406927 | Light Emitting Diode | Inseparable Luminaire | Direct Wired | Forward Phase Cut Controls | 53.2 | 2684 | -0.0002 | 95 | 77 | 168 | 1 | Elevated | 50000 |  |  | 50000 | 0.05 | 19 | 19 | 0.06 | 0.06 | 0.06 | 0.05 | 0.01 | 0 | 0.17 | 0.17 | 0.17 | 0.15 | 0.03 | 0 | 0.17 | 0.17 | 0.17 | 0.14 | 0.03 | 0 | True |  | Non Federally-Regulated | 01/19/2017 |  | 04/04/2017
Cooper Lighting Solutions LLC (formerly Eaton) | Halo | H457RTATE010 ELG406930 | Light Emitting Diode | Inseparable Luminaire | Direct Wired | Forward Phase Cut Controls | 53.2 | 3000 | -0.0002 | 95 | 77 | 168 | 1 | Elevated | 50000 |  |  | 50000 | 0.05 | 19 | 19 | 0.06 | 0.06 | 0.06 | 0.05 | 0.01 | 0 | 0.17 | 0.17 | 0.17 | 0.15 | 0.03 | 0 | 0.17 | 0.17 | 0.17 | 0.14 | 0.03 | 0 | True |  | Non Federally-Regulated | 01/19/2017 |  | 04/04/2017
Cooper Lighting Solutions LLC (formerly Eaton) | Halo | H457RTATE010 ELG406935 | Light Emitting Diode | Inseparable Luminaire | Direct Wired | Forward Phase Cut Controls | 53.2 | 3500 | -0.0002 | 95 | 77 | 168 | 1 | Elevated | 50000 |  |  | 50000 | 0.05 | 19 | 19 | 0.06 | 0.06 | 0.06 | 0.05 | 0.01 | 0 | 0.17 | 0.17 | 0.17 | 0.15 | 0.03 | 0 | 0.17 | 0.17 | 0.17 | 0.14 | 0.03 | 0 | True |  | Non Federally-Regulated | 01/19/2017 |  | 04/04/2017
Cooper Lighting Solutions LLC (formerly Eaton) | Halo | H457RTATE010 ELG406940 | Light Emitting Diode | Inseparable Luminaire | Direct Wired | Forward Phase Cut Controls | 53.2 | 4000 | -0.0002 | 95 | 77 | 168 | 1 | Elevated | 50000 |  |  | 50000 | 0.05 | 19 | 19 | 0.06 | 0.06 | 0.06 | 0.05 | 0.01 | 0 | 0.17 | 0.17 | 0.17 | 0.15 | 0.03 | 0 | 0.17 | 0.17 | 0.17 | 0.14 | 0.03 | 0 | True |  | Non Federally-Regulated | 01/19/2017 |  | 04/04/2017
Cooper Lighting Solutions LLC (formerly Eaton) | Halo | H457TCPE010 ELG406927 | Light Emitting Diode | Inseparable Luminaire | Direct Wired | Forward Phase Cut Controls | 53.2 | 2684 | -0.0002 | 95 | 77 | 171 | 1 | Elevated | 50000 |  |  | 50000 | 0.05 | 19 | 19 | 0.06 | 0.06 | 0.06 | 0.05 | 0.01 | 0 | 0.17 | 0.17 | 0.17 | 0.15 | 0.03 | 0 | 0.17 | 0.17 | 0.17 | 0.14 | 0.03 | 0 | True |  | Non Federally-Regulated | 01/19/2017 |  | 04/04/2017
Cooper Lighting Solutions LLC (formerly Eaton) | Halo | H457TCPE010 ELG406930 | Light Emitting Diode | Inseparable Luminaire | Direct Wired | Forward Phase Cut Controls | 53.2 | 3000 | -0.0002 | 95 | 77 | 171 | 1 | Elevated | 50000 |  |  | 50000 | 0.05 | 19 | 19 | 0.06 | 0.06 | 0.06 | 0.05 | 0.01 | 0 | 0.17 | 0.17 | 0.17 | 0.15 | 0.03 | 0 | 0.17 | 0.17 | 0.17 | 0.14 | 0.03 | 0 | True |  | Non Federally-Regulated | 01/19/2017 |  | 04/04/2017
Cooper Lighting Solutions LLC (formerly Eaton) | Halo | H457TCPE010 ELG406935 | Light Emitting Diode | Inseparable Luminaire | Direct Wired | Forward Phase Cut Controls | 53.2 | 3500 | -0.0002 | 95 | 77 | 171 | 1 | Elevated | 50000 |  |  | 50000 | 0.05 | 19 | 19 | 0.06 | 0.06 | 0.06 | 0.05 | 0.01 | 0 | 0.17 | 0.17 | 0.17 | 0.15 | 0.03 | 0 | 0.17 | 0.17 | 0.17 | 0.14 | 0.03 | 0 | True |  | Non Federally-Regulated | 01/19/2017 |  | 04/04/2017
Cooper Lighting Solutions LLC (formerly Eaton) | Halo | H457TCPE010 ELG406940 | Light Emitting Diode | Inseparable Luminaire | Direct Wired | Forward Phase Cut Controls | 53.2 | 4000 | -0.0002 | 95 | 77 | 171 | 1 | Elevated | 50000 |  |  | 50000 | 0.05 | 19 | 19 | 0.06 | 0.06 | 0.06 | 0.05 | 0.01 | 0 | 0.17 | 0.17 | 0.17 | 0.15 | 0.03 | 0 | 0.17 | 0.17 | 0.17 | 0.14 | 0.03 | 0 | True |  | Non Federally-Regulated | 01/19/2017 |  | 04/04/2017
Cooper Lighting Solutions LLC (formerly Eaton) | Halo | H457TATE010 ELSG406927 | Light Emitting Diode | Inseparable Luminaire | Direct Wired | Forward Phase Cut Controls | 53.2 | 2684 | -0.0002 | 95 | 77 | 168 | 1 | Elevated | 50000 |  |  | 50000 | 0.05 | 19 | 19 | 0.06 | 0.06 | 0.06 | 0.05 | 0.01 | 0 | 0.17 | 0.17 | 0.17 | 0.15 | 0.03 | 0 | 0.17 | 0.17 | 0.17 | 0.14 | 0.03 | 0 | True |  | Non Federally-Regulated | 01/19/2017 |  | 04/04/2017
Cooper Lighting Solutions LLC (formerly Eaton) | Halo | H457TATE010 ELSG406930 | Light Emitting Diode | Inseparable Luminaire | Direct Wired | Forward Phase Cut Controls | 53.2 | 3000 | -0.0002 | 95 | 77 | 168 | 1 | Elevated | 50000 |  |  | 50000 | 0.05 | 19 | 19 | 0.06 | 0.06 | 0.06 | 0.05 | 0.01 | 0 | 0.17 | 0.17 | 0.17 | 0.15 | 0.03 | 0 | 0.17 | 0.17 | 0.17 | 0.14 | 0.03 | 0 | True |  | Non Federally-Regulated | 01/19/2017 |  | 04/04/2017
Cooper Lighting Solutions LLC (formerly Eaton) | Halo | H457TATE010 ELSG406935 | Light Emitting Diode | Inseparable Luminaire | Direct Wired | Forward Phase Cut Controls | 53.2 | 3500 | -0.0002 | 95 | 77 | 168 | 1 | Elevated | 50000 |  |  | 50000 | 0.05 | 19 | 19 | 0.06 | 0.06 | 0.06 | 0.05 | 0.01 | 0 | 0.17 | 0.17 | 0.17 | 0.15 | 0.03 | 0 | 0.17 | 0.17 | 0.17 | 0.14 | 0.03 | 0 | True |  | Non Federally-Regulated | 01/19/2017 |  | 04/04/2017
Cooper Lighting Solutions LLC (formerly Eaton) | Halo | H457TATE010 ELSG406940 | Light Emitting Diode | Inseparable Luminaire | Direct Wired | Forward Phase Cut Controls | 53.2 | 4000 | -0.0002 | 95 | 77 | 168 | 1 | Elevated | 50000 |  |  | 50000 | 0.05 | 19 | 19 | 0.06 | 0.06 | 0.06 | 0.05 | 0.01 | 0 | 0.17 | 0.17 | 0.17 | 0.15 | 0.03 | 0 | 0.17 | 0.17 | 0.17 | 0.14 | 0.03 | 0 | True |  | Non Federally-Regulated | 01/19/2017 |  | 04/04/2017
Cooper Lighting Solutions LLC (formerly Eaton) | Halo | H457RTATE010 ELSG406927 | Light Emitting Diode | Inseparable Luminaire | Direct Wired | Forward Phase Cut Controls | 53.2 | 2684 | -0.0002 | 95 | 77 | 168 | 1 | Elevated | 50000 |  |  | 50000 | 0.05 | 19 | 19 | 0.06 | 0.06 | 0.06 | 0.05 | 0.01 | 0 | 0.17 | 0.17 | 0.17 | 0.15 | 0.03 | 0 | 0.17 | 0.17 | 0.17 | 0.14 | 0.03 | 0 | True |  | Non Federally-Regulated | 01/19/2017 |  | 04/04/2017
Cooper Lighting Solutions LLC (formerly Eaton) | Halo | H457RTATE010 ELSG406930 | Light Emitting Diode | Inseparable Luminaire | Direct Wired | Forward Phase Cut Controls | 53.2 | 3000 | -0.0002 | 95 | 77 | 168 | 1 | Elevated | 50000 |  |  | 50000 | 0.05 | 19 | 19 | 0.06 | 0.06 | 0.06 | 0.05 | 0.01 | 0 | 0.17 | 0.17 | 0.17 | 0.15 | 0.03 | 0 | 0.17 | 0.17 | 0.17 | 0.14 | 0.03 | 0 | True |  | Non Federally-Regulated | 01/19/2017 |  | 04/04/2017
Cooper Lighting Solutions LLC (formerly Eaton) | Halo | H457RTATE010 ELSG406935 | Light Emitting Diode | Inseparable Luminaire | Direct Wired | Forward Phase Cut Controls | 53.2 | 3500 | -0.0002 | 95 | 77 | 168 | 1 | Elevated | 50000 |  |  | 50000 | 0.05 | 19 | 19 | 0.06 | 0.06 | 0.06 | 0.05 | 0.01 | 0 | 0.17 | 0.17 | 0.17 | 0.15 | 0.03 | 0 | 0.17 | 0.17 | 0.17 | 0.14 | 0.03 | 0 | True |  | Non Federally-Regulated | 01/19/2017 |  | 04/04/2017
Cooper Lighting Solutions LLC (formerly Eaton) | Halo | H457RTATE010 ELSG406940 | Light Emitting Diode | Inseparable Luminaire | Direct Wired | Forward Phase Cut Controls | 53.2 | 4000 | -0.0002 | 95 | 77 | 168 | 1 | Elevated | 50000 |  |  | 50000 | 0.05 | 19 | 19 | 0.06 | 0.06 | 0.06 | 0.05 | 0.01 | 0 | 0.17 | 0.17 | 0.17 | 0.15 | 0.03 | 0 | 0.17 | 0.17 | 0.17 | 0.14 | 0.03 | 0 | True |  | Non Federally-Regulated | 01/19/2017 |  | 04/04/2017
Cooper Lighting Solutions LLC (formerly Eaton) | Halo | H457TCPE010 ELSG406927 | Light Emitting Diode | Inseparable Luminaire | Direct Wired | Forward Phase Cut Controls | 53.2 | 2684 | -0.0002 | 95 | 77 | 171 | 1 | Elevated | 50000 |  |  | 50000 | 0.05 | 19 | 19 | 0.06 | 0.06 | 0.06 | 0.05 | 0.01 | 0 | 0.17 | 0.17 | 0.17 | 0.15 | 0.03 | 0 | 0.17 | 0.17 | 0.17 | 0.14 | 0.03 | 0 | True |  | Non Federally-Regulated | 01/19/2017 |  | 04/04/2017
Cooper Lighting Solutions LLC (formerly Eaton) | Halo | H457TCPE010 ELSG406930 | Light Emitting Diode | Inseparable Luminaire | Direct Wired | Forward Phase Cut Controls | 53.2 | 3000 | -0.0002 | 95 | 77 | 171 | 1 | Elevated | 50000 |  |  | 50000 | 0.05 | 19 | 19 | 0.06 | 0.06 | 0.06 | 0.05 | 0.01 | 0 | 0.17 | 0.17 | 0.17 | 0.15 | 0.03 | 0 | 0.17 | 0.17 | 0.17 | 0.14 | 0.03 | 0 | True |  | Non Federally-Regulated | 01/19/2017 |  | 04/04/2017
Cooper Lighting Solutions LLC (formerly Eaton) | Halo | H457TCPE010 ELSG406935 | Light Emitting Diode | Inseparable Luminaire | Direct Wired | Forward Phase Cut Controls | 53.2 | 3500 | -0.0002 | 95 | 77 | 171 | 1 | Elevated | 50000 |  |  | 50000 | 0.05 | 19 | 19 | 0.06 | 0.06 | 0.06 | 0.05 | 0.01 | 0 | 0.17 | 0.17 | 0.17 | 0.15 | 0.03 | 0 | 0.17 | 0.17 | 0.17 | 0.14 | 0.03 | 0 | True |  | Non Federally-Regulated | 01/19/2017 |  | 04/04/2017
Cooper Lighting Solutions LLC (formerly Eaton) | Halo | H457TCPE010 ELSG406940 | Light Emitting Diode | Inseparable Luminaire | Direct Wired | Forward Phase Cut Controls | 53.2 | 4000 | -0.0002 | 95 | 77 | 171 | 1 | Elevated | 50000 |  |  | 50000 | 0.05 | 19 | 19 | 0.06 | 0.06 | 0.06 | 0.05 | 0.01 | 0 | 0.17 | 0.17 | 0.17 | 0.15 | 0.03 | 0 | 0.17 | 0.17 | 0.17 | 0.14 | 0.03 | 0 | True |  | Non Federally-Regulated | 01/19/2017 |  | 04/04/2017
Cooper Lighting Solutions LLC (formerly Eaton) | Halo | HU1018D927** | Light Emitting Diode | Inseparable Luminaire | Direct Wired | Forward Phase Cut Controls | 56.1 | 2764 | -0.0002 | 95 | 68 | 119 | 1 | Ambient | 50000 |  |  | 50000 | 0.05 | 20 | 21 | 0.19 | 0.19 | 0.19 | 0.18 | 0.04 | 0 | 0.37 | 0.37 | 0.37 | 0.28 | 0.06 | 0 | 0.53 | 0.54 | 0.54 | 0.39 | 0.08 | 0.01 | True |  | Non Federally-Regulated | 12/22/2016 |  | 04/04/2017
Cooper Lighting Solutions LLC (formerly Eaton) | Halo | HU1018D930** | Light Emitting Diode | Inseparable Luminaire | Direct Wired | Forward Phase Cut Controls | 56.1 | 3000 | -0.0002 | 95 | 68 | 119 | 1 | Ambient | 50000 |  |  | 50000 | 0.05 | 20 | 21 | 0.19 | 0.19 | 0.19 | 0.18 | 0.04 | 0 | 0.37 | 0.37 | 0.37 | 0.28 | 0.06 | 0 | 0.53 | 0.54 | 0.54 | 0.39 | 0.08 | 0.01 | True |  | Non Federally-Regulated | 12/22/2016 |  | 04/04/2017
Cooper Lighting Solutions LLC (formerly Eaton) | Halo | HU1018D940** | Light Emitting Diode | Inseparable Luminaire | Direct Wired | Forward Phase Cut Controls | 56.1 | 4000 | -0.0002 | 95 | 68 | 119 | 1 | Ambient | 50000 |  |  | 50000 | 0.05 | 20 | 21 | 0.19 | 0.19 | 0.19 | 0.18 | 0.04 | 0 | 0.37 | 0.37 | 0.37 | 0.28 | 0.06 | 0 | 0.53 | 0.54 | 0.54 | 0.39 | 0.08 | 0.01 | True |  | Non Federally-Regulated | 12/22/2016 |  | 04/04/2017
Cooper Lighting Solutions LLC (formerly Eaton) | Halo | HU1009D927** | Light Emitting Diode | Inseparable Luminaire | Direct Wired | Forward Phase Cut Controls | 49.5 | 2722 | -0.0002 | 95 | 68 | 120 | 1 | Ambient | 50000 |  |  | 50000 | 0.05 | 21 | 21 | 0.19 | 0.18 | 0.18 | 0.17 | 0.04 | 0 | 0.26 | 0.25 | 0.26 | 0.2 | 0.04 | 0.01 | 0.16 | 0.14 | 0.14 | 0.1 | 0.02 | 0 | True |  | Non Federally-Regulated | 12/22/2016 |  | 04/04/2017
Cooper Lighting Solutions LLC (formerly Eaton) | Halo | HU1009D930** | Light Emitting Diode | Inseparable Luminaire | Direct Wired | Forward Phase Cut Controls | 49.5 | 3000 | -0.0002 | 95 | 68 | 120 | 1 | Ambient | 50000 |  |  | 50000 | 0.05 | 21 | 21 | 0.19 | 0.18 | 0.18 | 0.17 | 0.04 | 0 | 0.26 | 0.25 | 0.26 | 0.2 | 0.04 | 0.01 | 0.16 | 0.14 | 0.14 | 0.1 | 0.02 | 0 | True |  | Non Federally-Regulated | 12/22/2016 |  | 04/04/2017
Cooper Lighting Solutions LLC (formerly Eaton) | Halo | HU1009D940** | Light Emitting Diode | Inseparable Luminaire | Direct Wired | Forward Phase Cut Controls | 49.5 | 4000 | -0.0002 | 95 | 68 | 120 | 1 | Ambient | 50000 |  |  | 50000 | 0.05 | 21 | 21 | 0.19 | 0.18 | 0.18 | 0.17 | 0.04 | 0 | 0.26 | 0.25 | 0.26 | 0.2 | 0.04 | 0.01 | 0.16 | 0.14 | 0.14 | 0.1 | 0.02 | 0 | True |  | Non Federally-Regulated | 12/22/2016 |  | 04/04/2017
Cooper Lighting Solutions LLC (formerly Eaton) | Halo | HL612ICAT HLM6927**** | Light Emitting Diode | Inseparable Luminaire | Direct Wired | Forward Phase Cut Controls | 68.8 | 2713 | 0.0001 | 93 | 69 | 160 | 1 | Elevated | 50000 |  |  | 50000 | 0.05 | 19 | 21 | 0.05 | 0.05 | 0.05 | 0.05 | 0.01 | 0 | 0.18 | 0.18 | 0.18 | 0.16 | 0.04 | 0 | 0.14 | 0.14 | 0.14 | 0.11 | 0.03 | 0 | True |  | Non Federally-Regulated | 12/22/2016 |  | 04/04/2017
Cooper Lighting Solutions LLC (formerly Eaton) | Halo | HL612ICAT HLM6930**** | Light Emitting Diode | Inseparable Luminaire | Direct Wired | Forward Phase Cut Controls | 68.8 | 3000 | 0.0001 | 93 | 69 | 160 | 1 | Elevated | 50000 |  |  | 50000 | 0.05 | 19 | 21 | 0.05 | 0.05 | 0.05 | 0.05 | 0.01 | 0 | 0.18 | 0.18 | 0.18 | 0.16 | 0.04 | 0 | 0.14 | 0.14 | 0.14 | 0.11 | 0.03 | 0 | True |  | Non Federally-Regulated | 12/22/2016 |  | 04/04/2017
Cooper Lighting Solutions LLC (formerly Eaton) | Halo | HL612ICAT HLM6935**** | Light Emitting Diode | Inseparable Luminaire | Direct Wired | Forward Phase Cut Controls | 68.8 | 3500 | 0.0001 | 93 | 69 | 160 | 1 | Elevated | 50000 |  |  | 50000 | 0.05 | 19 | 21 | 0.05 | 0.05 | 0.05 | 0.05 | 0.01 | 0 | 0.18 | 0.18 | 0.18 | 0.16 | 0.04 | 0 | 0.14 | 0.14 | 0.14 | 0.11 | 0.03 | 0 | True |  | Non Federally-Regulated | 12/22/2016 |  | 04/04/2017
Cooper Lighting Solutions LLC (formerly Eaton) | Halo | HL612ICAT HLM6940**** | Light Emitting Diode | Inseparable Luminaire | Direct Wired | Forward Phase Cut Controls | 68.8 | 4000 | 0.0001 | 93 | 69 | 160 | 1 | Elevated | 50000 |  |  | 50000 | 0.05 | 19 | 21 | 0.05 | 0.05 | 0.05 | 0.05 | 0.01 | 0 | 0.18 | 0.18 | 0.18 | 0.16 | 0.04 | 0 | 0.14 | 0.14 | 0.14 | 0.11 | 0.03 | 0 | True |  | Non Federally-Regulated | 12/22/2016 |  | 04/04/2017
ETi Solid State Lighting, Inc | ETI | 53184102 | Light Emitting Diode | Inseparable Luminaire | Edison Screw Base | Forward Phase Cut Controls | 60.6 | 2695 | 0.0008 | 93 | 58 | 3 | 0.99 | Ambient | 50000 |  |  | 60000 | 0.1 | 17 | 20 | 0.23 | 0.22 | 0.22 | 0.19 | 0.04 | 0 | 0.22 | 0.22 | 0.16 | 0.06 | 0.03 | 0.02 | 0.2 | 0.21 | 0.15 | 0.06 | 0.05 | 0.04 | True |  | Non Federally-Regulated | 02/15/2017 |  | 04/05/2017
ETi Solid State Lighting, Inc | ETI | 53185141 | Light Emitting Diode | Inseparable Luminaire | Edison Screw Base | Forward Phase Cut Controls | 67.9 | 2926 | 0.0002 | 91 | 52 | 58 | 0.96 | Ambient | 50000 |  |  | 54000 | 0.1 | 16 | 18 | 0.22 | 0.22 | 0.21 | 0.21 | 0.04 | 0.01 | 0.2 | 0.2 | 0.19 | 0.13 | 0.05 | 0.02 | 0.15 | 0.14 | 0.14 | 0.08 | 0.02 | 0.02 | True |  | Non Federally-Regulated | 02/15/2017 |  | 04/05/2017
ETi Solid State Lighting, Inc | ETI | 53186141 | Light Emitting Diode | Inseparable Luminaire | Edison Screw Base | Forward Phase Cut Controls | 70.3 | 2733 | 0.0012 | 94 | 61 | 68 | 0.94 | Ambient | 50000 |  |  | 52000 | 0.1 | 17 | 20 | 0.25 | 0.24 | 0.22 | 0.1 | 0.03 | 0.01 | 0.09 | 0.09 | 0.06 | 0.02 | 0.01 | 0.01 | 0.04 | 0.04 | 0.03 | 0.01 | 0.01 | 0.01 | True |  | Non Federally-Regulated | 02/15/2017 |  | 04/05/2017
ETi Solid State Lighting, Inc | ETI | 53187101 | Light Emitting Diode | Inseparable Luminaire | Edison Screw Base | Forward Phase Cut Controls | 68.3 | 2714 | 0.0016 | 94 | 59 | 348 | 0.97 | Ambient | 50000 |  |  | 51000 | 0.1 | 17 | 18 | 0.24 | 0.24 | 0.22 | 0.07 | 0.01 | 0 | 0.1 | 0.11 | 0.08 | 0.02 | 0.01 | 0.01 | 0.13 | 0.13 | 0.08 | 0.04 | 0.03 | 0.02 | True |  | Non Federally-Regulated | 02/15/2017 |  | 04/05/2017
ETi Solid State Lighting, Inc | ETI | 53170162 | Light Emitting Diode | Inseparable Luminaire | Edison Screw Base | Forward Phase Cut Controls | 69.6 | 2768 | 0.001 | 93 | 60 | 484 | 0.95 | Ambient | 50000 |  |  | 54000 | 0.1 | 17 | 20 | 0.23 | 0.22 | 0.21 | 0.2 | 0.07 | 0.02 | 0.29 | 0.3 | 0.29 | 0.21 | 0.04 | 0.04 | 0.27 | 0.28 | 0.26 | 0.19 | 0.07 | 0.07 | True |  | Non Federally-Regulated | 02/15/2017 |  | 04/05/2017
Plusrite | NaturaLED | LED10PAR30/OD/80L/FL/930 | Light Emitting Diode | Directional Lamp | Edison Screw Base | Forward Phase Cut Controls | 82.5 | 3000 | -0.0009 | 94 | 68 | 274 | 0.94 | Elevated | 25000 | 0.947 | 1 |  | 0.1 | 21 | 20 | 0.27 | 0.26 | 0.25 | 0.23 | 0 | 0 | 0.32 | 0.32 | 0.32 | 0.26 | 0.01 | 0 | 0.26 | 0.26 | 0.26 | 0.2 | 0.01 | 0.01 | True |  | Non Federally-Regulated | 04/04/2017 |  | 04/05/2017
Cooper Lighting Solutions LLC (formerly Eaton) | Halo | HU1036D927** | Light Emitting Diode | Inseparable Luminaire | Direct Wired | Forward Phase Cut Controls | 55.6 | 2773 | -0.0005 | 96 | 70 | 102 | 1 | Ambient | 50000 |  |  | 50000 | 0.05 | 21 | 22 | 0.12 | 0.12 | 0.11 | 0.11 | 0.02 | 0 | 0.29 | 0.29 | 0.3 | 0.22 | 0.06 | 0.01 | 0.29 | 0.29 | 0.29 | 0.21 | 0.04 | 0.01 | True |  | Non Federally-Regulated | 12/22/2016 |  | 04/20/2017
Cooper Lighting Solutions LLC (formerly Eaton) | Halo | HU1036D930** | Light Emitting Diode | Inseparable Luminaire | Direct Wired | Forward Phase Cut Controls | 55.6 | 3000 | -0.0005 | 96 | 70 | 102 | 1 | Ambient | 50000 |  |  | 50000 | 0.05 | 21 | 22 | 0.12 | 0.12 | 0.11 | 0.11 | 0.02 | 0 | 0.29 | 0.29 | 0.3 | 0.22 | 0.06 | 0.01 | 0.29 | 0.29 | 0.29 | 0.21 | 0.04 | 0.01 | True |  | Non Federally-Regulated | 12/22/2016 |  | 04/20/2017
Cooper Lighting Solutions LLC (formerly Eaton) | Halo | HU1036D940** | Light Emitting Diode | Inseparable Luminaire | Direct Wired | Forward Phase Cut Controls | 55.6 | 4000 | -0.0005 | 96 | 70 | 102 | 1 | Ambient | 50000 |  |  | 50000 | 0.05 | 21 | 22 | 0.12 | 0.12 | 0.11 | 0.11 | 0.02 | 0 | 0.29 | 0.29 | 0.3 | 0.22 | 0.06 | 0.01 | 0.29 | 0.29 | 0.29 | 0.21 | 0.04 | 0.01 | True |  | Non Federally-Regulated | 12/22/2016 |  | 04/20/2017
ETi Solid State Lighting, Inc | ETI | 531851**(**=41~50) | Light Emitting Diode | Inseparable Luminaire | Edison Screw Base | Forward Phase Cut Controls | 67.9 | 2926 | 0.0002 | 91 | 52 | 58 | 0.96 | Ambient | 50000 |  |  | 52000 | 0.1 | 16 | 18 | 0.22 | 0.22 | 0.21 | 0.21 | 0.04 | 0.01 | 0.2 | 0.2 | 0.19 | 0.13 | 0.05 | 0.02 | 0.15 | 0.14 | 0.14 | 0.08 | 0.02 | 0.02 | True |  | Non Federally-Regulated | 03/10/2017 |  | 04/24/2017
ETi Solid State Lighting, Inc | ETI | 531861**(**=41~50) | Light Emitting Diode | Inseparable Luminaire | Edison Screw Base | Forward Phase Cut Controls | 70.3 | 2923 | 0.0001 | 94 | 61 | 68 | 0.94 | Ambient | 50000 |  |  | 52000 | 0.1 | 17 | 19 | 0.25 | 0.24 | 0.22 | 0.1 | 0.03 | 0.01 | 0.09 | 0.09 | 0.06 | 0.02 | 0.01 | 0.01 | 0.04 | 0.04 | 0.03 | 0.01 | 0.01 | 0.01 | True |  | Non Federally-Regulated | 03/10/2017 |  | 04/24/2017
ETi Solid State Lighting, Inc | Commercial Electric | 531851**(**=41~50) | Light Emitting Diode | Inseparable Luminaire | Edison Screw Base | Forward Phase Cut Controls | 67.9 | 2926 | 0.0002 | 91 | 52 | 58 | 0.96 | Ambient | 50000 |  |  | 52000 | 0.1 | 16 | 18 | 0.22 | 0.22 | 0.21 | 0.21 | 0.04 | 0.01 | 0.2 | 0.2 | 0.19 | 0.13 | 0.05 | 0.02 | 0.15 | 0.14 | 0.14 | 0.08 | 0.02 | 0.02 | True |  | Non Federally-Regulated | 03/10/2017 |  | 04/24/2017
ETi Solid State Lighting, Inc | Commercial Electric | 531861**(**=41~50) | Light Emitting Diode | Inseparable Luminaire | Edison Screw Base | Forward Phase Cut Controls | 70.3 | 2923 | 0.0001 | 94 | 61 | 68 | 0.94 | Ambient | 50000 |  |  | 52000 | 0.1 | 17 | 19 | 0.25 | 0.24 | 0.22 | 0.1 | 0.03 | 0.01 | 0.09 | 0.09 | 0.06 | 0.02 | 0.01 | 0.01 | 0.04 | 0.04 | 0.03 | 0.01 | 0.01 | 0.01 | True |  | Non Federally-Regulated | 03/10/2017 |  | 04/24/2017
Quoizel | Quoizel | QF3178S | Light Emitting Diode | Inseparable Luminaire | Direct Wired | Direct Digital Controls | 45 | 2670 | -0.0003 | 93 | 61 | 71 | 0.9 | Ambient | 60000 |  |  | 60000 | 0.1 | 20 | 21 | 0.31 | 0.31 | 0.29 | 0.28 | 0.01 | 0 | 0.15 | 0.15 | 0.14 | 0.1 | 0.01 | 0.01 | 0.3 | 0.29 | 0.28 | 0.23 | 0.01 | 0.01 | True |  | Non Federally-Regulated | 04/20/2017 |  | 04/24/2017
Visual Comfort & Company | Element | E4RL-XI27**** | Light Emitting Diode | Inseparable Luminaire | Direct Wired | Forward Phase Cut Controls | 60 | 2721 | 0.0016 | 97 | 92 | 175 | 0.98 | Ambient | 15000 |  |  | 55000 | 0.02 | 16 | 16 | 0.42 | 0.1 | 0.09 | 0.07 | 0 | 0 | 0.31 | 0.25 | 0.23 | 0.2 | 0 | 0 | 0.92 | 0.11 | 0.08 | 0.06 | 0 | 0 | True |  | Non Federally-Regulated | 04/17/2017 |  | 04/24/2017
Visual Comfort & Company | Element | E3RLF-L*927*** | Light Emitting Diode | Inseparable Luminaire | Direct Wired | Forward Phase Cut Controls | 86 | 2738 | 0.0011 | 93 | 68 | 243 | 0.97 | Ambient | 15000 |  |  | 99999 | 0.01 | 19 | 19 | 0.13 | 0.06 | 0.06 | 0.05 | 0.01 | 0 | 0.76 | 0.35 | 0.32 | 0.28 | 0.01 | 0 | 0.15 | 0.17 | 0.15 | 0.11 | 0.01 | 0 | True |  | Non Federally-Regulated | 04/17/2017 |  | 05/01/2017
Visual Comfort & Company | Element | E3RFF-L*927*** | Light Emitting Diode | Inseparable Luminaire | Direct Wired | Forward Phase Cut Controls | 86 | 2738 | 0.0011 | 93 | 68 | 243 | 0.97 | Ambient | 15000 |  |  | 99999 | 0.01 | 19 | 19 | 0.13 | 0.06 | 0.06 | 0.05 | 0.01 | 0 | 0.76 | 0.35 | 0.32 | 0.28 | 0.01 | 0 | 0.15 | 0.17 | 0.15 | 0.11 | 0.01 | 0 | True |  | Non Federally-Regulated | 04/17/2017 |  | 05/01/2017
Visual Comfort & Company | Element | E3RWC-L*927*** | Light Emitting Diode | Inseparable Luminaire | Direct Wired | Forward Phase Cut Controls | 86 | 2738 | 0.0011 | 93 | 68 | 243 | 0.97 | Ambient | 15000 |  |  | 99999 | 0.01 | 19 | 19 | 0.13 | 0.06 | 0.06 | 0.05 | 0.01 | 0 | 0.76 | 0.35 | 0.32 | 0.28 | 0.01 | 0 | 0.15 | 0.17 | 0.15 | 0.11 | 0.01 | 0 | True |  | Non Federally-Regulated | 04/17/2017 |  | 05/01/2017
Visual Comfort & Company | Element | E3SLF-L*927*** | Light Emitting Diode | Inseparable Luminaire | Direct Wired | Forward Phase Cut Controls | 86 | 2738 | 0.0011 | 93 | 68 | 243 | 0.97 | Ambient | 15000 |  |  | 99999 | 0.01 | 19 | 19 | 0.13 | 0.06 | 0.06 | 0.05 | 0.01 | 0 | 0.76 | 0.35 | 0.32 | 0.28 | 0.01 | 0 | 0.15 | 0.17 | 0.15 | 0.11 | 0.01 | 0 | True |  | Non Federally-Regulated | 04/17/2017 |  | 05/01/2017
Visual Comfort & Company | Element | E3SFF-L*927*** | Light Emitting Diode | Inseparable Luminaire | Direct Wired | Forward Phase Cut Controls | 86 | 2738 | 0.0011 | 93 | 68 | 243 | 0.97 | Ambient | 15000 |  |  | 99999 | 0.01 | 19 | 19 | 0.13 | 0.06 | 0.06 | 0.05 | 0.01 | 0 | 0.76 | 0.35 | 0.32 | 0.28 | 0.01 | 0 | 0.15 | 0.17 | 0.15 | 0.11 | 0.01 | 0 | True |  | Non Federally-Regulated | 04/17/2017 |  | 05/01/2017
Visual Comfort & Company | Element | E3SWC-L*927*** | Light Emitting Diode | Inseparable Luminaire | Direct Wired | Forward Phase Cut Controls | 86 | 2738 | 0.0011 | 93 | 68 | 243 | 0.97 | Ambient | 15000 |  |  | 99999 | 0.01 | 19 | 19 | 0.13 | 0.06 | 0.06 | 0.05 | 0.01 | 0 | 0.76 | 0.35 | 0.32 | 0.28 | 0.01 | 0 | 0.15 | 0.17 | 0.15 | 0.11 | 0.01 | 0 | True |  | Non Federally-Regulated | 04/17/2017 |  | 05/01/2017
Visual Comfort & Company | Element | E3RLW-L*927* | Light Emitting Diode | Inseparable Luminaire | Direct Wired | Forward Phase Cut Controls | 86 | 2738 | 0.0011 | 93 | 68 | 243 | 0.97 | Ambient | 15000 |  |  | 99999 | 0.01 | 19 | 19 | 0.13 | 0.06 | 0.06 | 0.05 | 0.01 | 0 | 0.76 | 0.35 | 0.32 | 0.28 | 0.01 | 0 | 0.15 | 0.17 | 0.15 | 0.11 | 0.01 | 0 | True |  | Non Federally-Regulated | 04/17/2017 |  | 05/01/2017
Visual Comfort & Company | Element | E3RFW-L*927* | Light Emitting Diode | Inseparable Luminaire | Direct Wired | Forward Phase Cut Controls | 86 | 2738 | 0.0011 | 93 | 68 | 243 | 0.97 | Ambient | 15000 |  |  | 99999 | 0.01 | 19 | 19 | 0.13 | 0.06 | 0.06 | 0.05 | 0.01 | 0 | 0.76 | 0.35 | 0.32 | 0.28 | 0.01 | 0 | 0.15 | 0.17 | 0.15 | 0.11 | 0.01 | 0 | True |  | Non Federally-Regulated | 04/17/2017 |  | 05/01/2017
Visual Comfort & Company | Element | E3RWCW-L*927* | Light Emitting Diode | Inseparable Luminaire | Direct Wired | Forward Phase Cut Controls | 86 | 2738 | 0.0011 | 93 | 68 | 243 | 0.97 | Ambient | 15000 |  |  | 99999 | 0.01 | 19 | 19 | 0.13 | 0.06 | 0.06 | 0.05 | 0.01 | 0 | 0.76 | 0.35 | 0.32 | 0.28 | 0.01 | 0 | 0.15 | 0.17 | 0.15 | 0.11 | 0.01 | 0 | True |  | Non Federally-Regulated | 04/17/2017 |  | 05/01/2017
Visual Comfort & Company | Element | E3SLW-L*927* | Light Emitting Diode | Inseparable Luminaire | Direct Wired | Forward Phase Cut Controls | 86 | 2738 | 0.0011 | 93 | 68 | 243 | 0.97 | Ambient | 15000 |  |  | 99999 | 0.01 | 19 | 19 | 0.13 | 0.06 | 0.06 | 0.05 | 0.01 | 0 | 0.76 | 0.35 | 0.32 | 0.28 | 0.01 | 0 | 0.15 | 0.17 | 0.15 | 0.11 | 0.01 | 0 | True |  | Non Federally-Regulated | 04/17/2017 |  | 05/01/2017
Visual Comfort & Company | Element | E3SFW-L*927* | Light Emitting Diode | Inseparable Luminaire | Direct Wired | Forward Phase Cut Controls | 86 | 2738 | 0.0011 | 93 | 68 | 243 | 0.97 | Ambient | 15000 |  |  | 99999 | 0.01 | 19 | 19 | 0.13 | 0.06 | 0.06 | 0.05 | 0.01 | 0 | 0.76 | 0.35 | 0.32 | 0.28 | 0.01 | 0 | 0.15 | 0.17 | 0.15 | 0.11 | 0.01 | 0 | True |  | Non Federally-Regulated | 04/17/2017 |  | 05/01/2017
Visual Comfort & Company | Element | E3SWCW-L*927* | Light Emitting Diode | Inseparable Luminaire | Direct Wired | Forward Phase Cut Controls | 86 | 2738 | 0.0011 | 93 | 68 | 243 | 0.97 | Ambient | 15000 |  |  | 99999 | 0.01 | 19 | 19 | 0.13 | 0.06 | 0.06 | 0.05 | 0.01 | 0 | 0.76 | 0.35 | 0.32 | 0.28 | 0.01 | 0 | 0.15 | 0.17 | 0.15 | 0.11 | 0.01 | 0 | True |  | Non Federally-Regulated | 04/17/2017 |  | 05/01/2017
Visual Comfort & Company | Element | E3RRF-L*927*** | Light Emitting Diode | Inseparable Luminaire | Direct Wired | Forward Phase Cut Controls | 86 | 2738 | 0.0011 | 93 | 68 | 243 | 0.97 | Ambient | 15000 |  |  | 99999 | 0.01 | 19 | 19 | 0.13 | 0.06 | 0.06 | 0.05 | 0.01 | 0 | 0.76 | 0.35 | 0.32 | 0.28 | 0.01 | 0 | 0.15 | 0.17 | 0.15 | 0.11 | 0.01 | 0 | True |  | Non Federally-Regulated | 04/17/2017 |  | 05/01/2017
Visual Comfort & Company | Element | E3SRF-L*927*** | Light Emitting Diode | Inseparable Luminaire | Direct Wired | Forward Phase Cut Controls | 86 | 2738 | 0.0011 | 93 | 68 | 243 | 0.97 | Ambient | 15000 |  |  | 99999 | 0.01 | 19 | 19 | 0.13 | 0.06 | 0.06 | 0.05 | 0.01 | 0 | 0.76 | 0.35 | 0.32 | 0.28 | 0.01 | 0 | 0.15 | 0.17 | 0.15 | 0.11 | 0.01 | 0 | True |  | Non Federally-Regulated | 04/17/2017 |  | 05/01/2017
Visual Comfort & Company | Element | E3RLF-L*927***-HL2W/PWM | Light Emitting Diode | Inseparable Luminaire | Direct Wired | Forward Phase Cut Controls | 86 | 2738 | 0.0011 | 93 | 68 | 243 | 0.97 | Ambient | 15000 |  |  | 99999 | 0.01 | 19 | 19 | 0.13 | 0.06 | 0.06 | 0.05 | 0.01 | 0 | 0.76 | 0.35 | 0.32 | 0.28 | 0.01 | 0 | 0.15 | 0.17 | 0.15 | 0.11 | 0.01 | 0 | True |  | Non Federally-Regulated | 04/17/2017 |  | 05/01/2017
Visual Comfort & Company | Element | E3RFF-L*927***-HL2W/PWM | Light Emitting Diode | Inseparable Luminaire | Direct Wired | Forward Phase Cut Controls | 86 | 2738 | 0.0011 | 93 | 68 | 243 | 0.97 | Ambient | 15000 |  |  | 99999 | 0.01 | 19 | 19 | 0.13 | 0.06 | 0.06 | 0.05 | 0.01 | 0 | 0.76 | 0.35 | 0.32 | 0.28 | 0.01 | 0 | 0.15 | 0.17 | 0.15 | 0.11 | 0.01 | 0 | True |  | Non Federally-Regulated | 04/17/2017 |  | 05/01/2017
Visual Comfort & Company | Element | E3RWC-L*927***-HL2W/PWM | Light Emitting Diode | Inseparable Luminaire | Direct Wired | Forward Phase Cut Controls | 86 | 2738 | 0.0011 | 93 | 68 | 243 | 0.97 | Ambient | 15000 |  |  | 99999 | 0.01 | 19 | 19 | 0.13 | 0.06 | 0.06 | 0.05 | 0.01 | 0 | 0.76 | 0.35 | 0.32 | 0.28 | 0.01 | 0 | 0.15 | 0.17 | 0.15 | 0.11 | 0.01 | 0 | True |  | Non Federally-Regulated | 04/17/2017 |  | 05/01/2017
Visual Comfort & Company | Element | E3SLF-L*927***-HL2W/PWM | Light Emitting Diode | Inseparable Luminaire | Direct Wired | Forward Phase Cut Controls | 86 | 2738 | 0.0011 | 93 | 68 | 243 | 0.97 | Ambient | 15000 |  |  | 99999 | 0.01 | 19 | 19 | 0.13 | 0.06 | 0.06 | 0.05 | 0.01 | 0 | 0.76 | 0.35 | 0.32 | 0.28 | 0.01 | 0 | 0.15 | 0.17 | 0.15 | 0.11 | 0.01 | 0 | True |  | Non Federally-Regulated | 04/17/2017 |  | 05/01/2017
Visual Comfort & Company | Element | E3SFF-L*927***-HL2W/PWM | Light Emitting Diode | Inseparable Luminaire | Direct Wired | Forward Phase Cut Controls | 86 | 2738 | 0.0011 | 93 | 68 | 243 | 0.97 | Ambient | 15000 |  |  | 99999 | 0.01 | 19 | 19 | 0.13 | 0.06 | 0.06 | 0.05 | 0.01 | 0 | 0.76 | 0.35 | 0.32 | 0.28 | 0.01 | 0 | 0.15 | 0.17 | 0.15 | 0.11 | 0.01 | 0 | True |  | Non Federally-Regulated | 04/17/2017 |  | 05/01/2017
Visual Comfort & Company | Element | E3SWC-L*927***-HL2W/PWM | Light Emitting Diode | Inseparable Luminaire | Direct Wired | Forward Phase Cut Controls | 86 | 2738 | 0.0011 | 93 | 68 | 243 | 0.97 | Ambient | 15000 |  |  | 99999 | 0.01 | 19 | 19 | 0.13 | 0.06 | 0.06 | 0.05 | 0.01 | 0 | 0.76 | 0.35 | 0.32 | 0.28 | 0.01 | 0 | 0.15 | 0.17 | 0.15 | 0.11 | 0.01 | 0 | True |  | Non Federally-Regulated | 04/17/2017 |  | 05/01/2017
Visual Comfort & Company | Element | E3RLW-L*927*-HL2W/PWM | Light Emitting Diode | Inseparable Luminaire | Direct Wired | Forward Phase Cut Controls | 86 | 2738 | 0.0011 | 93 | 68 | 243 | 0.97 | Ambient | 15000 |  |  | 99999 | 0.01 | 19 | 19 | 0.13 | 0.06 | 0.06 | 0.05 | 0.01 | 0 | 0.76 | 0.35 | 0.32 | 0.28 | 0.01 | 0 | 0.15 | 0.17 | 0.15 | 0.11 | 0.01 | 0 | True |  | Non Federally-Regulated | 04/17/2017 |  | 05/01/2017
Visual Comfort & Company | Element | E3RFW-L*927*-HL2W/PWM | Light Emitting Diode | Inseparable Luminaire | Direct Wired | Forward Phase Cut Controls | 86 | 2738 | 0.0011 | 93 | 68 | 243 | 0.97 | Ambient | 15000 |  |  | 99999 | 0.01 | 19 | 19 | 0.13 | 0.06 | 0.06 | 0.05 | 0.01 | 0 | 0.76 | 0.35 | 0.32 | 0.28 | 0.01 | 0 | 0.15 | 0.17 | 0.15 | 0.11 | 0.01 | 0 | True |  | Non Federally-Regulated | 04/17/2017 |  | 05/01/2017
Visual Comfort & Company | Element | E3RWCW-L*927*-HL2W/PWM | Light Emitting Diode | Inseparable Luminaire | Direct Wired | Forward Phase Cut Controls | 86 | 2738 | 0.0011 | 93 | 68 | 243 | 0.97 | Ambient | 15000 |  |  | 99999 | 0.01 | 19 | 19 | 0.13 | 0.06 | 0.06 | 0.05 | 0.01 | 0 | 0.76 | 0.35 | 0.32 | 0.28 | 0.01 | 0 | 0.15 | 0.17 | 0.15 | 0.11 | 0.01 | 0 | True |  | Non Federally-Regulated | 04/17/2017 |  | 05/01/2017
Visual Comfort & Company | Element | E3SLW-L*927*-HL2W/PWM | Light Emitting Diode | Inseparable Luminaire | Direct Wired | Forward Phase Cut Controls | 86 | 2738 | 0.0011 | 93 | 68 | 243 | 0.97 | Ambient | 15000 |  |  | 99999 | 0.01 | 19 | 19 | 0.13 | 0.06 | 0.06 | 0.05 | 0.01 | 0 | 0.76 | 0.35 | 0.32 | 0.28 | 0.01 | 0 | 0.15 | 0.17 | 0.15 | 0.11 | 0.01 | 0 | True |  | Non Federally-Regulated | 04/17/2017 |  | 05/01/2017
Visual Comfort & Company | Element | E3SFW-L*927*-HL2W/PWM | Light Emitting Diode | Inseparable Luminaire | Direct Wired | Forward Phase Cut Controls | 86 | 2738 | 0.0011 | 93 | 68 | 243 | 0.97 | Ambient | 15000 |  |  | 99999 | 0.01 | 19 | 19 | 0.13 | 0.06 | 0.06 | 0.05 | 0.01 | 0 | 0.76 | 0.35 | 0.32 | 0.28 | 0.01 | 0 | 0.15 | 0.17 | 0.15 | 0.11 | 0.01 | 0 | True |  | Non Federally-Regulated | 04/17/2017 |  | 05/01/2017
Visual Comfort & Company | Element | E3SWCW-L*927*-HL2W/PWM | Light Emitting Diode | Inseparable Luminaire | Direct Wired | Forward Phase Cut Controls | 86 | 2738 | 0.0011 | 93 | 68 | 243 | 0.97 | Ambient | 15000 |  |  | 99999 | 0.01 | 19 | 19 | 0.13 | 0.06 | 0.06 | 0.05 | 0.01 | 0 | 0.76 | 0.35 | 0.32 | 0.28 | 0.01 | 0 | 0.15 | 0.17 | 0.15 | 0.11 | 0.01 | 0 | True |  | Non Federally-Regulated | 04/17/2017 |  | 05/01/2017
Visual Comfort & Company | Element | E3RLF-L*927***-HL3W/ECO | Light Emitting Diode | Inseparable Luminaire | Direct Wired | Forward Phase Cut Controls | 86 | 2738 | 0.0011 | 93 | 68 | 243 | 0.97 | Ambient | 15000 |  |  | 99999 | 0.01 | 19 | 19 | 0.13 | 0.06 | 0.06 | 0.05 | 0.01 | 0 | 0.76 | 0.35 | 0.32 | 0.28 | 0.01 | 0 | 0.15 | 0.17 | 0.15 | 0.11 | 0.01 | 0 | True |  | Non Federally-Regulated | 04/17/2017 |  | 05/01/2017
Visual Comfort & Company | Element | E3RFF-L*927***-HL3W/ECO | Light Emitting Diode | Inseparable Luminaire | Direct Wired | Forward Phase Cut Controls | 86 | 2738 | 0.0011 | 93 | 68 | 243 | 0.97 | Ambient | 15000 |  |  | 99999 | 0.01 | 19 | 19 | 0.13 | 0.06 | 0.06 | 0.05 | 0.01 | 0 | 0.76 | 0.35 | 0.32 | 0.28 | 0.01 | 0 | 0.15 | 0.17 | 0.15 | 0.11 | 0.01 | 0 | True |  | Non Federally-Regulated | 04/17/2017 |  | 05/01/2017
Visual Comfort & Company | Element | E3RWC-L*927***-HL3W/ECO | Light Emitting Diode | Inseparable Luminaire | Direct Wired | Forward Phase Cut Controls | 86 | 2738 | 0.0011 | 93 | 68 | 243 | 0.97 | Ambient | 15000 |  |  | 99999 | 0.01 | 19 | 19 | 0.13 | 0.06 | 0.06 | 0.05 | 0.01 | 0 | 0.76 | 0.35 | 0.32 | 0.28 | 0.01 | 0 | 0.15 | 0.17 | 0.15 | 0.11 | 0.01 | 0 | True |  | Non Federally-Regulated | 04/17/2017 |  | 05/01/2017
Visual Comfort & Company | Element | E3SLF-L*927***-HL3W/ECO | Light Emitting Diode | Inseparable Luminaire | Direct Wired | Forward Phase Cut Controls | 86 | 2738 | 0.0011 | 93 | 68 | 243 | 0.97 | Ambient | 15000 |  |  | 99999 | 0.01 | 19 | 19 | 0.13 | 0.06 | 0.06 | 0.05 | 0.01 | 0 | 0.76 | 0.35 | 0.32 | 0.28 | 0.01 | 0 | 0.15 | 0.17 | 0.15 | 0.11 | 0.01 | 0 | True |  | Non Federally-Regulated | 04/17/2017 |  | 05/01/2017
Visual Comfort & Company | Element | E3SFF-L*927***-HL3W/ECO | Light Emitting Diode | Inseparable Luminaire | Direct Wired | Forward Phase Cut Controls | 86 | 2738 | 0.0011 | 93 | 68 | 243 | 0.97 | Ambient | 15000 |  |  | 99999 | 0.01 | 19 | 19 | 0.13 | 0.06 | 0.06 | 0.05 | 0.01 | 0 | 0.76 | 0.35 | 0.32 | 0.28 | 0.01 | 0 | 0.15 | 0.17 | 0.15 | 0.11 | 0.01 | 0 | True |  | Non Federally-Regulated | 04/17/2017 |  | 05/01/2017
Visual Comfort & Company | Element | E3SWC-L*927***-HL3W/ECO | Light Emitting Diode | Inseparable Luminaire | Direct Wired | Forward Phase Cut Controls | 86 | 2738 | 0.0011 | 93 | 68 | 243 | 0.97 | Ambient | 15000 |  |  | 99999 | 0.01 | 19 | 19 | 0.13 | 0.06 | 0.06 | 0.05 | 0.01 | 0 | 0.76 | 0.35 | 0.32 | 0.28 | 0.01 | 0 | 0.15 | 0.17 | 0.15 | 0.11 | 0.01 | 0 | True |  | Non Federally-Regulated | 04/17/2017 |  | 05/01/2017
Visual Comfort & Company | Element | E3RLW-L*927*-HL3W/ECO | Light Emitting Diode | Inseparable Luminaire | Direct Wired | Forward Phase Cut Controls | 86 | 2738 | 0.0011 | 93 | 68 | 243 | 0.97 | Ambient | 15000 |  |  | 99999 | 0.01 | 19 | 19 | 0.13 | 0.06 | 0.06 | 0.05 | 0.01 | 0 | 0.76 | 0.35 | 0.32 | 0.28 | 0.01 | 0 | 0.15 | 0.17 | 0.15 | 0.11 | 0.01 | 0 | True |  | Non Federally-Regulated | 04/17/2017 |  | 05/01/2017
Visual Comfort & Company | Element | E3RFW-L*927*-HL3W/ECO | Light Emitting Diode | Inseparable Luminaire | Direct Wired | Forward Phase Cut Controls | 86 | 2738 | 0.0011 | 93 | 68 | 243 | 0.97 | Ambient | 15000 |  |  | 99999 | 0.01 | 19 | 19 | 0.13 | 0.06 | 0.06 | 0.05 | 0.01 | 0 | 0.76 | 0.35 | 0.32 | 0.28 | 0.01 | 0 | 0.15 | 0.17 | 0.15 | 0.11 | 0.01 | 0 | True |  | Non Federally-Regulated | 04/17/2017 |  | 05/01/2017
Visual Comfort & Company | Element | E3RWCW-L*927*-HL3W/ECO | Light Emitting Diode | Inseparable Luminaire | Direct Wired | Forward Phase Cut Controls | 86 | 2738 | 0.0011 | 93 | 68 | 243 | 0.97 | Ambient | 15000 |  |  | 99999 | 0.01 | 19 | 19 | 0.13 | 0.06 | 0.06 | 0.05 | 0.01 | 0 | 0.76 | 0.35 | 0.32 | 0.28 | 0.01 | 0 | 0.15 | 0.17 | 0.15 | 0.11 | 0.01 | 0 | True |  | Non Federally-Regulated | 04/17/2017 |  | 05/01/2017
Visual Comfort & Company | Element | E3SLW-L*927*-HL3W/ECO | Light Emitting Diode | Inseparable Luminaire | Direct Wired | Forward Phase Cut Controls | 86 | 2738 | 0.0011 | 93 | 68 | 243 | 0.97 | Ambient | 15000 |  |  | 99999 | 0.01 | 19 | 19 | 0.13 | 0.06 | 0.06 | 0.05 | 0.01 | 0 | 0.76 | 0.35 | 0.32 | 0.28 | 0.01 | 0 | 0.15 | 0.17 | 0.15 | 0.11 | 0.01 | 0 | True |  | Non Federally-Regulated | 04/17/2017 |  | 05/01/2017
Visual Comfort & Company | Element | E3SFW-L*927*-HL3W/ECO | Light Emitting Diode | Inseparable Luminaire | Direct Wired | Forward Phase Cut Controls | 86 | 2738 | 0.0011 | 93 | 68 | 243 | 0.97 | Ambient | 15000 |  |  | 99999 | 0.01 | 19 | 19 | 0.13 | 0.06 | 0.06 | 0.05 | 0.01 | 0 | 0.76 | 0.35 | 0.32 | 0.28 | 0.01 | 0 | 0.15 | 0.17 | 0.15 | 0.11 | 0.01 | 0 | True |  | Non Federally-Regulated | 04/17/2017 |  | 05/01/2017
Visual Comfort & Company | Element | E3SWCW-L*927*-HL3W/ECO | Light Emitting Diode | Inseparable Luminaire | Direct Wired | Forward Phase Cut Controls | 86 | 2738 | 0.0011 | 93 | 68 | 243 | 0.97 | Ambient | 15000 |  |  | 99999 | 0.01 | 19 | 19 | 0.13 | 0.06 | 0.06 | 0.05 | 0.01 | 0 | 0.76 | 0.35 | 0.32 | 0.28 | 0.01 | 0 | 0.15 | 0.17 | 0.15 | 0.11 | 0.01 | 0 | True |  | Non Federally-Regulated | 04/17/2017 |  | 05/01/2017
Visual Comfort & Company | Element | E3RLF-L*927***-010 | Light Emitting Diode | Inseparable Luminaire | Direct Wired | Forward Phase Cut Controls | 86 | 2738 | 0.0011 | 93 | 68 | 243 | 0.97 | Ambient | 15000 |  |  | 99999 | 0.01 | 19 | 19 | 0.13 | 0.06 | 0.06 | 0.05 | 0.01 | 0 | 0.76 | 0.35 | 0.32 | 0.28 | 0.01 | 0 | 0.15 | 0.17 | 0.15 | 0.11 | 0.01 | 0 | True |  | Non Federally-Regulated | 04/17/2017 |  | 05/01/2017
Visual Comfort & Company | Element | E3RFF-L*927***-010 | Light Emitting Diode | Inseparable Luminaire | Direct Wired | Forward Phase Cut Controls | 86 | 2738 | 0.0011 | 93 | 68 | 243 | 0.97 | Ambient | 15000 |  |  | 99999 | 0.01 | 19 | 19 | 0.13 | 0.06 | 0.06 | 0.05 | 0.01 | 0 | 0.76 | 0.35 | 0.32 | 0.28 | 0.01 | 0 | 0.15 | 0.17 | 0.15 | 0.11 | 0.01 | 0 | True |  | Non Federally-Regulated | 04/17/2017 |  | 05/01/2017
Visual Comfort & Company | Element | E3RWC-L*927***-010 | Light Emitting Diode | Inseparable Luminaire | Direct Wired | Forward Phase Cut Controls | 86 | 2738 | 0.0011 | 93 | 68 | 243 | 0.97 | Ambient | 15000 |  |  | 99999 | 0.01 | 19 | 19 | 0.13 | 0.06 | 0.06 | 0.05 | 0.01 | 0 | 0.76 | 0.35 | 0.32 | 0.28 | 0.01 | 0 | 0.15 | 0.17 | 0.15 | 0.11 | 0.01 | 0 | True |  | Non Federally-Regulated | 04/17/2017 |  | 05/01/2017
Visual Comfort & Company | Element | E3SLF-L*927***-010 | Light Emitting Diode | Inseparable Luminaire | Direct Wired | Forward Phase Cut Controls | 86 | 2738 | 0.0011 | 93 | 68 | 243 | 0.97 | Ambient | 15000 |  |  | 99999 | 0.01 | 19 | 19 | 0.13 | 0.06 | 0.06 | 0.05 | 0.01 | 0 | 0.76 | 0.35 | 0.32 | 0.28 | 0.01 | 0 | 0.15 | 0.17 | 0.15 | 0.11 | 0.01 | 0 | True |  | Non Federally-Regulated | 04/17/2017 |  | 05/01/2017
Visual Comfort & Company | Element | E3SFF-L*927***-010 | Light Emitting Diode | Inseparable Luminaire | Direct Wired | Forward Phase Cut Controls | 86 | 2738 | 0.0011 | 93 | 68 | 243 | 0.97 | Ambient | 15000 |  |  | 99999 | 0.01 | 19 | 19 | 0.13 | 0.06 | 0.06 | 0.05 | 0.01 | 0 | 0.76 | 0.35 | 0.32 | 0.28 | 0.01 | 0 | 0.15 | 0.17 | 0.15 | 0.11 | 0.01 | 0 | True |  | Non Federally-Regulated | 04/17/2017 |  | 05/01/2017
Visual Comfort & Company | Element | E3SWC-L*927***-010 | Light Emitting Diode | Inseparable Luminaire | Direct Wired | Forward Phase Cut Controls | 86 | 2738 | 0.0011 | 93 | 68 | 243 | 0.97 | Ambient | 15000 |  |  | 99999 | 0.01 | 19 | 19 | 0.13 | 0.06 | 0.06 | 0.05 | 0.01 | 0 | 0.76 | 0.35 | 0.32 | 0.28 | 0.01 | 0 | 0.15 | 0.17 | 0.15 | 0.11 | 0.01 | 0 | True |  | Non Federally-Regulated | 04/17/2017 |  | 05/01/2017
Visual Comfort & Company | Element | E3RLW-L*927*-010 | Light Emitting Diode | Inseparable Luminaire | Direct Wired | Forward Phase Cut Controls | 86 | 2738 | 0.0011 | 93 | 68 | 243 | 0.97 | Ambient | 15000 |  |  | 99999 | 0.01 | 19 | 19 | 0.13 | 0.06 | 0.06 | 0.05 | 0.01 | 0 | 0.76 | 0.35 | 0.32 | 0.28 | 0.01 | 0 | 0.15 | 0.17 | 0.15 | 0.11 | 0.01 | 0 | True |  | Non Federally-Regulated | 04/17/2017 |  | 05/01/2017
Visual Comfort & Company | Element | E3RFW-L*927*-010 | Light Emitting Diode | Inseparable Luminaire | Direct Wired | Forward Phase Cut Controls | 86 | 2738 | 0.0011 | 93 | 68 | 243 | 0.97 | Ambient | 15000 |  |  | 99999 | 0.01 | 19 | 19 | 0.13 | 0.06 | 0.06 | 0.05 | 0.01 | 0 | 0.76 | 0.35 | 0.32 | 0.28 | 0.01 | 0 | 0.15 | 0.17 | 0.15 | 0.11 | 0.01 | 0 | True |  | Non Federally-Regulated | 04/17/2017 |  | 05/01/2017
Visual Comfort & Company | Element | E3RWCW-L*927*-010 | Light Emitting Diode | Inseparable Luminaire | Direct Wired | Forward Phase Cut Controls | 86 | 2738 | 0.0011 | 93 | 68 | 243 | 0.97 | Ambient | 15000 |  |  | 99999 | 0.01 | 19 | 19 | 0.13 | 0.06 | 0.06 | 0.05 | 0.01 | 0 | 0.76 | 0.35 | 0.32 | 0.28 | 0.01 | 0 | 0.15 | 0.17 | 0.15 | 0.11 | 0.01 | 0 | True |  | Non Federally-Regulated | 04/17/2017 |  | 05/01/2017
Visual Comfort & Company | Element | E3SLW-L*927*-010 | Light Emitting Diode | Inseparable Luminaire | Direct Wired | Forward Phase Cut Controls | 86 | 2738 | 0.0011 | 93 | 68 | 243 | 0.97 | Ambient | 15000 |  |  | 99999 | 0.01 | 19 | 19 | 0.13 | 0.06 | 0.06 | 0.05 | 0.01 | 0 | 0.76 | 0.35 | 0.32 | 0.28 | 0.01 | 0 | 0.15 | 0.17 | 0.15 | 0.11 | 0.01 | 0 | True |  | Non Federally-Regulated | 04/17/2017 |  | 05/01/2017
Visual Comfort & Company | Element | E3SFW-L*927*-010 | Light Emitting Diode | Inseparable Luminaire | Direct Wired | Forward Phase Cut Controls | 86 | 2738 | 0.0011 | 93 | 68 | 243 | 0.97 | Ambient | 15000 |  |  | 99999 | 0.01 | 19 | 19 | 0.13 | 0.06 | 0.06 | 0.05 | 0.01 | 0 | 0.76 | 0.35 | 0.32 | 0.28 | 0.01 | 0 | 0.15 | 0.17 | 0.15 | 0.11 | 0.01 | 0 | True |  | Non Federally-Regulated | 04/17/2017 |  | 05/01/2017
Visual Comfort & Company | Element | E3SWCW-L*927*-010 | Light Emitting Diode | Inseparable Luminaire | Direct Wired | Forward Phase Cut Controls | 86 | 2738 | 0.0011 | 93 | 68 | 243 | 0.97 | Ambient | 15000 |  |  | 99999 | 0.01 | 19 | 19 | 0.13 | 0.06 | 0.06 | 0.05 | 0.01 | 0 | 0.76 | 0.35 | 0.32 | 0.28 | 0.01 | 0 | 0.15 | 0.17 | 0.15 | 0.11 | 0.01 | 0 | True |  | Non Federally-Regulated | 04/17/2017 |  | 05/01/2017
Visual Comfort & Company | Element | E3RRF-L*927***-010 | Light Emitting Diode | Inseparable Luminaire | Direct Wired | Forward Phase Cut Controls | 86 | 2738 | 0.0011 | 93 | 68 | 243 | 0.97 | Ambient | 15000 |  |  | 99999 | 0.01 | 19 | 19 | 0.13 | 0.06 | 0.06 | 0.05 | 0.01 | 0 | 0.76 | 0.35 | 0.32 | 0.28 | 0.01 | 0 | 0.15 | 0.17 | 0.15 | 0.11 | 0.01 | 0 | True |  | Non Federally-Regulated | 04/17/2017 |  | 05/01/2017
Visual Comfort & Company | Element | E3SRF-L*927***-010 | Light Emitting Diode | Inseparable Luminaire | Direct Wired | Forward Phase Cut Controls | 86 | 2738 | 0.0011 | 93 | 68 | 243 | 0.97 | Ambient | 15000 |  |  | 99999 | 0.01 | 19 | 19 | 0.13 | 0.06 | 0.06 | 0.05 | 0.01 | 0 | 0.76 | 0.35 | 0.32 | 0.28 | 0.01 | 0 | 0.15 | 0.17 | 0.15 | 0.11 | 0.01 | 0 | True |  | Non Federally-Regulated | 04/17/2017 |  | 05/01/2017
Visual Comfort & Company | Element | E4RL-L*927**** | Light Emitting Diode | Inseparable Luminaire | Direct Wired | Forward Phase Cut Controls | 76 | 2656 | 0.0002 | 93 | 65 | 261 | 0.96 | Ambient | 15000 |  |  | 99999 | 0.02 | 18 | 18 | 0.19 | 0.04 | 0.04 | 0.03 | 0 | 0 | 0.69 | 0.29 | 0.26 | 0.22 | 0.01 | 0 | 0.85 | 0.17 | 0.15 | 0.11 | 0.01 | 0 | True |  | Non Federally-Regulated | 04/17/2017 |  | 05/01/2017
Visual Comfort & Company | Element | E4RF-L*927**** | Light Emitting Diode | Inseparable Luminaire | Direct Wired | Forward Phase Cut Controls | 76 | 2656 | 0.0002 | 93 | 65 | 261 | 0.96 | Ambient | 15000 |  |  | 99999 | 0.02 | 18 | 18 | 0.19 | 0.04 | 0.04 | 0.03 | 0 | 0 | 0.69 | 0.29 | 0.26 | 0.22 | 0.01 | 0 | 0.85 | 0.17 | 0.15 | 0.11 | 0.01 | 0 | True |  | Non Federally-Regulated | 04/17/2017 |  | 05/01/2017
Visual Comfort & Company | Element | E4SL-L*927**** | Light Emitting Diode | Inseparable Luminaire | Direct Wired | Forward Phase Cut Controls | 76 | 2656 | 0.0002 | 93 | 65 | 261 | 0.96 | Ambient | 15000 |  |  | 99999 | 0.02 | 18 | 18 | 0.19 | 0.04 | 0.04 | 0.03 | 0 | 0 | 0.69 | 0.29 | 0.26 | 0.22 | 0.01 | 0 | 0.85 | 0.17 | 0.15 | 0.11 | 0.01 | 0 | True |  | Non Federally-Regulated | 04/17/2017 |  | 05/01/2017
Visual Comfort & Company | Element | E4SF-L*927**** | Light Emitting Diode | Inseparable Luminaire | Direct Wired | Forward Phase Cut Controls | 76 | 2656 | 0.0002 | 93 | 65 | 261 | 0.96 | Ambient | 15000 |  |  | 99999 | 0.02 | 18 | 18 | 0.19 | 0.04 | 0.04 | 0.03 | 0 | 0 | 0.69 | 0.29 | 0.26 | 0.22 | 0.01 | 0 | 0.85 | 0.17 | 0.15 | 0.11 | 0.01 | 0 | True |  | Non Federally-Regulated | 04/17/2017 |  | 05/01/2017
Visual Comfort & Company | Element | E4RLW-L*927* | Light Emitting Diode | Inseparable Luminaire | Direct Wired | Forward Phase Cut Controls | 76 | 2656 | 0.0002 | 93 | 65 | 261 | 0.96 | Ambient | 15000 |  |  | 99999 | 0.02 | 18 | 18 | 0.19 | 0.04 | 0.04 | 0.03 | 0 | 0 | 0.69 | 0.29 | 0.26 | 0.22 | 0.01 | 0 | 0.85 | 0.17 | 0.15 | 0.11 | 0.01 | 0 | True |  | Non Federally-Regulated | 04/17/2017 |  | 05/01/2017
Visual Comfort & Company | Element | E4RLF-L*927* | Light Emitting Diode | Inseparable Luminaire | Direct Wired | Forward Phase Cut Controls | 76 | 2656 | 0.0002 | 93 | 65 | 261 | 0.96 | Ambient | 15000 |  |  | 99999 | 0.02 | 18 | 18 | 0.19 | 0.04 | 0.04 | 0.03 | 0 | 0 | 0.69 | 0.29 | 0.26 | 0.22 | 0.01 | 0 | 0.85 | 0.17 | 0.15 | 0.11 | 0.01 | 0 | True |  | Non Federally-Regulated | 04/17/2017 |  | 05/01/2017
Visual Comfort & Company | Element | E4SLW-L*927* | Light Emitting Diode | Inseparable Luminaire | Direct Wired | Forward Phase Cut Controls | 76 | 2656 | 0.0002 | 93 | 65 | 261 | 0.96 | Ambient | 15000 |  |  | 99999 | 0.02 | 18 | 18 | 0.19 | 0.04 | 0.04 | 0.03 | 0 | 0 | 0.69 | 0.29 | 0.26 | 0.22 | 0.01 | 0 | 0.85 | 0.17 | 0.15 | 0.11 | 0.01 | 0 | True |  | Non Federally-Regulated | 04/17/2017 |  | 05/01/2017
Visual Comfort & Company | Element | E4SLF-L*927* | Light Emitting Diode | Inseparable Luminaire | Direct Wired | Forward Phase Cut Controls | 76 | 2656 | 0.0002 | 93 | 65 | 261 | 0.96 | Ambient | 15000 |  |  | 99999 | 0.02 | 18 | 18 | 0.19 | 0.04 | 0.04 | 0.03 | 0 | 0 | 0.69 | 0.29 | 0.26 | 0.22 | 0.01 | 0 | 0.85 | 0.17 | 0.15 | 0.11 | 0.01 | 0 | True |  | Non Federally-Regulated | 04/17/2017 |  | 05/01/2017
Visual Comfort & Company | Element | E4RL-L*927****-HL2W/PWM | Light Emitting Diode | Inseparable Luminaire | Direct Wired | Forward Phase Cut Controls | 76 | 2656 | 0.0002 | 93 | 65 | 261 | 0.96 | Ambient | 15000 |  |  | 99999 | 0.02 | 18 | 18 | 0.19 | 0.04 | 0.04 | 0.03 | 0 | 0 | 0.69 | 0.29 | 0.26 | 0.22 | 0.01 | 0 | 0.85 | 0.17 | 0.15 | 0.11 | 0.01 | 0 | True |  | Non Federally-Regulated | 04/17/2017 |  | 05/01/2017
Visual Comfort & Company | Element | E4RF-L*927****-HL2W/PWM | Light Emitting Diode | Inseparable Luminaire | Direct Wired | Forward Phase Cut Controls | 76 | 2656 | 0.0002 | 93 | 65 | 261 | 0.96 | Ambient | 15000 |  |  | 99999 | 0.02 | 18 | 18 | 0.19 | 0.04 | 0.04 | 0.03 | 0 | 0 | 0.69 | 0.29 | 0.26 | 0.22 | 0.01 | 0 | 0.85 | 0.17 | 0.15 | 0.11 | 0.01 | 0 | True |  | Non Federally-Regulated | 04/17/2017 |  | 05/01/2017
Visual Comfort & Company | Element | E4SL-L*927****-HL2W/PWM | Light Emitting Diode | Inseparable Luminaire | Direct Wired | Forward Phase Cut Controls | 76 | 2656 | 0.0002 | 93 | 65 | 261 | 0.96 | Ambient | 15000 |  |  | 99999 | 0.02 | 18 | 18 | 0.19 | 0.04 | 0.04 | 0.03 | 0 | 0 | 0.69 | 0.29 | 0.26 | 0.22 | 0.01 | 0 | 0.85 | 0.17 | 0.15 | 0.11 | 0.01 | 0 | True |  | Non Federally-Regulated | 04/17/2017 |  | 05/01/2017
Visual Comfort & Company | Element | E4SF-L*927****-HL2W/PWM | Light Emitting Diode | Inseparable Luminaire | Direct Wired | Forward Phase Cut Controls | 76 | 2656 | 0.0002 | 93 | 65 | 261 | 0.96 | Ambient | 15000 |  |  | 99999 | 0.02 | 18 | 18 | 0.19 | 0.04 | 0.04 | 0.03 | 0 | 0 | 0.69 | 0.29 | 0.26 | 0.22 | 0.01 | 0 | 0.85 | 0.17 | 0.15 | 0.11 | 0.01 | 0 | True |  | Non Federally-Regulated | 04/17/2017 |  | 05/01/2017
Visual Comfort & Company | Element | E4RLW-L*927*-HL2W/PWM | Light Emitting Diode | Inseparable Luminaire | Direct Wired | Forward Phase Cut Controls | 76 | 2656 | 0.0002 | 93 | 65 | 261 | 0.96 | Ambient | 15000 |  |  | 99999 | 0.02 | 18 | 18 | 0.19 | 0.04 | 0.04 | 0.03 | 0 | 0 | 0.69 | 0.29 | 0.26 | 0.22 | 0.01 | 0 | 0.85 | 0.17 | 0.15 | 0.11 | 0.01 | 0 | True |  | Non Federally-Regulated | 04/17/2017 |  | 05/01/2017
Visual Comfort & Company | Element | E4RLF-L*927*-HL2W/PWM | Light Emitting Diode | Inseparable Luminaire | Direct Wired | Forward Phase Cut Controls | 76 | 2656 | 0.0002 | 93 | 65 | 261 | 0.96 | Ambient | 15000 |  |  | 99999 | 0.02 | 18 | 18 | 0.19 | 0.04 | 0.04 | 0.03 | 0 | 0 | 0.69 | 0.29 | 0.26 | 0.22 | 0.01 | 0 | 0.85 | 0.17 | 0.15 | 0.11 | 0.01 | 0 | True |  | Non Federally-Regulated | 04/17/2017 |  | 05/01/2017
Visual Comfort & Company | Element | E4SLW-L*927*-HL2W/PWM | Light Emitting Diode | Inseparable Luminaire | Direct Wired | Forward Phase Cut Controls | 76 | 2656 | 0.0002 | 93 | 65 | 261 | 0.96 | Ambient | 15000 |  |  | 99999 | 0.02 | 18 | 18 | 0.19 | 0.04 | 0.04 | 0.03 | 0 | 0 | 0.69 | 0.29 | 0.26 | 0.22 | 0.01 | 0 | 0.85 | 0.17 | 0.15 | 0.11 | 0.01 | 0 | True |  | Non Federally-Regulated | 04/17/2017 |  | 05/01/2017
Visual Comfort & Company | Element | E4SLF-L*927*-HL2W/PWM | Light Emitting Diode | Inseparable Luminaire | Direct Wired | Forward Phase Cut Controls | 76 | 2656 | 0.0002 | 93 | 65 | 261 | 0.96 | Ambient | 15000 |  |  | 99999 | 0.02 | 18 | 18 | 0.19 | 0.04 | 0.04 | 0.03 | 0 | 0 | 0.69 | 0.29 | 0.26 | 0.22 | 0.01 | 0 | 0.85 | 0.17 | 0.15 | 0.11 | 0.01 | 0 | True |  | Non Federally-Regulated | 04/17/2017 |  | 05/01/2017
Visual Comfort & Company | Element | E4RL-L*927****-HL3W/ECO | Light Emitting Diode | Inseparable Luminaire | Direct Wired | Forward Phase Cut Controls | 76 | 2656 | 0.0002 | 93 | 65 | 261 | 0.96 | Ambient | 15000 |  |  | 99999 | 0.02 | 18 | 18 | 0.19 | 0.04 | 0.04 | 0.03 | 0 | 0 | 0.69 | 0.29 | 0.26 | 0.22 | 0.01 | 0 | 0.85 | 0.17 | 0.15 | 0.11 | 0.01 | 0 | True |  | Non Federally-Regulated | 04/17/2017 |  | 05/01/2017
Visual Comfort & Company | Element | E4RF-L*927****-HL3W/ECO | Light Emitting Diode | Inseparable Luminaire | Direct Wired | Forward Phase Cut Controls | 76 | 2656 | 0.0002 | 93 | 65 | 261 | 0.96 | Ambient | 15000 |  |  | 99999 | 0.02 | 18 | 18 | 0.19 | 0.04 | 0.04 | 0.03 | 0 | 0 | 0.69 | 0.29 | 0.26 | 0.22 | 0.01 | 0 | 0.85 | 0.17 | 0.15 | 0.11 | 0.01 | 0 | True |  | Non Federally-Regulated | 04/17/2017 |  | 05/01/2017
Visual Comfort & Company | Element | E4SL-L*927****-HL3W/ECO | Light Emitting Diode | Inseparable Luminaire | Direct Wired | Forward Phase Cut Controls | 76 | 2656 | 0.0002 | 93 | 65 | 261 | 0.96 | Ambient | 15000 |  |  | 99999 | 0.02 | 18 | 18 | 0.19 | 0.04 | 0.04 | 0.03 | 0 | 0 | 0.69 | 0.29 | 0.26 | 0.22 | 0.01 | 0 | 0.85 | 0.17 | 0.15 | 0.11 | 0.01 | 0 | True |  | Non Federally-Regulated | 04/17/2017 |  | 05/01/2017
Visual Comfort & Company | Element | E4SF-L*927****-HL3W/ECO | Light Emitting Diode | Inseparable Luminaire | Direct Wired | Forward Phase Cut Controls | 76 | 2656 | 0.0002 | 93 | 65 | 261 | 0.96 | Ambient | 15000 |  |  | 99999 | 0.02 | 18 | 18 | 0.19 | 0.04 | 0.04 | 0.03 | 0 | 0 | 0.69 | 0.29 | 0.26 | 0.22 | 0.01 | 0 | 0.85 | 0.17 | 0.15 | 0.11 | 0.01 | 0 | True |  | Non Federally-Regulated | 04/17/2017 |  | 05/01/2017
Visual Comfort & Company | Element | E4RLW-L*927*-HL3W/ECO | Light Emitting Diode | Inseparable Luminaire | Direct Wired | Forward Phase Cut Controls | 76 | 2656 | 0.0002 | 93 | 65 | 261 | 0.96 | Ambient | 15000 |  |  | 99999 | 0.02 | 18 | 18 | 0.19 | 0.04 | 0.04 | 0.03 | 0 | 0 | 0.69 | 0.29 | 0.26 | 0.22 | 0.01 | 0 | 0.85 | 0.17 | 0.15 | 0.11 | 0.01 | 0 | True |  | Non Federally-Regulated | 04/17/2017 |  | 05/01/2017
Visual Comfort & Company | Element | E4RLF-L*927*-HL3W/ECO | Light Emitting Diode | Inseparable Luminaire | Direct Wired | Forward Phase Cut Controls | 76 | 2656 | 0.0002 | 93 | 65 | 261 | 0.96 | Ambient | 15000 |  |  | 99999 | 0.02 | 18 | 18 | 0.19 | 0.04 | 0.04 | 0.03 | 0 | 0 | 0.69 | 0.29 | 0.26 | 0.22 | 0.01 | 0 | 0.85 | 0.17 | 0.15 | 0.11 | 0.01 | 0 | True |  | Non Federally-Regulated | 04/17/2017 |  | 05/01/2017
Visual Comfort & Company | Element | E4SLW-L*927*-HL3W/ECO | Light Emitting Diode | Inseparable Luminaire | Direct Wired | Forward Phase Cut Controls | 76 | 2656 | 0.0002 | 93 | 65 | 261 | 0.96 | Ambient | 15000 |  |  | 99999 | 0.02 | 18 | 18 | 0.19 | 0.04 | 0.04 | 0.03 | 0 | 0 | 0.69 | 0.29 | 0.26 | 0.22 | 0.01 | 0 | 0.85 | 0.17 | 0.15 | 0.11 | 0.01 | 0 | True |  | Non Federally-Regulated | 04/17/2017 |  | 05/01/2017
Visual Comfort & Company | Element | E4SLF-L*927*-HL3W/ECO | Light Emitting Diode | Inseparable Luminaire | Direct Wired | Forward Phase Cut Controls | 76 | 2656 | 0.0002 | 93 | 65 | 261 | 0.96 | Ambient | 15000 |  |  | 99999 | 0.02 | 18 | 18 | 0.19 | 0.04 | 0.04 | 0.03 | 0 | 0 | 0.69 | 0.29 | 0.26 | 0.22 | 0.01 | 0 | 0.85 | 0.17 | 0.15 | 0.11 | 0.01 | 0 | True |  | Non Federally-Regulated | 04/17/2017 |  | 05/01/2017
Visual Comfort & Company | Element | E4RL-L*927****-010 | Light Emitting Diode | Inseparable Luminaire | Direct Wired | Forward Phase Cut Controls | 76 | 2656 | 0.0002 | 93 | 65 | 261 | 0.96 | Ambient | 15000 |  |  | 99999 | 0.02 | 18 | 18 | 0.19 | 0.04 | 0.04 | 0.03 | 0 | 0 | 0.69 | 0.29 | 0.26 | 0.22 | 0.01 | 0 | 0.85 | 0.17 | 0.15 | 0.11 | 0.01 | 0 | True |  | Non Federally-Regulated | 04/17/2017 |  | 05/01/2017
Visual Comfort & Company | Element | E4RF-L*927****-010 | Light Emitting Diode | Inseparable Luminaire | Direct Wired | Forward Phase Cut Controls | 76 | 2656 | 0.0002 | 93 | 65 | 261 | 0.96 | Ambient | 15000 |  |  | 99999 | 0.02 | 18 | 18 | 0.19 | 0.04 | 0.04 | 0.03 | 0 | 0 | 0.69 | 0.29 | 0.26 | 0.22 | 0.01 | 0 | 0.85 | 0.17 | 0.15 | 0.11 | 0.01 | 0 | True |  | Non Federally-Regulated | 04/17/2017 |  | 05/01/2017
Visual Comfort & Company | Element | E4SL-L*927****-010 | Light Emitting Diode | Inseparable Luminaire | Direct Wired | Forward Phase Cut Controls | 76 | 2656 | 0.0002 | 93 | 65 | 261 | 0.96 | Ambient | 15000 |  |  | 99999 | 0.02 | 18 | 18 | 0.19 | 0.04 | 0.04 | 0.03 | 0 | 0 | 0.69 | 0.29 | 0.26 | 0.22 | 0.01 | 0 | 0.85 | 0.17 | 0.15 | 0.11 | 0.01 | 0 | True |  | Non Federally-Regulated | 04/17/2017 |  | 05/01/2017
Visual Comfort & Company | Element | E4SF-L*927****-010 | Light Emitting Diode | Inseparable Luminaire | Direct Wired | Forward Phase Cut Controls | 76 | 2656 | 0.0002 | 93 | 65 | 261 | 0.96 | Ambient | 15000 |  |  | 99999 | 0.02 | 18 | 18 | 0.19 | 0.04 | 0.04 | 0.03 | 0 | 0 | 0.69 | 0.29 | 0.26 | 0.22 | 0.01 | 0 | 0.85 | 0.17 | 0.15 | 0.11 | 0.01 | 0 | True |  | Non Federally-Regulated | 04/17/2017 |  | 05/01/2017
Visual Comfort & Company | Element | E4RLW-L*927*-010 | Light Emitting Diode | Inseparable Luminaire | Direct Wired | Forward Phase Cut Controls | 76 | 2656 | 0.0002 | 93 | 65 | 261 | 0.96 | Ambient | 15000 |  |  | 99999 | 0.02 | 18 | 18 | 0.19 | 0.04 | 0.04 | 0.03 | 0 | 0 | 0.69 | 0.29 | 0.26 | 0.22 | 0.01 | 0 | 0.85 | 0.17 | 0.15 | 0.11 | 0.01 | 0 | True |  | Non Federally-Regulated | 04/17/2017 |  | 05/01/2017
Visual Comfort & Company | Element | E4RLF-L*927*-010 | Light Emitting Diode | Inseparable Luminaire | Direct Wired | Forward Phase Cut Controls | 76 | 2656 | 0.0002 | 93 | 65 | 261 | 0.96 | Ambient | 15000 |  |  | 99999 | 0.02 | 18 | 18 | 0.19 | 0.04 | 0.04 | 0.03 | 0 | 0 | 0.69 | 0.29 | 0.26 | 0.22 | 0.01 | 0 | 0.85 | 0.17 | 0.15 | 0.11 | 0.01 | 0 | True |  | Non Federally-Regulated | 04/17/2017 |  | 05/01/2017
Visual Comfort & Company | Element | E4SLW-L*927*-010 | Light Emitting Diode | Inseparable Luminaire | Direct Wired | Forward Phase Cut Controls | 76 | 2656 | 0.0002 | 93 | 65 | 261 | 0.96 | Ambient | 15000 |  |  | 99999 | 0.02 | 18 | 18 | 0.19 | 0.04 | 0.04 | 0.03 | 0 | 0 | 0.69 | 0.29 | 0.26 | 0.22 | 0.01 | 0 | 0.85 | 0.17 | 0.15 | 0.11 | 0.01 | 0 | True |  | Non Federally-Regulated | 04/17/2017 |  | 05/01/2017
Visual Comfort & Company | Element | E4SLF-L*927*-010 | Light Emitting Diode | Inseparable Luminaire | Direct Wired | Forward Phase Cut Controls | 76 | 2656 | 0.0002 | 93 | 65 | 261 | 0.96 | Ambient | 15000 |  |  | 99999 | 0.02 | 18 | 18 | 0.19 | 0.04 | 0.04 | 0.03 | 0 | 0 | 0.69 | 0.29 | 0.26 | 0.22 | 0.01 | 0 | 0.85 | 0.17 | 0.15 | 0.11 | 0.01 | 0 | True |  | Non Federally-Regulated | 04/17/2017 |  | 05/01/2017
Visual Comfort & Company | LBL | BA824****LED | Light Emitting Diode | Inseparable Luminaire | Direct Wired | Forward Phase Cut Controls | 88 | 3090 | 0.002 | 91 | 51 | 206 | 0.98 | Ambient | 15000 |  |  | 60000 | 0.02 | 20 | 24 | 0.8 | 0.04 | 0.03 | 0.03 | 0.01 | 0 | 0.17 | 0.21 | 0.19 | 0.16 | 0.01 | 0 | 0.47 | 0.22 | 0.2 | 0.16 | 0.01 | 0 | True |  | Non Federally-Regulated | 04/17/2017 |  | 05/08/2017
Visual Comfort & Company | LBL | BA914****LED930 | Light Emitting Diode | Inseparable Luminaire | Direct Wired | Forward Phase Cut Controls | 88 | 3090 | 0.002 | 91 | 51 | 206 | 0.98 | Ambient | 15000 |  |  | 60000 | 0.02 | 20 | 24 | 0.8 | 0.04 | 0.03 | 0.03 | 0.01 | 0 | 0.17 | 0.21 | 0.19 | 0.16 | 0.01 | 0 | 0.47 | 0.22 | 0.2 | 0.16 | 0.01 | 0 | True |  | Non Federally-Regulated | 04/17/2017 |  | 05/08/2017
Lutron Electronics Co., Inc. | Finire | FAT3RIXX****F1**XXRTA00**SOXX | Light Emitting Diode | Inseparable Luminaire | Direct Wired | Direct Digital Controls | 47.6 | 2700 | -0.0007 | 97 | 93 | 463 | 0.97 | Ambient | 50000 |  |  | 55000 | 0.01 | 19 | 20 | 0.03 | 0 | 0 | 0 | 0 | 0 | 0.51 | 0.07 | 0.04 | 0.03 | 0.02 | 0.02 | 0.01 | 0 | 0 | 0 | 0 | 0 | True |  | Non Federally-Regulated | 05/08/2017 |  | 05/10/2017
Lutron Electronics Co., Inc. | Finire | FAT3RIXX****F1**PLRTA00**SOXX | Light Emitting Diode | Inseparable Luminaire | Direct Wired | Direct Digital Controls | 47.6 | 2700 | -0.0007 | 97 | 93 | 463 | 0.97 | Ambient | 50000 |  |  | 55000 | 0.01 | 19 | 20 | 0.03 | 0 | 0 | 0 | 0 | 0 | 0.51 | 0.07 | 0.04 | 0.03 | 0.02 | 0.02 | 0.01 | 0 | 0 | 0 | 0 | 0 | True |  | Non Federally-Regulated | 05/08/2017 |  | 05/10/2017
Lutron Electronics Co., Inc. | Finire | FAT3RIXX****F1**TWRTA00**SOXX | Light Emitting Diode | Inseparable Luminaire | Direct Wired | Direct Digital Controls | 47.6 | 2700 | -0.0007 | 97 | 93 | 463 | 0.97 | Ambient | 50000 |  |  | 55000 | 0.01 | 19 | 20 | 0.03 | 0 | 0 | 0 | 0 | 0 | 0.51 | 0.07 | 0.04 | 0.03 | 0.02 | 0.02 | 0.01 | 0 | 0 | 0 | 0 | 0 | True |  | Non Federally-Regulated | 05/08/2017 |  | 05/10/2017
Lutron Electronics Co., Inc. | Finire | FIT3RIXX****F1**XXRTA00**SOXX | Light Emitting Diode | Inseparable Luminaire | Direct Wired | Direct Digital Controls | 47.6 | 2700 | -0.0007 | 97 | 93 | 463 | 0.97 | Ambient | 50000 |  |  | 55000 | 0.01 | 19 | 20 | 0.03 | 0 | 0 | 0 | 0 | 0 | 0.51 | 0.07 | 0.04 | 0.03 | 0.02 | 0.02 | 0.01 | 0 | 0 | 0 | 0 | 0 | True |  | Non Federally-Regulated | 05/08/2017 |  | 05/10/2017
Lutron Electronics Co., Inc. | Finire | FIT3RIXX****F1**PLRTA00**SOXX | Light Emitting Diode | Inseparable Luminaire | Direct Wired | Direct Digital Controls | 47.6 | 2700 | -0.0007 | 97 | 93 | 463 | 0.97 | Ambient | 50000 |  |  | 55000 | 0.01 | 19 | 20 | 0.03 | 0 | 0 | 0 | 0 | 0 | 0.51 | 0.07 | 0.04 | 0.03 | 0.02 | 0.02 | 0.01 | 0 | 0 | 0 | 0 | 0 | True |  | Non Federally-Regulated | 05/08/2017 |  | 05/10/2017
Lutron Electronics Co., Inc. | Finire | FIT3RIXX****F1**TWRTA00**SOXX | Light Emitting Diode | Inseparable Luminaire | Direct Wired | Direct Digital Controls | 47.6 | 2700 | -0.0007 | 97 | 93 | 463 | 0.97 | Ambient | 50000 |  |  | 55000 | 0.01 | 19 | 20 | 0.03 | 0 | 0 | 0 | 0 | 0 | 0.51 | 0.07 | 0.04 | 0.03 | 0.02 | 0.02 | 0.01 | 0 | 0 | 0 | 0 | 0 | True |  | Non Federally-Regulated | 05/08/2017 |  | 05/10/2017
Lutron Electronics Co., Inc. | Finire | FAZ3RIXX****F1**XXRZA00**SOXX | Light Emitting Diode | Inseparable Luminaire | Direct Wired | Direct Digital Controls | 47.6 | 2700 | -0.0007 | 97 | 93 | 463 | 0.97 | Ambient | 50000 |  |  | 55000 | 0.01 | 19 | 20 | 0.03 | 0 | 0 | 0 | 0 | 0 | 0.51 | 0.07 | 0.04 | 0.03 | 0.02 | 0.02 | 0.01 | 0 | 0 | 0 | 0 | 0 | True |  | Non Federally-Regulated | 05/08/2017 |  | 05/10/2017
Lutron Electronics Co., Inc. | Finire | FAZ3RIXX****F1**PLRZA00**SOXX | Light Emitting Diode | Inseparable Luminaire | Direct Wired | Direct Digital Controls | 47.6 | 2700 | -0.0007 | 97 | 93 | 463 | 0.97 | Ambient | 50000 |  |  | 55000 | 0.01 | 19 | 20 | 0.03 | 0 | 0 | 0 | 0 | 0 | 0.51 | 0.07 | 0.04 | 0.03 | 0.02 | 0.02 | 0.01 | 0 | 0 | 0 | 0 | 0 | True |  | Non Federally-Regulated | 05/08/2017 |  | 05/10/2017
Lutron Electronics Co., Inc. | Finire | FAZ3RIXX****F1**TWRZA00**SOXX | Light Emitting Diode | Inseparable Luminaire | Direct Wired | Direct Digital Controls | 47.6 | 2700 | -0.0007 | 97 | 93 | 463 | 0.97 | Ambient | 50000 |  |  | 55000 | 0.01 | 19 | 20 | 0.03 | 0 | 0 | 0 | 0 | 0 | 0.51 | 0.07 | 0.04 | 0.03 | 0.02 | 0.02 | 0.01 | 0 | 0 | 0 | 0 | 0 | True |  | Non Federally-Regulated | 05/08/2017 |  | 05/10/2017
Lutron Electronics Co., Inc. | Finire | FIZ3RIXX****F1**XXRZA00**SOXX | Light Emitting Diode | Inseparable Luminaire | Direct Wired | Direct Digital Controls | 47.6 | 2700 | -0.0007 | 97 | 93 | 463 | 0.97 | Ambient | 50000 |  |  | 55000 | 0.01 | 19 | 20 | 0.03 | 0 | 0 | 0 | 0 | 0 | 0.51 | 0.07 | 0.04 | 0.03 | 0.02 | 0.02 | 0.01 | 0 | 0 | 0 | 0 | 0 | True |  | Non Federally-Regulated | 05/08/2017 |  | 05/10/2017
Lutron Electronics Co., Inc. | Finire | FIZ3RIXX****F1**PLRZA00**SOXX | Light Emitting Diode | Inseparable Luminaire | Direct Wired | Direct Digital Controls | 47.6 | 2700 | -0.0007 | 97 | 93 | 463 | 0.97 | Ambient | 50000 |  |  | 55000 | 0.01 | 19 | 20 | 0.03 | 0 | 0 | 0 | 0 | 0 | 0.51 | 0.07 | 0.04 | 0.03 | 0.02 | 0.02 | 0.01 | 0 | 0 | 0 | 0 | 0 | True |  | Non Federally-Regulated | 05/08/2017 |  | 05/10/2017
Lutron Electronics Co., Inc. | Finire | FIZ3RIXX****F1**TWRZA00**SOXX | Light Emitting Diode | Inseparable Luminaire | Direct Wired | Direct Digital Controls | 47.6 | 2700 | -0.0007 | 97 | 93 | 463 | 0.97 | Ambient | 50000 |  |  | 55000 | 0.01 | 19 | 20 | 0.03 | 0 | 0 | 0 | 0 | 0 | 0.51 | 0.07 | 0.04 | 0.03 | 0.02 | 0.02 | 0.01 | 0 | 0 | 0 | 0 | 0 | True |  | Non Federally-Regulated | 05/08/2017 |  | 05/10/2017
Lutron Electronics Co., Inc. | Finire | FAZ3SIXX****F1**XXSZA00**SOXX | Light Emitting Diode | Inseparable Luminaire | Direct Wired | Direct Digital Controls | 47.6 | 2700 | -0.0007 | 97 | 93 | 463 | 0.97 | Ambient | 50000 |  |  | 55000 | 0.01 | 19 | 20 | 0.03 | 0 | 0 | 0 | 0 | 0 | 0.51 | 0.07 | 0.04 | 0.03 | 0.02 | 0.02 | 0.01 | 0 | 0 | 0 | 0 | 0 | True |  | Non Federally-Regulated | 05/08/2017 |  | 05/10/2017
Lutron Electronics Co., Inc. | Finire | FAZ3SIXX****F1**PLSZA00**SOXX | Light Emitting Diode | Inseparable Luminaire | Direct Wired | Direct Digital Controls | 47.6 | 2700 | -0.0007 | 97 | 93 | 463 | 0.97 | Ambient | 50000 |  |  | 55000 | 0.01 | 19 | 20 | 0.03 | 0 | 0 | 0 | 0 | 0 | 0.51 | 0.07 | 0.04 | 0.03 | 0.02 | 0.02 | 0.01 | 0 | 0 | 0 | 0 | 0 | True |  | Non Federally-Regulated | 05/08/2017 |  | 05/10/2017
Lutron Electronics Co., Inc. | Finire | FAZ3SIXX****F1**TWSZA00**SOXX | Light Emitting Diode | Inseparable Luminaire | Direct Wired | Direct Digital Controls | 47.6 | 2700 | -0.0007 | 97 | 93 | 463 | 0.97 | Ambient | 50000 |  |  | 55000 | 0.01 | 19 | 20 | 0.03 | 0 | 0 | 0 | 0 | 0 | 0.51 | 0.07 | 0.04 | 0.03 | 0.02 | 0.02 | 0.01 | 0 | 0 | 0 | 0 | 0 | True |  | Non Federally-Regulated | 05/08/2017 |  | 05/10/2017
Lutron Electronics Co., Inc. | Finire | FIZ3SIXX****F1**XXSZA00**SOXX | Light Emitting Diode | Inseparable Luminaire | Direct Wired | Direct Digital Controls | 47.6 | 2700 | -0.0007 | 97 | 93 | 463 | 0.97 | Ambient | 50000 |  |  | 55000 | 0.01 | 19 | 20 | 0.03 | 0 | 0 | 0 | 0 | 0 | 0.51 | 0.07 | 0.04 | 0.03 | 0.02 | 0.02 | 0.01 | 0 | 0 | 0 | 0 | 0 | True |  | Non Federally-Regulated | 05/08/2017 |  | 05/10/2017
Lutron Electronics Co., Inc. | Finire | FIZ3SIXX****F1**PLSZA00**SOXX | Light Emitting Diode | Inseparable Luminaire | Direct Wired | Direct Digital Controls | 47.6 | 2700 | -0.0007 | 97 | 93 | 463 | 0.97 | Ambient | 50000 |  |  | 55000 | 0.01 | 19 | 20 | 0.03 | 0 | 0 | 0 | 0 | 0 | 0.51 | 0.07 | 0.04 | 0.03 | 0.02 | 0.02 | 0.01 | 0 | 0 | 0 | 0 | 0 | True |  | Non Federally-Regulated | 05/08/2017 |  | 05/10/2017
Lutron Electronics Co., Inc. | Finire | FIZ3SIXX****F1**TWSZA00**SOXX | Light Emitting Diode | Inseparable Luminaire | Direct Wired | Direct Digital Controls | 47.6 | 2700 | -0.0007 | 97 | 93 | 463 | 0.97 | Ambient | 50000 |  |  | 55000 | 0.01 | 19 | 20 | 0.03 | 0 | 0 | 0 | 0 | 0 | 0.51 | 0.07 | 0.04 | 0.03 | 0.02 | 0.02 | 0.01 | 0 | 0 | 0 | 0 | 0 | True |  | Non Federally-Regulated | 05/08/2017 |  | 05/10/2017
Lutron Electronics Co., Inc. | Finire | FAT3SIXX****F1**XXSTA00**SOXX | Light Emitting Diode | Inseparable Luminaire | Direct Wired | Direct Digital Controls | 47.6 | 2700 | -0.0007 | 97 | 93 | 463 | 0.97 | Ambient | 50000 |  |  | 55000 | 0.01 | 19 | 20 | 0.03 | 0 | 0 | 0 | 0 | 0 | 0.51 | 0.07 | 0.04 | 0.03 | 0.02 | 0.02 | 0.01 | 0 | 0 | 0 | 0 | 0 | True |  | Non Federally-Regulated | 05/08/2017 |  | 05/10/2017
Lutron Electronics Co., Inc. | Finire | FAT3SIXX****F1**PLSTA00**SOXX | Light Emitting Diode | Inseparable Luminaire | Direct Wired | Direct Digital Controls | 47.6 | 2700 | -0.0007 | 97 | 93 | 463 | 0.97 | Ambient | 50000 |  |  | 55000 | 0.01 | 19 | 20 | 0.03 | 0 | 0 | 0 | 0 | 0 | 0.51 | 0.07 | 0.04 | 0.03 | 0.02 | 0.02 | 0.01 | 0 | 0 | 0 | 0 | 0 | True |  | Non Federally-Regulated | 05/08/2017 |  | 05/10/2017
Lutron Electronics Co., Inc. | Finire | FAT3SIXX****F1**TWSTA00**SOXX | Light Emitting Diode | Inseparable Luminaire | Direct Wired | Direct Digital Controls | 47.6 | 2700 | -0.0007 | 97 | 93 | 463 | 0.97 | Ambient | 50000 |  |  | 55000 | 0.01 | 19 | 20 | 0.03 | 0 | 0 | 0 | 0 | 0 | 0.51 | 0.07 | 0.04 | 0.03 | 0.02 | 0.02 | 0.01 | 0 | 0 | 0 | 0 | 0 | True |  | Non Federally-Regulated | 05/08/2017 |  | 05/10/2017
Lutron Electronics Co., Inc. | Finire | FIT3SIXX****F1**XXSTA00**SOXX | Light Emitting Diode | Inseparable Luminaire | Direct Wired | Direct Digital Controls | 47.6 | 2700 | -0.0007 | 97 | 93 | 463 | 0.97 | Ambient | 50000 |  |  | 55000 | 0.01 | 19 | 20 | 0.03 | 0 | 0 | 0 | 0 | 0 | 0.51 | 0.07 | 0.04 | 0.03 | 0.02 | 0.02 | 0.01 | 0 | 0 | 0 | 0 | 0 | True |  | Non Federally-Regulated | 05/08/2017 |  | 05/10/2017
Lutron Electronics Co., Inc. | Finire | FIT3SIXX****F1**PLSTA00**SOXX | Light Emitting Diode | Inseparable Luminaire | Direct Wired | Direct Digital Controls | 47.6 | 2700 | -0.0007 | 97 | 93 | 463 | 0.97 | Ambient | 50000 |  |  | 55000 | 0.01 | 19 | 20 | 0.03 | 0 | 0 | 0 | 0 | 0 | 0.51 | 0.07 | 0.04 | 0.03 | 0.02 | 0.02 | 0.01 | 0 | 0 | 0 | 0 | 0 | True |  | Non Federally-Regulated | 05/08/2017 |  | 05/10/2017
Lutron Electronics Co., Inc. | Finire | FIT3SIXX****F1**TWSTA00**SOXX | Light Emitting Diode | Inseparable Luminaire | Direct Wired | Direct Digital Controls | 47.6 | 2700 | -0.0007 | 97 | 93 | 463 | 0.97 | Ambient | 50000 |  |  | 55000 | 0.01 | 19 | 20 | 0.03 | 0 | 0 | 0 | 0 | 0 | 0.51 | 0.07 | 0.04 | 0.03 | 0.02 | 0.02 | 0.01 | 0 | 0 | 0 | 0 | 0 | True |  | Non Federally-Regulated | 05/08/2017 |  | 05/10/2017
Kichler Lighting | Kichler Lighting | 10885[NI]LED | Light Emitting Diode | Inseparable Luminaire | Direct Wired | Forward Phase Cut Controls | 45.4 | 2901 | 0.0007 | 92 | 66 | 56 | 0.99 | Ambient | 36000 |  |  | 36000 | 0.04 | 15 | 14 | 0.03 | 0.03 | 0.03 | 0.03 | 0 | 0 | 0.07 | 0.07 | 0.07 | 0.06 | 0.01 | 0 | 0.09 | 0.09 | 0.1 | 0.08 | 0.01 | 0 | True |  | Non Federally-Regulated | 05/11/2017 |  | 05/12/2017
Kichler Lighting | Kichler Lighting | 10886[NI]LED | Light Emitting Diode | Inseparable Luminaire | Direct Wired | Forward Phase Cut Controls | 45.7 | 2894 | 0.0008 | 93 | 63 | 22 | 0.99 | Ambient | 36000 |  |  | 36000 | 0.02 | 14 | 14 | 0.02 | 0.02 | 0.02 | 0.02 | 0 | 0 | 0.08 | 0.08 | 0.08 | 0.07 | 0.02 | 0 | 0.08 | 0.08 | 0.08 | 0.06 | 0.01 | 0 | True |  | Non Federally-Regulated | 05/11/2017 |  | 05/12/2017
Kichler Lighting | Kichler Lighting | 10797[NI]LED | Light Emitting Diode | Inseparable Luminaire | Direct Wired | Forward Phase Cut Controls | 57.1 | 2925 | 0.0003 | 93 | 62 | 30 | 0.99 | Ambient | 36000 |  |  | 36000 | 0.01 | 15 | 14 | 0.03 | 0.03 | 0.03 | 0.03 | 0.01 | 0 | 0.1 | 0.1 | 0.1 | 0.08 | 0.02 | 0 | 0.08 | 0.08 | 0.08 | 0.06 | 0.02 | 0 | True |  | Non Federally-Regulated | 05/11/2017 |  | 05/12/2017
Kichler Lighting | Kichler Lighting | 10798[NI]LED | Light Emitting Diode | Inseparable Luminaire | Direct Wired | Forward Phase Cut Controls | 53.7 | 2905 | 0.0008 | 92 | 61 | 30 | 0.99 | Ambient | 36000 |  |  | 36000 | 0.01 | 15 | 14 | 0.03 | 0.03 | 0.03 | 0.03 | 0.01 | 0 | 0.1 | 0.1 | 0.1 | 0.08 | 0.02 | 0 | 0.08 | 0.08 | 0.08 | 0.06 | 0.02 | 0 | True |  | Non Federally-Regulated | 05/11/2017 |  | 05/12/2017
Kichler Lighting | Kichler Lighting | 10799[NI]LED | Light Emitting Diode | Inseparable Luminaire | Direct Wired | Forward Phase Cut Controls | 56.5 | 2933 | 0.0007 | 92 | 63 | 30 | 0.99 | Ambient | 36000 |  |  | 36000 | 0.01 | 15 | 14 | 0.03 | 0.03 | 0.03 | 0.03 | 0.01 | 0 | 0.1 | 0.1 | 0.1 | 0.08 | 0.02 | 0 | 0.08 | 0.08 | 0.08 | 0.06 | 0.02 | 0 | True |  | Non Federally-Regulated | 05/11/2017 |  | 05/12/2017
Kichler Lighting | Kichler Lighting | 10800[NI]LED | Light Emitting Diode | Inseparable Luminaire | Direct Wired | Forward Phase Cut Controls | 57.3 | 2920 | 0.0009 | 93 | 61 | 30 | 0.99 | Ambient | 36000 |  |  | 36000 | 0.01 | 15 | 14 | 0.03 | 0.03 | 0.03 | 0.03 | 0.01 | 0 | 0.1 | 0.1 | 0.1 | 0.08 | 0.02 | 0 | 0.08 | 0.08 | 0.08 | 0.06 | 0.02 | 0 | True |  | Non Federally-Regulated | 05/11/2017 |  | 05/12/2017
Kichler Lighting | Kichler Lighting | 10421[SN]LED | Light Emitting Diode | Inseparable Luminaire | Direct Wired | Forward Phase Cut Controls | 53.6 | 2874 | 0.0003 | 92 | 59 | 30 | 0.99 | Ambient | 36000 |  |  | 36000 | 0.01 | 15 | 14 | 0.03 | 0.03 | 0.03 | 0.03 | 0.01 | 0 | 0.1 | 0.1 | 0.1 | 0.08 | 0.02 | 0 | 0.08 | 0.08 | 0.08 | 0.06 | 0.02 | 0 | True |  | Non Federally-Regulated | 05/11/2017 |  | 05/12/2017
Kichler Lighting | Kichler Lighting | 10620[NI]LED | Light Emitting Diode | Inseparable Luminaire | Direct Wired | Forward Phase Cut Controls | 52.9 | 2937 | 0.002 | 93 | 63 | 30 | 0.99 | Ambient | 36000 |  |  | 36000 | 0.01 | 15 | 14 | 0.03 | 0.03 | 0.03 | 0.03 | 0.01 | 0 | 0.1 | 0.1 | 0.1 | 0.08 | 0.02 | 0 | 0.08 | 0.08 | 0.08 | 0.06 | 0.02 | 0 | True |  | Non Federally-Regulated | 05/11/2017 |  | 05/12/2017
Kichler Lighting | Kichler Lighting | 10630[NI]LED | Light Emitting Diode | Inseparable Luminaire | Direct Wired | Forward Phase Cut Controls | 49.9 | 2876 | 0.0005 | 93 | 63 | 30 | 0.99 | Ambient | 36000 |  |  | 36000 | 0.01 | 15 | 14 | 0.03 | 0.03 | 0.03 | 0.03 | 0.01 | 0 | 0.1 | 0.1 | 0.1 | 0.08 | 0.02 | 0 | 0.08 | 0.08 | 0.08 | 0.06 | 0.02 | 0 | True |  | Non Federally-Regulated | 05/11/2017 |  | 05/12/2017
Kichler Lighting | Kichler Lighting | 10439[NCH]LED | Light Emitting Diode | Inseparable Luminaire | Direct Wired | Forward Phase Cut Controls | 56.5 | 2883 | 0.0006 | 93 | 65 | 30 | 0.99 | Ambient | 36000 |  |  | 36000 | 0.01 | 15 | 14 | 0.03 | 0.03 | 0.03 | 0.03 | 0.01 | 0 | 0.1 | 0.1 | 0.1 | 0.08 | 0.02 | 0 | 0.08 | 0.08 | 0.08 | 0.06 | 0.02 | 0 | True |  | Non Federally-Regulated | 05/11/2017 |  | 05/12/2017
Acuity Brands Lighting | Lithonia Lighting | 6iGMW LED 27K 90CRI | Light Emitting Diode | Inseparable Luminaire | Direct Wired | Forward Phase Cut Controls | 62.5 | 2679 | 0.0004 | 91 | 53 | 263 | 0.98 | Ambient | 36000 |  |  | 36000 | 0.08 | 15 | 15 | 0.05 | 0.05 | 0.05 | 0.05 | 0.01 | 0 | 0.18 | 0.18 | 0.18 | 0.15 | 0.03 | 0 | 0.18 | 0.7 | 0.18 | 0.14 | 0.03 | 0 | True |  | Non Federally-Regulated | 03/20/2017 |  | 05/24/2017
Acuity Brands Lighting | Lithonia Lighting | 6iGMW LED 27K 90CRI | Light Emitting Diode | Inseparable Luminaire | Direct Wired | Reverse Phase Cut Controls | 62.5 | 2679 | 0.0004 | 91 | 53 | 263 | 0.98 | Ambient | 36000 |  |  | 36000 | 0.03 | 14 | 14 | 0.04 | 0.04 | 0.04 | 0.04 | 0.01 | 0 | 0.2 | 0.19 | 0.19 | 0.18 | 0.05 | 0.01 | 0.2 | 0.2 | 0.21 | 0.17 | 0.05 | 0.01 | True |  | Non Federally-Regulated | 03/20/2017 |  | 05/24/2017
Acuity Brands Lighting | Lithonia Lighting | 6iGMW LED 30K 90CRI | Light Emitting Diode | Inseparable Luminaire | Direct Wired | Forward Phase Cut Controls | 62.5 | 2679 | 0.0004 | 91 | 53 | 263 | 0.98 | Ambient | 36000 |  |  | 36000 | 0.08 | 15 | 15 | 0.05 | 0.05 | 0.05 | 0.05 | 0.01 | 0 | 0.18 | 0.18 | 0.18 | 0.15 | 0.03 | 0 | 0.18 | 0.7 | 0.18 | 0.14 | 0.03 | 0 | True |  | Non Federally-Regulated | 03/20/2017 |  | 05/24/2017
Acuity Brands Lighting | Lithonia Lighting | 6iGMW LED 30K 90CRI | Light Emitting Diode | Inseparable Luminaire | Direct Wired | Reverse Phase Cut Controls | 62.5 | 2679 | 0.0004 | 91 | 53 | 263 | 0.98 | Ambient | 36000 |  |  | 36000 | 0.03 | 14 | 14 | 0.04 | 0.04 | 0.04 | 0.04 | 0.01 | 0 | 0.2 | 0.19 | 0.19 | 0.18 | 0.05 | 0.01 | 0.2 | 0.2 | 0.21 | 0.17 | 0.05 | 0.01 | True |  | Non Federally-Regulated | 03/20/2017 |  | 05/24/2017
Acuity Brands Lighting | Lithonia Lighting | 6iGMW LED 40K 90CRI | Light Emitting Diode | Inseparable Luminaire | Direct Wired | Forward Phase Cut Controls | 62.5 | 2679 | 0.0004 | 91 | 53 | 263 | 0.98 | Ambient | 36000 |  |  | 36000 | 0.08 | 15 | 15 | 0.05 | 0.05 | 0.05 | 0.05 | 0.01 | 0 | 0.18 | 0.18 | 0.18 | 0.15 | 0.03 | 0 | 0.18 | 0.7 | 0.18 | 0.14 | 0.03 | 0 | True |  | Non Federally-Regulated | 03/20/2017 |  | 05/24/2017
Acuity Brands Lighting | Lithonia Lighting | 6iGMW LED 40K 90CRI | Light Emitting Diode | Inseparable Luminaire | Direct Wired | Reverse Phase Cut Controls | 62.5 | 2679 | 0.0004 | 91 | 53 | 263 | 0.98 | Ambient | 36000 |  |  | 36000 | 0.03 | 14 | 14 | 0.04 | 0.04 | 0.04 | 0.04 | 0.01 | 0 | 0.2 | 0.19 | 0.19 | 0.18 | 0.05 | 0.01 | 0.2 | 0.2 | 0.21 | 0.17 | 0.05 | 0.01 | True |  | Non Federally-Regulated | 03/20/2017 |  | 05/24/2017
Acuity Brands Lighting | Lithonia Lighting | 6iGMB LED 27K 90CRI | Light Emitting Diode | Inseparable Luminaire | Direct Wired | Forward Phase Cut Controls | 62.5 | 2679 | 0.0004 | 91 | 53 | 263 | 0.98 | Ambient | 36000 |  |  | 36000 | 0.08 | 15 | 15 | 0.05 | 0.05 | 0.05 | 0.05 | 0.01 | 0 | 0.18 | 0.18 | 0.18 | 0.15 | 0.03 | 0 | 0.18 | 0.7 | 0.18 | 0.14 | 0.03 | 0 | True |  | Non Federally-Regulated | 03/20/2017 |  | 05/24/2017
Acuity Brands Lighting | Lithonia Lighting | 6iGMB LED 27K 90CRI | Light Emitting Diode | Inseparable Luminaire | Direct Wired | Reverse Phase Cut Controls | 62.5 | 2679 | 0.0004 | 91 | 53 | 263 | 0.98 | Ambient | 36000 |  |  | 36000 | 0.03 | 14 | 14 | 0.04 | 0.04 | 0.04 | 0.04 | 0.01 | 0 | 0.2 | 0.19 | 0.19 | 0.18 | 0.05 | 0.01 | 0.2 | 0.2 | 0.21 | 0.17 | 0.05 | 0.01 | True |  | Non Federally-Regulated | 03/20/2017 |  | 05/24/2017
Acuity Brands Lighting | Lithonia Lighting | 6iGMB LED 30K 90CRI | Light Emitting Diode | Inseparable Luminaire | Direct Wired | Forward Phase Cut Controls | 62.5 | 2679 | 0.0004 | 91 | 53 | 263 | 0.98 | Ambient | 36000 |  |  | 36000 | 0.08 | 15 | 15 | 0.05 | 0.05 | 0.05 | 0.05 | 0.01 | 0 | 0.18 | 0.18 | 0.18 | 0.15 | 0.03 | 0 | 0.18 | 0.7 | 0.18 | 0.14 | 0.03 | 0 | True |  | Non Federally-Regulated | 03/20/2017 |  | 05/24/2017
Acuity Brands Lighting | Lithonia Lighting | 6iGMB LED 30K 90CRI | Light Emitting Diode | Inseparable Luminaire | Direct Wired | Reverse Phase Cut Controls | 62.5 | 2679 | 0.0004 | 91 | 53 | 263 | 0.98 | Ambient | 36000 |  |  | 36000 | 0.03 | 14 | 14 | 0.04 | 0.04 | 0.04 | 0.04 | 0.01 | 0 | 0.2 | 0.19 | 0.19 | 0.18 | 0.05 | 0.01 | 0.2 | 0.2 | 0.21 | 0.17 | 0.05 | 0.01 | True |  | Non Federally-Regulated | 03/20/2017 |  | 05/24/2017
Acuity Brands Lighting | Lithonia Lighting | 6iGMB LED 40K 90CRI | Light Emitting Diode | Inseparable Luminaire | Direct Wired | Forward Phase Cut Controls | 62.5 | 2679 | 0.0004 | 91 | 53 | 263 | 0.98 | Ambient | 36000 |  |  | 36000 | 0.08 | 15 | 15 | 0.05 | 0.05 | 0.05 | 0.05 | 0.01 | 0 | 0.18 | 0.18 | 0.18 | 0.15 | 0.03 | 0 | 0.18 | 0.7 | 0.18 | 0.14 | 0.03 | 0 | True |  | Non Federally-Regulated | 03/20/2017 |  | 05/24/2017
Acuity Brands Lighting | Lithonia Lighting | 6iGMB LED 40K 90CRI | Light Emitting Diode | Inseparable Luminaire | Direct Wired | Reverse Phase Cut Controls | 62.5 | 2679 | 0.0004 | 91 | 53 | 263 | 0.98 | Ambient | 36000 |  |  | 36000 | 0.03 | 14 | 14 | 0.04 | 0.04 | 0.04 | 0.04 | 0.01 | 0 | 0.2 | 0.19 | 0.19 | 0.18 | 0.05 | 0.01 | 0.2 | 0.2 | 0.21 | 0.17 | 0.05 | 0.01 | True |  | Non Federally-Regulated | 03/20/2017 |  | 05/24/2017
Acuity Brands Lighting | Lithonia Lighting | 6iGBN LED 27K 90CRI | Light Emitting Diode | Inseparable Luminaire | Direct Wired | Forward Phase Cut Controls | 62.5 | 2679 | 0.0004 | 91 | 53 | 263 | 0.98 | Ambient | 36000 |  |  | 36000 | 0.08 | 15 | 15 | 0.05 | 0.05 | 0.05 | 0.05 | 0.01 | 0 | 0.18 | 0.18 | 0.18 | 0.15 | 0.03 | 0 | 0.18 | 0.7 | 0.18 | 0.14 | 0.03 | 0 | True |  | Non Federally-Regulated | 03/20/2017 |  | 05/24/2017
Acuity Brands Lighting | Lithonia Lighting | 6iGBN LED 27K 90CRI | Light Emitting Diode | Inseparable Luminaire | Direct Wired | Reverse Phase Cut Controls | 62.5 | 2679 | 0.0004 | 91 | 53 | 263 | 0.98 | Ambient | 36000 |  |  | 36000 | 0.03 | 14 | 14 | 0.04 | 0.04 | 0.04 | 0.04 | 0.01 | 0 | 0.2 | 0.19 | 0.19 | 0.18 | 0.05 | 0.01 | 0.2 | 0.2 | 0.21 | 0.17 | 0.05 | 0.01 | True |  | Non Federally-Regulated | 03/20/2017 |  | 05/24/2017
Acuity Brands Lighting | Lithonia Lighting | 6iGBN LED 30K 90CRI | Light Emitting Diode | Inseparable Luminaire | Direct Wired | Forward Phase Cut Controls | 62.5 | 2679 | 0.0004 | 91 | 53 | 263 | 0.98 | Ambient | 36000 |  |  | 36000 | 0.08 | 15 | 15 | 0.05 | 0.05 | 0.05 | 0.05 | 0.01 | 0 | 0.18 | 0.18 | 0.18 | 0.15 | 0.03 | 0 | 0.18 | 0.7 | 0.18 | 0.14 | 0.03 | 0 | True |  | Non Federally-Regulated | 03/20/2017 |  | 05/24/2017
Acuity Brands Lighting | Lithonia Lighting | 6iGBN LED 30K 90CRI | Light Emitting Diode | Inseparable Luminaire | Direct Wired | Reverse Phase Cut Controls | 62.5 | 2679 | 0.0004 | 91 | 53 | 263 | 0.98 | Ambient | 36000 |  |  | 36000 | 0.03 | 14 | 14 | 0.04 | 0.04 | 0.04 | 0.04 | 0.01 | 0 | 0.2 | 0.19 | 0.19 | 0.18 | 0.05 | 0.01 | 0.2 | 0.2 | 0.21 | 0.17 | 0.05 | 0.01 | True |  | Non Federally-Regulated | 03/20/2017 |  | 05/24/2017
Acuity Brands Lighting | Lithonia Lighting | 6iGBN LED 40K 90CRI | Light Emitting Diode | Inseparable Luminaire | Direct Wired | Forward Phase Cut Controls | 62.5 | 2679 | 0.0004 | 91 | 53 | 263 | 0.98 | Ambient | 36000 |  |  | 36000 | 0.08 | 15 | 15 | 0.05 | 0.05 | 0.05 | 0.05 | 0.01 | 0 | 0.18 | 0.18 | 0.18 | 0.15 | 0.03 | 0 | 0.18 | 0.7 | 0.18 | 0.14 | 0.03 | 0 | True |  | Non Federally-Regulated | 03/20/2017 |  | 05/24/2017
Acuity Brands Lighting | Lithonia Lighting | 6iGBN LED 40K 90CRI | Light Emitting Diode | Inseparable Luminaire | Direct Wired | Reverse Phase Cut Controls | 62.5 | 2679 | 0.0004 | 91 | 53 | 263 | 0.98 | Ambient | 36000 |  |  | 36000 | 0.03 | 14 | 14 | 0.04 | 0.04 | 0.04 | 0.04 | 0.01 | 0 | 0.2 | 0.19 | 0.19 | 0.18 | 0.05 | 0.01 | 0.2 | 0.2 | 0.21 | 0.17 | 0.05 | 0.01 | True |  | Non Federally-Regulated | 03/20/2017 |  | 05/24/2017
Acuity Brands Lighting | Lithonia Lighting | 6iGORB LED 27K 90CRI | Light Emitting Diode | Inseparable Luminaire | Direct Wired | Forward Phase Cut Controls | 62.5 | 2679 | 0.0004 | 91 | 53 | 263 | 0.98 | Ambient | 36000 |  |  | 36000 | 0.08 | 15 | 15 | 0.05 | 0.05 | 0.05 | 0.05 | 0.01 | 0 | 0.18 | 0.18 | 0.18 | 0.15 | 0.03 | 0 | 0.18 | 0.7 | 0.18 | 0.14 | 0.03 | 0 | True |  | Non Federally-Regulated | 03/20/2017 |  | 05/24/2017
Acuity Brands Lighting | Lithonia Lighting | 6iGORB LED 27K 90CRI | Light Emitting Diode | Inseparable Luminaire | Direct Wired | Reverse Phase Cut Controls | 62.5 | 2679 | 0.0004 | 91 | 53 | 263 | 0.98 | Ambient | 36000 |  |  | 36000 | 0.03 | 14 | 14 | 0.04 | 0.04 | 0.04 | 0.04 | 0.01 | 0 | 0.2 | 0.19 | 0.19 | 0.18 | 0.05 | 0.01 | 0.2 | 0.2 | 0.21 | 0.17 | 0.05 | 0.01 | True |  | Non Federally-Regulated | 03/20/2017 |  | 05/24/2017
Acuity Brands Lighting | Lithonia Lighting | 6iGORB LED 30K 90CRI | Light Emitting Diode | Inseparable Luminaire | Direct Wired | Forward Phase Cut Controls | 62.5 | 2679 | 0.0004 | 91 | 53 | 263 | 0.98 | Ambient | 36000 |  |  | 36000 | 0.08 | 15 | 15 | 0.05 | 0.05 | 0.05 | 0.05 | 0.01 | 0 | 0.18 | 0.18 | 0.18 | 0.15 | 0.03 | 0 | 0.18 | 0.7 | 0.18 | 0.14 | 0.03 | 0 | True |  | Non Federally-Regulated | 03/20/2017 |  | 05/24/2017
Acuity Brands Lighting | Lithonia Lighting | 6iGORB LED 30K 90CRI | Light Emitting Diode | Inseparable Luminaire | Direct Wired | Reverse Phase Cut Controls | 62.5 | 2679 | 0.0004 | 91 | 53 | 263 | 0.98 | Ambient | 36000 |  |  | 36000 | 0.03 | 14 | 14 | 0.04 | 0.04 | 0.04 | 0.04 | 0.01 | 0 | 0.2 | 0.19 | 0.19 | 0.18 | 0.05 | 0.01 | 0.2 | 0.2 | 0.21 | 0.17 | 0.05 | 0.01 | True |  | Non Federally-Regulated | 03/20/2017 |  | 05/24/2017
Acuity Brands Lighting | Lithonia Lighting | 6iGORB LED 40K 90CRI | Light Emitting Diode | Inseparable Luminaire | Direct Wired | Forward Phase Cut Controls | 62.5 | 2679 | 0.0004 | 91 | 53 | 263 | 0.98 | Ambient | 36000 |  |  | 36000 | 0.08 | 15 | 15 | 0.05 | 0.05 | 0.05 | 0.05 | 0.01 | 0 | 0.18 | 0.18 | 0.18 | 0.15 | 0.03 | 0 | 0.18 | 0.7 | 0.18 | 0.14 | 0.03 | 0 | True |  | Non Federally-Regulated | 03/20/2017 |  | 05/24/2017
Acuity Brands Lighting | Lithonia Lighting | 6iGORB LED 40K 90CRI | Light Emitting Diode | Inseparable Luminaire | Direct Wired | Reverse Phase Cut Controls | 62.5 | 2679 | 0.0004 | 91 | 53 | 263 | 0.98 | Ambient | 36000 |  |  | 36000 | 0.03 | 14 | 14 | 0.04 | 0.04 | 0.04 | 0.04 | 0.01 | 0 | 0.2 | 0.19 | 0.19 | 0.18 | 0.05 | 0.01 | 0.2 | 0.2 | 0.21 | 0.17 | 0.05 | 0.01 | True |  | Non Federally-Regulated | 03/20/2017 |  | 05/24/2017
Acuity Brands Lighting | Lithonia Lighting | 5iGMW LED 27K 90CRI | Light Emitting Diode | Inseparable Luminaire | Direct Wired | Forward Phase Cut Controls | 62.5 | 2679 | 0.0004 | 91 | 53 | 263 | 0.98 | Ambient | 36000 |  |  | 36000 | 0.08 | 14 | 14 | 0.05 | 0.05 | 0.05 | 0.05 | 0.01 | 0 | 0.18 | 0.18 | 0.18 | 0.15 | 0.03 | 0 | 0.18 | 0.7 | 0.18 | 0.14 | 0.03 | 0 | True |  | Non Federally-Regulated | 03/20/2017 |  | 05/24/2017
Acuity Brands Lighting | Lithonia Lighting | 5iGMW LED 27K 90CRI | Light Emitting Diode | Inseparable Luminaire | Direct Wired | Reverse Phase Cut Controls | 62.5 | 2679 | 0.0004 | 91 | 53 | 263 | 0.98 | Ambient | 36000 |  |  | 36000 | 0.03 | 14 | 14 | 0.04 | 0.04 | 0.04 | 0.04 | 0.01 | 0 | 0.2 | 0.19 | 0.19 | 0.18 | 0.05 | 0.01 | 0.2 | 0.2 | 0.21 | 0.17 | 0.05 | 0.01 | True |  | Non Federally-Regulated | 03/20/2017 |  | 05/24/2017
Acuity Brands Lighting | Lithonia Lighting | 5iGMW LED 30K 90CRI | Light Emitting Diode | Inseparable Luminaire | Direct Wired | Forward Phase Cut Controls | 62.5 | 2679 | 0.0004 | 91 | 53 | 263 | 0.98 | Ambient | 36000 |  |  | 36000 | 0.08 | 14 | 14 | 0.05 | 0.05 | 0.05 | 0.05 | 0.01 | 0 | 0.18 | 0.18 | 0.18 | 0.15 | 0.03 | 0 | 0.18 | 0.7 | 0.18 | 0.14 | 0.03 | 0 | True |  | Non Federally-Regulated | 03/20/2017 |  | 05/24/2017
Acuity Brands Lighting | Lithonia Lighting | 5iGMW LED 30K 90CRI | Light Emitting Diode | Inseparable Luminaire | Direct Wired | Reverse Phase Cut Controls | 62.5 | 2679 | 0.0004 | 91 | 53 | 263 | 0.98 | Ambient | 36000 |  |  | 36000 | 0.03 | 14 | 14 | 0.04 | 0.04 | 0.04 | 0.04 | 0.01 | 0 | 0.2 | 0.19 | 0.19 | 0.18 | 0.05 | 0.01 | 0.2 | 0.2 | 0.21 | 0.17 | 0.05 | 0.01 | True |  | Non Federally-Regulated | 03/20/2017 |  | 05/24/2017
Acuity Brands Lighting | Lithonia Lighting | 5iGMW LED 40K 90CRI | Light Emitting Diode | Inseparable Luminaire | Direct Wired | Forward Phase Cut Controls | 62.5 | 2679 | 0.0004 | 91 | 53 | 263 | 0.98 | Ambient | 36000 |  |  | 36000 | 0.08 | 14 | 14 | 0.05 | 0.05 | 0.05 | 0.05 | 0.01 | 0 | 0.18 | 0.18 | 0.18 | 0.15 | 0.03 | 0 | 0.18 | 0.7 | 0.18 | 0.14 | 0.03 | 0 | True |  | Non Federally-Regulated | 03/20/2017 |  | 05/24/2017
Acuity Brands Lighting | Lithonia Lighting | 5iGMW LED 40K 90CRI | Light Emitting Diode | Inseparable Luminaire | Direct Wired | Reverse Phase Cut Controls | 62.5 | 2679 | 0.0004 | 91 | 53 | 263 | 0.98 | Ambient | 36000 |  |  | 36000 | 0.03 | 14 | 14 | 0.04 | 0.04 | 0.04 | 0.04 | 0.01 | 0 | 0.2 | 0.19 | 0.19 | 0.18 | 0.05 | 0.01 | 0.2 | 0.2 | 0.21 | 0.17 | 0.05 | 0.01 | True |  | Non Federally-Regulated | 03/20/2017 |  | 05/24/2017
Acuity Brands Lighting | Lithonia Lighting | 5iGMB LED 27K 90CRI | Light Emitting Diode | Inseparable Luminaire | Direct Wired | Forward Phase Cut Controls | 62.5 | 2679 | 0.0004 | 91 | 53 | 263 | 0.98 | Ambient | 36000 |  |  | 36000 | 0.08 | 14 | 14 | 0.05 | 0.05 | 0.05 | 0.05 | 0.01 | 0 | 0.18 | 0.18 | 0.18 | 0.15 | 0.03 | 0 | 0.18 | 0.7 | 0.18 | 0.14 | 0.03 | 0 | True |  | Non Federally-Regulated | 03/20/2017 |  | 05/24/2017
Acuity Brands Lighting | Lithonia Lighting | 5iGMB LED 27K 90CRI | Light Emitting Diode | Inseparable Luminaire | Direct Wired | Reverse Phase Cut Controls | 62.5 | 2679 | 0.0004 | 91 | 53 | 263 | 0.98 | Ambient | 36000 |  |  | 36000 | 0.03 | 14 | 14 | 0.04 | 0.04 | 0.04 | 0.04 | 0.01 | 0 | 0.2 | 0.19 | 0.19 | 0.18 | 0.05 | 0.01 | 0.2 | 0.2 | 0.21 | 0.17 | 0.05 | 0.01 | True |  | Non Federally-Regulated | 03/20/2017 |  | 05/24/2017
Acuity Brands Lighting | Lithonia Lighting | 5iGMB LED 30K 90CRI | Light Emitting Diode | Inseparable Luminaire | Direct Wired | Forward Phase Cut Controls | 62.5 | 2679 | 0.0004 | 91 | 53 | 263 | 0.98 | Ambient | 36000 |  |  | 36000 | 0.08 | 14 | 14 | 0.05 | 0.05 | 0.05 | 0.05 | 0.01 | 0 | 0.18 | 0.18 | 0.18 | 0.15 | 0.03 | 0 | 0.18 | 0.7 | 0.18 | 0.14 | 0.03 | 0 | True |  | Non Federally-Regulated | 03/20/2017 |  | 05/24/2017
Acuity Brands Lighting | Lithonia Lighting | 5iGMB LED 30K 90CRI | Light Emitting Diode | Inseparable Luminaire | Direct Wired | Reverse Phase Cut Controls | 62.5 | 2679 | 0.0004 | 91 | 53 | 263 | 0.98 | Ambient | 36000 |  |  | 36000 | 0.03 | 14 | 14 | 0.04 | 0.04 | 0.04 | 0.04 | 0.01 | 0 | 0.2 | 0.19 | 0.19 | 0.18 | 0.05 | 0.01 | 0.2 | 0.2 | 0.21 | 0.17 | 0.05 | 0.01 | True |  | Non Federally-Regulated | 03/20/2017 |  | 05/24/2017
Acuity Brands Lighting | Lithonia Lighting | 5iGMB LED 40K 90CRI | Light Emitting Diode | Inseparable Luminaire | Direct Wired | Forward Phase Cut Controls | 62.5 | 2679 | 0.0004 | 91 | 53 | 263 | 0.98 | Ambient | 36000 |  |  | 36000 | 0.08 | 14 | 14 | 0.05 | 0.05 | 0.05 | 0.05 | 0.01 | 0 | 0.18 | 0.18 | 0.18 | 0.15 | 0.03 | 0 | 0.18 | 0.7 | 0.18 | 0.14 | 0.03 | 0 | True |  | Non Federally-Regulated | 03/20/2017 |  | 05/24/2017
Acuity Brands Lighting | Lithonia Lighting | 5iGMB LED 40K 90CRI | Light Emitting Diode | Inseparable Luminaire | Direct Wired | Reverse Phase Cut Controls | 62.5 | 2679 | 0.0004 | 91 | 53 | 263 | 0.98 | Ambient | 36000 |  |  | 36000 | 0.03 | 14 | 14 | 0.04 | 0.04 | 0.04 | 0.04 | 0.01 | 0 | 0.2 | 0.19 | 0.19 | 0.18 | 0.05 | 0.01 | 0.2 | 0.2 | 0.21 | 0.17 | 0.05 | 0.01 | True |  | Non Federally-Regulated | 03/20/2017 |  | 05/24/2017
Acuity Brands Lighting | Lithonia Lighting | 5iGBN LED 27K 90CRI | Light Emitting Diode | Inseparable Luminaire | Direct Wired | Forward Phase Cut Controls | 62.5 | 2679 | 0.0004 | 91 | 53 | 263 | 0.98 | Ambient | 36000 |  |  | 36000 | 0.08 | 14 | 14 | 0.05 | 0.05 | 0.05 | 0.05 | 0.01 | 0 | 0.18 | 0.18 | 0.18 | 0.15 | 0.03 | 0 | 0.18 | 0.7 | 0.18 | 0.14 | 0.03 | 0 | True |  | Non Federally-Regulated | 03/20/2017 |  | 05/24/2017
Acuity Brands Lighting | Lithonia Lighting | 5iGBN LED 27K 90CRI | Light Emitting Diode | Inseparable Luminaire | Direct Wired | Reverse Phase Cut Controls | 62.5 | 2679 | 0.0004 | 91 | 53 | 263 | 0.98 | Ambient | 36000 |  |  | 36000 | 0.03 | 14 | 14 | 0.04 | 0.04 | 0.04 | 0.04 | 0.01 | 0 | 0.2 | 0.19 | 0.19 | 0.18 | 0.05 | 0.01 | 0.2 | 0.2 | 0.21 | 0.17 | 0.05 | 0.01 | True |  | Non Federally-Regulated | 03/20/2017 |  | 05/24/2017
Acuity Brands Lighting | Lithonia Lighting | 5iGBN LED 30K 90CRI | Light Emitting Diode | Inseparable Luminaire | Direct Wired | Forward Phase Cut Controls | 62.5 | 2679 | 0.0004 | 91 | 53 | 263 | 0.98 | Ambient | 36000 |  |  | 36000 | 0.08 | 14 | 14 | 0.05 | 0.05 | 0.05 | 0.05 | 0.01 | 0 | 0.18 | 0.18 | 0.18 | 0.15 | 0.03 | 0 | 0.18 | 0.7 | 0.18 | 0.14 | 0.03 | 0 | True |  | Non Federally-Regulated | 03/20/2017 |  | 05/24/2017
Acuity Brands Lighting | Lithonia Lighting | 5iGBN LED 30K 90CRI | Light Emitting Diode | Inseparable Luminaire | Direct Wired | Reverse Phase Cut Controls | 62.5 | 2679 | 0.0004 | 91 | 53 | 263 | 0.98 | Ambient | 36000 |  |  | 36000 | 0.03 | 14 | 14 | 0.04 | 0.04 | 0.04 | 0.04 | 0.01 | 0 | 0.2 | 0.19 | 0.19 | 0.18 | 0.05 | 0.01 | 0.2 | 0.2 | 0.21 | 0.17 | 0.05 | 0.01 | True |  | Non Federally-Regulated | 03/20/2017 |  | 05/24/2017
Acuity Brands Lighting | Lithonia Lighting | 5iGBN LED 40K 90CRI | Light Emitting Diode | Inseparable Luminaire | Direct Wired | Forward Phase Cut Controls | 62.5 | 2679 | 0.0004 | 91 | 53 | 263 | 0.98 | Ambient | 36000 |  |  | 36000 | 0.08 | 14 | 14 | 0.05 | 0.05 | 0.05 | 0.05 | 0.01 | 0 | 0.18 | 0.18 | 0.18 | 0.15 | 0.03 | 0 | 0.18 | 0.7 | 0.18 | 0.14 | 0.03 | 0 | True |  | Non Federally-Regulated | 03/20/2017 |  | 05/24/2017
Acuity Brands Lighting | Lithonia Lighting | 5iGBN LED 40K 90CRI | Light Emitting Diode | Inseparable Luminaire | Direct Wired | Reverse Phase Cut Controls | 62.5 | 2679 | 0.0004 | 91 | 53 | 263 | 0.98 | Ambient | 36000 |  |  | 36000 | 0.03 | 14 | 14 | 0.04 | 0.04 | 0.04 | 0.04 | 0.01 | 0 | 0.2 | 0.19 | 0.19 | 0.18 | 0.05 | 0.01 | 0.2 | 0.2 | 0.21 | 0.17 | 0.05 | 0.01 | True |  | Non Federally-Regulated | 03/20/2017 |  | 05/24/2017
Acuity Brands Lighting | Lithonia Lighting | 5iGORB LED 27K 90CRI | Light Emitting Diode | Inseparable Luminaire | Direct Wired | Forward Phase Cut Controls | 62.5 | 2679 | 0.0004 | 91 | 53 | 263 | 0.98 | Ambient | 36000 |  |  | 36000 | 0.08 | 14 | 14 | 0.05 | 0.05 | 0.05 | 0.05 | 0.01 | 0 | 0.18 | 0.18 | 0.18 | 0.15 | 0.03 | 0 | 0.18 | 0.7 | 0.18 | 0.14 | 0.03 | 0 | True |  | Non Federally-Regulated | 03/20/2017 |  | 05/24/2017
Acuity Brands Lighting | Lithonia Lighting | 5iGORB LED 27K 90CRI | Light Emitting Diode | Inseparable Luminaire | Direct Wired | Reverse Phase Cut Controls | 62.5 | 2679 | 0.0004 | 91 | 53 | 263 | 0.98 | Ambient | 36000 |  |  | 36000 | 0.03 | 14 | 14 | 0.04 | 0.04 | 0.04 | 0.04 | 0.01 | 0 | 0.2 | 0.19 | 0.19 | 0.18 | 0.05 | 0.01 | 0.2 | 0.2 | 0.21 | 0.17 | 0.05 | 0.01 | True |  | Non Federally-Regulated | 03/20/2017 |  | 05/24/2017
Acuity Brands Lighting | Lithonia Lighting | 5iGORB LED 30K 90CRI | Light Emitting Diode | Inseparable Luminaire | Direct Wired | Forward Phase Cut Controls | 62.5 | 2679 | 0.0004 | 91 | 53 | 263 | 0.98 | Ambient | 36000 |  |  | 36000 | 0.08 | 14 | 14 | 0.05 | 0.05 | 0.05 | 0.05 | 0.01 | 0 | 0.18 | 0.18 | 0.18 | 0.15 | 0.03 | 0 | 0.18 | 0.7 | 0.18 | 0.14 | 0.03 | 0 | True |  | Non Federally-Regulated | 03/20/2017 |  | 05/24/2017
Acuity Brands Lighting | Lithonia Lighting | 5iGORB LED 30K 90CRI | Light Emitting Diode | Inseparable Luminaire | Direct Wired | Reverse Phase Cut Controls | 62.5 | 2679 | 0.0004 | 91 | 53 | 263 | 0.98 | Ambient | 36000 |  |  | 36000 | 0.03 | 14 | 14 | 0.04 | 0.04 | 0.04 | 0.04 | 0.01 | 0 | 0.2 | 0.19 | 0.19 | 0.18 | 0.05 | 0.01 | 0.2 | 0.2 | 0.21 | 0.17 | 0.05 | 0.01 | True |  | Non Federally-Regulated | 03/20/2017 |  | 05/24/2017
Acuity Brands Lighting | Lithonia Lighting | 5iGORB LED 40K 90CRI | Light Emitting Diode | Inseparable Luminaire | Direct Wired | Forward Phase Cut Controls | 62.5 | 2679 | 0.0004 | 91 | 53 | 263 | 0.98 | Ambient | 36000 |  |  | 36000 | 0.08 | 14 | 14 | 0.05 | 0.05 | 0.05 | 0.05 | 0.01 | 0 | 0.18 | 0.18 | 0.18 | 0.15 | 0.03 | 0 | 0.18 | 0.7 | 0.18 | 0.14 | 0.03 | 0 | True |  | Non Federally-Regulated | 03/20/2017 |  | 05/24/2017
Acuity Brands Lighting | Lithonia Lighting | 5iGORB LED 40K 90CRI | Light Emitting Diode | Inseparable Luminaire | Direct Wired | Reverse Phase Cut Controls | 62.5 | 2679 | 0.0004 | 91 | 53 | 263 | 0.98 | Ambient | 36000 |  |  | 36000 | 0.03 | 14 | 14 | 0.04 | 0.04 | 0.04 | 0.04 | 0.01 | 0 | 0.2 | 0.19 | 0.19 | 0.18 | 0.05 | 0.01 | 0.2 | 0.2 | 0.21 | 0.17 | 0.05 | 0.01 | True |  | Non Federally-Regulated | 03/20/2017 |  | 05/24/2017
Acuity Brands Lighting | Lithonia Lighting | LK3B** LED | Light Emitting Diode | Inseparable Luminaire | Direct Wired | Forward Phase Cut Controls | 68.8 | 2973 | 0.001 | 92 | 58 | 227 | 0.93 | Ambient | 54000 |  |  | 54000 | 0.08 | 14 | 14 | 0.04 | 0.04 | 0.04 | 0.03 | 0.01 | 0 | 0.09 | 0.09 | 0.09 | 0.08 | 0.02 | 0 | 0.1 | 0.1 | 0.1 | 0.08 | 0.02 | 0 | True |  | Non Federally-Regulated | 03/20/2017 |  | 05/24/2017
Acuity Brands Lighting | Lithonia Lighting | LK3B** LED | Light Emitting Diode | Inseparable Luminaire | Direct Wired | Reverse Phase Cut Controls | 68.8 | 2973 | 0.001 | 92 | 58 | 227 | 0.93 | Ambient | 54000 |  |  | 54000 | 0.03 | 14 | 14 | 0.04 | 0.04 | 0.04 | 0.03 | 0.01 | 0 | 0.1 | 0.1 | 0.1 | 0.09 | 0.02 | 0.01 | 0.11 | 0.11 | 0.11 | 0.09 | 0.03 | 0.01 | True |  | Non Federally-Regulated | 03/20/2017 |  | 05/24/2017
Acuity Brands Lighting | Lithonia Lighting | LK3B** LED 50K | Light Emitting Diode | Inseparable Luminaire | Direct Wired | Forward Phase Cut Controls | 68.8 | 2973 | 0.001 | 92 | 58 | 227 | 0.93 | Ambient | 54000 |  |  | 54000 | 0.08 | 14 | 14 | 0.04 | 0.04 | 0.04 | 0.03 | 0.01 | 0 | 0.09 | 0.09 | 0.09 | 0.08 | 0.02 | 0 | 0.1 | 0.1 | 0.1 | 0.08 | 0.02 | 0 | True |  | Non Federally-Regulated | 03/20/2017 |  | 05/24/2017
Acuity Brands Lighting | Lithonia Lighting | LK3B** LED 50K | Light Emitting Diode | Inseparable Luminaire | Direct Wired | Reverse Phase Cut Controls | 68.8 | 2973 | 0.001 | 92 | 58 | 227 | 0.93 | Ambient | 54000 |  |  | 54000 | 0.03 | 14 | 14 | 0.04 | 0.04 | 0.04 | 0.03 | 0.01 | 0 | 0.1 | 0.1 | 0.1 | 0.09 | 0.02 | 0.01 | 0.11 | 0.11 | 0.11 | 0.09 | 0.03 | 0.01 | True |  | Non Federally-Regulated | 03/20/2017 |  | 05/24/2017
Acuity Brands Lighting | Lithonia Lighting | LK5B** LED | Light Emitting Diode | Inseparable Luminaire | Direct Wired | Forward Phase Cut Controls | 71 | 2988 | 0.002 | 91 | 59 | 203 | 0.97 | Ambient | 54000 |  |  | 54000 | 0.07 | 15 | 14 | 0.04 | 0.04 | 0.04 | 0.04 | 0.01 | 0 | 0.15 | 0.15 | 0.15 | 0.13 | 0.03 | 0 | 0.13 | 0.13 | 0.13 | 0.11 | 0.02 | 0.01 | True |  | Non Federally-Regulated | 03/20/2017 |  | 05/24/2017
Acuity Brands Lighting | Lithonia Lighting | LK5B** LED | Light Emitting Diode | Inseparable Luminaire | Direct Wired | Reverse Phase Cut Controls | 71 | 2988 | 0.002 | 91 | 59 | 203 | 0.97 | Ambient | 54000 |  |  | 54000 | 0.03 | 14 | 14 | 0.04 | 0.04 | 0.04 | 0.04 | 0.01 | 0 | 0.16 | 0.16 | 0.16 | 0.14 | 0.04 | 0.01 | 0.16 | 0.16 | 0.17 | 0.14 | 0.04 | 0.01 | True |  | Non Federally-Regulated | 03/20/2017 |  | 05/24/2017
Acuity Brands Lighting | Lithonia Lighting | LK5G** LED | Light Emitting Diode | Inseparable Luminaire | Direct Wired | Forward Phase Cut Controls | 71 | 2988 | 0.002 | 91 | 59 | 203 | 0.97 | Ambient | 54000 |  |  | 54000 | 0.07 | 15 | 14 | 0.04 | 0.04 | 0.04 | 0.04 | 0.01 | 0 | 0.15 | 0.15 | 0.15 | 0.13 | 0.03 | 0 | 0.13 | 0.13 | 0.13 | 0.11 | 0.02 | 0.01 | True |  | Non Federally-Regulated | 03/20/2017 |  | 05/24/2017
Acuity Brands Lighting | Lithonia Lighting | LK5G** LED | Light Emitting Diode | Inseparable Luminaire | Direct Wired | Reverse Phase Cut Controls | 71 | 2988 | 0.002 | 91 | 59 | 203 | 0.97 | Ambient | 54000 |  |  | 54000 | 0.03 | 14 | 14 | 0.04 | 0.04 | 0.04 | 0.04 | 0.01 | 0 | 0.16 | 0.16 | 0.16 | 0.14 | 0.04 | 0.01 | 0.16 | 0.16 | 0.17 | 0.14 | 0.04 | 0.01 | True |  | Non Federally-Regulated | 03/20/2017 |  | 05/24/2017
Acuity Brands Lighting | Lithonia Lighting | LK5B** LED 50K | Light Emitting Diode | Inseparable Luminaire | Direct Wired | Forward Phase Cut Controls | 71 | 2988 | 0.002 | 91 | 59 | 203 | 0.97 | Ambient | 54000 |  |  | 54000 | 0.07 | 15 | 14 | 0.04 | 0.04 | 0.04 | 0.04 | 0.01 | 0 | 0.15 | 0.15 | 0.15 | 0.13 | 0.03 | 0 | 0.13 | 0.13 | 0.13 | 0.11 | 0.02 | 0.01 | True |  | Non Federally-Regulated | 03/20/2017 |  | 05/24/2017
Acuity Brands Lighting | Lithonia Lighting | LK5B** LED 50K | Light Emitting Diode | Inseparable Luminaire | Direct Wired | Reverse Phase Cut Controls | 71 | 2988 | 0.002 | 91 | 59 | 203 | 0.97 | Ambient | 54000 |  |  | 54000 | 0.03 | 14 | 14 | 0.04 | 0.04 | 0.04 | 0.04 | 0.01 | 0 | 0.16 | 0.16 | 0.16 | 0.14 | 0.04 | 0.01 | 0.16 | 0.16 | 0.17 | 0.14 | 0.04 | 0.01 | True |  | Non Federally-Regulated | 03/20/2017 |  | 05/24/2017
Acuity Brands Lighting | Lithonia Lighting | LK5G** LED 50K | Light Emitting Diode | Inseparable Luminaire | Direct Wired | Forward Phase Cut Controls | 71 | 2988 | 0.002 | 91 | 59 | 203 | 0.97 | Ambient | 54000 |  |  | 54000 | 0.07 | 15 | 14 | 0.04 | 0.04 | 0.04 | 0.04 | 0.01 | 0 | 0.15 | 0.15 | 0.15 | 0.13 | 0.03 | 0 | 0.13 | 0.13 | 0.13 | 0.11 | 0.02 | 0.01 | True |  | Non Federally-Regulated | 03/20/2017 |  | 05/24/2017
Acuity Brands Lighting | Lithonia Lighting | LK5G** LED 50K | Light Emitting Diode | Inseparable Luminaire | Direct Wired | Reverse Phase Cut Controls | 71 | 2988 | 0.002 | 91 | 59 | 203 | 0.97 | Ambient | 54000 |  |  | 54000 | 0.03 | 14 | 14 | 0.04 | 0.04 | 0.04 | 0.04 | 0.01 | 0 | 0.16 | 0.16 | 0.16 | 0.14 | 0.04 | 0.01 | 0.16 | 0.16 | 0.17 | 0.14 | 0.04 | 0.01 | True |  | Non Federally-Regulated | 03/20/2017 |  | 05/24/2017
Acuity Brands Lighting | Lithonia Lighting | 4G1MW LED 27K 90CRI | Light Emitting Diode | Inseparable Luminaire | Direct Wired | Forward Phase Cut Controls | 68 | 2745 | 0 | 90 | 51 | 187 | 0.93 | Ambient | 36000 |  |  | 36000 | 0.1 | 14 | 15 | 0.04 | 0.05 | 0 | 0.04 | 0.01 | 0 | 0.14 | 0.14 | 0.14 | 0.12 | 0.03 | 0 | 0.13 | 0.13 | 0.13 | 0.11 | 0.02 | 0 | True |  | Non Federally-Regulated | 03/22/2017 |  | 05/24/2017
Acuity Brands Lighting | Lithonia Lighting | 4G1MW LED 27K 90CRI | Light Emitting Diode | Inseparable Luminaire | Direct Wired | Reverse Phase Cut Controls | 68 | 2745 | 0 | 90 | 51 | 187 | 0.93 | Ambient | 36000 |  |  | 36000 | 0.03 | 16 | 16 | 0.05 | 0.05 | 0.04 | 0.04 | 0.01 | 0 | 0.5 | 0.15 | 0.15 | 0.13 | 0.03 | 0.01 | 0.15 | 0.15 | 0.15 | 0.12 | 0.04 | 0.01 | True |  | Non Federally-Regulated | 03/22/2017 |  | 05/24/2017
Acuity Brands Lighting | Lithonia Lighting | 4G1MW LED 30K 90CRI | Light Emitting Diode | Inseparable Luminaire | Direct Wired | Forward Phase Cut Controls | 68 | 2745 | 0 | 90 | 51 | 187 | 0.93 | Ambient | 36000 |  |  | 36000 | 0.1 | 14 | 15 | 0.04 | 0.05 | 0 | 0.04 | 0.01 | 0 | 0.14 | 0.14 | 0.14 | 0.12 | 0.03 | 0 | 0.13 | 0.13 | 0.13 | 0.11 | 0.02 | 0 | True |  | Non Federally-Regulated | 03/22/2017 |  | 05/24/2017
Acuity Brands Lighting | Lithonia Lighting | 4G1MW LED 30K 90CRI | Light Emitting Diode | Inseparable Luminaire | Direct Wired | Reverse Phase Cut Controls | 68 | 2745 | 0 | 90 | 51 | 187 | 0.93 | Ambient | 36000 |  |  | 36000 | 0.03 | 16 | 16 | 0.05 | 0.05 | 0.04 | 0.04 | 0.01 | 0 | 0.5 | 0.15 | 0.15 | 0.13 | 0.03 | 0.01 | 0.15 | 0.15 | 0.15 | 0.12 | 0.04 | 0.01 | True |  | Non Federally-Regulated | 03/22/2017 |  | 05/24/2017
Acuity Brands Lighting | Lithonia Lighting | 4G1MW LED 40K 90CRI | Light Emitting Diode | Inseparable Luminaire | Direct Wired | Forward Phase Cut Controls | 68 | 2745 | 0 | 90 | 51 | 187 | 0.93 | Ambient | 36000 |  |  | 36000 | 0.1 | 14 | 15 | 0.04 | 0.05 | 0 | 0.04 | 0.01 | 0 | 0.14 | 0.14 | 0.14 | 0.12 | 0.03 | 0 | 0.13 | 0.13 | 0.13 | 0.11 | 0.02 | 0 | True |  | Non Federally-Regulated | 03/22/2017 |  | 05/24/2017
Acuity Brands Lighting | Lithonia Lighting | 4G1MW LED 40K 90CRI | Light Emitting Diode | Inseparable Luminaire | Direct Wired | Reverse Phase Cut Controls | 68 | 2745 | 0 | 90 | 51 | 187 | 0.93 | Ambient | 36000 |  |  | 36000 | 0.03 | 16 | 16 | 0.05 | 0.05 | 0.04 | 0.04 | 0.01 | 0 | 0.5 | 0.15 | 0.15 | 0.13 | 0.03 | 0.01 | 0.15 | 0.15 | 0.15 | 0.12 | 0.04 | 0.01 | True |  | Non Federally-Regulated | 03/22/2017 |  | 05/24/2017
Acuity Brands Lighting | Lithonia Lighting | 4G1MB LED 27K 90CRI | Light Emitting Diode | Inseparable Luminaire | Direct Wired | Forward Phase Cut Controls | 68 | 2745 | 0 | 90 | 51 | 187 | 0.93 | Ambient | 36000 |  |  | 36000 | 0.1 | 14 | 15 | 0.04 | 0.05 | 0 | 0.04 | 0.01 | 0 | 0.14 | 0.14 | 0.14 | 0.12 | 0.03 | 0 | 0.13 | 0.13 | 0.13 | 0.11 | 0.02 | 0 | True |  | Non Federally-Regulated | 03/22/2017 |  | 05/24/2017
Acuity Brands Lighting | Lithonia Lighting | 4G1MB LED 27K 90CRI | Light Emitting Diode | Inseparable Luminaire | Direct Wired | Reverse Phase Cut Controls | 68 | 2745 | 0 | 90 | 51 | 187 | 0.93 | Ambient | 36000 |  |  | 36000 | 0.03 | 16 | 16 | 0.05 | 0.05 | 0.04 | 0.04 | 0.01 | 0 | 0.5 | 0.15 | 0.15 | 0.13 | 0.03 | 0.01 | 0.15 | 0.15 | 0.15 | 0.12 | 0.04 | 0.01 | True |  | Non Federally-Regulated | 03/22/2017 |  | 05/24/2017
Acuity Brands Lighting | Lithonia Lighting | 4G1MB LED 30K 90CRI | Light Emitting Diode | Inseparable Luminaire | Direct Wired | Forward Phase Cut Controls | 68 | 2745 | 0 | 90 | 51 | 187 | 0.93 | Ambient | 36000 |  |  | 36000 | 0.1 | 14 | 15 | 0.04 | 0.05 | 0 | 0.04 | 0.01 | 0 | 0.14 | 0.14 | 0.14 | 0.12 | 0.03 | 0 | 0.13 | 0.13 | 0.13 | 0.11 | 0.02 | 0 | True |  | Non Federally-Regulated | 03/22/2017 |  | 05/24/2017
Acuity Brands Lighting | Lithonia Lighting | 4G1MB LED 30K 90CRI | Light Emitting Diode | Inseparable Luminaire | Direct Wired | Reverse Phase Cut Controls | 68 | 2745 | 0 | 90 | 51 | 187 | 0.93 | Ambient | 36000 |  |  | 36000 | 0.03 | 16 | 16 | 0.05 | 0.05 | 0.04 | 0.04 | 0.01 | 0 | 0.5 | 0.15 | 0.15 | 0.13 | 0.03 | 0.01 | 0.15 | 0.15 | 0.15 | 0.12 | 0.04 | 0.01 | True |  | Non Federally-Regulated | 03/22/2017 |  | 05/24/2017
Acuity Brands Lighting | Lithonia Lighting | 4G1MB LED 40K 90CRI | Light Emitting Diode | Inseparable Luminaire | Direct Wired | Forward Phase Cut Controls | 68 | 2745 | 0 | 90 | 51 | 187 | 0.93 | Ambient | 36000 |  |  | 36000 | 0.1 | 14 | 15 | 0.04 | 0.05 | 0 | 0.04 | 0.01 | 0 | 0.14 | 0.14 | 0.14 | 0.12 | 0.03 | 0 | 0.13 | 0.13 | 0.13 | 0.11 | 0.02 | 0 | True |  | Non Federally-Regulated | 03/22/2017 |  | 05/24/2017
Acuity Brands Lighting | Lithonia Lighting | 4G1MB LED 40K 90CRI | Light Emitting Diode | Inseparable Luminaire | Direct Wired | Reverse Phase Cut Controls | 68 | 2745 | 0 | 90 | 51 | 187 | 0.93 | Ambient | 36000 |  |  | 36000 | 0.03 | 16 | 16 | 0.05 | 0.05 | 0.04 | 0.04 | 0.01 | 0 | 0.5 | 0.15 | 0.15 | 0.13 | 0.03 | 0.01 | 0.15 | 0.15 | 0.15 | 0.12 | 0.04 | 0.01 | True |  | Non Federally-Regulated | 03/22/2017 |  | 05/24/2017
Acuity Brands Lighting | Lithonia Lighting | 4G1BN LED 27K 90CRI | Light Emitting Diode | Inseparable Luminaire | Direct Wired | Forward Phase Cut Controls | 68 | 2745 | 0 | 90 | 51 | 187 | 0.93 | Ambient | 36000 |  |  | 36000 | 0.1 | 14 | 15 | 0.04 | 0.05 | 0 | 0.04 | 0.01 | 0 | 0.14 | 0.14 | 0.14 | 0.12 | 0.03 | 0 | 0.13 | 0.13 | 0.13 | 0.11 | 0.02 | 0 | True |  | Non Federally-Regulated | 03/22/2017 |  | 05/24/2017
Acuity Brands Lighting | Lithonia Lighting | 4G1BN LED 27K 90CRI | Light Emitting Diode | Inseparable Luminaire | Direct Wired | Reverse Phase Cut Controls | 68 | 2745 | 0 | 90 | 51 | 187 | 0.93 | Ambient | 36000 |  |  | 36000 | 0.03 | 16 | 16 | 0.05 | 0.05 | 0.04 | 0.04 | 0.01 | 0 | 0.5 | 0.15 | 0.15 | 0.13 | 0.03 | 0.01 | 0.15 | 0.15 | 0.15 | 0.12 | 0.04 | 0.01 | True |  | Non Federally-Regulated | 03/22/2017 |  | 05/24/2017
Acuity Brands Lighting | Lithonia Lighting | 4G1BN LED 30K 90CRI | Light Emitting Diode | Inseparable Luminaire | Direct Wired | Forward Phase Cut Controls | 68 | 2745 | 0 | 90 | 51 | 187 | 0.93 | Ambient | 36000 |  |  | 36000 | 0.1 | 14 | 15 | 0.04 | 0.05 | 0 | 0.04 | 0.01 | 0 | 0.14 | 0.14 | 0.14 | 0.12 | 0.03 | 0 | 0.13 | 0.13 | 0.13 | 0.11 | 0.02 | 0 | True |  | Non Federally-Regulated | 03/22/2017 |  | 05/24/2017
Acuity Brands Lighting | Lithonia Lighting | 4G1BN LED 30K 90CRI | Light Emitting Diode | Inseparable Luminaire | Direct Wired | Reverse Phase Cut Controls | 68 | 2745 | 0 | 90 | 51 | 187 | 0.93 | Ambient | 36000 |  |  | 36000 | 0.03 | 16 | 16 | 0.05 | 0.05 | 0.04 | 0.04 | 0.01 | 0 | 0.5 | 0.15 | 0.15 | 0.13 | 0.03 | 0.01 | 0.15 | 0.15 | 0.15 | 0.12 | 0.04 | 0.01 | True |  | Non Federally-Regulated | 03/22/2017 |  | 05/24/2017
Acuity Brands Lighting | Lithonia Lighting | 4G1BN LED 40K 90CRI | Light Emitting Diode | Inseparable Luminaire | Direct Wired | Forward Phase Cut Controls | 68 | 2745 | 0 | 90 | 51 | 187 | 0.93 | Ambient | 36000 |  |  | 36000 | 0.1 | 14 | 15 | 0.04 | 0.05 | 0 | 0.04 | 0.01 | 0 | 0.14 | 0.14 | 0.14 | 0.12 | 0.03 | 0 | 0.13 | 0.13 | 0.13 | 0.11 | 0.02 | 0 | True |  | Non Federally-Regulated | 03/22/2017 |  | 05/24/2017
Acuity Brands Lighting | Lithonia Lighting | 4G1BN LED 40K 90CRI | Light Emitting Diode | Inseparable Luminaire | Direct Wired | Reverse Phase Cut Controls | 68 | 2745 | 0 | 90 | 51 | 187 | 0.93 | Ambient | 36000 |  |  | 36000 | 0.03 | 16 | 16 | 0.05 | 0.05 | 0.04 | 0.04 | 0.01 | 0 | 0.5 | 0.15 | 0.15 | 0.13 | 0.03 | 0.01 | 0.15 | 0.15 | 0.15 | 0.12 | 0.04 | 0.01 | True |  | Non Federally-Regulated | 03/22/2017 |  | 05/24/2017
Acuity Brands Lighting | Lithonia Lighting | 4G1ORB LED 27K 90CRI | Light Emitting Diode | Inseparable Luminaire | Direct Wired | Forward Phase Cut Controls | 68 | 2745 | 0 | 90 | 51 | 187 | 0.93 | Ambient | 36000 |  |  | 36000 | 0.1 | 14 | 15 | 0.04 | 0.05 | 0 | 0.04 | 0.01 | 0 | 0.14 | 0.14 | 0.14 | 0.12 | 0.03 | 0 | 0.13 | 0.13 | 0.13 | 0.11 | 0.02 | 0 | True |  | Non Federally-Regulated | 03/22/2017 |  | 05/24/2017
Acuity Brands Lighting | Lithonia Lighting | 4G1ORB LED 27K 90CRI | Light Emitting Diode | Inseparable Luminaire | Direct Wired | Reverse Phase Cut Controls | 68 | 2745 | 0 | 90 | 51 | 187 | 0.93 | Ambient | 36000 |  |  | 36000 | 0.03 | 16 | 16 | 0.05 | 0.05 | 0.04 | 0.04 | 0.01 | 0 | 0.5 | 0.15 | 0.15 | 0.13 | 0.03 | 0.01 | 0.15 | 0.15 | 0.15 | 0.12 | 0.04 | 0.01 | True |  | Non Federally-Regulated | 03/22/2017 |  | 05/24/2017
Acuity Brands Lighting | Lithonia Lighting | 4G1ORB LED 30K 90CRI | Light Emitting Diode | Inseparable Luminaire | Direct Wired | Forward Phase Cut Controls | 68 | 2745 | 0 | 90 | 51 | 187 | 0.93 | Ambient | 36000 |  |  | 36000 | 0.1 | 14 | 15 | 0.04 | 0.05 | 0 | 0.04 | 0.01 | 0 | 0.14 | 0.14 | 0.14 | 0.12 | 0.03 | 0 | 0.13 | 0.13 | 0.13 | 0.11 | 0.02 | 0 | True |  | Non Federally-Regulated | 03/22/2017 |  | 05/24/2017
Acuity Brands Lighting | Lithonia Lighting | 4G1ORB LED 30K 90CRI | Light Emitting Diode | Inseparable Luminaire | Direct Wired | Reverse Phase Cut Controls | 68 | 2745 | 0 | 90 | 51 | 187 | 0.93 | Ambient | 36000 |  |  | 36000 | 0.03 | 16 | 16 | 0.05 | 0.05 | 0.04 | 0.04 | 0.01 | 0 | 0.5 | 0.15 | 0.15 | 0.13 | 0.03 | 0.01 | 0.15 | 0.15 | 0.15 | 0.12 | 0.04 | 0.01 | True |  | Non Federally-Regulated | 03/22/2017 |  | 05/24/2017
Acuity Brands Lighting | Lithonia Lighting | 4G1ORB LED 40K 90CRI | Light Emitting Diode | Inseparable Luminaire | Direct Wired | Forward Phase Cut Controls | 68 | 2745 | 0 | 90 | 51 | 187 | 0.93 | Ambient | 36000 |  |  | 36000 | 0.1 | 14 | 15 | 0.04 | 0.05 | 0 | 0.04 | 0.01 | 0 | 0.14 | 0.14 | 0.14 | 0.12 | 0.03 | 0 | 0.13 | 0.13 | 0.13 | 0.11 | 0.02 | 0 | True |  | Non Federally-Regulated | 03/22/2017 |  | 05/24/2017
Acuity Brands Lighting | Lithonia Lighting | 4G1ORB LED 40K 90CRI | Light Emitting Diode | Inseparable Luminaire | Direct Wired | Reverse Phase Cut Controls | 68 | 2745 | 0 | 90 | 51 | 187 | 0.93 | Ambient | 36000 |  |  | 36000 | 0.03 | 16 | 16 | 0.05 | 0.05 | 0.04 | 0.04 | 0.01 | 0 | 0.5 | 0.15 | 0.15 | 0.13 | 0.03 | 0.01 | 0.15 | 0.15 | 0.15 | 0.12 | 0.04 | 0.01 | True |  | Non Federally-Regulated | 03/22/2017 |  | 05/24/2017
Acuity Brands Lighting | Lithonia Lighting | 5G1MW LED 27K 90CRI | Light Emitting Diode | Inseparable Luminaire | Direct Wired | Forward Phase Cut Controls | 73.3 | 2808 | 0.001 | 91 | 52 | 195 | 0.96 | Ambient | 36000 |  |  | 36000 | 0.07 | 14 | 14 | 0.04 | 0.04 | 0.04 | 0.04 | 0.01 | 0 | 0.14 | 0.14 | 0.14 | 0.12 | 0.03 | 0 | 0.13 | 0.13 | 0.13 | 0.11 | 0.03 | 0 | True |  | Non Federally-Regulated | 03/22/2017 |  | 05/24/2017
Acuity Brands Lighting | Lithonia Lighting | 5G1MW LED 27K 90CRI | Light Emitting Diode | Inseparable Luminaire | Direct Wired | Reverse Phase Cut Controls | 73.3 | 2808 | 0.001 | 91 | 52 | 195 | 0.96 | Ambient | 36000 |  |  | 36000 | 0.02 | 14 | 14 | 0.04 | 0.04 | 0.03 | 0.03 | 0.01 | 0 | 0.15 | 0.15 | 0.15 | 0.14 | 0.04 | 0.01 | 0.15 | 0.15 | 0.15 | 0.12 | 0.04 | 0.01 | True |  | Non Federally-Regulated | 03/22/2017 |  | 05/24/2017
Acuity Brands Lighting | Lithonia Lighting | 5G1MW LED 30K 90CRI | Light Emitting Diode | Inseparable Luminaire | Direct Wired | Forward Phase Cut Controls | 73.3 | 2808 | 0.001 | 91 | 52 | 195 | 0.96 | Ambient | 36000 |  |  | 36000 | 0.07 | 14 | 14 | 0.04 | 0.04 | 0.04 | 0.04 | 0.01 | 0 | 0.14 | 0.14 | 0.14 | 0.12 | 0.03 | 0 | 0.13 | 0.13 | 0.13 | 0.11 | 0.03 | 0 | True |  | Non Federally-Regulated | 03/22/2017 |  | 05/24/2017
Acuity Brands Lighting | Lithonia Lighting | 5G1MW LED 30K 90CRI | Light Emitting Diode | Inseparable Luminaire | Direct Wired | Reverse Phase Cut Controls | 73.3 | 2808 | 0.001 | 91 | 52 | 195 | 0.96 | Ambient | 36000 |  |  | 36000 | 0.02 | 14 | 14 | 0.04 | 0.04 | 0.03 | 0.03 | 0.01 | 0 | 0.15 | 0.15 | 0.15 | 0.14 | 0.04 | 0.01 | 0.15 | 0.15 | 0.15 | 0.12 | 0.04 | 0.01 | True |  | Non Federally-Regulated | 03/22/2017 |  | 05/24/2017
Acuity Brands Lighting | Lithonia Lighting | 5G1MW LED 40K 90CRI | Light Emitting Diode | Inseparable Luminaire | Direct Wired | Forward Phase Cut Controls | 73.3 | 2808 | 0.001 | 91 | 52 | 195 | 0.96 | Ambient | 36000 |  |  | 36000 | 0.07 | 14 | 14 | 0.04 | 0.04 | 0.04 | 0.04 | 0.01 | 0 | 0.14 | 0.14 | 0.14 | 0.12 | 0.03 | 0 | 0.13 | 0.13 | 0.13 | 0.11 | 0.03 | 0 | True |  | Non Federally-Regulated | 03/22/2017 |  | 05/24/2017
Acuity Brands Lighting | Lithonia Lighting | 5G1MW LED 40K 90CRI | Light Emitting Diode | Inseparable Luminaire | Direct Wired | Reverse Phase Cut Controls | 73.3 | 2808 | 0.001 | 91 | 52 | 195 | 0.96 | Ambient | 36000 |  |  | 36000 | 0.02 | 14 | 14 | 0.04 | 0.04 | 0.03 | 0.03 | 0.01 | 0 | 0.15 | 0.15 | 0.15 | 0.14 | 0.04 | 0.01 | 0.15 | 0.15 | 0.15 | 0.12 | 0.04 | 0.01 | True |  | Non Federally-Regulated | 03/22/2017 |  | 05/24/2017
Acuity Brands Lighting | Lithonia Lighting | 5G1MB LED 27K 90CRI | Light Emitting Diode | Inseparable Luminaire | Direct Wired | Forward Phase Cut Controls | 73.3 | 2808 | 0.001 | 91 | 52 | 195 | 0.96 | Ambient | 36000 |  |  | 36000 | 0.07 | 14 | 14 | 0.04 | 0.04 | 0.04 | 0.04 | 0.01 | 0 | 0.14 | 0.14 | 0.14 | 0.12 | 0.03 | 0 | 0.13 | 0.13 | 0.13 | 0.11 | 0.03 | 0 | True |  | Non Federally-Regulated | 03/22/2017 |  | 05/24/2017
Acuity Brands Lighting | Lithonia Lighting | 5G1MB LED 27K 90CRI | Light Emitting Diode | Inseparable Luminaire | Direct Wired | Reverse Phase Cut Controls | 73.3 | 2808 | 0.001 | 91 | 52 | 195 | 0.96 | Ambient | 36000 |  |  | 36000 | 0.02 | 14 | 14 | 0.04 | 0.04 | 0.03 | 0.03 | 0.01 | 0 | 0.15 | 0.15 | 0.15 | 0.14 | 0.04 | 0.01 | 0.15 | 0.15 | 0.15 | 0.12 | 0.04 | 0.01 | True |  | Non Federally-Regulated | 03/22/2017 |  | 05/24/2017
Acuity Brands Lighting | Lithonia Lighting | 5G1MB LED 30K 90CRI | Light Emitting Diode | Inseparable Luminaire | Direct Wired | Forward Phase Cut Controls | 73.3 | 2808 | 0.001 | 91 | 52 | 195 | 0.96 | Ambient | 36000 |  |  | 36000 | 0.07 | 14 | 14 | 0.04 | 0.04 | 0.04 | 0.04 | 0.01 | 0 | 0.14 | 0.14 | 0.14 | 0.12 | 0.03 | 0 | 0.13 | 0.13 | 0.13 | 0.11 | 0.03 | 0 | True |  | Non Federally-Regulated | 03/22/2017 |  | 05/24/2017
Acuity Brands Lighting | Lithonia Lighting | 5G1MB LED 30K 90CRI | Light Emitting Diode | Inseparable Luminaire | Direct Wired | Reverse Phase Cut Controls | 73.3 | 2808 | 0.001 | 91 | 52 | 195 | 0.96 | Ambient | 36000 |  |  | 36000 | 0.02 | 14 | 14 | 0.04 | 0.04 | 0.03 | 0.03 | 0.01 | 0 | 0.15 | 0.15 | 0.15 | 0.14 | 0.04 | 0.01 | 0.15 | 0.15 | 0.15 | 0.12 | 0.04 | 0.01 | True |  | Non Federally-Regulated | 03/22/2017 |  | 05/24/2017
Acuity Brands Lighting | Lithonia Lighting | 5G1MB LED 40K 90CRI | Light Emitting Diode | Inseparable Luminaire | Direct Wired | Forward Phase Cut Controls | 73.3 | 2808 | 0.001 | 91 | 52 | 195 | 0.96 | Ambient | 36000 |  |  | 36000 | 0.07 | 14 | 14 | 0.04 | 0.04 | 0.04 | 0.04 | 0.01 | 0 | 0.14 | 0.14 | 0.14 | 0.12 | 0.03 | 0 | 0.13 | 0.13 | 0.13 | 0.11 | 0.03 | 0 | True |  | Non Federally-Regulated | 03/22/2017 |  | 05/24/2017
Acuity Brands Lighting | Lithonia Lighting | 5G1MB LED 40K 90CRI | Light Emitting Diode | Inseparable Luminaire | Direct Wired | Reverse Phase Cut Controls | 73.3 | 2808 | 0.001 | 91 | 52 | 195 | 0.96 | Ambient | 36000 |  |  | 36000 | 0.02 | 14 | 14 | 0.04 | 0.04 | 0.03 | 0.03 | 0.01 | 0 | 0.15 | 0.15 | 0.15 | 0.14 | 0.04 | 0.01 | 0.15 | 0.15 | 0.15 | 0.12 | 0.04 | 0.01 | True |  | Non Federally-Regulated | 03/22/2017 |  | 05/24/2017
Acuity Brands Lighting | Lithonia Lighting | 5G1BN LED 27K 90CRI | Light Emitting Diode | Inseparable Luminaire | Direct Wired | Forward Phase Cut Controls | 73.3 | 2808 | 0.001 | 91 | 52 | 195 | 0.96 | Ambient | 36000 |  |  | 36000 | 0.07 | 14 | 14 | 0.04 | 0.04 | 0.04 | 0.04 | 0.01 | 0 | 0.14 | 0.14 | 0.14 | 0.12 | 0.03 | 0 | 0.13 | 0.13 | 0.13 | 0.11 | 0.03 | 0 | True |  | Non Federally-Regulated | 03/22/2017 |  | 05/24/2017
Acuity Brands Lighting | Lithonia Lighting | 5G1BN LED 27K 90CRI | Light Emitting Diode | Inseparable Luminaire | Direct Wired | Reverse Phase Cut Controls | 73.3 | 2808 | 0.001 | 91 | 52 | 195 | 0.96 | Ambient | 36000 |  |  | 36000 | 0.02 | 14 | 14 | 0.04 | 0.04 | 0.03 | 0.03 | 0.01 | 0 | 0.15 | 0.15 | 0.15 | 0.14 | 0.04 | 0.01 | 0.15 | 0.15 | 0.15 | 0.12 | 0.04 | 0.01 | True |  | Non Federally-Regulated | 03/22/2017 |  | 05/24/2017
Acuity Brands Lighting | Lithonia Lighting | 5G1BN LED 30K 90CRI | Light Emitting Diode | Inseparable Luminaire | Direct Wired | Forward Phase Cut Controls | 73.3 | 2808 | 0.001 | 91 | 52 | 195 | 0.96 | Ambient | 36000 |  |  | 36000 | 0.07 | 14 | 14 | 0.04 | 0.04 | 0.04 | 0.04 | 0.01 | 0 | 0.14 | 0.14 | 0.14 | 0.12 | 0.03 | 0 | 0.13 | 0.13 | 0.13 | 0.11 | 0.03 | 0 | True |  | Non Federally-Regulated | 03/22/2017 |  | 05/24/2017
Acuity Brands Lighting | Lithonia Lighting | 5G1BN LED 30K 90CRI | Light Emitting Diode | Inseparable Luminaire | Direct Wired | Reverse Phase Cut Controls | 73.3 | 2808 | 0.001 | 91 | 52 | 195 | 0.96 | Ambient | 36000 |  |  | 36000 | 0.02 | 14 | 14 | 0.04 | 0.04 | 0.03 | 0.03 | 0.01 | 0 | 0.15 | 0.15 | 0.15 | 0.14 | 0.04 | 0.01 | 0.15 | 0.15 | 0.15 | 0.12 | 0.04 | 0.01 | True |  | Non Federally-Regulated | 03/22/2017 |  | 05/24/2017
Acuity Brands Lighting | Lithonia Lighting | 5G1BN LED 40K 90CRI | Light Emitting Diode | Inseparable Luminaire | Direct Wired | Forward Phase Cut Controls | 73.3 | 2808 | 0.001 | 91 | 52 | 195 | 0.96 | Ambient | 36000 |  |  | 36000 | 0.07 | 14 | 14 | 0.04 | 0.04 | 0.04 | 0.04 | 0.01 | 0 | 0.14 | 0.14 | 0.14 | 0.12 | 0.03 | 0 | 0.13 | 0.13 | 0.13 | 0.11 | 0.03 | 0 | True |  | Non Federally-Regulated | 03/22/2017 |  | 05/24/2017
Acuity Brands Lighting | Lithonia Lighting | 5G1BN LED 40K 90CRI | Light Emitting Diode | Inseparable Luminaire | Direct Wired | Reverse Phase Cut Controls | 73.3 | 2808 | 0.001 | 91 | 52 | 195 | 0.96 | Ambient | 36000 |  |  | 36000 | 0.02 | 14 | 14 | 0.04 | 0.04 | 0.03 | 0.03 | 0.01 | 0 | 0.15 | 0.15 | 0.15 | 0.14 | 0.04 | 0.01 | 0.15 | 0.15 | 0.15 | 0.12 | 0.04 | 0.01 | True |  | Non Federally-Regulated | 03/22/2017 |  | 05/24/2017
Acuity Brands Lighting | Lithonia Lighting | 5G1ORB LED 27K 90CRI | Light Emitting Diode | Inseparable Luminaire | Direct Wired | Forward Phase Cut Controls | 73.3 | 2808 | 0.001 | 91 | 52 | 195 | 0.96 | Ambient | 36000 |  |  | 36000 | 0.07 | 14 | 14 | 0.04 | 0.04 | 0.04 | 0.04 | 0.01 | 0 | 0.14 | 0.14 | 0.14 | 0.12 | 0.03 | 0 | 0.13 | 0.13 | 0.13 | 0.11 | 0.03 | 0 | True |  | Non Federally-Regulated | 03/22/2017 |  | 05/24/2017
Acuity Brands Lighting | Lithonia Lighting | 5G1ORB LED 27K 90CRI | Light Emitting Diode | Inseparable Luminaire | Direct Wired | Reverse Phase Cut Controls | 73.3 | 2808 | 0.001 | 91 | 52 | 195 | 0.96 | Ambient | 36000 |  |  | 36000 | 0.02 | 14 | 14 | 0.04 | 0.04 | 0.03 | 0.03 | 0.01 | 0 | 0.15 | 0.15 | 0.15 | 0.14 | 0.04 | 0.01 | 0.15 | 0.15 | 0.15 | 0.12 | 0.04 | 0.01 | True |  | Non Federally-Regulated | 03/22/2017 |  | 05/24/2017
Acuity Brands Lighting | Lithonia Lighting | 5G1ORB LED 30K 90CRI | Light Emitting Diode | Inseparable Luminaire | Direct Wired | Forward Phase Cut Controls | 73.3 | 2808 | 0.001 | 91 | 52 | 195 | 0.96 | Ambient | 36000 |  |  | 36000 | 0.07 | 14 | 14 | 0.04 | 0.04 | 0.04 | 0.04 | 0.01 | 0 | 0.14 | 0.14 | 0.14 | 0.12 | 0.03 | 0 | 0.13 | 0.13 | 0.13 | 0.11 | 0.03 | 0 | True |  | Non Federally-Regulated | 03/22/2017 |  | 05/24/2017
Acuity Brands Lighting | Lithonia Lighting | 5G1ORB LED 30K 90CRI | Light Emitting Diode | Inseparable Luminaire | Direct Wired | Reverse Phase Cut Controls | 73.3 | 2808 | 0.001 | 91 | 52 | 195 | 0.96 | Ambient | 36000 |  |  | 36000 | 0.02 | 14 | 14 | 0.04 | 0.04 | 0.03 | 0.03 | 0.01 | 0 | 0.15 | 0.15 | 0.15 | 0.14 | 0.04 | 0.01 | 0.15 | 0.15 | 0.15 | 0.12 | 0.04 | 0.01 | True |  | Non Federally-Regulated | 03/22/2017 |  | 05/24/2017
Acuity Brands Lighting | Lithonia Lighting | 5G1ORB LED 40K 90CRI | Light Emitting Diode | Inseparable Luminaire | Direct Wired | Forward Phase Cut Controls | 73.3 | 2808 | 0.001 | 91 | 52 | 195 | 0.96 | Ambient | 36000 |  |  | 36000 | 0.07 | 14 | 14 | 0.04 | 0.04 | 0.04 | 0.04 | 0.01 | 0 | 0.14 | 0.14 | 0.14 | 0.12 | 0.03 | 0 | 0.13 | 0.13 | 0.13 | 0.11 | 0.03 | 0 | True |  | Non Federally-Regulated | 03/22/2017 |  | 05/24/2017
Acuity Brands Lighting | Lithonia Lighting | 5G1ORB LED 40K 90CRI | Light Emitting Diode | Inseparable Luminaire | Direct Wired | Reverse Phase Cut Controls | 73.3 | 2808 | 0.001 | 91 | 52 | 195 | 0.96 | Ambient | 36000 |  |  | 36000 | 0.02 | 14 | 14 | 0.04 | 0.04 | 0.03 | 0.03 | 0.01 | 0 | 0.15 | 0.15 | 0.15 | 0.14 | 0.04 | 0.01 | 0.15 | 0.15 | 0.15 | 0.12 | 0.04 | 0.01 | True |  | Non Federally-Regulated | 03/22/2017 |  | 05/24/2017
Acuity Brands Lighting | Lithonia Lighting | 6G1MW LED 27K 90CRI | Light Emitting Diode | Inseparable Luminaire | Direct Wired | Forward Phase Cut Controls | 73.3 | 2808 | 0.001 | 91 | 52 | 195 | 0.96 | Ambient | 36000 |  |  | 36000 | 0.07 | 14 | 14 | 0.04 | 0.04 | 0.04 | 0.04 | 0.01 | 0 | 0.14 | 0.14 | 0.14 | 0.12 | 0.03 | 0 | 0.13 | 0.13 | 0.13 | 0.11 | 0.03 | 0 | True |  | Non Federally-Regulated | 03/22/2017 |  | 05/24/2017
Acuity Brands Lighting | Lithonia Lighting | 6G1MW LED 27K 90CRI | Light Emitting Diode | Inseparable Luminaire | Direct Wired | Reverse Phase Cut Controls | 73.3 | 2808 | 0.001 | 91 | 52 | 195 | 0.96 | Ambient | 36000 |  |  | 36000 | 0.02 | 14 | 14 | 0.04 | 0.04 | 0.03 | 0.03 | 0.01 | 0 | 0.15 | 0.15 | 0.15 | 0.14 | 0.04 | 0.01 | 0.15 | 0.15 | 0.15 | 0.12 | 0.04 | 0.01 | True |  | Non Federally-Regulated | 03/22/2017 |  | 05/24/2017
Acuity Brands Lighting | Lithonia Lighting | 6G1MW LED 30K 90CRI | Light Emitting Diode | Inseparable Luminaire | Direct Wired | Forward Phase Cut Controls | 73.3 | 2808 | 0.001 | 91 | 52 | 195 | 0.96 | Ambient | 36000 |  |  | 36000 | 0.07 | 14 | 14 | 0.04 | 0.04 | 0.04 | 0.04 | 0.01 | 0 | 0.14 | 0.14 | 0.14 | 0.12 | 0.03 | 0 | 0.13 | 0.13 | 0.13 | 0.11 | 0.03 | 0 | True |  | Non Federally-Regulated | 03/22/2017 |  | 05/24/2017
Acuity Brands Lighting | Lithonia Lighting | 6G1MW LED 30K 90CRI | Light Emitting Diode | Inseparable Luminaire | Direct Wired | Reverse Phase Cut Controls | 73.3 | 2808 | 0.001 | 91 | 52 | 195 | 0.96 | Ambient | 36000 |  |  | 36000 | 0.02 | 14 | 14 | 0.04 | 0.04 | 0.03 | 0.03 | 0.01 | 0 | 0.15 | 0.15 | 0.15 | 0.14 | 0.04 | 0.01 | 0.15 | 0.15 | 0.15 | 0.12 | 0.04 | 0.01 | True |  | Non Federally-Regulated | 03/22/2017 |  | 05/24/2017
Acuity Brands Lighting | Lithonia Lighting | 6G1MW LED 40K 90CRI | Light Emitting Diode | Inseparable Luminaire | Direct Wired | Forward Phase Cut Controls | 73.3 | 2808 | 0.001 | 91 | 52 | 195 | 0.96 | Ambient | 36000 |  |  | 36000 | 0.07 | 14 | 14 | 0.04 | 0.04 | 0.04 | 0.04 | 0.01 | 0 | 0.14 | 0.14 | 0.14 | 0.12 | 0.03 | 0 | 0.13 | 0.13 | 0.13 | 0.11 | 0.03 | 0 | True |  | Non Federally-Regulated | 03/22/2017 |  | 05/24/2017
Acuity Brands Lighting | Lithonia Lighting | 6G1MW LED 40K 90CRI | Light Emitting Diode | Inseparable Luminaire | Direct Wired | Reverse Phase Cut Controls | 73.3 | 2808 | 0.001 | 91 | 52 | 195 | 0.96 | Ambient | 36000 |  |  | 36000 | 0.02 | 14 | 14 | 0.04 | 0.04 | 0.03 | 0.03 | 0.01 | 0 | 0.15 | 0.15 | 0.15 | 0.14 | 0.04 | 0.01 | 0.15 | 0.15 | 0.15 | 0.12 | 0.04 | 0.01 | True |  | Non Federally-Regulated | 03/22/2017 |  | 05/24/2017
Acuity Brands Lighting | Lithonia Lighting | 6G1MB LED 27K 90CRI | Light Emitting Diode | Inseparable Luminaire | Direct Wired | Forward Phase Cut Controls | 73.3 | 2808 | 0.001 | 91 | 52 | 195 | 0.96 | Ambient | 36000 |  |  | 36000 | 0.07 | 14 | 14 | 0.04 | 0.04 | 0.04 | 0.04 | 0.01 | 0 | 0.14 | 0.14 | 0.14 | 0.12 | 0.03 | 0 | 0.13 | 0.13 | 0.13 | 0.11 | 0.03 | 0 | True |  | Non Federally-Regulated | 03/22/2017 |  | 05/24/2017
Acuity Brands Lighting | Lithonia Lighting | 6G1MB LED 27K 90CRI | Light Emitting Diode | Inseparable Luminaire | Direct Wired | Reverse Phase Cut Controls | 73.3 | 2808 | 0.001 | 91 | 52 | 195 | 0.96 | Ambient | 36000 |  |  | 36000 | 0.02 | 14 | 14 | 0.04 | 0.04 | 0.03 | 0.03 | 0.01 | 0 | 0.15 | 0.15 | 0.15 | 0.14 | 0.04 | 0.01 | 0.15 | 0.15 | 0.15 | 0.12 | 0.04 | 0.01 | True |  | Non Federally-Regulated | 03/22/2017 |  | 05/24/2017
Acuity Brands Lighting | Lithonia Lighting | 6G1MB LED 30K 90CRI | Light Emitting Diode | Inseparable Luminaire | Direct Wired | Forward Phase Cut Controls | 73.3 | 2808 | 0.001 | 91 | 52 | 195 | 0.96 | Ambient | 36000 |  |  | 36000 | 0.07 | 14 | 14 | 0.04 | 0.04 | 0.04 | 0.04 | 0.01 | 0 | 0.14 | 0.14 | 0.14 | 0.12 | 0.03 | 0 | 0.13 | 0.13 | 0.13 | 0.11 | 0.03 | 0 | True |  | Non Federally-Regulated | 03/22/2017 |  | 05/24/2017
Acuity Brands Lighting | Lithonia Lighting | 6G1MB LED 30K 90CRI | Light Emitting Diode | Inseparable Luminaire | Direct Wired | Reverse Phase Cut Controls | 73.3 | 2808 | 0.001 | 91 | 52 | 195 | 0.96 | Ambient | 36000 |  |  | 36000 | 0.02 | 14 | 14 | 0.04 | 0.04 | 0.03 | 0.03 | 0.01 | 0 | 0.15 | 0.15 | 0.15 | 0.14 | 0.04 | 0.01 | 0.15 | 0.15 | 0.15 | 0.12 | 0.04 | 0.01 | True |  | Non Federally-Regulated | 03/22/2017 |  | 05/24/2017
Acuity Brands Lighting | Lithonia Lighting | 6G1MB LED 40K 90CRI | Light Emitting Diode | Inseparable Luminaire | Direct Wired | Forward Phase Cut Controls | 73.3 | 2808 | 0.001 | 91 | 52 | 195 | 0.96 | Ambient | 36000 |  |  | 36000 | 0.07 | 14 | 14 | 0.04 | 0.04 | 0.04 | 0.04 | 0.01 | 0 | 0.14 | 0.14 | 0.14 | 0.12 | 0.03 | 0 | 0.13 | 0.13 | 0.13 | 0.11 | 0.03 | 0 | True |  | Non Federally-Regulated | 03/22/2017 |  | 05/24/2017
Acuity Brands Lighting | Lithonia Lighting | 6G1MB LED 40K 90CRI | Light Emitting Diode | Inseparable Luminaire | Direct Wired | Reverse Phase Cut Controls | 73.3 | 2808 | 0.001 | 91 | 52 | 195 | 0.96 | Ambient | 36000 |  |  | 36000 | 0.02 | 14 | 14 | 0.04 | 0.04 | 0.03 | 0.03 | 0.01 | 0 | 0.15 | 0.15 | 0.15 | 0.14 | 0.04 | 0.01 | 0.15 | 0.15 | 0.15 | 0.12 | 0.04 | 0.01 | True |  | Non Federally-Regulated | 03/22/2017 |  | 05/24/2017
Acuity Brands Lighting | Lithonia Lighting | 6G1BN LED 27K 90CRI | Light Emitting Diode | Inseparable Luminaire | Direct Wired | Forward Phase Cut Controls | 73.3 | 2808 | 0.001 | 91 | 52 | 195 | 0.96 | Ambient | 36000 |  |  | 36000 | 0.07 | 14 | 14 | 0.04 | 0.04 | 0.04 | 0.04 | 0.01 | 0 | 0.14 | 0.14 | 0.14 | 0.12 | 0.03 | 0 | 0.13 | 0.13 | 0.13 | 0.11 | 0.03 | 0 | True |  | Non Federally-Regulated | 03/22/2017 |  | 05/24/2017
Acuity Brands Lighting | Lithonia Lighting | 6G1BN LED 27K 90CRI | Light Emitting Diode | Inseparable Luminaire | Direct Wired | Reverse Phase Cut Controls | 73.3 | 2808 | 0.001 | 91 | 52 | 195 | 0.96 | Ambient | 36000 |  |  | 36000 | 0.02 | 14 | 14 | 0.04 | 0.04 | 0.03 | 0.03 | 0.01 | 0 | 0.15 | 0.15 | 0.15 | 0.14 | 0.04 | 0.01 | 0.15 | 0.15 | 0.15 | 0.12 | 0.04 | 0.01 | True |  | Non Federally-Regulated | 03/22/2017 |  | 05/24/2017
Acuity Brands Lighting | Lithonia Lighting | 6G1BN LED 30K 90CRI | Light Emitting Diode | Inseparable Luminaire | Direct Wired | Forward Phase Cut Controls | 73.3 | 2808 | 0.001 | 91 | 52 | 195 | 0.96 | Ambient | 36000 |  |  | 36000 | 0.07 | 14 | 14 | 0.04 | 0.04 | 0.04 | 0.04 | 0.01 | 0 | 0.14 | 0.14 | 0.14 | 0.12 | 0.03 | 0 | 0.13 | 0.13 | 0.13 | 0.11 | 0.03 | 0 | True |  | Non Federally-Regulated | 03/22/2017 |  | 05/24/2017
Acuity Brands Lighting | Lithonia Lighting | 6G1BN LED 30K 90CRI | Light Emitting Diode | Inseparable Luminaire | Direct Wired | Reverse Phase Cut Controls | 73.3 | 2808 | 0.001 | 91 | 52 | 195 | 0.96 | Ambient | 36000 |  |  | 36000 | 0.02 | 14 | 14 | 0.04 | 0.04 | 0.03 | 0.03 | 0.01 | 0 | 0.15 | 0.15 | 0.15 | 0.14 | 0.04 | 0.01 | 0.15 | 0.15 | 0.15 | 0.12 | 0.04 | 0.01 | True |  | Non Federally-Regulated | 03/22/2017 |  | 05/24/2017
Acuity Brands Lighting | Lithonia Lighting | 6G1BN LED 40K 90CRI | Light Emitting Diode | Inseparable Luminaire | Direct Wired | Forward Phase Cut Controls | 73.3 | 2808 | 0.001 | 91 | 52 | 195 | 0.96 | Ambient | 36000 |  |  | 36000 | 0.07 | 14 | 14 | 0.04 | 0.04 | 0.04 | 0.04 | 0.01 | 0 | 0.14 | 0.14 | 0.14 | 0.12 | 0.03 | 0 | 0.13 | 0.13 | 0.13 | 0.11 | 0.03 | 0 | True |  | Non Federally-Regulated | 03/22/2017 |  | 05/24/2017
Acuity Brands Lighting | Lithonia Lighting | 6G1BN LED 40K 90CRI | Light Emitting Diode | Inseparable Luminaire | Direct Wired | Reverse Phase Cut Controls | 73.3 | 2808 | 0.001 | 91 | 52 | 195 | 0.96 | Ambient | 36000 |  |  | 36000 | 0.02 | 14 | 14 | 0.04 | 0.04 | 0.03 | 0.03 | 0.01 | 0 | 0.15 | 0.15 | 0.15 | 0.14 | 0.04 | 0.01 | 0.15 | 0.15 | 0.15 | 0.12 | 0.04 | 0.01 | True |  | Non Federally-Regulated | 03/22/2017 |  | 05/24/2017
Acuity Brands Lighting | Lithonia Lighting | 6G1ORB LED 27K 90CRI | Light Emitting Diode | Inseparable Luminaire | Direct Wired | Forward Phase Cut Controls | 73.3 | 2808 | 0.001 | 91 | 52 | 195 | 0.96 | Ambient | 36000 |  |  | 36000 | 0.07 | 14 | 14 | 0.04 | 0.04 | 0.04 | 0.04 | 0.01 | 0 | 0.14 | 0.14 | 0.14 | 0.12 | 0.03 | 0 | 0.13 | 0.13 | 0.13 | 0.11 | 0.03 | 0 | True |  | Non Federally-Regulated | 03/22/2017 |  | 05/24/2017
Acuity Brands Lighting | Lithonia Lighting | 6G1ORB LED 27K 90CRI | Light Emitting Diode | Inseparable Luminaire | Direct Wired | Reverse Phase Cut Controls | 73.3 | 2808 | 0.001 | 91 | 52 | 195 | 0.96 | Ambient | 36000 |  |  | 36000 | 0.02 | 14 | 14 | 0.04 | 0.04 | 0.03 | 0.03 | 0.01 | 0 | 0.15 | 0.15 | 0.15 | 0.14 | 0.04 | 0.01 | 0.15 | 0.15 | 0.15 | 0.12 | 0.04 | 0.01 | True |  | Non Federally-Regulated | 03/22/2017 |  | 05/24/2017
Acuity Brands Lighting | Lithonia Lighting | 6G1ORB LED 30K 90CRI | Light Emitting Diode | Inseparable Luminaire | Direct Wired | Forward Phase Cut Controls | 73.3 | 2808 | 0.001 | 91 | 52 | 195 | 0.96 | Ambient | 36000 |  |  | 36000 | 0.07 | 14 | 14 | 0.04 | 0.04 | 0.04 | 0.04 | 0.01 | 0 | 0.14 | 0.14 | 0.14 | 0.12 | 0.03 | 0 | 0.13 | 0.13 | 0.13 | 0.11 | 0.03 | 0 | True |  | Non Federally-Regulated | 03/22/2017 |  | 05/24/2017
Acuity Brands Lighting | Lithonia Lighting | 6G1ORB LED 30K 90CRI | Light Emitting Diode | Inseparable Luminaire | Direct Wired | Reverse Phase Cut Controls | 73.3 | 2808 | 0.001 | 91 | 52 | 195 | 0.96 | Ambient | 36000 |  |  | 36000 | 0.02 | 14 | 14 | 0.04 | 0.04 | 0.03 | 0.03 | 0.01 | 0 | 0.15 | 0.15 | 0.15 | 0.14 | 0.04 | 0.01 | 0.15 | 0.15 | 0.15 | 0.12 | 0.04 | 0.01 | True |  | Non Federally-Regulated | 03/22/2017 |  | 05/24/2017
Acuity Brands Lighting | Lithonia Lighting | 6G1ORB LED 40K 90CRI | Light Emitting Diode | Inseparable Luminaire | Direct Wired | Forward Phase Cut Controls | 73.3 | 2808 | 0.001 | 91 | 52 | 195 | 0.96 | Ambient | 36000 |  |  | 36000 | 0.07 | 14 | 14 | 0.04 | 0.04 | 0.04 | 0.04 | 0.01 | 0 | 0.14 | 0.14 | 0.14 | 0.12 | 0.03 | 0 | 0.13 | 0.13 | 0.13 | 0.11 | 0.03 | 0 | True |  | Non Federally-Regulated | 03/22/2017 |  | 05/24/2017
Acuity Brands Lighting | Lithonia Lighting | 6G1ORB LED 40K 90CRI | Light Emitting Diode | Inseparable Luminaire | Direct Wired | Reverse Phase Cut Controls | 73.3 | 2808 | 0.001 | 91 | 52 | 195 | 0.96 | Ambient | 36000 |  |  | 36000 | 0.02 | 14 | 14 | 0.04 | 0.04 | 0.03 | 0.03 | 0.01 | 0 | 0.15 | 0.15 | 0.15 | 0.14 | 0.04 | 0.01 | 0.15 | 0.15 | 0.15 | 0.12 | 0.04 | 0.01 | True |  | Non Federally-Regulated | 03/22/2017 |  | 05/24/2017
Acuity Brands Lighting | Lithonia Lighting | LK4B** LED | Light Emitting Diode | Inseparable Luminaire | Direct Wired | Reverse Phase Cut Controls | 72.4 | 2988 | 0.001 | 92 | 62 | 151 | 0.95 | Ambient | 36000 |  |  | 36000 | 0.02 | 13 | 14 | 0.04 | 0.04 | 0.04 | 0.04 | 0.01 | 0 | 0.15 | 0.15 | 0.15 | 0.13 | 0.03 | 0 | 0.17 | 0.16 | 0.17 | 0.14 | 0.04 | 0 | True |  | Non Federally-Regulated | 03/22/2017 |  | 05/24/2017
Acuity Brands Lighting | Lithonia Lighting | LK4G2** LED | Light Emitting Diode | Inseparable Luminaire | Direct Wired | Reverse Phase Cut Controls | 72.4 | 2988 | 0.001 | 92 | 62 | 151 | 0.95 | Ambient | 36000 |  |  | 36000 | 0.02 | 13 | 14 | 0.04 | 0.04 | 0.04 | 0.04 | 0.01 | 0 | 0.15 | 0.15 | 0.15 | 0.13 | 0.03 | 0 | 0.17 | 0.16 | 0.17 | 0.14 | 0.04 | 0 | True |  | Non Federally-Regulated | 03/22/2017 |  | 05/24/2017
Acuity Brands Lighting | Lithonia Lighting | LK4B** LED 50K | Light Emitting Diode | Inseparable Luminaire | Direct Wired | Reverse Phase Cut Controls | 72.4 | 2988 | 0.001 | 92 | 62 | 151 | 0.95 | Ambient | 36000 |  |  | 36000 | 0.02 | 13 | 14 | 0.04 | 0.04 | 0.04 | 0.04 | 0.01 | 0 | 0.15 | 0.15 | 0.15 | 0.13 | 0.03 | 0 | 0.17 | 0.16 | 0.17 | 0.14 | 0.04 | 0 | True |  | Non Federally-Regulated | 03/22/2017 |  | 05/24/2017
Acuity Brands Lighting | Lithonia Lighting | LK4G2** LED 50K | Light Emitting Diode | Inseparable Luminaire | Direct Wired | Reverse Phase Cut Controls | 72.4 | 2988 | 0.001 | 92 | 62 | 151 | 0.95 | Ambient | 36000 |  |  | 36000 | 0.02 | 13 | 14 | 0.04 | 0.04 | 0.04 | 0.04 | 0.01 | 0 | 0.15 | 0.15 | 0.15 | 0.13 | 0.03 | 0 | 0.17 | 0.16 | 0.17 | 0.14 | 0.04 | 0 | True |  | Non Federally-Regulated | 03/22/2017 |  | 05/24/2017
Cooper Lighting Solutions LLC (formerly Eaton) | Halo | RL560WH9927** | Light Emitting Diode | Inseparable Luminaire | Quick Connect | Forward Phase Cut Controls | 63.3 | 2651 | -0.0003 | 92 | 67 | 88 | 1 | Elevated | 50000 |  |  | 50000 | 0.05 | 21 | 21 | 0.06 | 0.06 | 0.06 | 0.05 | 0.01 | 0 | 0.34 | 0.34 | 0.35 | 0.27 | 0.06 | 0 | 0.26 | 0.27 | 0.27 | 0.2 | 0.04 | 0 | True |  | Non Federally-Regulated | 03/21/2017 |  | 06/06/2017
Cooper Lighting Solutions LLC (formerly Eaton) | Halo | RL560WH9930** | Light Emitting Diode | Inseparable Luminaire | Quick Connect | Forward Phase Cut Controls | 63.3 | 3000 | -0.0003 | 92 | 67 | 88 | 1 | Elevated | 50000 |  |  | 50000 | 0.05 | 21 | 21 | 0.06 | 0.06 | 0.06 | 0.05 | 0.01 | 0 | 0.34 | 0.34 | 0.35 | 0.27 | 0.06 | 0 | 0.26 | 0.27 | 0.27 | 0.2 | 0.04 | 0 | True |  | Non Federally-Regulated | 03/21/2017 |  | 06/06/2017
Cooper Lighting Solutions LLC (formerly Eaton) | Halo | RL560WH9935** | Light Emitting Diode | Inseparable Luminaire | Quick Connect | Forward Phase Cut Controls | 63.3 | 3500 | -0.0003 | 92 | 67 | 88 | 1 | Elevated | 50000 |  |  | 50000 | 0.05 | 21 | 21 | 0.06 | 0.06 | 0.06 | 0.05 | 0.01 | 0 | 0.34 | 0.34 | 0.35 | 0.27 | 0.06 | 0 | 0.26 | 0.27 | 0.27 | 0.2 | 0.04 | 0 | True |  | Non Federally-Regulated | 03/21/2017 |  | 06/06/2017
Cooper Lighting Solutions LLC (formerly Eaton) | Halo | RL560WH9940** | Light Emitting Diode | Inseparable Luminaire | Quick Connect | Forward Phase Cut Controls | 63.3 | 4000 | -0.0003 | 92 | 67 | 88 | 1 | Elevated | 50000 |  |  | 50000 | 0.05 | 21 | 21 | 0.06 | 0.06 | 0.06 | 0.05 | 0.01 | 0 | 0.34 | 0.34 | 0.35 | 0.27 | 0.06 | 0 | 0.26 | 0.27 | 0.27 | 0.2 | 0.04 | 0 | True |  | Non Federally-Regulated | 03/21/2017 |  | 06/06/2017
Cooper Lighting Solutions LLC (formerly Eaton) | Halo | RL560WH9927** | Light Emitting Diode | Inseparable Luminaire | Quick Connect | Reverse Phase Cut Controls | 63.3 | 2651 | -0.0003 | 92 | 67 | 88 | 1 | Elevated | 50000 |  |  | 50000 | 0.05 | 21 | 21 | 0.02 | 0.02 | 0.02 | 0.02 | 0 | 0 | 0.12 | 0.12 | 0.12 | 0.1 | 0.02 | 0 | 0.1 | 0.11 | 0.11 | 0.09 | 0.02 | 0 | True |  | Non Federally-Regulated | 12/12/2016 |  | 06/06/2017
Cooper Lighting Solutions LLC (formerly Eaton) | Halo | RL560WH9930** | Light Emitting Diode | Inseparable Luminaire | Quick Connect | Reverse Phase Cut Controls | 63.3 | 3000 | -0.0003 | 92 | 67 | 88 | 1 | Elevated | 50000 |  |  | 50000 | 0.05 | 21 | 21 | 0.02 | 0.02 | 0.02 | 0.02 | 0 | 0 | 0.12 | 0.12 | 0.12 | 0.1 | 0.02 | 0 | 0.1 | 0.11 | 0.11 | 0.09 | 0.02 | 0 | True |  | Non Federally-Regulated | 12/12/2016 |  | 06/06/2017
Cooper Lighting Solutions LLC (formerly Eaton) | Halo | RL560WH9935** | Light Emitting Diode | Inseparable Luminaire | Quick Connect | Reverse Phase Cut Controls | 63.3 | 3500 | -0.0003 | 92 | 67 | 88 | 1 | Elevated | 50000 |  |  | 50000 | 0.05 | 21 | 21 | 0.02 | 0.02 | 0.02 | 0.02 | 0 | 0 | 0.12 | 0.12 | 0.12 | 0.1 | 0.02 | 0 | 0.1 | 0.11 | 0.11 | 0.09 | 0.02 | 0 | True |  | Non Federally-Regulated | 12/12/2016 |  | 06/06/2017
Cooper Lighting Solutions LLC (formerly Eaton) | Halo | RL560WH9940** | Light Emitting Diode | Inseparable Luminaire | Quick Connect | Reverse Phase Cut Controls | 63.3 | 4000 | -0.0003 | 92 | 67 | 88 | 1 | Elevated | 50000 |  |  | 50000 | 0.05 | 21 | 21 | 0.02 | 0.02 | 0.02 | 0.02 | 0 | 0 | 0.12 | 0.12 | 0.12 | 0.1 | 0.02 | 0 | 0.1 | 0.11 | 0.11 | 0.09 | 0.02 | 0 | True |  | Non Federally-Regulated | 12/12/2016 |  | 06/06/2017
Optolight | OPTOLIGHT | OP-A19D5-12W-27 | Light Emitting Diode | Omnidirectional Lamp | Edison Screw Base | Forward Phase Cut Controls | 93.7 | 2700 | -0.0023 | 92 | 58 | 94 | 0.94 | Elevated | 25000 | 0.929 | 1 |  | 0.1 | 22 | 23 | 0.25 | 0.25 | 0.26 | 0.24 | 0.02 | 0.01 | 0.3 | 0.3 | 0.29 | 0.27 | 0.05 | 0.01 | 0.26 | 0.27 | 0.27 | 0.23 | 0.05 | 0.01 | True |  | Non Federally-Regulated | 01/17/2017 |  | 06/19/2017
Optolight | OPTOLIGHT | OP-A21D5-17W-27 | Light Emitting Diode | Omnidirectional Lamp | Edison Screw Base | Forward Phase Cut Controls | 95 | 2700 | -0.0024 | 91 | 56 | 84 | 0.92 | Elevated | 25000 | 0.93 | 1 |  | 0.1 | 21 | 23 | 0.29 | 0.29 | 0.28 | 0.27 | 0.04 | 0.01 | 0.34 | 0.34 | 0.35 | 0.29 | 0.06 | 0.01 | 0.26 | 0.26 | 0.26 | 0.22 | 0.05 | 0.01 | True |  | Non Federally-Regulated | 12/23/2016 |  | 06/19/2017
HongKong Chite Trade | LI-TECH | HT-EAD4-0909W-272AP-CC | Light Emitting Diode | Inseparable Luminaire | Quick Connect | Forward Phase Cut Controls | 69.4 | 2700 | 0.0012 | 94 | 64 | 55 | 0.95 | Ambient | 50000 |  |  | 54000 | 0.05 | 22 | 22 | 0.11 | 0.11 | 0.11 | 0.1 | 0.01 | 0 | 0.14 | 0.14 | 0.15 | 0.11 | 0.02 | 0.01 | 0.08 | 0.08 | 0.08 | 0.05 | 0.01 | 0.01 | True |  | Non Federally-Regulated | 06/22/2017 |  | 06/22/2017
HongKong Chite Trade | HENGTE | HT-EAD4-0909W-272AP-CC | Light Emitting Diode | Inseparable Luminaire | Quick Connect | Forward Phase Cut Controls | 69.4 | 2700 | 0.0012 | 94 | 64 | 55 | 0.95 | Ambient | 50000 |  |  | 54000 | 0.05 | 22 | 22 | 0.11 | 0.11 | 0.11 | 0.1 | 0.01 | 0 | 0.14 | 0.14 | 0.15 | 0.11 | 0.02 | 0.01 | 0.08 | 0.08 | 0.08 | 0.05 | 0.01 | 0.01 | True |  | Non Federally-Regulated | 06/22/2017 |  | 06/22/2017
HongKong Chite Trade | BATEC | HT-EAD4-0909W-272AP-CC | Light Emitting Diode | Inseparable Luminaire | Quick Connect | Forward Phase Cut Controls | 69.4 | 2700 | 0.0012 | 94 | 64 | 55 | 0.95 | Ambient | 50000 |  |  | 54000 | 0.05 | 22 | 22 | 0.11 | 0.11 | 0.11 | 0.1 | 0.01 | 0 | 0.14 | 0.14 | 0.15 | 0.11 | 0.02 | 0.01 | 0.08 | 0.08 | 0.08 | 0.05 | 0.01 | 0.01 | True |  | Non Federally-Regulated | 06/22/2017 |  | 06/22/2017
HongKong Chite Trade | LI-TECH | HT-EAD4-0912W-272AP-CC | Light Emitting Diode | Inseparable Luminaire | Quick Connect | Forward Phase Cut Controls | 64.9 | 2700 | 0.0016 | 93 | 60 | 64 | 0.96 | Ambient | 50000 |  |  | 54000 | 0.05 | 22 | 22 | 0.12 | 0.12 | 0.12 | 0.11 | 0.01 | 0 | 0.18 | 0.18 | 0.18 | 0.15 | 0.02 | 0.01 | 0.11 | 0.11 | 0.11 | 0.08 | 0.02 | 0.01 | True |  | Non Federally-Regulated | 06/22/2017 |  | 06/22/2017
HongKong Chite Trade | HENGTE | HT-EAD4-0912W-272AP-CC | Light Emitting Diode | Inseparable Luminaire | Quick Connect | Forward Phase Cut Controls | 64.9 | 2700 | 0.0016 | 93 | 60 | 64 | 0.96 | Ambient | 50000 |  |  | 54000 | 0.05 | 22 | 22 | 0.12 | 0.12 | 0.12 | 0.11 | 0.01 | 0 | 0.18 | 0.18 | 0.18 | 0.15 | 0.02 | 0.01 | 0.11 | 0.11 | 0.11 | 0.08 | 0.02 | 0.01 | True |  | Non Federally-Regulated | 06/22/2017 |  | 06/22/2017
HongKong Chite Trade | BATEC | HT-EAD4-0912W-272AP-CC | Light Emitting Diode | Inseparable Luminaire | Quick Connect | Forward Phase Cut Controls | 64.9 | 2700 | 0.0016 | 93 | 60 | 64 | 0.96 | Ambient | 50000 |  |  | 54000 | 0.05 | 22 | 22 | 0.12 | 0.12 | 0.12 | 0.11 | 0.01 | 0 | 0.18 | 0.18 | 0.18 | 0.15 | 0.02 | 0.01 | 0.11 | 0.11 | 0.11 | 0.08 | 0.02 | 0.01 | True |  | Non Federally-Regulated | 06/22/2017 |  | 06/22/2017
HongKong Chite Trade | LI-TECH | HT-EAD6-0912W-272AP-CC | Light Emitting Diode | Inseparable Luminaire | Quick Connect | Forward Phase Cut Controls | 70.4 | 2700 | 0.0017 | 93 | 62 | 62 | 0.96 | Ambient | 50000 |  |  | 54000 | 0.05 | 21 | 22 | 0.12 | 0.12 | 0.12 | 0.11 | 0.01 | 0 | 0.18 | 0.18 | 0.18 | 0.14 | 0.02 | 0.01 | 0.11 | 0.11 | 0.11 | 0.08 | 0.02 | 0.01 | True |  | Non Federally-Regulated | 06/22/2017 |  | 06/22/2017
HongKong Chite Trade | HENGTE | HT-EAD6-0912W-272AP-CC | Light Emitting Diode | Inseparable Luminaire | Quick Connect | Forward Phase Cut Controls | 70.4 | 2700 | 0.0017 | 93 | 62 | 62 | 0.96 | Ambient | 50000 |  |  | 54000 | 0.05 | 21 | 22 | 0.12 | 0.12 | 0.12 | 0.11 | 0.01 | 0 | 0.18 | 0.18 | 0.18 | 0.14 | 0.02 | 0.01 | 0.11 | 0.11 | 0.11 | 0.08 | 0.02 | 0.01 | True |  | Non Federally-Regulated | 06/22/2017 |  | 06/22/2017
HongKong Chite Trade | BATEC | HT-EAD6-0912W-272AP-CC | Light Emitting Diode | Inseparable Luminaire | Quick Connect | Forward Phase Cut Controls | 70.4 | 2700 | 0.0017 | 93 | 62 | 62 | 0.96 | Ambient | 50000 |  |  | 54000 | 0.05 | 21 | 22 | 0.12 | 0.12 | 0.12 | 0.11 | 0.01 | 0 | 0.18 | 0.18 | 0.18 | 0.14 | 0.02 | 0.01 | 0.11 | 0.11 | 0.11 | 0.08 | 0.02 | 0.01 | True |  | Non Federally-Regulated | 06/22/2017 |  | 06/22/2017
HongKong Chite Trade | LI-TECH | HT-EAD6-0915W-272AP-CC | Light Emitting Diode | Inseparable Luminaire | Quick Connect | Forward Phase Cut Controls | 76.3 | 2700 | 0.0019 | 93 | 61 | 61 | 0.98 | Ambient | 50000 |  |  | 54000 | 0.05 | 22 | 22 | 0.18 | 0.18 | 0.18 | 0.17 | 0.01 | 0 | 0.24 | 0.24 | 0.24 | 0.19 | 0.02 | 0.01 | 0.14 | 0.15 | 0.15 | 0.11 | 0.02 | 0.01 | True |  | Non Federally-Regulated | 06/22/2017 |  | 06/22/2017
HongKong Chite Trade | HENGTE | HT-EAD6-0915W-272AP-CC | Light Emitting Diode | Inseparable Luminaire | Quick Connect | Forward Phase Cut Controls | 76.3 | 2700 | 0.0019 | 93 | 61 | 61 | 0.98 | Ambient | 50000 |  |  | 54000 | 0.05 | 22 | 22 | 0.18 | 0.18 | 0.18 | 0.17 | 0.01 | 0 | 0.24 | 0.24 | 0.24 | 0.19 | 0.02 | 0.01 | 0.14 | 0.15 | 0.15 | 0.11 | 0.02 | 0.01 | True |  | Non Federally-Regulated | 06/22/2017 |  | 06/22/2017
HongKong Chite Trade | BATEC | HT-EAD6-0915W-272AP-CC | Light Emitting Diode | Inseparable Luminaire | Quick Connect | Forward Phase Cut Controls | 76.3 | 2700 | 0.0019 | 93 | 61 | 61 | 0.98 | Ambient | 50000 |  |  | 54000 | 0.05 | 22 | 22 | 0.18 | 0.18 | 0.18 | 0.17 | 0.01 | 0 | 0.24 | 0.24 | 0.24 | 0.19 | 0.02 | 0.01 | 0.14 | 0.15 | 0.15 | 0.11 | 0.02 | 0.01 | True |  | Non Federally-Regulated | 06/22/2017 |  | 06/22/2017
ACCESS LIGHTING CORPORATION | Tospo | TP-E26LED10W30K-DIM/E/CEC | Light Emitting Diode | Omnidirectional Lamp | Edison Screw Base | Forward Phase Cut Controls | 88.9 | 3000 | 0.0015 | 95 | 76 | 84 | 0.92 | Elevated | 25000 | 0.93 | 1 |  | 0.1 | 21 | 22 | 0.16 | 0.16 | 0.16 | 0.15 | 0.02 | 0.01 | 0.25 | 0.26 | 0.26 | 0.22 | 0.03 | 0.01 | 0.18 | 0.18 | 0.19 | 0.15 | 0.02 | 0.01 | True |  | Non Federally-Regulated | 03/21/2017 |  | 06/29/2017
Visual Comfort & Company | Sea Gull Lighting | 14701SC-** | Light Emitting Diode | Light Engine | Direct Wired | Forward Phase Cut Controls | 85 | 2958 | 0.0004 | 90 | 58 | 45 | 0.94 | Elevated | 54000 | 0.963 | 1 |  | 0.01 | 22 | 23 | 0.03 | 0.05 | 0.04 | 0 | 0 | 0 | 0.28 | 0.26 | 0.23 | 0.02 | 0 | 0 | 0.22 | 0.08 | 0.07 | 0.06 | 0 | 0 | True |  | Non Federally-Regulated | 06/30/2017 |  | 07/06/2017
Optolight | OPTOLIGHT | OP-BR20DG-7W-27 | Light Emitting Diode | Directional Lamp | Edison Screw Base | Forward Phase Cut Controls | 82.2 | 2693 | 0.0008 | 92 | 55 | 51 | 0.9 | Ambient | 25000 | 0.92 | 1 |  | 0.1 | 20 | 22 | 0.31 | 0.31 | 0.3 | 0.29 | 0.02 | 0 | 0.31 | 0.31 | 0.31 | 0.26 | 0.02 | 0.01 | 0.23 | 0.23 | 0.23 | 0.18 | 0.03 | 0.01 | True |  | Non Federally-Regulated | 07/11/2017 |  | 07/13/2017
MaxLite | MaxLite | 12A19DLED927/JA8 | Light Emitting Diode | Omnidirectional Lamp | Edison Screw Base | Forward Phase Cut Controls | 94.6 | 2700 | -0.0022 | 92 | 57 | 89 | 0.98 | Elevated | 25000 | 0.926 | 1 |  | 0.1 | 21 | 23 | 0.2 | 0.2 | 0.2 | 0.2 | 0.03 | 0.01 | 0.22 | 0.22 | 0.22 | 0.18 | 0.03 | 0.01 | 0.16 | 0.16 | 0.16 | 0.13 | 0.04 | 0.02 | True |  | Non Federally-Regulated | 05/10/2017 |  | 07/24/2017
MaxLite | MaxLite | 12A19DLED930/JA8 | Light Emitting Diode | Omnidirectional Lamp | Edison Screw Base | Forward Phase Cut Controls | 101.6 | 3000 | -0.0023 | 92 | 57 | 89 | 0.98 | Elevated | 25000 | 0.926 | 1 |  | 0.1 | 21 | 23 | 0.2 | 0.2 | 0.2 | 0.2 | 0.03 | 0.01 | 0.22 | 0.22 | 0.22 | 0.18 | 0.03 | 0.01 | 0.16 | 0.16 | 0.16 | 0.13 | 0.04 | 0.02 | True |  | Non Federally-Regulated | 06/29/2017 |  | 07/24/2017
MaxLite | MaxLite | 17A21DLED927/G2/JA8 | Light Emitting Diode | Omnidirectional Lamp | Edison Screw Base | Forward Phase Cut Controls | 94.9 | 2700 | -0.0026 | 92 | 57 | 58 | 0.93 | Elevated | 25000 | 0.927 | 1 |  | 0.1 | 20 | 22 | 0.32 | 0.32 | 0.31 | 0.29 | 0.03 | 0.01 | 0.3 | 0.3 | 0.3 | 0.25 | 0.03 | 0.01 | 0.22 | 0.22 | 0.22 | 0.18 | 0.03 | 0.01 | True |  | Non Federally-Regulated | 04/20/2017 |  | 07/24/2017
MaxLite | MaxLite | 17A21DLED930/G2/JA8 | Light Emitting Diode | Omnidirectional Lamp | Edison Screw Base | Forward Phase Cut Controls | 97.6 | 3000 | -0.0025 | 91 | 54 | 58 | 0.93 | Elevated | 25000 | 0.927 | 1 |  | 0.1 | 20 | 22 | 0.32 | 0.32 | 0.31 | 0.29 | 0.03 | 0.01 | 0.3 | 0.3 | 0.3 | 0.25 | 0.03 | 0.01 | 0.22 | 0.22 | 0.22 | 0.18 | 0.03 | 0.01 | True |  | Non Federally-Regulated | 06/29/2017 |  | 07/24/2017
MaxLite | MaxLite | E12A19DLED927/JA8 | Light Emitting Diode | Omnidirectional Lamp | Edison Screw Base | Forward Phase Cut Controls | 94.7 | 2700 | -0.0019 | 92 | 57 | 42 | 0.98 | Elevated | 25000 | 0.937 | 1 |  | 0.1 | 20 | 22 | 0.26 | 0.26 | 0.26 | 0.25 | 0.04 | 0.01 | 0.19 | 0.19 | 0.2 | 0.16 | 0.02 | 0.01 | 0.13 | 0.13 | 0.14 | 0.1 | 0.02 | 0.01 | True |  | Non Federally-Regulated | 03/16/2017 |  | 07/24/2017
MaxLite | MaxLite | E12A19DLED930/JA8 | Light Emitting Diode | Omnidirectional Lamp | Edison Screw Base | Forward Phase Cut Controls | 98.4 | 3000 | -0.0028 | 92 | 57 | 42 | 0.98 | Elevated | 25000 | 0.937 | 1 |  | 0.1 | 20 | 22 | 0.26 | 0.26 | 0.26 | 0.25 | 0.04 | 0.01 | 0.19 | 0.19 | 0.2 | 0.16 | 0.02 | 0.01 | 0.13 | 0.13 | 0.14 | 0.1 | 0.02 | 0.01 | True |  | Non Federally-Regulated | 03/16/2017 |  | 07/24/2017
ACCESS LIGHTING CORPORATION | Access Lighting | 20010LEDDLP-***/*** | Light Emitting Diode | Omnidirectional Lamp | Edison Screw Base | Forward Phase Cut Controls | 88.9 | 3000 | 0.0015 | 95 | 76 | 84 | 0.92 | Elevated | 25000 | 0.93 | 1 |  | 0.1 | 21 | 22 | 0.16 | 0.16 | 0.16 | 0.15 | 0.02 | 0.01 | 0.25 | 0.26 | 0.26 | 0.22 | 0.03 | 0.01 | 0.18 | 0.18 | 0.19 | 0.15 | 0.02 | 0.01 | True |  | Non Federally-Regulated | 06/13/2017 |  | 07/26/2017
ACCESS LIGHTING CORPORATION | Access Lighting | 20012LEDDLP-***/*** | Light Emitting Diode | Omnidirectional Lamp | Edison Screw Base | Forward Phase Cut Controls | 88.9 | 3000 | 0.0015 | 95 | 76 | 84 | 0.92 | Elevated | 25000 | 0.93 | 1 |  | 0.1 | 21 | 22 | 0.16 | 0.16 | 0.16 | 0.15 | 0.02 | 0.01 | 0.25 | 0.26 | 0.26 | 0.22 | 0.03 | 0.01 | 0.18 | 0.18 | 0.19 | 0.15 | 0.02 | 0.01 | True |  | Non Federally-Regulated | 06/13/2017 |  | 07/26/2017
ACCESS LIGHTING CORPORATION | Access Lighting | 20030LEDDLP-***/*** | Light Emitting Diode | Omnidirectional Lamp | Edison Screw Base | Forward Phase Cut Controls | 88.9 | 3000 | 0.0015 | 95 | 76 | 84 | 0.92 | Elevated | 25000 | 0.93 | 1 |  | 0.1 | 21 | 22 | 0.16 | 0.16 | 0.16 | 0.15 | 0.02 | 0.01 | 0.25 | 0.26 | 0.26 | 0.22 | 0.03 | 0.01 | 0.18 | 0.18 | 0.19 | 0.15 | 0.02 | 0.01 | True |  | Non Federally-Regulated | 06/13/2017 |  | 07/26/2017
ACCESS LIGHTING CORPORATION | Access Lighting | 20031LEDDLP-***/*** | Light Emitting Diode | Omnidirectional Lamp | Edison Screw Base | Forward Phase Cut Controls | 88.9 | 3000 | 0.0015 | 95 | 76 | 84 | 0.92 | Elevated | 25000 | 0.93 | 1 |  | 0.1 | 21 | 22 | 0.16 | 0.16 | 0.16 | 0.15 | 0.02 | 0.01 | 0.25 | 0.26 | 0.26 | 0.22 | 0.03 | 0.01 | 0.18 | 0.18 | 0.19 | 0.15 | 0.02 | 0.01 | True |  | Non Federally-Regulated | 06/13/2017 |  | 07/26/2017
ACCESS LIGHTING CORPORATION | Access Lighting | 20290LEDDLP-***/*** | Light Emitting Diode | Omnidirectional Lamp | Edison Screw Base | Forward Phase Cut Controls | 88.9 | 3000 | 0.0015 | 95 | 76 | 84 | 0.92 | Elevated | 25000 | 0.93 | 1 |  | 0.1 | 21 | 22 | 0.16 | 0.16 | 0.16 | 0.15 | 0.02 | 0.01 | 0.25 | 0.26 | 0.26 | 0.22 | 0.03 | 0.01 | 0.18 | 0.18 | 0.19 | 0.15 | 0.02 | 0.01 | True |  | Non Federally-Regulated | 06/13/2017 |  | 07/26/2017
ACCESS LIGHTING CORPORATION | Access Lighting | 20291LEDDLP-***/*** | Light Emitting Diode | Omnidirectional Lamp | Edison Screw Base | Forward Phase Cut Controls | 88.9 | 3000 | 0.0015 | 95 | 76 | 84 | 0.92 | Elevated | 25000 | 0.93 | 1 |  | 0.1 | 21 | 22 | 0.16 | 0.16 | 0.16 | 0.15 | 0.02 | 0.01 | 0.25 | 0.26 | 0.26 | 0.22 | 0.03 | 0.01 | 0.18 | 0.18 | 0.19 | 0.15 | 0.02 | 0.01 | True |  | Non Federally-Regulated | 06/13/2017 |  | 07/26/2017
ACCESS LIGHTING CORPORATION | Access Lighting | 20292LEDDLP-***/*** | Light Emitting Diode | Omnidirectional Lamp | Edison Screw Base | Forward Phase Cut Controls | 88.9 | 3000 | 0.0015 | 95 | 76 | 84 | 0.92 | Elevated | 25000 | 0.93 | 1 |  | 0.1 | 21 | 22 | 0.16 | 0.16 | 0.16 | 0.15 | 0.02 | 0.01 | 0.25 | 0.26 | 0.26 | 0.22 | 0.03 | 0.01 | 0.18 | 0.18 | 0.19 | 0.15 | 0.02 | 0.01 | True |  | Non Federally-Regulated | 06/13/2017 |  | 07/26/2017
ACCESS LIGHTING CORPORATION | Access Lighting | 20294LEDDLP-***/*** | Light Emitting Diode | Omnidirectional Lamp | Edison Screw Base | Forward Phase Cut Controls | 88.9 | 3000 | 0.0015 | 95 | 76 | 84 | 0.92 | Elevated | 25000 | 0.93 | 1 |  | 0.1 | 21 | 22 | 0.16 | 0.16 | 0.16 | 0.15 | 0.02 | 0.01 | 0.25 | 0.26 | 0.26 | 0.22 | 0.03 | 0.01 | 0.18 | 0.18 | 0.19 | 0.15 | 0.02 | 0.01 | True |  | Non Federally-Regulated | 06/13/2017 |  | 07/26/2017
ACCESS LIGHTING CORPORATION | Access Lighting | 20296LEDDLP-***/*** | Light Emitting Diode | Omnidirectional Lamp | Edison Screw Base | Forward Phase Cut Controls | 88.9 | 3000 | 0.0015 | 95 | 76 | 84 | 0.92 | Elevated | 25000 | 0.93 | 1 |  | 0.1 | 21 | 22 | 0.16 | 0.16 | 0.16 | 0.15 | 0.02 | 0.01 | 0.25 | 0.26 | 0.26 | 0.22 | 0.03 | 0.01 | 0.18 | 0.18 | 0.19 | 0.15 | 0.02 | 0.01 | True |  | Non Federally-Regulated | 06/13/2017 |  | 07/26/2017
ACCESS LIGHTING CORPORATION | Access Lighting | 20330LEDDLP-***/*** | Light Emitting Diode | Omnidirectional Lamp | Edison Screw Base | Forward Phase Cut Controls | 88.9 | 3000 | 0.0015 | 95 | 76 | 84 | 0.92 | Elevated | 25000 | 0.93 | 1 |  | 0.1 | 21 | 22 | 0.16 | 0.16 | 0.16 | 0.15 | 0.02 | 0.01 | 0.25 | 0.26 | 0.26 | 0.22 | 0.03 | 0.01 | 0.18 | 0.18 | 0.19 | 0.15 | 0.02 | 0.01 | True |  | Non Federally-Regulated | 06/13/2017 |  | 07/26/2017
ACCESS LIGHTING CORPORATION | Access Lighting | 20355LEDDLP-***/*** | Light Emitting Diode | Omnidirectional Lamp | Edison Screw Base | Forward Phase Cut Controls | 88.9 | 3000 | 0.0015 | 95 | 76 | 84 | 0.92 | Elevated | 25000 | 0.93 | 1 |  | 0.1 | 21 | 22 | 0.16 | 0.16 | 0.16 | 0.15 | 0.02 | 0.01 | 0.25 | 0.26 | 0.26 | 0.22 | 0.03 | 0.01 | 0.18 | 0.18 | 0.19 | 0.15 | 0.02 | 0.01 | True |  | Non Federally-Regulated | 06/13/2017 |  | 07/26/2017
ACCESS LIGHTING CORPORATION | Access Lighting | 20373LEDDLP-***/*** | Light Emitting Diode | Omnidirectional Lamp | Edison Screw Base | Forward Phase Cut Controls | 88.9 | 3000 | 0.0015 | 95 | 76 | 84 | 0.92 | Elevated | 25000 | 0.93 | 1 |  | 0.1 | 21 | 22 | 0.16 | 0.16 | 0.16 | 0.15 | 0.02 | 0.01 | 0.25 | 0.26 | 0.26 | 0.22 | 0.03 | 0.01 | 0.18 | 0.18 | 0.19 | 0.15 | 0.02 | 0.01 | True |  | Non Federally-Regulated | 06/13/2017 |  | 07/26/2017
ACCESS LIGHTING CORPORATION | Access Lighting | 20389LEDDLP-***/*** | Light Emitting Diode | Omnidirectional Lamp | Edison Screw Base | Forward Phase Cut Controls | 88.9 | 3000 | 0.0015 | 95 | 76 | 84 | 0.92 | Elevated | 25000 | 0.93 | 1 |  | 0.1 | 21 | 22 | 0.16 | 0.16 | 0.16 | 0.15 | 0.02 | 0.01 | 0.25 | 0.26 | 0.26 | 0.22 | 0.03 | 0.01 | 0.18 | 0.18 | 0.19 | 0.15 | 0.02 | 0.01 | True |  | Non Federally-Regulated | 06/13/2017 |  | 07/26/2017
ACCESS LIGHTING CORPORATION | Access Lighting | 20397LEDDLP-***/*** | Light Emitting Diode | Omnidirectional Lamp | Edison Screw Base | Forward Phase Cut Controls | 88.9 | 3000 | 0.0015 | 95 | 76 | 84 | 0.92 | Elevated | 25000 | 0.93 | 1 |  | 0.1 | 21 | 22 | 0.16 | 0.16 | 0.16 | 0.15 | 0.02 | 0.01 | 0.25 | 0.26 | 0.26 | 0.22 | 0.03 | 0.01 | 0.18 | 0.18 | 0.19 | 0.15 | 0.02 | 0.01 | True |  | Non Federally-Regulated | 06/13/2017 |  | 07/26/2017
ACCESS LIGHTING CORPORATION | Access Lighting | 20449LEDDLP-***/*** | Light Emitting Diode | Omnidirectional Lamp | Edison Screw Base | Forward Phase Cut Controls | 88.9 | 3000 | 0.0015 | 95 | 76 | 84 | 0.92 | Elevated | 25000 | 0.93 | 1 |  | 0.1 | 21 | 22 | 0.16 | 0.16 | 0.16 | 0.15 | 0.02 | 0.01 | 0.25 | 0.26 | 0.26 | 0.22 | 0.03 | 0.01 | 0.18 | 0.18 | 0.19 | 0.15 | 0.02 | 0.01 | True |  | Non Federally-Regulated | 06/13/2017 |  | 07/26/2017
ACCESS LIGHTING CORPORATION | Access Lighting | 20450LEDDLP-***/*** | Light Emitting Diode | Omnidirectional Lamp | Edison Screw Base | Forward Phase Cut Controls | 88.9 | 3000 | 0.0015 | 95 | 76 | 84 | 0.92 | Elevated | 25000 | 0.93 | 1 |  | 0.1 | 21 | 22 | 0.16 | 0.16 | 0.16 | 0.15 | 0.02 | 0.01 | 0.25 | 0.26 | 0.26 | 0.22 | 0.03 | 0.01 | 0.18 | 0.18 | 0.19 | 0.15 | 0.02 | 0.01 | True |  | Non Federally-Regulated | 06/13/2017 |  | 07/26/2017
Acuity Brands Lighting | Juno | IC1ALED G4N 06LM MVOLT ZT + 440LED G4N 06LM **K 90CRI *** | Light Emitting Diode | Inseparable Luminaire | Direct Wired | Forward Phase Cut Controls | 73 | 2700 | 0.0023 | 92 | 50 | 292 | 1 | Ambient | 50000 |  |  | 50000 | 0 | 19 | 19 | 0.06 | 0 | 0 | 0 | 0 | 0 | 0.3 | 0.01 | 0.01 | 0.01 | 0 | 0 | 1 | 0.05 | 0.03 | 0.03 | 0.02 | 0.01 | True |  | Non Federally-Regulated | 02/22/2017 |  | 07/28/2017
Acuity Brands Lighting | Juno | IC1RALED G4N 06LM MVOLT ZT + 440LED G4N 06LM **K 90CRI *** | Light Emitting Diode | Inseparable Luminaire | Direct Wired | Forward Phase Cut Controls | 73 | 2700 | 0.0023 | 92 | 50 | 292 | 1 | Ambient | 50000 |  |  | 50000 | 0 | 19 | 19 | 0.06 | 0 | 0 | 0 | 0 | 0 | 0.3 | 0.01 | 0.01 | 0.01 | 0 | 0 | 1 | 0.05 | 0.03 | 0.03 | 0.02 | 0.01 | True |  | Non Federally-Regulated | 02/22/2017 |  | 07/28/2017
Acuity Brands Lighting | Juno | IC1LED G4 06LM **K 90CRI MVOLT ZT + 17 ****** | Light Emitting Diode | Inseparable Luminaire | Direct Wired | 0-10 VDC Controls | 63 | 2700 | 0.0021 | 91 | 58 | 480 | 1 | Ambient | 50000 |  |  | 50000 | 0.08 | 19 | 19 | 0.05 | 0 | 0 | 0 | 0 | 0 | 0.23 | 0.02 | 0.01 | 0.01 | 0 | 0 | 0.44 | 0.03 | 0.02 | 0.01 | 0.01 | 0.01 | True |  | Non Federally-Regulated | 02/22/2017 |  | 07/28/2017
Acuity Brands Lighting | Juno | IC1LED G4 06LM **K 90CRI MVOLT ZT + 14 ***** | Light Emitting Diode | Inseparable Luminaire | Direct Wired | 0-10 VDC Controls | 63 | 2700 | 0.0021 | 91 | 58 | 480 | 1 | Ambient | 50000 |  |  | 50000 | 0.08 | 19 | 19 | 0.05 | 0 | 0 | 0 | 0 | 0 | 0.23 | 0.02 | 0.01 | 0.01 | 0 | 0 | 0.44 | 0.03 | 0.02 | 0.01 | 0.01 | 0.01 | True |  | Non Federally-Regulated | 02/22/2017 |  | 07/28/2017
Acuity Brands Lighting | Juno | IC1LED G4 06LM **K 90CRI MVOLT ZT + 12 WWH | Light Emitting Diode | Inseparable Luminaire | Direct Wired | 0-10 VDC Controls | 61 | 2700 | 0.0021 | 91 | 58 | 480 | 1 | Ambient | 50000 |  |  | 50000 | 0.08 | 19 | 19 | 0.05 | 0 | 0 | 0 | 0 | 0 | 0.23 | 0.02 | 0.01 | 0.01 | 0 | 0 | 0.44 | 0.03 | 0.02 | 0.01 | 0.01 | 0.01 | True |  | Non Federally-Regulated | 02/22/2017 |  | 07/28/2017
Acuity Brands Lighting | Juno | IC1LED G4 06LM **K 90CRI MVOLT ZT + 41** *** | Light Emitting Diode | Inseparable Luminaire | Direct Wired | 0-10 VDC Controls | 61 | 2700 | 0.0021 | 91 | 58 | 480 | 1 | Ambient | 50000 |  |  | 50000 | 0.08 | 19 | 19 | 0.05 | 0 | 0 | 0 | 0 | 0 | 0.23 | 0.02 | 0.01 | 0.01 | 0 | 0 | 0.44 | 0.03 | 0.02 | 0.01 | 0.01 | 0.01 | True |  | Non Federally-Regulated | 02/22/2017 |  | 07/28/2017
Acuity Brands Lighting | Juno | IC1LED G4 06LM **K 90CRI MVOLT ZT + 17HYP2 ***** | Light Emitting Diode | Inseparable Luminaire | Direct Wired | 0-10 VDC Controls | 58 | 2700 | 0.0021 | 91 | 58 | 480 | 1 | Ambient | 50000 |  |  | 50000 | 0.08 | 19 | 19 | 0.05 | 0 | 0 | 0 | 0 | 0 | 0.23 | 0.02 | 0.01 | 0.01 | 0 | 0 | 0.44 | 0.03 | 0.02 | 0.01 | 0.01 | 0.01 | True |  | Non Federally-Regulated | 02/22/2017 |  | 07/28/2017
Acuity Brands Lighting | Juno | IC1LED G4 06LM **K 90CRI MVOLT ZT + 17SQ **** | Light Emitting Diode | Inseparable Luminaire | Direct Wired | 0-10 VDC Controls | 57 | 2700 | 0.0021 | 91 | 58 | 480 | 1 | Ambient | 50000 |  |  | 50000 | 0.08 | 19 | 19 | 0.05 | 0 | 0 | 0 | 0 | 0 | 0.23 | 0.02 | 0.01 | 0.01 | 0 | 0 | 0.44 | 0.03 | 0.02 | 0.01 | 0.01 | 0.01 | True |  | Non Federally-Regulated | 02/22/2017 |  | 07/28/2017
Acuity Brands Lighting | Juno | IC1LED G4 06LM **K 90CRI MVOLT ZT + 12SQ **** | Light Emitting Diode | Inseparable Luminaire | Direct Wired | 0-10 VDC Controls | 59 | 2700 | 0.0021 | 91 | 58 | 480 | 1 | Ambient | 50000 |  |  | 50000 | 0.08 | 19 | 19 | 0.05 | 0 | 0 | 0 | 0 | 0 | 0.23 | 0.02 | 0.01 | 0.01 | 0 | 0 | 0.44 | 0.03 | 0.02 | 0.01 | 0.01 | 0.01 | True |  | Non Federally-Regulated | 02/22/2017 |  | 07/28/2017
Acuity Brands Lighting | Juno | IC1RLED G4 06LM **K 90CRI MVOLT ZT + 17 ****** | Light Emitting Diode | Inseparable Luminaire | Direct Wired | 0-10 VDC Controls | 63 | 2700 | 0.0021 | 91 | 58 | 480 | 1 | Ambient | 50000 |  |  | 50000 | 0.08 | 19 | 19 | 0.05 | 0 | 0 | 0 | 0 | 0 | 0.23 | 0.02 | 0.01 | 0.01 | 0 | 0 | 0.44 | 0.03 | 0.02 | 0.01 | 0.01 | 0.01 | True |  | Non Federally-Regulated | 02/22/2017 |  | 07/28/2017
Acuity Brands Lighting | Juno | IC1RLED G4 06LM **K 90CRI MVOLT ZT + 14 ***** | Light Emitting Diode | Inseparable Luminaire | Direct Wired | 0-10 VDC Controls | 63 | 2700 | 0.0021 | 91 | 58 | 480 | 1 | Ambient | 50000 |  |  | 50000 | 0.08 | 19 | 19 | 0.05 | 0 | 0 | 0 | 0 | 0 | 0.23 | 0.02 | 0.01 | 0.01 | 0 | 0 | 0.44 | 0.03 | 0.02 | 0.01 | 0.01 | 0.01 | True |  | Non Federally-Regulated | 02/22/2017 |  | 07/28/2017
Acuity Brands Lighting | Juno | IC1RLED G4 06LM **K 90CRI MVOLT ZT + 12 WWH | Light Emitting Diode | Inseparable Luminaire | Direct Wired | 0-10 VDC Controls | 61 | 2700 | 0.0021 | 91 | 58 | 480 | 1 | Ambient | 50000 |  |  | 50000 | 0.08 | 19 | 19 | 0.05 | 0 | 0 | 0 | 0 | 0 | 0.23 | 0.02 | 0.01 | 0.01 | 0 | 0 | 0.44 | 0.03 | 0.02 | 0.01 | 0.01 | 0.01 | True |  | Non Federally-Regulated | 02/22/2017 |  | 07/28/2017
Acuity Brands Lighting | Juno | IC1RLED G4 06LM **K 90CRI MVOLT ZT + 41** *** | Light Emitting Diode | Inseparable Luminaire | Direct Wired | 0-10 VDC Controls | 61 | 2700 | 0.0021 | 91 | 58 | 480 | 1 | Ambient | 50000 |  |  | 50000 | 0.08 | 19 | 19 | 0.05 | 0 | 0 | 0 | 0 | 0 | 0.23 | 0.02 | 0.01 | 0.01 | 0 | 0 | 0.44 | 0.03 | 0.02 | 0.01 | 0.01 | 0.01 | True |  | Non Federally-Regulated | 02/22/2017 |  | 07/28/2017
Acuity Brands Lighting | Juno | IC1RLED G4 06LM **K 90CRI MVOLT ZT + 17HYP2 ***** | Light Emitting Diode | Inseparable Luminaire | Direct Wired | 0-10 VDC Controls | 58 | 2700 | 0.0021 | 91 | 58 | 480 | 1 | Ambient | 50000 |  |  | 50000 | 0.08 | 19 | 19 | 0.05 | 0 | 0 | 0 | 0 | 0 | 0.23 | 0.02 | 0.01 | 0.01 | 0 | 0 | 0.44 | 0.03 | 0.02 | 0.01 | 0.01 | 0.01 | True |  | Non Federally-Regulated | 02/22/2017 |  | 07/28/2017
Acuity Brands Lighting | Juno | IC1RLED G4 06LM **K 90CRI MVOLT ZT + 17SQ **** | Light Emitting Diode | Inseparable Luminaire | Direct Wired | 0-10 VDC Controls | 57 | 2700 | 0.0021 | 91 | 58 | 480 | 1 | Ambient | 50000 |  |  | 50000 | 0.08 | 19 | 19 | 0.05 | 0 | 0 | 0 | 0 | 0 | 0.23 | 0.02 | 0.01 | 0.01 | 0 | 0 | 0.44 | 0.03 | 0.02 | 0.01 | 0.01 | 0.01 | True |  | Non Federally-Regulated | 02/22/2017 |  | 07/28/2017
Acuity Brands Lighting | Juno | IC1RLED G4 06LM **K 90CRI MVOLT ZT + 12SQ **** | Light Emitting Diode | Inseparable Luminaire | Direct Wired | 0-10 VDC Controls | 59 | 2700 | 0.0021 | 91 | 58 | 480 | 1 | Ambient | 50000 |  |  | 50000 | 0.08 | 19 | 19 | 0.05 | 0 | 0 | 0 | 0 | 0 | 0.23 | 0.02 | 0.01 | 0.01 | 0 | 0 | 0.44 | 0.03 | 0.02 | 0.01 | 0.01 | 0.01 | True |  | Non Federally-Regulated | 02/22/2017 |  | 07/28/2017
Acuity Brands Lighting | Juno | IC1LED G4 09LM **K 90CRI MVOLT ZT + 17 ****** | Light Emitting Diode | Inseparable Luminaire | Direct Wired | 0-10 VDC Controls | 63 | 2700 | 0.0008 | 92 | 60 | 160 | 1 | Ambient | 50000 |  |  | 50000 | 0.06 | 23 | 19 | 0.04 | 0 | 0 | 0 | 0 | 0 | 0.16 | 0.01 | 0.01 | 0.01 | 0 | 0 | 0.32 | 0.02 | 0.02 | 0.01 | 0.01 | 0.01 | True |  | Non Federally-Regulated | 02/22/2017 |  | 07/28/2017
Acuity Brands Lighting | Juno | IC1LED G4 09LM **K 90CRI MVOLT ZT + 14 **** | Light Emitting Diode | Inseparable Luminaire | Direct Wired | 0-10 VDC Controls | 62 | 2700 | 0.0008 | 92 | 60 | 160 | 1 | Ambient | 50000 |  |  | 50000 | 0.06 | 23 | 19 | 0.04 | 0 | 0 | 0 | 0 | 0 | 0.16 | 0.01 | 0.01 | 0.01 | 0 | 0 | 0.32 | 0.02 | 0.02 | 0.01 | 0.01 | 0.01 | True |  | Non Federally-Regulated | 02/22/2017 |  | 07/28/2017
Acuity Brands Lighting | Juno | IC1LED G4 09LM **K 90CRI MVOLT ZT + 12 WWH | Light Emitting Diode | Inseparable Luminaire | Direct Wired | 0-10 VDC Controls | 60 | 2700 | 0.0008 | 92 | 60 | 160 | 1 | Ambient | 50000 |  |  | 50000 | 0.06 | 23 | 19 | 0.04 | 0 | 0 | 0 | 0 | 0 | 0.16 | 0.01 | 0.01 | 0.01 | 0 | 0 | 0.32 | 0.02 | 0.02 | 0.01 | 0.01 | 0.01 | True |  | Non Federally-Regulated | 02/22/2017 |  | 07/28/2017
Acuity Brands Lighting | Juno | IC1LED G4 09LM **K 90CRI MVOLT ZT + 39 ***** | Light Emitting Diode | Inseparable Luminaire | Direct Wired | 0-10 VDC Controls | 61 | 2700 | 0.0008 | 92 | 60 | 160 | 1 | Ambient | 50000 |  |  | 50000 | 0.06 | 23 | 19 | 0.04 | 0 | 0 | 0 | 0 | 0 | 0.16 | 0.01 | 0.01 | 0.01 | 0 | 0 | 0.32 | 0.02 | 0.02 | 0.01 | 0.01 | 0.01 | True |  | Non Federally-Regulated | 02/22/2017 |  | 07/28/2017
Acuity Brands Lighting | Juno | IC1LED G4 09LM **K 90CRI MVOLT ZT + 17SQ WWH | Light Emitting Diode | Inseparable Luminaire | Direct Wired | 0-10 VDC Controls | 54 | 2700 | 0.0008 | 92 | 60 | 160 | 1 | Ambient | 50000 |  |  | 50000 | 0.06 | 23 | 19 | 0.04 | 0 | 0 | 0 | 0 | 0 | 0.16 | 0.01 | 0.01 | 0.01 | 0 | 0 | 0.32 | 0.02 | 0.02 | 0.01 | 0.01 | 0.01 | True |  | Non Federally-Regulated | 02/22/2017 |  | 07/28/2017
Acuity Brands Lighting | Juno | IC1LED G4 09LM **K 90CRI MVOLT ZT + 12SQ WWH | Light Emitting Diode | Inseparable Luminaire | Direct Wired | 0-10 VDC Controls | 58 | 2700 | 0.0008 | 92 | 60 | 160 | 1 | Ambient | 50000 |  |  | 50000 | 0.06 | 23 | 19 | 0.04 | 0 | 0 | 0 | 0 | 0 | 0.16 | 0.01 | 0.01 | 0.01 | 0 | 0 | 0.32 | 0.02 | 0.02 | 0.01 | 0.01 | 0.01 | True |  | Non Federally-Regulated | 02/22/2017 |  | 07/28/2017
Acuity Brands Lighting | Juno | IC1LED G4 09LM **K 90CRI MVOLT ZT + 17HYP2 ***** | Light Emitting Diode | Inseparable Luminaire | Direct Wired | 0-10 VDC Controls | 56 | 2700 | 0.0008 | 92 | 60 | 160 | 1 | Ambient | 50000 |  |  | 50000 | 0.06 | 23 | 19 | 0.04 | 0 | 0 | 0 | 0 | 0 | 0.16 | 0.01 | 0.01 | 0.01 | 0 | 0 | 0.32 | 0.02 | 0.02 | 0.01 | 0.01 | 0.01 | True |  | Non Federally-Regulated | 02/22/2017 |  | 07/28/2017
Acuity Brands Lighting | Juno | IC1LED G4 09LM **K 90CRI MVOLT ZT + 410 ****** | Light Emitting Diode | Inseparable Luminaire | Direct Wired | 0-10 VDC Controls | 60 | 2700 | 0.0008 | 92 | 60 | 160 | 1 | Ambient | 50000 |  |  | 50000 | 0.06 | 23 | 19 | 0.04 | 0 | 0 | 0 | 0 | 0 | 0.16 | 0.01 | 0.01 | 0.01 | 0 | 0 | 0.32 | 0.02 | 0.02 | 0.01 | 0.01 | 0.01 | True |  | Non Federally-Regulated | 02/22/2017 |  | 07/28/2017
Acuity Brands Lighting | Juno | IC22*LED G4 06LM **K 90CRI MVOLT ZT + 24 WWH | Light Emitting Diode | Inseparable Luminaire | Direct Wired | 0-10 VDC Controls | 70 | 2700 | 0.0023 | 92 | 59 | 480 | 1 | Ambient | 50000 |  |  | 50000 | 0.08 | 19 | 19 | 0.05 | 0 | 0 | 0 | 0 | 0 | 0.23 | 0.02 | 0.01 | 0.01 | 0 | 0 | 0.44 | 0.03 | 0.02 | 0.01 | 0.01 | 0.01 | True |  | Non Federally-Regulated | 02/22/2017 |  | 07/28/2017
Acuity Brands Lighting | Juno | IC22*LED G4 06LM **K 90CRI MVOLT ZT + 27 ****** | Light Emitting Diode | Inseparable Luminaire | Direct Wired | 0-10 VDC Controls | 57 | 2700 | 0.0023 | 92 | 59 | 480 | 1 | Ambient | 50000 |  |  | 50000 | 0.08 | 19 | 19 | 0.05 | 0 | 0 | 0 | 0 | 0 | 0.23 | 0.02 | 0.01 | 0.01 | 0 | 0 | 0.44 | 0.03 | 0.02 | 0.01 | 0.01 | 0.01 | True |  | Non Federally-Regulated | 02/22/2017 |  | 07/28/2017
Acuity Brands Lighting | Juno | IC22*LED G4 06LM **K 90CRI MVOLT ZT + 24 B**** | Light Emitting Diode | Inseparable Luminaire | Direct Wired | 0-10 VDC Controls | 56 | 2700 | 0.0023 | 92 | 59 | 480 | 1 | Ambient | 50000 |  |  | 50000 | 0.08 | 19 | 19 | 0.05 | 0 | 0 | 0 | 0 | 0 | 0.23 | 0.02 | 0.01 | 0.01 | 0 | 0 | 0.44 | 0.03 | 0.02 | 0.01 | 0.01 | 0.01 | True |  | Non Federally-Regulated | 02/22/2017 |  | 07/28/2017
Acuity Brands Lighting | Juno | IC22*LED G4 06LM **K 90CRI MVOLT ZT + 239 WH | Light Emitting Diode | Inseparable Luminaire | Direct Wired | 0-10 VDC Controls | 53 | 2700 | 0.0023 | 92 | 59 | 480 | 1 | Ambient | 50000 |  |  | 50000 | 0.08 | 19 | 19 | 0.05 | 0 | 0 | 0 | 0 | 0 | 0.23 | 0.02 | 0.01 | 0.01 | 0 | 0 | 0.44 | 0.03 | 0.02 | 0.01 | 0.01 | 0.01 | True |  | Non Federally-Regulated | 02/22/2017 |  | 07/28/2017
Acuity Brands Lighting | Juno | IC22*LED G4 06LM **K 90CRI MVOLT ZT + 27HYP2 ***** | Light Emitting Diode | Inseparable Luminaire | Direct Wired | 0-10 VDC Controls | 65 | 2700 | 0.0023 | 92 | 59 | 480 | 1 | Ambient | 50000 |  |  | 50000 | 0.08 | 19 | 19 | 0.05 | 0 | 0 | 0 | 0 | 0 | 0.23 | 0.02 | 0.01 | 0.01 | 0 | 0 | 0.44 | 0.03 | 0.02 | 0.01 | 0.01 | 0.01 | True |  | Non Federally-Regulated | 02/22/2017 |  | 07/28/2017
Acuity Brands Lighting | Juno | IC20*LED G4 06LM **K 90CRI MVOLT ZT + 205 WWH | Light Emitting Diode | Inseparable Luminaire | Direct Wired | 0-10 VDC Controls | 60 | 2700 | 0.0023 | 92 | 59 | 480 | 1 | Ambient | 50000 |  |  | 50000 | 0.08 | 19 | 19 | 0.05 | 0 | 0 | 0 | 0 | 0 | 0.23 | 0.02 | 0.01 | 0.01 | 0 | 0 | 0.44 | 0.03 | 0.02 | 0.01 | 0.01 | 0.01 | True |  | Non Federally-Regulated | 02/22/2017 |  | 07/28/2017
Acuity Brands Lighting | Juno | IC20*LED G4 06LM **K 90CRI MVOLT ZT + 204 ****** | Light Emitting Diode | Inseparable Luminaire | Direct Wired | 0-10 VDC Controls | 47 | 2700 | 0.0023 | 92 | 59 | 480 | 1 | Ambient | 50000 |  |  | 50000 | 0.08 | 19 | 19 | 0.05 | 0 | 0 | 0 | 0 | 0 | 0.23 | 0.02 | 0.01 | 0.01 | 0 | 0 | 0.44 | 0.03 | 0.02 | 0.01 | 0.01 | 0.01 | True |  | Non Federally-Regulated | 02/22/2017 |  | 07/28/2017
Acuity Brands Lighting | Juno | IC20*LED G4 06LM **K 90CRI MVOLT ZT + 205 B**** | Light Emitting Diode | Inseparable Luminaire | Direct Wired | 0-10 VDC Controls | 45 | 2700 | 0.0023 | 92 | 59 | 480 | 1 | Ambient | 50000 |  |  | 50000 | 0.08 | 19 | 19 | 0.05 | 0 | 0 | 0 | 0 | 0 | 0.23 | 0.02 | 0.01 | 0.01 | 0 | 0 | 0.44 | 0.03 | 0.02 | 0.01 | 0.01 | 0.01 | True |  | Non Federally-Regulated | 02/22/2017 |  | 07/28/2017
Acuity Brands Lighting | Juno | IC20*LED G4 06LM **K 90CRI MVOLT ZT + 210 **** | Light Emitting Diode | Inseparable Luminaire | Direct Wired | 0-10 VDC Controls | 45 | 2700 | 0.0023 | 92 | 59 | 480 | 1 | Ambient | 50000 |  |  | 50000 | 0.08 | 19 | 19 | 0.05 | 0 | 0 | 0 | 0 | 0 | 0.23 | 0.02 | 0.01 | 0.01 | 0 | 0 | 0.44 | 0.03 | 0.02 | 0.01 | 0.01 | 0.01 | True |  | Non Federally-Regulated | 02/22/2017 |  | 07/28/2017
Acuity Brands Lighting | Juno | IC20*LED G4 06LM **K 90CRI MVOLT ZT + 204HYP2 ***** | Light Emitting Diode | Inseparable Luminaire | Direct Wired | 0-10 VDC Controls | 56 | 2700 | 0.0023 | 92 | 59 | 480 | 1 | Ambient | 50000 |  |  | 50000 | 0.08 | 19 | 19 | 0.05 | 0 | 0 | 0 | 0 | 0 | 0.23 | 0.02 | 0.01 | 0.01 | 0 | 0 | 0.44 | 0.03 | 0.02 | 0.01 | 0.01 | 0.01 | True |  | Non Federally-Regulated | 02/22/2017 |  | 07/28/2017
Acuity Brands Lighting | Juno | IC22*LED G4 09LM **K 90CRI MVOLT ZT + 24 WWH | Light Emitting Diode | Inseparable Luminaire | Direct Wired | 0-10 VDC Controls | 77 | 2700 | 0.0007 | 93 | 62 | 160 | 1 | Ambient | 50000 |  |  | 50000 | 0.06 | 23 | 19 | 0.04 | 0 | 0 | 0 | 0 | 0 | 0.19 | 0.01 | 0.01 | 0.01 | 0 | 0 | 0.42 | 0.03 | 0.02 | 0.01 | 0.01 | 0.01 | True |  | Non Federally-Regulated | 02/22/2017 |  | 07/28/2017
Acuity Brands Lighting | Juno | IC22*LED G4 09LM **K 90CRI MVOLT ZT + 27 ****** | Light Emitting Diode | Inseparable Luminaire | Direct Wired | 0-10 VDC Controls | 62 | 2700 | 0.0007 | 93 | 62 | 160 | 1 | Ambient | 50000 |  |  | 50000 | 0.06 | 23 | 19 | 0.04 | 0 | 0 | 0 | 0 | 0 | 0.19 | 0.01 | 0.01 | 0.01 | 0 | 0 | 0.42 | 0.03 | 0.02 | 0.01 | 0.01 | 0.01 | True |  | Non Federally-Regulated | 02/22/2017 |  | 07/28/2017
Acuity Brands Lighting | Juno | IC22*LED G4 09LM **K 90CRI MVOLT ZT + 24 B**** | Light Emitting Diode | Inseparable Luminaire | Direct Wired | 0-10 VDC Controls | 62 | 2700 | 0.0007 | 93 | 62 | 160 | 1 | Ambient | 50000 |  |  | 50000 | 0.06 | 23 | 19 | 0.04 | 0 | 0 | 0 | 0 | 0 | 0.19 | 0.01 | 0.01 | 0.01 | 0 | 0 | 0.42 | 0.03 | 0.02 | 0.01 | 0.01 | 0.01 | True |  | Non Federally-Regulated | 02/22/2017 |  | 07/28/2017
Acuity Brands Lighting | Juno | IC22*LED G4 09LM **K 90CRI MVOLT ZT + 239 WH | Light Emitting Diode | Inseparable Luminaire | Direct Wired | 0-10 VDC Controls | 58 | 2700 | 0.0007 | 93 | 62 | 160 | 1 | Ambient | 50000 |  |  | 50000 | 0.06 | 23 | 19 | 0.04 | 0 | 0 | 0 | 0 | 0 | 0.19 | 0.01 | 0.01 | 0.01 | 0 | 0 | 0.42 | 0.03 | 0.02 | 0.01 | 0.01 | 0.01 | True |  | Non Federally-Regulated | 02/22/2017 |  | 07/28/2017
Acuity Brands Lighting | Juno | IC22*LED G4 09LM **K 90CRI MVOLT ZT + 27HYP3 ***** | Light Emitting Diode | Inseparable Luminaire | Direct Wired | 0-10 VDC Controls | 76 | 2700 | 0.0007 | 93 | 62 | 160 | 1 | Ambient | 50000 |  |  | 50000 | 0.06 | 23 | 19 | 0.04 | 0 | 0 | 0 | 0 | 0 | 0.19 | 0.01 | 0.01 | 0.01 | 0 | 0 | 0.42 | 0.03 | 0.02 | 0.01 | 0.01 | 0.01 | True |  | Non Federally-Regulated | 02/22/2017 |  | 07/28/2017
Acuity Brands Lighting | Juno | IC20*LED G4 09LM **K 90CRI MVOLT ZT + 205 WWH | Light Emitting Diode | Inseparable Luminaire | Direct Wired | 0-10 VDC Controls | 70 | 2700 | 0.0007 | 93 | 62 | 160 | 1 | Ambient | 50000 |  |  | 50000 | 0.06 | 23 | 19 | 0.04 | 0 | 0 | 0 | 0 | 0 | 0.19 | 0.01 | 0.01 | 0.01 | 0 | 0 | 0.42 | 0.03 | 0.02 | 0.01 | 0.01 | 0.01 | True |  | Non Federally-Regulated | 02/22/2017 |  | 07/28/2017
Acuity Brands Lighting | Juno | IC20*LED G4 09LM **K 90CRI MVOLT ZT + 204 ****** | Light Emitting Diode | Inseparable Luminaire | Direct Wired | 0-10 VDC Controls | 55 | 2700 | 0.0007 | 93 | 62 | 160 | 1 | Ambient | 50000 |  |  | 50000 | 0.06 | 23 | 19 | 0.04 | 0 | 0 | 0 | 0 | 0 | 0.19 | 0.01 | 0.01 | 0.01 | 0 | 0 | 0.42 | 0.03 | 0.02 | 0.01 | 0.01 | 0.01 | True |  | Non Federally-Regulated | 02/22/2017 |  | 07/28/2017
Acuity Brands Lighting | Juno | IC20*LED G4 09LM **K 90CRI MVOLT ZT + 205 B**** | Light Emitting Diode | Inseparable Luminaire | Direct Wired | 0-10 VDC Controls | 53 | 2700 | 0.0007 | 93 | 62 | 160 | 1 | Ambient | 50000 |  |  | 50000 | 0.06 | 23 | 19 | 0.04 | 0 | 0 | 0 | 0 | 0 | 0.19 | 0.01 | 0.01 | 0.01 | 0 | 0 | 0.42 | 0.03 | 0.02 | 0.01 | 0.01 | 0.01 | True |  | Non Federally-Regulated | 02/22/2017 |  | 07/28/2017
Acuity Brands Lighting | Juno | IC20*LED G4 09LM **K 90CRI MVOLT ZT + 210 **** | Light Emitting Diode | Inseparable Luminaire | Direct Wired | 0-10 VDC Controls | 52 | 2700 | 0.0007 | 93 | 62 | 160 | 1 | Ambient | 50000 |  |  | 50000 | 0.06 | 23 | 19 | 0.04 | 0 | 0 | 0 | 0 | 0 | 0.19 | 0.01 | 0.01 | 0.01 | 0 | 0 | 0.42 | 0.03 | 0.02 | 0.01 | 0.01 | 0.01 | True |  | Non Federally-Regulated | 02/22/2017 |  | 07/28/2017
Acuity Brands Lighting | Juno | IC20*LED G4 09LM **K 90CRI MVOLT ZT + 204HYP3 ***** | Light Emitting Diode | Inseparable Luminaire | Direct Wired | 0-10 VDC Controls | 66 | 2700 | 0.0007 | 93 | 62 | 160 | 1 | Ambient | 50000 |  |  | 50000 | 0.06 | 23 | 19 | 0.04 | 0 | 0 | 0 | 0 | 0 | 0.19 | 0.01 | 0.01 | 0.01 | 0 | 0 | 0.42 | 0.03 | 0.02 | 0.01 | 0.01 | 0.01 | True |  | Non Federally-Regulated | 02/22/2017 |  | 07/28/2017
Acuity Brands Lighting | Juno | IC22LED G4 14LM **K 90CRI MVOLT ZT + 27 ****** | Light Emitting Diode | Inseparable Luminaire | Direct Wired | 0-10 VDC Controls | 53 | 2700 | 0.0006 | 93 | 66 | 160 | 1 | Ambient | 50000 |  |  | 50000 | 0.06 | 21 | 21 | 0.06 | 0 | 0 | 0 | 0 | 0 | 0.25 | 0.02 | 0.01 | 0.01 | 0.01 | 0 | 0.56 | 0.03 | 0.02 | 0.01 | 0.01 | 0.01 | True |  | Non Federally-Regulated | 02/22/2017 |  | 07/28/2017
Acuity Brands Lighting | Juno | IC22LED G4 14LM **K 90CRI MVOLT ZT + 27HYP3 ****** | Light Emitting Diode | Inseparable Luminaire | Direct Wired | 0-10 VDC Controls | 60 | 2700 | 0.0006 | 93 | 66 | 160 | 1 | Ambient | 50000 |  |  | 50000 | 0.06 | 21 | 21 | 0.06 | 0 | 0 | 0 | 0 | 0 | 0.25 | 0.02 | 0.01 | 0.01 | 0.01 | 0 | 0.56 | 0.03 | 0.02 | 0.01 | 0.01 | 0.01 | True |  | Non Federally-Regulated | 02/22/2017 |  | 07/28/2017
Acuity Brands Lighting | Juno | IC22LED G4 14LM **K 90CRI MVOLT ZT + 24 ***** | Light Emitting Diode | Inseparable Luminaire | Direct Wired | 0-10 VDC Controls | 53 | 2700 | 0.0006 | 93 | 66 | 160 | 1 | Ambient | 50000 |  |  | 50000 | 0.06 | 21 | 21 | 0.06 | 0 | 0 | 0 | 0 | 0 | 0.25 | 0.02 | 0.01 | 0.01 | 0.01 | 0 | 0.56 | 0.03 | 0.02 | 0.01 | 0.01 | 0.01 | True |  | Non Federally-Regulated | 02/22/2017 |  | 07/28/2017
Acuity Brands Lighting | Juno | IC22LED G4 14LM **K 90CRI MVOLT ZT + 239 WH | Light Emitting Diode | Inseparable Luminaire | Direct Wired | 0-10 VDC Controls | 50 | 2700 | 0.0006 | 93 | 66 | 160 | 1 | Ambient | 50000 |  |  | 50000 | 0.06 | 21 | 21 | 0.06 | 0 | 0 | 0 | 0 | 0 | 0.25 | 0.02 | 0.01 | 0.01 | 0.01 | 0 | 0.56 | 0.03 | 0.02 | 0.01 | 0.01 | 0.01 | True |  | Non Federally-Regulated | 02/22/2017 |  | 07/28/2017
Acuity Brands Lighting | Juno | IC20LED G4 14LM **K 90CRI MVOLT ZT + 240 ****** | Light Emitting Diode | Inseparable Luminaire | Direct Wired | 0-10 VDC Controls | 47 | 2700 | 0.0006 | 93 | 66 | 160 | 1 | Ambient | 50000 |  |  | 50000 | 0.06 | 21 | 21 | 0.06 | 0 | 0 | 0 | 0 | 0 | 0.25 | 0.02 | 0.01 | 0.01 | 0.01 | 0 | 0.56 | 0.03 | 0.02 | 0.01 | 0.01 | 0.01 | True |  | Non Federally-Regulated | 02/22/2017 |  | 07/28/2017
Acuity Brands Lighting | Juno | IC20LED G4 14LM **K 90CRI MVOLT ZT + 204HYP3 ***** | Light Emitting Diode | Inseparable Luminaire | Direct Wired | 0-10 VDC Controls | 55 | 2700 | 0.0006 | 93 | 66 | 160 | 1 | Ambient | 50000 |  |  | 50000 | 0.06 | 21 | 21 | 0.06 | 0 | 0 | 0 | 0 | 0 | 0.25 | 0.02 | 0.01 | 0.01 | 0.01 | 0 | 0.56 | 0.03 | 0.02 | 0.01 | 0.01 | 0.01 | True |  | Non Federally-Regulated | 02/22/2017 |  | 07/28/2017
Acuity Brands Lighting | Juno | IC20LED G4 14LM **K 90CRI MVOLT ZT + 205 ***** | Light Emitting Diode | Inseparable Luminaire | Direct Wired | 0-10 VDC Controls | 45 | 2700 | 0.0006 | 93 | 66 | 160 | 1 | Ambient | 50000 |  |  | 50000 | 0.06 | 21 | 21 | 0.06 | 0 | 0 | 0 | 0 | 0 | 0.25 | 0.02 | 0.01 | 0.01 | 0.01 | 0 | 0.56 | 0.03 | 0.02 | 0.01 | 0.01 | 0.01 | True |  | Non Federally-Regulated | 02/22/2017 |  | 07/28/2017
Acuity Brands Lighting | Juno | IC20LED G4 14LM **K 90CRI MVOLT ZT + 210 **** | Light Emitting Diode | Inseparable Luminaire | Direct Wired | 0-10 VDC Controls | 45 | 2700 | 0.0006 | 93 | 66 | 160 | 1 | Ambient | 50000 |  |  | 50000 | 0.06 | 21 | 21 | 0.06 | 0 | 0 | 0 | 0 | 0 | 0.25 | 0.02 | 0.01 | 0.01 | 0.01 | 0 | 0.56 | 0.03 | 0.02 | 0.01 | 0.01 | 0.01 | True |  | Non Federally-Regulated | 02/22/2017 |  | 07/28/2017
Acuity Brands Lighting | Juno | IC926LED G4 09LM **K 90CRI MVOLT ZT + 620 **** | Light Emitting Diode | Inseparable Luminaire | Direct Wired | 0-10 VDC Controls | 50 | 2700 | 0.0011 | 92 | 66 | 160 | 1 | Ambient | 50000 |  |  | 50000 | 0.06 | 21 | 19 | 0.06 | 0 | 0 | 0 | 0 | 0 | 0.25 | 0.02 | 0.01 | 0.01 | 0.01 | 0 | 0.56 | 0.03 | 0.02 | 0.01 | 0.01 | 0.01 | True |  | Non Federally-Regulated | 02/22/2017 |  | 07/28/2017
Acuity Brands Lighting | Juno | IC926LED G4 09LM **K 90CRI MVOLT ZT + 614 **** | Light Emitting Diode | Inseparable Luminaire | Direct Wired | 0-10 VDC Controls | 49 | 2700 | 0.0011 | 92 | 66 | 160 | 1 | Ambient | 50000 |  |  | 50000 | 0.06 | 21 | 19 | 0.06 | 0 | 0 | 0 | 0 | 0 | 0.25 | 0.02 | 0.01 | 0.01 | 0.01 | 0 | 0.56 | 0.03 | 0.02 | 0.01 | 0.01 | 0.01 | True |  | Non Federally-Regulated | 02/22/2017 |  | 07/28/2017
Acuity Brands Lighting | Juno | IC928LED G4 09LM **K 90CRI MVOLT ZT + 602 **** | Light Emitting Diode | Inseparable Luminaire | Direct Wired | 0-10 VDC Controls | 51 | 2700 | 0.0011 | 92 | 66 | 160 | 1 | Ambient | 50000 |  |  | 50000 | 0.06 | 21 | 19 | 0.06 | 0 | 0 | 0 | 0 | 0 | 0.25 | 0.02 | 0.01 | 0.01 | 0.01 | 0 | 0.56 | 0.03 | 0.02 | 0.01 | 0.01 | 0.01 | True |  | Non Federally-Regulated | 02/22/2017 |  | 07/28/2017
Acuity Brands Lighting | Juno | IC928LED G4 09LM **K 90CRI MVOLT ZT + 604 **** | Light Emitting Diode | Inseparable Luminaire | Direct Wired | 0-10 VDC Controls | 50 | 2700 | 0.0011 | 92 | 66 | 160 | 1 | Ambient | 50000 |  |  | 50000 | 0.06 | 21 | 19 | 0.06 | 0 | 0 | 0 | 0 | 0 | 0.25 | 0.02 | 0.01 | 0.01 | 0.01 | 0 | 0.56 | 0.03 | 0.02 | 0.01 | 0.01 | 0.01 | True |  | Non Federally-Regulated | 02/22/2017 |  | 07/28/2017
Acuity Brands Lighting | Juno | IC926LED G4 14LM **K 90CRI MVOLT ZT + 620 **** | Light Emitting Diode | Inseparable Luminaire | Direct Wired | 0-10 VDC Controls | 60 | 2700 | 0.0006 | 93 | 66 | 160 | 1 | Ambient | 50000 |  |  | 50000 | 0.06 | 21 | 21 | 0.06 | 0 | 0 | 0 | 0 | 0 | 0.25 | 0.02 | 0.01 | 0.01 | 0.01 | 0 | 0.56 | 0.03 | 0.02 | 0.01 | 0.01 | 0.01 | True |  | Non Federally-Regulated | 02/22/2017 |  | 07/28/2017
Acuity Brands Lighting | Juno | IC926LED G4 14LM **K 90CRI MVOLT ZT + 614 **** | Light Emitting Diode | Inseparable Luminaire | Direct Wired | 0-10 VDC Controls | 59 | 2700 | 0.0006 | 93 | 66 | 160 | 1 | Ambient | 50000 |  |  | 50000 | 0.06 | 21 | 21 | 0.06 | 0 | 0 | 0 | 0 | 0 | 0.25 | 0.02 | 0.01 | 0.01 | 0.01 | 0 | 0.56 | 0.03 | 0.02 | 0.01 | 0.01 | 0.01 | True |  | Non Federally-Regulated | 02/22/2017 |  | 07/28/2017
Acuity Brands Lighting | Juno | IC928LED G4 14LM **K 90CRI MVOLT ZT + 602 **** | Light Emitting Diode | Inseparable Luminaire | Direct Wired | 0-10 VDC Controls | 62 | 2700 | 0.0006 | 93 | 66 | 160 | 1 | Ambient | 50000 |  |  | 50000 | 0.06 | 21 | 21 | 0.06 | 0 | 0 | 0 | 0 | 0 | 0.25 | 0.02 | 0.01 | 0.01 | 0.01 | 0 | 0.56 | 0.03 | 0.02 | 0.01 | 0.01 | 0.01 | True |  | Non Federally-Regulated | 02/22/2017 |  | 07/28/2017
Acuity Brands Lighting | Juno | IC928LED G4 14LM **K 90CRI MVOLT ZT + 604 **** | Light Emitting Diode | Inseparable Luminaire | Direct Wired | 0-10 VDC Controls | 60 | 2700 | 0.0006 | 93 | 66 | 160 | 1 | Ambient | 50000 |  |  | 50000 | 0.06 | 21 | 21 | 0.06 | 0 | 0 | 0 | 0 | 0 | 0.25 | 0.02 | 0.01 | 0.01 | 0.01 | 0 | 0.56 | 0.03 | 0.02 | 0.01 | 0.01 | 0.01 | True |  | Non Federally-Regulated | 02/22/2017 |  | 07/28/2017
Shenzhen Jiangjing Lighting Co.,Ltd. | Shenzhen Jiangjing Lighting Co.,Ltd. | PL-40W-66-28-TG-07(3000K) | Light Emitting Diode | Directional Lamp | Direct Wired | 0-10 VDC Controls | 104 | 3006 | 0 | 93 | 62 | 396 | 1 | Ambient | 50000 | 1 | 1 |  | 0.09 | 18 | 18 | 0 | 0 | 0 | 0 | 0 | 0 | 0 | 0 | 0 | 0 | 0 | 0 | 0 | 0 | 0 | 0 | 0 | 0 | True |  | Non Federally-Regulated | 07/28/2017 |  | 07/31/2017
Shenzhen Jiangjing Lighting Co.,Ltd. | Shenzhen Jiangjing Lighting Co.,Ltd. | PL-50W-126-28-TG-05(3000K) | Light Emitting Diode | Directional Lamp | Direct Wired | 0-10 VDC Controls | 103 | 3037 | 0 | 94 | 64 | 392 | 1 | Ambient | 50000 | 1 | 1 |  | 0.1 | 18 | 18 | 0 | 0 | 0 | 0 | 0 | 0 | 0 | 0 | 0 | 0 | 0 | 0 | 0.06 | 0.06 | 0.06 | 0.06 | 0.06 | 0.06 | True |  | Non Federally-Regulated | 07/28/2017 |  | 07/31/2017
GO GO LIGHTING INC | GOGO LIGHTING, INC | 20090 | Light Emitting Diode | Omnidirectional Lamp | Direct Wired | Reverse Phase Cut Controls | 52 | 3055 | 0 | 92 | 60 | 12 | 1 | Ambient | 25000 | 0.98 | 1 |  | 0.1 | 19 | 19 | 0.16 | 0.16 | 0.15 | 0.14 | 0 | 0 | 0.06 | 0.06 | 0.06 | 0.05 | 0 | 0 | 0.04 | 0.04 | 0.04 | 0.03 | 0 | 0 | True |  | Non Federally-Regulated | 07/24/2017 |  | 07/31/2017
Kichler Lighting | Kichler Lighting | 43855WHLED27 | Light Emitting Diode | Inseparable Luminaire | Direct Wired | Forward Phase Cut Controls | 64.3 | 2682 | 0.001 | 93 | 60 | 178 | 0.95 | Ambient | 60000 |  |  | 60000 | 0.01 | 16 | 16 | 0.02 | 0.02 | 0.02 | 0.02 | 0 | 0 | 0.04 | 0.04 | 0.04 | 0.03 | 0 | 0 | 0.05 | 0.05 | 0.03 | 0.01 | 0 | 0 | True |  | Non Federally-Regulated | 06/13/2017 |  | 08/04/2017
Cooper Lighting Solutions LLC (formerly Eaton) | Halo | SLD606927** | Light Emitting Diode | Inseparable Luminaire | Quick Connect | Forward Phase Cut Controls | 57 | 2662 | -0.0023 | 95 | 63 | 58 | 1 | Elevated | 50000 |  |  | 50000 | 0.05 | 21 | 22 | 0.06 | 0.06 | 0.06 | 0.06 | 0.01 | 0 | 0.24 | 0.23 | 0.23 | 0.2 | 0.04 | 0 | 0.25 | 0.25 | 0.25 | 0.2 | 0.04 | 0 | True |  | Non Federally-Regulated | 03/22/2017 |  | 08/11/2017
Cooper Lighting Solutions LLC (formerly Eaton) | Halo | SLD606930** | Light Emitting Diode | Inseparable Luminaire | Quick Connect | Forward Phase Cut Controls | 57 | 3000 | -0.0023 | 95 | 63 | 58 | 1 | Elevated | 50000 |  |  | 50000 | 0.05 | 21 | 22 | 0.06 | 0.06 | 0.06 | 0.06 | 0.01 | 0 | 0.24 | 0.23 | 0.23 | 0.2 | 0.04 | 0 | 0.25 | 0.25 | 0.25 | 0.2 | 0.04 | 0 | True |  | Non Federally-Regulated | 03/22/2017 |  | 08/11/2017
Cooper Lighting Solutions LLC (formerly Eaton) | Halo | SLD606935** | Light Emitting Diode | Inseparable Luminaire | Quick Connect | Forward Phase Cut Controls | 57 | 3500 | -0.0023 | 95 | 63 | 58 | 1 | Elevated | 50000 |  |  | 50000 | 0.05 | 21 | 22 | 0.06 | 0.06 | 0.06 | 0.06 | 0.01 | 0 | 0.24 | 0.23 | 0.23 | 0.2 | 0.04 | 0 | 0.25 | 0.25 | 0.25 | 0.2 | 0.04 | 0 | True |  | Non Federally-Regulated | 03/22/2017 |  | 08/11/2017
Cooper Lighting Solutions LLC (formerly Eaton) | Halo | SLD606940** | Light Emitting Diode | Inseparable Luminaire | Quick Connect | Forward Phase Cut Controls | 57 | 4000 | -0.0023 | 95 | 63 | 58 | 1 | Elevated | 50000 |  |  | 50000 | 0.05 | 21 | 22 | 0.06 | 0.06 | 0.06 | 0.06 | 0.01 | 0 | 0.24 | 0.23 | 0.23 | 0.2 | 0.04 | 0 | 0.25 | 0.25 | 0.25 | 0.2 | 0.04 | 0 | True |  | Non Federally-Regulated | 03/22/2017 |  | 08/11/2017
Cooper Lighting Solutions LLC (formerly Eaton) | Halo | SLD606927** | Light Emitting Diode | Inseparable Luminaire | Quick Connect | Reverse Phase Cut Controls | 57 | 2662 | -0.0023 | 95 | 63 | 58 | 1 | Elevated | 50000 |  |  | 50000 | 0.05 | 21 | 22 | 0.16 | 0.15 | 0.15 | 0.14 | 0.04 | 0 | 0.18 | 0.17 | 0.17 | 0.15 | 0.03 | 0.01 | 0.16 | 0.15 | 0.15 | 0.12 | 0.2 | 0 | True |  | Non Federally-Regulated | 12/08/2016 |  | 08/11/2017
Cooper Lighting Solutions LLC (formerly Eaton) | Halo | SLD606930** | Light Emitting Diode | Inseparable Luminaire | Quick Connect | Reverse Phase Cut Controls | 57 | 3000 | -0.0023 | 95 | 63 | 58 | 1 | Elevated | 50000 |  |  | 50000 | 0.05 | 21 | 22 | 0.16 | 0.15 | 0.15 | 0.14 | 0.04 | 0 | 0.18 | 0.17 | 0.17 | 0.15 | 0.03 | 0.01 | 0.16 | 0.15 | 0.15 | 0.12 | 0.2 | 0 | True |  | Non Federally-Regulated | 12/08/2016 |  | 08/11/2017
Cooper Lighting Solutions LLC (formerly Eaton) | Halo | SLD606935** | Light Emitting Diode | Inseparable Luminaire | Quick Connect | Reverse Phase Cut Controls | 57 | 3500 | -0.0023 | 95 | 63 | 58 | 1 | Elevated | 50000 |  |  | 50000 | 0.05 | 21 | 22 | 0.16 | 0.15 | 0.15 | 0.14 | 0.04 | 0 | 0.18 | 0.17 | 0.17 | 0.15 | 0.03 | 0.01 | 0.16 | 0.15 | 0.15 | 0.12 | 0.2 | 0 | True |  | Non Federally-Regulated | 12/08/2016 |  | 08/11/2017
Cooper Lighting Solutions LLC (formerly Eaton) | Halo | SLD606940** | Light Emitting Diode | Inseparable Luminaire | Quick Connect | Reverse Phase Cut Controls | 57 | 4000 | -0.0023 | 95 | 63 | 58 | 1 | Elevated | 50000 |  |  | 50000 | 0.05 | 21 | 22 | 0.16 | 0.15 | 0.15 | 0.14 | 0.04 | 0 | 0.18 | 0.17 | 0.17 | 0.15 | 0.03 | 0.01 | 0.16 | 0.15 | 0.15 | 0.12 | 0.2 | 0 | True |  | Non Federally-Regulated | 12/08/2016 |  | 08/11/2017
Cooper Lighting Solutions LLC (formerly Eaton) | Halo | SLD405927** | Light Emitting Diode | Inseparable Luminaire | Quick Connect | Forward Phase Cut Controls | 59.3 | 2715 | -0.0018 | 94 | 59 | 58 | 1 | Elevated | 50000 |  |  | 50000 | 0.05 | 20 | 22 | 0.06 | 0.06 | 0.06 | 0.06 | 0.01 | 0 | 0.21 | 0.21 | 0.2 | 0.18 | 0.04 | 0 | 0.21 | 0.21 | 0.21 | 0.16 | 0.03 | 0 | True |  | Non Federally-Regulated | 03/22/2017 |  | 08/11/2017
Cooper Lighting Solutions LLC (formerly Eaton) | Halo | SLD405930** | Light Emitting Diode | Inseparable Luminaire | Quick Connect | Forward Phase Cut Controls | 59.3 | 3000 | -0.0018 | 94 | 59 | 58 | 1 | Elevated | 50000 |  |  | 50000 | 0.05 | 20 | 22 | 0.06 | 0.06 | 0.06 | 0.06 | 0.01 | 0 | 0.21 | 0.21 | 0.2 | 0.18 | 0.04 | 0 | 0.21 | 0.21 | 0.21 | 0.16 | 0.03 | 0 | True |  | Non Federally-Regulated | 03/22/2017 |  | 08/11/2017
Cooper Lighting Solutions LLC (formerly Eaton) | Halo | SLD405935** | Light Emitting Diode | Inseparable Luminaire | Quick Connect | Forward Phase Cut Controls | 59.3 | 3500 | -0.0018 | 94 | 59 | 58 | 1 | Elevated | 50000 |  |  | 50000 | 0.05 | 20 | 22 | 0.06 | 0.06 | 0.06 | 0.06 | 0.01 | 0 | 0.21 | 0.21 | 0.2 | 0.18 | 0.04 | 0 | 0.21 | 0.21 | 0.21 | 0.16 | 0.03 | 0 | True |  | Non Federally-Regulated | 03/22/2017 |  | 08/11/2017
Cooper Lighting Solutions LLC (formerly Eaton) | Halo | SLD405940** | Light Emitting Diode | Inseparable Luminaire | Quick Connect | Forward Phase Cut Controls | 59.3 | 4000 | -0.0018 | 94 | 59 | 58 | 1 | Elevated | 50000 |  |  | 50000 | 0.05 | 20 | 22 | 0.06 | 0.06 | 0.06 | 0.06 | 0.01 | 0 | 0.21 | 0.21 | 0.2 | 0.18 | 0.04 | 0 | 0.21 | 0.21 | 0.21 | 0.16 | 0.03 | 0 | True |  | Non Federally-Regulated | 03/22/2017 |  | 08/11/2017
Cooper Lighting Solutions LLC (formerly Eaton) | Halo | SLD405927** | Light Emitting Diode | Inseparable Luminaire | Quick Connect | Reverse Phase Cut Controls | 59.3 | 2715 | -0.0018 | 94 | 59 | 58 | 1 | Elevated | 50000 |  |  | 50000 | 0.05 | 20 | 22 | 0.15 | 0.14 | 0.14 | 0.13 | 0.03 | 0 | 0.16 | 0.15 | 0.14 | 0.13 | 0.03 | 0 | 0.15 | 0.15 | 0.15 | 0.11 | 0.02 | 0 | True |  | Non Federally-Regulated | 12/12/2016 |  | 08/11/2017
Cooper Lighting Solutions LLC (formerly Eaton) | Halo | SLD405930** | Light Emitting Diode | Inseparable Luminaire | Quick Connect | Reverse Phase Cut Controls | 59.3 | 3000 | -0.0018 | 94 | 59 | 58 | 1 | Elevated | 50000 |  |  | 50000 | 0.05 | 20 | 22 | 0.15 | 0.14 | 0.14 | 0.13 | 0.03 | 0 | 0.16 | 0.15 | 0.14 | 0.13 | 0.03 | 0 | 0.15 | 0.15 | 0.15 | 0.11 | 0.02 | 0 | True |  | Non Federally-Regulated | 12/12/2016 |  | 08/11/2017
Cooper Lighting Solutions LLC (formerly Eaton) | Halo | SLD405935** | Light Emitting Diode | Inseparable Luminaire | Quick Connect | Reverse Phase Cut Controls | 59.3 | 3500 | -0.0018 | 94 | 59 | 58 | 1 | Elevated | 50000 |  |  | 50000 | 0.05 | 20 | 22 | 0.15 | 0.14 | 0.14 | 0.13 | 0.03 | 0 | 0.16 | 0.15 | 0.14 | 0.13 | 0.03 | 0 | 0.15 | 0.15 | 0.15 | 0.11 | 0.02 | 0 | True |  | Non Federally-Regulated | 12/12/2016 |  | 08/11/2017
Cooper Lighting Solutions LLC (formerly Eaton) | Halo | SLD405940** | Light Emitting Diode | Inseparable Luminaire | Quick Connect | Reverse Phase Cut Controls | 59.3 | 4000 | -0.0018 | 94 | 59 | 58 | 1 | Elevated | 50000 |  |  | 50000 | 0.05 | 20 | 22 | 0.15 | 0.14 | 0.14 | 0.13 | 0.03 | 0 | 0.16 | 0.15 | 0.14 | 0.13 | 0.03 | 0 | 0.15 | 0.15 | 0.15 | 0.11 | 0.02 | 0 | True |  | Non Federally-Regulated | 12/12/2016 |  | 08/11/2017
NINGBO VEALITE ILLUMINATION CO.,LTD | Vealite | 5.5RLEXX120YDZDH | Light Emitting Diode | Light Engine | Direct Wired | Forward Phase Cut Controls | 70.2 | 2722 | 0.0014 | 93 | 61 | 42 | 0.99 | Ambient | 40000 | 0.984 | 1 |  | 0.1 | 16 | 17 | 0.28 | 0.27 | 0.26 | 0.24 | 0.07 | 0.02 | 0.28 | 0.28 | 0.28 | 0.23 | 0.08 | 0.02 | 0.17 | 0.16 | 0.14 | 0.04 | 0.01 | 0 | True |  | Non Federally-Regulated | 02/22/2017 |  | 08/11/2017
NINGBO VEALITE ILLUMINATION CO.,LTD | Vealite | 7RLEXX120YDZDH | Light Emitting Diode | Light Engine | Direct Wired | Forward Phase Cut Controls | 72.8 | 2722 | 0.0009 | 93 | 60 | 50 | 0.99 | Ambient | 40000 | 0.973 | 1 |  | 0.1 | 16 | 18 | 0.09 | 0.09 | 0.09 | 0.08 | 0.02 | 0.01 | 0.25 | 0.22 | 0.21 | 0.17 | 0.04 | 0.01 | 0.26 | 0.21 | 0.2 | 0.15 | 0.05 | 0.02 | True |  | Non Federally-Regulated | 02/22/2017 |  | 08/11/2017
WAC Lighting Co. | dweLED | PD-87720-** | Light Emitting Diode | Inseparable Luminaire | Direct Wired | Reverse Phase Cut Controls | 62.3 | 2889 | -0.0021 | 94 | 64 | 496 | 0.96 | Ambient | 36000 | 0.973 | 1 |  | 0 | 23 | 23 | 0.14 | 0.13 | 0.13 | 0.13 | 0 | 0 | 0.22 | 0.22 | 0.22 | 0.19 | 0.02 | 0 | 0 | 0 | 0 | 0 | 0 | 0 | True |  | Non Federally-Regulated | 06/01/2017 |  | 08/15/2017
WAC Lighting Co. | dweLED | WS-W37612-** | Light Emitting Diode | Inseparable Luminaire | Direct Wired | Reverse Phase Cut Controls | 49.9 | 3099 | -0.0016 | 92 | 55 | 422 | 0.95 | Ambient | 49500 | 0.967 | 1 |  | 0 | 21 | 22 | 0.09 | 0.09 | 0.09 | 0.09 | 0 | 0 | 0.17 | 0.16 | 0.17 | 0.14 | 0.02 | 0 | 0 | 0 | 0 | 0 | 0 | 0 | True |  | Non Federally-Regulated | 06/19/2017 |  | 08/15/2017
WAC Lighting Co. | dweLED | WS-W37617-** | Light Emitting Diode | Inseparable Luminaire | Direct Wired | Reverse Phase Cut Controls | 49.4 | 3108 | -0.0019 | 92 | 56 | 388 | 0.96 | Ambient | 49500 | 0.967 | 1 |  | 0 | 20 | 21 | 0.1 | 0.09 | 0.09 | 0.09 | 0 | 0 | 0.17 | 0.17 | 0.17 | 0.14 | 0.02 | 0 | 0 | 0 | 0 | 0 | 0 | 0 | True |  | Non Federally-Regulated | 06/19/2017 |  | 08/15/2017
WAC Lighting Co. | Modern Forms | WS-32714-** | Light Emitting Diode | Light Engine | Direct Wired | Reverse Phase Cut Controls | 46.2 | 3004 | -0.002 | 91 | 53 | 446 | 0.97 | Ambient | 49500 | 0.966 | 1 |  | 0 | 21 | 21 | 0.1 | 0.09 | 0.09 | 0.09 | 0 | 0 | 0.18 | 0.17 | 0.17 | 0.14 | 0.02 | 0 | 0 | 0 | 0 | 0 | 0 | 0 | True |  | Non Federally-Regulated | 06/19/2017 |  | 08/15/2017
WAC Lighting Co. | Modern Forms | PD-49712-** | Light Emitting Diode | Light Engine | Direct Wired | Reverse Phase Cut Controls | 74.4 | 3011 | -0.0012 | 92 | 69 | 368 | 0.99 | Ambient | 49500 | 0.981 | 1 |  | 0 | 23 | 23 | 0.01 | 0 | 0.01 | 0 | 0 | 0 | 0.03 | 0.01 | 0.01 | 0.01 | 0.01 | 0 | 0 | 0 | 0 | 0 | 0 | 0 | True |  | Non Federally-Regulated | 06/29/2017 |  | 08/15/2017
LES PRODUITS FLEURCO PRODUCTS INC | FLEURCO | MHA2436 | Light Emitting Diode | Inseparable Luminaire | Direct Wired | Forward Phase Cut Controls | 53 | 3500 | 0.0018 | 90 | 63 | 319 | 0.99 | Ambient | 20000 |  |  | 99999 | 0.1 | 22 | 23 | 0 | 0 | 0 | 0 | 0 | 0 | 0 | 0 | 0 | 0 | 0 | 0 | 1 | 1 | 0.99 | 0.01 | 0 | 0 | True |  | Non Federally-Regulated | 08/07/2017 |  | 08/21/2017
Lutron Electronics Co., Inc. | Finire | FDT3RIHO****F1**XXRTD00**XXXX | Light Emitting Diode | Inseparable Luminaire | Direct Wired | Direct Digital Controls | 52.9 | 2789 | 0.0003 | 98 | 92 | 444 | 0.98 | Ambient | 50000 |  |  | 55000 | 0.01 | 20 | 23 | 0.04 | 0.01 | 0 | 0 | 0 | 0 | 0.01 | 0 | 0 | 0 | 0 | 0 | 0.01 | 0 | 0 | 0 | 0 | 0 | True |  | Non Federally-Regulated | 05/17/2017 |  | 08/25/2017
Lutron Electronics Co., Inc. | Finire | FDT3RIHO****F1**XXRTD00**SOXX | Light Emitting Diode | Inseparable Luminaire | Direct Wired | Direct Digital Controls | 52.9 | 2789 | 0.0003 | 98 | 92 | 444 | 0.98 | Ambient | 50000 |  |  | 55000 | 0.01 | 20 | 23 | 0.04 | 0.01 | 0 | 0 | 0 | 0 | 0.01 | 0 | 0 | 0 | 0 | 0 | 0.01 | 0 | 0 | 0 | 0 | 0 | True |  | Non Federally-Regulated | 05/17/2017 |  | 08/25/2017
Lutron Electronics Co., Inc. | Finire | FDT3RIHO****F1**PLRTD00**XXXX | Light Emitting Diode | Inseparable Luminaire | Direct Wired | Direct Digital Controls | 52.9 | 2789 | 0.0003 | 98 | 92 | 444 | 0.98 | Ambient | 50000 |  |  | 55000 | 0.01 | 20 | 23 | 0.04 | 0.01 | 0 | 0 | 0 | 0 | 0.01 | 0 | 0 | 0 | 0 | 0 | 0.01 | 0 | 0 | 0 | 0 | 0 | True |  | Non Federally-Regulated | 05/17/2017 |  | 08/25/2017
Lutron Electronics Co., Inc. | Finire | FDT3RIHO****F1**PLRTD00**SOXX | Light Emitting Diode | Inseparable Luminaire | Direct Wired | Direct Digital Controls | 52.9 | 2789 | 0.0003 | 98 | 92 | 444 | 0.98 | Ambient | 50000 |  |  | 55000 | 0.01 | 20 | 23 | 0.04 | 0.01 | 0 | 0 | 0 | 0 | 0.01 | 0 | 0 | 0 | 0 | 0 | 0.01 | 0 | 0 | 0 | 0 | 0 | True |  | Non Federally-Regulated | 05/17/2017 |  | 08/25/2017
Lutron Electronics Co., Inc. | Finire | FDT3RIHO****F1**TWRTD00**XXXX | Light Emitting Diode | Inseparable Luminaire | Direct Wired | Direct Digital Controls | 52.9 | 2789 | 0.0003 | 98 | 92 | 444 | 0.98 | Ambient | 50000 |  |  | 55000 | 0.01 | 20 | 23 | 0.04 | 0.01 | 0 | 0 | 0 | 0 | 0.01 | 0 | 0 | 0 | 0 | 0 | 0.01 | 0 | 0 | 0 | 0 | 0 | True |  | Non Federally-Regulated | 05/17/2017 |  | 08/25/2017
Lutron Electronics Co., Inc. | Finire | FDT3RIHO****F1**TWRTD00**SOXX | Light Emitting Diode | Inseparable Luminaire | Direct Wired | Direct Digital Controls | 52.9 | 2789 | 0.0003 | 98 | 92 | 444 | 0.98 | Ambient | 50000 |  |  | 55000 | 0.01 | 20 | 23 | 0.04 | 0.01 | 0 | 0 | 0 | 0 | 0.01 | 0 | 0 | 0 | 0 | 0 | 0.01 | 0 | 0 | 0 | 0 | 0 | True |  | Non Federally-Regulated | 05/17/2017 |  | 08/25/2017
Lutron Electronics Co., Inc. | Finire | FDZ3RIHO****F1**XXRZD00**XXXX | Light Emitting Diode | Inseparable Luminaire | Direct Wired | Direct Digital Controls | 52.9 | 2789 | 0.0003 | 98 | 92 | 444 | 0.98 | Ambient | 50000 |  |  | 55000 | 0.01 | 20 | 23 | 0.04 | 0.01 | 0 | 0 | 0 | 0 | 0.01 | 0 | 0 | 0 | 0 | 0 | 0.01 | 0 | 0 | 0 | 0 | 0 | True |  | Non Federally-Regulated | 05/17/2017 |  | 08/25/2017
Lutron Electronics Co., Inc. | Finire | FDZ3RIHO****F1**XXRZD00**SOXX | Light Emitting Diode | Inseparable Luminaire | Direct Wired | Direct Digital Controls | 52.9 | 2789 | 0.0003 | 98 | 92 | 444 | 0.98 | Ambient | 50000 |  |  | 55000 | 0.01 | 20 | 23 | 0.04 | 0.01 | 0 | 0 | 0 | 0 | 0.01 | 0 | 0 | 0 | 0 | 0 | 0.01 | 0 | 0 | 0 | 0 | 0 | True |  | Non Federally-Regulated | 05/17/2017 |  | 08/25/2017
Lutron Electronics Co., Inc. | Finire | FDZ3RIHO****F1**PLRZD00**XXXX | Light Emitting Diode | Inseparable Luminaire | Direct Wired | Direct Digital Controls | 52.9 | 2789 | 0.0003 | 98 | 92 | 444 | 0.98 | Ambient | 50000 |  |  | 55000 | 0.01 | 20 | 23 | 0.04 | 0.01 | 0 | 0 | 0 | 0 | 0.01 | 0 | 0 | 0 | 0 | 0 | 0.01 | 0 | 0 | 0 | 0 | 0 | True |  | Non Federally-Regulated | 05/17/2017 |  | 08/25/2017
Lutron Electronics Co., Inc. | Finire | FDZ3RIHO****F1**PLRZD00**SOXX | Light Emitting Diode | Inseparable Luminaire | Direct Wired | Direct Digital Controls | 52.9 | 2789 | 0.0003 | 98 | 92 | 444 | 0.98 | Ambient | 50000 |  |  | 55000 | 0.01 | 20 | 23 | 0.04 | 0.01 | 0 | 0 | 0 | 0 | 0.01 | 0 | 0 | 0 | 0 | 0 | 0.01 | 0 | 0 | 0 | 0 | 0 | True |  | Non Federally-Regulated | 05/17/2017 |  | 08/25/2017
Lutron Electronics Co., Inc. | Finire | FDZ3RIHO****F1**TWRZD00**XXXX | Light Emitting Diode | Inseparable Luminaire | Direct Wired | Direct Digital Controls | 52.9 | 2789 | 0.0003 | 98 | 92 | 444 | 0.98 | Ambient | 50000 |  |  | 55000 | 0.01 | 20 | 23 | 0.04 | 0.01 | 0 | 0 | 0 | 0 | 0.01 | 0 | 0 | 0 | 0 | 0 | 0.01 | 0 | 0 | 0 | 0 | 0 | True |  | Non Federally-Regulated | 05/17/2017 |  | 08/25/2017
Lutron Electronics Co., Inc. | Finire | FDZ3RIHO****F1**TWRZD00**SOXX | Light Emitting Diode | Inseparable Luminaire | Direct Wired | Direct Digital Controls | 52.9 | 2789 | 0.0003 | 98 | 92 | 444 | 0.98 | Ambient | 50000 |  |  | 55000 | 0.01 | 20 | 23 | 0.04 | 0.01 | 0 | 0 | 0 | 0 | 0.01 | 0 | 0 | 0 | 0 | 0 | 0.01 | 0 | 0 | 0 | 0 | 0 | True |  | Non Federally-Regulated | 05/17/2017 |  | 08/25/2017
Lutron Electronics Co., Inc. | Finire | FDZ3SIHO****F1**XXSZD00**XXXX | Light Emitting Diode | Inseparable Luminaire | Direct Wired | Direct Digital Controls | 52.9 | 2789 | 0.0003 | 98 | 92 | 444 | 0.98 | Ambient | 50000 |  |  | 55000 | 0.01 | 20 | 23 | 0.04 | 0.01 | 0 | 0 | 0 | 0 | 0.01 | 0 | 0 | 0 | 0 | 0 | 0.01 | 0 | 0 | 0 | 0 | 0 | True |  | Non Federally-Regulated | 05/17/2017 |  | 08/25/2017
Lutron Electronics Co., Inc. | Finire | FDZ3SIHO****F1**XXSZD00**SOXX | Light Emitting Diode | Inseparable Luminaire | Direct Wired | Direct Digital Controls | 52.9 | 2789 | 0.0003 | 98 | 92 | 444 | 0.98 | Ambient | 50000 |  |  | 55000 | 0.01 | 20 | 23 | 0.04 | 0.01 | 0 | 0 | 0 | 0 | 0.01 | 0 | 0 | 0 | 0 | 0 | 0.01 | 0 | 0 | 0 | 0 | 0 | True |  | Non Federally-Regulated | 05/17/2017 |  | 08/25/2017
Lutron Electronics Co., Inc. | Finire | FDZ3SIHO****F1**PLSZD00**XXXX | Light Emitting Diode | Inseparable Luminaire | Direct Wired | Direct Digital Controls | 52.9 | 2789 | 0.0003 | 98 | 92 | 444 | 0.98 | Ambient | 50000 |  |  | 55000 | 0.01 | 20 | 23 | 0.04 | 0.01 | 0 | 0 | 0 | 0 | 0.01 | 0 | 0 | 0 | 0 | 0 | 0.01 | 0 | 0 | 0 | 0 | 0 | True |  | Non Federally-Regulated | 05/17/2017 |  | 08/25/2017
Lutron Electronics Co., Inc. | Finire | FDZ3SIHO****F1**PLSZD00**SOXX | Light Emitting Diode | Inseparable Luminaire | Direct Wired | Direct Digital Controls | 52.9 | 2789 | 0.0003 | 98 | 92 | 444 | 0.98 | Ambient | 50000 |  |  | 55000 | 0.01 | 20 | 23 | 0.04 | 0.01 | 0 | 0 | 0 | 0 | 0.01 | 0 | 0 | 0 | 0 | 0 | 0.01 | 0 | 0 | 0 | 0 | 0 | True |  | Non Federally-Regulated | 05/17/2017 |  | 08/25/2017
Lutron Electronics Co., Inc. | Finire | FDZ3SIHO****F1**TWSZD00**XXXX | Light Emitting Diode | Inseparable Luminaire | Direct Wired | Direct Digital Controls | 52.9 | 2789 | 0.0003 | 98 | 92 | 444 | 0.98 | Ambient | 50000 |  |  | 55000 | 0.01 | 20 | 23 | 0.04 | 0.01 | 0 | 0 | 0 | 0 | 0.01 | 0 | 0 | 0 | 0 | 0 | 0.01 | 0 | 0 | 0 | 0 | 0 | True |  | Non Federally-Regulated | 05/17/2017 |  | 08/25/2017
Lutron Electronics Co., Inc. | Finire | FDZ3SIHO****F1**TWSZD00**SOXX | Light Emitting Diode | Inseparable Luminaire | Direct Wired | Direct Digital Controls | 52.9 | 2789 | 0.0003 | 98 | 92 | 444 | 0.98 | Ambient | 50000 |  |  | 55000 | 0.01 | 20 | 23 | 0.04 | 0.01 | 0 | 0 | 0 | 0 | 0.01 | 0 | 0 | 0 | 0 | 0 | 0.01 | 0 | 0 | 0 | 0 | 0 | True |  | Non Federally-Regulated | 05/17/2017 |  | 08/25/2017
Lutron Electronics Co., Inc. | Finire | FDT3SIHO****F1**XXSTD00**XXXX | Light Emitting Diode | Inseparable Luminaire | Direct Wired | Direct Digital Controls | 52.9 | 2789 | 0.0003 | 98 | 92 | 444 | 0.98 | Ambient | 50000 |  |  | 55000 | 0.01 | 20 | 23 | 0.04 | 0.01 | 0 | 0 | 0 | 0 | 0.01 | 0 | 0 | 0 | 0 | 0 | 0.01 | 0 | 0 | 0 | 0 | 0 | True |  | Non Federally-Regulated | 05/17/2017 |  | 08/25/2017
Lutron Electronics Co., Inc. | Finire | FDT3SIHO****F1**XXSTD00**SOXX | Light Emitting Diode | Inseparable Luminaire | Direct Wired | Direct Digital Controls | 52.9 | 2789 | 0.0003 | 98 | 92 | 444 | 0.98 | Ambient | 50000 |  |  | 55000 | 0.01 | 20 | 23 | 0.04 | 0.01 | 0 | 0 | 0 | 0 | 0.01 | 0 | 0 | 0 | 0 | 0 | 0.01 | 0 | 0 | 0 | 0 | 0 | True |  | Non Federally-Regulated | 05/17/2017 |  | 08/25/2017
Lutron Electronics Co., Inc. | Finire | FDT3SIHO****F1**PLSTD00**XXXX | Light Emitting Diode | Inseparable Luminaire | Direct Wired | Direct Digital Controls | 52.9 | 2789 | 0.0003 | 98 | 92 | 444 | 0.98 | Ambient | 50000 |  |  | 55000 | 0.01 | 20 | 23 | 0.04 | 0.01 | 0 | 0 | 0 | 0 | 0.01 | 0 | 0 | 0 | 0 | 0 | 0.01 | 0 | 0 | 0 | 0 | 0 | True |  | Non Federally-Regulated | 05/17/2017 |  | 08/25/2017
Lutron Electronics Co., Inc. | Finire | FDT3SIHO****F1**PLSTD00**SOXX | Light Emitting Diode | Inseparable Luminaire | Direct Wired | Direct Digital Controls | 52.9 | 2789 | 0.0003 | 98 | 92 | 444 | 0.98 | Ambient | 50000 |  |  | 55000 | 0.01 | 20 | 23 | 0.04 | 0.01 | 0 | 0 | 0 | 0 | 0.01 | 0 | 0 | 0 | 0 | 0 | 0.01 | 0 | 0 | 0 | 0 | 0 | True |  | Non Federally-Regulated | 05/17/2017 |  | 08/25/2017
Lutron Electronics Co., Inc. | Finire | FDT3SIHO****F1**TWSTD00**XXXX | Light Emitting Diode | Inseparable Luminaire | Direct Wired | Direct Digital Controls | 52.9 | 2789 | 0.0003 | 98 | 92 | 444 | 0.98 | Ambient | 50000 |  |  | 55000 | 0.01 | 20 | 23 | 0.04 | 0.01 | 0 | 0 | 0 | 0 | 0.01 | 0 | 0 | 0 | 0 | 0 | 0.01 | 0 | 0 | 0 | 0 | 0 | True |  | Non Federally-Regulated | 05/17/2017 |  | 08/25/2017
Lutron Electronics Co., Inc. | Finire | FDT3SIHO****F1**TWSTD00**SOXX | Light Emitting Diode | Inseparable Luminaire | Direct Wired | Direct Digital Controls | 52.9 | 2789 | 0.0003 | 98 | 92 | 444 | 0.98 | Ambient | 50000 |  |  | 55000 | 0.01 | 20 | 23 | 0.04 | 0.01 | 0 | 0 | 0 | 0 | 0.01 | 0 | 0 | 0 | 0 | 0 | 0.01 | 0 | 0 | 0 | 0 | 0 | True |  | Non Federally-Regulated | 05/17/2017 |  | 08/25/2017
Lutron Electronics Co., Inc. | Finire | FDT3SIHO****F1**XXSTD00MWFGXX | Light Emitting Diode | Inseparable Luminaire | Direct Wired | Direct Digital Controls | 52.9 | 2789 | 0.0003 | 98 | 92 | 444 | 0.98 | Ambient | 50000 |  |  | 55000 | 0.01 | 20 | 23 | 0.04 | 0.01 | 0 | 0 | 0 | 0 | 0.01 | 0 | 0 | 0 | 0 | 0 | 0.01 | 0 | 0 | 0 | 0 | 0 | True |  | Non Federally-Regulated | 05/17/2017 |  | 08/25/2017
Lutron Electronics Co., Inc. | Finire | FDT3SIHO****F1**PLSTD00MWFGXX | Light Emitting Diode | Inseparable Luminaire | Direct Wired | Direct Digital Controls | 52.9 | 2789 | 0.0003 | 98 | 92 | 444 | 0.98 | Ambient | 50000 |  |  | 55000 | 0.01 | 20 | 23 | 0.04 | 0.01 | 0 | 0 | 0 | 0 | 0.01 | 0 | 0 | 0 | 0 | 0 | 0.01 | 0 | 0 | 0 | 0 | 0 | True |  | Non Federally-Regulated | 05/17/2017 |  | 08/25/2017
Lutron Electronics Co., Inc. | Finire | FDT3SIHO****F1**TWSTD00MWFGXX | Light Emitting Diode | Inseparable Luminaire | Direct Wired | Direct Digital Controls | 52.9 | 2789 | 0.0003 | 98 | 92 | 444 | 0.98 | Ambient | 50000 |  |  | 55000 | 0.01 | 20 | 23 | 0.04 | 0.01 | 0 | 0 | 0 | 0 | 0.01 | 0 | 0 | 0 | 0 | 0 | 0.01 | 0 | 0 | 0 | 0 | 0 | True |  | Non Federally-Regulated | 05/17/2017 |  | 08/25/2017
Lutron Electronics Co., Inc. | Finire | FDZ3SIHO****F1**XXSZD00MWFGXX | Light Emitting Diode | Inseparable Luminaire | Direct Wired | Direct Digital Controls | 52.9 | 2789 | 0.0003 | 98 | 92 | 444 | 0.98 | Ambient | 50000 |  |  | 55000 | 0.01 | 20 | 23 | 0.04 | 0.01 | 0 | 0 | 0 | 0 | 0.01 | 0 | 0 | 0 | 0 | 0 | 0.01 | 0 | 0 | 0 | 0 | 0 | True |  | Non Federally-Regulated | 05/17/2017 |  | 08/25/2017
Lutron Electronics Co., Inc. | Finire | FDZ3SIHO****F1**PLSZD00MWFGXX | Light Emitting Diode | Inseparable Luminaire | Direct Wired | Direct Digital Controls | 52.9 | 2789 | 0.0003 | 98 | 92 | 444 | 0.98 | Ambient | 50000 |  |  | 55000 | 0.01 | 20 | 23 | 0.04 | 0.01 | 0 | 0 | 0 | 0 | 0.01 | 0 | 0 | 0 | 0 | 0 | 0.01 | 0 | 0 | 0 | 0 | 0 | True |  | Non Federally-Regulated | 05/17/2017 |  | 08/25/2017
Lutron Electronics Co., Inc. | Finire | FDZ3SIHO****F1**TWSZD00MWFGXX | Light Emitting Diode | Inseparable Luminaire | Direct Wired | Direct Digital Controls | 52.9 | 2789 | 0.0003 | 98 | 92 | 444 | 0.98 | Ambient | 50000 |  |  | 55000 | 0.01 | 20 | 23 | 0.04 | 0.01 | 0 | 0 | 0 | 0 | 0.01 | 0 | 0 | 0 | 0 | 0 | 0.01 | 0 | 0 | 0 | 0 | 0 | True |  | Non Federally-Regulated | 05/17/2017 |  | 08/25/2017
Lutron Electronics Co., Inc. | Finire | FDZ3RIHO****F1**XXRZD00MWFGXX | Light Emitting Diode | Inseparable Luminaire | Direct Wired | Direct Digital Controls | 52.9 | 2789 | 0.0003 | 98 | 92 | 444 | 0.98 | Ambient | 50000 |  |  | 55000 | 0.01 | 20 | 23 | 0.04 | 0.01 | 0 | 0 | 0 | 0 | 0.01 | 0 | 0 | 0 | 0 | 0 | 0.01 | 0 | 0 | 0 | 0 | 0 | True |  | Non Federally-Regulated | 05/17/2017 |  | 08/25/2017
Lutron Electronics Co., Inc. | Finire | FDZ3RIHO****F1**PLRZD00MWFGXX | Light Emitting Diode | Inseparable Luminaire | Direct Wired | Direct Digital Controls | 52.9 | 2789 | 0.0003 | 98 | 92 | 444 | 0.98 | Ambient | 50000 |  |  | 55000 | 0.01 | 20 | 23 | 0.04 | 0.01 | 0 | 0 | 0 | 0 | 0.01 | 0 | 0 | 0 | 0 | 0 | 0.01 | 0 | 0 | 0 | 0 | 0 | True |  | Non Federally-Regulated | 05/17/2017 |  | 08/25/2017
Lutron Electronics Co., Inc. | Finire | FDZ3RIHO****F1**TWRZD00MWFGXX | Light Emitting Diode | Inseparable Luminaire | Direct Wired | Direct Digital Controls | 52.9 | 2789 | 0.0003 | 98 | 92 | 444 | 0.98 | Ambient | 50000 |  |  | 55000 | 0.01 | 20 | 23 | 0.04 | 0.01 | 0 | 0 | 0 | 0 | 0.01 | 0 | 0 | 0 | 0 | 0 | 0.01 | 0 | 0 | 0 | 0 | 0 | True |  | Non Federally-Regulated | 05/17/2017 |  | 08/25/2017
Lutron Electronics Co., Inc. | Finire | FDT3RIHO****F1**XXRTD00MWFGXX | Light Emitting Diode | Inseparable Luminaire | Direct Wired | Direct Digital Controls | 52.9 | 2789 | 0.0003 | 98 | 92 | 444 | 0.98 | Ambient | 50000 |  |  | 55000 | 0.01 | 20 | 23 | 0.04 | 0.01 | 0 | 0 | 0 | 0 | 0.01 | 0 | 0 | 0 | 0 | 0 | 0.01 | 0 | 0 | 0 | 0 | 0 | True |  | Non Federally-Regulated | 05/17/2017 |  | 08/25/2017
Lutron Electronics Co., Inc. | Finire | FDT3RIHO****F1**PLRTD00MWFGXX | Light Emitting Diode | Inseparable Luminaire | Direct Wired | Direct Digital Controls | 52.9 | 2789 | 0.0003 | 98 | 92 | 444 | 0.98 | Ambient | 50000 |  |  | 55000 | 0.01 | 20 | 23 | 0.04 | 0.01 | 0 | 0 | 0 | 0 | 0.01 | 0 | 0 | 0 | 0 | 0 | 0.01 | 0 | 0 | 0 | 0 | 0 | True |  | Non Federally-Regulated | 05/17/2017 |  | 08/25/2017
Lutron Electronics Co., Inc. | Finire | FDT3RIHO****F1**TWRTD00MWFGXX | Light Emitting Diode | Inseparable Luminaire | Direct Wired | Direct Digital Controls | 52.9 | 2789 | 0.0003 | 98 | 92 | 444 | 0.98 | Ambient | 50000 |  |  | 55000 | 0.01 | 20 | 23 | 0.04 | 0.01 | 0 | 0 | 0 | 0 | 0.01 | 0 | 0 | 0 | 0 | 0 | 0.01 | 0 | 0 | 0 | 0 | 0 | True |  | Non Federally-Regulated | 05/17/2017 |  | 08/25/2017
Lutron Electronics Co., Inc. | Finire | FAT3RIHO****F1**XXRTA00MWFGXX | Light Emitting Diode | Inseparable Luminaire | Direct Wired | Direct Digital Controls | 45.7 | 2794 | 0.0002 | 98 | 92 | 444 | 0.97 | Ambient | 50000 |  |  | 55000 | 0.01 | 20 | 20 | 0.05 | 0.01 | 0 | 0 | 0 | 0 | 0.01 | 0 | 0 | 0 | 0 | 0 | 0.01 | 0 | 0 | 0 | 0 | 0 | True |  | Non Federally-Regulated | 05/17/2017 |  | 08/25/2017
Lutron Electronics Co., Inc. | Finire | FAT3RIHO****F1**PLRTA00MWFGXX | Light Emitting Diode | Inseparable Luminaire | Direct Wired | Direct Digital Controls | 45.7 | 2794 | 0.0002 | 98 | 92 | 444 | 0.97 | Ambient | 50000 |  |  | 55000 | 0.01 | 20 | 20 | 0.05 | 0.01 | 0 | 0 | 0 | 0 | 0.01 | 0 | 0 | 0 | 0 | 0 | 0.01 | 0 | 0 | 0 | 0 | 0 | True |  | Non Federally-Regulated | 05/17/2017 |  | 08/25/2017
Lutron Electronics Co., Inc. | Finire | FAT3RIHO****F1**TWRTA00MWFGXX | Light Emitting Diode | Inseparable Luminaire | Direct Wired | Direct Digital Controls | 45.7 | 2794 | 0.0002 | 98 | 92 | 444 | 0.97 | Ambient | 50000 |  |  | 55000 | 0.01 | 20 | 20 | 0.05 | 0.01 | 0 | 0 | 0 | 0 | 0.01 | 0 | 0 | 0 | 0 | 0 | 0.01 | 0 | 0 | 0 | 0 | 0 | True |  | Non Federally-Regulated | 05/17/2017 |  | 08/25/2017
Lutron Electronics Co., Inc. | Finire | FAZ3RIHO****F1**XXRZA00MWFGXX | Light Emitting Diode | Inseparable Luminaire | Direct Wired | Direct Digital Controls | 45.7 | 2794 | 0.0002 | 98 | 92 | 444 | 0.97 | Ambient | 50000 |  |  | 55000 | 0.01 | 20 | 20 | 0.05 | 0.01 | 0 | 0 | 0 | 0 | 0.01 | 0 | 0 | 0 | 0 | 0 | 0.01 | 0 | 0 | 0 | 0 | 0 | True |  | Non Federally-Regulated | 05/17/2017 |  | 08/25/2017
Lutron Electronics Co., Inc. | Finire | FAZ3RIHO****F1**PLRZA00MWFGXX | Light Emitting Diode | Inseparable Luminaire | Direct Wired | Direct Digital Controls | 45.7 | 2794 | 0.0002 | 98 | 92 | 444 | 0.97 | Ambient | 50000 |  |  | 55000 | 0.01 | 20 | 20 | 0.05 | 0.01 | 0 | 0 | 0 | 0 | 0.01 | 0 | 0 | 0 | 0 | 0 | 0.01 | 0 | 0 | 0 | 0 | 0 | True |  | Non Federally-Regulated | 05/17/2017 |  | 08/25/2017
Lutron Electronics Co., Inc. | Finire | FAZ3RIHO****F1**TWRZA00MWFGXX | Light Emitting Diode | Inseparable Luminaire | Direct Wired | Direct Digital Controls | 45.7 | 2794 | 0.0002 | 98 | 92 | 444 | 0.97 | Ambient | 50000 |  |  | 55000 | 0.01 | 20 | 20 | 0.05 | 0.01 | 0 | 0 | 0 | 0 | 0.01 | 0 | 0 | 0 | 0 | 0 | 0.01 | 0 | 0 | 0 | 0 | 0 | True |  | Non Federally-Regulated | 05/17/2017 |  | 08/25/2017
Lutron Electronics Co., Inc. | Finire | FAZ3SIHO****F1**XXSZA00MWFGXX | Light Emitting Diode | Inseparable Luminaire | Direct Wired | Direct Digital Controls | 45.7 | 2794 | 0.0002 | 98 | 92 | 444 | 0.97 | Ambient | 50000 |  |  | 55000 | 0.01 | 20 | 20 | 0.05 | 0.01 | 0 | 0 | 0 | 0 | 0.01 | 0 | 0 | 0 | 0 | 0 | 0.01 | 0 | 0 | 0 | 0 | 0 | True |  | Non Federally-Regulated | 05/17/2017 |  | 08/25/2017
Lutron Electronics Co., Inc. | Finire | FAZ3SIHO****F1**PLSZA00MWFGXX | Light Emitting Diode | Inseparable Luminaire | Direct Wired | Direct Digital Controls | 45.7 | 2794 | 0.0002 | 98 | 92 | 444 | 0.97 | Ambient | 50000 |  |  | 55000 | 0.01 | 20 | 20 | 0.05 | 0.01 | 0 | 0 | 0 | 0 | 0.01 | 0 | 0 | 0 | 0 | 0 | 0.01 | 0 | 0 | 0 | 0 | 0 | True |  | Non Federally-Regulated | 05/17/2017 |  | 08/25/2017
Lutron Electronics Co., Inc. | Finire | FAZ3SIHO****F1**TWSZA00MWFGXX | Light Emitting Diode | Inseparable Luminaire | Direct Wired | Direct Digital Controls | 45.7 | 2794 | 0.0002 | 98 | 92 | 444 | 0.97 | Ambient | 50000 |  |  | 55000 | 0.01 | 20 | 20 | 0.05 | 0.01 | 0 | 0 | 0 | 0 | 0.01 | 0 | 0 | 0 | 0 | 0 | 0.01 | 0 | 0 | 0 | 0 | 0 | True |  | Non Federally-Regulated | 05/17/2017 |  | 08/25/2017
Lutron Electronics Co., Inc. | Finire | FAT3SIHO****F1**XXSTA00MWFGXX | Light Emitting Diode | Inseparable Luminaire | Direct Wired | Direct Digital Controls | 45.7 | 2794 | 0.0002 | 98 | 92 | 444 | 0.97 | Ambient | 50000 |  |  | 55000 | 0.01 | 20 | 20 | 0.05 | 0.01 | 0 | 0 | 0 | 0 | 0.01 | 0 | 0 | 0 | 0 | 0 | 0.01 | 0 | 0 | 0 | 0 | 0 | True |  | Non Federally-Regulated | 05/17/2017 |  | 08/25/2017
Lutron Electronics Co., Inc. | Finire | FAT3SIHO****F1**PLSTA00MWFGXX | Light Emitting Diode | Inseparable Luminaire | Direct Wired | Direct Digital Controls | 45.7 | 2794 | 0.0002 | 98 | 92 | 444 | 0.97 | Ambient | 50000 |  |  | 55000 | 0.01 | 20 | 20 | 0.05 | 0.01 | 0 | 0 | 0 | 0 | 0.01 | 0 | 0 | 0 | 0 | 0 | 0.01 | 0 | 0 | 0 | 0 | 0 | True |  | Non Federally-Regulated | 05/17/2017 |  | 08/25/2017
Lutron Electronics Co., Inc. | Finire | FAT3SIHO****F1**TWSTA00MWFGXX | Light Emitting Diode | Inseparable Luminaire | Direct Wired | Direct Digital Controls | 45.7 | 2794 | 0.0002 | 98 | 92 | 444 | 0.97 | Ambient | 50000 |  |  | 55000 | 0.01 | 20 | 20 | 0.05 | 0.01 | 0 | 0 | 0 | 0 | 0.01 | 0 | 0 | 0 | 0 | 0 | 0.01 | 0 | 0 | 0 | 0 | 0 | True |  | Non Federally-Regulated | 05/17/2017 |  | 08/25/2017
Lutron Electronics Co., Inc. | Finire | FAT3SIHO****F1**XXSTA00**XXXX | Light Emitting Diode | Inseparable Luminaire | Direct Wired | Direct Digital Controls | 45.7 | 2794 | 0.0002 | 98 | 92 | 444 | 0.97 | Ambient | 50000 |  |  | 55000 | 0.01 | 20 | 20 | 0.05 | 0.01 | 0 | 0 | 0 | 0 | 0.01 | 0 | 0 | 0 | 0 | 0 | 0.01 | 0 | 0 | 0 | 0 | 0 | True |  | Non Federally-Regulated | 05/17/2017 |  | 08/25/2017
Lutron Electronics Co., Inc. | Finire | FAT3SIHO****F1**XXSTA00**SOXX | Light Emitting Diode | Inseparable Luminaire | Direct Wired | Direct Digital Controls | 45.7 | 2794 | 0.0002 | 98 | 92 | 444 | 0.97 | Ambient | 50000 |  |  | 55000 | 0.01 | 20 | 20 | 0.05 | 0.01 | 0 | 0 | 0 | 0 | 0.01 | 0 | 0 | 0 | 0 | 0 | 0.01 | 0 | 0 | 0 | 0 | 0 | True |  | Non Federally-Regulated | 05/17/2017 |  | 08/25/2017
Lutron Electronics Co., Inc. | Finire | FAT3SIHO****F1**PLSTA00**XXXX | Light Emitting Diode | Inseparable Luminaire | Direct Wired | Direct Digital Controls | 45.7 | 2794 | 0.0002 | 98 | 92 | 444 | 0.97 | Ambient | 50000 |  |  | 55000 | 0.01 | 20 | 20 | 0.05 | 0.01 | 0 | 0 | 0 | 0 | 0.01 | 0 | 0 | 0 | 0 | 0 | 0.01 | 0 | 0 | 0 | 0 | 0 | True |  | Non Federally-Regulated | 05/17/2017 |  | 08/25/2017
Lutron Electronics Co., Inc. | Finire | FAT3SIHO****F1**PLSTA00**SOXX | Light Emitting Diode | Inseparable Luminaire | Direct Wired | Direct Digital Controls | 45.7 | 2794 | 0.0002 | 98 | 92 | 444 | 0.97 | Ambient | 50000 |  |  | 55000 | 0.01 | 20 | 20 | 0.05 | 0.01 | 0 | 0 | 0 | 0 | 0.01 | 0 | 0 | 0 | 0 | 0 | 0.01 | 0 | 0 | 0 | 0 | 0 | True |  | Non Federally-Regulated | 05/17/2017 |  | 08/25/2017
Lutron Electronics Co., Inc. | Finire | FAT3SIHO****F1**TWSTA00**XXXX | Light Emitting Diode | Inseparable Luminaire | Direct Wired | Direct Digital Controls | 45.7 | 2794 | 0.0002 | 98 | 92 | 444 | 0.97 | Ambient | 50000 |  |  | 55000 | 0.01 | 20 | 20 | 0.05 | 0.01 | 0 | 0 | 0 | 0 | 0.01 | 0 | 0 | 0 | 0 | 0 | 0.01 | 0 | 0 | 0 | 0 | 0 | True |  | Non Federally-Regulated | 05/17/2017 |  | 08/25/2017
Lutron Electronics Co., Inc. | Finire | FAT3SIHO****F1**TWSTA00**SOXX | Light Emitting Diode | Inseparable Luminaire | Direct Wired | Direct Digital Controls | 45.7 | 2794 | 0.0002 | 98 | 92 | 444 | 0.97 | Ambient | 50000 |  |  | 55000 | 0.01 | 20 | 20 | 0.05 | 0.01 | 0 | 0 | 0 | 0 | 0.01 | 0 | 0 | 0 | 0 | 0 | 0.01 | 0 | 0 | 0 | 0 | 0 | True |  | Non Federally-Regulated | 05/17/2017 |  | 08/25/2017
Lutron Electronics Co., Inc. | Finire | FAZ3SIHO****F1**XXSZA00**XXXX | Light Emitting Diode | Inseparable Luminaire | Direct Wired | Direct Digital Controls | 45.7 | 2794 | 0.0002 | 98 | 92 | 444 | 0.97 | Ambient | 50000 |  |  | 55000 | 0.01 | 20 | 20 | 0.05 | 0.01 | 0 | 0 | 0 | 0 | 0.01 | 0 | 0 | 0 | 0 | 0 | 0.01 | 0 | 0 | 0 | 0 | 0 | True |  | Non Federally-Regulated | 05/17/2017 |  | 08/25/2017
Lutron Electronics Co., Inc. | Finire | FAZ3SIHO****F1**XXSZA00**SOXX | Light Emitting Diode | Inseparable Luminaire | Direct Wired | Direct Digital Controls | 45.7 | 2794 | 0.0002 | 98 | 92 | 444 | 0.97 | Ambient | 50000 |  |  | 55000 | 0.01 | 20 | 20 | 0.05 | 0.01 | 0 | 0 | 0 | 0 | 0.01 | 0 | 0 | 0 | 0 | 0 | 0.01 | 0 | 0 | 0 | 0 | 0 | True |  | Non Federally-Regulated | 05/17/2017 |  | 08/25/2017
Lutron Electronics Co., Inc. | Finire | FAZ3SIHO****F1**PLSZA00**XXXX | Light Emitting Diode | Inseparable Luminaire | Direct Wired | Direct Digital Controls | 45.7 | 2794 | 0.0002 | 98 | 92 | 444 | 0.97 | Ambient | 50000 |  |  | 55000 | 0.01 | 20 | 20 | 0.05 | 0.01 | 0 | 0 | 0 | 0 | 0.01 | 0 | 0 | 0 | 0 | 0 | 0.01 | 0 | 0 | 0 | 0 | 0 | True |  | Non Federally-Regulated | 05/17/2017 |  | 08/25/2017
Lutron Electronics Co., Inc. | Finire | FAZ3SIHO****F1**PLSZA00**SOXX | Light Emitting Diode | Inseparable Luminaire | Direct Wired | Direct Digital Controls | 45.7 | 2794 | 0.0002 | 98 | 92 | 444 | 0.97 | Ambient | 50000 |  |  | 55000 | 0.01 | 20 | 20 | 0.05 | 0.01 | 0 | 0 | 0 | 0 | 0.01 | 0 | 0 | 0 | 0 | 0 | 0.01 | 0 | 0 | 0 | 0 | 0 | True |  | Non Federally-Regulated | 05/17/2017 |  | 08/25/2017
Lutron Electronics Co., Inc. | Finire | FAZ3SIHO****F1**TWSZA00**XXXX | Light Emitting Diode | Inseparable Luminaire | Direct Wired | Direct Digital Controls | 45.7 | 2794 | 0.0002 | 98 | 92 | 444 | 0.97 | Ambient | 50000 |  |  | 55000 | 0.01 | 20 | 20 | 0.05 | 0.01 | 0 | 0 | 0 | 0 | 0.01 | 0 | 0 | 0 | 0 | 0 | 0.01 | 0 | 0 | 0 | 0 | 0 | True |  | Non Federally-Regulated | 05/17/2017 |  | 08/25/2017
Lutron Electronics Co., Inc. | Finire | FAZ3SIHO****F1**TWSZA00**SOXX | Light Emitting Diode | Inseparable Luminaire | Direct Wired | Direct Digital Controls | 45.7 | 2794 | 0.0002 | 98 | 92 | 444 | 0.97 | Ambient | 50000 |  |  | 55000 | 0.01 | 20 | 20 | 0.05 | 0.01 | 0 | 0 | 0 | 0 | 0.01 | 0 | 0 | 0 | 0 | 0 | 0.01 | 0 | 0 | 0 | 0 | 0 | True |  | Non Federally-Regulated | 05/17/2017 |  | 08/25/2017
Lutron Electronics Co., Inc. | Finire | FAZ3RIHO****F1**XXRZA00**XXXX | Light Emitting Diode | Inseparable Luminaire | Direct Wired | Direct Digital Controls | 45.7 | 2794 | 0.0002 | 98 | 92 | 444 | 0.97 | Ambient | 50000 |  |  | 55000 | 0.01 | 20 | 20 | 0.05 | 0.01 | 0 | 0 | 0 | 0 | 0.01 | 0 | 0 | 0 | 0 | 0 | 0.01 | 0 | 0 | 0 | 0 | 0 | True |  | Non Federally-Regulated | 05/17/2017 |  | 08/25/2017
Lutron Electronics Co., Inc. | Finire | FAZ3RIHO****F1**XXRZA00**SOXX | Light Emitting Diode | Inseparable Luminaire | Direct Wired | Direct Digital Controls | 45.7 | 2794 | 0.0002 | 98 | 92 | 444 | 0.97 | Ambient | 50000 |  |  | 55000 | 0.01 | 20 | 20 | 0.05 | 0.01 | 0 | 0 | 0 | 0 | 0.01 | 0 | 0 | 0 | 0 | 0 | 0.01 | 0 | 0 | 0 | 0 | 0 | True |  | Non Federally-Regulated | 05/17/2017 |  | 08/25/2017
Lutron Electronics Co., Inc. | Finire | FAZ3RIHO****F1**PLRZA00**XXXX | Light Emitting Diode | Inseparable Luminaire | Direct Wired | Direct Digital Controls | 45.7 | 2794 | 0.0002 | 98 | 92 | 444 | 0.97 | Ambient | 50000 |  |  | 55000 | 0.01 | 20 | 20 | 0.05 | 0.01 | 0 | 0 | 0 | 0 | 0.01 | 0 | 0 | 0 | 0 | 0 | 0.01 | 0 | 0 | 0 | 0 | 0 | True |  | Non Federally-Regulated | 05/17/2017 |  | 08/25/2017
Lutron Electronics Co., Inc. | Finire | FAZ3RIHO****F1**PLRZA00**SOXX | Light Emitting Diode | Inseparable Luminaire | Direct Wired | Direct Digital Controls | 45.7 | 2794 | 0.0002 | 98 | 92 | 444 | 0.97 | Ambient | 50000 |  |  | 55000 | 0.01 | 20 | 20 | 0.05 | 0.01 | 0 | 0 | 0 | 0 | 0.01 | 0 | 0 | 0 | 0 | 0 | 0.01 | 0 | 0 | 0 | 0 | 0 | True |  | Non Federally-Regulated | 05/17/2017 |  | 08/25/2017
Lutron Electronics Co., Inc. | Finire | FAZ3RIHO****F1**TWRZA00**XXXX | Light Emitting Diode | Inseparable Luminaire | Direct Wired | Direct Digital Controls | 45.7 | 2794 | 0.0002 | 98 | 92 | 444 | 0.97 | Ambient | 50000 |  |  | 55000 | 0.01 | 20 | 20 | 0.05 | 0.01 | 0 | 0 | 0 | 0 | 0.01 | 0 | 0 | 0 | 0 | 0 | 0.01 | 0 | 0 | 0 | 0 | 0 | True |  | Non Federally-Regulated | 05/17/2017 |  | 08/25/2017
Lutron Electronics Co., Inc. | Finire | FAZ3RIHO****F1**TWRZA00**SOXX | Light Emitting Diode | Inseparable Luminaire | Direct Wired | Direct Digital Controls | 45.7 | 2794 | 0.0002 | 98 | 92 | 444 | 0.97 | Ambient | 50000 |  |  | 55000 | 0.01 | 20 | 20 | 0.05 | 0.01 | 0 | 0 | 0 | 0 | 0.01 | 0 | 0 | 0 | 0 | 0 | 0.01 | 0 | 0 | 0 | 0 | 0 | True |  | Non Federally-Regulated | 05/17/2017 |  | 08/25/2017
Lutron Electronics Co., Inc. | Finire | FAT3RIHO****F1**XXRTA00**XXXX | Light Emitting Diode | Inseparable Luminaire | Direct Wired | Direct Digital Controls | 45.7 | 2794 | 0.0002 | 98 | 92 | 444 | 0.97 | Ambient | 50000 |  |  | 55000 | 0.01 | 20 | 20 | 0.05 | 0.01 | 0 | 0 | 0 | 0 | 0.01 | 0 | 0 | 0 | 0 | 0 | 0.01 | 0 | 0 | 0 | 0 | 0 | True |  | Non Federally-Regulated | 05/17/2017 |  | 08/25/2017
Lutron Electronics Co., Inc. | Finire | FAT3RIHO****F1**XXRTA00**SOXX | Light Emitting Diode | Inseparable Luminaire | Direct Wired | Direct Digital Controls | 45.7 | 2794 | 0.0002 | 98 | 92 | 444 | 0.97 | Ambient | 50000 |  |  | 55000 | 0.01 | 20 | 20 | 0.05 | 0.01 | 0 | 0 | 0 | 0 | 0.01 | 0 | 0 | 0 | 0 | 0 | 0.01 | 0 | 0 | 0 | 0 | 0 | True |  | Non Federally-Regulated | 05/17/2017 |  | 08/25/2017
Lutron Electronics Co., Inc. | Finire | FAT3RIHO****F1**PLRTA00**XXXX | Light Emitting Diode | Inseparable Luminaire | Direct Wired | Direct Digital Controls | 45.7 | 2794 | 0.0002 | 98 | 92 | 444 | 0.97 | Ambient | 50000 |  |  | 55000 | 0.01 | 20 | 20 | 0.05 | 0.01 | 0 | 0 | 0 | 0 | 0.01 | 0 | 0 | 0 | 0 | 0 | 0.01 | 0 | 0 | 0 | 0 | 0 | True |  | Non Federally-Regulated | 05/17/2017 |  | 08/25/2017
Lutron Electronics Co., Inc. | Finire | FAT3RIHO****F1**PLRTA00**SOXX | Light Emitting Diode | Inseparable Luminaire | Direct Wired | Direct Digital Controls | 45.7 | 2794 | 0.0002 | 98 | 92 | 444 | 0.97 | Ambient | 50000 |  |  | 55000 | 0.01 | 20 | 20 | 0.05 | 0.01 | 0 | 0 | 0 | 0 | 0.01 | 0 | 0 | 0 | 0 | 0 | 0.01 | 0 | 0 | 0 | 0 | 0 | True |  | Non Federally-Regulated | 05/17/2017 |  | 08/25/2017
Lutron Electronics Co., Inc. | Finire | FAT3RIHO****F1**TWRTA00**XXXX | Light Emitting Diode | Inseparable Luminaire | Direct Wired | Direct Digital Controls | 45.7 | 2794 | 0.0002 | 98 | 92 | 444 | 0.97 | Ambient | 50000 |  |  | 55000 | 0.01 | 20 | 20 | 0.05 | 0.01 | 0 | 0 | 0 | 0 | 0.01 | 0 | 0 | 0 | 0 | 0 | 0.01 | 0 | 0 | 0 | 0 | 0 | True |  | Non Federally-Regulated | 05/17/2017 |  | 08/25/2017
Lutron Electronics Co., Inc. | Finire | FAT3RIHO****F1**TWRTA00**SOXX | Light Emitting Diode | Inseparable Luminaire | Direct Wired | Direct Digital Controls | 45.7 | 2794 | 0.0002 | 98 | 92 | 444 | 0.97 | Ambient | 50000 |  |  | 55000 | 0.01 | 20 | 20 | 0.05 | 0.01 | 0 | 0 | 0 | 0 | 0.01 | 0 | 0 | 0 | 0 | 0 | 0.01 | 0 | 0 | 0 | 0 | 0 | True |  | Non Federally-Regulated | 05/17/2017 |  | 08/25/2017
Lutron Electronics Co., Inc. | Finire | FAT3RIXX****F1**XXRTA00MWSOXX | Light Emitting Diode | Inseparable Luminaire | Direct Wired | Direct Digital Controls | 47.6 | 2700 | -0.0007 | 97 | 93 | 463 | 0.97 | Ambient | 50000 |  |  | 55000 | 0.01 | 19 | 20 | 0.03 | 0 | 0 | 0 | 0 | 0 | 0.51 | 0.07 | 0.04 | 0.03 | 0.02 | 0.02 | 0.01 | 0 | 0 | 0 | 0 | 0 | True |  | Non Federally-Regulated | 05/10/2017 |  | 08/25/2017
Lutron Electronics Co., Inc. | Finire | FAT3RIXX****F1**PLRTA00MWSOXX | Light Emitting Diode | Inseparable Luminaire | Direct Wired | Direct Digital Controls | 47.6 | 2700 | -0.0007 | 97 | 93 | 463 | 0.97 | Ambient | 50000 |  |  | 55000 | 0.01 | 19 | 20 | 0.03 | 0 | 0 | 0 | 0 | 0 | 0.51 | 0.07 | 0.04 | 0.03 | 0.02 | 0.02 | 0.01 | 0 | 0 | 0 | 0 | 0 | True |  | Non Federally-Regulated | 05/10/2017 |  | 08/25/2017
Lutron Electronics Co., Inc. | Finire | FAT3RIXX****F1**TWRTA00MWSOXX | Light Emitting Diode | Inseparable Luminaire | Direct Wired | Direct Digital Controls | 47.6 | 2700 | -0.0007 | 97 | 93 | 463 | 0.97 | Ambient | 50000 |  |  | 55000 | 0.01 | 19 | 20 | 0.03 | 0 | 0 | 0 | 0 | 0 | 0.51 | 0.07 | 0.04 | 0.03 | 0.02 | 0.02 | 0.01 | 0 | 0 | 0 | 0 | 0 | True |  | Non Federally-Regulated | 05/10/2017 |  | 08/25/2017
Lutron Electronics Co., Inc. | Finire | FIT3RIXX****F1**XXRTA00MWSOXX | Light Emitting Diode | Inseparable Luminaire | Direct Wired | Direct Digital Controls | 47.6 | 2700 | -0.0007 | 97 | 93 | 463 | 0.97 | Ambient | 50000 |  |  | 55000 | 0.01 | 19 | 20 | 0.03 | 0 | 0 | 0 | 0 | 0 | 0.51 | 0.07 | 0.04 | 0.03 | 0.02 | 0.02 | 0.01 | 0 | 0 | 0 | 0 | 0 | True |  | Non Federally-Regulated | 05/10/2017 |  | 08/25/2017
Lutron Electronics Co., Inc. | Finire | FIT3RIXX****F1**PLRTA00MWSOXX | Light Emitting Diode | Inseparable Luminaire | Direct Wired | Direct Digital Controls | 47.6 | 2700 | -0.0007 | 97 | 93 | 463 | 0.97 | Ambient | 50000 |  |  | 55000 | 0.01 | 19 | 20 | 0.03 | 0 | 0 | 0 | 0 | 0 | 0.51 | 0.07 | 0.04 | 0.03 | 0.02 | 0.02 | 0.01 | 0 | 0 | 0 | 0 | 0 | True |  | Non Federally-Regulated | 05/10/2017 |  | 08/25/2017
Lutron Electronics Co., Inc. | Finire | FIT3RIXX****F1**TWRTA00MWSOXX | Light Emitting Diode | Inseparable Luminaire | Direct Wired | Direct Digital Controls | 47.6 | 2700 | -0.0007 | 97 | 93 | 463 | 0.97 | Ambient | 50000 |  |  | 55000 | 0.01 | 19 | 20 | 0.03 | 0 | 0 | 0 | 0 | 0 | 0.51 | 0.07 | 0.04 | 0.03 | 0.02 | 0.02 | 0.01 | 0 | 0 | 0 | 0 | 0 | True |  | Non Federally-Regulated | 05/10/2017 |  | 08/25/2017
Lutron Electronics Co., Inc. | Finire | FAZ3RIXX****F1**XXRZA00MWSOXX | Light Emitting Diode | Inseparable Luminaire | Direct Wired | Direct Digital Controls | 47.6 | 2700 | -0.0007 | 97 | 93 | 463 | 0.97 | Ambient | 50000 |  |  | 55000 | 0.01 | 19 | 20 | 0.03 | 0 | 0 | 0 | 0 | 0 | 0.51 | 0.07 | 0.04 | 0.03 | 0.02 | 0.02 | 0.01 | 0 | 0 | 0 | 0 | 0 | True |  | Non Federally-Regulated | 05/10/2017 |  | 08/25/2017
Lutron Electronics Co., Inc. | Finire | FAZ3RIXX****F1**PLRZA00MWSOXX | Light Emitting Diode | Inseparable Luminaire | Direct Wired | Direct Digital Controls | 47.6 | 2700 | -0.0007 | 97 | 93 | 463 | 0.97 | Ambient | 50000 |  |  | 55000 | 0.01 | 19 | 20 | 0.03 | 0 | 0 | 0 | 0 | 0 | 0.51 | 0.07 | 0.04 | 0.03 | 0.02 | 0.02 | 0.01 | 0 | 0 | 0 | 0 | 0 | True |  | Non Federally-Regulated | 05/10/2017 |  | 08/25/2017
Lutron Electronics Co., Inc. | Finire | FAZ3RIXX****F1**TWRZA00MWSOXX | Light Emitting Diode | Inseparable Luminaire | Direct Wired | Direct Digital Controls | 47.6 | 2700 | -0.0007 | 97 | 93 | 463 | 0.97 | Ambient | 50000 |  |  | 55000 | 0.01 | 19 | 20 | 0.03 | 0 | 0 | 0 | 0 | 0 | 0.51 | 0.07 | 0.04 | 0.03 | 0.02 | 0.02 | 0.01 | 0 | 0 | 0 | 0 | 0 | True |  | Non Federally-Regulated | 05/10/2017 |  | 08/25/2017
Lutron Electronics Co., Inc. | Finire | FIZ3RIXX****F1**XXRZA00MWSOXX | Light Emitting Diode | Inseparable Luminaire | Direct Wired | Direct Digital Controls | 47.6 | 2700 | -0.0007 | 97 | 93 | 463 | 0.97 | Ambient | 50000 |  |  | 55000 | 0.01 | 19 | 20 | 0.03 | 0 | 0 | 0 | 0 | 0 | 0.51 | 0.07 | 0.04 | 0.03 | 0.02 | 0.02 | 0.01 | 0 | 0 | 0 | 0 | 0 | True |  | Non Federally-Regulated | 05/10/2017 |  | 08/25/2017
Lutron Electronics Co., Inc. | Finire | FIZ3RIXX****F1**PLRZA00MWSOXX | Light Emitting Diode | Inseparable Luminaire | Direct Wired | Direct Digital Controls | 47.6 | 2700 | -0.0007 | 97 | 93 | 463 | 0.97 | Ambient | 50000 |  |  | 55000 | 0.01 | 19 | 20 | 0.03 | 0 | 0 | 0 | 0 | 0 | 0.51 | 0.07 | 0.04 | 0.03 | 0.02 | 0.02 | 0.01 | 0 | 0 | 0 | 0 | 0 | True |  | Non Federally-Regulated | 05/10/2017 |  | 08/25/2017
Lutron Electronics Co., Inc. | Finire | FIZ3RIXX****F1**TWRZA00MWSOXX | Light Emitting Diode | Inseparable Luminaire | Direct Wired | Direct Digital Controls | 47.6 | 2700 | -0.0007 | 97 | 93 | 463 | 0.97 | Ambient | 50000 |  |  | 55000 | 0.01 | 19 | 20 | 0.03 | 0 | 0 | 0 | 0 | 0 | 0.51 | 0.07 | 0.04 | 0.03 | 0.02 | 0.02 | 0.01 | 0 | 0 | 0 | 0 | 0 | True |  | Non Federally-Regulated | 05/10/2017 |  | 08/25/2017
Lutron Electronics Co., Inc. | Finire | FAZ3SIXX****F1**XXSZA00MWSOXX | Light Emitting Diode | Inseparable Luminaire | Direct Wired | Direct Digital Controls | 47.6 | 2700 | -0.0007 | 97 | 93 | 463 | 0.97 | Ambient | 50000 |  |  | 55000 | 0.01 | 19 | 20 | 0.03 | 0 | 0 | 0 | 0 | 0 | 0.51 | 0.07 | 0.04 | 0.03 | 0.02 | 0.02 | 0.01 | 0 | 0 | 0 | 0 | 0 | True |  | Non Federally-Regulated | 05/10/2017 |  | 08/25/2017
Lutron Electronics Co., Inc. | Finire | FAZ3SIXX****F1**PLSZA00MWSOXX | Light Emitting Diode | Inseparable Luminaire | Direct Wired | Direct Digital Controls | 47.6 | 2700 | -0.0007 | 97 | 93 | 463 | 0.97 | Ambient | 50000 |  |  | 55000 | 0.01 | 19 | 20 | 0.03 | 0 | 0 | 0 | 0 | 0 | 0.51 | 0.07 | 0.04 | 0.03 | 0.02 | 0.02 | 0.01 | 0 | 0 | 0 | 0 | 0 | True |  | Non Federally-Regulated | 05/10/2017 |  | 08/25/2017
Lutron Electronics Co., Inc. | Finire | FAZ3SIXX****F1**TWSZA00MWSOXX | Light Emitting Diode | Inseparable Luminaire | Direct Wired | Direct Digital Controls | 47.6 | 2700 | -0.0007 | 97 | 93 | 463 | 0.97 | Ambient | 50000 |  |  | 55000 | 0.01 | 19 | 20 | 0.03 | 0 | 0 | 0 | 0 | 0 | 0.51 | 0.07 | 0.04 | 0.03 | 0.02 | 0.02 | 0.01 | 0 | 0 | 0 | 0 | 0 | True |  | Non Federally-Regulated | 05/10/2017 |  | 08/25/2017
Lutron Electronics Co., Inc. | Finire | FIZ3SIXX****F1**XXSZA00MWSOXX | Light Emitting Diode | Inseparable Luminaire | Direct Wired | Direct Digital Controls | 47.6 | 2700 | -0.0007 | 97 | 93 | 463 | 0.97 | Ambient | 50000 |  |  | 55000 | 0.01 | 19 | 20 | 0.03 | 0 | 0 | 0 | 0 | 0 | 0.51 | 0.07 | 0.04 | 0.03 | 0.02 | 0.02 | 0.01 | 0 | 0 | 0 | 0 | 0 | True |  | Non Federally-Regulated | 05/10/2017 |  | 08/25/2017
Lutron Electronics Co., Inc. | Finire | FIZ3SIXX****F1**PLSZA00MWSOXX | Light Emitting Diode | Inseparable Luminaire | Direct Wired | Direct Digital Controls | 47.6 | 2700 | -0.0007 | 97 | 93 | 463 | 0.97 | Ambient | 50000 |  |  | 55000 | 0.01 | 19 | 20 | 0.03 | 0 | 0 | 0 | 0 | 0 | 0.51 | 0.07 | 0.04 | 0.03 | 0.02 | 0.02 | 0.01 | 0 | 0 | 0 | 0 | 0 | True |  | Non Federally-Regulated | 05/10/2017 |  | 08/25/2017
Lutron Electronics Co., Inc. | Finire | FIZ3SIXX****F1**TWSZA00MWSOXX | Light Emitting Diode | Inseparable Luminaire | Direct Wired | Direct Digital Controls | 47.6 | 2700 | -0.0007 | 97 | 93 | 463 | 0.97 | Ambient | 50000 |  |  | 55000 | 0.01 | 19 | 20 | 0.03 | 0 | 0 | 0 | 0 | 0 | 0.51 | 0.07 | 0.04 | 0.03 | 0.02 | 0.02 | 0.01 | 0 | 0 | 0 | 0 | 0 | True |  | Non Federally-Regulated | 05/10/2017 |  | 08/25/2017
Lutron Electronics Co., Inc. | Finire | FAT3SIXX****F1**XXSTA00MWSOXX | Light Emitting Diode | Inseparable Luminaire | Direct Wired | Direct Digital Controls | 47.6 | 2700 | -0.0007 | 97 | 93 | 463 | 0.97 | Ambient | 50000 |  |  | 55000 | 0.01 | 19 | 20 | 0.03 | 0 | 0 | 0 | 0 | 0 | 0.51 | 0.07 | 0.04 | 0.03 | 0.02 | 0.02 | 0.01 | 0 | 0 | 0 | 0 | 0 | True |  | Non Federally-Regulated | 05/10/2017 |  | 08/25/2017
Lutron Electronics Co., Inc. | Finire | FAT3SIXX****F1**PLSTA00MWSOXX | Light Emitting Diode | Inseparable Luminaire | Direct Wired | Direct Digital Controls | 47.6 | 2700 | -0.0007 | 97 | 93 | 463 | 0.97 | Ambient | 50000 |  |  | 55000 | 0.01 | 19 | 20 | 0.03 | 0 | 0 | 0 | 0 | 0 | 0.51 | 0.07 | 0.04 | 0.03 | 0.02 | 0.02 | 0.01 | 0 | 0 | 0 | 0 | 0 | True |  | Non Federally-Regulated | 05/10/2017 |  | 08/25/2017
Lutron Electronics Co., Inc. | Finire | FAT3SIXX****F1**TWSTA00MWSOXX | Light Emitting Diode | Inseparable Luminaire | Direct Wired | Direct Digital Controls | 47.6 | 2700 | -0.0007 | 97 | 93 | 463 | 0.97 | Ambient | 50000 |  |  | 55000 | 0.01 | 19 | 20 | 0.03 | 0 | 0 | 0 | 0 | 0 | 0.51 | 0.07 | 0.04 | 0.03 | 0.02 | 0.02 | 0.01 | 0 | 0 | 0 | 0 | 0 | True |  | Non Federally-Regulated | 05/10/2017 |  | 08/25/2017
Lutron Electronics Co., Inc. | Finire | FIT3SIXX****F1**XXSTA00MWSOXX | Light Emitting Diode | Inseparable Luminaire | Direct Wired | Direct Digital Controls | 47.6 | 2700 | -0.0007 | 97 | 93 | 463 | 0.97 | Ambient | 50000 |  |  | 55000 | 0.01 | 19 | 20 | 0.03 | 0 | 0 | 0 | 0 | 0 | 0.51 | 0.07 | 0.04 | 0.03 | 0.02 | 0.02 | 0.01 | 0 | 0 | 0 | 0 | 0 | True |  | Non Federally-Regulated | 05/10/2017 |  | 08/25/2017
Lutron Electronics Co., Inc. | Finire | FIT3SIXX****F1**PLSTA00MWSOXX | Light Emitting Diode | Inseparable Luminaire | Direct Wired | Direct Digital Controls | 47.6 | 2700 | -0.0007 | 97 | 93 | 463 | 0.97 | Ambient | 50000 |  |  | 55000 | 0.01 | 19 | 20 | 0.03 | 0 | 0 | 0 | 0 | 0 | 0.51 | 0.07 | 0.04 | 0.03 | 0.02 | 0.02 | 0.01 | 0 | 0 | 0 | 0 | 0 | True |  | Non Federally-Regulated | 05/10/2017 |  | 08/25/2017
Lutron Electronics Co., Inc. | Finire | FIT3SIXX****F1**TWSTA00MWSOXX | Light Emitting Diode | Inseparable Luminaire | Direct Wired | Direct Digital Controls | 47.6 | 2700 | -0.0007 | 97 | 93 | 463 | 0.97 | Ambient | 50000 |  |  | 55000 | 0.01 | 19 | 20 | 0.03 | 0 | 0 | 0 | 0 | 0 | 0.51 | 0.07 | 0.04 | 0.03 | 0.02 | 0.02 | 0.01 | 0 | 0 | 0 | 0 | 0 | True |  | Non Federally-Regulated | 05/10/2017 |  | 08/25/2017
Lutron Electronics Co., Inc. | Finire | FDT3RIXX****F1**XXRTD00**XXXX | Light Emitting Diode | Inseparable Luminaire | Direct Wired | Direct Digital Controls | 49.3 | 2700 | 0.0006 | 98 | 91 | 463 | 0.97 | Ambient | 50000 |  |  | 55000 | 0.01 | 20 | 20 | 0.05 | 0.01 | 0 | 0 | 0 | 0 | 0.01 | 0 | 0 | 0 | 0 | 0 | 0.01 | 0 | 0 | 0 | 0 | 0 | True |  | Non Federally-Regulated | 05/08/2017 |  | 08/25/2017
Lutron Electronics Co., Inc. | Finire | FDT3RIXX****F1**XXRTD00**SOXX | Light Emitting Diode | Inseparable Luminaire | Direct Wired | Direct Digital Controls | 49.3 | 2700 | 0.0006 | 98 | 91 | 463 | 0.97 | Ambient | 50000 |  |  | 55000 | 0.01 | 20 | 20 | 0.05 | 0.01 | 0 | 0 | 0 | 0 | 0.01 | 0 | 0 | 0 | 0 | 0 | 0.01 | 0 | 0 | 0 | 0 | 0 | True |  | Non Federally-Regulated | 05/08/2017 |  | 08/25/2017
Lutron Electronics Co., Inc. | Finire | FDT3RIXX****F1**PLRTD00**XXXX | Light Emitting Diode | Inseparable Luminaire | Direct Wired | Direct Digital Controls | 49.3 | 2700 | 0.0006 | 98 | 91 | 463 | 0.97 | Ambient | 50000 |  |  | 55000 | 0.01 | 20 | 20 | 0.05 | 0.01 | 0 | 0 | 0 | 0 | 0.01 | 0 | 0 | 0 | 0 | 0 | 0.01 | 0 | 0 | 0 | 0 | 0 | True |  | Non Federally-Regulated | 05/08/2017 |  | 08/25/2017
Lutron Electronics Co., Inc. | Finire | FDT3RIXX****F1**PLRTD00**SOXX | Light Emitting Diode | Inseparable Luminaire | Direct Wired | Direct Digital Controls | 49.3 | 2700 | 0.0006 | 98 | 91 | 463 | 0.97 | Ambient | 50000 |  |  | 55000 | 0.01 | 20 | 20 | 0.05 | 0.01 | 0 | 0 | 0 | 0 | 0.01 | 0 | 0 | 0 | 0 | 0 | 0.01 | 0 | 0 | 0 | 0 | 0 | True |  | Non Federally-Regulated | 05/08/2017 |  | 08/25/2017
Lutron Electronics Co., Inc. | Finire | FDT3RIXX****F1**TWRTD00**XXXX | Light Emitting Diode | Inseparable Luminaire | Direct Wired | Direct Digital Controls | 49.3 | 2700 | 0.0006 | 98 | 91 | 463 | 0.97 | Ambient | 50000 |  |  | 55000 | 0.01 | 20 | 20 | 0.05 | 0.01 | 0 | 0 | 0 | 0 | 0.01 | 0 | 0 | 0 | 0 | 0 | 0.01 | 0 | 0 | 0 | 0 | 0 | True |  | Non Federally-Regulated | 05/08/2017 |  | 08/25/2017
Lutron Electronics Co., Inc. | Finire | FDT3RIXX****F1**TWRTD00**SOXX | Light Emitting Diode | Inseparable Luminaire | Direct Wired | Direct Digital Controls | 49.3 | 2700 | 0.0006 | 98 | 91 | 463 | 0.97 | Ambient | 50000 |  |  | 55000 | 0.01 | 20 | 20 | 0.05 | 0.01 | 0 | 0 | 0 | 0 | 0.01 | 0 | 0 | 0 | 0 | 0 | 0.01 | 0 | 0 | 0 | 0 | 0 | True |  | Non Federally-Regulated | 05/08/2017 |  | 08/25/2017
Lutron Electronics Co., Inc. | Finire | FDZ3RIXX****F1**XXRZD00**XXXX | Light Emitting Diode | Inseparable Luminaire | Direct Wired | Direct Digital Controls | 49.3 | 2700 | 0.0006 | 98 | 91 | 463 | 0.97 | Ambient | 50000 |  |  | 55000 | 0.01 | 20 | 20 | 0.05 | 0.01 | 0 | 0 | 0 | 0 | 0.01 | 0 | 0 | 0 | 0 | 0 | 0.01 | 0 | 0 | 0 | 0 | 0 | True |  | Non Federally-Regulated | 05/08/2017 |  | 08/25/2017
Lutron Electronics Co., Inc. | Finire | FDZ3RIXX****F1**XXRZD00**SOXX | Light Emitting Diode | Inseparable Luminaire | Direct Wired | Direct Digital Controls | 49.3 | 2700 | 0.0006 | 98 | 91 | 463 | 0.97 | Ambient | 50000 |  |  | 55000 | 0.01 | 20 | 20 | 0.05 | 0.01 | 0 | 0 | 0 | 0 | 0.01 | 0 | 0 | 0 | 0 | 0 | 0.01 | 0 | 0 | 0 | 0 | 0 | True |  | Non Federally-Regulated | 05/08/2017 |  | 08/25/2017
Lutron Electronics Co., Inc. | Finire | FDZ3RIXX****F1**PLRZD00**XXXX | Light Emitting Diode | Inseparable Luminaire | Direct Wired | Direct Digital Controls | 49.3 | 2700 | 0.0006 | 98 | 91 | 463 | 0.97 | Ambient | 50000 |  |  | 55000 | 0.01 | 20 | 20 | 0.05 | 0.01 | 0 | 0 | 0 | 0 | 0.01 | 0 | 0 | 0 | 0 | 0 | 0.01 | 0 | 0 | 0 | 0 | 0 | True |  | Non Federally-Regulated | 05/08/2017 |  | 08/25/2017
Lutron Electronics Co., Inc. | Finire | FDZ3RIXX****F1**PLRZD00**SOXX | Light Emitting Diode | Inseparable Luminaire | Direct Wired | Direct Digital Controls | 49.3 | 2700 | 0.0006 | 98 | 91 | 463 | 0.97 | Ambient | 50000 |  |  | 55000 | 0.01 | 20 | 20 | 0.05 | 0.01 | 0 | 0 | 0 | 0 | 0.01 | 0 | 0 | 0 | 0 | 0 | 0.01 | 0 | 0 | 0 | 0 | 0 | True |  | Non Federally-Regulated | 05/08/2017 |  | 08/25/2017
Lutron Electronics Co., Inc. | Finire | FDZ3RIXX****F1**TWRZD00**XXXX | Light Emitting Diode | Inseparable Luminaire | Direct Wired | Direct Digital Controls | 49.3 | 2700 | 0.0006 | 98 | 91 | 463 | 0.97 | Ambient | 50000 |  |  | 55000 | 0.01 | 20 | 20 | 0.05 | 0.01 | 0 | 0 | 0 | 0 | 0.01 | 0 | 0 | 0 | 0 | 0 | 0.01 | 0 | 0 | 0 | 0 | 0 | True |  | Non Federally-Regulated | 05/08/2017 |  | 08/25/2017
Lutron Electronics Co., Inc. | Finire | FDZ3RIXX****F1**TWRZD00**SOXX | Light Emitting Diode | Inseparable Luminaire | Direct Wired | Direct Digital Controls | 49.3 | 2700 | 0.0006 | 98 | 91 | 463 | 0.97 | Ambient | 50000 |  |  | 55000 | 0.01 | 20 | 20 | 0.05 | 0.01 | 0 | 0 | 0 | 0 | 0.01 | 0 | 0 | 0 | 0 | 0 | 0.01 | 0 | 0 | 0 | 0 | 0 | True |  | Non Federally-Regulated | 05/08/2017 |  | 08/25/2017
Lutron Electronics Co., Inc. | Finire | FDZ3SIXX****F1**XXSZD00**XXXX | Light Emitting Diode | Inseparable Luminaire | Direct Wired | Direct Digital Controls | 49.3 | 2700 | 0.0006 | 98 | 91 | 463 | 0.97 | Ambient | 50000 |  |  | 55000 | 0.01 | 20 | 20 | 0.05 | 0.01 | 0 | 0 | 0 | 0 | 0.01 | 0 | 0 | 0 | 0 | 0 | 0.01 | 0 | 0 | 0 | 0 | 0 | True |  | Non Federally-Regulated | 05/08/2017 |  | 08/25/2017
Lutron Electronics Co., Inc. | Finire | FDZ3SIXX****F1**XXSZD00**SOXX | Light Emitting Diode | Inseparable Luminaire | Direct Wired | Direct Digital Controls | 49.3 | 2700 | 0.0006 | 98 | 91 | 463 | 0.97 | Ambient | 50000 |  |  | 55000 | 0.01 | 20 | 20 | 0.05 | 0.01 | 0 | 0 | 0 | 0 | 0.01 | 0 | 0 | 0 | 0 | 0 | 0.01 | 0 | 0 | 0 | 0 | 0 | True |  | Non Federally-Regulated | 05/08/2017 |  | 08/25/2017
Lutron Electronics Co., Inc. | Finire | FDZ3SIXX****F1**PLSZD00**XXXX | Light Emitting Diode | Inseparable Luminaire | Direct Wired | Direct Digital Controls | 49.3 | 2700 | 0.0006 | 98 | 91 | 463 | 0.97 | Ambient | 50000 |  |  | 55000 | 0.01 | 20 | 20 | 0.05 | 0.01 | 0 | 0 | 0 | 0 | 0.01 | 0 | 0 | 0 | 0 | 0 | 0.01 | 0 | 0 | 0 | 0 | 0 | True |  | Non Federally-Regulated | 05/08/2017 |  | 08/25/2017
Lutron Electronics Co., Inc. | Finire | FDZ3SIXX****F1**PLSZD00**SOXX | Light Emitting Diode | Inseparable Luminaire | Direct Wired | Direct Digital Controls | 49.3 | 2700 | 0.0006 | 98 | 91 | 463 | 0.97 | Ambient | 50000 |  |  | 55000 | 0.01 | 20 | 20 | 0.05 | 0.01 | 0 | 0 | 0 | 0 | 0.01 | 0 | 0 | 0 | 0 | 0 | 0.01 | 0 | 0 | 0 | 0 | 0 | True |  | Non Federally-Regulated | 05/08/2017 |  | 08/25/2017
Lutron Electronics Co., Inc. | Finire | FDZ3SIXX****F1**TWSZD00**XXXX | Light Emitting Diode | Inseparable Luminaire | Direct Wired | Direct Digital Controls | 49.3 | 2700 | 0.0006 | 98 | 91 | 463 | 0.97 | Ambient | 50000 |  |  | 55000 | 0.01 | 20 | 20 | 0.05 | 0.01 | 0 | 0 | 0 | 0 | 0.01 | 0 | 0 | 0 | 0 | 0 | 0.01 | 0 | 0 | 0 | 0 | 0 | True |  | Non Federally-Regulated | 05/08/2017 |  | 08/25/2017
Lutron Electronics Co., Inc. | Finire | FDZ3SIXX****F1**TWSZD00**SOXX | Light Emitting Diode | Inseparable Luminaire | Direct Wired | Direct Digital Controls | 49.3 | 2700 | 0.0006 | 98 | 91 | 463 | 0.97 | Ambient | 50000 |  |  | 55000 | 0.01 | 20 | 20 | 0.05 | 0.01 | 0 | 0 | 0 | 0 | 0.01 | 0 | 0 | 0 | 0 | 0 | 0.01 | 0 | 0 | 0 | 0 | 0 | True |  | Non Federally-Regulated | 05/08/2017 |  | 08/25/2017
Lutron Electronics Co., Inc. | Finire | FDT3SIXX****F1**XXSTD00**XXXX | Light Emitting Diode | Inseparable Luminaire | Direct Wired | Direct Digital Controls | 49.3 | 2700 | 0.0006 | 98 | 91 | 463 | 0.97 | Ambient | 50000 |  |  | 55000 | 0.01 | 20 | 20 | 0.05 | 0.01 | 0 | 0 | 0 | 0 | 0.01 | 0 | 0 | 0 | 0 | 0 | 0.01 | 0 | 0 | 0 | 0 | 0 | True |  | Non Federally-Regulated | 05/08/2017 |  | 08/25/2017
Lutron Electronics Co., Inc. | Finire | FDT3SIXX****F1**XXSTD00**SOXX | Light Emitting Diode | Inseparable Luminaire | Direct Wired | Direct Digital Controls | 49.3 | 2700 | 0.0006 | 98 | 91 | 463 | 0.97 | Ambient | 50000 |  |  | 55000 | 0.01 | 20 | 20 | 0.05 | 0.01 | 0 | 0 | 0 | 0 | 0.01 | 0 | 0 | 0 | 0 | 0 | 0.01 | 0 | 0 | 0 | 0 | 0 | True |  | Non Federally-Regulated | 05/08/2017 |  | 08/25/2017
Lutron Electronics Co., Inc. | Finire | FDT3SIXX****F1**PLSTD00**XXXX | Light Emitting Diode | Inseparable Luminaire | Direct Wired | Direct Digital Controls | 49.3 | 2700 | 0.0006 | 98 | 91 | 463 | 0.97 | Ambient | 50000 |  |  | 55000 | 0.01 | 20 | 20 | 0.05 | 0.01 | 0 | 0 | 0 | 0 | 0.01 | 0 | 0 | 0 | 0 | 0 | 0.01 | 0 | 0 | 0 | 0 | 0 | True |  | Non Federally-Regulated | 05/08/2017 |  | 08/25/2017
Lutron Electronics Co., Inc. | Finire | FDT3SIXX****F1**PLSTD00**SOXX | Light Emitting Diode | Inseparable Luminaire | Direct Wired | Direct Digital Controls | 49.3 | 2700 | 0.0006 | 98 | 91 | 463 | 0.97 | Ambient | 50000 |  |  | 55000 | 0.01 | 20 | 20 | 0.05 | 0.01 | 0 | 0 | 0 | 0 | 0.01 | 0 | 0 | 0 | 0 | 0 | 0.01 | 0 | 0 | 0 | 0 | 0 | True |  | Non Federally-Regulated | 05/08/2017 |  | 08/25/2017
Lutron Electronics Co., Inc. | Finire | FDT3SIXX****F1**TWSTD00**XXXX | Light Emitting Diode | Inseparable Luminaire | Direct Wired | Direct Digital Controls | 49.3 | 2700 | 0.0006 | 98 | 91 | 463 | 0.97 | Ambient | 50000 |  |  | 55000 | 0.01 | 20 | 20 | 0.05 | 0.01 | 0 | 0 | 0 | 0 | 0.01 | 0 | 0 | 0 | 0 | 0 | 0.01 | 0 | 0 | 0 | 0 | 0 | True |  | Non Federally-Regulated | 05/08/2017 |  | 08/25/2017
Lutron Electronics Co., Inc. | Finire | FDT3SIXX****F1**TWSTD00**SOXX | Light Emitting Diode | Inseparable Luminaire | Direct Wired | Direct Digital Controls | 49.3 | 2700 | 0.0006 | 98 | 91 | 463 | 0.97 | Ambient | 50000 |  |  | 55000 | 0.01 | 20 | 20 | 0.05 | 0.01 | 0 | 0 | 0 | 0 | 0.01 | 0 | 0 | 0 | 0 | 0 | 0.01 | 0 | 0 | 0 | 0 | 0 | True |  | Non Federally-Regulated | 05/08/2017 |  | 08/25/2017
Lutron Electronics Co., Inc. | Finire | FDT3SIXX****F1**XXSTD00MWFGXX | Light Emitting Diode | Inseparable Luminaire | Direct Wired | Direct Digital Controls | 49.3 | 2700 | 0.0006 | 98 | 91 | 463 | 0.97 | Ambient | 50000 |  |  | 55000 | 0.01 | 20 | 20 | 0.05 | 0.01 | 0 | 0 | 0 | 0 | 0.01 | 0 | 0 | 0 | 0 | 0 | 0.01 | 0 | 0 | 0 | 0 | 0 | True |  | Non Federally-Regulated | 05/08/2017 |  | 08/25/2017
Lutron Electronics Co., Inc. | Finire | FDT3SIXX****F1**PLSTD00MWFGXX | Light Emitting Diode | Inseparable Luminaire | Direct Wired | Direct Digital Controls | 49.3 | 2700 | 0.0006 | 98 | 91 | 463 | 0.97 | Ambient | 50000 |  |  | 55000 | 0.01 | 20 | 20 | 0.05 | 0.01 | 0 | 0 | 0 | 0 | 0.01 | 0 | 0 | 0 | 0 | 0 | 0.01 | 0 | 0 | 0 | 0 | 0 | True |  | Non Federally-Regulated | 05/08/2017 |  | 08/25/2017
Lutron Electronics Co., Inc. | Finire | FDT3SIXX****F1**TWSTD00MWFGXX | Light Emitting Diode | Inseparable Luminaire | Direct Wired | Direct Digital Controls | 49.3 | 2700 | 0.0006 | 98 | 91 | 463 | 0.97 | Ambient | 50000 |  |  | 55000 | 0.01 | 20 | 20 | 0.05 | 0.01 | 0 | 0 | 0 | 0 | 0.01 | 0 | 0 | 0 | 0 | 0 | 0.01 | 0 | 0 | 0 | 0 | 0 | True |  | Non Federally-Regulated | 05/08/2017 |  | 08/25/2017
Lutron Electronics Co., Inc. | Finire | FDZ3SIXX****F1**XXSZD00MWFGXX | Light Emitting Diode | Inseparable Luminaire | Direct Wired | Direct Digital Controls | 49.3 | 2700 | 0.0006 | 98 | 91 | 463 | 0.97 | Ambient | 50000 |  |  | 55000 | 0.01 | 20 | 20 | 0.05 | 0.01 | 0 | 0 | 0 | 0 | 0.01 | 0 | 0 | 0 | 0 | 0 | 0.01 | 0 | 0 | 0 | 0 | 0 | True |  | Non Federally-Regulated | 05/08/2017 |  | 08/25/2017
Lutron Electronics Co., Inc. | Finire | FDZ3SIXX****F1**PLSZD00MWFGXX | Light Emitting Diode | Inseparable Luminaire | Direct Wired | Direct Digital Controls | 49.3 | 2700 | 0.0006 | 98 | 91 | 463 | 0.97 | Ambient | 50000 |  |  | 55000 | 0.01 | 20 | 20 | 0.05 | 0.01 | 0 | 0 | 0 | 0 | 0.01 | 0 | 0 | 0 | 0 | 0 | 0.01 | 0 | 0 | 0 | 0 | 0 | True |  | Non Federally-Regulated | 05/08/2017 |  | 08/25/2017
Lutron Electronics Co., Inc. | Finire | FDZ3SIXX****F1**TWSZD00MWFGXX | Light Emitting Diode | Inseparable Luminaire | Direct Wired | Direct Digital Controls | 49.3 | 2700 | 0.0006 | 98 | 91 | 463 | 0.97 | Ambient | 50000 |  |  | 55000 | 0.01 | 20 | 20 | 0.05 | 0.01 | 0 | 0 | 0 | 0 | 0.01 | 0 | 0 | 0 | 0 | 0 | 0.01 | 0 | 0 | 0 | 0 | 0 | True |  | Non Federally-Regulated | 05/08/2017 |  | 08/25/2017
Lutron Electronics Co., Inc. | Finire | FDZ3RIXX****F1**XXRZD00MWFGXX | Light Emitting Diode | Inseparable Luminaire | Direct Wired | Direct Digital Controls | 49.3 | 2700 | 0.0006 | 98 | 91 | 463 | 0.97 | Ambient | 50000 |  |  | 55000 | 0.01 | 20 | 20 | 0.05 | 0.01 | 0 | 0 | 0 | 0 | 0.01 | 0 | 0 | 0 | 0 | 0 | 0.01 | 0 | 0 | 0 | 0 | 0 | True |  | Non Federally-Regulated | 05/08/2017 |  | 08/25/2017
Lutron Electronics Co., Inc. | Finire | FDZ3RIXX****F1**PLRZD00MWFGXX | Light Emitting Diode | Inseparable Luminaire | Direct Wired | Direct Digital Controls | 49.3 | 2700 | 0.0006 | 98 | 91 | 463 | 0.97 | Ambient | 50000 |  |  | 55000 | 0.01 | 20 | 20 | 0.05 | 0.01 | 0 | 0 | 0 | 0 | 0.01 | 0 | 0 | 0 | 0 | 0 | 0.01 | 0 | 0 | 0 | 0 | 0 | True |  | Non Federally-Regulated | 05/08/2017 |  | 08/25/2017
Lutron Electronics Co., Inc. | Finire | FDZ3RIXX****F1**TWRZD00MWFGXX | Light Emitting Diode | Inseparable Luminaire | Direct Wired | Direct Digital Controls | 49.3 | 2700 | 0.0006 | 98 | 91 | 463 | 0.97 | Ambient | 50000 |  |  | 55000 | 0.01 | 20 | 20 | 0.05 | 0.01 | 0 | 0 | 0 | 0 | 0.01 | 0 | 0 | 0 | 0 | 0 | 0.01 | 0 | 0 | 0 | 0 | 0 | True |  | Non Federally-Regulated | 05/08/2017 |  | 08/25/2017
Lutron Electronics Co., Inc. | Finire | FDT3RIXX****F1**XXRTD00MWFGXX | Light Emitting Diode | Inseparable Luminaire | Direct Wired | Direct Digital Controls | 49.3 | 2700 | 0.0006 | 98 | 91 | 463 | 0.97 | Ambient | 50000 |  |  | 55000 | 0.01 | 20 | 20 | 0.05 | 0.01 | 0 | 0 | 0 | 0 | 0.01 | 0 | 0 | 0 | 0 | 0 | 0.01 | 0 | 0 | 0 | 0 | 0 | True |  | Non Federally-Regulated | 05/08/2017 |  | 08/25/2017
Lutron Electronics Co., Inc. | Finire | FDT3RIXX****F1**PLRTD00MWFGXX | Light Emitting Diode | Inseparable Luminaire | Direct Wired | Direct Digital Controls | 49.3 | 2700 | 0.0006 | 98 | 91 | 463 | 0.97 | Ambient | 50000 |  |  | 55000 | 0.01 | 20 | 20 | 0.05 | 0.01 | 0 | 0 | 0 | 0 | 0.01 | 0 | 0 | 0 | 0 | 0 | 0.01 | 0 | 0 | 0 | 0 | 0 | True |  | Non Federally-Regulated | 05/08/2017 |  | 08/25/2017
Lutron Electronics Co., Inc. | Finire | FDT3RIXX****F1**TWRTD00MWFGXX | Light Emitting Diode | Inseparable Luminaire | Direct Wired | Direct Digital Controls | 49.3 | 2700 | 0.0006 | 98 | 91 | 463 | 0.97 | Ambient | 50000 |  |  | 55000 | 0.01 | 20 | 20 | 0.05 | 0.01 | 0 | 0 | 0 | 0 | 0.01 | 0 | 0 | 0 | 0 | 0 | 0.01 | 0 | 0 | 0 | 0 | 0 | True |  | Non Federally-Regulated | 05/08/2017 |  | 08/25/2017
Globe Electric Co., Inc. | Globe | 31180 | Light Emitting Diode | Directional Lamp | Edison Screw Base | Forward Phase Cut Controls | 65.3 | 3000 | -0.002 | 93 | 65 | 83 | 0.91 | Elevated | 25000 | 0.889 | 1 |  | 0.1 | 21 | 21 | 0.16 | 0.16 | 0.15 | 0.14 | 0.01 | 0 | 0.2 | 0.2 | 0.2 | 0.16 | 0.02 | 0.01 | 0.14 | 0.15 | 0.14 | 0.11 | 0.02 | 0.01 | True |  | Non Federally-Regulated | 08/23/2017 |  | 08/29/2017
Kailin Lighting Co., Ltd. | Kailin | KLL760P-9 | Light Emitting Diode | Inseparable Luminaire | Direct Wired | Forward Phase Cut Controls | 59 | 2700 | 0.0019 | 93 | 65 | 186 | 0.9 | Ambient | 25000 | 0.96 | 1 |  | 0.1 | 15 | 15 | 0.22 | 0.21 | 0.2 | 0.18 | 0 | 0 | 0.26 | 0.26 | 0.26 | 0.21 | 0.08 | 0 | 0.21 | 0.2 | 0.19 | 0.18 | 0 | 0 | True |  | Non Federally-Regulated | 08/22/2017 |  | 08/31/2017
LEDVANCE LLC - Massachusetts | Sylvania | LEDRT561200927 | Light Emitting Diode | Inseparable Luminaire | Direct Wired | Forward Phase Cut Controls | 81.4 | 2644 | 0.0008 | 91 | 54 | 208 | 0.95 | Elevated | 50000 |  |  | 54000 | 0.01 | 21 | 19 | 0 | 0.26 | 0.25 | 0.24 | 0.05 | 0.02 | 0 | 0.25 | 0.26 | 0.2 | 0.09 | 0.03 | 0 | 0.11 | 0.1 | 0.08 | 0.02 | 0.01 | True |  | Non Federally-Regulated | 08/29/2017 |  | 09/06/2017
LEDVANCE LLC - Massachusetts | Sylvania | LEDRT561200930 | Light Emitting Diode | Inseparable Luminaire | Direct Wired | Forward Phase Cut Controls | 81.4 | 3011 | 0.0003 | 93 | 64 | 208 | 0.95 | Elevated | 50000 |  |  | 54000 | 0.01 | 21 | 19 | 0 | 0.26 | 0.25 | 0.24 | 0.05 | 0.02 | 0 | 0.25 | 0.26 | 0.2 | 0.09 | 0.03 | 0 | 0.11 | 0.1 | 0.08 | 0.02 | 0.01 | True |  | Non Federally-Regulated | 08/29/2017 |  | 09/06/2017
LEDVANCE LLC - Massachusetts | Sylvania | LEDRT561200940 | Light Emitting Diode | Inseparable Luminaire | Direct Wired | Forward Phase Cut Controls | 81.4 | 3857 | 0.0003 | 95 | 86 | 208 | 0.95 | Elevated | 50000 |  |  | 54000 | 0.01 | 21 | 19 | 0 | 0.26 | 0.25 | 0.24 | 0.05 | 0.02 | 0 | 0.25 | 0.26 | 0.2 | 0.09 | 0.03 | 0 | 0.11 | 0.1 | 0.08 | 0.02 | 0.01 | True |  | Non Federally-Regulated | 08/29/2017 |  | 09/06/2017
Lightolier | Lightolier | S6S927K10 | Light Emitting Diode | Inseparable Luminaire | Direct Wired | Forward Phase Cut Controls | 62.7 | 2640 | -0.0016 | 91 | 52 | 40 | 0.97 | Ambient | 51000 |  |  | 51000 | 0.07 | 18 | 18 | 0.23 | 0.22 | 0.23 | 0.22 | 0.01 | 0.01 | 0.52 | 0.35 | 0.35 | 0.29 | 0.03 | 0.01 | 0.46 | 0.28 | 0.27 | 0.22 | 0.02 | 0.01 | True |  | Non Federally-Regulated | 02/22/2017 |  | 09/06/2017
Lightolier | Lightolier | S6S927K10 | Light Emitting Diode | Inseparable Luminaire | Direct Wired | Reverse Phase Cut Controls | 62.7 | 2640 | -0.0016 | 91 | 52 | 40 | 0.97 | Ambient | 51000 |  |  | 51000 | 0.07 | 18 | 18 | 0.27 | 0.27 | 0.27 | 0.27 | 0.01 | 0 | 0.3 | 0.28 | 0.26 | 0.26 | 0.01 | 0.01 | 0.27 | 0.23 | 0.22 | 0.2 | 0.02 | 0.01 | True |  | Non Federally-Regulated | 02/22/2017 |  | 09/06/2017
Lightolier | Lightolier | S6S927K10AL | Light Emitting Diode | Inseparable Luminaire | Direct Wired | Forward Phase Cut Controls | 62.7 | 2640 | -0.0016 | 91 | 52 | 40 | 0.97 | Ambient | 51000 |  |  | 51000 | 0.07 | 18 | 18 | 0.23 | 0.22 | 0.23 | 0.22 | 0.01 | 0.01 | 0.52 | 0.35 | 0.35 | 0.29 | 0.03 | 0.01 | 0.46 | 0.28 | 0.27 | 0.22 | 0.02 | 0.01 | True |  | Non Federally-Regulated | 02/22/2017 |  | 09/06/2017
Lightolier | Lightolier | S6S927K10AL | Light Emitting Diode | Inseparable Luminaire | Direct Wired | Reverse Phase Cut Controls | 62.7 | 2640 | -0.0016 | 91 | 52 | 40 | 0.97 | Ambient | 51000 |  |  | 51000 | 0.07 | 18 | 18 | 0.27 | 0.27 | 0.27 | 0.27 | 0.01 | 0 | 0.3 | 0.28 | 0.26 | 0.26 | 0.01 | 0.01 | 0.27 | 0.23 | 0.22 | 0.2 | 0.02 | 0.01 | True |  | Non Federally-Regulated | 02/22/2017 |  | 09/06/2017
Lightolier | Lightolier | S6S927K10BK | Light Emitting Diode | Inseparable Luminaire | Direct Wired | Forward Phase Cut Controls | 62.7 | 2640 | -0.0016 | 91 | 52 | 40 | 0.97 | Ambient | 51000 |  |  | 51000 | 0.07 | 18 | 18 | 0.23 | 0.22 | 0.23 | 0.22 | 0.01 | 0.01 | 0.52 | 0.35 | 0.35 | 0.29 | 0.03 | 0.01 | 0.46 | 0.28 | 0.27 | 0.22 | 0.02 | 0.01 | True |  | Non Federally-Regulated | 02/22/2017 |  | 09/06/2017
Lightolier | Lightolier | S6S927K10BK | Light Emitting Diode | Inseparable Luminaire | Direct Wired | Reverse Phase Cut Controls | 62.7 | 2640 | -0.0016 | 91 | 52 | 40 | 0.97 | Ambient | 51000 |  |  | 51000 | 0.07 | 18 | 18 | 0.27 | 0.27 | 0.27 | 0.27 | 0.01 | 0 | 0.3 | 0.28 | 0.26 | 0.26 | 0.01 | 0.01 | 0.27 | 0.23 | 0.22 | 0.2 | 0.02 | 0.01 | True |  | Non Federally-Regulated | 02/22/2017 |  | 09/06/2017
Lightolier | Lightolier | S7R927K10 | Light Emitting Diode | Inseparable Luminaire | Direct Wired | Forward Phase Cut Controls | 66.7 | 2650 | -0.0011 | 91 | 55 | 40 | 0.97 | Ambient | 51000 |  |  | 51000 | 0.07 | 18 | 18 | 0.23 | 0.22 | 0.23 | 0.22 | 0.01 | 0.01 | 0.52 | 0.35 | 0.35 | 0.29 | 0.03 | 0.01 | 0.46 | 0.28 | 0.27 | 0.22 | 0.02 | 0.01 | True |  | Non Federally-Regulated | 02/22/2017 |  | 09/06/2017
Lightolier | Lightolier | S7R927K10 | Light Emitting Diode | Inseparable Luminaire | Direct Wired | Reverse Phase Cut Controls | 66.7 | 2650 | -0.0011 | 91 | 55 | 40 | 0.97 | Ambient | 51000 |  |  | 51000 | 0.07 | 18 | 18 | 0.27 | 0.27 | 0.27 | 0.27 | 0.01 | 0 | 0.3 | 0.28 | 0.26 | 0.26 | 0.01 | 0.01 | 0.27 | 0.23 | 0.22 | 0.2 | 0.02 | 0.01 | True |  | Non Federally-Regulated | 02/22/2017 |  | 09/06/2017
Lightolier | Lightolier | S7R927K10AL | Light Emitting Diode | Inseparable Luminaire | Direct Wired | Forward Phase Cut Controls | 66.7 | 2650 | -0.0011 | 91 | 55 | 40 | 0.97 | Ambient | 51000 |  |  | 51000 | 0.07 | 18 | 18 | 0.23 | 0.22 | 0.23 | 0.22 | 0.01 | 0.01 | 0.52 | 0.35 | 0.35 | 0.29 | 0.03 | 0.01 | 0.46 | 0.28 | 0.27 | 0.22 | 0.02 | 0.01 | True |  | Non Federally-Regulated | 02/22/2017 |  | 09/06/2017
Lightolier | Lightolier | S7R927K10AL | Light Emitting Diode | Inseparable Luminaire | Direct Wired | Reverse Phase Cut Controls | 66.7 | 2650 | -0.0011 | 91 | 55 | 40 | 0.97 | Ambient | 51000 |  |  | 51000 | 0.07 | 18 | 18 | 0.27 | 0.27 | 0.27 | 0.27 | 0.01 | 0 | 0.3 | 0.28 | 0.26 | 0.26 | 0.01 | 0.01 | 0.27 | 0.23 | 0.22 | 0.2 | 0.02 | 0.01 | True |  | Non Federally-Regulated | 02/22/2017 |  | 09/06/2017
Lightolier | Lightolier | S7R927K10BK | Light Emitting Diode | Inseparable Luminaire | Direct Wired | Forward Phase Cut Controls | 66.7 | 2650 | -0.0011 | 91 | 55 | 40 | 0.97 | Ambient | 51000 |  |  | 51000 | 0.07 | 18 | 18 | 0.23 | 0.22 | 0.23 | 0.22 | 0.01 | 0.01 | 0.52 | 0.35 | 0.35 | 0.29 | 0.03 | 0.01 | 0.46 | 0.28 | 0.27 | 0.22 | 0.02 | 0.01 | True |  | Non Federally-Regulated | 02/22/2017 |  | 09/06/2017
Lightolier | Lightolier | S7R927K10BK | Light Emitting Diode | Inseparable Luminaire | Direct Wired | Reverse Phase Cut Controls | 66.7 | 2650 | -0.0011 | 91 | 55 | 40 | 0.97 | Ambient | 51000 |  |  | 51000 | 0.07 | 18 | 18 | 0.27 | 0.27 | 0.27 | 0.27 | 0.01 | 0 | 0.3 | 0.28 | 0.26 | 0.26 | 0.01 | 0.01 | 0.27 | 0.23 | 0.22 | 0.2 | 0.02 | 0.01 | True |  | Non Federally-Regulated | 02/22/2017 |  | 09/06/2017
NexEco Energy Conservation, Inc. | NexEco | LNE12HA27V2 | Light Emitting Diode | Omnidirectional Lamp | Edison Screw Base | Forward Phase Cut Controls | 94.6 | 2700 | -0.0022 | 92 | 57 | 89 | 0.98 | Elevated | 25000 | 0.923 | 1 |  | 0.1 | 21 | 23 | 0.2 | 0.2 | 0.2 | 0.2 | 0.03 | 0.01 | 0.22 | 0.22 | 0.22 | 0.18 | 0.03 | 0.01 | 0.16 | 0.16 | 0.16 | 0.13 | 0.04 | 0.02 | True |  | Non Federally-Regulated | 06/21/2017 |  | 09/07/2017
NexEco Energy Conservation, Inc. | NexEco | LNE12HA27EV2 | Light Emitting Diode | Omnidirectional Lamp | Edison Screw Base | Forward Phase Cut Controls | 94.7 | 2700 | -0.0019 | 92 | 57 | 42 | 0.98 | Elevated | 25000 | 0.937 | 1 |  | 0.1 | 20 | 22 | 0.26 | 0.26 | 0.26 | 0.25 | 0.04 | 0.01 | 0.19 | 0.19 | 0.2 | 0.16 | 0.02 | 0.01 | 0.13 | 0.13 | 0.14 | 0.1 | 0.02 | 0.01 | True |  | Non Federally-Regulated | 06/21/2017 |  | 09/07/2017
NexEco Energy Conservation, Inc. | NexEco | LNE17HA27V2 | Light Emitting Diode | Omnidirectional Lamp | Edison Screw Base | Forward Phase Cut Controls | 94.9 | 2700 | -0.0026 | 92 | 57 | 58 | 0.93 | Elevated | 25000 | 0.927 | 1 |  | 0.1 | 20 | 22 | 0.32 | 0.32 | 0.31 | 0.29 | 0.03 | 0.01 | 0.3 | 0.3 | 0.3 | 0.25 | 0.03 | 0.01 | 0.22 | 0.22 | 0.22 | 0.18 | 0.03 | 0.01 | True |  | Non Federally-Regulated | 06/21/2017 |  | 09/07/2017
GREEN CREATIVE LTD | Green Creative | 10DL4DIM/927 | Light Emitting Diode | Inseparable Luminaire | Edison Screw Base | Forward Phase Cut Controls | 88.1 | 2729 | 0.0002 | 93 | 58 | 86 | 0.97 | Ambient | 25000 |  |  | 60000 | 0.1 | 16 | 16 | 0.26 | 0.24 | 0.22 | 0.1 | 0.03 | 0.01 | 0.21 | 0.2 | 0.2 | 0.16 | 0.04 | 0.01 | 0.14 | 0.13 | 0.13 | 0.09 | 0.02 | 0.01 | True |  | Non Federally-Regulated | 09/06/2017 |  | 09/22/2017
GREEN CREATIVE LTD | Green Creative | 10DL4DIM/930 | Light Emitting Diode | Inseparable Luminaire | Edison Screw Base | Forward Phase Cut Controls | 91.2 | 2968 | 0.0005 | 93 | 59 | 86 | 0.97 | Ambient | 25000 |  |  | 60000 | 0.1 | 16 | 16 | 0.26 | 0.24 | 0.22 | 0.1 | 0.03 | 0.01 | 0.21 | 0.2 | 0.2 | 0.16 | 0.04 | 0.01 | 0.14 | 0.13 | 0.13 | 0.09 | 0.02 | 0.01 | True |  | Non Federally-Regulated | 09/06/2017 |  | 09/22/2017
GREEN CREATIVE LTD | Green Creative | 10DL4DIM/940 | Light Emitting Diode | Inseparable Luminaire | Edison Screw Base | Forward Phase Cut Controls | 99.1 | 3873 | 0.0009 | 92 | 59 | 86 | 0.97 | Ambient | 25000 |  |  | 60000 | 0.1 | 16 | 16 | 0.26 | 0.24 | 0.22 | 0.1 | 0.03 | 0.01 | 0.21 | 0.2 | 0.2 | 0.16 | 0.04 | 0.01 | 0.14 | 0.13 | 0.13 | 0.09 | 0.02 | 0.01 | True |  | Non Federally-Regulated | 09/06/2017 |  | 09/22/2017
GREEN CREATIVE LTD | Green Creative | 97991 | Light Emitting Diode | Inseparable Luminaire | Edison Screw Base | Forward Phase Cut Controls | 86.2 | 2740 | 0.0003 | 93 | 56 | 58 | 0.98 | Ambient | 25000 |  |  | 60000 | 0.1 | 16 | 17 | 0.2 | 0.19 | 0.19 | 0.18 | 0.03 | 0.01 | 0.17 | 0.17 | 0.17 | 0.14 | 0.03 | 0.01 | 0.13 | 0.12 | 0.12 | 0.09 | 0.02 | 0.01 | True |  | Non Federally-Regulated | 09/06/2017 |  | 09/22/2017
GREEN CREATIVE LTD | Green Creative | 97992 | Light Emitting Diode | Inseparable Luminaire | Edison Screw Base | Forward Phase Cut Controls | 88.9 | 2960 | 0.0003 | 93 | 58 | 58 | 0.97 | Ambient | 25000 |  |  | 60000 | 0.1 | 16 | 17 | 0.2 | 0.19 | 0.19 | 0.18 | 0.03 | 0.01 | 0.17 | 0.17 | 0.17 | 0.14 | 0.03 | 0.01 | 0.13 | 0.12 | 0.12 | 0.09 | 0.02 | 0.01 | True |  | Non Federally-Regulated | 09/06/2017 |  | 09/22/2017
GREEN CREATIVE LTD | Green Creative | 97993 | Light Emitting Diode | Inseparable Luminaire | Edison Screw Base | Forward Phase Cut Controls | 97 | 3871 | 0.0014 | 92 | 58 | 58 | 0.98 | Ambient | 25000 |  |  | 60000 | 0.1 | 16 | 17 | 0.2 | 0.19 | 0.19 | 0.18 | 0.03 | 0.01 | 0.17 | 0.17 | 0.17 | 0.14 | 0.03 | 0.01 | 0.13 | 0.12 | 0.12 | 0.09 | 0.02 | 0.01 | True |  | Non Federally-Regulated | 09/06/2017 |  | 09/22/2017
GREEN CREATIVE LTD | Green Creative | 18DL6DIM/927 | Light Emitting Diode | Inseparable Luminaire | Edison Screw Base | Forward Phase Cut Controls | 85.8 | 2705 | 0.0004 | 93 | 56 | 85 | 0.92 | Ambient | 25000 |  |  | 60000 | 0.1 | 16 | 17 | 0.15 | 0.13 | 0.12 | 0.05 | 0.01 | 0 | 0.19 | 0.19 | 0.19 | 0.14 | 0.03 | 0.01 | 0.15 | 0.13 | 0.14 | 0.11 | 0.03 | 0.01 | True |  | Non Federally-Regulated | 09/06/2017 |  | 09/22/2017
GREEN CREATIVE LTD | Green Creative | 18DL6DIM/930 | Light Emitting Diode | Inseparable Luminaire | Edison Screw Base | Forward Phase Cut Controls | 88.4 | 2960 | 0.0008 | 93 | 59 | 85 | 0.91 | Ambient | 25000 |  |  | 60000 | 0.1 | 16 | 17 | 0.15 | 0.13 | 0.12 | 0.05 | 0.01 | 0 | 0.19 | 0.19 | 0.19 | 0.14 | 0.03 | 0.01 | 0.15 | 0.13 | 0.14 | 0.11 | 0.03 | 0.01 | True |  | Non Federally-Regulated | 09/06/2017 |  | 09/22/2017
GREEN CREATIVE LTD | Green Creative | 18DL6DIM/940 | Light Emitting Diode | Inseparable Luminaire | Edison Screw Base | Forward Phase Cut Controls | 96.6 | 3847 | 0.0009 | 92 | 58 | 85 | 0.92 | Ambient | 25000 |  |  | 60000 | 0.1 | 16 | 17 | 0.15 | 0.13 | 0.12 | 0.05 | 0.01 | 0 | 0.19 | 0.19 | 0.19 | 0.14 | 0.03 | 0.01 | 0.15 | 0.13 | 0.14 | 0.11 | 0.03 | 0.01 | True |  | Non Federally-Regulated | 09/06/2017 |  | 09/22/2017
Cooper Lighting Solutions LLC (formerly Eaton) | Halo | RL460WHZHA69 - 2700K | Light Emitting Diode | Inseparable Luminaire | Quick Connect | Forward Phase Cut Controls | 69 | 2673 | 0 | 92 | 63 | 330 | 1 | Elevated | 50000 |  |  | 50000 | 0.05 | 19 | 18 | 0.37 | 0.22 | 0.19 | 0.18 | 0 | 0 | 0.3 | 0.14 | 0.11 | 0.11 | 0 | 0 | 0.12 | 0.04 | 0.02 | 0.02 | 0 | 0 | True |  | Non Federally-Regulated | 08/04/2017 |  | 09/22/2017
Cooper Lighting Solutions LLC (formerly Eaton) | Halo | RL460WHZHA69 - 3000K | Light Emitting Diode | Inseparable Luminaire | Quick Connect | Forward Phase Cut Controls | 69 | 3000 | 0 | 92 | 63 | 330 | 1 | Elevated | 50000 |  |  | 50000 | 0.05 | 19 | 18 | 0.37 | 0.22 | 0.19 | 0.18 | 0 | 0 | 0.3 | 0.14 | 0.11 | 0.11 | 0 | 0 | 0.12 | 0.04 | 0.02 | 0.02 | 0 | 0 | True |  | Non Federally-Regulated | 08/04/2017 |  | 09/22/2017
Cooper Lighting Solutions LLC (formerly Eaton) | Halo | RL460WHZHA69 - 3500K | Light Emitting Diode | Inseparable Luminaire | Quick Connect | Forward Phase Cut Controls | 69 | 3500 | 0 | 92 | 63 | 330 | 1 | Elevated | 50000 |  |  | 50000 | 0.05 | 19 | 18 | 0.37 | 0.22 | 0.19 | 0.18 | 0 | 0 | 0.3 | 0.14 | 0.11 | 0.11 | 0 | 0 | 0.12 | 0.04 | 0.02 | 0.02 | 0 | 0 | True |  | Non Federally-Regulated | 08/04/2017 |  | 09/22/2017
Cooper Lighting Solutions LLC (formerly Eaton) | Halo | RL460WHZHA69 - 4000K | Light Emitting Diode | Inseparable Luminaire | Quick Connect | Forward Phase Cut Controls | 69 | 4000 | 0 | 92 | 63 | 330 | 1 | Elevated | 50000 |  |  | 50000 | 0.05 | 19 | 18 | 0.37 | 0.22 | 0.19 | 0.18 | 0 | 0 | 0.3 | 0.14 | 0.11 | 0.11 | 0 | 0 | 0.12 | 0.04 | 0.02 | 0.02 | 0 | 0 | True |  | Non Federally-Regulated | 08/04/2017 |  | 09/22/2017
Dolan Designs, Inc. | DESIGN CLASSICS | JJ 5014-##30T16-09 | Light Emitting Diode | Inseparable Luminaire | Edison Screw Base | Forward Phase Cut Controls | 76 | 3000 | 0.0001 | 92 | 54 | 148 | 0.97 | Ambient | 50000 |  |  | 60000 | 0 | 23 | 23 | 0.01 | 0 | 0 | 0.01 | 0 | 0 | 0.23 | 0.21 | 0.21 | 0.18 | 0.04 | 0.04 | 0 | 0 | 0 | 0 | 0 | 0 | True |  | Non Federally-Regulated | 08/22/2017 |  | 09/27/2017
Dolan Designs, Inc. | DESIGN CLASSICS | JJ 5014-##40T16-09 | Light Emitting Diode | Inseparable Luminaire | Edison Screw Base | Forward Phase Cut Controls | 76 | 4000 | 0.0001 | 92 | 54 | 148 | 0.97 | Ambient | 50000 |  |  | 60000 | 0 | 23 | 23 | 0.01 | 0 | 0 | 0.01 | 0 | 0 | 0.23 | 0.21 | 0.21 | 0.18 | 0.04 | 0.04 | 0 | 0 | 0 | 0 | 0 | 0 | True |  | Non Federally-Regulated | 08/22/2017 |  | 09/27/2017
Dolan Designs, Inc. | DESIGN CLASSICS | JJ 5014-##30T16-26 | Light Emitting Diode | Inseparable Luminaire | Edison Screw Base | Forward Phase Cut Controls | 76 | 3000 | 0.0001 | 92 | 54 | 148 | 0.97 | Ambient | 50000 |  |  | 60000 | 0 | 23 | 23 | 0.01 | 0 | 0 | 0.01 | 0 | 0 | 0.23 | 0.21 | 0.21 | 0.18 | 0.04 | 0.04 | 0 | 0 | 0 | 0 | 0 | 0 | True |  | Non Federally-Regulated | 08/22/2017 |  | 09/27/2017
Dolan Designs, Inc. | DESIGN CLASSICS | JJ 5014-##40T16-26 | Light Emitting Diode | Inseparable Luminaire | Edison Screw Base | Forward Phase Cut Controls | 76 | 4000 | 0.0001 | 92 | 54 | 148 | 0.97 | Ambient | 50000 |  |  | 60000 | 0 | 23 | 23 | 0.01 | 0 | 0 | 0.01 | 0 | 0 | 0.23 | 0.21 | 0.21 | 0.18 | 0.04 | 0.04 | 0 | 0 | 0 | 0 | 0 | 0 | True |  | Non Federally-Regulated | 08/22/2017 |  | 09/27/2017
Dolan Designs, Inc. | DESIGN CLASSICS | JJ 5014-##30T16-30 | Light Emitting Diode | Inseparable Luminaire | Edison Screw Base | Forward Phase Cut Controls | 76 | 3000 | 0.0001 | 92 | 54 | 148 | 0.97 | Ambient | 50000 |  |  | 60000 | 0 | 23 | 23 | 0.01 | 0 | 0 | 0.01 | 0 | 0 | 0.23 | 0.21 | 0.21 | 0.18 | 0.04 | 0.04 | 0 | 0 | 0 | 0 | 0 | 0 | True |  | Non Federally-Regulated | 08/22/2017 |  | 09/27/2017
Dolan Designs, Inc. | DESIGN CLASSICS | JJ 5014-##40T16-30 | Light Emitting Diode | Inseparable Luminaire | Edison Screw Base | Forward Phase Cut Controls | 76 | 4000 | 0.0001 | 92 | 54 | 148 | 0.97 | Ambient | 50000 |  |  | 60000 | 0 | 23 | 23 | 0.01 | 0 | 0 | 0.01 | 0 | 0 | 0.23 | 0.21 | 0.21 | 0.18 | 0.04 | 0.04 | 0 | 0 | 0 | 0 | 0 | 0 | True |  | Non Federally-Regulated | 08/22/2017 |  | 09/27/2017
Dolan Designs, Inc. | DESIGN CLASSICS | JJ 5016-##30T16-09 | Light Emitting Diode | Inseparable Luminaire | Edison Screw Base | Forward Phase Cut Controls | 75 | 3000 | -0.0002 | 92 | 54 | 247 | 0.98 | Ambient | 50000 |  |  | 60000 | 0 | 23 | 19 | 0 | 0 | 0 | 0 | 0 | 0 | 0.24 | 0.24 | 0.24 | 0.19 | 0.02 | 0.02 | 0 | 0 | 0 | 0 | 0 | 0 | True |  | Non Federally-Regulated | 08/22/2017 |  | 09/27/2017
Dolan Designs, Inc. | DESIGN CLASSICS | JJ 5016-##40T16-09 | Light Emitting Diode | Inseparable Luminaire | Edison Screw Base | Forward Phase Cut Controls | 75 | 4000 | -0.0002 | 92 | 54 | 247 | 0.98 | Ambient | 50000 |  |  | 60000 | 0 | 23 | 19 | 0 | 0 | 0 | 0 | 0 | 0 | 0.24 | 0.24 | 0.24 | 0.19 | 0.02 | 0.02 | 0 | 0 | 0 | 0 | 0 | 0 | True |  | Non Federally-Regulated | 08/22/2017 |  | 09/27/2017
Dolan Designs, Inc. | DESIGN CLASSICS | JJ 5016-##30T16-26 | Light Emitting Diode | Inseparable Luminaire | Edison Screw Base | Forward Phase Cut Controls | 75 | 3000 | -0.0002 | 92 | 54 | 247 | 0.98 | Ambient | 50000 |  |  | 60000 | 0 | 23 | 19 | 0 | 0 | 0 | 0 | 0 | 0 | 0.24 | 0.24 | 0.24 | 0.19 | 0.02 | 0.02 | 0 | 0 | 0 | 0 | 0 | 0 | True |  | Non Federally-Regulated | 08/22/2017 |  | 09/27/2017
Dolan Designs, Inc. | DESIGN CLASSICS | JJ 5016-##40T16-26 | Light Emitting Diode | Inseparable Luminaire | Edison Screw Base | Forward Phase Cut Controls | 75 | 4000 | -0.0002 | 92 | 54 | 247 | 0.98 | Ambient | 50000 |  |  | 60000 | 0 | 23 | 19 | 0 | 0 | 0 | 0 | 0 | 0 | 0.24 | 0.24 | 0.24 | 0.19 | 0.02 | 0.02 | 0 | 0 | 0 | 0 | 0 | 0 | True |  | Non Federally-Regulated | 08/22/2017 |  | 09/27/2017
Dolan Designs, Inc. | DESIGN CLASSICS | JJ 5016-##30T16-30 | Light Emitting Diode | Inseparable Luminaire | Edison Screw Base | Forward Phase Cut Controls | 75 | 3000 | -0.0002 | 92 | 54 | 247 | 0.98 | Ambient | 50000 |  |  | 60000 | 0 | 23 | 19 | 0 | 0 | 0 | 0 | 0 | 0 | 0.24 | 0.24 | 0.24 | 0.19 | 0.02 | 0.02 | 0 | 0 | 0 | 0 | 0 | 0 | True |  | Non Federally-Regulated | 08/22/2017 |  | 09/27/2017
Dolan Designs, Inc. | DESIGN CLASSICS | JJ 5016-##40T16-30 | Light Emitting Diode | Inseparable Luminaire | Edison Screw Base | Forward Phase Cut Controls | 75 | 4000 | -0.0002 | 92 | 54 | 247 | 0.98 | Ambient | 50000 |  |  | 60000 | 0 | 23 | 19 | 0 | 0 | 0 | 0 | 0 | 0 | 0.24 | 0.24 | 0.24 | 0.19 | 0.02 | 0.02 | 0 | 0 | 0 | 0 | 0 | 0 | True |  | Non Federally-Regulated | 08/22/2017 |  | 09/27/2017
Contrast Lighting | Urbai | REUR3-120D2 + UR3CC-****2790L | Light Emitting Diode | Inseparable Luminaire | Quick Connect | 0-10 VDC Controls | 58.3 | 2718 | 0.0005 | 92 | 57 | 139 | 0.99 | Ambient | 50000 |  |  | 55000 | 0.1 | 22 | 21 | 0.2 | 0.25 | 0.24 | 0.24 | 0.2 | 0.1 | 0.29 | 0.34 | 0.34 | 0.27 | 0.1 | 0.1 | 0.23 | 0.29 | 0.28 | 0.21 | 0.1 | 0.1 | True |  | Non Federally-Regulated | 10/02/2017 |  | 10/05/2017
Contrast Lighting | Urbai | REUR3-120D2 + UR3CC-****3090L | Light Emitting Diode | Inseparable Luminaire | Quick Connect | 0-10 VDC Controls | 58.3 | 2718 | 0.0005 | 92 | 57 | 139 | 0.99 | Ambient | 50000 |  |  | 55000 | 0.1 | 22 | 21 | 0.2 | 0.25 | 0.24 | 0.24 | 0.2 | 0.1 | 0.29 | 0.34 | 0.34 | 0.27 | 0.1 | 0.1 | 0.23 | 0.29 | 0.28 | 0.21 | 0.1 | 0.1 | True |  | Non Federally-Regulated | 10/02/2017 |  | 10/05/2017
Contrast Lighting | Urbai | REUR3-120D2 + UR3CC-****3590L | Light Emitting Diode | Inseparable Luminaire | Quick Connect | 0-10 VDC Controls | 58.3 | 2718 | 0.0005 | 92 | 57 | 139 | 0.99 | Ambient | 50000 |  |  | 55000 | 0.1 | 22 | 21 | 0.2 | 0.25 | 0.24 | 0.24 | 0.2 | 0.1 | 0.29 | 0.34 | 0.34 | 0.27 | 0.1 | 0.1 | 0.23 | 0.29 | 0.28 | 0.21 | 0.1 | 0.1 | True |  | Non Federally-Regulated | 10/02/2017 |  | 10/05/2017
Contrast Lighting | Urbai | REUR3-120D2 + UR3CC-****4090L | Light Emitting Diode | Inseparable Luminaire | Quick Connect | 0-10 VDC Controls | 58.3 | 2718 | 0.0005 | 92 | 57 | 139 | 0.99 | Ambient | 50000 |  |  | 55000 | 0.1 | 22 | 21 | 0.2 | 0.25 | 0.24 | 0.24 | 0.2 | 0.1 | 0.29 | 0.34 | 0.34 | 0.27 | 0.1 | 0.1 | 0.23 | 0.29 | 0.28 | 0.21 | 0.1 | 0.1 | True |  | Non Federally-Regulated | 10/02/2017 |  | 10/05/2017
Contrast Lighting | Urbai | NWUR3-120D2 + UR3CC-****2790L | Light Emitting Diode | Inseparable Luminaire | Quick Connect | 0-10 VDC Controls | 58.3 | 2718 | 0.0005 | 92 | 57 | 139 | 0.99 | Ambient | 50000 |  |  | 55000 | 0.1 | 22 | 21 | 0.2 | 0.25 | 0.24 | 0.24 | 0.2 | 0.1 | 0.29 | 0.34 | 0.34 | 0.27 | 0.1 | 0.1 | 0.23 | 0.29 | 0.28 | 0.21 | 0.1 | 0.1 | True |  | Non Federally-Regulated | 10/02/2017 |  | 10/05/2017
Contrast Lighting | Urbai | NWUR3-120D2 + UR3CC-****3090L | Light Emitting Diode | Inseparable Luminaire | Quick Connect | 0-10 VDC Controls | 58.3 | 2718 | 0.0005 | 92 | 57 | 139 | 0.99 | Ambient | 50000 |  |  | 55000 | 0.1 | 22 | 21 | 0.2 | 0.25 | 0.24 | 0.24 | 0.2 | 0.1 | 0.29 | 0.34 | 0.34 | 0.27 | 0.1 | 0.1 | 0.23 | 0.29 | 0.28 | 0.21 | 0.1 | 0.1 | True |  | Non Federally-Regulated | 10/02/2017 |  | 10/05/2017
Contrast Lighting | Urbai | NWUR3-120D2 + UR3CC-****3590L | Light Emitting Diode | Inseparable Luminaire | Quick Connect | 0-10 VDC Controls | 58.3 | 2718 | 0.0005 | 92 | 57 | 139 | 0.99 | Ambient | 50000 |  |  | 55000 | 0.1 | 22 | 21 | 0.2 | 0.25 | 0.24 | 0.24 | 0.2 | 0.1 | 0.29 | 0.34 | 0.34 | 0.27 | 0.1 | 0.1 | 0.23 | 0.29 | 0.28 | 0.21 | 0.1 | 0.1 | True |  | Non Federally-Regulated | 10/02/2017 |  | 10/05/2017
Contrast Lighting | Urbai | NWUR3-120D2 + UR3CC-****4090L | Light Emitting Diode | Inseparable Luminaire | Quick Connect | 0-10 VDC Controls | 58.3 | 2718 | 0.0005 | 92 | 57 | 139 | 0.99 | Ambient | 50000 |  |  | 55000 | 0.1 | 22 | 21 | 0.2 | 0.25 | 0.24 | 0.24 | 0.2 | 0.1 | 0.29 | 0.34 | 0.34 | 0.27 | 0.1 | 0.1 | 0.23 | 0.29 | 0.28 | 0.21 | 0.1 | 0.1 | True |  | Non Federally-Regulated | 10/02/2017 |  | 10/05/2017
Contrast Lighting | Urbai | REUR4-120D2 + UR4CC-****2790L | Light Emitting Diode | Inseparable Luminaire | Quick Connect | 0-10 VDC Controls | 58.3 | 2718 | 0.0005 | 92 | 57 | 139 | 0.99 | Ambient | 50000 |  |  | 55000 | 0.1 | 22 | 21 | 0.2 | 0.25 | 0.24 | 0.24 | 0.2 | 0.1 | 0.29 | 0.34 | 0.34 | 0.27 | 0.1 | 0.1 | 0.23 | 0.29 | 0.28 | 0.21 | 0.1 | 0.1 | True |  | Non Federally-Regulated | 10/02/2017 |  | 10/05/2017
Contrast Lighting | Urbai | REUR4-120D2 + UR4CC-****3090L | Light Emitting Diode | Inseparable Luminaire | Quick Connect | 0-10 VDC Controls | 58.3 | 2718 | 0.0005 | 92 | 57 | 139 | 0.99 | Ambient | 50000 |  |  | 55000 | 0.1 | 22 | 21 | 0.2 | 0.25 | 0.24 | 0.24 | 0.2 | 0.1 | 0.29 | 0.34 | 0.34 | 0.27 | 0.1 | 0.1 | 0.23 | 0.29 | 0.28 | 0.21 | 0.1 | 0.1 | True |  | Non Federally-Regulated | 10/02/2017 |  | 10/05/2017
Contrast Lighting | Urbai | REUR4-120D2 + UR4CC-****3590L | Light Emitting Diode | Inseparable Luminaire | Quick Connect | 0-10 VDC Controls | 58.3 | 2718 | 0.0005 | 92 | 57 | 139 | 0.99 | Ambient | 50000 |  |  | 55000 | 0.1 | 22 | 21 | 0.2 | 0.25 | 0.24 | 0.24 | 0.2 | 0.1 | 0.29 | 0.34 | 0.34 | 0.27 | 0.1 | 0.1 | 0.23 | 0.29 | 0.28 | 0.21 | 0.1 | 0.1 | True |  | Non Federally-Regulated | 10/02/2017 |  | 10/05/2017
Contrast Lighting | Urbai | REUR4-120D2 + UR4CC-****4090L | Light Emitting Diode | Inseparable Luminaire | Quick Connect | 0-10 VDC Controls | 58.3 | 2718 | 0.0005 | 92 | 57 | 139 | 0.99 | Ambient | 50000 |  |  | 55000 | 0.1 | 22 | 21 | 0.2 | 0.25 | 0.24 | 0.24 | 0.2 | 0.1 | 0.29 | 0.34 | 0.34 | 0.27 | 0.1 | 0.1 | 0.23 | 0.29 | 0.28 | 0.21 | 0.1 | 0.1 | True |  | Non Federally-Regulated | 10/02/2017 |  | 10/05/2017
Contrast Lighting | Urbai | NWUR4-120D2 + UR4CC-****2790L | Light Emitting Diode | Inseparable Luminaire | Quick Connect | 0-10 VDC Controls | 58.3 | 2718 | 0.0005 | 92 | 57 | 139 | 0.99 | Ambient | 50000 |  |  | 55000 | 0.1 | 22 | 21 | 0.2 | 0.25 | 0.24 | 0.24 | 0.2 | 0.1 | 0.29 | 0.34 | 0.34 | 0.27 | 0.1 | 0.1 | 0.23 | 0.29 | 0.28 | 0.21 | 0.1 | 0.1 | True |  | Non Federally-Regulated | 10/02/2017 |  | 10/05/2017
Contrast Lighting | Urbai | NWUR4-120D2 + UR4CC-****3090L | Light Emitting Diode | Inseparable Luminaire | Quick Connect | 0-10 VDC Controls | 58.3 | 2718 | 0.0005 | 92 | 57 | 139 | 0.99 | Ambient | 50000 |  |  | 55000 | 0.1 | 22 | 21 | 0.2 | 0.25 | 0.24 | 0.24 | 0.2 | 0.1 | 0.29 | 0.34 | 0.34 | 0.27 | 0.1 | 0.1 | 0.23 | 0.29 | 0.28 | 0.21 | 0.1 | 0.1 | True |  | Non Federally-Regulated | 10/02/2017 |  | 10/05/2017
Contrast Lighting | Urbai | NWUR4-120D2 + UR4CC-****3590L | Light Emitting Diode | Inseparable Luminaire | Quick Connect | 0-10 VDC Controls | 58.3 | 2718 | 0.0005 | 92 | 57 | 139 | 0.99 | Ambient | 50000 |  |  | 55000 | 0.1 | 22 | 21 | 0.2 | 0.25 | 0.24 | 0.24 | 0.2 | 0.1 | 0.29 | 0.34 | 0.34 | 0.27 | 0.1 | 0.1 | 0.23 | 0.29 | 0.28 | 0.21 | 0.1 | 0.1 | True |  | Non Federally-Regulated | 10/02/2017 |  | 10/05/2017
Contrast Lighting | Urbai | NWUR4-120D2 + UR4CC-****4090L | Light Emitting Diode | Inseparable Luminaire | Quick Connect | 0-10 VDC Controls | 58.3 | 2718 | 0.0005 | 92 | 57 | 139 | 0.99 | Ambient | 50000 |  |  | 55000 | 0.1 | 22 | 21 | 0.2 | 0.25 | 0.24 | 0.24 | 0.2 | 0.1 | 0.29 | 0.34 | 0.34 | 0.27 | 0.1 | 0.1 | 0.23 | 0.29 | 0.28 | 0.21 | 0.1 | 0.1 | True |  | Non Federally-Regulated | 10/02/2017 |  | 10/05/2017
Contrast Lighting | Urbai | REUR4-120D2 + UR4HC-****2790L | Light Emitting Diode | Inseparable Luminaire | Quick Connect | 0-10 VDC Controls | 58.3 | 2718 | 0.0005 | 92 | 57 | 139 | 0.99 | Ambient | 50000 |  |  | 55000 | 0.1 | 22 | 21 | 0.2 | 0.25 | 0.24 | 0.24 | 0.2 | 0.1 | 0.29 | 0.34 | 0.34 | 0.27 | 0.1 | 0.1 | 0.23 | 0.29 | 0.28 | 0.21 | 0.1 | 0.1 | True |  | Non Federally-Regulated | 10/02/2017 |  | 10/05/2017
Contrast Lighting | Urbai | REUR4-120D2 + UR4HC-****3090L | Light Emitting Diode | Inseparable Luminaire | Quick Connect | 0-10 VDC Controls | 58.3 | 2718 | 0.0005 | 92 | 57 | 139 | 0.99 | Ambient | 50000 |  |  | 55000 | 0.1 | 22 | 21 | 0.2 | 0.25 | 0.24 | 0.24 | 0.2 | 0.1 | 0.29 | 0.34 | 0.34 | 0.27 | 0.1 | 0.1 | 0.23 | 0.29 | 0.28 | 0.21 | 0.1 | 0.1 | True |  | Non Federally-Regulated | 10/02/2017 |  | 10/05/2017
Contrast Lighting | Urbai | REUR4-120D2 + UR4HC-****3590L | Light Emitting Diode | Inseparable Luminaire | Quick Connect | 0-10 VDC Controls | 58.3 | 2718 | 0.0005 | 92 | 57 | 139 | 0.99 | Ambient | 50000 |  |  | 55000 | 0.1 | 22 | 21 | 0.2 | 0.25 | 0.24 | 0.24 | 0.2 | 0.1 | 0.29 | 0.34 | 0.34 | 0.27 | 0.1 | 0.1 | 0.23 | 0.29 | 0.28 | 0.21 | 0.1 | 0.1 | True |  | Non Federally-Regulated | 10/02/2017 |  | 10/05/2017
Contrast Lighting | Urbai | REUR4-120D2 + UR4HC****4090L | Light Emitting Diode | Inseparable Luminaire | Quick Connect | 0-10 VDC Controls | 58.3 | 2718 | 0.0005 | 92 | 57 | 139 | 0.99 | Ambient | 50000 |  |  | 55000 | 0.1 | 22 | 21 | 0.2 | 0.25 | 0.24 | 0.24 | 0.2 | 0.1 | 0.29 | 0.34 | 0.34 | 0.27 | 0.1 | 0.1 | 0.23 | 0.29 | 0.28 | 0.21 | 0.1 | 0.1 | True |  | Non Federally-Regulated | 10/02/2017 |  | 10/05/2017
Contrast Lighting | Urbai | NWUR4-120D2 + UR4HC-****2790L | Light Emitting Diode | Inseparable Luminaire | Quick Connect | 0-10 VDC Controls | 58.3 | 2718 | 0.0005 | 92 | 57 | 139 | 0.99 | Ambient | 50000 |  |  | 55000 | 0.1 | 22 | 21 | 0.2 | 0.25 | 0.24 | 0.24 | 0.2 | 0.1 | 0.29 | 0.34 | 0.34 | 0.27 | 0.1 | 0.1 | 0.23 | 0.29 | 0.28 | 0.21 | 0.1 | 0.1 | True |  | Non Federally-Regulated | 10/02/2017 |  | 10/05/2017
Contrast Lighting | Urbai | NWUR4-120D2 + UR4HC-****3090L | Light Emitting Diode | Inseparable Luminaire | Quick Connect | 0-10 VDC Controls | 58.3 | 2718 | 0.0005 | 92 | 57 | 139 | 0.99 | Ambient | 50000 |  |  | 55000 | 0.1 | 22 | 21 | 0.2 | 0.25 | 0.24 | 0.24 | 0.2 | 0.1 | 0.29 | 0.34 | 0.34 | 0.27 | 0.1 | 0.1 | 0.23 | 0.29 | 0.28 | 0.21 | 0.1 | 0.1 | True |  | Non Federally-Regulated | 10/02/2017 |  | 10/05/2017
Contrast Lighting | Urbai | NWUR4-120D2 + UR4HC-****3590L | Light Emitting Diode | Inseparable Luminaire | Quick Connect | 0-10 VDC Controls | 58.3 | 2718 | 0.0005 | 92 | 57 | 139 | 0.99 | Ambient | 50000 |  |  | 55000 | 0.1 | 22 | 21 | 0.2 | 0.25 | 0.24 | 0.24 | 0.2 | 0.1 | 0.29 | 0.34 | 0.34 | 0.27 | 0.1 | 0.1 | 0.23 | 0.29 | 0.28 | 0.21 | 0.1 | 0.1 | True |  | Non Federally-Regulated | 10/02/2017 |  | 10/05/2017
Contrast Lighting | Urbai | NWUR4-120D2 + UR4HC-****4090L | Light Emitting Diode | Inseparable Luminaire | Quick Connect | 0-10 VDC Controls | 58.3 | 2718 | 0.0005 | 92 | 57 | 139 | 0.99 | Ambient | 50000 |  |  | 55000 | 0.1 | 22 | 21 | 0.2 | 0.25 | 0.24 | 0.24 | 0.2 | 0.1 | 0.29 | 0.34 | 0.34 | 0.27 | 0.1 | 0.1 | 0.23 | 0.29 | 0.28 | 0.21 | 0.1 | 0.1 | True |  | Non Federally-Regulated | 10/02/2017 |  | 10/05/2017
TCP | TCP | L11A19GUD25**KFLQ | Light Emitting Diode | Omnidirectional Lamp | GU Base | Forward Phase Cut Controls | 87.2 | 2700 | 0.0004 | 91 | 52 | 74 | 0.9 | Elevated | 25000 | 0.985 | 1 |  | 0.1 | 1 | 1 | 0.35 | 0.34 | 0.32 | 0.28 | 0.18 | 0.07 | 0.32 | 0.3 | 0.27 | 0.23 | 0.14 | 0.05 | 0.21 | 0.18 | 0.16 | 0.13 | 0.08 | 0.03 | True |  | Non Federally-Regulated | 10/05/2017 |  | 10/05/2017
ACCESS LIGHTING CORPORATION | Access Lighting | 20010LEDDLP-***/***-CEC | Light Emitting Diode | Omnidirectional Lamp | Edison Screw Base | Forward Phase Cut Controls | 88.9 | 3000 | 0.0015 | 95 | 76 | 84 | 0.92 | Elevated | 25000 | 0.93 | 1 |  | 0.1 | 21 | 22 | 0.16 | 0.16 | 0.16 | 0.15 | 0.02 | 0.01 | 0.25 | 0.26 | 0.26 | 0.22 | 0.03 | 0.01 | 0.18 | 0.18 | 0.19 | 0.15 | 0.02 | 0.01 | True |  | Non Federally-Regulated | 07/26/2017 |  | 10/05/2017
ACCESS LIGHTING CORPORATION | Access Lighting | 20012LEDDLP-***/***-CEC | Light Emitting Diode | Omnidirectional Lamp | Edison Screw Base | Forward Phase Cut Controls | 88.9 | 3000 | 0.0015 | 95 | 76 | 84 | 0.92 | Elevated | 25000 | 0.93 | 1 |  | 0.1 | 21 | 22 | 0.16 | 0.16 | 0.16 | 0.15 | 0.02 | 0.01 | 0.25 | 0.26 | 0.26 | 0.22 | 0.03 | 0.01 | 0.18 | 0.18 | 0.19 | 0.15 | 0.02 | 0.01 | True |  | Non Federally-Regulated | 07/26/2017 |  | 10/05/2017
ACCESS LIGHTING CORPORATION | Access Lighting | 20030LEDDLP-***/***-CEC | Light Emitting Diode | Omnidirectional Lamp | Edison Screw Base | Forward Phase Cut Controls | 88.9 | 3000 | 0.0015 | 95 | 76 | 84 | 0.92 | Elevated | 25000 | 0.93 | 1 |  | 0.1 | 21 | 22 | 0.16 | 0.16 | 0.16 | 0.15 | 0.02 | 0.01 | 0.25 | 0.26 | 0.26 | 0.22 | 0.03 | 0.01 | 0.18 | 0.18 | 0.19 | 0.15 | 0.02 | 0.01 | True |  | Non Federally-Regulated | 07/26/2017 |  | 10/05/2017
ACCESS LIGHTING CORPORATION | Access Lighting | 20031LEDDLP-***/***-CEC | Light Emitting Diode | Omnidirectional Lamp | Edison Screw Base | Forward Phase Cut Controls | 88.9 | 3000 | 0.0015 | 95 | 76 | 84 | 0.92 | Elevated | 25000 | 0.93 | 1 |  | 0.1 | 21 | 22 | 0.16 | 0.16 | 0.16 | 0.15 | 0.02 | 0.01 | 0.25 | 0.26 | 0.26 | 0.22 | 0.03 | 0.01 | 0.18 | 0.18 | 0.19 | 0.15 | 0.02 | 0.01 | True |  | Non Federally-Regulated | 07/26/2017 |  | 10/05/2017
ACCESS LIGHTING CORPORATION | Access Lighting | 20041LEDDLP-***/*** | Light Emitting Diode | Omnidirectional Lamp | Edison Screw Base | Forward Phase Cut Controls | 88.9 | 3000 | 0.0015 | 95 | 76 | 84 | 0.92 | Elevated | 25000 | 0.93 | 1 |  | 0.1 | 21 | 22 | 0.16 | 0.16 | 0.16 | 0.15 | 0.02 | 0.01 | 0.25 | 0.26 | 0.26 | 0.22 | 0.03 | 0.01 | 0.18 | 0.18 | 0.19 | 0.15 | 0.02 | 0.01 | True |  | Non Federally-Regulated | 06/13/2017 |  | 10/05/2017
ACCESS LIGHTING CORPORATION | Access Lighting | 20042LEDDLP-***/*** | Light Emitting Diode | Omnidirectional Lamp | Edison Screw Base | Forward Phase Cut Controls | 88.9 | 3000 | 0.0015 | 95 | 76 | 84 | 0.92 | Elevated | 25000 | 0.93 | 1 |  | 0.1 | 21 | 22 | 0.16 | 0.16 | 0.16 | 0.15 | 0.02 | 0.01 | 0.25 | 0.26 | 0.26 | 0.22 | 0.03 | 0.01 | 0.18 | 0.18 | 0.19 | 0.15 | 0.02 | 0.01 | True |  | Non Federally-Regulated | 06/13/2017 |  | 10/05/2017
ACCESS LIGHTING CORPORATION | Access Lighting | 20290LEDDLP-***/***-CEC | Light Emitting Diode | Omnidirectional Lamp | Edison Screw Base | Forward Phase Cut Controls | 88.9 | 3000 | 0.0015 | 95 | 76 | 84 | 0.92 | Elevated | 25000 | 0.93 | 1 |  | 0.1 | 21 | 22 | 0.16 | 0.16 | 0.16 | 0.15 | 0.02 | 0.01 | 0.25 | 0.26 | 0.26 | 0.22 | 0.03 | 0.01 | 0.18 | 0.18 | 0.19 | 0.15 | 0.02 | 0.01 | True |  | Non Federally-Regulated | 07/26/2017 |  | 10/05/2017
ACCESS LIGHTING CORPORATION | Access Lighting | 20291LEDDLP-***/***-CEC | Light Emitting Diode | Omnidirectional Lamp | Edison Screw Base | Forward Phase Cut Controls | 88.9 | 3000 | 0.0015 | 95 | 76 | 84 | 0.92 | Elevated | 25000 | 0.93 | 1 |  | 0.1 | 21 | 22 | 0.16 | 0.16 | 0.16 | 0.15 | 0.02 | 0.01 | 0.25 | 0.26 | 0.26 | 0.22 | 0.03 | 0.01 | 0.18 | 0.18 | 0.19 | 0.15 | 0.02 | 0.01 | True |  | Non Federally-Regulated | 07/26/2017 |  | 10/05/2017
ACCESS LIGHTING CORPORATION | Access Lighting | 20292LEDDLP-***/***-CEC | Light Emitting Diode | Omnidirectional Lamp | Edison Screw Base | Forward Phase Cut Controls | 88.9 | 3000 | 0.0015 | 95 | 76 | 84 | 0.92 | Elevated | 25000 | 0.93 | 1 |  | 0.1 | 21 | 22 | 0.16 | 0.16 | 0.16 | 0.15 | 0.02 | 0.01 | 0.25 | 0.26 | 0.26 | 0.22 | 0.03 | 0.01 | 0.18 | 0.18 | 0.19 | 0.15 | 0.02 | 0.01 | True |  | Non Federally-Regulated | 07/26/2017 |  | 10/05/2017
ACCESS LIGHTING CORPORATION | Access Lighting | 20294LEDDLP-***/***-CEC | Light Emitting Diode | Omnidirectional Lamp | Edison Screw Base | Forward Phase Cut Controls | 88.9 | 3000 | 0.0015 | 95 | 76 | 84 | 0.92 | Elevated | 25000 | 0.93 | 1 |  | 0.1 | 21 | 22 | 0.16 | 0.16 | 0.16 | 0.15 | 0.02 | 0.01 | 0.25 | 0.26 | 0.26 | 0.22 | 0.03 | 0.01 | 0.18 | 0.18 | 0.19 | 0.15 | 0.02 | 0.01 | True |  | Non Federally-Regulated | 07/26/2017 |  | 10/05/2017
ACCESS LIGHTING CORPORATION | Access Lighting | 20296LEDDLP-***/***-CEC | Light Emitting Diode | Omnidirectional Lamp | Edison Screw Base | Forward Phase Cut Controls | 88.9 | 3000 | 0.0015 | 95 | 76 | 84 | 0.92 | Elevated | 25000 | 0.93 | 1 |  | 0.1 | 21 | 22 | 0.16 | 0.16 | 0.16 | 0.15 | 0.02 | 0.01 | 0.25 | 0.26 | 0.26 | 0.22 | 0.03 | 0.01 | 0.18 | 0.18 | 0.19 | 0.15 | 0.02 | 0.01 | True |  | Non Federally-Regulated | 07/26/2017 |  | 10/05/2017
ACCESS LIGHTING CORPORATION | Access Lighting | 20330LEDDLP-***/***-CEC | Light Emitting Diode | Omnidirectional Lamp | Edison Screw Base | Forward Phase Cut Controls | 88.9 | 3000 | 0.0015 | 95 | 76 | 84 | 0.92 | Elevated | 25000 | 0.93 | 1 |  | 0.1 | 21 | 22 | 0.16 | 0.16 | 0.16 | 0.15 | 0.02 | 0.01 | 0.25 | 0.26 | 0.26 | 0.22 | 0.03 | 0.01 | 0.18 | 0.18 | 0.19 | 0.15 | 0.02 | 0.01 | True |  | Non Federally-Regulated | 07/26/2017 |  | 10/05/2017
ACCESS LIGHTING CORPORATION | Access Lighting | 20337LEDDLP-***/*** | Light Emitting Diode | Omnidirectional Lamp | Edison Screw Base | Forward Phase Cut Controls | 88.9 | 3000 | 0.0015 | 95 | 76 | 84 | 0.92 | Elevated | 25000 | 0.93 | 1 |  | 0.1 | 21 | 22 | 0.16 | 0.16 | 0.16 | 0.15 | 0.02 | 0.01 | 0.25 | 0.26 | 0.26 | 0.22 | 0.03 | 0.01 | 0.18 | 0.18 | 0.19 | 0.15 | 0.02 | 0.01 | True |  | Non Federally-Regulated | 06/13/2017 |  | 10/05/2017
ACCESS LIGHTING CORPORATION | Access Lighting | 20350LEDDLP-***/*** | Light Emitting Diode | Omnidirectional Lamp | Edison Screw Base | Forward Phase Cut Controls | 88.9 | 3000 | 0.0015 | 95 | 76 | 84 | 0.92 | Elevated | 25000 | 0.93 | 1 |  | 0.1 | 21 | 22 | 0.16 | 0.16 | 0.16 | 0.15 | 0.02 | 0.01 | 0.25 | 0.26 | 0.26 | 0.22 | 0.03 | 0.01 | 0.18 | 0.18 | 0.19 | 0.15 | 0.02 | 0.01 | True |  | Non Federally-Regulated | 06/13/2017 |  | 10/05/2017
ACCESS LIGHTING CORPORATION | Access Lighting | 20351LEDDLP-***/*** | Light Emitting Diode | Omnidirectional Lamp | Edison Screw Base | Forward Phase Cut Controls | 88.9 | 3000 | 0.0015 | 95 | 76 | 84 | 0.92 | Elevated | 25000 | 0.93 | 1 |  | 0.1 | 21 | 22 | 0.16 | 0.16 | 0.16 | 0.15 | 0.02 | 0.01 | 0.25 | 0.26 | 0.26 | 0.22 | 0.03 | 0.01 | 0.18 | 0.18 | 0.19 | 0.15 | 0.02 | 0.01 | True |  | Non Federally-Regulated | 06/13/2017 |  | 10/05/2017
ACCESS LIGHTING CORPORATION | Access Lighting | 20352LEDDLP-***/*** | Light Emitting Diode | Omnidirectional Lamp | Edison Screw Base | Forward Phase Cut Controls | 88.9 | 3000 | 0.0015 | 95 | 76 | 84 | 0.92 | Elevated | 25000 | 0.93 | 1 |  | 0.1 | 21 | 22 | 0.16 | 0.16 | 0.16 | 0.15 | 0.02 | 0.01 | 0.25 | 0.26 | 0.26 | 0.22 | 0.03 | 0.01 | 0.18 | 0.18 | 0.19 | 0.15 | 0.02 | 0.01 | True |  | Non Federally-Regulated | 06/13/2017 |  | 10/05/2017
ACCESS LIGHTING CORPORATION | Access Lighting | 20355LEDDLP-***/***-CEC | Light Emitting Diode | Omnidirectional Lamp | Edison Screw Base | Forward Phase Cut Controls | 88.9 | 3000 | 0.0015 | 95 | 76 | 84 | 0.92 | Elevated | 25000 | 0.93 | 1 |  | 0.1 | 21 | 22 | 0.16 | 0.16 | 0.16 | 0.15 | 0.02 | 0.01 | 0.25 | 0.26 | 0.26 | 0.22 | 0.03 | 0.01 | 0.18 | 0.18 | 0.19 | 0.15 | 0.02 | 0.01 | True |  | Non Federally-Regulated | 07/26/2017 |  | 10/05/2017
ACCESS LIGHTING CORPORATION | Access Lighting | 20356LEDDLP-***/***-CEC | Light Emitting Diode | Omnidirectional Lamp | Edison Screw Base | Forward Phase Cut Controls | 88.9 | 3000 | 0.0015 | 95 | 76 | 84 | 0.92 | Elevated | 25000 | 0.93 | 1 |  | 0.1 | 21 | 22 | 0.16 | 0.16 | 0.16 | 0.15 | 0.02 | 0.01 | 0.25 | 0.26 | 0.26 | 0.22 | 0.03 | 0.01 | 0.18 | 0.18 | 0.19 | 0.15 | 0.02 | 0.01 | True |  | Non Federally-Regulated | 07/26/2017 |  | 10/05/2017
ACCESS LIGHTING CORPORATION | Access Lighting | 20362LEDDLP-***/*** | Light Emitting Diode | Omnidirectional Lamp | Edison Screw Base | Forward Phase Cut Controls | 88.9 | 3000 | 0.0015 | 95 | 76 | 84 | 0.92 | Elevated | 25000 | 0.93 | 1 |  | 0.1 | 21 | 22 | 0.16 | 0.16 | 0.16 | 0.15 | 0.02 | 0.01 | 0.25 | 0.26 | 0.26 | 0.22 | 0.03 | 0.01 | 0.18 | 0.18 | 0.19 | 0.15 | 0.02 | 0.01 | True |  | Non Federally-Regulated | 06/13/2017 |  | 10/05/2017
ACCESS LIGHTING CORPORATION | Access Lighting | 20373LEDDLP-***/***-CEC | Light Emitting Diode | Omnidirectional Lamp | Edison Screw Base | Forward Phase Cut Controls | 88.9 | 3000 | 0.0015 | 95 | 76 | 84 | 0.92 | Elevated | 25000 | 0.93 | 1 |  | 0.1 | 21 | 22 | 0.16 | 0.16 | 0.16 | 0.15 | 0.02 | 0.01 | 0.25 | 0.26 | 0.26 | 0.22 | 0.03 | 0.01 | 0.18 | 0.18 | 0.19 | 0.15 | 0.02 | 0.01 | True |  | Non Federally-Regulated | 07/26/2017 |  | 10/05/2017
ACCESS LIGHTING CORPORATION | Access Lighting | 20375LEDDLP-***/*** | Light Emitting Diode | Omnidirectional Lamp | Edison Screw Base | Forward Phase Cut Controls | 88.9 | 3000 | 0.0015 | 95 | 76 | 84 | 0.92 | Elevated | 25000 | 0.93 | 1 |  | 0.1 | 21 | 22 | 0.16 | 0.16 | 0.16 | 0.15 | 0.02 | 0.01 | 0.25 | 0.26 | 0.26 | 0.22 | 0.03 | 0.01 | 0.18 | 0.18 | 0.19 | 0.15 | 0.02 | 0.01 | True |  | Non Federally-Regulated | 06/13/2017 |  | 10/05/2017
ACCESS LIGHTING CORPORATION | Access Lighting | 20385LEDDLP-***/*** | Light Emitting Diode | Omnidirectional Lamp | Edison Screw Base | Forward Phase Cut Controls | 88.9 | 3000 | 0.0015 | 95 | 76 | 84 | 0.92 | Elevated | 25000 | 0.93 | 1 |  | 0.1 | 21 | 22 | 0.16 | 0.16 | 0.16 | 0.15 | 0.02 | 0.01 | 0.25 | 0.26 | 0.26 | 0.22 | 0.03 | 0.01 | 0.18 | 0.18 | 0.19 | 0.15 | 0.02 | 0.01 | True |  | Non Federally-Regulated | 06/13/2017 |  | 10/05/2017
ACCESS LIGHTING CORPORATION | Access Lighting | 20389LEDDLP-***/***-CEC | Light Emitting Diode | Omnidirectional Lamp | Edison Screw Base | Forward Phase Cut Controls | 88.9 | 3000 | 0.0015 | 95 | 76 | 84 | 0.92 | Elevated | 25000 | 0.93 | 1 |  | 0.1 | 21 | 22 | 0.16 | 0.16 | 0.16 | 0.15 | 0.02 | 0.01 | 0.25 | 0.26 | 0.26 | 0.22 | 0.03 | 0.01 | 0.18 | 0.18 | 0.19 | 0.15 | 0.02 | 0.01 | True |  | Non Federally-Regulated | 07/26/2017 |  | 10/05/2017
ACCESS LIGHTING CORPORATION | Access Lighting | 20397LEDDLP-***/***-CEC | Light Emitting Diode | Omnidirectional Lamp | Edison Screw Base | Forward Phase Cut Controls | 88.9 | 3000 | 0.0015 | 95 | 76 | 84 | 0.92 | Elevated | 25000 | 0.93 | 1 |  | 0.1 | 21 | 22 | 0.16 | 0.16 | 0.16 | 0.15 | 0.02 | 0.01 | 0.25 | 0.26 | 0.26 | 0.22 | 0.03 | 0.01 | 0.18 | 0.18 | 0.19 | 0.15 | 0.02 | 0.01 | True |  | Non Federally-Regulated | 07/26/2017 |  | 10/05/2017
ACCESS LIGHTING CORPORATION | Access Lighting | 20449LEDDLP-***/***-CEC | Light Emitting Diode | Omnidirectional Lamp | Edison Screw Base | Forward Phase Cut Controls | 88.9 | 3000 | 0.0015 | 95 | 76 | 84 | 0.92 | Elevated | 25000 | 0.93 | 1 |  | 0.1 | 21 | 22 | 0.16 | 0.16 | 0.16 | 0.15 | 0.02 | 0.01 | 0.25 | 0.26 | 0.26 | 0.22 | 0.03 | 0.01 | 0.18 | 0.18 | 0.19 | 0.15 | 0.02 | 0.01 | True |  | Non Federally-Regulated | 07/26/2017 |  | 10/05/2017
ACCESS LIGHTING CORPORATION | Access Lighting | 20450LEDDLP-***/***-CEC | Light Emitting Diode | Omnidirectional Lamp | Edison Screw Base | Forward Phase Cut Controls | 88.9 | 3000 | 0.0015 | 95 | 76 | 84 | 0.92 | Elevated | 25000 | 0.93 | 1 |  | 0.1 | 21 | 22 | 0.16 | 0.16 | 0.16 | 0.15 | 0.02 | 0.01 | 0.25 | 0.26 | 0.26 | 0.22 | 0.03 | 0.01 | 0.18 | 0.18 | 0.19 | 0.15 | 0.02 | 0.01 | True |  | Non Federally-Regulated | 07/26/2017 |  | 10/05/2017
ACCESS LIGHTING CORPORATION | Access Lighting | 62340LEDDLP-***/*** | Light Emitting Diode | Omnidirectional Lamp | Edison Screw Base | Forward Phase Cut Controls | 88.9 | 3000 | 0.0015 | 95 | 76 | 84 | 0.92 | Elevated | 25000 | 0.93 | 1 |  | 0.1 | 21 | 22 | 0.16 | 0.16 | 0.16 | 0.15 | 0.02 | 0.01 | 0.25 | 0.26 | 0.26 | 0.22 | 0.03 | 0.01 | 0.18 | 0.18 | 0.19 | 0.15 | 0.02 | 0.01 | True |  | Non Federally-Regulated | 06/13/2017 |  | 10/05/2017
ACCESS LIGHTING CORPORATION | Access Lighting | 62341LEDDLP-***/*** | Light Emitting Diode | Omnidirectional Lamp | Edison Screw Base | Forward Phase Cut Controls | 88.9 | 3000 | 0.0015 | 95 | 76 | 84 | 0.92 | Elevated | 25000 | 0.93 | 1 |  | 0.1 | 21 | 22 | 0.16 | 0.16 | 0.16 | 0.15 | 0.02 | 0.01 | 0.25 | 0.26 | 0.26 | 0.22 | 0.03 | 0.01 | 0.18 | 0.18 | 0.19 | 0.15 | 0.02 | 0.01 | True |  | Non Federally-Regulated | 06/13/2017 |  | 10/05/2017
ACCESS LIGHTING CORPORATION | Access Lighting | 62342LEDDLP-***/*** | Light Emitting Diode | Omnidirectional Lamp | Edison Screw Base | Forward Phase Cut Controls | 88.9 | 3000 | 0.0015 | 95 | 76 | 84 | 0.92 | Elevated | 25000 | 0.93 | 1 |  | 0.1 | 21 | 22 | 0.16 | 0.16 | 0.16 | 0.15 | 0.02 | 0.01 | 0.25 | 0.26 | 0.26 | 0.22 | 0.03 | 0.01 | 0.18 | 0.18 | 0.19 | 0.15 | 0.02 | 0.01 | True |  | Non Federally-Regulated | 06/13/2017 |  | 10/05/2017
ACCESS LIGHTING CORPORATION | Access Lighting | 63987LEDDLP-***/*** | Light Emitting Diode | Omnidirectional Lamp | Edison Screw Base | Forward Phase Cut Controls | 88.9 | 3000 | 0.0015 | 95 | 76 | 84 | 0.92 | Elevated | 25000 | 0.93 | 1 |  | 0.1 | 21 | 22 | 0.16 | 0.16 | 0.16 | 0.15 | 0.02 | 0.01 | 0.25 | 0.26 | 0.26 | 0.22 | 0.03 | 0.01 | 0.18 | 0.18 | 0.19 | 0.15 | 0.02 | 0.01 | True |  | Non Federally-Regulated | 06/13/2017 |  | 10/05/2017
ACCESS LIGHTING CORPORATION | Access Lighting | 63988LEDDLP-***/*** | Light Emitting Diode | Omnidirectional Lamp | Edison Screw Base | Forward Phase Cut Controls | 88.9 | 3000 | 0.0015 | 95 | 76 | 84 | 0.92 | Elevated | 25000 | 0.93 | 1 |  | 0.1 | 21 | 22 | 0.16 | 0.16 | 0.16 | 0.15 | 0.02 | 0.01 | 0.25 | 0.26 | 0.26 | 0.22 | 0.03 | 0.01 | 0.18 | 0.18 | 0.19 | 0.15 | 0.02 | 0.01 | True |  | Non Federally-Regulated | 06/13/2017 |  | 10/05/2017
ACCESS LIGHTING CORPORATION | Access Lighting | 63989LEDDLP-***/*** | Light Emitting Diode | Omnidirectional Lamp | Edison Screw Base | Forward Phase Cut Controls | 88.9 | 3000 | 0.0015 | 95 | 76 | 84 | 0.92 | Elevated | 25000 | 0.93 | 1 |  | 0.1 | 21 | 22 | 0.16 | 0.16 | 0.16 | 0.15 | 0.02 | 0.01 | 0.25 | 0.26 | 0.26 | 0.22 | 0.03 | 0.01 | 0.18 | 0.18 | 0.19 | 0.15 | 0.02 | 0.01 | True |  | Non Federally-Regulated | 06/13/2017 |  | 10/05/2017
ACCESS LIGHTING CORPORATION | Access Lighting | 50565LEDDLP-***/*** | Light Emitting Diode | Omnidirectional Lamp | Edison Screw Base | Forward Phase Cut Controls | 88.9 | 3000 | 0.0015 | 95 | 76 | 84 | 0.92 | Elevated | 25000 | 0.93 | 1 |  | 0.1 | 21 | 22 | 0.16 | 0.16 | 0.16 | 0.15 | 0.02 | 0.01 | 0.25 | 0.26 | 0.26 | 0.22 | 0.03 | 0.01 | 0.18 | 0.18 | 0.19 | 0.15 | 0.02 | 0.01 | True |  | Non Federally-Regulated | 06/13/2017 |  | 10/06/2017
NINGBO VEALITE ILLUMINATION CO.,LTD | MaxLite | LER5.5B23**C | Light Emitting Diode | Light Engine | Direct Wired | Forward Phase Cut Controls | 83.4 | 2683 | 0.0005 | 92 | 57 | 56 | 0.99 | Elevated | 50000 | 0.971 | 1 |  | 0.1 | 16 | 16 | 0.19 | 0.17 | 0.16 | 0.15 | 0.04 | 0.01 | 0.22 | 0.21 | 0.21 | 0.16 | 0.04 | 0.02 | 0.2 | 0.17 | 0.17 | 0.13 | 0.03 | 0.01 | True |  | Non Federally-Regulated | 09/22/2017 |  | 10/12/2017
NINGBO VEALITE ILLUMINATION CO.,LTD | MaxLite | LER7.0B28**C | Light Emitting Diode | Light Engine | Direct Wired | Forward Phase Cut Controls | 85.4 | 2697 | 0.0003 | 93 | 60 | 54 | 0.99 | Elevated | 50000 | 0.963 | 1 |  | 0.1 | 16 | 16 | 0.17 | 0.16 | 0.15 | 0.14 | 0.04 | 0.01 | 0.19 | 0.19 | 0.18 | 0.15 | 0.04 | 0.01 | 0.17 | 0.16 | 0.16 | 0.12 | 0.02 | 0.01 | True |  | Non Federally-Regulated | 09/22/2017 |  | 10/12/2017
NINGBO VEALITE ILLUMINATION CO.,LTD | MaxLite | FRK23X5.5-9**/V2 | Light Emitting Diode | Light Engine | Direct Wired | Forward Phase Cut Controls | 70.2 | 2722 | 0.0014 | 93 | 61 | 42 | 0.99 | Elevated | 40000 | 0.968 | 1 |  | 0.1 | 16 | 17 | 0.28 | 0.27 | 0.26 | 0.24 | 0.07 | 0.02 | 0.28 | 0.28 | 0.28 | 0.23 | 0.08 | 0.02 | 0.17 | 0.16 | 0.14 | 0.04 | 0.01 | 0 | True |  | Non Federally-Regulated | 10/12/2017 |  | 10/18/2017
NINGBO VEALITE ILLUMINATION CO.,LTD | MaxLite | FRK28X7-9**/V2 | Light Emitting Diode | Light Engine | Direct Wired | Forward Phase Cut Controls | 72.8 | 2722 | 0.0009 | 93 | 60 | 50 | 0.99 | Elevated | 40000 | 0.961 | 1 |  | 0.1 | 16 | 18 | 0.09 | 0.09 | 0.09 | 0.08 | 0.02 | 0.01 | 0.25 | 0.22 | 0.21 | 0.17 | 0.04 | 0.01 | 0.26 | 0.21 | 0.2 | 0.15 | 0.05 | 0.02 | True |  | Non Federally-Regulated | 10/12/2017 |  | 10/18/2017
Maxim Lighting International, Inc. | Maxim | E41310 | Light Emitting Diode | Inseparable Luminaire | Direct Wired | Forward Phase Cut Controls | 49.5 | 3062 | -0.001 | 93 | 68 | 95 | 0.9 | Ambient | 50000 |  |  | 60000 | 0.05 | 20 | 21 | 0.02 | 0.01 | 0.01 | 0.01 | 0.01 | 0 | 0.22 | 0.17 | 0.1 | 0.05 | 0.01 | 0 | 0.32 | 0.32 | 0.32 | 0.24 | 0.01 | 0.01 | True |  | Non Federally-Regulated | 10/09/2017 |  | 10/19/2017
Maxim Lighting International, Inc. | Maxim | E41467 | Light Emitting Diode | Inseparable Luminaire | Direct Wired | Forward Phase Cut Controls | 57.4 | 3130 | -0.001 | 92 | 53 | 96 | 0.9 | Ambient | 36000 |  |  | 36000 | 0.04 | 19 | 20 | 0.21 | 0.13 | 0.11 | 0.08 | 0.01 | 0.01 | 0.23 | 0.21 | 0.2 | 0.14 | 0.01 | 0.01 | 0.22 | 0.2 | 0.18 | 0.16 | 0.01 | 0 | True |  | Non Federally-Regulated | 10/09/2017 |  | 10/19/2017
Maxim Lighting International, Inc. | Maxim | E41468 | Light Emitting Diode | Inseparable Luminaire | Direct Wired | Forward Phase Cut Controls | 56 | 3150 | -0.001 | 92 | 53 | 88 | 0.9 | Ambient | 36000 |  |  | 36000 | 0.05 | 19 | 20 | 0.23 | 0.13 | 0.12 | 0.09 | 0.01 | 0.01 | 0.21 | 0.21 | 0.2 | 0.15 | 0.01 | 0.01 | 0.23 | 0.21 | 0.19 | 0.18 | 0.01 | 0 | True |  | Non Federally-Regulated | 10/09/2017 |  | 10/19/2017
Lutron Electronics Co., Inc. | Finire | FPAT********-FPHISF1 | Light Emitting Diode | Inseparable Luminaire | Direct Wired | Direct Digital Controls | 61.6 | 2700 | 0.0005 | 91 | 64 | 392 | 0.96 | Ambient | 50000 |  |  | 39000 | 0.01 | 20 | 20 | 0 | 0 | 0 | 0 | 0 | 0 | 0.01 | 0.01 | 0.01 | 0.01 | 0.01 | 0.01 | 0.01 | 0.01 | 0.01 | 0.01 | 0.01 | 0.01 | True |  | Non Federally-Regulated | 10/24/2017 |  | 10/26/2017
Con-Tech Lighting | ConTech Lighting | R2RM130KCMVDF-CP CST2322L-CLR | Light Emitting Diode | Inseparable Luminaire | Direct Wired | Forward Phase Cut Controls | 95 | 3033 | 0.0011 | 92 | 58 | 198 | 0.98 | Ambient | 61000 |  |  | 61000 | 0.1 | 20 | 21 | 0.28 | 0.26 | 0.26 | 0.25 | 0.02 | 0.01 | 0.38 | 0.3 | 0.31 | 0.26 | 0.02 | 0.01 | 0.28 | 0.24 | 0.25 | 0.19 | 0.04 | 0.03 | True |  | Non Federally-Regulated | 08/15/2017 |  | 10/31/2017
Progress Lighting | Progress Lighting | P350064-***-30 | Light Emitting Diode | Inseparable Luminaire | Direct Wired | Forward Phase Cut Controls | 66.7 | 3038 | 0 | 93 | 62 | 393 | 0.9 | Ambient | 50000 |  |  | 50000 | 0.1 | 19 | 19 | 0 | 0 | 0 | 0 | 0 | 0 | 0.01 | 0.01 | 0.01 | 0.01 | 0 | 0 | 0.03 | 0.02 | 0.02 | 0.02 | 0.02 | 0.02 | True |  | Non Federally-Regulated | 09/22/2017 |  | 11/01/2017
Progress Lighting | Progress Lighting | P350065-***-30 | Light Emitting Diode | Inseparable Luminaire | Direct Wired | Forward Phase Cut Controls | 71.9 | 3069 | 0.0002 | 93 | 63 | 417 | 0.9 | Ambient | 50000 |  |  | 50000 | 0.1 | 19 | 19 | 0 | 0 | 0 | 0 | 0 | 0 | 0.01 | 0.01 | 0.01 | 0.01 | 0 | 0 | 0.02 | 0.01 | 0.01 | 0.01 | 0.01 | 0.01 | True |  | Non Federally-Regulated | 09/22/2017 |  | 11/01/2017
Progress Lighting | Progress Lighting | P350066-***-30 | Light Emitting Diode | Inseparable Luminaire | Direct Wired | Forward Phase Cut Controls | 68.4 | 3125 | 0.0006 | 92 | 60 | 414 | 0.9 | Ambient | 50000 |  |  | 50000 | 0.1 | 19 | 19 | 0.01 | 0.01 | 0.01 | 0.01 | 0 | 0 | 0.01 | 0.01 | 0.01 | 0.01 | 0 | 0 | 0.03 | 0.01 | 0.01 | 0.01 | 0 | 0 | True |  | Non Federally-Regulated | 09/22/2017 |  | 11/01/2017
Progress Lighting | Progress Lighting | P350070-***-30 | Light Emitting Diode | Inseparable Luminaire | Direct Wired | Forward Phase Cut Controls | 60.6 | 3011 | 0.0003 | 92 | 61 | 345 | 0.9 | Ambient | 50000 |  |  | 50000 | 0.1 | 18 | 18 | 0.01 | 0 | 0 | 0 | 0 | 0 | 0.01 | 0.01 | 0.01 | 0.01 | 0 | 0 | 0.01 | 0.01 | 0.01 | 0.01 | 0 | 0 | True |  | Non Federally-Regulated | 09/22/2017 |  | 11/01/2017
Progress Lighting | Progress Lighting | P350071-***-30 | Light Emitting Diode | Inseparable Luminaire | Direct Wired | Forward Phase Cut Controls | 65.2 | 3048 | 0.0001 | 93 | 62 | 392 | 0.9 | Ambient | 50000 |  |  | 50000 | 0.1 | 18 | 18 | 0 | 0 | 0 | 0 | 0 | 0 | 0.01 | 0.01 | 0.01 | 0.01 | 0 | 0 | 0.01 | 0.01 | 0.01 | 0.01 | 0 | 0 | True |  | Non Federally-Regulated | 09/22/2017 |  | 11/01/2017
Progress Lighting | Progress Lighting | P350072-***-30 | Light Emitting Diode | Inseparable Luminaire | Direct Wired | Forward Phase Cut Controls | 59.1 | 3104 | 0.0004 | 91 | 58 | 388 | 0.9 | Ambient | 50000 |  |  | 50000 | 0.1 | 18 | 18 | 0.01 | 0.01 | 0.01 | 0.01 | 0 | 0 | 0.02 | 0.01 | 0.01 | 0.01 | 0 | 0 | 0.04 | 0.01 | 0.01 | 0.01 | 0 | 0 | True |  | Non Federally-Regulated | 09/22/2017 |  | 11/01/2017
Visual Comfort & Company | Feiss | FM271***-L1 | Light Emitting Diode | Light Engine | Direct Wired | Forward Phase Cut Controls | 85 | 2958 | 0.0004 | 91 | 58 | 45 | 0.94 | Ambient | 36000 | 0.942 | 1 |  | 0.01 | 22 | 23 | 0.03 | 0.05 | 0.04 | 0 | 0 | 0 | 0.28 | 0.26 | 0.23 | 0.02 | 0 | 0 | 0.22 | 0.08 | 0.07 | 0.06 | 0 | 0 | True |  | Non Federally-Regulated | 10/26/2017 |  | 11/02/2017
Visual Comfort & Company | Feiss | FM272***-L1 | Light Emitting Diode | Light Engine | Direct Wired | Forward Phase Cut Controls | 85 | 2958 | 0.0004 | 91 | 58 | 45 | 0.94 | Ambient | 36000 | 0.942 | 1 |  | 0.01 | 22 | 23 | 0.03 | 0.05 | 0.04 | 0 | 0 | 0 | 0.28 | 0.26 | 0.23 | 0.02 | 0 | 0 | 0.22 | 0.08 | 0.07 | 0.06 | 0 | 0 | True |  | Non Federally-Regulated | 10/26/2017 |  | 11/02/2017
Visual Comfort & Company | Feiss | FM273***-L1 | Light Emitting Diode | Light Engine | Direct Wired | Forward Phase Cut Controls | 85 | 2958 | 0.0004 | 91 | 58 | 45 | 0.94 | Ambient | 36000 | 0.942 | 1 |  | 0.01 | 22 | 23 | 0.03 | 0.05 | 0.04 | 0 | 0 | 0 | 0.28 | 0.26 | 0.23 | 0.02 | 0 | 0 | 0.22 | 0.08 | 0.07 | 0.06 | 0 | 0 | True |  | Non Federally-Regulated | 10/26/2017 |  | 11/02/2017
Visual Comfort & Company | Feiss | FM228**/**-L1 | Light Emitting Diode | Light Engine | Direct Wired | Forward Phase Cut Controls | 85 | 2958 | 0.0004 | 91 | 58 | 45 | 0.94 | Ambient | 36000 | 0.942 | 1 |  | 0.01 | 22 | 23 | 0.03 | 0.05 | 0.04 | 0 | 0 | 0 | 0.28 | 0.26 | 0.23 | 0.02 | 0 | 0 | 0.22 | 0.08 | 0.07 | 0.06 | 0 | 0 | True |  | Non Federally-Regulated | 10/26/2017 |  | 11/02/2017
Visual Comfort & Company | Feiss | F3162/1***-L1 | Light Emitting Diode | Light Engine | Direct Wired | Forward Phase Cut Controls | 85 | 2958 | 0.0004 | 91 | 58 | 45 | 0.94 | Ambient | 36000 | 0.942 | 1 |  | 0.01 | 22 | 23 | 0.03 | 0.05 | 0.04 | 0 | 0 | 0 | 0.28 | 0.26 | 0.23 | 0.02 | 0 | 0 | 0.22 | 0.08 | 0.07 | 0.06 | 0 | 0 | True |  | Non Federally-Regulated | 10/26/2017 |  | 11/02/2017
Visual Comfort & Company | Feiss | F3163/2***-L1 | Light Emitting Diode | Light Engine | Direct Wired | Forward Phase Cut Controls | 85 | 2958 | 0.0004 | 91 | 58 | 45 | 0.94 | Ambient | 36000 | 0.942 | 1 |  | 0.01 | 22 | 23 | 0.03 | 0.05 | 0.04 | 0 | 0 | 0 | 0.28 | 0.26 | 0.23 | 0.02 | 0 | 0 | 0.22 | 0.08 | 0.07 | 0.06 | 0 | 0 | True |  | Non Federally-Regulated | 10/26/2017 |  | 11/02/2017
Visual Comfort & Company | Feiss | F3164/2***-L1 | Light Emitting Diode | Light Engine | Direct Wired | Forward Phase Cut Controls | 85 | 2958 | 0.0004 | 91 | 58 | 45 | 0.94 | Ambient | 36000 | 0.942 | 1 |  | 0.01 | 22 | 23 | 0.03 | 0.05 | 0.04 | 0 | 0 | 0 | 0.28 | 0.26 | 0.23 | 0.02 | 0 | 0 | 0.22 | 0.08 | 0.07 | 0.06 | 0 | 0 | True |  | Non Federally-Regulated | 10/26/2017 |  | 11/02/2017
Visual Comfort & Company | Feiss | FM399***-L1 | Light Emitting Diode | Light Engine | Direct Wired | Forward Phase Cut Controls | 85 | 2958 | 0.0004 | 91 | 58 | 45 | 0.94 | Ambient | 36000 | 0.942 | 1 |  | 0.01 | 22 | 23 | 0.03 | 0.05 | 0.04 | 0 | 0 | 0 | 0.28 | 0.26 | 0.23 | 0.02 | 0 | 0 | 0.22 | 0.08 | 0.07 | 0.06 | 0 | 0 | True |  | Non Federally-Regulated | 10/26/2017 |  | 11/02/2017
Visual Comfort & Company | Feiss | FM352****-L1 | Light Emitting Diode | Light Engine | Direct Wired | Forward Phase Cut Controls | 85 | 2958 | 0.0004 | 91 | 58 | 45 | 0.94 | Ambient | 36000 | 0.942 | 1 |  | 0.01 | 22 | 23 | 0.03 | 0.05 | 0.04 | 0 | 0 | 0 | 0.28 | 0.26 | 0.23 | 0.02 | 0 | 0 | 0.22 | 0.08 | 0.07 | 0.06 | 0 | 0 | True |  | Non Federally-Regulated | 10/26/2017 |  | 11/02/2017
Visual Comfort & Company | Feiss | FM353****-L1 | Light Emitting Diode | Light Engine | Direct Wired | Forward Phase Cut Controls | 85 | 2958 | 0.0004 | 91 | 58 | 45 | 0.94 | Ambient | 36000 | 0.942 | 1 |  | 0.01 | 22 | 23 | 0.03 | 0.05 | 0.04 | 0 | 0 | 0 | 0.28 | 0.26 | 0.23 | 0.02 | 0 | 0 | 0.22 | 0.08 | 0.07 | 0.06 | 0 | 0 | True |  | Non Federally-Regulated | 10/26/2017 |  | 11/02/2017
Visual Comfort & Company | Feiss | FM388**-L1 | Light Emitting Diode | Light Engine | Direct Wired | Forward Phase Cut Controls | 85 | 2958 | 0.0004 | 91 | 58 | 45 | 0.94 | Ambient | 36000 | 0.942 | 1 |  | 0.01 | 22 | 23 | 0.03 | 0.05 | 0.04 | 0 | 0 | 0 | 0.28 | 0.26 | 0.23 | 0.02 | 0 | 0 | 0.22 | 0.08 | 0.07 | 0.06 | 0 | 0 | True |  | Non Federally-Regulated | 10/26/2017 |  | 11/02/2017
Visual Comfort & Company | Feiss | OL12600***-LED | Light Emitting Diode | Inseparable Luminaire | Direct Wired | Forward Phase Cut Controls | 51 | 2717 | 0.0026 | 93 | 62 | 442 | 0.99 | Ambient | 15000 |  |  | 60000 | 0.02 | 17 | 17 | 0.1 | 0.09 | 0.08 | 0.09 | 0.02 | 0.01 | 0.37 | 0.27 | 0.24 | 0.23 | 0.05 | 0.03 | 0.26 | 0.11 | 0.09 | 0.01 | 0 | 0 | True |  | Non Federally-Regulated | 04/17/2017 |  | 11/02/2017
Visual Comfort & Company | Feiss | OL12602***-LED | Light Emitting Diode | Inseparable Luminaire | Direct Wired | Forward Phase Cut Controls | 51 | 2717 | 0.0026 | 93 | 62 | 442 | 0.99 | Ambient | 15000 |  |  | 60000 | 0.02 | 17 | 17 | 0.1 | 0.09 | 0.08 | 0.09 | 0.02 | 0.01 | 0.37 | 0.27 | 0.24 | 0.23 | 0.05 | 0.03 | 0.26 | 0.11 | 0.09 | 0.01 | 0 | 0 | True |  | Non Federally-Regulated | 04/17/2017 |  | 11/02/2017
Visual Comfort & Company | Feiss | OL12603***-LED | Light Emitting Diode | Inseparable Luminaire | Direct Wired | Forward Phase Cut Controls | 51 | 2717 | 0.0026 | 93 | 62 | 442 | 0.99 | Ambient | 15000 |  |  | 60000 | 0.02 | 17 | 17 | 0.1 | 0.09 | 0.08 | 0.09 | 0.02 | 0.01 | 0.37 | 0.27 | 0.24 | 0.23 | 0.05 | 0.03 | 0.26 | 0.11 | 0.09 | 0.01 | 0 | 0 | True |  | Non Federally-Regulated | 04/17/2017 |  | 11/02/2017
Aurio Lighting Inc. | AURIO | A-DL-12-35 | Light Emitting Diode | Inseparable Luminaire | Quick Connect | Forward Phase Cut Controls | 66.8 | 4000 | 0.0004 | 93 | 61 | 21 | 0.91 | Ambient | 50000 |  |  | 54000 | 0.05 | 22 | 21 | 0.17 | 0.16 | 0.16 | 0.16 | 0.02 | 0.01 | 0.25 | 0.25 | 0.25 | 0.2 | 0.04 | 0.01 | 0.1 | 0.11 | 0.1 | 0.08 | 0.03 | 0.02 | True |  | Non Federally-Regulated | 11/01/2017 |  | 11/02/2017
Contrast Lighting | Urbai | ISUR3-120D1 + UR3C-C****4090L | Light Emitting Diode | Inseparable Luminaire | Quick Connect | 0-10 VDC Controls | 63 | 2757 | 0.0005 | 93 | 60 | 225 | 0.98 | Ambient | 50000 |  |  | 55000 | 0.1 | 20 | 20 | 0.24 | 0.25 | 0.24 | 0.24 | 0.2 | 0.1 | 0.27 | 0.32 | 0.32 | 0.25 | 0.2 | 0.1 | 0.21 | 0.27 | 0.25 | 0.2 | 0.1 | 0.1 | True |  | Non Federally-Regulated | 10/02/2017 |  | 11/02/2017
Visual Comfort & Company | Monte Carlo | 3MAVR60**** | Light Emitting Diode | Inseparable Luminaire | Quick Connect | Forward Phase Cut Controls | 62 | 2659 | 0.0015 | 93 | 62 | 380 | 0.9 | Ambient | 25000 |  |  | 59000 | 0.1 | 22 | 22 | 0.32 | 0.32 | 0.31 | 0.28 | 0.03 | 0 | 0.29 | 0.29 | 0.29 | 0.24 | 0.02 | 0.01 | 0.22 | 0.22 | 0.23 | 0.17 | 0.02 | 0.02 | True |  | Non Federally-Regulated | 09/27/2017 |  | 11/02/2017
Visual Comfort & Company | Monte Carlo | 3MAVR70**** | Light Emitting Diode | Inseparable Luminaire | Quick Connect | Forward Phase Cut Controls | 62 | 2659 | 0.0015 | 93 | 62 | 380 | 0.9 | Ambient | 25000 |  |  | 59000 | 0.1 | 22 | 22 | 0.32 | 0.32 | 0.31 | 0.28 | 0.03 | 0 | 0.29 | 0.29 | 0.29 | 0.24 | 0.02 | 0.01 | 0.22 | 0.22 | 0.23 | 0.17 | 0.02 | 0.02 | True |  | Non Federally-Regulated | 09/27/2017 |  | 11/02/2017
Visual Comfort & Company | Monte Carlo | 3MAVR88**** | Light Emitting Diode | Inseparable Luminaire | Quick Connect | Forward Phase Cut Controls | 62 | 2659 | 0.0015 | 93 | 62 | 380 | 0.9 | Ambient | 25000 |  |  | 59000 | 0.1 | 22 | 22 | 0.32 | 0.32 | 0.31 | 0.28 | 0.03 | 0 | 0.29 | 0.29 | 0.29 | 0.24 | 0.02 | 0.01 | 0.22 | 0.22 | 0.23 | 0.17 | 0.02 | 0.02 | True |  | Non Federally-Regulated | 09/27/2017 |  | 11/02/2017
Visual Comfort & Company | Monte Carlo | 3MAVR99**** | Light Emitting Diode | Inseparable Luminaire | Quick Connect | Forward Phase Cut Controls | 62 | 2659 | 0.0015 | 93 | 62 | 380 | 0.9 | Ambient | 25000 |  |  | 59000 | 0.1 | 22 | 22 | 0.32 | 0.32 | 0.31 | 0.28 | 0.03 | 0 | 0.29 | 0.29 | 0.29 | 0.24 | 0.02 | 0.01 | 0.22 | 0.22 | 0.23 | 0.17 | 0.02 | 0.02 | True |  | Non Federally-Regulated | 09/27/2017 |  | 11/02/2017
Contrast Lighting | Ardito | ICAT0R2-ARV1 + A2RFR-**27W | Light Emitting Diode | Inseparable Luminaire | Quick Connect | 0-10 VDC Controls | 66.2 | 2775 | 0.0011 | 92 | 54 | 173 | 0.99 | Ambient | 50000 |  |  | 55000 | 0.1 | 21 | 21 | 0.21 | 0.26 | 0.26 | 0.25 | 0.2 | 0.1 | 0.29 | 0.35 | 0.35 | 0.28 | 0.2 | 0.1 | 0.25 | 0.32 | 0.31 | 0.24 | 0.3 | 0.1 | True |  | Non Federally-Regulated | 10/03/2017 |  | 11/02/2017
Contrast Lighting | Ardito | ICAT0R2-ARV1 + A2RFR-**27M | Light Emitting Diode | Inseparable Luminaire | Quick Connect | 0-10 VDC Controls | 66.2 | 2775 | 0.0011 | 92 | 54 | 173 | 0.99 | Ambient | 50000 |  |  | 55000 | 0.1 | 21 | 21 | 0.21 | 0.26 | 0.26 | 0.25 | 0.2 | 0.1 | 0.29 | 0.35 | 0.35 | 0.28 | 0.2 | 0.1 | 0.25 | 0.32 | 0.31 | 0.24 | 0.3 | 0.1 | True |  | Non Federally-Regulated | 10/03/2017 |  | 11/02/2017
Contrast Lighting | Ardito | ICAT0R2-ARV1 + A2RFR-**30M | Light Emitting Diode | Inseparable Luminaire | Quick Connect | 0-10 VDC Controls | 66.2 | 2775 | 0.0011 | 92 | 54 | 173 | 0.99 | Ambient | 50000 |  |  | 55000 | 0.1 | 21 | 21 | 0.21 | 0.26 | 0.26 | 0.25 | 0.2 | 0.1 | 0.29 | 0.35 | 0.35 | 0.28 | 0.2 | 0.1 | 0.25 | 0.32 | 0.31 | 0.24 | 0.3 | 0.1 | True |  | Non Federally-Regulated | 10/03/2017 |  | 11/02/2017
Contrast Lighting | Ardito | ICAT0R2-ARV1 + A2RFR-**30W | Light Emitting Diode | Inseparable Luminaire | Quick Connect | 0-10 VDC Controls | 66.2 | 2775 | 0.0011 | 92 | 54 | 173 | 0.99 | Ambient | 50000 |  |  | 55000 | 0.1 | 21 | 21 | 0.21 | 0.26 | 0.26 | 0.25 | 0.2 | 0.1 | 0.29 | 0.35 | 0.35 | 0.28 | 0.2 | 0.1 | 0.25 | 0.32 | 0.31 | 0.24 | 0.3 | 0.1 | True |  | Non Federally-Regulated | 10/03/2017 |  | 11/02/2017
Contrast Lighting | Ardito | ICAT0R2-ARV1 + A2RFR-**35M | Light Emitting Diode | Inseparable Luminaire | Quick Connect | 0-10 VDC Controls | 66.2 | 2775 | 0.0011 | 92 | 54 | 173 | 0.99 | Ambient | 50000 |  |  | 55000 | 0.1 | 21 | 21 | 0.21 | 0.26 | 0.26 | 0.25 | 0.2 | 0.1 | 0.29 | 0.35 | 0.35 | 0.28 | 0.2 | 0.1 | 0.25 | 0.32 | 0.31 | 0.24 | 0.3 | 0.1 | True |  | Non Federally-Regulated | 10/03/2017 |  | 11/02/2017
Contrast Lighting | Ardito | ICAT0R2-ARV1 + A2RFR-**35W | Light Emitting Diode | Inseparable Luminaire | Quick Connect | 0-10 VDC Controls | 66.2 | 2775 | 0.0011 | 92 | 54 | 173 | 0.99 | Ambient | 50000 |  |  | 55000 | 0.1 | 21 | 21 | 0.21 | 0.26 | 0.26 | 0.25 | 0.2 | 0.1 | 0.29 | 0.35 | 0.35 | 0.28 | 0.2 | 0.1 | 0.25 | 0.32 | 0.31 | 0.24 | 0.3 | 0.1 | True |  | Non Federally-Regulated | 10/03/2017 |  | 11/02/2017
Contrast Lighting | Ardito | ICAT0R2-ARV1 + A2RFR-**40M | Light Emitting Diode | Inseparable Luminaire | Quick Connect | 0-10 VDC Controls | 66.2 | 2775 | 0.0011 | 92 | 54 | 173 | 0.99 | Ambient | 50000 |  |  | 55000 | 0.1 | 21 | 21 | 0.21 | 0.26 | 0.26 | 0.25 | 0.2 | 0.1 | 0.29 | 0.35 | 0.35 | 0.28 | 0.2 | 0.1 | 0.25 | 0.32 | 0.31 | 0.24 | 0.3 | 0.1 | True |  | Non Federally-Regulated | 10/03/2017 |  | 11/02/2017
Contrast Lighting | Ardito | ICAT0R2-ARV1 + A2RFR-**40W | Light Emitting Diode | Inseparable Luminaire | Quick Connect | 0-10 VDC Controls | 66.2 | 2775 | 0.0011 | 92 | 54 | 173 | 0.99 | Ambient | 50000 |  |  | 55000 | 0.1 | 21 | 21 | 0.21 | 0.26 | 0.26 | 0.25 | 0.2 | 0.1 | 0.29 | 0.35 | 0.35 | 0.28 | 0.2 | 0.1 | 0.25 | 0.32 | 0.31 | 0.24 | 0.3 | 0.1 | True |  | Non Federally-Regulated | 10/03/2017 |  | 11/02/2017
Contrast Lighting | Ardito | ICAT0R2-ARV1 + A2RFR-TR**27M | Light Emitting Diode | Inseparable Luminaire | Quick Connect | 0-10 VDC Controls | 66.2 | 2775 | 0.0011 | 92 | 54 | 173 | 0.99 | Ambient | 50000 |  |  | 55000 | 0.1 | 21 | 21 | 0.21 | 0.26 | 0.26 | 0.25 | 0.2 | 0.1 | 0.29 | 0.35 | 0.35 | 0.28 | 0.2 | 0.1 | 0.25 | 0.32 | 0.31 | 0.24 | 0.3 | 0.1 | True |  | Non Federally-Regulated | 10/03/2017 |  | 11/02/2017
Contrast Lighting | Ardito | ICAT0R2-ARV1 + A2RFR-TR**27W | Light Emitting Diode | Inseparable Luminaire | Quick Connect | 0-10 VDC Controls | 66.2 | 2775 | 0.0011 | 92 | 54 | 173 | 0.99 | Ambient | 50000 |  |  | 55000 | 0.1 | 21 | 21 | 0.21 | 0.26 | 0.26 | 0.25 | 0.2 | 0.1 | 0.29 | 0.35 | 0.35 | 0.28 | 0.2 | 0.1 | 0.25 | 0.32 | 0.31 | 0.24 | 0.3 | 0.1 | True |  | Non Federally-Regulated | 10/03/2017 |  | 11/02/2017
Contrast Lighting | Ardito | ICAT0R2-ARV1 + A2RFR-TR**30M | Light Emitting Diode | Inseparable Luminaire | Quick Connect | 0-10 VDC Controls | 66.2 | 2775 | 0.0011 | 92 | 54 | 173 | 0.99 | Ambient | 50000 |  |  | 55000 | 0.1 | 21 | 21 | 0.21 | 0.26 | 0.26 | 0.25 | 0.2 | 0.1 | 0.29 | 0.35 | 0.35 | 0.28 | 0.2 | 0.1 | 0.25 | 0.32 | 0.31 | 0.24 | 0.3 | 0.1 | True |  | Non Federally-Regulated | 10/03/2017 |  | 11/02/2017
Contrast Lighting | Ardito | ICAT0R2-ARV1 + A2RFR-TR**30W | Light Emitting Diode | Inseparable Luminaire | Quick Connect | 0-10 VDC Controls | 66.2 | 2775 | 0.0011 | 92 | 54 | 173 | 0.99 | Ambient | 50000 |  |  | 55000 | 0.1 | 21 | 21 | 0.21 | 0.26 | 0.26 | 0.25 | 0.2 | 0.1 | 0.29 | 0.35 | 0.35 | 0.28 | 0.2 | 0.1 | 0.25 | 0.32 | 0.31 | 0.24 | 0.3 | 0.1 | True |  | Non Federally-Regulated | 10/03/2017 |  | 11/02/2017
Contrast Lighting | Ardito | ICAT0R2-ARV1 + A2RFR-TR**35M | Light Emitting Diode | Inseparable Luminaire | Quick Connect | 0-10 VDC Controls | 66.2 | 2775 | 0.0011 | 92 | 54 | 173 | 0.99 | Ambient | 50000 |  |  | 55000 | 0.1 | 21 | 21 | 0.21 | 0.26 | 0.26 | 0.25 | 0.2 | 0.1 | 0.29 | 0.35 | 0.35 | 0.28 | 0.2 | 0.1 | 0.25 | 0.32 | 0.31 | 0.24 | 0.3 | 0.1 | True |  | Non Federally-Regulated | 10/03/2017 |  | 11/02/2017
Contrast Lighting | Ardito | ICAT0R2-ARV1 + A2RFR-TR**35W | Light Emitting Diode | Inseparable Luminaire | Quick Connect | 0-10 VDC Controls | 66.2 | 2775 | 0.0011 | 92 | 54 | 173 | 0.99 | Ambient | 50000 |  |  | 55000 | 0.1 | 21 | 21 | 0.21 | 0.26 | 0.26 | 0.25 | 0.2 | 0.1 | 0.29 | 0.35 | 0.35 | 0.28 | 0.2 | 0.1 | 0.25 | 0.32 | 0.31 | 0.24 | 0.3 | 0.1 | True |  | Non Federally-Regulated | 10/03/2017 |  | 11/02/2017
Contrast Lighting | Ardito | ICAT0R2-ARV1 + A2RFR-TR**40M | Light Emitting Diode | Inseparable Luminaire | Quick Connect | 0-10 VDC Controls | 66.2 | 2775 | 0.0011 | 92 | 54 | 173 | 0.99 | Ambient | 50000 |  |  | 55000 | 0.1 | 21 | 21 | 0.21 | 0.26 | 0.26 | 0.25 | 0.2 | 0.1 | 0.29 | 0.35 | 0.35 | 0.28 | 0.2 | 0.1 | 0.25 | 0.32 | 0.31 | 0.24 | 0.3 | 0.1 | True |  | Non Federally-Regulated | 10/03/2017 |  | 11/02/2017
Contrast Lighting | Ardito | ICAT0R2-ARV1 + A2RFR-TR**40W | Light Emitting Diode | Inseparable Luminaire | Quick Connect | 0-10 VDC Controls | 66.2 | 2775 | 0.0011 | 92 | 54 | 173 | 0.99 | Ambient | 50000 |  |  | 55000 | 0.1 | 21 | 21 | 0.21 | 0.26 | 0.26 | 0.25 | 0.2 | 0.1 | 0.29 | 0.35 | 0.35 | 0.28 | 0.2 | 0.1 | 0.25 | 0.32 | 0.31 | 0.24 | 0.3 | 0.1 | True |  | Non Federally-Regulated | 10/03/2017 |  | 11/02/2017
Contrast Lighting | Ardito | ICAT0R2-ARV1 + A2RAR-**27M | Light Emitting Diode | Inseparable Luminaire | Quick Connect | 0-10 VDC Controls | 66.2 | 2775 | 0.0011 | 92 | 54 | 173 | 0.99 | Ambient | 50000 |  |  | 55000 | 0.1 | 21 | 21 | 0.21 | 0.26 | 0.26 | 0.25 | 0.2 | 0.1 | 0.29 | 0.35 | 0.35 | 0.28 | 0.2 | 0.1 | 0.25 | 0.32 | 0.31 | 0.24 | 0.3 | 0.1 | True |  | Non Federally-Regulated | 10/03/2017 |  | 11/02/2017
Contrast Lighting | Ardito | ICAT0R2-ARV1 + A2RAR-**27W | Light Emitting Diode | Inseparable Luminaire | Quick Connect | 0-10 VDC Controls | 66.2 | 2775 | 0.0011 | 92 | 54 | 173 | 0.99 | Ambient | 50000 |  |  | 55000 | 0.1 | 21 | 21 | 0.21 | 0.26 | 0.26 | 0.25 | 0.2 | 0.1 | 0.29 | 0.35 | 0.35 | 0.28 | 0.2 | 0.1 | 0.25 | 0.32 | 0.31 | 0.24 | 0.3 | 0.1 | True |  | Non Federally-Regulated | 10/03/2017 |  | 11/02/2017
Contrast Lighting | Ardito | ICAT0R2-ARV1 + A2RAR-**30M | Light Emitting Diode | Inseparable Luminaire | Quick Connect | 0-10 VDC Controls | 66.2 | 2775 | 0.0011 | 92 | 54 | 173 | 0.99 | Ambient | 50000 |  |  | 55000 | 0.1 | 21 | 21 | 0.21 | 0.26 | 0.26 | 0.25 | 0.2 | 0.1 | 0.29 | 0.35 | 0.35 | 0.28 | 0.2 | 0.1 | 0.25 | 0.32 | 0.31 | 0.24 | 0.3 | 0.1 | True |  | Non Federally-Regulated | 10/03/2017 |  | 11/02/2017
Contrast Lighting | Ardito | ICAT0R2-ARV1 + A2RAR-**30W | Light Emitting Diode | Inseparable Luminaire | Quick Connect | 0-10 VDC Controls | 66.2 | 2775 | 0.0011 | 92 | 54 | 173 | 0.99 | Ambient | 50000 |  |  | 55000 | 0.1 | 21 | 21 | 0.21 | 0.26 | 0.26 | 0.25 | 0.2 | 0.1 | 0.29 | 0.35 | 0.35 | 0.28 | 0.2 | 0.1 | 0.25 | 0.32 | 0.31 | 0.24 | 0.3 | 0.1 | True |  | Non Federally-Regulated | 10/03/2017 |  | 11/02/2017
Contrast Lighting | Ardito | ICAT0R2-ARV1 + A2RAR-**35M | Light Emitting Diode | Inseparable Luminaire | Quick Connect | 0-10 VDC Controls | 66.2 | 2775 | 0.0011 | 92 | 54 | 173 | 0.99 | Ambient | 50000 |  |  | 55000 | 0.1 | 21 | 21 | 0.21 | 0.26 | 0.26 | 0.25 | 0.2 | 0.1 | 0.29 | 0.35 | 0.35 | 0.28 | 0.2 | 0.1 | 0.25 | 0.32 | 0.31 | 0.24 | 0.3 | 0.1 | True |  | Non Federally-Regulated | 10/03/2017 |  | 11/02/2017
Contrast Lighting | Ardito | ICAT0R2-ARV1 + A2RAR-**35W | Light Emitting Diode | Inseparable Luminaire | Quick Connect | 0-10 VDC Controls | 66.2 | 2775 | 0.0011 | 92 | 54 | 173 | 0.99 | Ambient | 50000 |  |  | 55000 | 0.1 | 21 | 21 | 0.21 | 0.26 | 0.26 | 0.25 | 0.2 | 0.1 | 0.29 | 0.35 | 0.35 | 0.28 | 0.2 | 0.1 | 0.25 | 0.32 | 0.31 | 0.24 | 0.3 | 0.1 | True |  | Non Federally-Regulated | 10/03/2017 |  | 11/02/2017
Contrast Lighting | Ardito | ICAT0R2-ARV1 + A2RAR-**40M | Light Emitting Diode | Inseparable Luminaire | Quick Connect | 0-10 VDC Controls | 66.2 | 2775 | 0.0011 | 92 | 54 | 173 | 0.99 | Ambient | 50000 |  |  | 55000 | 0.1 | 21 | 21 | 0.21 | 0.26 | 0.26 | 0.25 | 0.2 | 0.1 | 0.29 | 0.35 | 0.35 | 0.28 | 0.2 | 0.1 | 0.25 | 0.32 | 0.31 | 0.24 | 0.3 | 0.1 | True |  | Non Federally-Regulated | 10/03/2017 |  | 11/02/2017
Contrast Lighting | Ardito | ICAT0R2-ARV1 + A2RAR-**40W | Light Emitting Diode | Inseparable Luminaire | Quick Connect | 0-10 VDC Controls | 66.2 | 2775 | 0.0011 | 92 | 54 | 173 | 0.99 | Ambient | 50000 |  |  | 55000 | 0.1 | 21 | 21 | 0.21 | 0.26 | 0.26 | 0.25 | 0.2 | 0.1 | 0.29 | 0.35 | 0.35 | 0.28 | 0.2 | 0.1 | 0.25 | 0.32 | 0.31 | 0.24 | 0.3 | 0.1 | True |  | Non Federally-Regulated | 10/03/2017 |  | 11/02/2017
Contrast Lighting | Ardito | ICAT0S2-ARV1 + A2SFR-**27M | Light Emitting Diode | Inseparable Luminaire | Quick Connect | 0-10 VDC Controls | 66.2 | 2775 | 0.0011 | 92 | 54 | 173 | 0.99 | Ambient | 50000 |  |  | 55000 | 0.1 | 21 | 21 | 0.21 | 0.26 | 0.26 | 0.25 | 0.2 | 0.1 | 0.29 | 0.35 | 0.35 | 0.28 | 0.2 | 0.1 | 0.25 | 0.32 | 0.31 | 0.24 | 0.3 | 0.1 | True |  | Non Federally-Regulated | 10/03/2017 |  | 11/02/2017
Contrast Lighting | Ardito | ICAT0S2-ARV1 + A2SFR-**27W | Light Emitting Diode | Inseparable Luminaire | Quick Connect | 0-10 VDC Controls | 66.2 | 2775 | 0.0011 | 92 | 54 | 173 | 0.99 | Ambient | 50000 |  |  | 55000 | 0.1 | 21 | 21 | 0.21 | 0.26 | 0.26 | 0.25 | 0.2 | 0.1 | 0.29 | 0.35 | 0.35 | 0.28 | 0.2 | 0.1 | 0.25 | 0.32 | 0.31 | 0.24 | 0.3 | 0.1 | True |  | Non Federally-Regulated | 10/03/2017 |  | 11/02/2017
Contrast Lighting | Ardito | ICAT0S2-ARV1 + A2SFR-**30M | Light Emitting Diode | Inseparable Luminaire | Quick Connect | 0-10 VDC Controls | 66.2 | 2775 | 0.0011 | 92 | 54 | 173 | 0.99 | Ambient | 50000 |  |  | 55000 | 0.1 | 21 | 21 | 0.21 | 0.26 | 0.26 | 0.25 | 0.2 | 0.1 | 0.29 | 0.35 | 0.35 | 0.28 | 0.2 | 0.1 | 0.25 | 0.32 | 0.31 | 0.24 | 0.3 | 0.1 | True |  | Non Federally-Regulated | 10/03/2017 |  | 11/02/2017
Contrast Lighting | Ardito | ICAT0S2-ARV1 + A2SFR-**30W | Light Emitting Diode | Inseparable Luminaire | Quick Connect | 0-10 VDC Controls | 66.2 | 2775 | 0.0011 | 92 | 54 | 173 | 0.99 | Ambient | 50000 |  |  | 55000 | 0.1 | 21 | 21 | 0.21 | 0.26 | 0.26 | 0.25 | 0.2 | 0.1 | 0.29 | 0.35 | 0.35 | 0.28 | 0.2 | 0.1 | 0.25 | 0.32 | 0.31 | 0.24 | 0.3 | 0.1 | True |  | Non Federally-Regulated | 10/03/2017 |  | 11/02/2017
Contrast Lighting | Ardito | ICAT0S2-ARV1 + A2SFR-**35M | Light Emitting Diode | Inseparable Luminaire | Quick Connect | 0-10 VDC Controls | 66.2 | 2775 | 0.0011 | 92 | 54 | 173 | 0.99 | Ambient | 50000 |  |  | 55000 | 0.1 | 21 | 21 | 0.21 | 0.26 | 0.26 | 0.25 | 0.2 | 0.1 | 0.29 | 0.35 | 0.35 | 0.28 | 0.2 | 0.1 | 0.25 | 0.32 | 0.31 | 0.24 | 0.3 | 0.1 | True |  | Non Federally-Regulated | 10/03/2017 |  | 11/02/2017
Contrast Lighting | Ardito | ICAT0S2-ARV1 + A2SFR-**35W | Light Emitting Diode | Inseparable Luminaire | Quick Connect | 0-10 VDC Controls | 66.2 | 2775 | 0.0011 | 92 | 54 | 173 | 0.99 | Ambient | 50000 |  |  | 55000 | 0.1 | 21 | 21 | 0.21 | 0.26 | 0.26 | 0.25 | 0.2 | 0.1 | 0.29 | 0.35 | 0.35 | 0.28 | 0.2 | 0.1 | 0.25 | 0.32 | 0.31 | 0.24 | 0.3 | 0.1 | True |  | Non Federally-Regulated | 10/03/2017 |  | 11/02/2017
Contrast Lighting | Ardito | ICAT0S2-ARV1 + A2SFR-**40M | Light Emitting Diode | Inseparable Luminaire | Quick Connect | 0-10 VDC Controls | 66.2 | 2775 | 0.0011 | 92 | 54 | 173 | 0.99 | Ambient | 50000 |  |  | 55000 | 0.1 | 21 | 21 | 0.21 | 0.26 | 0.26 | 0.25 | 0.2 | 0.1 | 0.29 | 0.35 | 0.35 | 0.28 | 0.2 | 0.1 | 0.25 | 0.32 | 0.31 | 0.24 | 0.3 | 0.1 | True |  | Non Federally-Regulated | 10/03/2017 |  | 11/02/2017
Contrast Lighting | Ardito | ICAT0S2-ARV1 + A2SFR-**40W | Light Emitting Diode | Inseparable Luminaire | Quick Connect | 0-10 VDC Controls | 66.2 | 2775 | 0.0011 | 92 | 54 | 173 | 0.99 | Ambient | 50000 |  |  | 55000 | 0.1 | 21 | 21 | 0.21 | 0.26 | 0.26 | 0.25 | 0.2 | 0.1 | 0.29 | 0.35 | 0.35 | 0.28 | 0.2 | 0.1 | 0.25 | 0.32 | 0.31 | 0.24 | 0.3 | 0.1 | True |  | Non Federally-Regulated | 10/03/2017 |  | 11/02/2017
Contrast Lighting | Ardito | ICAT0S2-ARV1 + A2SFR-TR**27M | Light Emitting Diode | Inseparable Luminaire | Quick Connect | 0-10 VDC Controls | 66.2 | 2775 | 0.0011 | 92 | 54 | 173 | 0.99 | Ambient | 50000 |  |  | 55000 | 0.1 | 21 | 21 | 0.21 | 0.26 | 0.26 | 0.25 | 0.2 | 0.1 | 0.29 | 0.35 | 0.35 | 0.28 | 0.2 | 0.1 | 0.25 | 0.32 | 0.31 | 0.24 | 0.3 | 0.1 | True |  | Non Federally-Regulated | 10/03/2017 |  | 11/02/2017
Contrast Lighting | Ardito | ICAT0S2-ARV1 + A2SFR-TR**27W | Light Emitting Diode | Inseparable Luminaire | Quick Connect | 0-10 VDC Controls | 66.2 | 2775 | 0.0011 | 92 | 54 | 173 | 0.99 | Ambient | 50000 |  |  | 55000 | 0.1 | 21 | 21 | 0.21 | 0.26 | 0.26 | 0.25 | 0.2 | 0.1 | 0.29 | 0.35 | 0.35 | 0.28 | 0.2 | 0.1 | 0.25 | 0.32 | 0.31 | 0.24 | 0.3 | 0.1 | True |  | Non Federally-Regulated | 10/03/2017 |  | 11/02/2017
Contrast Lighting | Ardito | ICAT0S2-ARV1 + A2SFR-TR**30M | Light Emitting Diode | Inseparable Luminaire | Quick Connect | 0-10 VDC Controls | 66.2 | 2775 | 0.0011 | 92 | 54 | 173 | 0.99 | Ambient | 50000 |  |  | 55000 | 0.1 | 21 | 21 | 0.21 | 0.26 | 0.26 | 0.25 | 0.2 | 0.1 | 0.29 | 0.35 | 0.35 | 0.28 | 0.2 | 0.1 | 0.25 | 0.32 | 0.31 | 0.24 | 0.3 | 0.1 | True |  | Non Federally-Regulated | 10/03/2017 |  | 11/02/2017
Contrast Lighting | Ardito | ICAT0S2-ARV1 + A2SFR-TR**30W | Light Emitting Diode | Inseparable Luminaire | Quick Connect | 0-10 VDC Controls | 66.2 | 2775 | 0.0011 | 92 | 54 | 173 | 0.99 | Ambient | 50000 |  |  | 55000 | 0.1 | 21 | 21 | 0.21 | 0.26 | 0.26 | 0.25 | 0.2 | 0.1 | 0.29 | 0.35 | 0.35 | 0.28 | 0.2 | 0.1 | 0.25 | 0.32 | 0.31 | 0.24 | 0.3 | 0.1 | True |  | Non Federally-Regulated | 10/03/2017 |  | 11/02/2017
Contrast Lighting | Ardito | ICAT0S2-ARV1 + A2SFR-TR**35M | Light Emitting Diode | Inseparable Luminaire | Quick Connect | 0-10 VDC Controls | 66.2 | 2775 | 0.0011 | 92 | 54 | 173 | 0.99 | Ambient | 50000 |  |  | 55000 | 0.1 | 21 | 21 | 0.21 | 0.26 | 0.26 | 0.25 | 0.2 | 0.1 | 0.29 | 0.35 | 0.35 | 0.28 | 0.2 | 0.1 | 0.25 | 0.32 | 0.31 | 0.24 | 0.3 | 0.1 | True |  | Non Federally-Regulated | 10/03/2017 |  | 11/02/2017
Contrast Lighting | Ardito | ICAT0S2-ARV1 + A2SFR-TR**35W | Light Emitting Diode | Inseparable Luminaire | Quick Connect | 0-10 VDC Controls | 66.2 | 2775 | 0.0011 | 92 | 54 | 173 | 0.99 | Ambient | 50000 |  |  | 55000 | 0.1 | 21 | 21 | 0.21 | 0.26 | 0.26 | 0.25 | 0.2 | 0.1 | 0.29 | 0.35 | 0.35 | 0.28 | 0.2 | 0.1 | 0.25 | 0.32 | 0.31 | 0.24 | 0.3 | 0.1 | True |  | Non Federally-Regulated | 10/03/2017 |  | 11/02/2017
Contrast Lighting | Ardito | ICAT0S2-ARV1 + A2SFR-TR**40M | Light Emitting Diode | Inseparable Luminaire | Quick Connect | 0-10 VDC Controls | 66.2 | 2775 | 0.0011 | 92 | 54 | 173 | 0.99 | Ambient | 50000 |  |  | 55000 | 0.1 | 21 | 21 | 0.21 | 0.26 | 0.26 | 0.25 | 0.2 | 0.1 | 0.29 | 0.35 | 0.35 | 0.28 | 0.2 | 0.1 | 0.25 | 0.32 | 0.31 | 0.24 | 0.3 | 0.1 | True |  | Non Federally-Regulated | 10/03/2017 |  | 11/02/2017
Contrast Lighting | Ardito | ICAT0S2-ARV1 + A2SFR-TR**40W | Light Emitting Diode | Inseparable Luminaire | Quick Connect | 0-10 VDC Controls | 66.2 | 2775 | 0.0011 | 92 | 54 | 173 | 0.99 | Ambient | 50000 |  |  | 55000 | 0.1 | 21 | 21 | 0.21 | 0.26 | 0.26 | 0.25 | 0.2 | 0.1 | 0.29 | 0.35 | 0.35 | 0.28 | 0.2 | 0.1 | 0.25 | 0.32 | 0.31 | 0.24 | 0.3 | 0.1 | True |  | Non Federally-Regulated | 10/03/2017 |  | 11/02/2017
Contrast Lighting | Ardito | ICAT0S2-ARV1 + A2SAR-**27M | Light Emitting Diode | Inseparable Luminaire | Quick Connect | 0-10 VDC Controls | 66.2 | 2775 | 0.0011 | 92 | 54 | 173 | 0.99 | Ambient | 50000 |  |  | 55000 | 0.1 | 21 | 21 | 0.21 | 0.26 | 0.26 | 0.25 | 0.2 | 0.1 | 0.29 | 0.35 | 0.35 | 0.28 | 0.2 | 0.1 | 0.25 | 0.32 | 0.31 | 0.24 | 0.3 | 0.1 | True |  | Non Federally-Regulated | 10/03/2017 |  | 11/02/2017
Contrast Lighting | Ardito | ICAT0S2-ARV1 + A2SAR-**27W | Light Emitting Diode | Inseparable Luminaire | Quick Connect | 0-10 VDC Controls | 66.2 | 2775 | 0.0011 | 92 | 54 | 173 | 0.99 | Ambient | 50000 |  |  | 55000 | 0.1 | 21 | 21 | 0.21 | 0.26 | 0.26 | 0.25 | 0.2 | 0.1 | 0.29 | 0.35 | 0.35 | 0.28 | 0.2 | 0.1 | 0.25 | 0.32 | 0.31 | 0.24 | 0.3 | 0.1 | True |  | Non Federally-Regulated | 10/03/2017 |  | 11/02/2017
Contrast Lighting | Ardito | ICAT0S2-ARV1 + A2SAR-**30M | Light Emitting Diode | Inseparable Luminaire | Quick Connect | 0-10 VDC Controls | 66.2 | 2775 | 0.0011 | 92 | 54 | 173 | 0.99 | Ambient | 50000 |  |  | 55000 | 0.1 | 21 | 21 | 0.21 | 0.26 | 0.26 | 0.25 | 0.2 | 0.1 | 0.29 | 0.35 | 0.35 | 0.28 | 0.2 | 0.1 | 0.25 | 0.32 | 0.31 | 0.24 | 0.3 | 0.1 | True |  | Non Federally-Regulated | 10/03/2017 |  | 11/02/2017
Contrast Lighting | Ardito | ICAT0S2-ARV1 + A2SAR-**30W | Light Emitting Diode | Inseparable Luminaire | Quick Connect | 0-10 VDC Controls | 66.2 | 2775 | 0.0011 | 92 | 54 | 173 | 0.99 | Ambient | 50000 |  |  | 55000 | 0.1 | 21 | 21 | 0.21 | 0.26 | 0.26 | 0.25 | 0.2 | 0.1 | 0.29 | 0.35 | 0.35 | 0.28 | 0.2 | 0.1 | 0.25 | 0.32 | 0.31 | 0.24 | 0.3 | 0.1 | True |  | Non Federally-Regulated | 10/03/2017 |  | 11/02/2017
Contrast Lighting | Ardito | ICAT0S2-ARV1 + A2SAR-**35M | Light Emitting Diode | Inseparable Luminaire | Quick Connect | 0-10 VDC Controls | 66.2 | 2775 | 0.0011 | 92 | 54 | 173 | 0.99 | Ambient | 50000 |  |  | 55000 | 0.1 | 21 | 21 | 0.21 | 0.26 | 0.26 | 0.25 | 0.2 | 0.1 | 0.29 | 0.35 | 0.35 | 0.28 | 0.2 | 0.1 | 0.25 | 0.32 | 0.31 | 0.24 | 0.3 | 0.1 | True |  | Non Federally-Regulated | 10/03/2017 |  | 11/02/2017
Contrast Lighting | Ardito | ICAT0S2-ARV1 + A2SAR-**35W | Light Emitting Diode | Inseparable Luminaire | Quick Connect | 0-10 VDC Controls | 66.2 | 2775 | 0.0011 | 92 | 54 | 173 | 0.99 | Ambient | 50000 |  |  | 55000 | 0.1 | 21 | 21 | 0.21 | 0.26 | 0.26 | 0.25 | 0.2 | 0.1 | 0.29 | 0.35 | 0.35 | 0.28 | 0.2 | 0.1 | 0.25 | 0.32 | 0.31 | 0.24 | 0.3 | 0.1 | True |  | Non Federally-Regulated | 10/03/2017 |  | 11/02/2017
Contrast Lighting | Ardito | ICAT0S2-ARV1 + A2SAR-**40M | Light Emitting Diode | Inseparable Luminaire | Quick Connect | 0-10 VDC Controls | 66.2 | 2775 | 0.0011 | 92 | 54 | 173 | 0.99 | Ambient | 50000 |  |  | 55000 | 0.1 | 21 | 21 | 0.21 | 0.26 | 0.26 | 0.25 | 0.2 | 0.1 | 0.29 | 0.35 | 0.35 | 0.28 | 0.2 | 0.1 | 0.25 | 0.32 | 0.31 | 0.24 | 0.3 | 0.1 | True |  | Non Federally-Regulated | 10/03/2017 |  | 11/02/2017
Contrast Lighting | Ardito | ICAT0S2-ARV1 + A2SAR-**40W | Light Emitting Diode | Inseparable Luminaire | Quick Connect | 0-10 VDC Controls | 66.2 | 2775 | 0.0011 | 92 | 54 | 173 | 0.99 | Ambient | 50000 |  |  | 55000 | 0.1 | 21 | 21 | 0.21 | 0.26 | 0.26 | 0.25 | 0.2 | 0.1 | 0.29 | 0.35 | 0.35 | 0.28 | 0.2 | 0.1 | 0.25 | 0.32 | 0.31 | 0.24 | 0.3 | 0.1 | True |  | Non Federally-Regulated | 10/03/2017 |  | 11/02/2017
Contrast Lighting | Ardito | ICAT0S2-ARV1+A2SAR-**TR27MC-J | Light Emitting Diode | Inseparable Luminaire | Quick Connect | 0-10 VDC Controls | 66.2 | 2775 | 0.0011 | 92 | 54 | 173 | 0.99 | Ambient | 50000 |  |  | 55000 | 0.1 | 21 | 21 | 0.21 | 0.26 | 0.26 | 0.25 | 0.2 | 0.1 | 0.29 | 0.35 | 0.35 | 0.28 | 0.2 | 0.1 | 0.25 | 0.32 | 0.31 | 0.24 | 0.3 | 0.1 | True |  | Non Federally-Regulated | 11/02/2017 |  | 11/03/2017
Contrast Lighting | Ardito | ICAT0S2-ARV1+A2SAR-**TR27WC-J | Light Emitting Diode | Inseparable Luminaire | Quick Connect | 0-10 VDC Controls | 66.2 | 2775 | 0.0011 | 92 | 54 | 173 | 0.99 | Ambient | 50000 |  |  | 55000 | 0.1 | 21 | 21 | 0.21 | 0.26 | 0.26 | 0.25 | 0.2 | 0.1 | 0.29 | 0.35 | 0.35 | 0.28 | 0.2 | 0.1 | 0.25 | 0.32 | 0.31 | 0.24 | 0.3 | 0.1 | True |  | Non Federally-Regulated | 11/02/2017 |  | 11/03/2017
Contrast Lighting | Ardito | ICAT0S2-ARV1+A2SAR-**TR30MC-J | Light Emitting Diode | Inseparable Luminaire | Quick Connect | 0-10 VDC Controls | 66.2 | 2775 | 0.0011 | 92 | 54 | 173 | 0.99 | Ambient | 50000 |  |  | 55000 | 0.1 | 21 | 21 | 0.21 | 0.26 | 0.26 | 0.25 | 0.2 | 0.1 | 0.29 | 0.35 | 0.35 | 0.28 | 0.2 | 0.1 | 0.25 | 0.32 | 0.31 | 0.24 | 0.3 | 0.1 | True |  | Non Federally-Regulated | 11/02/2017 |  | 11/03/2017
Contrast Lighting | Ardito | ICAT0S2-ARV1+A2SAR-**TR30WC-J | Light Emitting Diode | Inseparable Luminaire | Quick Connect | 0-10 VDC Controls | 66.2 | 2775 | 0.0011 | 92 | 54 | 173 | 0.99 | Ambient | 50000 |  |  | 55000 | 0.1 | 21 | 21 | 0.21 | 0.26 | 0.26 | 0.25 | 0.2 | 0.1 | 0.29 | 0.35 | 0.35 | 0.28 | 0.2 | 0.1 | 0.25 | 0.32 | 0.31 | 0.24 | 0.3 | 0.1 | True |  | Non Federally-Regulated | 11/02/2017 |  | 11/03/2017
Contrast Lighting | Ardito | ICAT0S2-ARV1+A2SAR-**TR35MC-J | Light Emitting Diode | Inseparable Luminaire | Quick Connect | 0-10 VDC Controls | 66.2 | 2775 | 0.0011 | 92 | 54 | 173 | 0.99 | Ambient | 50000 |  |  | 55000 | 0.1 | 21 | 21 | 0.21 | 0.26 | 0.26 | 0.25 | 0.2 | 0.1 | 0.29 | 0.35 | 0.35 | 0.28 | 0.2 | 0.1 | 0.25 | 0.32 | 0.31 | 0.24 | 0.3 | 0.1 | True |  | Non Federally-Regulated | 11/02/2017 |  | 11/03/2017
Contrast Lighting | Ardito | ICAT0S2-ARV1+A2SAR-**TR35WC-J | Light Emitting Diode | Inseparable Luminaire | Quick Connect | 0-10 VDC Controls | 66.2 | 2775 | 0.0011 | 92 | 54 | 173 | 0.99 | Ambient | 50000 |  |  | 55000 | 0.1 | 21 | 21 | 0.21 | 0.26 | 0.26 | 0.25 | 0.2 | 0.1 | 0.29 | 0.35 | 0.35 | 0.28 | 0.2 | 0.1 | 0.25 | 0.32 | 0.31 | 0.24 | 0.3 | 0.1 | True |  | Non Federally-Regulated | 11/02/2017 |  | 11/03/2017
Contrast Lighting | Ardito | ICAT0S2-ARV1+A2SAR-**TR40MC-J | Light Emitting Diode | Inseparable Luminaire | Quick Connect | 0-10 VDC Controls | 66.2 | 2775 | 0.0011 | 92 | 54 | 173 | 0.99 | Ambient | 50000 |  |  | 55000 | 0.1 | 21 | 21 | 0.21 | 0.26 | 0.26 | 0.25 | 0.2 | 0.1 | 0.29 | 0.35 | 0.35 | 0.28 | 0.2 | 0.1 | 0.25 | 0.32 | 0.31 | 0.24 | 0.3 | 0.1 | True |  | Non Federally-Regulated | 11/02/2017 |  | 11/03/2017
Contrast Lighting | Ardito | ICAT0S2-ARV1+A2SAR-**TR40WC-J | Light Emitting Diode | Inseparable Luminaire | Quick Connect | 0-10 VDC Controls | 66.2 | 2775 | 0.0011 | 92 | 54 | 173 | 0.99 | Ambient | 50000 |  |  | 55000 | 0.1 | 21 | 21 | 0.21 | 0.26 | 0.26 | 0.25 | 0.2 | 0.1 | 0.29 | 0.35 | 0.35 | 0.28 | 0.2 | 0.1 | 0.25 | 0.32 | 0.31 | 0.24 | 0.3 | 0.1 | True |  | Non Federally-Regulated | 11/02/2017 |  | 11/03/2017
Contrast Lighting | Ardito | ICAT6R3-ARV1+A3RAF-**TR27SC-J | Light Emitting Diode | Inseparable Luminaire | Quick Connect | 0-10 VDC Controls | 66.2 | 2775 | 0.0011 | 92 | 54 | 173 | 0.99 | Ambient | 50000 |  |  | 55000 | 0.1 | 21 | 21 | 0.21 | 0.26 | 0.26 | 0.25 | 0.2 | 0.1 | 0.29 | 0.35 | 0.35 | 0.28 | 0.2 | 0.1 | 0.25 | 0.32 | 0.31 | 0.24 | 0.3 | 0.1 | True |  | Non Federally-Regulated | 11/02/2017 |  | 11/03/2017
Contrast Lighting | Ardito | ICAT6R3-ARV1+A3RAF-**TR27MC-J | Light Emitting Diode | Inseparable Luminaire | Quick Connect | 0-10 VDC Controls | 66.2 | 2775 | 0.0011 | 92 | 54 | 173 | 0.99 | Ambient | 50000 |  |  | 55000 | 0.1 | 21 | 21 | 0.21 | 0.26 | 0.26 | 0.25 | 0.2 | 0.1 | 0.29 | 0.35 | 0.35 | 0.28 | 0.2 | 0.1 | 0.25 | 0.32 | 0.31 | 0.24 | 0.3 | 0.1 | True |  | Non Federally-Regulated | 11/02/2017 |  | 11/03/2017
Contrast Lighting | Ardito | ICAT6R3-ARV1+A3RAF-**TR27WC-J | Light Emitting Diode | Inseparable Luminaire | Quick Connect | 0-10 VDC Controls | 66.2 | 2775 | 0.0011 | 92 | 54 | 173 | 0.99 | Ambient | 50000 |  |  | 55000 | 0.1 | 21 | 21 | 0.21 | 0.26 | 0.26 | 0.25 | 0.2 | 0.1 | 0.29 | 0.35 | 0.35 | 0.28 | 0.2 | 0.1 | 0.25 | 0.32 | 0.31 | 0.24 | 0.3 | 0.1 | True |  | Non Federally-Regulated | 11/02/2017 |  | 11/03/2017
Contrast Lighting | Ardito | ICAT6R3-ARV1+A3RAF-**TR30SC-J | Light Emitting Diode | Inseparable Luminaire | Quick Connect | 0-10 VDC Controls | 66.2 | 2775 | 0.0011 | 92 | 54 | 173 | 0.99 | Ambient | 50000 |  |  | 55000 | 0.1 | 21 | 21 | 0.21 | 0.26 | 0.26 | 0.25 | 0.2 | 0.1 | 0.29 | 0.35 | 0.35 | 0.28 | 0.2 | 0.1 | 0.25 | 0.32 | 0.31 | 0.24 | 0.3 | 0.1 | True |  | Non Federally-Regulated | 11/02/2017 |  | 11/03/2017
Contrast Lighting | Ardito | ICAT6R3-ARV1+A3RAF-**TR30MC-J | Light Emitting Diode | Inseparable Luminaire | Quick Connect | 0-10 VDC Controls | 66.2 | 2775 | 0.0011 | 92 | 54 | 173 | 0.99 | Ambient | 50000 |  |  | 55000 | 0.1 | 21 | 21 | 0.21 | 0.26 | 0.26 | 0.25 | 0.2 | 0.1 | 0.29 | 0.35 | 0.35 | 0.28 | 0.2 | 0.1 | 0.25 | 0.32 | 0.31 | 0.24 | 0.3 | 0.1 | True |  | Non Federally-Regulated | 11/02/2017 |  | 11/03/2017
Contrast Lighting | Ardito | ICAT6R3-ARV1+A3RAF-**TR30WC-J | Light Emitting Diode | Inseparable Luminaire | Quick Connect | 0-10 VDC Controls | 66.2 | 2775 | 0.0011 | 92 | 54 | 173 | 0.99 | Ambient | 50000 |  |  | 55000 | 0.1 | 21 | 21 | 0.21 | 0.26 | 0.26 | 0.25 | 0.2 | 0.1 | 0.29 | 0.35 | 0.35 | 0.28 | 0.2 | 0.1 | 0.25 | 0.32 | 0.31 | 0.24 | 0.3 | 0.1 | True |  | Non Federally-Regulated | 11/02/2017 |  | 11/03/2017
Contrast Lighting | Ardito | ICAT6R3-ARV1+A3RAF-**TR35SC-J | Light Emitting Diode | Inseparable Luminaire | Quick Connect | 0-10 VDC Controls | 66.2 | 2775 | 0.0011 | 92 | 54 | 173 | 0.99 | Ambient | 50000 |  |  | 55000 | 0.1 | 21 | 21 | 0.21 | 0.26 | 0.26 | 0.25 | 0.2 | 0.1 | 0.29 | 0.35 | 0.35 | 0.28 | 0.2 | 0.1 | 0.25 | 0.32 | 0.31 | 0.24 | 0.3 | 0.1 | True |  | Non Federally-Regulated | 11/02/2017 |  | 11/03/2017
Contrast Lighting | Ardito | ICAT6R3-ARV1+A3RAF-**TR35MC-J | Light Emitting Diode | Inseparable Luminaire | Quick Connect | 0-10 VDC Controls | 66.2 | 2775 | 0.0011 | 92 | 54 | 173 | 0.99 | Ambient | 50000 |  |  | 55000 | 0.1 | 21 | 21 | 0.21 | 0.26 | 0.26 | 0.25 | 0.2 | 0.1 | 0.29 | 0.35 | 0.35 | 0.28 | 0.2 | 0.1 | 0.25 | 0.32 | 0.31 | 0.24 | 0.3 | 0.1 | True |  | Non Federally-Regulated | 11/02/2017 |  | 11/03/2017
Contrast Lighting | Ardito | ICAT6R3-ARV1+A3RAF-**TR35WC-J | Light Emitting Diode | Inseparable Luminaire | Quick Connect | 0-10 VDC Controls | 66.2 | 2775 | 0.0011 | 92 | 54 | 173 | 0.99 | Ambient | 50000 |  |  | 55000 | 0.1 | 21 | 21 | 0.21 | 0.26 | 0.26 | 0.25 | 0.2 | 0.1 | 0.29 | 0.35 | 0.35 | 0.28 | 0.2 | 0.1 | 0.25 | 0.32 | 0.31 | 0.24 | 0.3 | 0.1 | True |  | Non Federally-Regulated | 11/02/2017 |  | 11/03/2017
Contrast Lighting | Ardito | ICAT6R3-ARV1+A3RAF-**TR40SC-J | Light Emitting Diode | Inseparable Luminaire | Quick Connect | 0-10 VDC Controls | 66.2 | 2775 | 0.0011 | 92 | 54 | 173 | 0.99 | Ambient | 50000 |  |  | 55000 | 0.1 | 21 | 21 | 0.21 | 0.26 | 0.26 | 0.25 | 0.2 | 0.1 | 0.29 | 0.35 | 0.35 | 0.28 | 0.2 | 0.1 | 0.25 | 0.32 | 0.31 | 0.24 | 0.3 | 0.1 | True |  | Non Federally-Regulated | 11/02/2017 |  | 11/03/2017
Contrast Lighting | Ardito | ICAT6R3-ARV1+A3RAF-**TR40MC-J | Light Emitting Diode | Inseparable Luminaire | Quick Connect | 0-10 VDC Controls | 66.2 | 2775 | 0.0011 | 92 | 54 | 173 | 0.99 | Ambient | 50000 |  |  | 55000 | 0.1 | 21 | 21 | 0.21 | 0.26 | 0.26 | 0.25 | 0.2 | 0.1 | 0.29 | 0.35 | 0.35 | 0.28 | 0.2 | 0.1 | 0.25 | 0.32 | 0.31 | 0.24 | 0.3 | 0.1 | True |  | Non Federally-Regulated | 11/02/2017 |  | 11/03/2017
Contrast Lighting | Ardito | ICAT6R3-ARV1+A3RAF-**TR40WC-J | Light Emitting Diode | Inseparable Luminaire | Quick Connect | 0-10 VDC Controls | 66.2 | 2775 | 0.0011 | 92 | 54 | 173 | 0.99 | Ambient | 50000 |  |  | 55000 | 0.1 | 21 | 21 | 0.21 | 0.26 | 0.26 | 0.25 | 0.2 | 0.1 | 0.29 | 0.35 | 0.35 | 0.28 | 0.2 | 0.1 | 0.25 | 0.32 | 0.31 | 0.24 | 0.3 | 0.1 | True |  | Non Federally-Regulated | 11/02/2017 |  | 11/03/2017
Contrast Lighting | Ardito | ICAT6R3-ARV1+A3RAR-**TR27SC-J | Light Emitting Diode | Inseparable Luminaire | Quick Connect | 0-10 VDC Controls | 66.2 | 2775 | 0.0011 | 92 | 54 | 173 | 0.99 | Ambient | 50000 |  |  | 55000 | 0.1 | 21 | 21 | 0.21 | 0.26 | 0.26 | 0.25 | 0.2 | 0.1 | 0.29 | 0.35 | 0.35 | 0.28 | 0.2 | 0.1 | 0.25 | 0.32 | 0.31 | 0.24 | 0.3 | 0.1 | True |  | Non Federally-Regulated | 11/02/2017 |  | 11/03/2017
Contrast Lighting | Ardito | ICAT6R3-ARV1+A3RAR-**TR27MC-J | Light Emitting Diode | Inseparable Luminaire | Quick Connect | 0-10 VDC Controls | 66.2 | 2775 | 0.0011 | 92 | 54 | 173 | 0.99 | Ambient | 50000 |  |  | 55000 | 0.1 | 21 | 21 | 0.21 | 0.26 | 0.26 | 0.25 | 0.2 | 0.1 | 0.29 | 0.35 | 0.35 | 0.28 | 0.2 | 0.1 | 0.25 | 0.32 | 0.31 | 0.24 | 0.3 | 0.1 | True |  | Non Federally-Regulated | 11/02/2017 |  | 11/03/2017
Contrast Lighting | Ardito | ICAT6R3-ARV1+A3RAR-**TR27WC-J | Light Emitting Diode | Inseparable Luminaire | Quick Connect | 0-10 VDC Controls | 66.2 | 2775 | 0.0011 | 92 | 54 | 173 | 0.99 | Ambient | 50000 |  |  | 55000 | 0.1 | 21 | 21 | 0.21 | 0.26 | 0.26 | 0.25 | 0.2 | 0.1 | 0.29 | 0.35 | 0.35 | 0.28 | 0.2 | 0.1 | 0.25 | 0.32 | 0.31 | 0.24 | 0.3 | 0.1 | True |  | Non Federally-Regulated | 11/02/2017 |  | 11/03/2017
Contrast Lighting | Ardito | ICAT6R3-ARV1+A3RAR-**TR30SC-J | Light Emitting Diode | Inseparable Luminaire | Quick Connect | 0-10 VDC Controls | 66.2 | 2775 | 0.0011 | 92 | 54 | 173 | 0.99 | Ambient | 50000 |  |  | 55000 | 0.1 | 21 | 21 | 0.21 | 0.26 | 0.26 | 0.25 | 0.2 | 0.1 | 0.29 | 0.35 | 0.35 | 0.28 | 0.2 | 0.1 | 0.25 | 0.32 | 0.31 | 0.24 | 0.3 | 0.1 | True |  | Non Federally-Regulated | 11/02/2017 |  | 11/03/2017
Contrast Lighting | Ardito | ICAT6R3-ARV1+A3RAR-**TR30MC-J | Light Emitting Diode | Inseparable Luminaire | Quick Connect | 0-10 VDC Controls | 66.2 | 2775 | 0.0011 | 92 | 54 | 173 | 0.99 | Ambient | 50000 |  |  | 55000 | 0.1 | 21 | 21 | 0.21 | 0.26 | 0.26 | 0.25 | 0.2 | 0.1 | 0.29 | 0.35 | 0.35 | 0.28 | 0.2 | 0.1 | 0.25 | 0.32 | 0.31 | 0.24 | 0.3 | 0.1 | True |  | Non Federally-Regulated | 11/02/2017 |  | 11/03/2017
Contrast Lighting | Ardito | ICAT6R3-ARV1+A3RAR-**TR30WC-J | Light Emitting Diode | Inseparable Luminaire | Quick Connect | 0-10 VDC Controls | 66.2 | 2775 | 0.0011 | 92 | 54 | 173 | 0.99 | Ambient | 50000 |  |  | 55000 | 0.1 | 21 | 21 | 0.21 | 0.26 | 0.26 | 0.25 | 0.2 | 0.1 | 0.29 | 0.35 | 0.35 | 0.28 | 0.2 | 0.1 | 0.25 | 0.32 | 0.31 | 0.24 | 0.3 | 0.1 | True |  | Non Federally-Regulated | 11/02/2017 |  | 11/03/2017
Contrast Lighting | Ardito | ICAT6R3-ARV1+A3RAR-**TR35SC-J | Light Emitting Diode | Inseparable Luminaire | Quick Connect | 0-10 VDC Controls | 66.2 | 2775 | 0.0011 | 92 | 54 | 173 | 0.99 | Ambient | 50000 |  |  | 55000 | 0.1 | 21 | 21 | 0.21 | 0.26 | 0.26 | 0.25 | 0.2 | 0.1 | 0.29 | 0.35 | 0.35 | 0.28 | 0.2 | 0.1 | 0.25 | 0.32 | 0.31 | 0.24 | 0.3 | 0.1 | True |  | Non Federally-Regulated | 11/02/2017 |  | 11/03/2017
Contrast Lighting | Ardito | ICAT6R3-ARV1+A3RAR-**TR35MC-J | Light Emitting Diode | Inseparable Luminaire | Quick Connect | 0-10 VDC Controls | 66.2 | 2775 | 0.0011 | 92 | 54 | 173 | 0.99 | Ambient | 50000 |  |  | 55000 | 0.1 | 21 | 21 | 0.21 | 0.26 | 0.26 | 0.25 | 0.2 | 0.1 | 0.29 | 0.35 | 0.35 | 0.28 | 0.2 | 0.1 | 0.25 | 0.32 | 0.31 | 0.24 | 0.3 | 0.1 | True |  | Non Federally-Regulated | 11/02/2017 |  | 11/03/2017
Contrast Lighting | Ardito | ICAT6R3-ARV1+A3RAR-**TR35WC-J | Light Emitting Diode | Inseparable Luminaire | Quick Connect | 0-10 VDC Controls | 66.2 | 2775 | 0.0011 | 92 | 54 | 173 | 0.99 | Ambient | 50000 |  |  | 55000 | 0.1 | 21 | 21 | 0.21 | 0.26 | 0.26 | 0.25 | 0.2 | 0.1 | 0.29 | 0.35 | 0.35 | 0.28 | 0.2 | 0.1 | 0.25 | 0.32 | 0.31 | 0.24 | 0.3 | 0.1 | True |  | Non Federally-Regulated | 11/02/2017 |  | 11/03/2017
Contrast Lighting | Ardito | ICAT6R3-ARV1+A3RAR-**TR40SC-J | Light Emitting Diode | Inseparable Luminaire | Quick Connect | 0-10 VDC Controls | 66.2 | 2775 | 0.0011 | 92 | 54 | 173 | 0.99 | Ambient | 50000 |  |  | 55000 | 0.1 | 21 | 21 | 0.21 | 0.26 | 0.26 | 0.25 | 0.2 | 0.1 | 0.29 | 0.35 | 0.35 | 0.28 | 0.2 | 0.1 | 0.25 | 0.32 | 0.31 | 0.24 | 0.3 | 0.1 | True |  | Non Federally-Regulated | 11/02/2017 |  | 11/03/2017
Contrast Lighting | Ardito | ICAT6R3-ARV1+A3RAR-**TR40MC-J | Light Emitting Diode | Inseparable Luminaire | Quick Connect | 0-10 VDC Controls | 66.2 | 2775 | 0.0011 | 92 | 54 | 173 | 0.99 | Ambient | 50000 |  |  | 55000 | 0.1 | 21 | 21 | 0.21 | 0.26 | 0.26 | 0.25 | 0.2 | 0.1 | 0.29 | 0.35 | 0.35 | 0.28 | 0.2 | 0.1 | 0.25 | 0.32 | 0.31 | 0.24 | 0.3 | 0.1 | True |  | Non Federally-Regulated | 11/02/2017 |  | 11/03/2017
Contrast Lighting | Ardito | ICAT6R3-ARV1+A3RAR-**TR40WC-J | Light Emitting Diode | Inseparable Luminaire | Quick Connect | 0-10 VDC Controls | 66.2 | 2775 | 0.0011 | 92 | 54 | 173 | 0.99 | Ambient | 50000 |  |  | 55000 | 0.1 | 21 | 21 | 0.21 | 0.26 | 0.26 | 0.25 | 0.2 | 0.1 | 0.29 | 0.35 | 0.35 | 0.28 | 0.2 | 0.1 | 0.25 | 0.32 | 0.31 | 0.24 | 0.3 | 0.1 | True |  | Non Federally-Regulated | 11/02/2017 |  | 11/03/2017
Contrast Lighting | Ardito | ICAT6R3-ARV1+A3RFR-**TR27SC-J | Light Emitting Diode | Inseparable Luminaire | Quick Connect | 0-10 VDC Controls | 66.2 | 2775 | 0.0011 | 92 | 54 | 173 | 0.99 | Ambient | 50000 |  |  | 55000 | 0.1 | 21 | 21 | 0.21 | 0.26 | 0.26 | 0.25 | 0.2 | 0.1 | 0.29 | 0.35 | 0.35 | 0.28 | 0.2 | 0.1 | 0.25 | 0.32 | 0.31 | 0.24 | 0.3 | 0.1 | True |  | Non Federally-Regulated | 11/02/2017 |  | 11/03/2017
Contrast Lighting | Ardito | ICAT6R3-ARV1+A3RFR-**TR27MC-J | Light Emitting Diode | Inseparable Luminaire | Quick Connect | 0-10 VDC Controls | 66.2 | 2775 | 0.0011 | 92 | 54 | 173 | 0.99 | Ambient | 50000 |  |  | 55000 | 0.1 | 21 | 21 | 0.21 | 0.26 | 0.26 | 0.25 | 0.2 | 0.1 | 0.29 | 0.35 | 0.35 | 0.28 | 0.2 | 0.1 | 0.25 | 0.32 | 0.31 | 0.24 | 0.3 | 0.1 | True |  | Non Federally-Regulated | 11/02/2017 |  | 11/03/2017
Contrast Lighting | Ardito | ICAT6R3-ARV1+A3RFR-**TR27WC-J | Light Emitting Diode | Inseparable Luminaire | Quick Connect | 0-10 VDC Controls | 66.2 | 2775 | 0.0011 | 92 | 54 | 173 | 0.99 | Ambient | 50000 |  |  | 55000 | 0.1 | 21 | 21 | 0.21 | 0.26 | 0.26 | 0.25 | 0.2 | 0.1 | 0.29 | 0.35 | 0.35 | 0.28 | 0.2 | 0.1 | 0.25 | 0.32 | 0.31 | 0.24 | 0.3 | 0.1 | True |  | Non Federally-Regulated | 11/02/2017 |  | 11/03/2017
Contrast Lighting | Ardito | ICAT6R3-ARV1+A3RFR-**TR30SC-J | Light Emitting Diode | Inseparable Luminaire | Quick Connect | 0-10 VDC Controls | 66.2 | 2775 | 0.0011 | 92 | 54 | 173 | 0.99 | Ambient | 50000 |  |  | 55000 | 0.1 | 21 | 21 | 0.21 | 0.26 | 0.26 | 0.25 | 0.2 | 0.1 | 0.29 | 0.35 | 0.35 | 0.28 | 0.2 | 0.1 | 0.25 | 0.32 | 0.31 | 0.24 | 0.3 | 0.1 | True |  | Non Federally-Regulated | 11/02/2017 |  | 11/03/2017
Contrast Lighting | Ardito | ICAT6R3-ARV1+A3RFR-**TR30MC-J | Light Emitting Diode | Inseparable Luminaire | Quick Connect | 0-10 VDC Controls | 66.2 | 2775 | 0.0011 | 92 | 54 | 173 | 0.99 | Ambient | 50000 |  |  | 55000 | 0.1 | 21 | 21 | 0.21 | 0.26 | 0.26 | 0.25 | 0.2 | 0.1 | 0.29 | 0.35 | 0.35 | 0.28 | 0.2 | 0.1 | 0.25 | 0.32 | 0.31 | 0.24 | 0.3 | 0.1 | True |  | Non Federally-Regulated | 11/02/2017 |  | 11/03/2017
Contrast Lighting | Ardito | ICAT6R3-ARV1+A3RFR-**TR30WC-J | Light Emitting Diode | Inseparable Luminaire | Quick Connect | 0-10 VDC Controls | 66.2 | 2775 | 0.0011 | 92 | 54 | 173 | 0.99 | Ambient | 50000 |  |  | 55000 | 0.1 | 21 | 21 | 0.21 | 0.26 | 0.26 | 0.25 | 0.2 | 0.1 | 0.29 | 0.35 | 0.35 | 0.28 | 0.2 | 0.1 | 0.25 | 0.32 | 0.31 | 0.24 | 0.3 | 0.1 | True |  | Non Federally-Regulated | 11/02/2017 |  | 11/03/2017
Contrast Lighting | Ardito | ICAT6R3-ARV1+A3RFR-**TR35SC-J | Light Emitting Diode | Inseparable Luminaire | Quick Connect | 0-10 VDC Controls | 66.2 | 2775 | 0.0011 | 92 | 54 | 173 | 0.99 | Ambient | 50000 |  |  | 55000 | 0.1 | 21 | 21 | 0.21 | 0.26 | 0.26 | 0.25 | 0.2 | 0.1 | 0.29 | 0.35 | 0.35 | 0.28 | 0.2 | 0.1 | 0.25 | 0.32 | 0.31 | 0.24 | 0.3 | 0.1 | True |  | Non Federally-Regulated | 11/02/2017 |  | 11/03/2017
Contrast Lighting | Ardito | ICAT6R3-ARV1+A3RFR-**TR35MC-J | Light Emitting Diode | Inseparable Luminaire | Quick Connect | 0-10 VDC Controls | 66.2 | 2775 | 0.0011 | 92 | 54 | 173 | 0.99 | Ambient | 50000 |  |  | 55000 | 0.1 | 21 | 21 | 0.21 | 0.26 | 0.26 | 0.25 | 0.2 | 0.1 | 0.29 | 0.35 | 0.35 | 0.28 | 0.2 | 0.1 | 0.25 | 0.32 | 0.31 | 0.24 | 0.3 | 0.1 | True |  | Non Federally-Regulated | 11/02/2017 |  | 11/03/2017
Contrast Lighting | Ardito | ICAT6R3-ARV1+A3RFR-**TR35WC-J | Light Emitting Diode | Inseparable Luminaire | Quick Connect | 0-10 VDC Controls | 66.2 | 2775 | 0.0011 | 92 | 54 | 173 | 0.99 | Ambient | 50000 |  |  | 55000 | 0.1 | 21 | 21 | 0.21 | 0.26 | 0.26 | 0.25 | 0.2 | 0.1 | 0.29 | 0.35 | 0.35 | 0.28 | 0.2 | 0.1 | 0.25 | 0.32 | 0.31 | 0.24 | 0.3 | 0.1 | True |  | Non Federally-Regulated | 11/02/2017 |  | 11/03/2017
Contrast Lighting | Ardito | ICAT6R3-ARV1+A3RFR-**TR40SC-J | Light Emitting Diode | Inseparable Luminaire | Quick Connect | 0-10 VDC Controls | 66.2 | 2775 | 0.0011 | 92 | 54 | 173 | 0.99 | Ambient | 50000 |  |  | 55000 | 0.1 | 21 | 21 | 0.21 | 0.26 | 0.26 | 0.25 | 0.2 | 0.1 | 0.29 | 0.35 | 0.35 | 0.28 | 0.2 | 0.1 | 0.25 | 0.32 | 0.31 | 0.24 | 0.3 | 0.1 | True |  | Non Federally-Regulated | 11/02/2017 |  | 11/03/2017
Contrast Lighting | Ardito | ICAT6R3-ARV1+A3RFR-**TR40MC-J | Light Emitting Diode | Inseparable Luminaire | Quick Connect | 0-10 VDC Controls | 66.2 | 2775 | 0.0011 | 92 | 54 | 173 | 0.99 | Ambient | 50000 |  |  | 55000 | 0.1 | 21 | 21 | 0.21 | 0.26 | 0.26 | 0.25 | 0.2 | 0.1 | 0.29 | 0.35 | 0.35 | 0.28 | 0.2 | 0.1 | 0.25 | 0.32 | 0.31 | 0.24 | 0.3 | 0.1 | True |  | Non Federally-Regulated | 11/02/2017 |  | 11/03/2017
Contrast Lighting | Ardito | ICAT6R3-ARV1+A3RFR-**TR40WC-J | Light Emitting Diode | Inseparable Luminaire | Quick Connect | 0-10 VDC Controls | 66.2 | 2775 | 0.0011 | 92 | 54 | 173 | 0.99 | Ambient | 50000 |  |  | 55000 | 0.1 | 21 | 21 | 0.21 | 0.26 | 0.26 | 0.25 | 0.2 | 0.1 | 0.29 | 0.35 | 0.35 | 0.28 | 0.2 | 0.1 | 0.25 | 0.32 | 0.31 | 0.24 | 0.3 | 0.1 | True |  | Non Federally-Regulated | 11/02/2017 |  | 11/03/2017
Contrast Lighting | Ardito | ICAT6R3-ARV1+A3RSF-**TR27WC-J | Light Emitting Diode | Inseparable Luminaire | Quick Connect | 0-10 VDC Controls | 66.2 | 2775 | 0.0011 | 92 | 54 | 173 | 0.99 | Ambient | 50000 |  |  | 55000 | 0.1 | 21 | 21 | 0.21 | 0.26 | 0.26 | 0.25 | 0.2 | 0.1 | 0.29 | 0.35 | 0.35 | 0.28 | 0.2 | 0.1 | 0.25 | 0.32 | 0.31 | 0.24 | 0.3 | 0.1 | True |  | Non Federally-Regulated | 11/02/2017 |  | 11/03/2017
Contrast Lighting | Ardito | ICAT6R3-ARV1+A3RSF-**TR30WC-J | Light Emitting Diode | Inseparable Luminaire | Quick Connect | 0-10 VDC Controls | 66.2 | 2775 | 0.0011 | 92 | 54 | 173 | 0.99 | Ambient | 50000 |  |  | 55000 | 0.1 | 21 | 21 | 0.21 | 0.26 | 0.26 | 0.25 | 0.2 | 0.1 | 0.29 | 0.35 | 0.35 | 0.28 | 0.2 | 0.1 | 0.25 | 0.32 | 0.31 | 0.24 | 0.3 | 0.1 | True |  | Non Federally-Regulated | 11/02/2017 |  | 11/03/2017
Contrast Lighting | Ardito | ICAT6R3-ARV1+A3RSF-**TR35WC-J | Light Emitting Diode | Inseparable Luminaire | Quick Connect | 0-10 VDC Controls | 66.2 | 2775 | 0.0011 | 92 | 54 | 173 | 0.99 | Ambient | 50000 |  |  | 55000 | 0.1 | 21 | 21 | 0.21 | 0.26 | 0.26 | 0.25 | 0.2 | 0.1 | 0.29 | 0.35 | 0.35 | 0.28 | 0.2 | 0.1 | 0.25 | 0.32 | 0.31 | 0.24 | 0.3 | 0.1 | True |  | Non Federally-Regulated | 11/02/2017 |  | 11/03/2017
Contrast Lighting | Ardito | ICAT6R3-ARV1+A3RSF-**TR40WC-J | Light Emitting Diode | Inseparable Luminaire | Quick Connect | 0-10 VDC Controls | 66.2 | 2775 | 0.0011 | 92 | 54 | 173 | 0.99 | Ambient | 50000 |  |  | 55000 | 0.1 | 21 | 21 | 0.21 | 0.26 | 0.26 | 0.25 | 0.2 | 0.1 | 0.29 | 0.35 | 0.35 | 0.28 | 0.2 | 0.1 | 0.25 | 0.32 | 0.31 | 0.24 | 0.3 | 0.1 | True |  | Non Federally-Regulated | 11/02/2017 |  | 11/03/2017
Contrast Lighting | Ardito | ICAT6S3-ARV1+A3SAR-**TR27SC-J | Light Emitting Diode | Inseparable Luminaire | Quick Connect | 0-10 VDC Controls | 66.2 | 2775 | 0.0011 | 92 | 54 | 173 | 0.99 | Ambient | 50000 |  |  | 55000 | 0.1 | 21 | 21 | 0.21 | 0.26 | 0.26 | 0.25 | 0.2 | 0.1 | 0.29 | 0.35 | 0.35 | 0.28 | 0.2 | 0.1 | 0.25 | 0.32 | 0.31 | 0.24 | 0.3 | 0.1 | True |  | Non Federally-Regulated | 11/02/2017 |  | 11/03/2017
Contrast Lighting | Ardito | ICAT6S3-ARV1+A3SAR-**TR27MC-J | Light Emitting Diode | Inseparable Luminaire | Quick Connect | 0-10 VDC Controls | 66.2 | 2775 | 0.0011 | 92 | 54 | 173 | 0.99 | Ambient | 50000 |  |  | 55000 | 0.1 | 21 | 21 | 0.21 | 0.26 | 0.26 | 0.25 | 0.2 | 0.1 | 0.29 | 0.35 | 0.35 | 0.28 | 0.2 | 0.1 | 0.25 | 0.32 | 0.31 | 0.24 | 0.3 | 0.1 | True |  | Non Federally-Regulated | 11/02/2017 |  | 11/03/2017
Contrast Lighting | Ardito | ICAT6S3-ARV1+A3SAR-**TR27WC-J | Light Emitting Diode | Inseparable Luminaire | Quick Connect | 0-10 VDC Controls | 66.2 | 2775 | 0.0011 | 92 | 54 | 173 | 0.99 | Ambient | 50000 |  |  | 55000 | 0.1 | 21 | 21 | 0.21 | 0.26 | 0.26 | 0.25 | 0.2 | 0.1 | 0.29 | 0.35 | 0.35 | 0.28 | 0.2 | 0.1 | 0.25 | 0.32 | 0.31 | 0.24 | 0.3 | 0.1 | True |  | Non Federally-Regulated | 11/02/2017 |  | 11/03/2017
Contrast Lighting | Ardito | ICAT6S3-ARV1+A3SAR-**TR30SC-J | Light Emitting Diode | Inseparable Luminaire | Quick Connect | 0-10 VDC Controls | 66.2 | 2775 | 0.0011 | 92 | 54 | 173 | 0.99 | Ambient | 50000 |  |  | 55000 | 0.1 | 21 | 21 | 0.21 | 0.26 | 0.26 | 0.25 | 0.2 | 0.1 | 0.29 | 0.35 | 0.35 | 0.28 | 0.2 | 0.1 | 0.25 | 0.32 | 0.31 | 0.24 | 0.3 | 0.1 | True |  | Non Federally-Regulated | 11/02/2017 |  | 11/03/2017
Contrast Lighting | Ardito | ICAT6S3-ARV1+A3SAR-**TR30MC-J | Light Emitting Diode | Inseparable Luminaire | Quick Connect | 0-10 VDC Controls | 66.2 | 2775 | 0.0011 | 92 | 54 | 173 | 0.99 | Ambient | 50000 |  |  | 55000 | 0.1 | 21 | 21 | 0.21 | 0.26 | 0.26 | 0.25 | 0.2 | 0.1 | 0.29 | 0.35 | 0.35 | 0.28 | 0.2 | 0.1 | 0.25 | 0.32 | 0.31 | 0.24 | 0.3 | 0.1 | True |  | Non Federally-Regulated | 11/02/2017 |  | 11/03/2017
Contrast Lighting | Ardito | ICAT6S3-ARV1+A3SAR-**TR30WC-J | Light Emitting Diode | Inseparable Luminaire | Quick Connect | 0-10 VDC Controls | 66.2 | 2775 | 0.0011 | 92 | 54 | 173 | 0.99 | Ambient | 50000 |  |  | 55000 | 0.1 | 21 | 21 | 0.21 | 0.26 | 0.26 | 0.25 | 0.2 | 0.1 | 0.29 | 0.35 | 0.35 | 0.28 | 0.2 | 0.1 | 0.25 | 0.32 | 0.31 | 0.24 | 0.3 | 0.1 | True |  | Non Federally-Regulated | 11/02/2017 |  | 11/03/2017
Contrast Lighting | Ardito | ICAT6S3-ARV1+A3SAR-**TR35SC-J | Light Emitting Diode | Inseparable Luminaire | Quick Connect | 0-10 VDC Controls | 66.2 | 2775 | 0.0011 | 92 | 54 | 173 | 0.99 | Ambient | 50000 |  |  | 55000 | 0.1 | 21 | 21 | 0.21 | 0.26 | 0.26 | 0.25 | 0.2 | 0.1 | 0.29 | 0.35 | 0.35 | 0.28 | 0.2 | 0.1 | 0.25 | 0.32 | 0.31 | 0.24 | 0.3 | 0.1 | True |  | Non Federally-Regulated | 11/02/2017 |  | 11/03/2017
Contrast Lighting | Ardito | ICAT6S3-ARV1+A3SAR-**TR35MC-J | Light Emitting Diode | Inseparable Luminaire | Quick Connect | 0-10 VDC Controls | 66.2 | 2775 | 0.0011 | 92 | 54 | 173 | 0.99 | Ambient | 50000 |  |  | 55000 | 0.1 | 21 | 21 | 0.21 | 0.26 | 0.26 | 0.25 | 0.2 | 0.1 | 0.29 | 0.35 | 0.35 | 0.28 | 0.2 | 0.1 | 0.25 | 0.32 | 0.31 | 0.24 | 0.3 | 0.1 | True |  | Non Federally-Regulated | 11/02/2017 |  | 11/03/2017
Contrast Lighting | Ardito | ICAT6S3-ARV1+A3SAR-**TR35WC-J | Light Emitting Diode | Inseparable Luminaire | Quick Connect | 0-10 VDC Controls | 66.2 | 2775 | 0.0011 | 92 | 54 | 173 | 0.99 | Ambient | 50000 |  |  | 55000 | 0.1 | 21 | 21 | 0.21 | 0.26 | 0.26 | 0.25 | 0.2 | 0.1 | 0.29 | 0.35 | 0.35 | 0.28 | 0.2 | 0.1 | 0.25 | 0.32 | 0.31 | 0.24 | 0.3 | 0.1 | True |  | Non Federally-Regulated | 11/02/2017 |  | 11/03/2017
Contrast Lighting | Ardito | ICAT6S3-ARV1+A3SAR-**TR40SC-J | Light Emitting Diode | Inseparable Luminaire | Quick Connect | 0-10 VDC Controls | 66.2 | 2775 | 0.0011 | 92 | 54 | 173 | 0.99 | Ambient | 50000 |  |  | 55000 | 0.1 | 21 | 21 | 0.21 | 0.26 | 0.26 | 0.25 | 0.2 | 0.1 | 0.29 | 0.35 | 0.35 | 0.28 | 0.2 | 0.1 | 0.25 | 0.32 | 0.31 | 0.24 | 0.3 | 0.1 | True |  | Non Federally-Regulated | 11/02/2017 |  | 11/03/2017
Contrast Lighting | Ardito | ICAT6S3-ARV1+A3SAR-**TR40MC-J | Light Emitting Diode | Inseparable Luminaire | Quick Connect | 0-10 VDC Controls | 66.2 | 2775 | 0.0011 | 92 | 54 | 173 | 0.99 | Ambient | 50000 |  |  | 55000 | 0.1 | 21 | 21 | 0.21 | 0.26 | 0.26 | 0.25 | 0.2 | 0.1 | 0.29 | 0.35 | 0.35 | 0.28 | 0.2 | 0.1 | 0.25 | 0.32 | 0.31 | 0.24 | 0.3 | 0.1 | True |  | Non Federally-Regulated | 11/02/2017 |  | 11/03/2017
Contrast Lighting | Ardito | ICAT6S3-ARV1+A3SAR-**TR40WC-J | Light Emitting Diode | Inseparable Luminaire | Quick Connect | 0-10 VDC Controls | 66.2 | 2775 | 0.0011 | 92 | 54 | 173 | 0.99 | Ambient | 50000 |  |  | 55000 | 0.1 | 21 | 21 | 0.21 | 0.26 | 0.26 | 0.25 | 0.2 | 0.1 | 0.29 | 0.35 | 0.35 | 0.28 | 0.2 | 0.1 | 0.25 | 0.32 | 0.31 | 0.24 | 0.3 | 0.1 | True |  | Non Federally-Regulated | 11/02/2017 |  | 11/03/2017
Contrast Lighting | Ardito | ICAT6S3-ARV1+A3SFR-**TR27SC-J | Light Emitting Diode | Inseparable Luminaire | Quick Connect | 0-10 VDC Controls | 66.2 | 2775 | 0.0011 | 92 | 54 | 173 | 0.99 | Ambient | 50000 |  |  | 55000 | 0.1 | 21 | 21 | 0.21 | 0.26 | 0.26 | 0.25 | 0.2 | 0.1 | 0.29 | 0.35 | 0.35 | 0.28 | 0.2 | 0.1 | 0.25 | 0.32 | 0.31 | 0.24 | 0.3 | 0.1 | True |  | Non Federally-Regulated | 11/02/2017 |  | 11/03/2017
Contrast Lighting | Ardito | ICAT6S3-ARV1+A3SFR-**TR27MC-J | Light Emitting Diode | Inseparable Luminaire | Quick Connect | 0-10 VDC Controls | 66.2 | 2775 | 0.0011 | 92 | 54 | 173 | 0.99 | Ambient | 50000 |  |  | 55000 | 0.1 | 21 | 21 | 0.21 | 0.26 | 0.26 | 0.25 | 0.2 | 0.1 | 0.29 | 0.35 | 0.35 | 0.28 | 0.2 | 0.1 | 0.25 | 0.32 | 0.31 | 0.24 | 0.3 | 0.1 | True |  | Non Federally-Regulated | 11/02/2017 |  | 11/03/2017
Contrast Lighting | Ardito | ICAT6S3-ARV1+A3SFR-**TR27WC-J | Light Emitting Diode | Inseparable Luminaire | Quick Connect | 0-10 VDC Controls | 66.2 | 2775 | 0.0011 | 92 | 54 | 173 | 0.99 | Ambient | 50000 |  |  | 55000 | 0.1 | 21 | 21 | 0.21 | 0.26 | 0.26 | 0.25 | 0.2 | 0.1 | 0.29 | 0.35 | 0.35 | 0.28 | 0.2 | 0.1 | 0.25 | 0.32 | 0.31 | 0.24 | 0.3 | 0.1 | True |  | Non Federally-Regulated | 11/02/2017 |  | 11/03/2017
Contrast Lighting | Ardito | ICAT6S3-ARV1+A3SFR-**TR30SC-J | Light Emitting Diode | Inseparable Luminaire | Quick Connect | 0-10 VDC Controls | 66.2 | 2775 | 0.0011 | 92 | 54 | 173 | 0.99 | Ambient | 50000 |  |  | 55000 | 0.1 | 21 | 21 | 0.21 | 0.26 | 0.26 | 0.25 | 0.2 | 0.1 | 0.29 | 0.35 | 0.35 | 0.28 | 0.2 | 0.1 | 0.25 | 0.32 | 0.31 | 0.24 | 0.3 | 0.1 | True |  | Non Federally-Regulated | 11/02/2017 |  | 11/03/2017
Contrast Lighting | Ardito | ICAT6S3-ARV1+A3SFR-**TR30MC-J | Light Emitting Diode | Inseparable Luminaire | Quick Connect | 0-10 VDC Controls | 66.2 | 2775 | 0.0011 | 92 | 54 | 173 | 0.99 | Ambient | 50000 |  |  | 55000 | 0.1 | 21 | 21 | 0.21 | 0.26 | 0.26 | 0.25 | 0.2 | 0.1 | 0.29 | 0.35 | 0.35 | 0.28 | 0.2 | 0.1 | 0.25 | 0.32 | 0.31 | 0.24 | 0.3 | 0.1 | True |  | Non Federally-Regulated | 11/02/2017 |  | 11/03/2017
Contrast Lighting | Ardito | ICAT6S3-ARV1+A3SFR-**TR30WC-J | Light Emitting Diode | Inseparable Luminaire | Quick Connect | 0-10 VDC Controls | 66.2 | 2775 | 0.0011 | 92 | 54 | 173 | 0.99 | Ambient | 50000 |  |  | 55000 | 0.1 | 21 | 21 | 0.21 | 0.26 | 0.26 | 0.25 | 0.2 | 0.1 | 0.29 | 0.35 | 0.35 | 0.28 | 0.2 | 0.1 | 0.25 | 0.32 | 0.31 | 0.24 | 0.3 | 0.1 | True |  | Non Federally-Regulated | 11/02/2017 |  | 11/03/2017
Contrast Lighting | Ardito | ICAT6S3-ARV1+A3SFR-**TR35SC-J | Light Emitting Diode | Inseparable Luminaire | Quick Connect | 0-10 VDC Controls | 66.2 | 2775 | 0.0011 | 92 | 54 | 173 | 0.99 | Ambient | 50000 |  |  | 55000 | 0.1 | 21 | 21 | 0.21 | 0.26 | 0.26 | 0.25 | 0.2 | 0.1 | 0.29 | 0.35 | 0.35 | 0.28 | 0.2 | 0.1 | 0.25 | 0.32 | 0.31 | 0.24 | 0.3 | 0.1 | True |  | Non Federally-Regulated | 11/02/2017 |  | 11/03/2017
Contrast Lighting | Ardito | ICAT6S3-ARV1+A3SFR-**TR35MC-J | Light Emitting Diode | Inseparable Luminaire | Quick Connect | 0-10 VDC Controls | 66.2 | 2775 | 0.0011 | 92 | 54 | 173 | 0.99 | Ambient | 50000 |  |  | 55000 | 0.1 | 21 | 21 | 0.21 | 0.26 | 0.26 | 0.25 | 0.2 | 0.1 | 0.29 | 0.35 | 0.35 | 0.28 | 0.2 | 0.1 | 0.25 | 0.32 | 0.31 | 0.24 | 0.3 | 0.1 | True |  | Non Federally-Regulated | 11/02/2017 |  | 11/03/2017
Contrast Lighting | Ardito | ICAT6S3-ARV1+A3SFR-**TR35WC-J | Light Emitting Diode | Inseparable Luminaire | Quick Connect | 0-10 VDC Controls | 66.2 | 2775 | 0.0011 | 92 | 54 | 173 | 0.99 | Ambient | 50000 |  |  | 55000 | 0.1 | 21 | 21 | 0.21 | 0.26 | 0.26 | 0.25 | 0.2 | 0.1 | 0.29 | 0.35 | 0.35 | 0.28 | 0.2 | 0.1 | 0.25 | 0.32 | 0.31 | 0.24 | 0.3 | 0.1 | True |  | Non Federally-Regulated | 11/02/2017 |  | 11/03/2017
Contrast Lighting | Ardito | ICAT6S3-ARV1+A3SFR-**TR40SC-J | Light Emitting Diode | Inseparable Luminaire | Quick Connect | 0-10 VDC Controls | 66.2 | 2775 | 0.0011 | 92 | 54 | 173 | 0.99 | Ambient | 50000 |  |  | 55000 | 0.1 | 21 | 21 | 0.21 | 0.26 | 0.26 | 0.25 | 0.2 | 0.1 | 0.29 | 0.35 | 0.35 | 0.28 | 0.2 | 0.1 | 0.25 | 0.32 | 0.31 | 0.24 | 0.3 | 0.1 | True |  | Non Federally-Regulated | 11/02/2017 |  | 11/03/2017
Contrast Lighting | Ardito | ICAT6S3-ARV1+A3SFR-**TR40MC-J | Light Emitting Diode | Inseparable Luminaire | Quick Connect | 0-10 VDC Controls | 66.2 | 2775 | 0.0011 | 92 | 54 | 173 | 0.99 | Ambient | 50000 |  |  | 55000 | 0.1 | 21 | 21 | 0.21 | 0.26 | 0.26 | 0.25 | 0.2 | 0.1 | 0.29 | 0.35 | 0.35 | 0.28 | 0.2 | 0.1 | 0.25 | 0.32 | 0.31 | 0.24 | 0.3 | 0.1 | True |  | Non Federally-Regulated | 11/02/2017 |  | 11/03/2017
Contrast Lighting | Ardito | ICAT6S3-ARV1+A3SFR-**TR40WC-J | Light Emitting Diode | Inseparable Luminaire | Quick Connect | 0-10 VDC Controls | 66.2 | 2775 | 0.0011 | 92 | 54 | 173 | 0.99 | Ambient | 50000 |  |  | 55000 | 0.1 | 21 | 21 | 0.21 | 0.26 | 0.26 | 0.25 | 0.2 | 0.1 | 0.29 | 0.35 | 0.35 | 0.28 | 0.2 | 0.1 | 0.25 | 0.32 | 0.31 | 0.24 | 0.3 | 0.1 | True |  | Non Federally-Regulated | 11/02/2017 |  | 11/03/2017
Contrast Lighting | Ardito | ICAT6S3-ARV1+A3SSF-**TR27WC-J | Light Emitting Diode | Inseparable Luminaire | Quick Connect | 0-10 VDC Controls | 66.2 | 2775 | 0.0011 | 92 | 54 | 173 | 0.99 | Ambient | 50000 |  |  | 55000 | 0.1 | 21 | 21 | 0.21 | 0.26 | 0.26 | 0.25 | 0.2 | 0.1 | 0.29 | 0.35 | 0.35 | 0.28 | 0.2 | 0.1 | 0.25 | 0.32 | 0.31 | 0.24 | 0.3 | 0.1 | True |  | Non Federally-Regulated | 11/02/2017 |  | 11/03/2017
Contrast Lighting | Ardito | ICAT6S3-ARV1+A3SSF-**TR30WC-J | Light Emitting Diode | Inseparable Luminaire | Quick Connect | 0-10 VDC Controls | 66.2 | 2775 | 0.0011 | 92 | 54 | 173 | 0.99 | Ambient | 50000 |  |  | 55000 | 0.1 | 21 | 21 | 0.21 | 0.26 | 0.26 | 0.25 | 0.2 | 0.1 | 0.29 | 0.35 | 0.35 | 0.28 | 0.2 | 0.1 | 0.25 | 0.32 | 0.31 | 0.24 | 0.3 | 0.1 | True |  | Non Federally-Regulated | 11/02/2017 |  | 11/03/2017
Contrast Lighting | Ardito | ICAT6S3-ARV1+A3SSF-**TR35WC-J | Light Emitting Diode | Inseparable Luminaire | Quick Connect | 0-10 VDC Controls | 66.2 | 2775 | 0.0011 | 92 | 54 | 173 | 0.99 | Ambient | 50000 |  |  | 55000 | 0.1 | 21 | 21 | 0.21 | 0.26 | 0.26 | 0.25 | 0.2 | 0.1 | 0.29 | 0.35 | 0.35 | 0.28 | 0.2 | 0.1 | 0.25 | 0.32 | 0.31 | 0.24 | 0.3 | 0.1 | True |  | Non Federally-Regulated | 11/02/2017 |  | 11/03/2017
Contrast Lighting | Ardito | ICAT6S3-ARV1+A3SSF-**TR40WC-J | Light Emitting Diode | Inseparable Luminaire | Quick Connect | 0-10 VDC Controls | 66.2 | 2775 | 0.0011 | 92 | 54 | 173 | 0.99 | Ambient | 50000 |  |  | 55000 | 0.1 | 21 | 21 | 0.21 | 0.26 | 0.26 | 0.25 | 0.2 | 0.1 | 0.29 | 0.35 | 0.35 | 0.28 | 0.2 | 0.1 | 0.25 | 0.32 | 0.31 | 0.24 | 0.3 | 0.1 | True |  | Non Federally-Regulated | 11/02/2017 |  | 11/03/2017
Contrast Lighting | Ardito | ICAT6R4-ARV1+A4RAF-**TR27SC-J | Light Emitting Diode | Inseparable Luminaire | Quick Connect | 0-10 VDC Controls | 66.2 | 2775 | 0.0011 | 92 | 54 | 173 | 0.99 | Ambient | 50000 |  |  | 55000 | 0.1 | 21 | 21 | 0.21 | 0.26 | 0.26 | 0.25 | 0.2 | 0.1 | 0.29 | 0.35 | 0.35 | 0.28 | 0.2 | 0.1 | 0.25 | 0.32 | 0.31 | 0.24 | 0.3 | 0.1 | True |  | Non Federally-Regulated | 11/02/2017 |  | 11/03/2017
Contrast Lighting | Ardito | ICAT6R4-ARV1+A4RAF-**TR27MC-J | Light Emitting Diode | Inseparable Luminaire | Quick Connect | 0-10 VDC Controls | 66.2 | 2775 | 0.0011 | 92 | 54 | 173 | 0.99 | Ambient | 50000 |  |  | 55000 | 0.1 | 21 | 21 | 0.21 | 0.26 | 0.26 | 0.25 | 0.2 | 0.1 | 0.29 | 0.35 | 0.35 | 0.28 | 0.2 | 0.1 | 0.25 | 0.32 | 0.31 | 0.24 | 0.3 | 0.1 | True |  | Non Federally-Regulated | 11/02/2017 |  | 11/03/2017
Contrast Lighting | Ardito | ICAT6R4-ARV1+A4RAF-**TR27WC-J | Light Emitting Diode | Inseparable Luminaire | Quick Connect | 0-10 VDC Controls | 66.2 | 2775 | 0.0011 | 92 | 54 | 173 | 0.99 | Ambient | 50000 |  |  | 55000 | 0.1 | 21 | 21 | 0.21 | 0.26 | 0.26 | 0.25 | 0.2 | 0.1 | 0.29 | 0.35 | 0.35 | 0.28 | 0.2 | 0.1 | 0.25 | 0.32 | 0.31 | 0.24 | 0.3 | 0.1 | True |  | Non Federally-Regulated | 11/02/2017 |  | 11/03/2017
Contrast Lighting | Ardito | ICAT6R4-ARV1+A4RAF-**TR30SC-J | Light Emitting Diode | Inseparable Luminaire | Quick Connect | 0-10 VDC Controls | 66.2 | 2775 | 0.0011 | 92 | 54 | 173 | 0.99 | Ambient | 50000 |  |  | 55000 | 0.1 | 21 | 21 | 0.21 | 0.26 | 0.26 | 0.25 | 0.2 | 0.1 | 0.29 | 0.35 | 0.35 | 0.28 | 0.2 | 0.1 | 0.25 | 0.32 | 0.31 | 0.24 | 0.3 | 0.1 | True |  | Non Federally-Regulated | 11/02/2017 |  | 11/03/2017
Contrast Lighting | Ardito | ICAT6R4-ARV1+A4RAF-**TR30MC-J | Light Emitting Diode | Inseparable Luminaire | Quick Connect | 0-10 VDC Controls | 66.2 | 2775 | 0.0011 | 92 | 54 | 173 | 0.99 | Ambient | 50000 |  |  | 55000 | 0.1 | 21 | 21 | 0.21 | 0.26 | 0.26 | 0.25 | 0.2 | 0.1 | 0.29 | 0.35 | 0.35 | 0.28 | 0.2 | 0.1 | 0.25 | 0.32 | 0.31 | 0.24 | 0.3 | 0.1 | True |  | Non Federally-Regulated | 11/02/2017 |  | 11/03/2017
Contrast Lighting | Ardito | ICAT6R4-ARV1+A4RAF-**TR30WC-J | Light Emitting Diode | Inseparable Luminaire | Quick Connect | 0-10 VDC Controls | 66.2 | 2775 | 0.0011 | 92 | 54 | 173 | 0.99 | Ambient | 50000 |  |  | 55000 | 0.1 | 21 | 21 | 0.21 | 0.26 | 0.26 | 0.25 | 0.2 | 0.1 | 0.29 | 0.35 | 0.35 | 0.28 | 0.2 | 0.1 | 0.25 | 0.32 | 0.31 | 0.24 | 0.3 | 0.1 | True |  | Non Federally-Regulated | 11/02/2017 |  | 11/03/2017
Contrast Lighting | Ardito | ICAT6R4-ARV1+A4RAF-**TR35SC-J | Light Emitting Diode | Inseparable Luminaire | Quick Connect | 0-10 VDC Controls | 66.2 | 2775 | 0.0011 | 92 | 54 | 173 | 0.99 | Ambient | 50000 |  |  | 55000 | 0.1 | 21 | 21 | 0.21 | 0.26 | 0.26 | 0.25 | 0.2 | 0.1 | 0.29 | 0.35 | 0.35 | 0.28 | 0.2 | 0.1 | 0.25 | 0.32 | 0.31 | 0.24 | 0.3 | 0.1 | True |  | Non Federally-Regulated | 11/02/2017 |  | 11/03/2017
Contrast Lighting | Ardito | ICAT6R4-ARV1+A4RAF-**TR35MC-J | Light Emitting Diode | Inseparable Luminaire | Quick Connect | 0-10 VDC Controls | 66.2 | 2775 | 0.0011 | 92 | 54 | 173 | 0.99 | Ambient | 50000 |  |  | 55000 | 0.1 | 21 | 21 | 0.21 | 0.26 | 0.26 | 0.25 | 0.2 | 0.1 | 0.29 | 0.35 | 0.35 | 0.28 | 0.2 | 0.1 | 0.25 | 0.32 | 0.31 | 0.24 | 0.3 | 0.1 | True |  | Non Federally-Regulated | 11/02/2017 |  | 11/03/2017
Contrast Lighting | Ardito | ICAT6R4-ARV1+A4RAF-**TR35WC-J | Light Emitting Diode | Inseparable Luminaire | Quick Connect | 0-10 VDC Controls | 66.2 | 2775 | 0.0011 | 92 | 54 | 173 | 0.99 | Ambient | 50000 |  |  | 55000 | 0.1 | 21 | 21 | 0.21 | 0.26 | 0.26 | 0.25 | 0.2 | 0.1 | 0.29 | 0.35 | 0.35 | 0.28 | 0.2 | 0.1 | 0.25 | 0.32 | 0.31 | 0.24 | 0.3 | 0.1 | True |  | Non Federally-Regulated | 11/02/2017 |  | 11/03/2017
Contrast Lighting | Ardito | ICAT6R4-ARV1+A4RAF-**TR40SC-J | Light Emitting Diode | Inseparable Luminaire | Quick Connect | 0-10 VDC Controls | 66.2 | 2775 | 0.0011 | 92 | 54 | 173 | 0.99 | Ambient | 50000 |  |  | 55000 | 0.1 | 21 | 21 | 0.21 | 0.26 | 0.26 | 0.25 | 0.2 | 0.1 | 0.29 | 0.35 | 0.35 | 0.28 | 0.2 | 0.1 | 0.25 | 0.32 | 0.31 | 0.24 | 0.3 | 0.1 | True |  | Non Federally-Regulated | 11/02/2017 |  | 11/03/2017
Contrast Lighting | Ardito | ICAT6R4-ARV1+A4RAF-**TR40MC-J | Light Emitting Diode | Inseparable Luminaire | Quick Connect | 0-10 VDC Controls | 66.2 | 2775 | 0.0011 | 92 | 54 | 173 | 0.99 | Ambient | 50000 |  |  | 55000 | 0.1 | 21 | 21 | 0.21 | 0.26 | 0.26 | 0.25 | 0.2 | 0.1 | 0.29 | 0.35 | 0.35 | 0.28 | 0.2 | 0.1 | 0.25 | 0.32 | 0.31 | 0.24 | 0.3 | 0.1 | True |  | Non Federally-Regulated | 11/02/2017 |  | 11/03/2017
Contrast Lighting | Ardito | ICAT6R4-ARV1+A4RAF-**TR40WC-J | Light Emitting Diode | Inseparable Luminaire | Quick Connect | 0-10 VDC Controls | 66.2 | 2775 | 0.0011 | 92 | 54 | 173 | 0.99 | Ambient | 50000 |  |  | 55000 | 0.1 | 21 | 21 | 0.21 | 0.26 | 0.26 | 0.25 | 0.2 | 0.1 | 0.29 | 0.35 | 0.35 | 0.28 | 0.2 | 0.1 | 0.25 | 0.32 | 0.31 | 0.24 | 0.3 | 0.1 | True |  | Non Federally-Regulated | 11/02/2017 |  | 11/03/2017
Contrast Lighting | Ardito | ICAT6R4-ARV1+A4RAR-**TR27SC-J | Light Emitting Diode | Inseparable Luminaire | Quick Connect | 0-10 VDC Controls | 66.2 | 2775 | 0.0011 | 92 | 54 | 173 | 0.99 | Ambient | 50000 |  |  | 55000 | 0.1 | 21 | 21 | 0.21 | 0.26 | 0.26 | 0.25 | 0.2 | 0.1 | 0.29 | 0.35 | 0.35 | 0.28 | 0.2 | 0.1 | 0.25 | 0.32 | 0.31 | 0.24 | 0.3 | 0.1 | True |  | Non Federally-Regulated | 11/02/2017 |  | 11/03/2017
Contrast Lighting | Ardito | ICAT6R4-ARV1+A4RAR-**TR27MC-J | Light Emitting Diode | Inseparable Luminaire | Quick Connect | 0-10 VDC Controls | 66.2 | 2775 | 0.0011 | 92 | 54 | 173 | 0.99 | Ambient | 50000 |  |  | 55000 | 0.1 | 21 | 21 | 0.21 | 0.26 | 0.26 | 0.25 | 0.2 | 0.1 | 0.29 | 0.35 | 0.35 | 0.28 | 0.2 | 0.1 | 0.25 | 0.32 | 0.31 | 0.24 | 0.3 | 0.1 | True |  | Non Federally-Regulated | 11/02/2017 |  | 11/03/2017
Contrast Lighting | Ardito | ICAT6R4-ARV1+A4RAR-**TR27WC-J | Light Emitting Diode | Inseparable Luminaire | Quick Connect | 0-10 VDC Controls | 66.2 | 2775 | 0.0011 | 92 | 54 | 173 | 0.99 | Ambient | 50000 |  |  | 55000 | 0.1 | 21 | 21 | 0.21 | 0.26 | 0.26 | 0.25 | 0.2 | 0.1 | 0.29 | 0.35 | 0.35 | 0.28 | 0.2 | 0.1 | 0.25 | 0.32 | 0.31 | 0.24 | 0.3 | 0.1 | True |  | Non Federally-Regulated | 11/02/2017 |  | 11/03/2017
Contrast Lighting | Ardito | ICAT6R4-ARV1+A4RAR-**TR30SC-J | Light Emitting Diode | Inseparable Luminaire | Quick Connect | 0-10 VDC Controls | 66.2 | 2775 | 0.0011 | 92 | 54 | 173 | 0.99 | Ambient | 50000 |  |  | 55000 | 0.1 | 21 | 21 | 0.21 | 0.26 | 0.26 | 0.25 | 0.2 | 0.1 | 0.29 | 0.35 | 0.35 | 0.28 | 0.2 | 0.1 | 0.25 | 0.32 | 0.31 | 0.24 | 0.3 | 0.1 | True |  | Non Federally-Regulated | 11/02/2017 |  | 11/03/2017
Contrast Lighting | Ardito | ICAT6R4-ARV1+A4RAR-**TR30MC-J | Light Emitting Diode | Inseparable Luminaire | Quick Connect | 0-10 VDC Controls | 66.2 | 2775 | 0.0011 | 92 | 54 | 173 | 0.99 | Ambient | 50000 |  |  | 55000 | 0.1 | 21 | 21 | 0.21 | 0.26 | 0.26 | 0.25 | 0.2 | 0.1 | 0.29 | 0.35 | 0.35 | 0.28 | 0.2 | 0.1 | 0.25 | 0.32 | 0.31 | 0.24 | 0.3 | 0.1 | True |  | Non Federally-Regulated | 11/02/2017 |  | 11/03/2017
Contrast Lighting | Ardito | ICAT6R4-ARV1+A4RAR-**TR30WC-J | Light Emitting Diode | Inseparable Luminaire | Quick Connect | 0-10 VDC Controls | 66.2 | 2775 | 0.0011 | 92 | 54 | 173 | 0.99 | Ambient | 50000 |  |  | 55000 | 0.1 | 21 | 21 | 0.21 | 0.26 | 0.26 | 0.25 | 0.2 | 0.1 | 0.29 | 0.35 | 0.35 | 0.28 | 0.2 | 0.1 | 0.25 | 0.32 | 0.31 | 0.24 | 0.3 | 0.1 | True |  | Non Federally-Regulated | 11/02/2017 |  | 11/03/2017
Contrast Lighting | Ardito | ICAT6R4-ARV1+A4RAR-**TR35SC-J | Light Emitting Diode | Inseparable Luminaire | Quick Connect | 0-10 VDC Controls | 66.2 | 2775 | 0.0011 | 92 | 54 | 173 | 0.99 | Ambient | 50000 |  |  | 55000 | 0.1 | 21 | 21 | 0.21 | 0.26 | 0.26 | 0.25 | 0.2 | 0.1 | 0.29 | 0.35 | 0.35 | 0.28 | 0.2 | 0.1 | 0.25 | 0.32 | 0.31 | 0.24 | 0.3 | 0.1 | True |  | Non Federally-Regulated | 11/02/2017 |  | 11/03/2017
Contrast Lighting | Ardito | ICAT6R4-ARV1+A4RAR-**TR35MC-J | Light Emitting Diode | Inseparable Luminaire | Quick Connect | 0-10 VDC Controls | 66.2 | 2775 | 0.0011 | 92 | 54 | 173 | 0.99 | Ambient | 50000 |  |  | 55000 | 0.1 | 21 | 21 | 0.21 | 0.26 | 0.26 | 0.25 | 0.2 | 0.1 | 0.29 | 0.35 | 0.35 | 0.28 | 0.2 | 0.1 | 0.25 | 0.32 | 0.31 | 0.24 | 0.3 | 0.1 | True |  | Non Federally-Regulated | 11/02/2017 |  | 11/03/2017
Contrast Lighting | Ardito | ICAT6R4-ARV1+A4RAR-**TR35WC-J | Light Emitting Diode | Inseparable Luminaire | Quick Connect | 0-10 VDC Controls | 66.2 | 2775 | 0.0011 | 92 | 54 | 173 | 0.99 | Ambient | 50000 |  |  | 55000 | 0.1 | 21 | 21 | 0.21 | 0.26 | 0.26 | 0.25 | 0.2 | 0.1 | 0.29 | 0.35 | 0.35 | 0.28 | 0.2 | 0.1 | 0.25 | 0.32 | 0.31 | 0.24 | 0.3 | 0.1 | True |  | Non Federally-Regulated | 11/02/2017 |  | 11/03/2017
Contrast Lighting | Ardito | ICAT6R4-ARV1+A4RAR-**TR40SC-J | Light Emitting Diode | Inseparable Luminaire | Quick Connect | 0-10 VDC Controls | 66.2 | 2775 | 0.0011 | 92 | 54 | 173 | 0.99 | Ambient | 50000 |  |  | 55000 | 0.1 | 21 | 21 | 0.21 | 0.26 | 0.26 | 0.25 | 0.2 | 0.1 | 0.29 | 0.35 | 0.35 | 0.28 | 0.2 | 0.1 | 0.25 | 0.32 | 0.31 | 0.24 | 0.3 | 0.1 | True |  | Non Federally-Regulated | 11/02/2017 |  | 11/03/2017
Contrast Lighting | Ardito | ICAT6R4-ARV1+A4RAR-**TR40MC-J | Light Emitting Diode | Inseparable Luminaire | Quick Connect | 0-10 VDC Controls | 66.2 | 2775 | 0.0011 | 92 | 54 | 173 | 0.99 | Ambient | 50000 |  |  | 55000 | 0.1 | 21 | 21 | 0.21 | 0.26 | 0.26 | 0.25 | 0.2 | 0.1 | 0.29 | 0.35 | 0.35 | 0.28 | 0.2 | 0.1 | 0.25 | 0.32 | 0.31 | 0.24 | 0.3 | 0.1 | True |  | Non Federally-Regulated | 11/02/2017 |  | 11/03/2017
Contrast Lighting | Ardito | ICAT6R4-ARV1+A4RAR-**TR40WC-J | Light Emitting Diode | Inseparable Luminaire | Quick Connect | 0-10 VDC Controls | 66.2 | 2775 | 0.0011 | 92 | 54 | 173 | 0.99 | Ambient | 50000 |  |  | 55000 | 0.1 | 21 | 21 | 0.21 | 0.26 | 0.26 | 0.25 | 0.2 | 0.1 | 0.29 | 0.35 | 0.35 | 0.28 | 0.2 | 0.1 | 0.25 | 0.32 | 0.31 | 0.24 | 0.3 | 0.1 | True |  | Non Federally-Regulated | 11/02/2017 |  | 11/03/2017
Contrast Lighting | Ardito | ICAT6R4-ARV1+A4RFR-**TR27SC-J | Light Emitting Diode | Inseparable Luminaire | Quick Connect | 0-10 VDC Controls | 66.2 | 2775 | 0.0011 | 92 | 54 | 173 | 0.99 | Ambient | 50000 |  |  | 55000 | 0.1 | 21 | 21 | 0.21 | 0.26 | 0.26 | 0.25 | 0.2 | 0.1 | 0.29 | 0.35 | 0.35 | 0.28 | 0.2 | 0.1 | 0.25 | 0.32 | 0.31 | 0.24 | 0.3 | 0.1 | True |  | Non Federally-Regulated | 11/02/2017 |  | 11/03/2017
Contrast Lighting | Ardito | ICAT6R4-ARV1+A4RFR-**TR27MC-J | Light Emitting Diode | Inseparable Luminaire | Quick Connect | 0-10 VDC Controls | 66.2 | 2775 | 0.0011 | 92 | 54 | 173 | 0.99 | Ambient | 50000 |  |  | 55000 | 0.1 | 21 | 21 | 0.21 | 0.26 | 0.26 | 0.25 | 0.2 | 0.1 | 0.29 | 0.35 | 0.35 | 0.28 | 0.2 | 0.1 | 0.25 | 0.32 | 0.31 | 0.24 | 0.3 | 0.1 | True |  | Non Federally-Regulated | 11/02/2017 |  | 11/03/2017
Contrast Lighting | Ardito | ICAT6R4-ARV1+A4RFR-**TR27WC-J | Light Emitting Diode | Inseparable Luminaire | Quick Connect | 0-10 VDC Controls | 66.2 | 2775 | 0.0011 | 92 | 54 | 173 | 0.99 | Ambient | 50000 |  |  | 55000 | 0.1 | 21 | 21 | 0.21 | 0.26 | 0.26 | 0.25 | 0.2 | 0.1 | 0.29 | 0.35 | 0.35 | 0.28 | 0.2 | 0.1 | 0.25 | 0.32 | 0.31 | 0.24 | 0.3 | 0.1 | True |  | Non Federally-Regulated | 11/02/2017 |  | 11/03/2017
Contrast Lighting | Ardito | ICAT6R4-ARV1+A4RFR-**TR30SC-J | Light Emitting Diode | Inseparable Luminaire | Quick Connect | 0-10 VDC Controls | 66.2 | 2775 | 0.0011 | 92 | 54 | 173 | 0.99 | Ambient | 50000 |  |  | 55000 | 0.1 | 21 | 21 | 0.21 | 0.26 | 0.26 | 0.25 | 0.2 | 0.1 | 0.29 | 0.35 | 0.35 | 0.28 | 0.2 | 0.1 | 0.25 | 0.32 | 0.31 | 0.24 | 0.3 | 0.1 | True |  | Non Federally-Regulated | 11/02/2017 |  | 11/03/2017
Contrast Lighting | Ardito | ICAT6R4-ARV1+A4RFR-**TR30MC-J | Light Emitting Diode | Inseparable Luminaire | Quick Connect | 0-10 VDC Controls | 66.2 | 2775 | 0.0011 | 92 | 54 | 173 | 0.99 | Ambient | 50000 |  |  | 55000 | 0.1 | 21 | 21 | 0.21 | 0.26 | 0.26 | 0.25 | 0.2 | 0.1 | 0.29 | 0.35 | 0.35 | 0.28 | 0.2 | 0.1 | 0.25 | 0.32 | 0.31 | 0.24 | 0.3 | 0.1 | True |  | Non Federally-Regulated | 11/02/2017 |  | 11/03/2017
Contrast Lighting | Ardito | ICAT6R4-ARV1+A4RFR-**TR30WC-J | Light Emitting Diode | Inseparable Luminaire | Quick Connect | 0-10 VDC Controls | 66.2 | 2775 | 0.0011 | 92 | 54 | 173 | 0.99 | Ambient | 50000 |  |  | 55000 | 0.1 | 21 | 21 | 0.21 | 0.26 | 0.26 | 0.25 | 0.2 | 0.1 | 0.29 | 0.35 | 0.35 | 0.28 | 0.2 | 0.1 | 0.25 | 0.32 | 0.31 | 0.24 | 0.3 | 0.1 | True |  | Non Federally-Regulated | 11/02/2017 |  | 11/03/2017
Contrast Lighting | Ardito | ICAT6R4-ARV1+A4RFR-**TR35SC-J | Light Emitting Diode | Inseparable Luminaire | Quick Connect | 0-10 VDC Controls | 66.2 | 2775 | 0.0011 | 92 | 54 | 173 | 0.99 | Ambient | 50000 |  |  | 55000 | 0.1 | 21 | 21 | 0.21 | 0.26 | 0.26 | 0.25 | 0.2 | 0.1 | 0.29 | 0.35 | 0.35 | 0.28 | 0.2 | 0.1 | 0.25 | 0.32 | 0.31 | 0.24 | 0.3 | 0.1 | True |  | Non Federally-Regulated | 11/02/2017 |  | 11/03/2017
Contrast Lighting | Ardito | ICAT6R4-ARV1+A4RFR-**TR35MC-J | Light Emitting Diode | Inseparable Luminaire | Quick Connect | 0-10 VDC Controls | 66.2 | 2775 | 0.0011 | 92 | 54 | 173 | 0.99 | Ambient | 50000 |  |  | 55000 | 0.1 | 21 | 21 | 0.21 | 0.26 | 0.26 | 0.25 | 0.2 | 0.1 | 0.29 | 0.35 | 0.35 | 0.28 | 0.2 | 0.1 | 0.25 | 0.32 | 0.31 | 0.24 | 0.3 | 0.1 | True |  | Non Federally-Regulated | 11/02/2017 |  | 11/03/2017
Contrast Lighting | Ardito | ICAT6R4-ARV1+A4RFR-**TR35WC-J | Light Emitting Diode | Inseparable Luminaire | Quick Connect | 0-10 VDC Controls | 66.2 | 2775 | 0.0011 | 92 | 54 | 173 | 0.99 | Ambient | 50000 |  |  | 55000 | 0.1 | 21 | 21 | 0.21 | 0.26 | 0.26 | 0.25 | 0.2 | 0.1 | 0.29 | 0.35 | 0.35 | 0.28 | 0.2 | 0.1 | 0.25 | 0.32 | 0.31 | 0.24 | 0.3 | 0.1 | True |  | Non Federally-Regulated | 11/02/2017 |  | 11/03/2017
Contrast Lighting | Ardito | ICAT6R4-ARV1+A4RFR-**TR40SC-J | Light Emitting Diode | Inseparable Luminaire | Quick Connect | 0-10 VDC Controls | 66.2 | 2775 | 0.0011 | 92 | 54 | 173 | 0.99 | Ambient | 50000 |  |  | 55000 | 0.1 | 21 | 21 | 0.21 | 0.26 | 0.26 | 0.25 | 0.2 | 0.1 | 0.29 | 0.35 | 0.35 | 0.28 | 0.2 | 0.1 | 0.25 | 0.32 | 0.31 | 0.24 | 0.3 | 0.1 | True |  | Non Federally-Regulated | 11/02/2017 |  | 11/03/2017
Contrast Lighting | Ardito | ICAT6R4-ARV1+A4RFR-**TR40MC-J | Light Emitting Diode | Inseparable Luminaire | Quick Connect | 0-10 VDC Controls | 66.2 | 2775 | 0.0011 | 92 | 54 | 173 | 0.99 | Ambient | 50000 |  |  | 55000 | 0.1 | 21 | 21 | 0.21 | 0.26 | 0.26 | 0.25 | 0.2 | 0.1 | 0.29 | 0.35 | 0.35 | 0.28 | 0.2 | 0.1 | 0.25 | 0.32 | 0.31 | 0.24 | 0.3 | 0.1 | True |  | Non Federally-Regulated | 11/02/2017 |  | 11/03/2017
Contrast Lighting | Ardito | ICAT6R4-ARV1+A4RFR-**TR40WC-J | Light Emitting Diode | Inseparable Luminaire | Quick Connect | 0-10 VDC Controls | 66.2 | 2775 | 0.0011 | 92 | 54 | 173 | 0.99 | Ambient | 50000 |  |  | 55000 | 0.1 | 21 | 21 | 0.21 | 0.26 | 0.26 | 0.25 | 0.2 | 0.1 | 0.29 | 0.35 | 0.35 | 0.28 | 0.2 | 0.1 | 0.25 | 0.32 | 0.31 | 0.24 | 0.3 | 0.1 | True |  | Non Federally-Regulated | 11/02/2017 |  | 11/03/2017
Contrast Lighting | Ardito | ICAT6R4-ARV1+A4RSF-**TR27WC-J | Light Emitting Diode | Inseparable Luminaire | Quick Connect | 0-10 VDC Controls | 66.2 | 2775 | 0.0011 | 92 | 54 | 173 | 0.99 | Ambient | 50000 |  |  | 55000 | 0.1 | 21 | 21 | 0.21 | 0.26 | 0.26 | 0.25 | 0.2 | 0.1 | 0.29 | 0.35 | 0.35 | 0.28 | 0.2 | 0.1 | 0.25 | 0.32 | 0.31 | 0.24 | 0.3 | 0.1 | True |  | Non Federally-Regulated | 11/02/2017 |  | 11/03/2017
Contrast Lighting | Ardito | ICAT6R4-ARV1+A4RSF-**TR30WC-J | Light Emitting Diode | Inseparable Luminaire | Quick Connect | 0-10 VDC Controls | 66.2 | 2775 | 0.0011 | 92 | 54 | 173 | 0.99 | Ambient | 50000 |  |  | 55000 | 0.1 | 21 | 21 | 0.21 | 0.26 | 0.26 | 0.25 | 0.2 | 0.1 | 0.29 | 0.35 | 0.35 | 0.28 | 0.2 | 0.1 | 0.25 | 0.32 | 0.31 | 0.24 | 0.3 | 0.1 | True |  | Non Federally-Regulated | 11/02/2017 |  | 11/03/2017
Contrast Lighting | Ardito | ICAT6R4-ARV1+A4RSF-**TR35WC-J | Light Emitting Diode | Inseparable Luminaire | Quick Connect | 0-10 VDC Controls | 66.2 | 2775 | 0.0011 | 92 | 54 | 173 | 0.99 | Ambient | 50000 |  |  | 55000 | 0.1 | 21 | 21 | 0.21 | 0.26 | 0.26 | 0.25 | 0.2 | 0.1 | 0.29 | 0.35 | 0.35 | 0.28 | 0.2 | 0.1 | 0.25 | 0.32 | 0.31 | 0.24 | 0.3 | 0.1 | True |  | Non Federally-Regulated | 11/02/2017 |  | 11/03/2017
Contrast Lighting | Ardito | ICAT6R4-ARV1+A4RSF-**TR40WC-J | Light Emitting Diode | Inseparable Luminaire | Quick Connect | 0-10 VDC Controls | 66.2 | 2775 | 0.0011 | 92 | 54 | 173 | 0.99 | Ambient | 50000 |  |  | 55000 | 0.1 | 21 | 21 | 0.21 | 0.26 | 0.26 | 0.25 | 0.2 | 0.1 | 0.29 | 0.35 | 0.35 | 0.28 | 0.2 | 0.1 | 0.25 | 0.32 | 0.31 | 0.24 | 0.3 | 0.1 | True |  | Non Federally-Regulated | 11/02/2017 |  | 11/03/2017
Contrast Lighting | Ardito | ICAT6S4-ARV1+A4SAR-**TR27SC-J | Light Emitting Diode | Inseparable Luminaire | Quick Connect | 0-10 VDC Controls | 66.2 | 2775 | 0.0011 | 92 | 54 | 173 | 0.99 | Ambient | 50000 |  |  | 55000 | 0.1 | 21 | 21 | 0.21 | 0.26 | 0.26 | 0.25 | 0.2 | 0.1 | 0.29 | 0.35 | 0.35 | 0.28 | 0.2 | 0.1 | 0.25 | 0.32 | 0.31 | 0.24 | 0.3 | 0.1 | True |  | Non Federally-Regulated | 11/02/2017 |  | 11/03/2017
Contrast Lighting | Ardito | ICAT6S4-ARV1+A4SAR-**TR27MC-J | Light Emitting Diode | Inseparable Luminaire | Quick Connect | 0-10 VDC Controls | 66.2 | 2775 | 0.0011 | 92 | 54 | 173 | 0.99 | Ambient | 50000 |  |  | 55000 | 0.1 | 21 | 21 | 0.21 | 0.26 | 0.26 | 0.25 | 0.2 | 0.1 | 0.29 | 0.35 | 0.35 | 0.28 | 0.2 | 0.1 | 0.25 | 0.32 | 0.31 | 0.24 | 0.3 | 0.1 | True |  | Non Federally-Regulated | 11/02/2017 |  | 11/03/2017
Contrast Lighting | Ardito | ICAT6S4-ARV1+A4SAR-**TR27WC-J | Light Emitting Diode | Inseparable Luminaire | Quick Connect | 0-10 VDC Controls | 66.2 | 2775 | 0.0011 | 92 | 54 | 173 | 0.99 | Ambient | 50000 |  |  | 55000 | 0.1 | 21 | 21 | 0.21 | 0.26 | 0.26 | 0.25 | 0.2 | 0.1 | 0.29 | 0.35 | 0.35 | 0.28 | 0.2 | 0.1 | 0.25 | 0.32 | 0.31 | 0.24 | 0.3 | 0.1 | True |  | Non Federally-Regulated | 11/02/2017 |  | 11/03/2017
Contrast Lighting | Ardito | ICAT6S4-ARV1+A4SAR-**TR30SC-J | Light Emitting Diode | Inseparable Luminaire | Quick Connect | 0-10 VDC Controls | 66.2 | 2775 | 0.0011 | 92 | 54 | 173 | 0.99 | Ambient | 50000 |  |  | 55000 | 0.1 | 21 | 21 | 0.21 | 0.26 | 0.26 | 0.25 | 0.2 | 0.1 | 0.29 | 0.35 | 0.35 | 0.28 | 0.2 | 0.1 | 0.25 | 0.32 | 0.31 | 0.24 | 0.3 | 0.1 | True |  | Non Federally-Regulated | 11/02/2017 |  | 11/03/2017
Contrast Lighting | Ardito | ICAT6S4-ARV1+A4SAR-**TR30MC-J | Light Emitting Diode | Inseparable Luminaire | Quick Connect | 0-10 VDC Controls | 66.2 | 2775 | 0.0011 | 92 | 54 | 173 | 0.99 | Ambient | 50000 |  |  | 55000 | 0.1 | 21 | 21 | 0.21 | 0.26 | 0.26 | 0.25 | 0.2 | 0.1 | 0.29 | 0.35 | 0.35 | 0.28 | 0.2 | 0.1 | 0.25 | 0.32 | 0.31 | 0.24 | 0.3 | 0.1 | True |  | Non Federally-Regulated | 11/02/2017 |  | 11/03/2017
Contrast Lighting | Ardito | ICAT6S4-ARV1+A4SAR-**TR30WC-J | Light Emitting Diode | Inseparable Luminaire | Quick Connect | 0-10 VDC Controls | 66.2 | 2775 | 0.0011 | 92 | 54 | 173 | 0.99 | Ambient | 50000 |  |  | 55000 | 0.1 | 21 | 21 | 0.21 | 0.26 | 0.26 | 0.25 | 0.2 | 0.1 | 0.29 | 0.35 | 0.35 | 0.28 | 0.2 | 0.1 | 0.25 | 0.32 | 0.31 | 0.24 | 0.3 | 0.1 | True |  | Non Federally-Regulated | 11/02/2017 |  | 11/03/2017
Contrast Lighting | Ardito | ICAT6S4-ARV1+A4SAR-**TR35SC-J | Light Emitting Diode | Inseparable Luminaire | Quick Connect | 0-10 VDC Controls | 66.2 | 2775 | 0.0011 | 92 | 54 | 173 | 0.99 | Ambient | 50000 |  |  | 55000 | 0.1 | 21 | 21 | 0.21 | 0.26 | 0.26 | 0.25 | 0.2 | 0.1 | 0.29 | 0.35 | 0.35 | 0.28 | 0.2 | 0.1 | 0.25 | 0.32 | 0.31 | 0.24 | 0.3 | 0.1 | True |  | Non Federally-Regulated | 11/02/2017 |  | 11/03/2017
Contrast Lighting | Ardito | ICAT6S4-ARV1+A4SAR-**TR35MC-J | Light Emitting Diode | Inseparable Luminaire | Quick Connect | 0-10 VDC Controls | 66.2 | 2775 | 0.0011 | 92 | 54 | 173 | 0.99 | Ambient | 50000 |  |  | 55000 | 0.1 | 21 | 21 | 0.21 | 0.26 | 0.26 | 0.25 | 0.2 | 0.1 | 0.29 | 0.35 | 0.35 | 0.28 | 0.2 | 0.1 | 0.25 | 0.32 | 0.31 | 0.24 | 0.3 | 0.1 | True |  | Non Federally-Regulated | 11/02/2017 |  | 11/03/2017
Contrast Lighting | Ardito | ICAT6S4-ARV1+A4SAR-**TR35WC-J | Light Emitting Diode | Inseparable Luminaire | Quick Connect | 0-10 VDC Controls | 66.2 | 2775 | 0.0011 | 92 | 54 | 173 | 0.99 | Ambient | 50000 |  |  | 55000 | 0.1 | 21 | 21 | 0.21 | 0.26 | 0.26 | 0.25 | 0.2 | 0.1 | 0.29 | 0.35 | 0.35 | 0.28 | 0.2 | 0.1 | 0.25 | 0.32 | 0.31 | 0.24 | 0.3 | 0.1 | True |  | Non Federally-Regulated | 11/02/2017 |  | 11/03/2017
Contrast Lighting | Ardito | ICAT6S4-ARV1+A4SAR-**TR40SC-J | Light Emitting Diode | Inseparable Luminaire | Quick Connect | 0-10 VDC Controls | 66.2 | 2775 | 0.0011 | 92 | 54 | 173 | 0.99 | Ambient | 50000 |  |  | 55000 | 0.1 | 21 | 21 | 0.21 | 0.26 | 0.26 | 0.25 | 0.2 | 0.1 | 0.29 | 0.35 | 0.35 | 0.28 | 0.2 | 0.1 | 0.25 | 0.32 | 0.31 | 0.24 | 0.3 | 0.1 | True |  | Non Federally-Regulated | 11/02/2017 |  | 11/03/2017
Contrast Lighting | Ardito | ICAT6S4-ARV1+A4SAR-**TR40MC-J | Light Emitting Diode | Inseparable Luminaire | Quick Connect | 0-10 VDC Controls | 66.2 | 2775 | 0.0011 | 92 | 54 | 173 | 0.99 | Ambient | 50000 |  |  | 55000 | 0.1 | 21 | 21 | 0.21 | 0.26 | 0.26 | 0.25 | 0.2 | 0.1 | 0.29 | 0.35 | 0.35 | 0.28 | 0.2 | 0.1 | 0.25 | 0.32 | 0.31 | 0.24 | 0.3 | 0.1 | True |  | Non Federally-Regulated | 11/02/2017 |  | 11/03/2017
Contrast Lighting | Ardito | ICAT6S4-ARV1+A4SAR-**TR40WC-J | Light Emitting Diode | Inseparable Luminaire | Quick Connect | 0-10 VDC Controls | 66.2 | 2775 | 0.0011 | 92 | 54 | 173 | 0.99 | Ambient | 50000 |  |  | 55000 | 0.1 | 21 | 21 | 0.21 | 0.26 | 0.26 | 0.25 | 0.2 | 0.1 | 0.29 | 0.35 | 0.35 | 0.28 | 0.2 | 0.1 | 0.25 | 0.32 | 0.31 | 0.24 | 0.3 | 0.1 | True |  | Non Federally-Regulated | 11/02/2017 |  | 11/03/2017
Contrast Lighting | Ardito | ICAT6S4-ARV1+A4SFR-**TR27SC-J | Light Emitting Diode | Inseparable Luminaire | Quick Connect | 0-10 VDC Controls | 66.2 | 2775 | 0.0011 | 92 | 54 | 173 | 0.99 | Ambient | 50000 |  |  | 55000 | 0.1 | 21 | 21 | 0.21 | 0.26 | 0.26 | 0.25 | 0.2 | 0.1 | 0.29 | 0.35 | 0.35 | 0.28 | 0.2 | 0.1 | 0.25 | 0.32 | 0.31 | 0.24 | 0.3 | 0.1 | True |  | Non Federally-Regulated | 11/02/2017 |  | 11/03/2017
Contrast Lighting | Ardito | ICAT6S4-ARV1+A4SFR-**TR27MC-J | Light Emitting Diode | Inseparable Luminaire | Quick Connect | 0-10 VDC Controls | 66.2 | 2775 | 0.0011 | 92 | 54 | 173 | 0.99 | Ambient | 50000 |  |  | 55000 | 0.1 | 21 | 21 | 0.21 | 0.26 | 0.26 | 0.25 | 0.2 | 0.1 | 0.29 | 0.35 | 0.35 | 0.28 | 0.2 | 0.1 | 0.25 | 0.32 | 0.31 | 0.24 | 0.3 | 0.1 | True |  | Non Federally-Regulated | 11/02/2017 |  | 11/03/2017
Contrast Lighting | Ardito | ICAT6S4-ARV1+A4SFR-**TR27WC-J | Light Emitting Diode | Inseparable Luminaire | Quick Connect | 0-10 VDC Controls | 66.2 | 2775 | 0.0011 | 92 | 54 | 173 | 0.99 | Ambient | 50000 |  |  | 55000 | 0.1 | 21 | 21 | 0.21 | 0.26 | 0.26 | 0.25 | 0.2 | 0.1 | 0.29 | 0.35 | 0.35 | 0.28 | 0.2 | 0.1 | 0.25 | 0.32 | 0.31 | 0.24 | 0.3 | 0.1 | True |  | Non Federally-Regulated | 11/02/2017 |  | 11/03/2017
Contrast Lighting | Ardito | ICAT6S4-ARV1+A4SFR-**TR30SC-J | Light Emitting Diode | Inseparable Luminaire | Quick Connect | 0-10 VDC Controls | 66.2 | 2775 | 0.0011 | 92 | 54 | 173 | 0.99 | Ambient | 50000 |  |  | 55000 | 0.1 | 21 | 21 | 0.21 | 0.26 | 0.26 | 0.25 | 0.2 | 0.1 | 0.29 | 0.35 | 0.35 | 0.28 | 0.2 | 0.1 | 0.25 | 0.32 | 0.31 | 0.24 | 0.3 | 0.1 | True |  | Non Federally-Regulated | 11/02/2017 |  | 11/03/2017
Contrast Lighting | Ardito | ICAT6S4-ARV1+A4SFR-**TR30MC-J | Light Emitting Diode | Inseparable Luminaire | Quick Connect | 0-10 VDC Controls | 66.2 | 2775 | 0.0011 | 92 | 54 | 173 | 0.99 | Ambient | 50000 |  |  | 55000 | 0.1 | 21 | 21 | 0.21 | 0.26 | 0.26 | 0.25 | 0.2 | 0.1 | 0.29 | 0.35 | 0.35 | 0.28 | 0.2 | 0.1 | 0.25 | 0.32 | 0.31 | 0.24 | 0.3 | 0.1 | True |  | Non Federally-Regulated | 11/02/2017 |  | 11/03/2017
Contrast Lighting | Ardito | ICAT6S4-ARV1+A4SFR-**TR30WC-J | Light Emitting Diode | Inseparable Luminaire | Quick Connect | 0-10 VDC Controls | 66.2 | 2775 | 0.0011 | 92 | 54 | 173 | 0.99 | Ambient | 50000 |  |  | 55000 | 0.1 | 21 | 21 | 0.21 | 0.26 | 0.26 | 0.25 | 0.2 | 0.1 | 0.29 | 0.35 | 0.35 | 0.28 | 0.2 | 0.1 | 0.25 | 0.32 | 0.31 | 0.24 | 0.3 | 0.1 | True |  | Non Federally-Regulated | 11/02/2017 |  | 11/03/2017
Contrast Lighting | Ardito | ICAT6S4-ARV1+A4SFR-**TR35SC-J | Light Emitting Diode | Inseparable Luminaire | Quick Connect | 0-10 VDC Controls | 66.2 | 2775 | 0.0011 | 92 | 54 | 173 | 0.99 | Ambient | 50000 |  |  | 55000 | 0.1 | 21 | 21 | 0.21 | 0.26 | 0.26 | 0.25 | 0.2 | 0.1 | 0.29 | 0.35 | 0.35 | 0.28 | 0.2 | 0.1 | 0.25 | 0.32 | 0.31 | 0.24 | 0.3 | 0.1 | True |  | Non Federally-Regulated | 11/02/2017 |  | 11/03/2017
Contrast Lighting | Ardito | ICAT6S4-ARV1+A4SFR-**TR35MC-J | Light Emitting Diode | Inseparable Luminaire | Quick Connect | 0-10 VDC Controls | 66.2 | 2775 | 0.0011 | 92 | 54 | 173 | 0.99 | Ambient | 50000 |  |  | 55000 | 0.1 | 21 | 21 | 0.21 | 0.26 | 0.26 | 0.25 | 0.2 | 0.1 | 0.29 | 0.35 | 0.35 | 0.28 | 0.2 | 0.1 | 0.25 | 0.32 | 0.31 | 0.24 | 0.3 | 0.1 | True |  | Non Federally-Regulated | 11/02/2017 |  | 11/03/2017
Contrast Lighting | Ardito | ICAT6S4-ARV1+A4SFR-**TR35WC-J | Light Emitting Diode | Inseparable Luminaire | Quick Connect | 0-10 VDC Controls | 66.2 | 2775 | 0.0011 | 92 | 54 | 173 | 0.99 | Ambient | 50000 |  |  | 55000 | 0.1 | 21 | 21 | 0.21 | 0.26 | 0.26 | 0.25 | 0.2 | 0.1 | 0.29 | 0.35 | 0.35 | 0.28 | 0.2 | 0.1 | 0.25 | 0.32 | 0.31 | 0.24 | 0.3 | 0.1 | True |  | Non Federally-Regulated | 11/02/2017 |  | 11/03/2017
Contrast Lighting | Ardito | ICAT6S4-ARV1+A4SFR-**TR40SC-J | Light Emitting Diode | Inseparable Luminaire | Quick Connect | 0-10 VDC Controls | 66.2 | 2775 | 0.0011 | 92 | 54 | 173 | 0.99 | Ambient | 50000 |  |  | 55000 | 0.1 | 21 | 21 | 0.21 | 0.26 | 0.26 | 0.25 | 0.2 | 0.1 | 0.29 | 0.35 | 0.35 | 0.28 | 0.2 | 0.1 | 0.25 | 0.32 | 0.31 | 0.24 | 0.3 | 0.1 | True |  | Non Federally-Regulated | 11/02/2017 |  | 11/03/2017
Contrast Lighting | Ardito | ICAT6S4-ARV1+A4SFR-**TR40MC-J | Light Emitting Diode | Inseparable Luminaire | Quick Connect | 0-10 VDC Controls | 66.2 | 2775 | 0.0011 | 92 | 54 | 173 | 0.99 | Ambient | 50000 |  |  | 55000 | 0.1 | 21 | 21 | 0.21 | 0.26 | 0.26 | 0.25 | 0.2 | 0.1 | 0.29 | 0.35 | 0.35 | 0.28 | 0.2 | 0.1 | 0.25 | 0.32 | 0.31 | 0.24 | 0.3 | 0.1 | True |  | Non Federally-Regulated | 11/02/2017 |  | 11/03/2017
Contrast Lighting | Ardito | ICAT6S4-ARV1+A4SFR-**TR40WC-J | Light Emitting Diode | Inseparable Luminaire | Quick Connect | 0-10 VDC Controls | 66.2 | 2775 | 0.0011 | 92 | 54 | 173 | 0.99 | Ambient | 50000 |  |  | 55000 | 0.1 | 21 | 21 | 0.21 | 0.26 | 0.26 | 0.25 | 0.2 | 0.1 | 0.29 | 0.35 | 0.35 | 0.28 | 0.2 | 0.1 | 0.25 | 0.32 | 0.31 | 0.24 | 0.3 | 0.1 | True |  | Non Federally-Regulated | 11/02/2017 |  | 11/03/2017
Contrast Lighting | Ardito | ICAT6R3-ARV1+A3RAF-**27SC-J | Light Emitting Diode | Inseparable Luminaire | Quick Connect | 0-10 VDC Controls | 66.2 | 2775 | 0.0011 | 92 | 54 | 173 | 0.99 | Ambient | 50000 |  |  | 55000 | 0.1 | 21 | 21 | 0.21 | 0.26 | 0.26 | 0.25 | 0.2 | 0.1 | 0.29 | 0.35 | 0.35 | 0.28 | 0.2 | 0.1 | 0.25 | 0.32 | 0.31 | 0.24 | 0.3 | 0.1 | True |  | Non Federally-Regulated | 11/02/2017 |  | 11/06/2017
Contrast Lighting | Ardito | ICAT6R3-ARV1+A3RAF-**27MC-J | Light Emitting Diode | Inseparable Luminaire | Quick Connect | 0-10 VDC Controls | 66.2 | 2775 | 0.0011 | 92 | 54 | 173 | 0.99 | Ambient | 50000 |  |  | 55000 | 0.1 | 21 | 21 | 0.21 | 0.26 | 0.26 | 0.25 | 0.2 | 0.1 | 0.29 | 0.35 | 0.35 | 0.28 | 0.2 | 0.1 | 0.25 | 0.32 | 0.31 | 0.24 | 0.3 | 0.1 | True |  | Non Federally-Regulated | 11/02/2017 |  | 11/06/2017
Contrast Lighting | Ardito | ICAT6R3-ARV1+A3RAF-**27WC-J | Light Emitting Diode | Inseparable Luminaire | Quick Connect | 0-10 VDC Controls | 66.2 | 2775 | 0.0011 | 92 | 54 | 173 | 0.99 | Ambient | 50000 |  |  | 55000 | 0.1 | 21 | 21 | 0.21 | 0.26 | 0.26 | 0.25 | 0.2 | 0.1 | 0.29 | 0.35 | 0.35 | 0.28 | 0.2 | 0.1 | 0.25 | 0.32 | 0.31 | 0.24 | 0.3 | 0.1 | True |  | Non Federally-Regulated | 11/02/2017 |  | 11/06/2017
Contrast Lighting | Ardito | ICAT6R3-ARV1+A3RAF-**30SC-J | Light Emitting Diode | Inseparable Luminaire | Quick Connect | 0-10 VDC Controls | 66.2 | 2775 | 0.0011 | 92 | 54 | 173 | 0.99 | Ambient | 50000 |  |  | 55000 | 0.1 | 21 | 21 | 0.21 | 0.26 | 0.26 | 0.25 | 0.2 | 0.1 | 0.29 | 0.35 | 0.35 | 0.28 | 0.2 | 0.1 | 0.25 | 0.32 | 0.31 | 0.24 | 0.3 | 0.1 | True |  | Non Federally-Regulated | 11/02/2017 |  | 11/06/2017
Contrast Lighting | Ardito | ICAT6R3-ARV1+A3RAF-**30MC-J | Light Emitting Diode | Inseparable Luminaire | Quick Connect | 0-10 VDC Controls | 66.2 | 2775 | 0.0011 | 92 | 54 | 173 | 0.99 | Ambient | 50000 |  |  | 55000 | 0.1 | 21 | 21 | 0.21 | 0.26 | 0.26 | 0.25 | 0.2 | 0.1 | 0.29 | 0.35 | 0.35 | 0.28 | 0.2 | 0.1 | 0.25 | 0.32 | 0.31 | 0.24 | 0.3 | 0.1 | True |  | Non Federally-Regulated | 11/02/2017 |  | 11/06/2017
Contrast Lighting | Ardito | ICAT6R3-ARV1+A3RAF-**30WC-J | Light Emitting Diode | Inseparable Luminaire | Quick Connect | 0-10 VDC Controls | 66.2 | 2775 | 0.0011 | 92 | 54 | 173 | 0.99 | Ambient | 50000 |  |  | 55000 | 0.1 | 21 | 21 | 0.21 | 0.26 | 0.26 | 0.25 | 0.2 | 0.1 | 0.29 | 0.35 | 0.35 | 0.28 | 0.2 | 0.1 | 0.25 | 0.32 | 0.31 | 0.24 | 0.3 | 0.1 | True |  | Non Federally-Regulated | 11/02/2017 |  | 11/06/2017
Contrast Lighting | Ardito | ICAT6R3-ARV1+A3RAF-**35SC-J | Light Emitting Diode | Inseparable Luminaire | Quick Connect | 0-10 VDC Controls | 66.2 | 2775 | 0.0011 | 92 | 54 | 173 | 0.99 | Ambient | 50000 |  |  | 55000 | 0.1 | 21 | 21 | 0.21 | 0.26 | 0.26 | 0.25 | 0.2 | 0.1 | 0.29 | 0.35 | 0.35 | 0.28 | 0.2 | 0.1 | 0.25 | 0.32 | 0.31 | 0.24 | 0.3 | 0.1 | True |  | Non Federally-Regulated | 11/02/2017 |  | 11/06/2017
Contrast Lighting | Ardito | ICAT6R3-ARV1+A3RAF-**35MC-J | Light Emitting Diode | Inseparable Luminaire | Quick Connect | 0-10 VDC Controls | 66.2 | 2775 | 0.0011 | 92 | 54 | 173 | 0.99 | Ambient | 50000 |  |  | 55000 | 0.1 | 21 | 21 | 0.21 | 0.26 | 0.26 | 0.25 | 0.2 | 0.1 | 0.29 | 0.35 | 0.35 | 0.28 | 0.2 | 0.1 | 0.25 | 0.32 | 0.31 | 0.24 | 0.3 | 0.1 | True |  | Non Federally-Regulated | 11/02/2017 |  | 11/06/2017
Contrast Lighting | Ardito | ICAT6R3-ARV1+A3RAF-**35WC-J | Light Emitting Diode | Inseparable Luminaire | Quick Connect | 0-10 VDC Controls | 66.2 | 2775 | 0.0011 | 92 | 54 | 173 | 0.99 | Ambient | 50000 |  |  | 55000 | 0.1 | 21 | 21 | 0.21 | 0.26 | 0.26 | 0.25 | 0.2 | 0.1 | 0.29 | 0.35 | 0.35 | 0.28 | 0.2 | 0.1 | 0.25 | 0.32 | 0.31 | 0.24 | 0.3 | 0.1 | True |  | Non Federally-Regulated | 11/02/2017 |  | 11/06/2017
Contrast Lighting | Ardito | ICAT6R3-ARV1+A3RAF-**40SC-J | Light Emitting Diode | Inseparable Luminaire | Quick Connect | 0-10 VDC Controls | 66.2 | 2775 | 0.0011 | 92 | 54 | 173 | 0.99 | Ambient | 50000 |  |  | 55000 | 0.1 | 21 | 21 | 0.21 | 0.26 | 0.26 | 0.25 | 0.2 | 0.1 | 0.29 | 0.35 | 0.35 | 0.28 | 0.2 | 0.1 | 0.25 | 0.32 | 0.31 | 0.24 | 0.3 | 0.1 | True |  | Non Federally-Regulated | 11/02/2017 |  | 11/06/2017
Contrast Lighting | Ardito | ICAT6R3-ARV1+A3RAF-**40MC-J | Light Emitting Diode | Inseparable Luminaire | Quick Connect | 0-10 VDC Controls | 66.2 | 2775 | 0.0011 | 92 | 54 | 173 | 0.99 | Ambient | 50000 |  |  | 55000 | 0.1 | 21 | 21 | 0.21 | 0.26 | 0.26 | 0.25 | 0.2 | 0.1 | 0.29 | 0.35 | 0.35 | 0.28 | 0.2 | 0.1 | 0.25 | 0.32 | 0.31 | 0.24 | 0.3 | 0.1 | True |  | Non Federally-Regulated | 11/02/2017 |  | 11/06/2017
Contrast Lighting | Ardito | ICAT6R3-ARV1+A3RAF-**40WC-J | Light Emitting Diode | Inseparable Luminaire | Quick Connect | 0-10 VDC Controls | 66.2 | 2775 | 0.0011 | 92 | 54 | 173 | 0.99 | Ambient | 50000 |  |  | 55000 | 0.1 | 21 | 21 | 0.21 | 0.26 | 0.26 | 0.25 | 0.2 | 0.1 | 0.29 | 0.35 | 0.35 | 0.28 | 0.2 | 0.1 | 0.25 | 0.32 | 0.31 | 0.24 | 0.3 | 0.1 | True |  | Non Federally-Regulated | 11/02/2017 |  | 11/06/2017
Contrast Lighting | Ardito | ICAT6R3-ARV1+A3RAR-**27SC-J | Light Emitting Diode | Inseparable Luminaire | Quick Connect | 0-10 VDC Controls | 66.2 | 2775 | 0.0011 | 92 | 54 | 173 | 0.99 | Ambient | 50000 |  |  | 55000 | 0.1 | 21 | 21 | 0.21 | 0.26 | 0.26 | 0.25 | 0.2 | 0.1 | 0.29 | 0.35 | 0.35 | 0.28 | 0.2 | 0.1 | 0.25 | 0.32 | 0.31 | 0.24 | 0.3 | 0.1 | True |  | Non Federally-Regulated | 11/02/2017 |  | 11/06/2017
Contrast Lighting | Ardito | ICAT6R3-ARV1+A3RAR-**27MC-J | Light Emitting Diode | Inseparable Luminaire | Quick Connect | 0-10 VDC Controls | 66.2 | 2775 | 0.0011 | 92 | 54 | 173 | 0.99 | Ambient | 50000 |  |  | 55000 | 0.1 | 21 | 21 | 0.21 | 0.26 | 0.26 | 0.25 | 0.2 | 0.1 | 0.29 | 0.35 | 0.35 | 0.28 | 0.2 | 0.1 | 0.25 | 0.32 | 0.31 | 0.24 | 0.3 | 0.1 | True |  | Non Federally-Regulated | 11/02/2017 |  | 11/06/2017
Contrast Lighting | Ardito | ICAT6R3-ARV1+A3RAR-**27WC-J | Light Emitting Diode | Inseparable Luminaire | Quick Connect | 0-10 VDC Controls | 66.2 | 2775 | 0.0011 | 92 | 54 | 173 | 0.99 | Ambient | 50000 |  |  | 55000 | 0.1 | 21 | 21 | 0.21 | 0.26 | 0.26 | 0.25 | 0.2 | 0.1 | 0.29 | 0.35 | 0.35 | 0.28 | 0.2 | 0.1 | 0.25 | 0.32 | 0.31 | 0.24 | 0.3 | 0.1 | True |  | Non Federally-Regulated | 11/02/2017 |  | 11/06/2017
Contrast Lighting | Ardito | ICAT6R3-ARV1+A3RAR-**30SC-J | Light Emitting Diode | Inseparable Luminaire | Quick Connect | 0-10 VDC Controls | 66.2 | 2775 | 0.0011 | 92 | 54 | 173 | 0.99 | Ambient | 50000 |  |  | 55000 | 0.1 | 21 | 21 | 0.21 | 0.26 | 0.26 | 0.25 | 0.2 | 0.1 | 0.29 | 0.35 | 0.35 | 0.28 | 0.2 | 0.1 | 0.25 | 0.32 | 0.31 | 0.24 | 0.3 | 0.1 | True |  | Non Federally-Regulated | 11/02/2017 |  | 11/06/2017
Contrast Lighting | Ardito | ICAT6R3-ARV1+A3RAR-**30MC-J | Light Emitting Diode | Inseparable Luminaire | Quick Connect | 0-10 VDC Controls | 66.2 | 2775 | 0.0011 | 92 | 54 | 173 | 0.99 | Ambient | 50000 |  |  | 55000 | 0.1 | 21 | 21 | 0.21 | 0.26 | 0.26 | 0.25 | 0.2 | 0.1 | 0.29 | 0.35 | 0.35 | 0.28 | 0.2 | 0.1 | 0.25 | 0.32 | 0.31 | 0.24 | 0.3 | 0.1 | True |  | Non Federally-Regulated | 11/02/2017 |  | 11/06/2017
Contrast Lighting | Ardito | ICAT6R3-ARV1+A3RAR-**30WC-J | Light Emitting Diode | Inseparable Luminaire | Quick Connect | 0-10 VDC Controls | 66.2 | 2775 | 0.0011 | 92 | 54 | 173 | 0.99 | Ambient | 50000 |  |  | 55000 | 0.1 | 21 | 21 | 0.21 | 0.26 | 0.26 | 0.25 | 0.2 | 0.1 | 0.29 | 0.35 | 0.35 | 0.28 | 0.2 | 0.1 | 0.25 | 0.32 | 0.31 | 0.24 | 0.3 | 0.1 | True |  | Non Federally-Regulated | 11/02/2017 |  | 11/06/2017
Contrast Lighting | Ardito | ICAT6R3-ARV1+A3RAR-**35SC-J | Light Emitting Diode | Inseparable Luminaire | Quick Connect | 0-10 VDC Controls | 66.2 | 2775 | 0.0011 | 92 | 54 | 173 | 0.99 | Ambient | 50000 |  |  | 55000 | 0.1 | 21 | 21 | 0.21 | 0.26 | 0.26 | 0.25 | 0.2 | 0.1 | 0.29 | 0.35 | 0.35 | 0.28 | 0.2 | 0.1 | 0.25 | 0.32 | 0.31 | 0.24 | 0.3 | 0.1 | True |  | Non Federally-Regulated | 11/02/2017 |  | 11/06/2017
Contrast Lighting | Ardito | ICAT6R3-ARV1+A3RAR-**35MC-J | Light Emitting Diode | Inseparable Luminaire | Quick Connect | 0-10 VDC Controls | 66.2 | 2775 | 0.0011 | 92 | 54 | 173 | 0.99 | Ambient | 50000 |  |  | 55000 | 0.1 | 21 | 21 | 0.21 | 0.26 | 0.26 | 0.25 | 0.2 | 0.1 | 0.29 | 0.35 | 0.35 | 0.28 | 0.2 | 0.1 | 0.25 | 0.32 | 0.31 | 0.24 | 0.3 | 0.1 | True |  | Non Federally-Regulated | 11/02/2017 |  | 11/06/2017
Contrast Lighting | Ardito | ICAT6R3-ARV1+A3RAR-**35WC-J | Light Emitting Diode | Inseparable Luminaire | Quick Connect | 0-10 VDC Controls | 66.2 | 2775 | 0.0011 | 92 | 54 | 173 | 0.99 | Ambient | 50000 |  |  | 55000 | 0.1 | 21 | 21 | 0.21 | 0.26 | 0.26 | 0.25 | 0.2 | 0.1 | 0.29 | 0.35 | 0.35 | 0.28 | 0.2 | 0.1 | 0.25 | 0.32 | 0.31 | 0.24 | 0.3 | 0.1 | True |  | Non Federally-Regulated | 11/02/2017 |  | 11/06/2017
Contrast Lighting | Ardito | ICAT6R3-ARV1+A3RAR-**40SC-J | Light Emitting Diode | Inseparable Luminaire | Quick Connect | 0-10 VDC Controls | 66.2 | 2775 | 0.0011 | 92 | 54 | 173 | 0.99 | Ambient | 50000 |  |  | 55000 | 0.1 | 21 | 21 | 0.21 | 0.26 | 0.26 | 0.25 | 0.2 | 0.1 | 0.29 | 0.35 | 0.35 | 0.28 | 0.2 | 0.1 | 0.25 | 0.32 | 0.31 | 0.24 | 0.3 | 0.1 | True |  | Non Federally-Regulated | 11/02/2017 |  | 11/06/2017
Contrast Lighting | Ardito | ICAT6R3-ARV1+A3RAR-**40MC-J | Light Emitting Diode | Inseparable Luminaire | Quick Connect | 0-10 VDC Controls | 66.2 | 2775 | 0.0011 | 92 | 54 | 173 | 0.99 | Ambient | 50000 |  |  | 55000 | 0.1 | 21 | 21 | 0.21 | 0.26 | 0.26 | 0.25 | 0.2 | 0.1 | 0.29 | 0.35 | 0.35 | 0.28 | 0.2 | 0.1 | 0.25 | 0.32 | 0.31 | 0.24 | 0.3 | 0.1 | True |  | Non Federally-Regulated | 11/02/2017 |  | 11/06/2017
Contrast Lighting | Ardito | ICAT6R3-ARV1+A3RAR-**40WC-J | Light Emitting Diode | Inseparable Luminaire | Quick Connect | 0-10 VDC Controls | 66.2 | 2775 | 0.0011 | 92 | 54 | 173 | 0.99 | Ambient | 50000 |  |  | 55000 | 0.1 | 21 | 21 | 0.21 | 0.26 | 0.26 | 0.25 | 0.2 | 0.1 | 0.29 | 0.35 | 0.35 | 0.28 | 0.2 | 0.1 | 0.25 | 0.32 | 0.31 | 0.24 | 0.3 | 0.1 | True |  | Non Federally-Regulated | 11/02/2017 |  | 11/06/2017
Contrast Lighting | Ardito | ICAT6R3-ARV1+A3RFR-**27SC-J | Light Emitting Diode | Inseparable Luminaire | Quick Connect | 0-10 VDC Controls | 66.2 | 2775 | 0.0011 | 92 | 54 | 173 | 0.99 | Ambient | 50000 |  |  | 55000 | 0.1 | 21 | 21 | 0.21 | 0.26 | 0.26 | 0.25 | 0.2 | 0.1 | 0.29 | 0.35 | 0.35 | 0.28 | 0.2 | 0.1 | 0.25 | 0.32 | 0.31 | 0.24 | 0.3 | 0.1 | True |  | Non Federally-Regulated | 11/02/2017 |  | 11/06/2017
Contrast Lighting | Ardito | ICAT6R3-ARV1+A3RFR-**27MC-J | Light Emitting Diode | Inseparable Luminaire | Quick Connect | 0-10 VDC Controls | 66.2 | 2775 | 0.0011 | 92 | 54 | 173 | 0.99 | Ambient | 50000 |  |  | 55000 | 0.1 | 21 | 21 | 0.21 | 0.26 | 0.26 | 0.25 | 0.2 | 0.1 | 0.29 | 0.35 | 0.35 | 0.28 | 0.2 | 0.1 | 0.25 | 0.32 | 0.31 | 0.24 | 0.3 | 0.1 | True |  | Non Federally-Regulated | 11/02/2017 |  | 11/06/2017
Contrast Lighting | Ardito | ICAT6R3-ARV1+A3RFR-**27WC-J | Light Emitting Diode | Inseparable Luminaire | Quick Connect | 0-10 VDC Controls | 66.2 | 2775 | 0.0011 | 92 | 54 | 173 | 0.99 | Ambient | 50000 |  |  | 55000 | 0.1 | 21 | 21 | 0.21 | 0.26 | 0.26 | 0.25 | 0.2 | 0.1 | 0.29 | 0.35 | 0.35 | 0.28 | 0.2 | 0.1 | 0.25 | 0.32 | 0.31 | 0.24 | 0.3 | 0.1 | True |  | Non Federally-Regulated | 11/02/2017 |  | 11/06/2017
Contrast Lighting | Ardito | ICAT6R3-ARV1+A3RFR-**30SC-J | Light Emitting Diode | Inseparable Luminaire | Quick Connect | 0-10 VDC Controls | 66.2 | 2775 | 0.0011 | 92 | 54 | 173 | 0.99 | Ambient | 50000 |  |  | 55000 | 0.1 | 21 | 21 | 0.21 | 0.26 | 0.26 | 0.25 | 0.2 | 0.1 | 0.29 | 0.35 | 0.35 | 0.28 | 0.2 | 0.1 | 0.25 | 0.32 | 0.31 | 0.24 | 0.3 | 0.1 | True |  | Non Federally-Regulated | 11/02/2017 |  | 11/06/2017
Contrast Lighting | Ardito | ICAT6R3-ARV1+A3RFR-**30MC-J | Light Emitting Diode | Inseparable Luminaire | Quick Connect | 0-10 VDC Controls | 66.2 | 2775 | 0.0011 | 92 | 54 | 173 | 0.99 | Ambient | 50000 |  |  | 55000 | 0.1 | 21 | 21 | 0.21 | 0.26 | 0.26 | 0.25 | 0.2 | 0.1 | 0.29 | 0.35 | 0.35 | 0.28 | 0.2 | 0.1 | 0.25 | 0.32 | 0.31 | 0.24 | 0.3 | 0.1 | True |  | Non Federally-Regulated | 11/02/2017 |  | 11/06/2017
Contrast Lighting | Ardito | ICAT6R3-ARV1+A3RFR-**30WC-J | Light Emitting Diode | Inseparable Luminaire | Quick Connect | 0-10 VDC Controls | 66.2 | 2775 | 0.0011 | 92 | 54 | 173 | 0.99 | Ambient | 50000 |  |  | 55000 | 0.1 | 21 | 21 | 0.21 | 0.26 | 0.26 | 0.25 | 0.2 | 0.1 | 0.29 | 0.35 | 0.35 | 0.28 | 0.2 | 0.1 | 0.25 | 0.32 | 0.31 | 0.24 | 0.3 | 0.1 | True |  | Non Federally-Regulated | 11/02/2017 |  | 11/06/2017
Contrast Lighting | Ardito | ICAT6R3-ARV1+A3RFR-**35SC-J | Light Emitting Diode | Inseparable Luminaire | Quick Connect | 0-10 VDC Controls | 66.2 | 2775 | 0.0011 | 92 | 54 | 173 | 0.99 | Ambient | 50000 |  |  | 55000 | 0.1 | 21 | 21 | 0.21 | 0.26 | 0.26 | 0.25 | 0.2 | 0.1 | 0.29 | 0.35 | 0.35 | 0.28 | 0.2 | 0.1 | 0.25 | 0.32 | 0.31 | 0.24 | 0.3 | 0.1 | True |  | Non Federally-Regulated | 11/02/2017 |  | 11/06/2017
Contrast Lighting | Ardito | ICAT6R3-ARV1+A3RFR-**35MC-J | Light Emitting Diode | Inseparable Luminaire | Quick Connect | 0-10 VDC Controls | 66.2 | 2775 | 0.0011 | 92 | 54 | 173 | 0.99 | Ambient | 50000 |  |  | 55000 | 0.1 | 21 | 21 | 0.21 | 0.26 | 0.26 | 0.25 | 0.2 | 0.1 | 0.29 | 0.35 | 0.35 | 0.28 | 0.2 | 0.1 | 0.25 | 0.32 | 0.31 | 0.24 | 0.3 | 0.1 | True |  | Non Federally-Regulated | 11/02/2017 |  | 11/06/2017
Contrast Lighting | Ardito | ICAT6R3-ARV1+A3RFR-**35WC-J | Light Emitting Diode | Inseparable Luminaire | Quick Connect | 0-10 VDC Controls | 66.2 | 2775 | 0.0011 | 92 | 54 | 173 | 0.99 | Ambient | 50000 |  |  | 55000 | 0.1 | 21 | 21 | 0.21 | 0.26 | 0.26 | 0.25 | 0.2 | 0.1 | 0.29 | 0.35 | 0.35 | 0.28 | 0.2 | 0.1 | 0.25 | 0.32 | 0.31 | 0.24 | 0.3 | 0.1 | True |  | Non Federally-Regulated | 11/02/2017 |  | 11/06/2017
Contrast Lighting | Ardito | ICAT6R3-ARV1+A3RFR-**40SC-J | Light Emitting Diode | Inseparable Luminaire | Quick Connect | 0-10 VDC Controls | 66.2 | 2775 | 0.0011 | 92 | 54 | 173 | 0.99 | Ambient | 50000 |  |  | 55000 | 0.1 | 21 | 21 | 0.21 | 0.26 | 0.26 | 0.25 | 0.2 | 0.1 | 0.29 | 0.35 | 0.35 | 0.28 | 0.2 | 0.1 | 0.25 | 0.32 | 0.31 | 0.24 | 0.3 | 0.1 | True |  | Non Federally-Regulated | 11/02/2017 |  | 11/06/2017
Contrast Lighting | Ardito | ICAT6R3-ARV1+A3RFR-**40MC-J | Light Emitting Diode | Inseparable Luminaire | Quick Connect | 0-10 VDC Controls | 66.2 | 2775 | 0.0011 | 92 | 54 | 173 | 0.99 | Ambient | 50000 |  |  | 55000 | 0.1 | 21 | 21 | 0.21 | 0.26 | 0.26 | 0.25 | 0.2 | 0.1 | 0.29 | 0.35 | 0.35 | 0.28 | 0.2 | 0.1 | 0.25 | 0.32 | 0.31 | 0.24 | 0.3 | 0.1 | True |  | Non Federally-Regulated | 11/02/2017 |  | 11/06/2017
Contrast Lighting | Ardito | ICAT6R3-ARV1+A3RFR-**40WC-J | Light Emitting Diode | Inseparable Luminaire | Quick Connect | 0-10 VDC Controls | 66.2 | 2775 | 0.0011 | 92 | 54 | 173 | 0.99 | Ambient | 50000 |  |  | 55000 | 0.1 | 21 | 21 | 0.21 | 0.26 | 0.26 | 0.25 | 0.2 | 0.1 | 0.29 | 0.35 | 0.35 | 0.28 | 0.2 | 0.1 | 0.25 | 0.32 | 0.31 | 0.24 | 0.3 | 0.1 | True |  | Non Federally-Regulated | 11/02/2017 |  | 11/06/2017
Contrast Lighting | Ardito | ICAT6R3-ARV1+A3RSF-**27WC-J | Light Emitting Diode | Inseparable Luminaire | Quick Connect | 0-10 VDC Controls | 66.2 | 2775 | 0.0011 | 92 | 54 | 173 | 0.99 | Ambient | 50000 |  |  | 55000 | 0.1 | 21 | 21 | 0.21 | 0.26 | 0.26 | 0.25 | 0.2 | 0.1 | 0.29 | 0.35 | 0.35 | 0.28 | 0.2 | 0.1 | 0.25 | 0.32 | 0.31 | 0.24 | 0.3 | 0.1 | True |  | Non Federally-Regulated | 11/02/2017 |  | 11/06/2017
Contrast Lighting | Ardito | ICAT6R3-ARV1+A3RSF-**30WC-J | Light Emitting Diode | Inseparable Luminaire | Quick Connect | 0-10 VDC Controls | 66.2 | 2775 | 0.0011 | 92 | 54 | 173 | 0.99 | Ambient | 50000 |  |  | 55000 | 0.1 | 21 | 21 | 0.21 | 0.26 | 0.26 | 0.25 | 0.2 | 0.1 | 0.29 | 0.35 | 0.35 | 0.28 | 0.2 | 0.1 | 0.25 | 0.32 | 0.31 | 0.24 | 0.3 | 0.1 | True |  | Non Federally-Regulated | 11/02/2017 |  | 11/06/2017
Contrast Lighting | Ardito | ICAT6R3-ARV1+A3RSF-**35WC-J | Light Emitting Diode | Inseparable Luminaire | Quick Connect | 0-10 VDC Controls | 66.2 | 2775 | 0.0011 | 92 | 54 | 173 | 0.99 | Ambient | 50000 |  |  | 55000 | 0.1 | 21 | 21 | 0.21 | 0.26 | 0.26 | 0.25 | 0.2 | 0.1 | 0.29 | 0.35 | 0.35 | 0.28 | 0.2 | 0.1 | 0.25 | 0.32 | 0.31 | 0.24 | 0.3 | 0.1 | True |  | Non Federally-Regulated | 11/02/2017 |  | 11/06/2017
Contrast Lighting | Ardito | ICAT6R3-ARV1+A3RSF-**40WC-J | Light Emitting Diode | Inseparable Luminaire | Quick Connect | 0-10 VDC Controls | 66.2 | 2775 | 0.0011 | 92 | 54 | 173 | 0.99 | Ambient | 50000 |  |  | 55000 | 0.1 | 21 | 21 | 0.21 | 0.26 | 0.26 | 0.25 | 0.2 | 0.1 | 0.29 | 0.35 | 0.35 | 0.28 | 0.2 | 0.1 | 0.25 | 0.32 | 0.31 | 0.24 | 0.3 | 0.1 | True |  | Non Federally-Regulated | 11/02/2017 |  | 11/06/2017
Contrast Lighting | Ardito | ICAT6S3-ARV1+A3SAR-**27SC-J | Light Emitting Diode | Inseparable Luminaire | Quick Connect | 0-10 VDC Controls | 66.2 | 2775 | 0.0011 | 92 | 54 | 173 | 0.99 | Ambient | 50000 |  |  | 55000 | 0.1 | 21 | 21 | 0.21 | 0.26 | 0.26 | 0.25 | 0.2 | 0.1 | 0.29 | 0.35 | 0.35 | 0.28 | 0.2 | 0.1 | 0.25 | 0.32 | 0.31 | 0.24 | 0.3 | 0.1 | True |  | Non Federally-Regulated | 11/02/2017 |  | 11/06/2017
Contrast Lighting | Ardito | ICAT6S3-ARV1+A3SAR-**27MC-J | Light Emitting Diode | Inseparable Luminaire | Quick Connect | 0-10 VDC Controls | 66.2 | 2775 | 0.0011 | 92 | 54 | 173 | 0.99 | Ambient | 50000 |  |  | 55000 | 0.1 | 21 | 21 | 0.21 | 0.26 | 0.26 | 0.25 | 0.2 | 0.1 | 0.29 | 0.35 | 0.35 | 0.28 | 0.2 | 0.1 | 0.25 | 0.32 | 0.31 | 0.24 | 0.3 | 0.1 | True |  | Non Federally-Regulated | 11/02/2017 |  | 11/06/2017
Contrast Lighting | Ardito | ICAT6S3-ARV1+A3SAR-**27WC-J | Light Emitting Diode | Inseparable Luminaire | Quick Connect | 0-10 VDC Controls | 66.2 | 2775 | 0.0011 | 92 | 54 | 173 | 0.99 | Ambient | 50000 |  |  | 55000 | 0.1 | 21 | 21 | 0.21 | 0.26 | 0.26 | 0.25 | 0.2 | 0.1 | 0.29 | 0.35 | 0.35 | 0.28 | 0.2 | 0.1 | 0.25 | 0.32 | 0.31 | 0.24 | 0.3 | 0.1 | True |  | Non Federally-Regulated | 11/02/2017 |  | 11/06/2017
Contrast Lighting | Ardito | ICAT6S3-ARV1+A3SAR-**30SC-J | Light Emitting Diode | Inseparable Luminaire | Quick Connect | 0-10 VDC Controls | 66.2 | 2775 | 0.0011 | 92 | 54 | 173 | 0.99 | Ambient | 50000 |  |  | 55000 | 0.1 | 21 | 21 | 0.21 | 0.26 | 0.26 | 0.25 | 0.2 | 0.1 | 0.29 | 0.35 | 0.35 | 0.28 | 0.2 | 0.1 | 0.25 | 0.32 | 0.31 | 0.24 | 0.3 | 0.1 | True |  | Non Federally-Regulated | 11/02/2017 |  | 11/06/2017
Contrast Lighting | Ardito | ICAT6S3-ARV1+A3SAR-**30MC-J | Light Emitting Diode | Inseparable Luminaire | Quick Connect | 0-10 VDC Controls | 66.2 | 2775 | 0.0011 | 92 | 54 | 173 | 0.99 | Ambient | 50000 |  |  | 55000 | 0.1 | 21 | 21 | 0.21 | 0.26 | 0.26 | 0.25 | 0.2 | 0.1 | 0.29 | 0.35 | 0.35 | 0.28 | 0.2 | 0.1 | 0.25 | 0.32 | 0.31 | 0.24 | 0.3 | 0.1 | True |  | Non Federally-Regulated | 11/02/2017 |  | 11/06/2017
Contrast Lighting | Ardito | ICAT6S3-ARV1+A3SAR-**30WC-J | Light Emitting Diode | Inseparable Luminaire | Quick Connect | 0-10 VDC Controls | 66.2 | 2775 | 0.0011 | 92 | 54 | 173 | 0.99 | Ambient | 50000 |  |  | 55000 | 0.1 | 21 | 21 | 0.21 | 0.26 | 0.26 | 0.25 | 0.2 | 0.1 | 0.29 | 0.35 | 0.35 | 0.28 | 0.2 | 0.1 | 0.25 | 0.32 | 0.31 | 0.24 | 0.3 | 0.1 | True |  | Non Federally-Regulated | 11/02/2017 |  | 11/06/2017
Contrast Lighting | Ardito | ICAT6S3-ARV1+A3SAR-**35SC-J | Light Emitting Diode | Inseparable Luminaire | Quick Connect | 0-10 VDC Controls | 66.2 | 2775 | 0.0011 | 92 | 54 | 173 | 0.99 | Ambient | 50000 |  |  | 55000 | 0.1 | 21 | 21 | 0.21 | 0.26 | 0.26 | 0.25 | 0.2 | 0.1 | 0.29 | 0.35 | 0.35 | 0.28 | 0.2 | 0.1 | 0.25 | 0.32 | 0.31 | 0.24 | 0.3 | 0.1 | True |  | Non Federally-Regulated | 11/02/2017 |  | 11/06/2017
Contrast Lighting | Ardito | ICAT6S3-ARV1+A3SAR-**35MC-J | Light Emitting Diode | Inseparable Luminaire | Quick Connect | 0-10 VDC Controls | 66.2 | 2775 | 0.0011 | 92 | 54 | 173 | 0.99 | Ambient | 50000 |  |  | 55000 | 0.1 | 21 | 21 | 0.21 | 0.26 | 0.26 | 0.25 | 0.2 | 0.1 | 0.29 | 0.35 | 0.35 | 0.28 | 0.2 | 0.1 | 0.25 | 0.32 | 0.31 | 0.24 | 0.3 | 0.1 | True |  | Non Federally-Regulated | 11/02/2017 |  | 11/06/2017
Contrast Lighting | Ardito | ICAT6S3-ARV1+A3SAR-**35WC-J | Light Emitting Diode | Inseparable Luminaire | Quick Connect | 0-10 VDC Controls | 66.2 | 2775 | 0.0011 | 92 | 54 | 173 | 0.99 | Ambient | 50000 |  |  | 55000 | 0.1 | 21 | 21 | 0.21 | 0.26 | 0.26 | 0.25 | 0.2 | 0.1 | 0.29 | 0.35 | 0.35 | 0.28 | 0.2 | 0.1 | 0.25 | 0.32 | 0.31 | 0.24 | 0.3 | 0.1 | True |  | Non Federally-Regulated | 11/02/2017 |  | 11/06/2017
Contrast Lighting | Ardito | ICAT6S3-ARV1+A3SAR-**40SC-J | Light Emitting Diode | Inseparable Luminaire | Quick Connect | 0-10 VDC Controls | 66.2 | 2775 | 0.0011 | 92 | 54 | 173 | 0.99 | Ambient | 50000 |  |  | 55000 | 0.1 | 21 | 21 | 0.21 | 0.26 | 0.26 | 0.25 | 0.2 | 0.1 | 0.29 | 0.35 | 0.35 | 0.28 | 0.2 | 0.1 | 0.25 | 0.32 | 0.31 | 0.24 | 0.3 | 0.1 | True |  | Non Federally-Regulated | 11/02/2017 |  | 11/06/2017
Contrast Lighting | Ardito | ICAT6S3-ARV1+A3SAR-**40MC-J | Light Emitting Diode | Inseparable Luminaire | Quick Connect | 0-10 VDC Controls | 66.2 | 2775 | 0.0011 | 92 | 54 | 173 | 0.99 | Ambient | 50000 |  |  | 55000 | 0.1 | 21 | 21 | 0.21 | 0.26 | 0.26 | 0.25 | 0.2 | 0.1 | 0.29 | 0.35 | 0.35 | 0.28 | 0.2 | 0.1 | 0.25 | 0.32 | 0.31 | 0.24 | 0.3 | 0.1 | True |  | Non Federally-Regulated | 11/02/2017 |  | 11/06/2017
Contrast Lighting | Ardito | ICAT6S3-ARV1+A3SAR-**40WC-J | Light Emitting Diode | Inseparable Luminaire | Quick Connect | 0-10 VDC Controls | 66.2 | 2775 | 0.0011 | 92 | 54 | 173 | 0.99 | Ambient | 50000 |  |  | 55000 | 0.1 | 21 | 21 | 0.21 | 0.26 | 0.26 | 0.25 | 0.2 | 0.1 | 0.29 | 0.35 | 0.35 | 0.28 | 0.2 | 0.1 | 0.25 | 0.32 | 0.31 | 0.24 | 0.3 | 0.1 | True |  | Non Federally-Regulated | 11/02/2017 |  | 11/06/2017
Contrast Lighting | Ardito | ICAT6S3-ARV1+A3SFR-**27SC-J | Light Emitting Diode | Inseparable Luminaire | Quick Connect | 0-10 VDC Controls | 66.2 | 2775 | 0.0011 | 92 | 54 | 173 | 0.99 | Ambient | 50000 |  |  | 55000 | 0.1 | 21 | 21 | 0.21 | 0.26 | 0.26 | 0.25 | 0.2 | 0.1 | 0.29 | 0.35 | 0.35 | 0.28 | 0.2 | 0.1 | 0.25 | 0.32 | 0.31 | 0.24 | 0.3 | 0.1 | True |  | Non Federally-Regulated | 11/02/2017 |  | 11/06/2017
Contrast Lighting | Ardito | ICAT6S3-ARV1+A3SFR-**27MC-J | Light Emitting Diode | Inseparable Luminaire | Quick Connect | 0-10 VDC Controls | 66.2 | 2775 | 0.0011 | 92 | 54 | 173 | 0.99 | Ambient | 50000 |  |  | 55000 | 0.1 | 21 | 21 | 0.21 | 0.26 | 0.26 | 0.25 | 0.2 | 0.1 | 0.29 | 0.35 | 0.35 | 0.28 | 0.2 | 0.1 | 0.25 | 0.32 | 0.31 | 0.24 | 0.3 | 0.1 | True |  | Non Federally-Regulated | 11/02/2017 |  | 11/06/2017
Contrast Lighting | Ardito | ICAT6S3-ARV1+A3SFR-**27WC-J | Light Emitting Diode | Inseparable Luminaire | Quick Connect | 0-10 VDC Controls | 66.2 | 2775 | 0.0011 | 92 | 54 | 173 | 0.99 | Ambient | 50000 |  |  | 55000 | 0.1 | 21 | 21 | 0.21 | 0.26 | 0.26 | 0.25 | 0.2 | 0.1 | 0.29 | 0.35 | 0.35 | 0.28 | 0.2 | 0.1 | 0.25 | 0.32 | 0.31 | 0.24 | 0.3 | 0.1 | True |  | Non Federally-Regulated | 11/02/2017 |  | 11/06/2017
Contrast Lighting | Ardito | ICAT6S3-ARV1+A3SFR-**30SC-J | Light Emitting Diode | Inseparable Luminaire | Quick Connect | 0-10 VDC Controls | 66.2 | 2775 | 0.0011 | 92 | 54 | 173 | 0.99 | Ambient | 50000 |  |  | 55000 | 0.1 | 21 | 21 | 0.21 | 0.26 | 0.26 | 0.25 | 0.2 | 0.1 | 0.29 | 0.35 | 0.35 | 0.28 | 0.2 | 0.1 | 0.25 | 0.32 | 0.31 | 0.24 | 0.3 | 0.1 | True |  | Non Federally-Regulated | 11/02/2017 |  | 11/06/2017
Contrast Lighting | Ardito | ICAT6S3-ARV1+A3SFR-**30MC-J | Light Emitting Diode | Inseparable Luminaire | Quick Connect | 0-10 VDC Controls | 66.2 | 2775 | 0.0011 | 92 | 54 | 173 | 0.99 | Ambient | 50000 |  |  | 55000 | 0.1 | 21 | 21 | 0.21 | 0.26 | 0.26 | 0.25 | 0.2 | 0.1 | 0.29 | 0.35 | 0.35 | 0.28 | 0.2 | 0.1 | 0.25 | 0.32 | 0.31 | 0.24 | 0.3 | 0.1 | True |  | Non Federally-Regulated | 11/02/2017 |  | 11/06/2017
Contrast Lighting | Ardito | ICAT6S3-ARV1+A3SFR-**30WC-J | Light Emitting Diode | Inseparable Luminaire | Quick Connect | 0-10 VDC Controls | 66.2 | 2775 | 0.0011 | 92 | 54 | 173 | 0.99 | Ambient | 50000 |  |  | 55000 | 0.1 | 21 | 21 | 0.21 | 0.26 | 0.26 | 0.25 | 0.2 | 0.1 | 0.29 | 0.35 | 0.35 | 0.28 | 0.2 | 0.1 | 0.25 | 0.32 | 0.31 | 0.24 | 0.3 | 0.1 | True |  | Non Federally-Regulated | 11/02/2017 |  | 11/06/2017
Contrast Lighting | Ardito | ICAT6S3-ARV1+A3SFR-**35SC-J | Light Emitting Diode | Inseparable Luminaire | Quick Connect | 0-10 VDC Controls | 66.2 | 2775 | 0.0011 | 92 | 54 | 173 | 0.99 | Ambient | 50000 |  |  | 55000 | 0.1 | 21 | 21 | 0.21 | 0.26 | 0.26 | 0.25 | 0.2 | 0.1 | 0.29 | 0.35 | 0.35 | 0.28 | 0.2 | 0.1 | 0.25 | 0.32 | 0.31 | 0.24 | 0.3 | 0.1 | True |  | Non Federally-Regulated | 11/02/2017 |  | 11/06/2017
Contrast Lighting | Ardito | ICAT6S3-ARV1+A3SFR-**35MC-J | Light Emitting Diode | Inseparable Luminaire | Quick Connect | 0-10 VDC Controls | 66.2 | 2775 | 0.0011 | 92 | 54 | 173 | 0.99 | Ambient | 50000 |  |  | 55000 | 0.1 | 21 | 21 | 0.21 | 0.26 | 0.26 | 0.25 | 0.2 | 0.1 | 0.29 | 0.35 | 0.35 | 0.28 | 0.2 | 0.1 | 0.25 | 0.32 | 0.31 | 0.24 | 0.3 | 0.1 | True |  | Non Federally-Regulated | 11/02/2017 |  | 11/06/2017
Contrast Lighting | Ardito | ICAT6S3-ARV1+A3SFR-**35WC-J | Light Emitting Diode | Inseparable Luminaire | Quick Connect | 0-10 VDC Controls | 66.2 | 2775 | 0.0011 | 92 | 54 | 173 | 0.99 | Ambient | 50000 |  |  | 55000 | 0.1 | 21 | 21 | 0.21 | 0.26 | 0.26 | 0.25 | 0.2 | 0.1 | 0.29 | 0.35 | 0.35 | 0.28 | 0.2 | 0.1 | 0.25 | 0.32 | 0.31 | 0.24 | 0.3 | 0.1 | True |  | Non Federally-Regulated | 11/02/2017 |  | 11/06/2017
Contrast Lighting | Ardito | ICAT6S3-ARV1+A3SFR-**40SC-J | Light Emitting Diode | Inseparable Luminaire | Quick Connect | 0-10 VDC Controls | 66.2 | 2775 | 0.0011 | 92 | 54 | 173 | 0.99 | Ambient | 50000 |  |  | 55000 | 0.1 | 21 | 21 | 0.21 | 0.26 | 0.26 | 0.25 | 0.2 | 0.1 | 0.29 | 0.35 | 0.35 | 0.28 | 0.2 | 0.1 | 0.25 | 0.32 | 0.31 | 0.24 | 0.3 | 0.1 | True |  | Non Federally-Regulated | 11/02/2017 |  | 11/06/2017
Contrast Lighting | Ardito | ICAT6S3-ARV1+A3SFR-**40MC-J | Light Emitting Diode | Inseparable Luminaire | Quick Connect | 0-10 VDC Controls | 66.2 | 2775 | 0.0011 | 92 | 54 | 173 | 0.99 | Ambient | 50000 |  |  | 55000 | 0.1 | 21 | 21 | 0.21 | 0.26 | 0.26 | 0.25 | 0.2 | 0.1 | 0.29 | 0.35 | 0.35 | 0.28 | 0.2 | 0.1 | 0.25 | 0.32 | 0.31 | 0.24 | 0.3 | 0.1 | True |  | Non Federally-Regulated | 11/02/2017 |  | 11/06/2017
Contrast Lighting | Ardito | ICAT6S3-ARV1+A3SFR-**40WC-J | Light Emitting Diode | Inseparable Luminaire | Quick Connect | 0-10 VDC Controls | 66.2 | 2775 | 0.0011 | 92 | 54 | 173 | 0.99 | Ambient | 50000 |  |  | 55000 | 0.1 | 21 | 21 | 0.21 | 0.26 | 0.26 | 0.25 | 0.2 | 0.1 | 0.29 | 0.35 | 0.35 | 0.28 | 0.2 | 0.1 | 0.25 | 0.32 | 0.31 | 0.24 | 0.3 | 0.1 | True |  | Non Federally-Regulated | 11/02/2017 |  | 11/06/2017
Contrast Lighting | Ardito | ICAT6S3-ARV1+A3SSF-**27WC-J | Light Emitting Diode | Inseparable Luminaire | Quick Connect | 0-10 VDC Controls | 66.2 | 2775 | 0.0011 | 92 | 54 | 173 | 0.99 | Ambient | 50000 |  |  | 55000 | 0.1 | 21 | 21 | 0.21 | 0.26 | 0.26 | 0.25 | 0.2 | 0.1 | 0.29 | 0.35 | 0.35 | 0.28 | 0.2 | 0.1 | 0.25 | 0.32 | 0.31 | 0.24 | 0.3 | 0.1 | True |  | Non Federally-Regulated | 11/02/2017 |  | 11/06/2017
Contrast Lighting | Ardito | ICAT6S3-ARV1+A3SSF-**30WC-J | Light Emitting Diode | Inseparable Luminaire | Quick Connect | 0-10 VDC Controls | 66.2 | 2775 | 0.0011 | 92 | 54 | 173 | 0.99 | Ambient | 50000 |  |  | 55000 | 0.1 | 21 | 21 | 0.21 | 0.26 | 0.26 | 0.25 | 0.2 | 0.1 | 0.29 | 0.35 | 0.35 | 0.28 | 0.2 | 0.1 | 0.25 | 0.32 | 0.31 | 0.24 | 0.3 | 0.1 | True |  | Non Federally-Regulated | 11/02/2017 |  | 11/06/2017
Contrast Lighting | Ardito | ICAT6S3-ARV1+A3SSF-**35WC-J | Light Emitting Diode | Inseparable Luminaire | Quick Connect | 0-10 VDC Controls | 66.2 | 2775 | 0.0011 | 92 | 54 | 173 | 0.99 | Ambient | 50000 |  |  | 55000 | 0.1 | 21 | 21 | 0.21 | 0.26 | 0.26 | 0.25 | 0.2 | 0.1 | 0.29 | 0.35 | 0.35 | 0.28 | 0.2 | 0.1 | 0.25 | 0.32 | 0.31 | 0.24 | 0.3 | 0.1 | True |  | Non Federally-Regulated | 11/02/2017 |  | 11/06/2017
Contrast Lighting | Ardito | ICAT6S3-ARV1+A3SSF-**40WC-J | Light Emitting Diode | Inseparable Luminaire | Quick Connect | 0-10 VDC Controls | 66.2 | 2775 | 0.0011 | 92 | 54 | 173 | 0.99 | Ambient | 50000 |  |  | 55000 | 0.1 | 21 | 21 | 0.21 | 0.26 | 0.26 | 0.25 | 0.2 | 0.1 | 0.29 | 0.35 | 0.35 | 0.28 | 0.2 | 0.1 | 0.25 | 0.32 | 0.31 | 0.24 | 0.3 | 0.1 | True |  | Non Federally-Regulated | 11/02/2017 |  | 11/06/2017
Contrast Lighting | Ardito | ICAT6R4-ARV1+A4RAF-**27SC-J | Light Emitting Diode | Inseparable Luminaire | Quick Connect | 0-10 VDC Controls | 66.2 | 2775 | 0.0011 | 92 | 54 | 173 | 0.99 | Ambient | 50000 |  |  | 55000 | 0.1 | 21 | 21 | 0.21 | 0.26 | 0.26 | 0.25 | 0.2 | 0.1 | 0.29 | 0.35 | 0.35 | 0.28 | 0.2 | 0.1 | 0.25 | 0.32 | 0.31 | 0.24 | 0.3 | 0.1 | True |  | Non Federally-Regulated | 11/02/2017 |  | 11/06/2017
Contrast Lighting | Ardito | ICAT6R4-ARV1+A4RAF-**27MC-J | Light Emitting Diode | Inseparable Luminaire | Quick Connect | 0-10 VDC Controls | 66.2 | 2775 | 0.0011 | 92 | 54 | 173 | 0.99 | Ambient | 50000 |  |  | 55000 | 0.1 | 21 | 21 | 0.21 | 0.26 | 0.26 | 0.25 | 0.2 | 0.1 | 0.29 | 0.35 | 0.35 | 0.28 | 0.2 | 0.1 | 0.25 | 0.32 | 0.31 | 0.24 | 0.3 | 0.1 | True |  | Non Federally-Regulated | 11/02/2017 |  | 11/06/2017
Contrast Lighting | Ardito | ICAT6R4-ARV1+A4RAF-**27WC-J | Light Emitting Diode | Inseparable Luminaire | Quick Connect | 0-10 VDC Controls | 66.2 | 2775 | 0.0011 | 92 | 54 | 173 | 0.99 | Ambient | 50000 |  |  | 55000 | 0.1 | 21 | 21 | 0.21 | 0.26 | 0.26 | 0.25 | 0.2 | 0.1 | 0.29 | 0.35 | 0.35 | 0.28 | 0.2 | 0.1 | 0.25 | 0.32 | 0.31 | 0.24 | 0.3 | 0.1 | True |  | Non Federally-Regulated | 11/02/2017 |  | 11/06/2017
Contrast Lighting | Ardito | ICAT6R4-ARV1+A4RAF-**30SC-J | Light Emitting Diode | Inseparable Luminaire | Quick Connect | 0-10 VDC Controls | 66.2 | 2775 | 0.0011 | 92 | 54 | 173 | 0.99 | Ambient | 50000 |  |  | 55000 | 0.1 | 21 | 21 | 0.21 | 0.26 | 0.26 | 0.25 | 0.2 | 0.1 | 0.29 | 0.35 | 0.35 | 0.28 | 0.2 | 0.1 | 0.25 | 0.32 | 0.31 | 0.24 | 0.3 | 0.1 | True |  | Non Federally-Regulated | 11/02/2017 |  | 11/06/2017
Contrast Lighting | Ardito | ICAT6R4-ARV1+A4RAF-**30MC-J | Light Emitting Diode | Inseparable Luminaire | Quick Connect | 0-10 VDC Controls | 66.2 | 2775 | 0.0011 | 92 | 54 | 173 | 0.99 | Ambient | 50000 |  |  | 55000 | 0.1 | 21 | 21 | 0.21 | 0.26 | 0.26 | 0.25 | 0.2 | 0.1 | 0.29 | 0.35 | 0.35 | 0.28 | 0.2 | 0.1 | 0.25 | 0.32 | 0.31 | 0.24 | 0.3 | 0.1 | True |  | Non Federally-Regulated | 11/02/2017 |  | 11/06/2017
Contrast Lighting | Ardito | ICAT6R4-ARV1+A4RAF-**30WC-J | Light Emitting Diode | Inseparable Luminaire | Quick Connect | 0-10 VDC Controls | 66.2 | 2775 | 0.0011 | 92 | 54 | 173 | 0.99 | Ambient | 50000 |  |  | 55000 | 0.1 | 21 | 21 | 0.21 | 0.26 | 0.26 | 0.25 | 0.2 | 0.1 | 0.29 | 0.35 | 0.35 | 0.28 | 0.2 | 0.1 | 0.25 | 0.32 | 0.31 | 0.24 | 0.3 | 0.1 | True |  | Non Federally-Regulated | 11/02/2017 |  | 11/06/2017
Contrast Lighting | Ardito | ICAT6R4-ARV1+A4RAF-**35SC-J | Light Emitting Diode | Inseparable Luminaire | Quick Connect | 0-10 VDC Controls | 66.2 | 2775 | 0.0011 | 92 | 54 | 173 | 0.99 | Ambient | 50000 |  |  | 55000 | 0.1 | 21 | 21 | 0.21 | 0.26 | 0.26 | 0.25 | 0.2 | 0.1 | 0.29 | 0.35 | 0.35 | 0.28 | 0.2 | 0.1 | 0.25 | 0.32 | 0.31 | 0.24 | 0.3 | 0.1 | True |  | Non Federally-Regulated | 11/02/2017 |  | 11/06/2017
Contrast Lighting | Ardito | ICAT6R4-ARV1+A4RAF-**35MC-J | Light Emitting Diode | Inseparable Luminaire | Quick Connect | 0-10 VDC Controls | 66.2 | 2775 | 0.0011 | 92 | 54 | 173 | 0.99 | Ambient | 50000 |  |  | 55000 | 0.1 | 21 | 21 | 0.21 | 0.26 | 0.26 | 0.25 | 0.2 | 0.1 | 0.29 | 0.35 | 0.35 | 0.28 | 0.2 | 0.1 | 0.25 | 0.32 | 0.31 | 0.24 | 0.3 | 0.1 | True |  | Non Federally-Regulated | 11/02/2017 |  | 11/06/2017
Contrast Lighting | Ardito | ICAT6R4-ARV1+A4RAF-**35WC-J | Light Emitting Diode | Inseparable Luminaire | Quick Connect | 0-10 VDC Controls | 66.2 | 2775 | 0.0011 | 92 | 54 | 173 | 0.99 | Ambient | 50000 |  |  | 55000 | 0.1 | 21 | 21 | 0.21 | 0.26 | 0.26 | 0.25 | 0.2 | 0.1 | 0.29 | 0.35 | 0.35 | 0.28 | 0.2 | 0.1 | 0.25 | 0.32 | 0.31 | 0.24 | 0.3 | 0.1 | True |  | Non Federally-Regulated | 11/02/2017 |  | 11/06/2017
Contrast Lighting | Ardito | ICAT6R4-ARV1+A4RAF-**40SC-J | Light Emitting Diode | Inseparable Luminaire | Quick Connect | 0-10 VDC Controls | 66.2 | 2775 | 0.0011 | 92 | 54 | 173 | 0.99 | Ambient | 50000 |  |  | 55000 | 0.1 | 21 | 21 | 0.21 | 0.26 | 0.26 | 0.25 | 0.2 | 0.1 | 0.29 | 0.35 | 0.35 | 0.28 | 0.2 | 0.1 | 0.25 | 0.32 | 0.31 | 0.24 | 0.3 | 0.1 | True |  | Non Federally-Regulated | 11/02/2017 |  | 11/06/2017
Contrast Lighting | Ardito | ICAT6R4-ARV1+A4RAF-**40MC-J | Light Emitting Diode | Inseparable Luminaire | Quick Connect | 0-10 VDC Controls | 66.2 | 2775 | 0.0011 | 92 | 54 | 173 | 0.99 | Ambient | 50000 |  |  | 55000 | 0.1 | 21 | 21 | 0.21 | 0.26 | 0.26 | 0.25 | 0.2 | 0.1 | 0.29 | 0.35 | 0.35 | 0.28 | 0.2 | 0.1 | 0.25 | 0.32 | 0.31 | 0.24 | 0.3 | 0.1 | True |  | Non Federally-Regulated | 11/02/2017 |  | 11/06/2017
Contrast Lighting | Ardito | ICAT6R4-ARV1+A4RAF-**40WC-J | Light Emitting Diode | Inseparable Luminaire | Quick Connect | 0-10 VDC Controls | 66.2 | 2775 | 0.0011 | 92 | 54 | 173 | 0.99 | Ambient | 50000 |  |  | 55000 | 0.1 | 21 | 21 | 0.21 | 0.26 | 0.26 | 0.25 | 0.2 | 0.1 | 0.29 | 0.35 | 0.35 | 0.28 | 0.2 | 0.1 | 0.25 | 0.32 | 0.31 | 0.24 | 0.3 | 0.1 | True |  | Non Federally-Regulated | 11/02/2017 |  | 11/06/2017
Contrast Lighting | Ardito | ICAT6R4-ARV1+A4RAR-**27SC-J | Light Emitting Diode | Inseparable Luminaire | Quick Connect | 0-10 VDC Controls | 66.2 | 2775 | 0.0011 | 92 | 54 | 173 | 0.99 | Ambient | 50000 |  |  | 55000 | 0.1 | 21 | 21 | 0.21 | 0.26 | 0.26 | 0.25 | 0.2 | 0.1 | 0.29 | 0.35 | 0.35 | 0.28 | 0.2 | 0.1 | 0.25 | 0.32 | 0.31 | 0.24 | 0.3 | 0.1 | True |  | Non Federally-Regulated | 11/02/2017 |  | 11/06/2017
Contrast Lighting | Ardito | ICAT6R4-ARV1+A4RAR-**27MC-J | Light Emitting Diode | Inseparable Luminaire | Quick Connect | 0-10 VDC Controls | 66.2 | 2775 | 0.0011 | 92 | 54 | 173 | 0.99 | Ambient | 50000 |  |  | 55000 | 0.1 | 21 | 21 | 0.21 | 0.26 | 0.26 | 0.25 | 0.2 | 0.1 | 0.29 | 0.35 | 0.35 | 0.28 | 0.2 | 0.1 | 0.25 | 0.32 | 0.31 | 0.24 | 0.3 | 0.1 | True |  | Non Federally-Regulated | 11/02/2017 |  | 11/06/2017
Contrast Lighting | Ardito | ICAT6R4-ARV1+A4RAR-**27WC-J | Light Emitting Diode | Inseparable Luminaire | Quick Connect | 0-10 VDC Controls | 66.2 | 2775 | 0.0011 | 92 | 54 | 173 | 0.99 | Ambient | 50000 |  |  | 55000 | 0.1 | 21 | 21 | 0.21 | 0.26 | 0.26 | 0.25 | 0.2 | 0.1 | 0.29 | 0.35 | 0.35 | 0.28 | 0.2 | 0.1 | 0.25 | 0.32 | 0.31 | 0.24 | 0.3 | 0.1 | True |  | Non Federally-Regulated | 11/02/2017 |  | 11/06/2017
Contrast Lighting | Ardito | ICAT6R4-ARV1+A4RAR-**30SC-J | Light Emitting Diode | Inseparable Luminaire | Quick Connect | 0-10 VDC Controls | 66.2 | 2775 | 0.0011 | 92 | 54 | 173 | 0.99 | Ambient | 50000 |  |  | 55000 | 0.1 | 21 | 21 | 0.21 | 0.26 | 0.26 | 0.25 | 0.2 | 0.1 | 0.29 | 0.35 | 0.35 | 0.28 | 0.2 | 0.1 | 0.25 | 0.32 | 0.31 | 0.24 | 0.3 | 0.1 | True |  | Non Federally-Regulated | 11/02/2017 |  | 11/06/2017
Contrast Lighting | Ardito | ICAT6R4-ARV1+A4RAR-**30MC-J | Light Emitting Diode | Inseparable Luminaire | Quick Connect | 0-10 VDC Controls | 66.2 | 2775 | 0.0011 | 92 | 54 | 173 | 0.99 | Ambient | 50000 |  |  | 55000 | 0.1 | 21 | 21 | 0.21 | 0.26 | 0.26 | 0.25 | 0.2 | 0.1 | 0.29 | 0.35 | 0.35 | 0.28 | 0.2 | 0.1 | 0.25 | 0.32 | 0.31 | 0.24 | 0.3 | 0.1 | True |  | Non Federally-Regulated | 11/02/2017 |  | 11/06/2017
Contrast Lighting | Ardito | ICAT6R4-ARV1+A4RAR-**30WC-J | Light Emitting Diode | Inseparable Luminaire | Quick Connect | 0-10 VDC Controls | 66.2 | 2775 | 0.0011 | 92 | 54 | 173 | 0.99 | Ambient | 50000 |  |  | 55000 | 0.1 | 21 | 21 | 0.21 | 0.26 | 0.26 | 0.25 | 0.2 | 0.1 | 0.29 | 0.35 | 0.35 | 0.28 | 0.2 | 0.1 | 0.25 | 0.32 | 0.31 | 0.24 | 0.3 | 0.1 | True |  | Non Federally-Regulated | 11/02/2017 |  | 11/06/2017
Contrast Lighting | Ardito | ICAT6R4-ARV1+A4RAR-**35SC-J | Light Emitting Diode | Inseparable Luminaire | Quick Connect | 0-10 VDC Controls | 66.2 | 2775 | 0.0011 | 92 | 54 | 173 | 0.99 | Ambient | 50000 |  |  | 55000 | 0.1 | 21 | 21 | 0.21 | 0.26 | 0.26 | 0.25 | 0.2 | 0.1 | 0.29 | 0.35 | 0.35 | 0.28 | 0.2 | 0.1 | 0.25 | 0.32 | 0.31 | 0.24 | 0.3 | 0.1 | True |  | Non Federally-Regulated | 11/02/2017 |  | 11/06/2017
Contrast Lighting | Ardito | ICAT6R4-ARV1+A4RAR-**35MC-J | Light Emitting Diode | Inseparable Luminaire | Quick Connect | 0-10 VDC Controls | 66.2 | 2775 | 0.0011 | 92 | 54 | 173 | 0.99 | Ambient | 50000 |  |  | 55000 | 0.1 | 21 | 21 | 0.21 | 0.26 | 0.26 | 0.25 | 0.2 | 0.1 | 0.29 | 0.35 | 0.35 | 0.28 | 0.2 | 0.1 | 0.25 | 0.32 | 0.31 | 0.24 | 0.3 | 0.1 | True |  | Non Federally-Regulated | 11/02/2017 |  | 11/06/2017
Contrast Lighting | Ardito | ICAT6R4-ARV1+A4RAR-**35WC-J | Light Emitting Diode | Inseparable Luminaire | Quick Connect | 0-10 VDC Controls | 66.2 | 2775 | 0.0011 | 92 | 54 | 173 | 0.99 | Ambient | 50000 |  |  | 55000 | 0.1 | 21 | 21 | 0.21 | 0.26 | 0.26 | 0.25 | 0.2 | 0.1 | 0.29 | 0.35 | 0.35 | 0.28 | 0.2 | 0.1 | 0.25 | 0.32 | 0.31 | 0.24 | 0.3 | 0.1 | True |  | Non Federally-Regulated | 11/02/2017 |  | 11/06/2017
Contrast Lighting | Ardito | ICAT6R4-ARV1+A4RAR-**40SC-J | Light Emitting Diode | Inseparable Luminaire | Quick Connect | 0-10 VDC Controls | 66.2 | 2775 | 0.0011 | 92 | 54 | 173 | 0.99 | Ambient | 50000 |  |  | 55000 | 0.1 | 21 | 21 | 0.21 | 0.26 | 0.26 | 0.25 | 0.2 | 0.1 | 0.29 | 0.35 | 0.35 | 0.28 | 0.2 | 0.1 | 0.25 | 0.32 | 0.31 | 0.24 | 0.3 | 0.1 | True |  | Non Federally-Regulated | 11/02/2017 |  | 11/06/2017
Contrast Lighting | Ardito | ICAT6R4-ARV1+A4RAR-**40MC-J | Light Emitting Diode | Inseparable Luminaire | Quick Connect | 0-10 VDC Controls | 66.2 | 2775 | 0.0011 | 92 | 54 | 173 | 0.99 | Ambient | 50000 |  |  | 55000 | 0.1 | 21 | 21 | 0.21 | 0.26 | 0.26 | 0.25 | 0.2 | 0.1 | 0.29 | 0.35 | 0.35 | 0.28 | 0.2 | 0.1 | 0.25 | 0.32 | 0.31 | 0.24 | 0.3 | 0.1 | True |  | Non Federally-Regulated | 11/02/2017 |  | 11/06/2017
Contrast Lighting | Ardito | ICAT6R4-ARV1+A4RAR-**40WC-J | Light Emitting Diode | Inseparable Luminaire | Quick Connect | 0-10 VDC Controls | 66.2 | 2775 | 0.0011 | 92 | 54 | 173 | 0.99 | Ambient | 50000 |  |  | 55000 | 0.1 | 21 | 21 | 0.21 | 0.26 | 0.26 | 0.25 | 0.2 | 0.1 | 0.29 | 0.35 | 0.35 | 0.28 | 0.2 | 0.1 | 0.25 | 0.32 | 0.31 | 0.24 | 0.3 | 0.1 | True |  | Non Federally-Regulated | 11/02/2017 |  | 11/06/2017
Contrast Lighting | Ardito | ICAT6R4-ARV1+A4RFR-**27SC-J | Light Emitting Diode | Inseparable Luminaire | Quick Connect | 0-10 VDC Controls | 66.2 | 2775 | 0.0011 | 92 | 54 | 173 | 0.99 | Ambient | 50000 |  |  | 55000 | 0.1 | 21 | 21 | 0.21 | 0.26 | 0.26 | 0.25 | 0.2 | 0.1 | 0.29 | 0.35 | 0.35 | 0.28 | 0.2 | 0.1 | 0.25 | 0.32 | 0.31 | 0.24 | 0.3 | 0.1 | True |  | Non Federally-Regulated | 11/02/2017 |  | 11/06/2017
Contrast Lighting | Ardito | ICAT6R4-ARV1+A4RFR-**27MC-J | Light Emitting Diode | Inseparable Luminaire | Quick Connect | 0-10 VDC Controls | 66.2 | 2775 | 0.0011 | 92 | 54 | 173 | 0.99 | Ambient | 50000 |  |  | 55000 | 0.1 | 21 | 21 | 0.21 | 0.26 | 0.26 | 0.25 | 0.2 | 0.1 | 0.29 | 0.35 | 0.35 | 0.28 | 0.2 | 0.1 | 0.25 | 0.32 | 0.31 | 0.24 | 0.3 | 0.1 | True |  | Non Federally-Regulated | 11/02/2017 |  | 11/06/2017
Contrast Lighting | Ardito | ICAT6R4-ARV1+A4RFR-**27WC-J | Light Emitting Diode | Inseparable Luminaire | Quick Connect | 0-10 VDC Controls | 66.2 | 2775 | 0.0011 | 92 | 54 | 173 | 0.99 | Ambient | 50000 |  |  | 55000 | 0.1 | 21 | 21 | 0.21 | 0.26 | 0.26 | 0.25 | 0.2 | 0.1 | 0.29 | 0.35 | 0.35 | 0.28 | 0.2 | 0.1 | 0.25 | 0.32 | 0.31 | 0.24 | 0.3 | 0.1 | True |  | Non Federally-Regulated | 11/02/2017 |  | 11/06/2017
Contrast Lighting | Ardito | ICAT6R4-ARV1+A4RFR-**30SC-J | Light Emitting Diode | Inseparable Luminaire | Quick Connect | 0-10 VDC Controls | 66.2 | 2775 | 0.0011 | 92 | 54 | 173 | 0.99 | Ambient | 50000 |  |  | 55000 | 0.1 | 21 | 21 | 0.21 | 0.26 | 0.26 | 0.25 | 0.2 | 0.1 | 0.29 | 0.35 | 0.35 | 0.28 | 0.2 | 0.1 | 0.25 | 0.32 | 0.31 | 0.24 | 0.3 | 0.1 | True |  | Non Federally-Regulated | 11/02/2017 |  | 11/06/2017
Contrast Lighting | Ardito | ICAT6R4-ARV1+A4RFR-**30MC-J | Light Emitting Diode | Inseparable Luminaire | Quick Connect | 0-10 VDC Controls | 66.2 | 2775 | 0.0011 | 92 | 54 | 173 | 0.99 | Ambient | 50000 |  |  | 55000 | 0.1 | 21 | 21 | 0.21 | 0.26 | 0.26 | 0.25 | 0.2 | 0.1 | 0.29 | 0.35 | 0.35 | 0.28 | 0.2 | 0.1 | 0.25 | 0.32 | 0.31 | 0.24 | 0.3 | 0.1 | True |  | Non Federally-Regulated | 11/02/2017 |  | 11/06/2017
Contrast Lighting | Ardito | ICAT6R4-ARV1+A4RFR-**30WC-J | Light Emitting Diode | Inseparable Luminaire | Quick Connect | 0-10 VDC Controls | 66.2 | 2775 | 0.0011 | 92 | 54 | 173 | 0.99 | Ambient | 50000 |  |  | 55000 | 0.1 | 21 | 21 | 0.21 | 0.26 | 0.26 | 0.25 | 0.2 | 0.1 | 0.29 | 0.35 | 0.35 | 0.28 | 0.2 | 0.1 | 0.25 | 0.32 | 0.31 | 0.24 | 0.3 | 0.1 | True |  | Non Federally-Regulated | 11/02/2017 |  | 11/06/2017
Contrast Lighting | Ardito | ICAT6R4-ARV1+A4RFR-**35SC-J | Light Emitting Diode | Inseparable Luminaire | Quick Connect | 0-10 VDC Controls | 66.2 | 2775 | 0.0011 | 92 | 54 | 173 | 0.99 | Ambient | 50000 |  |  | 55000 | 0.1 | 21 | 21 | 0.21 | 0.26 | 0.26 | 0.25 | 0.2 | 0.1 | 0.29 | 0.35 | 0.35 | 0.28 | 0.2 | 0.1 | 0.25 | 0.32 | 0.31 | 0.24 | 0.3 | 0.1 | True |  | Non Federally-Regulated | 11/02/2017 |  | 11/06/2017
Contrast Lighting | Ardito | ICAT6R4-ARV1+A4RFR-**35MC-J | Light Emitting Diode | Inseparable Luminaire | Quick Connect | 0-10 VDC Controls | 66.2 | 2775 | 0.0011 | 92 | 54 | 173 | 0.99 | Ambient | 50000 |  |  | 55000 | 0.1 | 21 | 21 | 0.21 | 0.26 | 0.26 | 0.25 | 0.2 | 0.1 | 0.29 | 0.35 | 0.35 | 0.28 | 0.2 | 0.1 | 0.25 | 0.32 | 0.31 | 0.24 | 0.3 | 0.1 | True |  | Non Federally-Regulated | 11/02/2017 |  | 11/06/2017
Contrast Lighting | Ardito | ICAT6R4-ARV1+A4RFR-**35WC-J | Light Emitting Diode | Inseparable Luminaire | Quick Connect | 0-10 VDC Controls | 66.2 | 2775 | 0.0011 | 92 | 54 | 173 | 0.99 | Ambient | 50000 |  |  | 55000 | 0.1 | 21 | 21 | 0.21 | 0.26 | 0.26 | 0.25 | 0.2 | 0.1 | 0.29 | 0.35 | 0.35 | 0.28 | 0.2 | 0.1 | 0.25 | 0.32 | 0.31 | 0.24 | 0.3 | 0.1 | True |  | Non Federally-Regulated | 11/02/2017 |  | 11/06/2017
Contrast Lighting | Ardito | ICAT6R4-ARV1+A4RFR-**40SC-J | Light Emitting Diode | Inseparable Luminaire | Quick Connect | 0-10 VDC Controls | 66.2 | 2775 | 0.0011 | 92 | 54 | 173 | 0.99 | Ambient | 50000 |  |  | 55000 | 0.1 | 21 | 21 | 0.21 | 0.26 | 0.26 | 0.25 | 0.2 | 0.1 | 0.29 | 0.35 | 0.35 | 0.28 | 0.2 | 0.1 | 0.25 | 0.32 | 0.31 | 0.24 | 0.3 | 0.1 | True |  | Non Federally-Regulated | 11/02/2017 |  | 11/06/2017
Contrast Lighting | Ardito | ICAT6R4-ARV1+A4RFR-**40MC-J | Light Emitting Diode | Inseparable Luminaire | Quick Connect | 0-10 VDC Controls | 66.2 | 2775 | 0.0011 | 92 | 54 | 173 | 0.99 | Ambient | 50000 |  |  | 55000 | 0.1 | 21 | 21 | 0.21 | 0.26 | 0.26 | 0.25 | 0.2 | 0.1 | 0.29 | 0.35 | 0.35 | 0.28 | 0.2 | 0.1 | 0.25 | 0.32 | 0.31 | 0.24 | 0.3 | 0.1 | True |  | Non Federally-Regulated | 11/02/2017 |  | 11/06/2017
Contrast Lighting | Ardito | ICAT6R4-ARV1+A4RFR-**40WC-J | Light Emitting Diode | Inseparable Luminaire | Quick Connect | 0-10 VDC Controls | 66.2 | 2775 | 0.0011 | 92 | 54 | 173 | 0.99 | Ambient | 50000 |  |  | 55000 | 0.1 | 21 | 21 | 0.21 | 0.26 | 0.26 | 0.25 | 0.2 | 0.1 | 0.29 | 0.35 | 0.35 | 0.28 | 0.2 | 0.1 | 0.25 | 0.32 | 0.31 | 0.24 | 0.3 | 0.1 | True |  | Non Federally-Regulated | 11/02/2017 |  | 11/06/2017
Contrast Lighting | Ardito | ICAT6R4-ARV1+A4RSF-**27WC-J | Light Emitting Diode | Inseparable Luminaire | Quick Connect | 0-10 VDC Controls | 66.2 | 2775 | 0.0011 | 92 | 54 | 173 | 0.99 | Ambient | 50000 |  |  | 55000 | 0.1 | 21 | 21 | 0.21 | 0.26 | 0.26 | 0.25 | 0.2 | 0.1 | 0.29 | 0.35 | 0.35 | 0.28 | 0.2 | 0.1 | 0.25 | 0.32 | 0.31 | 0.24 | 0.3 | 0.1 | True |  | Non Federally-Regulated | 11/02/2017 |  | 11/06/2017
Contrast Lighting | Ardito | ICAT6R4-ARV1+A4RSF-**30WC-J | Light Emitting Diode | Inseparable Luminaire | Quick Connect | 0-10 VDC Controls | 66.2 | 2775 | 0.0011 | 92 | 54 | 173 | 0.99 | Ambient | 50000 |  |  | 55000 | 0.1 | 21 | 21 | 0.21 | 0.26 | 0.26 | 0.25 | 0.2 | 0.1 | 0.29 | 0.35 | 0.35 | 0.28 | 0.2 | 0.1 | 0.25 | 0.32 | 0.31 | 0.24 | 0.3 | 0.1 | True |  | Non Federally-Regulated | 11/02/2017 |  | 11/06/2017
Contrast Lighting | Ardito | ICAT6R4-ARV1+A4RSF-**35WC-J | Light Emitting Diode | Inseparable Luminaire | Quick Connect | 0-10 VDC Controls | 66.2 | 2775 | 0.0011 | 92 | 54 | 173 | 0.99 | Ambient | 50000 |  |  | 55000 | 0.1 | 21 | 21 | 0.21 | 0.26 | 0.26 | 0.25 | 0.2 | 0.1 | 0.29 | 0.35 | 0.35 | 0.28 | 0.2 | 0.1 | 0.25 | 0.32 | 0.31 | 0.24 | 0.3 | 0.1 | True |  | Non Federally-Regulated | 11/02/2017 |  | 11/06/2017
Contrast Lighting | Ardito | ICAT6R4-ARV1+A4RSF-**40WC-J | Light Emitting Diode | Inseparable Luminaire | Quick Connect | 0-10 VDC Controls | 66.2 | 2775 | 0.0011 | 92 | 54 | 173 | 0.99 | Ambient | 50000 |  |  | 55000 | 0.1 | 21 | 21 | 0.21 | 0.26 | 0.26 | 0.25 | 0.2 | 0.1 | 0.29 | 0.35 | 0.35 | 0.28 | 0.2 | 0.1 | 0.25 | 0.32 | 0.31 | 0.24 | 0.3 | 0.1 | True |  | Non Federally-Regulated | 11/02/2017 |  | 11/06/2017
Contrast Lighting | Ardito | ICAT6S4-ARV1+A4SAR-**27SC-J | Light Emitting Diode | Inseparable Luminaire | Quick Connect | 0-10 VDC Controls | 66.2 | 2775 | 0.0011 | 92 | 54 | 173 | 0.99 | Ambient | 50000 |  |  | 55000 | 0.1 | 21 | 21 | 0.21 | 0.26 | 0.26 | 0.25 | 0.2 | 0.1 | 0.29 | 0.35 | 0.35 | 0.28 | 0.2 | 0.1 | 0.25 | 0.32 | 0.31 | 0.24 | 0.3 | 0.1 | True |  | Non Federally-Regulated | 11/02/2017 |  | 11/06/2017
Contrast Lighting | Ardito | ICAT6S4-ARV1+A4SAR-**27MC-J | Light Emitting Diode | Inseparable Luminaire | Quick Connect | 0-10 VDC Controls | 66.2 | 2775 | 0.0011 | 92 | 54 | 173 | 0.99 | Ambient | 50000 |  |  | 55000 | 0.1 | 21 | 21 | 0.21 | 0.26 | 0.26 | 0.25 | 0.2 | 0.1 | 0.29 | 0.35 | 0.35 | 0.28 | 0.2 | 0.1 | 0.25 | 0.32 | 0.31 | 0.24 | 0.3 | 0.1 | True |  | Non Federally-Regulated | 11/02/2017 |  | 11/06/2017
Contrast Lighting | Ardito | ICAT6S4-ARV1+A4SAR-**27WC-J | Light Emitting Diode | Inseparable Luminaire | Quick Connect | 0-10 VDC Controls | 66.2 | 2775 | 0.0011 | 92 | 54 | 173 | 0.99 | Ambient | 50000 |  |  | 55000 | 0.1 | 21 | 21 | 0.21 | 0.26 | 0.26 | 0.25 | 0.2 | 0.1 | 0.29 | 0.35 | 0.35 | 0.28 | 0.2 | 0.1 | 0.25 | 0.32 | 0.31 | 0.24 | 0.3 | 0.1 | True |  | Non Federally-Regulated | 11/02/2017 |  | 11/06/2017
Contrast Lighting | Ardito | ICAT6S4-ARV1+A4SAR-**30SC-J | Light Emitting Diode | Inseparable Luminaire | Quick Connect | 0-10 VDC Controls | 66.2 | 2775 | 0.0011 | 92 | 54 | 173 | 0.99 | Ambient | 50000 |  |  | 55000 | 0.1 | 21 | 21 | 0.21 | 0.26 | 0.26 | 0.25 | 0.2 | 0.1 | 0.29 | 0.35 | 0.35 | 0.28 | 0.2 | 0.1 | 0.25 | 0.32 | 0.31 | 0.24 | 0.3 | 0.1 | True |  | Non Federally-Regulated | 11/02/2017 |  | 11/06/2017
Contrast Lighting | Ardito | ICAT6S4-ARV1+A4SAR-**30MC-J | Light Emitting Diode | Inseparable Luminaire | Quick Connect | 0-10 VDC Controls | 66.2 | 2775 | 0.0011 | 92 | 54 | 173 | 0.99 | Ambient | 50000 |  |  | 55000 | 0.1 | 21 | 21 | 0.21 | 0.26 | 0.26 | 0.25 | 0.2 | 0.1 | 0.29 | 0.35 | 0.35 | 0.28 | 0.2 | 0.1 | 0.25 | 0.32 | 0.31 | 0.24 | 0.3 | 0.1 | True |  | Non Federally-Regulated | 11/02/2017 |  | 11/06/2017
Contrast Lighting | Ardito | ICAT6S4-ARV1+A4SAR-**30WC-J | Light Emitting Diode | Inseparable Luminaire | Quick Connect | 0-10 VDC Controls | 66.2 | 2775 | 0.0011 | 92 | 54 | 173 | 0.99 | Ambient | 50000 |  |  | 55000 | 0.1 | 21 | 21 | 0.21 | 0.26 | 0.26 | 0.25 | 0.2 | 0.1 | 0.29 | 0.35 | 0.35 | 0.28 | 0.2 | 0.1 | 0.25 | 0.32 | 0.31 | 0.24 | 0.3 | 0.1 | True |  | Non Federally-Regulated | 11/02/2017 |  | 11/06/2017
Contrast Lighting | Ardito | ICAT6S4-ARV1+A4SAR-**35SC-J | Light Emitting Diode | Inseparable Luminaire | Quick Connect | 0-10 VDC Controls | 66.2 | 2775 | 0.0011 | 92 | 54 | 173 | 0.99 | Ambient | 50000 |  |  | 55000 | 0.1 | 21 | 21 | 0.21 | 0.26 | 0.26 | 0.25 | 0.2 | 0.1 | 0.29 | 0.35 | 0.35 | 0.28 | 0.2 | 0.1 | 0.25 | 0.32 | 0.31 | 0.24 | 0.3 | 0.1 | True |  | Non Federally-Regulated | 11/02/2017 |  | 11/06/2017
Contrast Lighting | Ardito | ICAT6S4-ARV1+A4SAR-**35MC-J | Light Emitting Diode | Inseparable Luminaire | Quick Connect | 0-10 VDC Controls | 66.2 | 2775 | 0.0011 | 92 | 54 | 173 | 0.99 | Ambient | 50000 |  |  | 55000 | 0.1 | 21 | 21 | 0.21 | 0.26 | 0.26 | 0.25 | 0.2 | 0.1 | 0.29 | 0.35 | 0.35 | 0.28 | 0.2 | 0.1 | 0.25 | 0.32 | 0.31 | 0.24 | 0.3 | 0.1 | True |  | Non Federally-Regulated | 11/02/2017 |  | 11/06/2017
Contrast Lighting | Ardito | ICAT6S4-ARV1+A4SAR-**35WC-J | Light Emitting Diode | Inseparable Luminaire | Quick Connect | 0-10 VDC Controls | 66.2 | 2775 | 0.0011 | 92 | 54 | 173 | 0.99 | Ambient | 50000 |  |  | 55000 | 0.1 | 21 | 21 | 0.21 | 0.26 | 0.26 | 0.25 | 0.2 | 0.1 | 0.29 | 0.35 | 0.35 | 0.28 | 0.2 | 0.1 | 0.25 | 0.32 | 0.31 | 0.24 | 0.3 | 0.1 | True |  | Non Federally-Regulated | 11/02/2017 |  | 11/06/2017
Contrast Lighting | Ardito | ICAT6S4-ARV1+A4SAR-**40SC-J | Light Emitting Diode | Inseparable Luminaire | Quick Connect | 0-10 VDC Controls | 66.2 | 2775 | 0.0011 | 92 | 54 | 173 | 0.99 | Ambient | 50000 |  |  | 55000 | 0.1 | 21 | 21 | 0.21 | 0.26 | 0.26 | 0.25 | 0.2 | 0.1 | 0.29 | 0.35 | 0.35 | 0.28 | 0.2 | 0.1 | 0.25 | 0.32 | 0.31 | 0.24 | 0.3 | 0.1 | True |  | Non Federally-Regulated | 11/02/2017 |  | 11/06/2017
Contrast Lighting | Ardito | ICAT6S4-ARV1+A4SAR-**40MC-J | Light Emitting Diode | Inseparable Luminaire | Quick Connect | 0-10 VDC Controls | 66.2 | 2775 | 0.0011 | 92 | 54 | 173 | 0.99 | Ambient | 50000 |  |  | 55000 | 0.1 | 21 | 21 | 0.21 | 0.26 | 0.26 | 0.25 | 0.2 | 0.1 | 0.29 | 0.35 | 0.35 | 0.28 | 0.2 | 0.1 | 0.25 | 0.32 | 0.31 | 0.24 | 0.3 | 0.1 | True |  | Non Federally-Regulated | 11/02/2017 |  | 11/06/2017
Contrast Lighting | Ardito | ICAT6S4-ARV1+A4SAR-**40WC-J | Light Emitting Diode | Inseparable Luminaire | Quick Connect | 0-10 VDC Controls | 66.2 | 2775 | 0.0011 | 92 | 54 | 173 | 0.99 | Ambient | 50000 |  |  | 55000 | 0.1 | 21 | 21 | 0.21 | 0.26 | 0.26 | 0.25 | 0.2 | 0.1 | 0.29 | 0.35 | 0.35 | 0.28 | 0.2 | 0.1 | 0.25 | 0.32 | 0.31 | 0.24 | 0.3 | 0.1 | True |  | Non Federally-Regulated | 11/02/2017 |  | 11/06/2017
Contrast Lighting | Ardito | ICAT6S4-ARV1+A4SFR-**27SC-J | Light Emitting Diode | Inseparable Luminaire | Quick Connect | 0-10 VDC Controls | 66.2 | 2775 | 0.0011 | 92 | 54 | 173 | 0.99 | Ambient | 50000 |  |  | 55000 | 0.1 | 21 | 21 | 0.21 | 0.26 | 0.26 | 0.25 | 0.2 | 0.1 | 0.29 | 0.35 | 0.35 | 0.28 | 0.2 | 0.1 | 0.25 | 0.32 | 0.31 | 0.24 | 0.3 | 0.1 | True |  | Non Federally-Regulated | 11/02/2017 |  | 11/06/2017
Contrast Lighting | Ardito | ICAT6S4-ARV1+A4SFR-**27MC-J | Light Emitting Diode | Inseparable Luminaire | Quick Connect | 0-10 VDC Controls | 66.2 | 2775 | 0.0011 | 92 | 54 | 173 | 0.99 | Ambient | 50000 |  |  | 55000 | 0.1 | 21 | 21 | 0.21 | 0.26 | 0.26 | 0.25 | 0.2 | 0.1 | 0.29 | 0.35 | 0.35 | 0.28 | 0.2 | 0.1 | 0.25 | 0.32 | 0.31 | 0.24 | 0.3 | 0.1 | True |  | Non Federally-Regulated | 11/02/2017 |  | 11/06/2017
Contrast Lighting | Ardito | ICAT6S4-ARV1+A4SFR-**27WC-J | Light Emitting Diode | Inseparable Luminaire | Quick Connect | 0-10 VDC Controls | 66.2 | 2775 | 0.0011 | 92 | 54 | 173 | 0.99 | Ambient | 50000 |  |  | 55000 | 0.1 | 21 | 21 | 0.21 | 0.26 | 0.26 | 0.25 | 0.2 | 0.1 | 0.29 | 0.35 | 0.35 | 0.28 | 0.2 | 0.1 | 0.25 | 0.32 | 0.31 | 0.24 | 0.3 | 0.1 | True |  | Non Federally-Regulated | 11/02/2017 |  | 11/06/2017
Contrast Lighting | Ardito | ICAT6S4-ARV1+A4SFR-**30SC-J | Light Emitting Diode | Inseparable Luminaire | Quick Connect | 0-10 VDC Controls | 66.2 | 2775 | 0.0011 | 92 | 54 | 173 | 0.99 | Ambient | 50000 |  |  | 55000 | 0.1 | 21 | 21 | 0.21 | 0.26 | 0.26 | 0.25 | 0.2 | 0.1 | 0.29 | 0.35 | 0.35 | 0.28 | 0.2 | 0.1 | 0.25 | 0.32 | 0.31 | 0.24 | 0.3 | 0.1 | True |  | Non Federally-Regulated | 11/02/2017 |  | 11/06/2017
Contrast Lighting | Ardito | ICAT6S4-ARV1+A4SFR-**30MC-J | Light Emitting Diode | Inseparable Luminaire | Quick Connect | 0-10 VDC Controls | 66.2 | 2775 | 0.0011 | 92 | 54 | 173 | 0.99 | Ambient | 50000 |  |  | 55000 | 0.1 | 21 | 21 | 0.21 | 0.26 | 0.26 | 0.25 | 0.2 | 0.1 | 0.29 | 0.35 | 0.35 | 0.28 | 0.2 | 0.1 | 0.25 | 0.32 | 0.31 | 0.24 | 0.3 | 0.1 | True |  | Non Federally-Regulated | 11/02/2017 |  | 11/06/2017
Contrast Lighting | Ardito | ICAT6S4-ARV1+A4SFR-**30WC-J | Light Emitting Diode | Inseparable Luminaire | Quick Connect | 0-10 VDC Controls | 66.2 | 2775 | 0.0011 | 92 | 54 | 173 | 0.99 | Ambient | 50000 |  |  | 55000 | 0.1 | 21 | 21 | 0.21 | 0.26 | 0.26 | 0.25 | 0.2 | 0.1 | 0.29 | 0.35 | 0.35 | 0.28 | 0.2 | 0.1 | 0.25 | 0.32 | 0.31 | 0.24 | 0.3 | 0.1 | True |  | Non Federally-Regulated | 11/02/2017 |  | 11/06/2017
Contrast Lighting | Ardito | ICAT6S4-ARV1+A4SFR-**35SC-J | Light Emitting Diode | Inseparable Luminaire | Quick Connect | 0-10 VDC Controls | 66.2 | 2775 | 0.0011 | 92 | 54 | 173 | 0.99 | Ambient | 50000 |  |  | 55000 | 0.1 | 21 | 21 | 0.21 | 0.26 | 0.26 | 0.25 | 0.2 | 0.1 | 0.29 | 0.35 | 0.35 | 0.28 | 0.2 | 0.1 | 0.25 | 0.32 | 0.31 | 0.24 | 0.3 | 0.1 | True |  | Non Federally-Regulated | 11/02/2017 |  | 11/06/2017
Contrast Lighting | Ardito | ICAT6S4-ARV1+A4SFR-**35MC-J | Light Emitting Diode | Inseparable Luminaire | Quick Connect | 0-10 VDC Controls | 66.2 | 2775 | 0.0011 | 92 | 54 | 173 | 0.99 | Ambient | 50000 |  |  | 55000 | 0.1 | 21 | 21 | 0.21 | 0.26 | 0.26 | 0.25 | 0.2 | 0.1 | 0.29 | 0.35 | 0.35 | 0.28 | 0.2 | 0.1 | 0.25 | 0.32 | 0.31 | 0.24 | 0.3 | 0.1 | True |  | Non Federally-Regulated | 11/02/2017 |  | 11/06/2017
Contrast Lighting | Ardito | ICAT6S4-ARV1+A4SFR-**35WC-J | Light Emitting Diode | Inseparable Luminaire | Quick Connect | 0-10 VDC Controls | 66.2 | 2775 | 0.0011 | 92 | 54 | 173 | 0.99 | Ambient | 50000 |  |  | 55000 | 0.1 | 21 | 21 | 0.21 | 0.26 | 0.26 | 0.25 | 0.2 | 0.1 | 0.29 | 0.35 | 0.35 | 0.28 | 0.2 | 0.1 | 0.25 | 0.32 | 0.31 | 0.24 | 0.3 | 0.1 | True |  | Non Federally-Regulated | 11/02/2017 |  | 11/06/2017
Contrast Lighting | Ardito | ICAT6S4-ARV1+A4SFR-**40SC-J | Light Emitting Diode | Inseparable Luminaire | Quick Connect | 0-10 VDC Controls | 66.2 | 2775 | 0.0011 | 92 | 54 | 173 | 0.99 | Ambient | 50000 |  |  | 55000 | 0.1 | 21 | 21 | 0.21 | 0.26 | 0.26 | 0.25 | 0.2 | 0.1 | 0.29 | 0.35 | 0.35 | 0.28 | 0.2 | 0.1 | 0.25 | 0.32 | 0.31 | 0.24 | 0.3 | 0.1 | True |  | Non Federally-Regulated | 11/02/2017 |  | 11/06/2017
Contrast Lighting | Ardito | ICAT6S4-ARV1+A4SFR-**40MC-J | Light Emitting Diode | Inseparable Luminaire | Quick Connect | 0-10 VDC Controls | 66.2 | 2775 | 0.0011 | 92 | 54 | 173 | 0.99 | Ambient | 50000 |  |  | 55000 | 0.1 | 21 | 21 | 0.21 | 0.26 | 0.26 | 0.25 | 0.2 | 0.1 | 0.29 | 0.35 | 0.35 | 0.28 | 0.2 | 0.1 | 0.25 | 0.32 | 0.31 | 0.24 | 0.3 | 0.1 | True |  | Non Federally-Regulated | 11/02/2017 |  | 11/06/2017
Contrast Lighting | Ardito | ICAT6S4-ARV1+A4SFR-**40WC-J | Light Emitting Diode | Inseparable Luminaire | Quick Connect | 0-10 VDC Controls | 66.2 | 2775 | 0.0011 | 92 | 54 | 173 | 0.99 | Ambient | 50000 |  |  | 55000 | 0.1 | 21 | 21 | 0.21 | 0.26 | 0.26 | 0.25 | 0.2 | 0.1 | 0.29 | 0.35 | 0.35 | 0.28 | 0.2 | 0.1 | 0.25 | 0.32 | 0.31 | 0.24 | 0.3 | 0.1 | True |  | Non Federally-Regulated | 11/02/2017 |  | 11/06/2017
Contrast Lighting | Ardito | ICAT6S4-ARV1+A4SSF-**27WC-J | Light Emitting Diode | Inseparable Luminaire | Quick Connect | 0-10 VDC Controls | 66.2 | 2775 | 0.0011 | 92 | 54 | 173 | 0.99 | Ambient | 50000 |  |  | 55000 | 0.1 | 21 | 21 | 0.21 | 0.26 | 0.26 | 0.25 | 0.2 | 0.1 | 0.29 | 0.35 | 0.35 | 0.28 | 0.2 | 0.1 | 0.25 | 0.32 | 0.31 | 0.24 | 0.3 | 0.1 | True |  | Non Federally-Regulated | 11/02/2017 |  | 11/06/2017
Contrast Lighting | Ardito | ICAT6S4-ARV1+A4SSF-**30WC-J | Light Emitting Diode | Inseparable Luminaire | Quick Connect | 0-10 VDC Controls | 66.2 | 2775 | 0.0011 | 92 | 54 | 173 | 0.99 | Ambient | 50000 |  |  | 55000 | 0.1 | 21 | 21 | 0.21 | 0.26 | 0.26 | 0.25 | 0.2 | 0.1 | 0.29 | 0.35 | 0.35 | 0.28 | 0.2 | 0.1 | 0.25 | 0.32 | 0.31 | 0.24 | 0.3 | 0.1 | True |  | Non Federally-Regulated | 11/02/2017 |  | 11/06/2017
Contrast Lighting | Ardito | ICAT6S4-ARV1+A4SSF-**35WC-J | Light Emitting Diode | Inseparable Luminaire | Quick Connect | 0-10 VDC Controls | 66.2 | 2775 | 0.0011 | 92 | 54 | 173 | 0.99 | Ambient | 50000 |  |  | 55000 | 0.1 | 21 | 21 | 0.21 | 0.26 | 0.26 | 0.25 | 0.2 | 0.1 | 0.29 | 0.35 | 0.35 | 0.28 | 0.2 | 0.1 | 0.25 | 0.32 | 0.31 | 0.24 | 0.3 | 0.1 | True |  | Non Federally-Regulated | 11/02/2017 |  | 11/06/2017
Contrast Lighting | Ardito | ICAT6S4-ARV1+A4SSF-**40WC-J | Light Emitting Diode | Inseparable Luminaire | Quick Connect | 0-10 VDC Controls | 66.2 | 2775 | 0.0011 | 92 | 54 | 173 | 0.99 | Ambient | 50000 |  |  | 55000 | 0.1 | 21 | 21 | 0.21 | 0.26 | 0.26 | 0.25 | 0.2 | 0.1 | 0.29 | 0.35 | 0.35 | 0.28 | 0.2 | 0.1 | 0.25 | 0.32 | 0.31 | 0.24 | 0.3 | 0.1 | True |  | Non Federally-Regulated | 11/02/2017 |  | 11/06/2017
GREEN CREATIVE LTD | Green Creative | 9A19DIM/927 | Light Emitting Diode | Omnidirectional Lamp | Edison Screw Base | Forward Phase Cut Controls | 93.7 | 2695 | 0.0016 | 92 | 53 | 40 | 0.93 | Ambient | 30000 | 0.975 | 1 |  | 0.1 | 16 | 16 | 0.08 | 0.07 | 0.07 | 0.05 | 0.01 | 0 | 0.1 | 0.02 | 0.02 | 0.01 | 0.01 | 0.01 | 0.27 | 0.09 | 0.06 | 0.05 | 0.04 | 0.02 | True |  | Non Federally-Regulated | 06/06/2017 |  | 11/13/2017
GREEN CREATIVE LTD | Green Creative | 9A19DIM/927/GU24 | Light Emitting Diode | Omnidirectional Lamp | Edison Screw Base | Forward Phase Cut Controls | 93.7 | 2695 | 0.0016 | 92 | 53 | 40 | 0.93 | Ambient | 30000 | 0.975 | 1 |  | 0.1 | 16 | 16 | 0.08 | 0.07 | 0.07 | 0.05 | 0.01 | 0 | 0.1 | 0.02 | 0.02 | 0.01 | 0.01 | 0.01 | 0.27 | 0.09 | 0.06 | 0.05 | 0.04 | 0.02 | True |  | Non Federally-Regulated | 06/06/2017 |  | 11/13/2017
Plusrite | NaturaLED | LED15PAR38/OD/1200L/FL/930 | Light Emitting Diode | Directional Lamp | Edison Screw Base | Forward Phase Cut Controls | 77.6 | 3000 | -0.0009 | 93 | 53 | 199 | 0.99 | Elevated | 25000 | 0.963 | 1 |  | 0.1 | 22 | 20 | 0.25 | 0.24 | 0.23 | 0.22 | 0 | 0 | 0.27 | 0.27 | 0.27 | 0.22 | 0.01 | 0 | 0.21 | 0.21 | 0.21 | 0.16 | 0.01 | 0.01 | True |  | Non Federally-Regulated | 04/05/2017 |  | 11/21/2017
Titch Industries Inc | BIOLUZ LED | D409W-3K650-B90-2 | Light Emitting Diode | Light Engine | Quick Connect | Forward Phase Cut Controls | 76.3 | 3000 | 0.001 | 94 | 92 | 114 | 0.97 | Ambient | 35000 | 0.942 | 1 |  | 0.1 | 22 | 22 | 0.25 | 0.24 | 0.24 | 0.22 | 0.03 | 0.01 | 0.21 | 0.21 | 0.21 | 0.17 | 0.02 | 0.01 | 0.15 | 0.15 | 0.15 | 0.12 | 0.02 | 0.01 | True |  | Non Federally-Regulated | 06/01/2017 |  | 11/21/2017
Titch Industries Inc | BIOLUZ LED | D609W-3K900-90-2 | Light Emitting Diode | Light Engine | Edison Screw Base | Forward Phase Cut Controls | 72.5 | 2718 | 0.0008 | 93 | 59 | 99 | 0.9 | Ambient | 35000 | 0.95 | 1 |  | 0.1 | 21 | 22 | 0.13 | 0.13 | 0.13 | 0.12 | 0.01 | 0 | 0.18 | 0.19 | 0.19 | 0.15 | 0.02 | 0 | 0.14 | 0.14 | 0.15 | 0.11 | 0.01 | 0 | True |  | Non Federally-Regulated | 07/06/2017 |  | 11/21/2017
Titch Industries Inc | BIOLUZ LED | D609W-3K750-B90-2 | Light Emitting Diode | Light Engine | Quick Connect | Forward Phase Cut Controls | 73.1 | 3000 | 0.0013 | 94 | 63 | 47 | 0.98 | Ambient | 35000 | 0.904 | 1 |  | 0.1 | 22 | 22 | 0.14 | 0.14 | 0.14 | 0.14 | 0.01 | 0 | 0.21 | 0.21 | 0.21 | 0.17 | 0.04 | 0.02 | 0.17 | 0.17 | 0.17 | 0.14 | 0.05 | 0.02 | True |  | Non Federally-Regulated | 06/01/2017 |  | 11/21/2017
Titch Industries Inc | BIOLUZ LED | D409WW-90-2 | Light Emitting Diode | Light Engine | Quick Connect | Forward Phase Cut Controls | 77.3 | 2700 | 0.0011 | 94 | 63 | 31 | 0.98 | Ambient | 35000 | 0.931 | 1 |  | 0.1 | 21 | 22 | 0.18 | 0.18 | 0.18 | 0.18 | 0.01 | 0 | 0.24 | 0.24 | 0.24 | 0.2 | 0.04 | 0.01 | 0.2 | 0.2 | 0.02 | 0.16 | 0.05 | 0.02 | True |  | Non Federally-Regulated | 06/01/2017 |  | 11/21/2017
Titch Industries Inc | BIOLUZ LED | D409W-3K650-90-2 | Light Emitting Diode | Light Engine | Quick Connect | Forward Phase Cut Controls | 76.3 | 3000 | 0.001 | 94 | 62 | 114 | 0.97 | Ambient | 35000 | 0.942 | 1 |  | 0.1 | 22 | 22 | 0.25 | 0.24 | 0.24 | 0.22 | 0.03 | 0.01 | 0.21 | 0.21 | 0.21 | 0.17 | 0.02 | 0.01 | 0.15 | 0.15 | 0.15 | 0.12 | 0.02 | 0.01 | True |  | Non Federally-Regulated | 06/01/2017 |  | 11/21/2017
Elite Lighting | Elite | REL437-700L-DIMTR-120-27K-90-W-WH | Light Emitting Diode | Inseparable Luminaire | Edison Screw Base | Forward Phase Cut Controls | 70 | 2700 | -0.0006 | 93 | 60 | 375 | 0.97 | Ambient | 50000 | 0.931 | 1 |  | 0.1 | 22 | 23 | 0.13 | 0.13 | 0.12 | 0.12 | 0 | 0 | 0.2 | 0.19 | 0.19 | 0.16 | 0.02 | 0 | 0.1 | 0.1 | 0.1 | 0.1 | 0 | 0 | True |  | Non Federally-Regulated | 11/28/2017 |  | 11/29/2017
Elite Lighting | Elite | REL437-700L-DIMTR-120-30K-90-W-WH | Light Emitting Diode | Inseparable Luminaire | Edison Screw Base | Forward Phase Cut Controls | 71 | 3000 | -0.0005 | 93 | 60 | 375 | 0.98 | Ambient | 50000 | 0.931 | 1 |  | 0.1 | 22 | 23 | 0.13 | 0.13 | 0.12 | 0.12 | 0 | 0 | 0.2 | 0.19 | 0.19 | 0.16 | 0.02 | 0 | 0.1 | 0.1 | 0.1 | 0.1 | 0 | 0 | True |  | Non Federally-Regulated | 11/28/2017 |  | 11/29/2017
Elite Lighting | Elite | REL437-700L-DIMTR-120-40K-90-W-WH | Light Emitting Diode | Inseparable Luminaire | Edison Screw Base | Forward Phase Cut Controls | 71 | 4000 | -0.0005 | 93 | 60 | 375 | 0.98 | Ambient | 50000 | 0.931 | 1 |  | 0.1 | 22 | 23 | 0.13 | 0.13 | 0.12 | 0.12 | 0 | 0 | 0.2 | 0.19 | 0.19 | 0.16 | 0.02 | 0 | 0.1 | 0.1 | 0.1 | 0.1 | 0 | 0 | True |  | Non Federally-Regulated | 11/28/2017 |  | 11/29/2017
Elite Lighting | Elite | REL437-1100L-DIMTR-120-27K-90-W-WH | Light Emitting Diode | Inseparable Luminaire | Edison Screw Base | Forward Phase Cut Controls | 65 | 2700 | -0.0007 | 93 | 58 | 335 | 0.98 | Ambient | 50000 | 0.93 | 1 |  | 0.1 | 22 | 22 | 0.11 | 0.11 | 0.1 | 0.1 | 0 | 0 | 0.17 | 0.16 | 0.16 | 0.14 | 0.01 | 0 | 0.08 | 0.08 | 0.08 | 0.08 | 0 | 0 | True |  | Non Federally-Regulated | 11/28/2017 |  | 11/29/2017
Elite Lighting | Elite | REL437-1100L-DIMTR-120-30K-90-W-WH | Light Emitting Diode | Inseparable Luminaire | Edison Screw Base | Forward Phase Cut Controls | 66 | 3000 | -0.0008 | 92 | 59 | 335 | 0.98 | Ambient | 50000 | 0.93 | 1 |  | 0.1 | 22 | 22 | 0.11 | 0.11 | 0.1 | 0.1 | 0 | 0 | 0.17 | 0.16 | 0.16 | 0.14 | 0.01 | 0 | 0.08 | 0.08 | 0.08 | 0.08 | 0 | 0 | True |  | Non Federally-Regulated | 11/28/2017 |  | 11/29/2017
Elite Lighting | Elite | REL437-1100L-DIMTR-120-40K-90-W-WH | Light Emitting Diode | Inseparable Luminaire | Edison Screw Base | Forward Phase Cut Controls | 66 | 4000 | -0.0008 | 92 | 59 | 335 | 0.98 | Ambient | 50000 | 0.93 | 1 |  | 0.1 | 22 | 22 | 0.11 | 0.11 | 0.1 | 0.1 | 0 | 0 | 0.17 | 0.16 | 0.16 | 0.14 | 0.01 | 0 | 0.08 | 0.08 | 0.08 | 0.08 | 0 | 0 | True |  | Non Federally-Regulated | 11/28/2017 |  | 11/29/2017
Elite Lighting | Elite | RL625-750L-DIMTR-120-27K-90-W-WH | Light Emitting Diode | Inseparable Luminaire | Edison Screw Base | Forward Phase Cut Controls | 77 | 2700 | -0.0004 | 93 | 58 | 293 | 0.98 | Ambient | 50000 | 0.93 | 1 |  | 0.1 | 21 | 21 | 0.13 | 0.13 | 0.12 | 0.12 | 0 | 0 | 0.2 | 0.19 | 0.19 | 0.16 | 0.01 | 0 | 0.01 | 0.01 | 0.01 | 0.01 | 0 | 0 | True |  | Non Federally-Regulated | 11/28/2017 |  | 11/29/2017
Elite Lighting | Elite | RL625-750L-DIMTR-120-30K-90-W-WH | Light Emitting Diode | Inseparable Luminaire | Edison Screw Base | Forward Phase Cut Controls | 78 | 3000 | -0.0014 | 92 | 59 | 293 | 0.98 | Ambient | 50000 | 0.93 | 1 |  | 0.1 | 21 | 21 | 0.13 | 0.13 | 0.12 | 0.12 | 0 | 0 | 0.2 | 0.19 | 0.19 | 0.16 | 0.01 | 0 | 0.01 | 0.01 | 0.01 | 0.01 | 0 | 0 | True |  | Non Federally-Regulated | 11/28/2017 |  | 11/29/2017
Elite Lighting | Elite | RL625-750L-DIMTR-120-40K-90-W-WH | Light Emitting Diode | Inseparable Luminaire | Edison Screw Base | Forward Phase Cut Controls | 78 | 4000 | -0.0014 | 92 | 59 | 293 | 0.98 | Ambient | 50000 | 0.93 | 1 |  | 0.1 | 21 | 21 | 0.13 | 0.13 | 0.12 | 0.12 | 0 | 0 | 0.2 | 0.19 | 0.19 | 0.16 | 0.01 | 0 | 0.01 | 0.01 | 0.01 | 0.01 | 0 | 0 | True |  | Non Federally-Regulated | 11/28/2017 |  | 11/29/2017
Elite Lighting | Elite | REL637-950L-DIMTR-120-27K-90-W-WH | Light Emitting Diode | Inseparable Luminaire | Edison Screw Base | Forward Phase Cut Controls | 73 | 2700 | -0.0004 | 93 | 57 | 261 | 0.98 | Ambient | 50000 | 0.928 | 1 |  | 0.1 | 22 | 21 | 0.12 | 0.12 | 0.12 | 0.11 | 0 | 0 | 0.19 | 0.18 | 0.18 | 0.15 | 0.02 | 0 | 0.09 | 0.09 | 0.09 | 0.09 | 0 | 0 | True |  | Non Federally-Regulated | 11/28/2017 |  | 11/29/2017
Elite Lighting | Elite | REL637-950L-DIMTR-120-30K-90-W-WH | Light Emitting Diode | Inseparable Luminaire | Edison Screw Base | Forward Phase Cut Controls | 74 | 3000 | -0.0012 | 92 | 58 | 261 | 0.98 | Ambient | 50000 | 0.928 | 1 |  | 0.1 | 22 | 21 | 0.12 | 0.12 | 0.12 | 0.11 | 0 | 0 | 0.19 | 0.18 | 0.18 | 0.15 | 0.02 | 0 | 0.09 | 0.09 | 0.09 | 0.09 | 0 | 0 | True |  | Non Federally-Regulated | 11/28/2017 |  | 11/29/2017
Elite Lighting | Elite | REL637-950L-DIMTR-120-40K-90-W-WH | Light Emitting Diode | Inseparable Luminaire | Edison Screw Base | Forward Phase Cut Controls | 74 | 4000 | -0.0012 | 92 | 58 | 261 | 0.98 | Ambient | 50000 | 0.928 | 1 |  | 0.1 | 22 | 21 | 0.12 | 0.12 | 0.12 | 0.11 | 0 | 0 | 0.19 | 0.18 | 0.18 | 0.15 | 0.02 | 0 | 0.09 | 0.09 | 0.09 | 0.09 | 0 | 0 | True |  | Non Federally-Regulated | 11/28/2017 |  | 11/29/2017
Elite Lighting | Elite | REL637-1200L-DIMTR-120-27K-90-W-WH | Light Emitting Diode | Inseparable Luminaire | Edison Screw Base | Forward Phase Cut Controls | 73 | 2700 | -0.0008 | 93 | 56 | 254 | 0.99 | Ambient | 50000 | 0.928 | 1 |  | 0.1 | 21 | 20 | 0.12 | 0.12 | 0.12 | 0.11 | 0 | 0 | 0.18 | 0.18 | 0.18 | 0.15 | 0.01 | 0 | 0.09 | 0.09 | 0.09 | 0.09 | 0 | 0 | True |  | Non Federally-Regulated | 11/28/2017 |  | 11/29/2017
Elite Lighting | Elite | REL637-1200L-DIMTR-120-30K-90-W-WH | Light Emitting Diode | Inseparable Luminaire | Edison Screw Base | Forward Phase Cut Controls | 73 | 3000 | -0.0008 | 93 | 56 | 254 | 0.99 | Ambient | 50000 | 0.928 | 1 |  | 0.1 | 21 | 20 | 0.12 | 0.12 | 0.12 | 0.11 | 0 | 0 | 0.18 | 0.18 | 0.18 | 0.15 | 0.01 | 0 | 0.09 | 0.09 | 0.09 | 0.09 | 0 | 0 | True |  | Non Federally-Regulated | 11/28/2017 |  | 11/29/2017
Elite Lighting | Elite | REL637-1200L-DIMTR-120-40K-90-W-WH | Light Emitting Diode | Inseparable Luminaire | Edison Screw Base | Forward Phase Cut Controls | 73 | 4000 | -0.0008 | 93 | 56 | 254 | 0.99 | Ambient | 50000 | 0.928 | 1 |  | 0.1 | 21 | 20 | 0.12 | 0.12 | 0.12 | 0.11 | 0 | 0 | 0.18 | 0.18 | 0.18 | 0.15 | 0.01 | 0 | 0.09 | 0.09 | 0.09 | 0.09 | 0 | 0 | True |  | Non Federally-Regulated | 11/28/2017 |  | 11/29/2017
Titch Industries Inc | BIOLUZ LED | D609W-3K750-90-2 | Light Emitting Diode | Light Engine | Edison Screw Base | Forward Phase Cut Controls | 73 | 2745 | 0.0013 | 94 | 63 | 47 | 1 | Ambient | 35000 | 0.9 | 1 |  | 0.1 | 21 | 21 | 0.14 | 0.14 | 0.14 | 0.13 | 0.01 | 0 | 0.2 | 0.2 | 0.2 | 0.16 | 0.03 | 0.01 | 0.17 | 0.16 | 0.17 | 0.13 | 0.05 | 0.02 | True |  | Non Federally-Regulated | 09/06/2017 |  | 12/01/2017
MaxLite | MaxLite | E10A19GUD927/G2/JA8 | Light Emitting Diode | Omnidirectional Lamp | Edison Screw Base | Forward Phase Cut Controls | 87 | 2700 | -0.0004 | 92 | 54 | 61 | 0.98 | Elevated | 25000 | 0.928 | 1 |  | 0.1 | 21 | 23 | 0.18 | 0.18 | 0.17 | 0.17 | 0.02 | 0.01 | 0.26 | 0.26 | 0.26 | 0.22 | 0.05 | 0.02 | 0.22 | 0.21 | 0.22 | 0.17 | 0.06 | 0.02 | True |  | Non Federally-Regulated | 09/22/2017 |  | 12/11/2017
MaxLite | MaxLite | E10A19GUD930/G2/JA8 | Light Emitting Diode | Omnidirectional Lamp | Edison Screw Base | Forward Phase Cut Controls | 90.3 | 3000 | -0.0015 | 93 | 59 | 61 | 0.98 | Elevated | 25000 | 0.928 | 1 |  | 0.1 | 21 | 23 | 0.18 | 0.18 | 0.17 | 0.17 | 0.02 | 0.01 | 0.26 | 0.26 | 0.26 | 0.22 | 0.05 | 0.02 | 0.22 | 0.21 | 0.22 | 0.17 | 0.06 | 0.02 | True |  | Non Federally-Regulated | 09/22/2017 |  | 12/11/2017
California Accent Lighting | Cali Accent | ALS50T | Light Emitting Diode | Inseparable Luminaire | Direct Wired | 0-10 VDC Controls | 109 | 3450 | -0.0003 | 95 | 79 | 458 | 0.98 | Ambient | 25000 |  |  | 99999 | 0.04 | 21 | 21 | 0.03 | 0.01 | 0.01 | 0 | 0 | 0 | 0.49 | 0 | 0 | 0 | 0 | 0 | 0.71 | 0 | 0 | 0 | 0 | 0 | True |  | Non Federally-Regulated | 10/09/2017 |  | 12/11/2017
California Accent Lighting | Cali Accent | ALS50T-C | Light Emitting Diode | Inseparable Luminaire | Direct Wired | 0-10 VDC Controls | 109 | 3450 | -0.0003 | 95 | 79 | 458 | 0.98 | Ambient | 25000 |  |  | 99999 | 0.04 | 21 | 21 | 0.03 | 0.01 | 0.01 | 0 | 0 | 0 | 0.49 | 0 | 0 | 0 | 0 | 0 | 0.71 | 0 | 0 | 0 | 0 | 0 | True |  | Non Federally-Regulated | 10/09/2017 |  | 12/11/2017
California Accent Lighting | Cali Accent | ALS210T-LP | Light Emitting Diode | Inseparable Luminaire | Direct Wired | 0-10 VDC Controls | 109 | 3450 | -0.0003 | 95 | 79 | 458 | 0.98 | Ambient | 25000 |  |  | 99999 | 0.04 | 21 | 21 | 0.03 | 0.01 | 0.01 | 0 | 0 | 0 | 0.49 | 0 | 0 | 0 | 0 | 0 | 0.71 | 0 | 0 | 0 | 0 | 0 | True |  | Non Federally-Regulated | 10/09/2017 |  | 12/11/2017
California Accent Lighting | Cali Accent | ALS210T | Light Emitting Diode | Inseparable Luminaire | Direct Wired | 0-10 VDC Controls | 109 | 3450 | -0.0003 | 95 | 79 | 458 | 0.98 | Ambient | 25000 |  |  | 99999 | 0.04 | 21 | 21 | 0.03 | 0.01 | 0.01 | 0 | 0 | 0 | 0.49 | 0 | 0 | 0 | 0 | 0 | 0.71 | 0 | 0 | 0 | 0 | 0 | True |  | Non Federally-Regulated | 10/09/2017 |  | 12/11/2017
California Accent Lighting | Cali Accent | ALS250T | Light Emitting Diode | Inseparable Luminaire | Direct Wired | 0-10 VDC Controls | 109 | 3450 | -0.0003 | 95 | 79 | 458 | 0.98 | Ambient | 25000 |  |  | 99999 | 0.04 | 21 | 21 | 0.03 | 0.01 | 0.01 | 0 | 0 | 0 | 0.49 | 0 | 0 | 0 | 0 | 0 | 0.71 | 0 | 0 | 0 | 0 | 0 | True |  | Non Federally-Regulated | 10/09/2017 |  | 12/11/2017
California Accent Lighting | Cali Accent | ALS500T | Light Emitting Diode | Inseparable Luminaire | Direct Wired | 0-10 VDC Controls | 109 | 3450 | -0.0003 | 95 | 79 | 458 | 0.98 | Ambient | 25000 |  |  | 99999 | 0.04 | 21 | 21 | 0.03 | 0.01 | 0.01 | 0 | 0 | 0 | 0.49 | 0 | 0 | 0 | 0 | 0 | 0.71 | 0 | 0 | 0 | 0 | 0 | True |  | Non Federally-Regulated | 10/09/2017 |  | 12/11/2017
California Accent Lighting | Cali Accent | ALS600T | Light Emitting Diode | Inseparable Luminaire | Direct Wired | 0-10 VDC Controls | 109 | 3450 | -0.0003 | 95 | 79 | 458 | 0.98 | Ambient | 25000 |  |  | 99999 | 0.04 | 21 | 21 | 0.03 | 0.01 | 0.01 | 0 | 0 | 0 | 0.49 | 0 | 0 | 0 | 0 | 0 | 0.71 | 0 | 0 | 0 | 0 | 0 | True |  | Non Federally-Regulated | 10/09/2017 |  | 12/11/2017
California Accent Lighting | Cali Accent | ALS700T | Light Emitting Diode | Inseparable Luminaire | Direct Wired | 0-10 VDC Controls | 109 | 3450 | -0.0003 | 95 | 79 | 458 | 0.98 | Ambient | 25000 |  |  | 99999 | 0.04 | 21 | 21 | 0.03 | 0.01 | 0.01 | 0 | 0 | 0 | 0.49 | 0 | 0 | 0 | 0 | 0 | 0.71 | 0 | 0 | 0 | 0 | 0 | True |  | Non Federally-Regulated | 10/09/2017 |  | 12/11/2017
California Accent Lighting | Cali Accent | ALS800T | Light Emitting Diode | Inseparable Luminaire | Direct Wired | 0-10 VDC Controls | 109 | 3450 | -0.0003 | 95 | 79 | 458 | 0.98 | Ambient | 25000 |  |  | 99999 | 0.04 | 21 | 21 | 0.03 | 0.01 | 0.01 | 0 | 0 | 0 | 0.49 | 0 | 0 | 0 | 0 | 0 | 0.71 | 0 | 0 | 0 | 0 | 0 | True |  | Non Federally-Regulated | 10/09/2017 |  | 12/11/2017
California Accent Lighting | Cali Accent | ALS900T | Light Emitting Diode | Inseparable Luminaire | Direct Wired | 0-10 VDC Controls | 109 | 3450 | -0.0003 | 95 | 79 | 458 | 0.98 | Ambient | 25000 |  |  | 99999 | 0.04 | 21 | 21 | 0.03 | 0.01 | 0.01 | 0 | 0 | 0 | 0.49 | 0 | 0 | 0 | 0 | 0 | 0.71 | 0 | 0 | 0 | 0 | 0 | True |  | Non Federally-Regulated | 10/09/2017 |  | 12/11/2017
California Accent Lighting | Cali Accent | ALS950T | Light Emitting Diode | Inseparable Luminaire | Direct Wired | 0-10 VDC Controls | 109 | 3450 | -0.0003 | 95 | 79 | 458 | 0.98 | Ambient | 25000 |  |  | 99999 | 0.04 | 21 | 21 | 0.03 | 0.01 | 0.01 | 0 | 0 | 0 | 0.49 | 0 | 0 | 0 | 0 | 0 | 0.71 | 0 | 0 | 0 | 0 | 0 | True |  | Non Federally-Regulated | 10/09/2017 |  | 12/11/2017
Leedarson Lighting Co., Ltd | Commercial Electric | DL-N28A9ER2-40 | Light Emitting Diode | Inseparable Luminaire | GU Base | Forward Phase Cut Controls | 82.6 | 4000 | 0.0005 | 92 | 53 | 115 | 0.95 | Ambient | 35000 | 0.9 | 1 |  | 0.1 | 20 | 23 | 0.13 | 0.13 | 0.12 | 0.12 | 0 | 0 | 0.19 | 0.19 | 0.18 | 0.15 | 0 | 0 | 0.16 | 0.16 | 0.16 | 0.12 | 0 | 0 | True |  | Non Federally-Regulated | 12/11/2017 |  | 12/12/2017
Leedarson Lighting Co., Ltd | Commercial Electric | DL-N28A11FR2-40 | Light Emitting Diode | Inseparable Luminaire | GU Base | Forward Phase Cut Controls | 74.2 | 4000 | 0.0004 | 92 | 53 | 151 | 0.96 | Ambient | 35000 | 0.9 | 1 |  | 0.1 | 16 | 16 | 0.16 | 0.16 | 0.16 | 0.16 | 0.01 | 0 | 0.19 | 0.19 | 0.17 | 0.16 | 0.01 | 0 | 0 | 0 | 0 | 0 | 0 | 0 | True |  | Non Federally-Regulated | 12/11/2017 |  | 12/12/2017
Acuity Brands Lighting | Juno Lighting | JSF 5IN 07LM 27K 90CRI 120 FRPC WH | Light Emitting Diode | Inseparable Luminaire | Direct Wired | Forward Phase Cut Controls | 60.6 | 2662 | 0.0002 | 92 | 56 | 393 | 0.98 | Ambient | 50000 |  |  | 50000 | 0.01 | 18 | 18 | 0.04 | 0.04 | 0.04 | 0.03 | 0.01 | 0 | 0.13 | 0.13 | 0.13 | 0.12 | 0.03 | 0 | 0.11 | 0.1 | 0.1 | 0.09 | 0.02 | 0 | True |  | Non Federally-Regulated | 07/18/2017 |  | 12/13/2017
Acuity Brands Lighting | Juno Lighting | JSFSQ 5IN 07LM 27K 90CRI 120 FRPC WH | Light Emitting Diode | Inseparable Luminaire | Direct Wired | Forward Phase Cut Controls | 60.6 | 2662 | 0.0002 | 92 | 56 | 393 | 0.98 | Ambient | 50000 |  |  | 50000 | 0.01 | 18 | 18 | 0.04 | 0.04 | 0.04 | 0.03 | 0.01 | 0 | 0.13 | 0.13 | 0.13 | 0.12 | 0.03 | 0 | 0.11 | 0.1 | 0.1 | 0.09 | 0.02 | 0 | True |  | Non Federally-Regulated | 07/18/2017 |  | 12/13/2017
Acuity Brands Lighting | Juno Lighting | JSF 5IN 07LM 30K 90CRI 120 FRPC WH | Light Emitting Diode | Inseparable Luminaire | Direct Wired | Forward Phase Cut Controls | 60.6 | 2662 | 0.0002 | 92 | 56 | 393 | 0.98 | Ambient | 50000 |  |  | 50000 | 0.01 | 18 | 18 | 0.04 | 0.04 | 0.04 | 0.03 | 0.01 | 0 | 0.13 | 0.13 | 0.13 | 0.12 | 0.03 | 0 | 0.11 | 0.1 | 0.1 | 0.09 | 0.02 | 0 | True |  | Non Federally-Regulated | 07/18/2017 |  | 12/13/2017
Acuity Brands Lighting | Juno Lighting | JSFSQ 5IN 07LM 30K 90CRI 120 FRPC WH | Light Emitting Diode | Inseparable Luminaire | Direct Wired | Forward Phase Cut Controls | 60.6 | 2662 | 0.0002 | 92 | 56 | 393 | 0.98 | Ambient | 50000 |  |  | 50000 | 0.01 | 18 | 18 | 0.04 | 0.04 | 0.04 | 0.03 | 0.01 | 0 | 0.13 | 0.13 | 0.13 | 0.12 | 0.03 | 0 | 0.11 | 0.1 | 0.1 | 0.09 | 0.02 | 0 | True |  | Non Federally-Regulated | 07/18/2017 |  | 12/13/2017
Acuity Brands Lighting | Juno Lighting | JSF 5IN 07LM 35K 90CRI 120 FRPC WH | Light Emitting Diode | Inseparable Luminaire | Direct Wired | Forward Phase Cut Controls | 60.6 | 2662 | 0.0002 | 92 | 56 | 393 | 0.98 | Ambient | 50000 |  |  | 50000 | 0.01 | 18 | 18 | 0.04 | 0.04 | 0.04 | 0.03 | 0.01 | 0 | 0.13 | 0.13 | 0.13 | 0.12 | 0.03 | 0 | 0.11 | 0.1 | 0.1 | 0.09 | 0.02 | 0 | True |  | Non Federally-Regulated | 07/18/2017 |  | 12/13/2017
Acuity Brands Lighting | Juno Lighting | JSFSQ 5IN 07LM 35K 90CRI 120 FRPC WH | Light Emitting Diode | Inseparable Luminaire | Direct Wired | Forward Phase Cut Controls | 60.6 | 2662 | 0.0002 | 92 | 56 | 393 | 0.98 | Ambient | 50000 |  |  | 50000 | 0.01 | 18 | 18 | 0.04 | 0.04 | 0.04 | 0.03 | 0.01 | 0 | 0.13 | 0.13 | 0.13 | 0.12 | 0.03 | 0 | 0.11 | 0.1 | 0.1 | 0.09 | 0.02 | 0 | True |  | Non Federally-Regulated | 07/18/2017 |  | 12/13/2017
Acuity Brands Lighting | Juno Lighting | JSF 5IN 07LM 40K 90CRI 120 FRPC WH | Light Emitting Diode | Inseparable Luminaire | Direct Wired | Forward Phase Cut Controls | 60.6 | 2662 | 0.0002 | 92 | 56 | 393 | 0.98 | Ambient | 50000 |  |  | 50000 | 0.01 | 18 | 18 | 0.04 | 0.04 | 0.04 | 0.03 | 0.01 | 0 | 0.13 | 0.13 | 0.13 | 0.12 | 0.03 | 0 | 0.11 | 0.1 | 0.1 | 0.09 | 0.02 | 0 | True |  | Non Federally-Regulated | 07/18/2017 |  | 12/13/2017
Acuity Brands Lighting | Juno Lighting | JSFSQ 5IN 07LM 40K 90CRI 120 FRPC WH | Light Emitting Diode | Inseparable Luminaire | Direct Wired | Forward Phase Cut Controls | 60.6 | 2662 | 0.0002 | 92 | 56 | 393 | 0.98 | Ambient | 50000 |  |  | 50000 | 0.01 | 18 | 18 | 0.04 | 0.04 | 0.04 | 0.03 | 0.01 | 0 | 0.13 | 0.13 | 0.13 | 0.12 | 0.03 | 0 | 0.11 | 0.1 | 0.1 | 0.09 | 0.02 | 0 | True |  | Non Federally-Regulated | 07/18/2017 |  | 12/13/2017
Acuity Brands Lighting | Juno Lighting | JSF 5IN 07LM 27K 90CRI 120 FRPC WH | Light Emitting Diode | Inseparable Luminaire | Direct Wired | Reverse Phase Cut Controls | 60.6 | 2662 | 0.0002 | 92 | 56 | 393 | 0.98 | Ambient | 50000 |  |  | 50000 | 0.05 | 16 | 15 | 0.06 | 0.06 | 0.05 | 0.05 | 0.01 | 0 | 0.1 | 0.1 | 0.1 | 0.09 | 0.02 | 0 | 0.09 | 0.08 | 0.08 | 0.06 | 0.02 | 0 | True |  | Non Federally-Regulated | 07/18/2017 |  | 12/13/2017
Acuity Brands Lighting | Juno Lighting | JSFSQ 5IN 07LM 27K 90CRI 120 FRPC WH | Light Emitting Diode | Inseparable Luminaire | Direct Wired | Reverse Phase Cut Controls | 60.6 | 2662 | 0.0002 | 92 | 56 | 393 | 0.98 | Ambient | 50000 |  |  | 50000 | 0.05 | 16 | 15 | 0.06 | 0.06 | 0.05 | 0.05 | 0.01 | 0 | 0.1 | 0.1 | 0.1 | 0.09 | 0.02 | 0 | 0.09 | 0.08 | 0.08 | 0.06 | 0.02 | 0 | True |  | Non Federally-Regulated | 07/18/2017 |  | 12/13/2017
Acuity Brands Lighting | Juno Lighting | JSF 5IN 07LM 30K 90CRI 120 FRPC WH | Light Emitting Diode | Inseparable Luminaire | Direct Wired | Reverse Phase Cut Controls | 60.6 | 2662 | 0.0002 | 92 | 56 | 393 | 0.98 | Ambient | 50000 |  |  | 50000 | 0.05 | 16 | 15 | 0.06 | 0.06 | 0.05 | 0.05 | 0.01 | 0 | 0.1 | 0.1 | 0.1 | 0.09 | 0.02 | 0 | 0.09 | 0.08 | 0.08 | 0.06 | 0.02 | 0 | True |  | Non Federally-Regulated | 07/18/2017 |  | 12/13/2017
Acuity Brands Lighting | Juno Lighting | JSFSQ 5IN 07LM 30K 90CRI 120 FRPC WH | Light Emitting Diode | Inseparable Luminaire | Direct Wired | Reverse Phase Cut Controls | 60.6 | 2662 | 0.0002 | 92 | 56 | 393 | 0.98 | Ambient | 50000 |  |  | 50000 | 0.05 | 16 | 15 | 0.06 | 0.06 | 0.05 | 0.05 | 0.01 | 0 | 0.1 | 0.1 | 0.1 | 0.09 | 0.02 | 0 | 0.09 | 0.08 | 0.08 | 0.06 | 0.02 | 0 | True |  | Non Federally-Regulated | 07/18/2017 |  | 12/13/2017
Acuity Brands Lighting | Juno Lighting | JSF 5IN 07LM 35K 90CRI 120 FRPC WH | Light Emitting Diode | Inseparable Luminaire | Direct Wired | Reverse Phase Cut Controls | 60.6 | 2662 | 0.0002 | 92 | 56 | 393 | 0.98 | Ambient | 50000 |  |  | 50000 | 0.05 | 16 | 15 | 0.06 | 0.06 | 0.05 | 0.05 | 0.01 | 0 | 0.1 | 0.1 | 0.1 | 0.09 | 0.02 | 0 | 0.09 | 0.08 | 0.08 | 0.06 | 0.02 | 0 | True |  | Non Federally-Regulated | 07/18/2017 |  | 12/13/2017
Acuity Brands Lighting | Juno Lighting | JSFSQ 5IN 07LM 35K 90CRI 120 FRPC WH | Light Emitting Diode | Inseparable Luminaire | Direct Wired | Reverse Phase Cut Controls | 60.6 | 2662 | 0.0002 | 92 | 56 | 393 | 0.98 | Ambient | 50000 |  |  | 50000 | 0.05 | 16 | 15 | 0.06 | 0.06 | 0.05 | 0.05 | 0.01 | 0 | 0.1 | 0.1 | 0.1 | 0.09 | 0.02 | 0 | 0.09 | 0.08 | 0.08 | 0.06 | 0.02 | 0 | True |  | Non Federally-Regulated | 07/18/2017 |  | 12/13/2017
Acuity Brands Lighting | Juno Lighting | JSF 5IN 07LM 40K 90CRI 120 FRPC WH | Light Emitting Diode | Inseparable Luminaire | Direct Wired | Reverse Phase Cut Controls | 60.6 | 2662 | 0.0002 | 92 | 56 | 393 | 0.98 | Ambient | 50000 |  |  | 50000 | 0.05 | 16 | 15 | 0.06 | 0.06 | 0.05 | 0.05 | 0.01 | 0 | 0.1 | 0.1 | 0.1 | 0.09 | 0.02 | 0 | 0.09 | 0.08 | 0.08 | 0.06 | 0.02 | 0 | True |  | Non Federally-Regulated | 07/18/2017 |  | 12/13/2017
Acuity Brands Lighting | Juno Lighting | JSFSQ 5IN 07LM 40K 90CRI 120 FRPC WH | Light Emitting Diode | Inseparable Luminaire | Direct Wired | Reverse Phase Cut Controls | 60.6 | 2662 | 0.0002 | 92 | 56 | 393 | 0.98 | Ambient | 50000 |  |  | 50000 | 0.05 | 16 | 15 | 0.06 | 0.06 | 0.05 | 0.05 | 0.01 | 0 | 0.1 | 0.1 | 0.1 | 0.09 | 0.02 | 0 | 0.09 | 0.08 | 0.08 | 0.06 | 0.02 | 0 | True |  | Non Federally-Regulated | 07/18/2017 |  | 12/13/2017
Acuity Brands Lighting | Juno Lighting | JSF 5IN 07LM 27K 90CRI MVOLT ZT WH | Light Emitting Diode | Inseparable Luminaire | Direct Wired | 0-10 VDC Controls | 60.6 | 2662 | 0.0002 | 92 | 56 | 396 | 0.98 | Ambient | 50000 |  |  | 50000 | 0.01 | 21 | 21 | 0.04 | 0.04 | 0.04 | 0.04 | 0.01 | 0 | 0.08 | 0.08 | 0.06 | 0.06 | 0.02 | 0 | 0.06 | 0.06 | 0.05 | 0.05 | 0.02 | 0 | True |  | Non Federally-Regulated | 07/18/2017 |  | 12/13/2017
Acuity Brands Lighting | Juno Lighting | JSFSQ 5IN 07LM 27K 90CRI MVOLT ZT WH | Light Emitting Diode | Inseparable Luminaire | Direct Wired | 0-10 VDC Controls | 60.6 | 2662 | 0.0002 | 92 | 56 | 396 | 0.98 | Ambient | 50000 |  |  | 50000 | 0.01 | 21 | 21 | 0.04 | 0.04 | 0.04 | 0.04 | 0.01 | 0 | 0.08 | 0.08 | 0.06 | 0.06 | 0.02 | 0 | 0.06 | 0.06 | 0.05 | 0.05 | 0.02 | 0 | True |  | Non Federally-Regulated | 07/18/2017 |  | 12/13/2017
Acuity Brands Lighting | Juno Lighting | JSF 5IN 07LM 30K 90CRI MVOLT ZT WH | Light Emitting Diode | Inseparable Luminaire | Direct Wired | 0-10 VDC Controls | 60.6 | 2662 | 0.0002 | 92 | 56 | 396 | 0.98 | Ambient | 50000 |  |  | 50000 | 0.01 | 21 | 21 | 0.04 | 0.04 | 0.04 | 0.04 | 0.01 | 0 | 0.08 | 0.08 | 0.06 | 0.06 | 0.02 | 0 | 0.06 | 0.06 | 0.05 | 0.05 | 0.02 | 0 | True |  | Non Federally-Regulated | 07/18/2017 |  | 12/13/2017
Acuity Brands Lighting | Juno Lighting | JSFSQ 5IN 07LM 30K 90CRI MVOLT ZT WH | Light Emitting Diode | Inseparable Luminaire | Direct Wired | 0-10 VDC Controls | 60.6 | 2662 | 0.0002 | 92 | 56 | 396 | 0.98 | Ambient | 50000 |  |  | 50000 | 0.01 | 21 | 21 | 0.04 | 0.04 | 0.04 | 0.04 | 0.01 | 0 | 0.08 | 0.08 | 0.06 | 0.06 | 0.02 | 0 | 0.06 | 0.06 | 0.05 | 0.05 | 0.02 | 0 | True |  | Non Federally-Regulated | 07/18/2017 |  | 12/13/2017
Acuity Brands Lighting | Juno Lighting | JSF 5IN 07LM 35K 90CRI MVOLT ZT WH | Light Emitting Diode | Inseparable Luminaire | Direct Wired | 0-10 VDC Controls | 60.6 | 2662 | 0.0002 | 92 | 56 | 396 | 0.98 | Ambient | 50000 |  |  | 50000 | 0.01 | 21 | 21 | 0.04 | 0.04 | 0.04 | 0.04 | 0.01 | 0 | 0.08 | 0.08 | 0.06 | 0.06 | 0.02 | 0 | 0.06 | 0.06 | 0.05 | 0.05 | 0.02 | 0 | True |  | Non Federally-Regulated | 07/18/2017 |  | 12/13/2017
Acuity Brands Lighting | Juno Lighting | JSFSQ 5IN 07LM 35K 90CRI MVOLT ZT WH | Light Emitting Diode | Inseparable Luminaire | Direct Wired | 0-10 VDC Controls | 60.6 | 2662 | 0.0002 | 92 | 56 | 396 | 0.98 | Ambient | 50000 |  |  | 50000 | 0.01 | 21 | 21 | 0.04 | 0.04 | 0.04 | 0.04 | 0.01 | 0 | 0.08 | 0.08 | 0.06 | 0.06 | 0.02 | 0 | 0.06 | 0.06 | 0.05 | 0.05 | 0.02 | 0 | True |  | Non Federally-Regulated | 07/18/2017 |  | 12/13/2017
Acuity Brands Lighting | Juno Lighting | JSF 5IN 07LM 27K 40CRI MVOLT ZT WH | Light Emitting Diode | Inseparable Luminaire | Direct Wired | 0-10 VDC Controls | 60.6 | 2662 | 0.0002 | 92 | 56 | 396 | 0.98 | Ambient | 50000 |  |  | 50000 | 0.01 | 21 | 21 | 0.04 | 0.04 | 0.04 | 0.04 | 0.01 | 0 | 0.08 | 0.08 | 0.06 | 0.06 | 0.02 | 0 | 0.06 | 0.06 | 0.05 | 0.05 | 0.02 | 0 | True |  | Non Federally-Regulated | 07/18/2017 |  | 12/13/2017
Acuity Brands Lighting | Juno Lighting | JSFSQ 5IN 07LM 40K 90CRI MVOLT ZT WH | Light Emitting Diode | Inseparable Luminaire | Direct Wired | 0-10 VDC Controls | 60.6 | 2662 | 0.0002 | 92 | 56 | 396 | 0.98 | Ambient | 50000 |  |  | 50000 | 0.01 | 21 | 21 | 0.04 | 0.04 | 0.04 | 0.04 | 0.01 | 0 | 0.08 | 0.08 | 0.06 | 0.06 | 0.02 | 0 | 0.06 | 0.06 | 0.05 | 0.05 | 0.02 | 0 | True |  | Non Federally-Regulated | 07/18/2017 |  | 12/13/2017
Sunpark Electronic Corporation | Sunpark | DC014D-2G-D | Light Emitting Diode | Inseparable Luminaire | Direct Wired | Forward Phase Cut Controls | 81.8 | 3000 | -0.0007 | 95 | 74 | 96 | 0.99 | Ambient | 36000 |  |  | 60000 | 0.03 | 18 | 20 | 0 | 0.01 | 0 | 0 | 0 | 0 | 0.03 | 0.05 | 0.03 | 0.02 | 0.01 | 0 | 0.07 | 0.22 | 0.1 | 0.07 | 0.06 | 0.03 | True |  | Non Federally-Regulated | 12/12/2017 |  | 12/19/2017
HONGKONG CHITE TRADE CO., LTD | LI-TECH, BATEC, HENGTE | LT-US-G2D411W2279*-1121 | Light Emitting Diode | Inseparable Luminaire | Edison Screw Base | Forward Phase Cut Controls | 70 | 2700 | -0.0006 | 93 | 60 | 375 | 0.97 | Ambient | 50000 | 0.931 | 1 |  | 0.1 | 22 | 23 | 0.13 | 0.13 | 0.12 | 0.12 | 0 | 0 | 0.2 | 0.19 | 0.19 | 0.16 | 0.02 | 0 | 0.1 | 0.1 | 0.1 | 0.1 | 0 | 0 | True |  | Non Federally-Regulated | 11/21/2017 |  | 12/19/2017
HONGKONG CHITE TRADE CO., LTD | LI-TECH, BATEC, HENGTE | LT-US-G2D411W2309*-1121 | Light Emitting Diode | Inseparable Luminaire | Edison Screw Base | Forward Phase Cut Controls | 71 | 3000 | -0.0005 | 93 | 60 | 375 | 0.98 | Ambient | 50000 | 0.931 | 1 |  | 0.1 | 22 | 23 | 0.13 | 0.13 | 0.12 | 0.12 | 0 | 0 | 0.2 | 0.19 | 0.19 | 0.16 | 0.02 | 0 | 0.1 | 0.1 | 0.1 | 0.1 | 0 | 0 | True |  | Non Federally-Regulated | 11/21/2017 |  | 12/19/2017
HONGKONG CHITE TRADE CO., LTD | LI-TECH, BATEC, HENGTE | LT-US-G2D411W2409*-1121 | Light Emitting Diode | Inseparable Luminaire | Edison Screw Base | Forward Phase Cut Controls | 71 | 4000 | -0.0005 | 93 | 60 | 375 | 0.98 | Ambient | 50000 | 0.931 | 1 |  | 0.1 | 22 | 23 | 0.13 | 0.13 | 0.12 | 0.12 | 0 | 0 | 0.2 | 0.19 | 0.19 | 0.16 | 0.02 | 0 | 0.1 | 0.1 | 0.1 | 0.1 | 0 | 0 | True |  | Non Federally-Regulated | 11/21/2017 |  | 12/19/2017
HONGKONG CHITE TRADE CO., LTD | LI-TECH, BATEC, HENGTE | LT-US-G2D415W2279*-1121 | Light Emitting Diode | Inseparable Luminaire | Edison Screw Base | Forward Phase Cut Controls | 65 | 2700 | -0.0007 | 93 | 58 | 335 | 0.98 | Ambient | 50000 | 0.93 | 1 |  | 0.1 | 22 | 22 | 0.11 | 0.11 | 0.1 | 0.1 | 0 | 0 | 0.17 | 0.16 | 0.16 | 0.14 | 0.01 | 0 | 0.08 | 0.08 | 0.08 | 0.08 | 0 | 0 | True |  | Non Federally-Regulated | 11/21/2017 |  | 12/19/2017
HONGKONG CHITE TRADE CO., LTD | LI-TECH, BATEC, HENGTE | LT-US-G2D415W2309*-1121 | Light Emitting Diode | Inseparable Luminaire | Edison Screw Base | Forward Phase Cut Controls | 66 | 3000 | -0.0008 | 92 | 59 | 335 | 0.98 | Ambient | 50000 | 0.93 | 1 |  | 0.1 | 22 | 22 | 0.11 | 0.11 | 0.1 | 0.1 | 0 | 0 | 0.17 | 0.16 | 0.16 | 0.14 | 0.01 | 0 | 0.08 | 0.08 | 0.08 | 0.08 | 0 | 0 | True |  | Non Federally-Regulated | 11/21/2017 |  | 12/19/2017
HONGKONG CHITE TRADE CO., LTD | LI-TECH, BATEC, HENGTE | LT-US-G2D415W2409*-1121 | Light Emitting Diode | Inseparable Luminaire | Edison Screw Base | Forward Phase Cut Controls | 66 | 4000 | -0.0008 | 92 | 59 | 335 | 0.98 | Ambient | 50000 | 0.93 | 1 |  | 0.1 | 22 | 22 | 0.11 | 0.11 | 0.1 | 0.1 | 0 | 0 | 0.17 | 0.16 | 0.16 | 0.14 | 0.01 | 0 | 0.08 | 0.08 | 0.08 | 0.08 | 0 | 0 | True |  | Non Federally-Regulated | 11/21/2017 |  | 12/19/2017
HONGKONG CHITE TRADE CO., LTD | LI-TECH, BATEC, HENGTE | LT-US-G2D613W2279*-1221 | Light Emitting Diode | Inseparable Luminaire | Edison Screw Base | Forward Phase Cut Controls | 77 | 2700 | -0.0004 | 93 | 58 | 293 | 0.98 | Ambient | 50000 | 0.93 | 1 |  | 0.1 | 21 | 21 | 0.13 | 0.13 | 0.12 | 0.12 | 0 | 0 | 0.2 | 0.19 | 0.19 | 0.16 | 0.01 | 0 | 0.01 | 0.01 | 0.01 | 0.01 | 0 | 0 | True |  | Non Federally-Regulated | 11/21/2017 |  | 12/19/2017
HONGKONG CHITE TRADE CO., LTD | LI-TECH, BATEC, HENGTE | LT-US-G2D613W2309*-1221 | Light Emitting Diode | Inseparable Luminaire | Edison Screw Base | Forward Phase Cut Controls | 78 | 3000 | -0.0014 | 92 | 59 | 293 | 0.98 | Ambient | 50000 | 0.93 | 1 |  | 0.1 | 21 | 21 | 0.13 | 0.13 | 0.12 | 0.12 | 0 | 0 | 0.2 | 0.19 | 0.19 | 0.16 | 0.01 | 0 | 0.01 | 0.01 | 0.01 | 0.01 | 0 | 0 | True |  | Non Federally-Regulated | 11/21/2017 |  | 12/19/2017
HONGKONG CHITE TRADE CO., LTD | LI-TECH, BATEC, HENGTE | LT-US-G2D613W2409*-1221 | Light Emitting Diode | Inseparable Luminaire | Edison Screw Base | Forward Phase Cut Controls | 78 | 4000 | -0.0014 | 92 | 59 | 293 | 0.98 | Ambient | 50000 | 0.93 | 1 |  | 0.1 | 21 | 21 | 0.13 | 0.13 | 0.12 | 0.12 | 0 | 0 | 0.2 | 0.19 | 0.19 | 0.16 | 0.01 | 0 | 0.01 | 0.01 | 0.01 | 0.01 | 0 | 0 | True |  | Non Federally-Regulated | 11/21/2017 |  | 12/19/2017
HONGKONG CHITE TRADE CO., LTD | LI-TECH, BATEC, HENGTE | LT-US-G2D615W2279*-1121 | Light Emitting Diode | Inseparable Luminaire | Edison Screw Base | Forward Phase Cut Controls | 73 | 2700 | -0.0004 | 93 | 57 | 261 | 0.98 | Ambient | 50000 | 0.928 | 1 |  | 0.1 | 22 | 21 | 0.12 | 0.12 | 0.12 | 0.11 | 0 | 0 | 0.19 | 0.18 | 0.18 | 0.15 | 0.02 | 0 | 0.09 | 0.09 | 0.09 | 0.09 | 0 | 0 | True |  | Non Federally-Regulated | 11/21/2017 |  | 12/19/2017
HONGKONG CHITE TRADE CO., LTD | LI-TECH, BATEC, HENGTE | LT-US-G2D615W2309*-1121 | Light Emitting Diode | Inseparable Luminaire | Edison Screw Base | Forward Phase Cut Controls | 74 | 3000 | -0.0012 | 92 | 58 | 261 | 0.98 | Ambient | 50000 | 0.928 | 1 |  | 0.1 | 22 | 21 | 0.12 | 0.12 | 0.12 | 0.11 | 0 | 0 | 0.19 | 0.18 | 0.18 | 0.15 | 0.02 | 0 | 0.09 | 0.09 | 0.09 | 0.09 | 0 | 0 | True |  | Non Federally-Regulated | 11/21/2017 |  | 12/19/2017
HONGKONG CHITE TRADE CO., LTD | LI-TECH, BATEC, HENGTE | LT-US-G2D615W2409*-1121 | Light Emitting Diode | Inseparable Luminaire | Edison Screw Base | Forward Phase Cut Controls | 74 | 4000 | -0.0012 | 92 | 58 | 261 | 0.98 | Ambient | 50000 | 0.928 | 1 |  | 0.1 | 22 | 21 | 0.12 | 0.12 | 0.12 | 0.11 | 0 | 0 | 0.19 | 0.18 | 0.18 | 0.15 | 0.02 | 0 | 0.09 | 0.09 | 0.09 | 0.09 | 0 | 0 | True |  | Non Federally-Regulated | 11/21/2017 |  | 12/19/2017
HONGKONG CHITE TRADE CO., LTD | LI-TECH, BATEC, HENGTE | LT-US-G2D616.5W2279*-1121 | Light Emitting Diode | Inseparable Luminaire | Edison Screw Base | Forward Phase Cut Controls | 73 | 2700 | -0.0008 | 93 | 56 | 254 | 0.99 | Ambient | 50000 | 0.928 | 1 |  | 0.1 | 21 | 20 | 0.12 | 0.12 | 0.12 | 0.11 | 0 | 0 | 0.18 | 0.18 | 0.18 | 0.15 | 0.01 | 0 | 0.09 | 0.09 | 0.09 | 0.09 | 0 | 0 | True |  | Non Federally-Regulated | 11/21/2017 |  | 12/19/2017
HONGKONG CHITE TRADE CO., LTD | LI-TECH, BATEC, HENGTE | LT-US-G2D616.5W2309*-1121 | Light Emitting Diode | Inseparable Luminaire | Edison Screw Base | Forward Phase Cut Controls | 73 | 3000 | -0.0008 | 93 | 56 | 254 | 0.99 | Ambient | 50000 | 0.928 | 1 |  | 0.1 | 21 | 20 | 0.12 | 0.12 | 0.12 | 0.11 | 0 | 0 | 0.18 | 0.18 | 0.18 | 0.15 | 0.01 | 0 | 0.09 | 0.09 | 0.09 | 0.09 | 0 | 0 | True |  | Non Federally-Regulated | 11/21/2017 |  | 12/19/2017
HONGKONG CHITE TRADE CO., LTD | LI-TECH, BATEC, HENGTE | LT-US-G2D616.5W2409*-1121 | Light Emitting Diode | Inseparable Luminaire | Edison Screw Base | Forward Phase Cut Controls | 73 | 4000 | -0.0008 | 93 | 56 | 254 | 0.99 | Ambient | 50000 | 0.928 | 1 |  | 0.1 | 21 | 20 | 0.12 | 0.12 | 0.12 | 0.11 | 0 | 0 | 0.18 | 0.18 | 0.18 | 0.15 | 0.01 | 0 | 0.09 | 0.09 | 0.09 | 0.09 | 0 | 0 | True |  | Non Federally-Regulated | 11/21/2017 |  | 12/19/2017
Bulbrite Industries | Bulbrite Industries | LED9A19/927/J/D/4PK | Light Emitting Diode | Omnidirectional Lamp | Edison Screw Base | Forward Phase Cut Controls | 81.9 | 2700 | -0.0008 | 93 | 59 | 39 | 0.9 | Ambient | 25000 | 0.966 | 1 |  | 0.1 | 21 | 20 | 0.1 | 0.1 | 0.1 | 0.1 | 0.01 | 0.01 | 0.14 | 0.14 | 0.14 | 0.14 | 0.01 | 0.01 | 0.12 | 0.11 | 0.11 | 0.11 | 0.01 | 0.01 | True |  | Non Federally-Regulated | 01/17/2017 |  | 12/21/2017
Bulbrite Industries | Bulbrite Industries | LED9A19/930/J/D/4PK | Light Emitting Diode | Omnidirectional Lamp | Edison Screw Base | Forward Phase Cut Controls | 84.4 | 3000 | -0.0018 | 95 | 76 | 39 | 0.9 | Ambient | 25000 | 0.966 | 1 |  | 0.1 | 21 | 20 | 0.1 | 0.1 | 0.1 | 0.1 | 0.01 | 0.01 | 0.14 | 0.14 | 0.14 | 0.14 | 0.01 | 0.01 | 0.12 | 0.11 | 0.11 | 0.11 | 0.01 | 0.01 | True |  | Non Federally-Regulated | 01/17/2017 |  | 12/21/2017
Bulbrite Industries | Bulbrite Industries | LED9A19/927/J/D | Light Emitting Diode | Omnidirectional Lamp | Edison Screw Base | Forward Phase Cut Controls | 81.9 | 2700 | -0.0008 | 93 | 59 | 39 | 0.9 | Ambient | 25000 | 0.966 | 1 |  | 0.1 | 21 | 20 | 0.1 | 0.1 | 0.1 | 0.1 | 0.01 | 0.01 | 0.14 | 0.14 | 0.14 | 0.14 | 0.01 | 0.01 | 0.12 | 0.11 | 0.11 | 0.11 | 0.01 | 0.01 | True |  | Non Federally-Regulated | 01/17/2017 |  | 12/21/2017
Bulbrite Industries | Bulbrite Industries | LED9A19/930/J/D | Light Emitting Diode | Omnidirectional Lamp | Edison Screw Base | Forward Phase Cut Controls | 84.4 | 3000 | -0.0018 | 95 | 76 | 39 | 0.9 | Ambient | 25000 | 0.966 | 1 |  | 0.1 | 21 | 20 | 0.1 | 0.1 | 0.1 | 0.1 | 0.01 | 0.01 | 0.14 | 0.14 | 0.14 | 0.14 | 0.01 | 0.01 | 0.12 | 0.11 | 0.11 | 0.11 | 0.01 | 0.01 | True |  | Non Federally-Regulated | 01/17/2017 |  | 12/21/2017
Bulbrite Industries | Bulbrite Industries | LED9BR30/927/J/D | Light Emitting Diode | Directional Lamp | Edison Screw Base | Forward Phase Cut Controls | 71.8 | 2700 | -0.002 | 92 | 58 | 75 | 0.9 | Elevated | 25000 | 0.959 | 1 |  | 0.1 | 23 | 23 | 0.13 | 0.12 | 0.12 | 0.12 | 0.01 | 0.01 | 0.15 | 0.14 | 0.14 | 0.14 | 0.01 | 0.01 | 0.13 | 0.12 | 0.12 | 0.12 | 0.01 | 0.01 | True |  | Non Federally-Regulated | 01/17/2017 |  | 12/21/2017
Bulbrite Industries | Bulbrite Industries | LED9BR30/930/J/D | Light Emitting Diode | Directional Lamp | Edison Screw Base | Forward Phase Cut Controls | 78 | 3000 | 0.0002 | 92 | 58 | 75 | 0.9 | Elevated | 25000 | 0.959 | 1 |  | 0.1 | 23 | 23 | 0.13 | 0.12 | 0.12 | 0.12 | 0.01 | 0.01 | 0.15 | 0.14 | 0.14 | 0.14 | 0.01 | 0.01 | 0.13 | 0.12 | 0.12 | 0.12 | 0.01 | 0.01 | True |  | Non Federally-Regulated | 01/17/2017 |  | 12/21/2017
MaxLite | MaxLite | E10A19GUD927/G2/JA8 | Light Emitting Diode | Omnidirectional Lamp | Edison Screw Base | Forward Phase Cut Controls | 87 | 2700 | -0.0004 | 92 | 54 | 61 | 0.98 | Elevated | 25000 | 0.928 | 1 |  | 0.1 | 22 | 21 | 0.18 | 0.18 | 0.17 | 0.17 | 0.02 | 0.01 | 0.26 | 0.26 | 0.26 | 0.22 | 0.05 | 0.02 | 0.22 | 0.21 | 0.22 | 0.17 | 0.06 | 0.02 | True |  | Non Federally-Regulated | 12/11/2017 |  | 12/22/2017
MaxLite | MaxLite | E10A19GUD930/G2/JA8 | Light Emitting Diode | Omnidirectional Lamp | Edison Screw Base | Forward Phase Cut Controls | 94.4 | 3000 | -0.0016 | 93 | 58 | 61 | 0.98 | Elevated | 25000 | 0.928 | 1 |  | 0.1 | 22 | 21 | 0.18 | 0.18 | 0.17 | 0.17 | 0.02 | 0.01 | 0.26 | 0.26 | 0.26 | 0.22 | 0.05 | 0.02 | 0.22 | 0.21 | 0.22 | 0.17 | 0.06 | 0.02 | True |  | Non Federally-Regulated | 12/11/2017 |  | 12/22/2017
Con-Tech Lighting | ConTech Lighting | R2SQRM130KCMVDF-CP C2322SQ-WHT | Light Emitting Diode | Inseparable Luminaire | Direct Wired | Forward Phase Cut Controls | 91.7 | 3052 | 0.001 | 91 | 57 | 204 | 0.98 | Ambient | 61000 |  |  | 61000 | 0.1 | 19 | 19 | 0.27 | 0.33 | 0.31 | 0.29 | 0.02 | 0.01 | 0.37 | 0.37 | 0.35 | 0.29 | 0.02 | 0.01 | 0.38 | 0.29 | 0.29 | 0.23 | 0.03 | 0.03 | True |  | Non Federally-Regulated | 08/15/2017 |  | 12/22/2017
D.G.K-LIGHT LIGHTING Co., LTD. | Home Selects | K-L24A19D-OM-10W 3000 | Light Emitting Diode | Omnidirectional Lamp | Edison Screw Base | Forward Phase Cut Controls | 88.3 | 3000 | -0.0002 | 94 | 68 | 63 | 0.93 | Elevated | 25000 | 0.931 | 1 |  | 0.1 | 21 | 21 | 0.25 | 0.24 | 0.23 | 0.21 | 0.01 | 0 | 0.28 | 0.28 | 0.28 | 0.2 | 0.03 | 0.01 | 0.21 | 0.22 | 0.2 | 0.14 | 0.03 | 0.02 | True |  | Non Federally-Regulated | 12/11/2017 |  | 12/26/2017
D.G.K-LIGHT LIGHTING Co., LTD. | Home Selects | K-L24A19D-OM-10W 2700 | Light Emitting Diode | Omnidirectional Lamp | Edison Screw Base | Forward Phase Cut Controls | 88.3 | 2700 | -0.0002 | 94 | 68 | 63 | 0.93 | Elevated | 25000 | 0.931 | 1 |  | 0.1 | 21 | 21 | 0.25 | 0.24 | 0.23 | 0.21 | 0.01 | 0 | 0.28 | 0.28 | 0.28 | 0.2 | 0.03 | 0.01 | 0.21 | 0.22 | 0.2 | 0.14 | 0.03 | 0.02 | True |  | Non Federally-Regulated | 12/11/2017 |  | 12/26/2017
ETi Solid State Lighting, Inc | ETI | 531851**(**=01-10) | Light Emitting Diode | Inseparable Luminaire | Edison Screw Base | Forward Phase Cut Controls | 67.5 | 2671 | 0.0001 | 93 | 59 | 58 | 0.95 | Ambient | 50000 |  |  | 54000 | 0.1 | 16 | 18 | 0.29 | 0.28 | 0.26 | 0.25 | 0.07 | 0.02 | 0.24 | 0.23 | 0.24 | 0.18 | 0.04 | 0.02 | 0.16 | 0.16 | 0.15 | 0.12 | 0.02 | 0.01 | True |  | Non Federally-Regulated | 05/01/2017 |  | 01/04/2018
ETi Solid State Lighting, Inc | Commercial Electric | 531851**(**=01-10) | Light Emitting Diode | Inseparable Luminaire | Edison Screw Base | Forward Phase Cut Controls | 67.5 | 2671 | 0.0001 | 93 | 59 | 58 | 0.95 | Ambient | 50000 |  |  | 54000 | 0.1 | 16 | 18 | 0.29 | 0.28 | 0.26 | 0.25 | 0.07 | 0.02 | 0.24 | 0.23 | 0.24 | 0.18 | 0.04 | 0.02 | 0.16 | 0.16 | 0.15 | 0.12 | 0.02 | 0.01 | True |  | Non Federally-Regulated | 05/01/2017 |  | 01/04/2018
ETi Solid State Lighting, Inc | ETI | 531851**(**=11-30) | Light Emitting Diode | Inseparable Luminaire | Edison Screw Base | Forward Phase Cut Controls | 67.9 | 2926 | 0.0002 | 91 | 52 | 58 | 0.96 | Ambient | 50000 |  |  | 54000 | 0.1 | 16 | 18 | 0.29 | 0.28 | 0.26 | 0.25 | 0.07 | 0.02 | 0.24 | 0.23 | 0.24 | 0.18 | 0.04 | 0.02 | 0.16 | 0.16 | 0.15 | 0.12 | 0.02 | 0.01 | True |  | Non Federally-Regulated | 05/01/2017 |  | 01/04/2018
ETi Solid State Lighting, Inc | Commercial Electric | 531851**(**=11-30) | Light Emitting Diode | Inseparable Luminaire | Edison Screw Base | Forward Phase Cut Controls | 67.9 | 2926 | 0.0002 | 91 | 52 | 58 | 0.96 | Ambient | 50000 |  |  | 54000 | 0.1 | 16 | 18 | 0.29 | 0.28 | 0.26 | 0.25 | 0.07 | 0.02 | 0.24 | 0.23 | 0.24 | 0.18 | 0.04 | 0.02 | 0.16 | 0.16 | 0.15 | 0.12 | 0.02 | 0.01 | True |  | Non Federally-Regulated | 05/01/2017 |  | 01/04/2018
ETi Solid State Lighting, Inc | ETI | 531861**(**=01-10) | Light Emitting Diode | Inseparable Luminaire | Edison Screw Base | Forward Phase Cut Controls | 70.3 | 2733 | 0.0012 | 94 | 61 | 68 | 0.94 | Ambient | 50000 |  |  | 52000 | 0.1 | 17 | 20 | 0.15 | 0.14 | 0.13 | 0.13 | 0.02 | 0 | 0.13 | 0.13 | 0.1 | 0.03 | 0.01 | 0.01 | 0.1 | 0.1 | 0.07 | 0.03 | 0.01 | 0.01 | True |  | Non Federally-Regulated | 05/01/2017 |  | 01/04/2018
ETi Solid State Lighting, Inc | Commercial Electric | 531861**(**=01-10) | Light Emitting Diode | Inseparable Luminaire | Edison Screw Base | Forward Phase Cut Controls | 70.3 | 2733 | 0.0012 | 94 | 61 | 68 | 0.94 | Ambient | 50000 |  |  | 52000 | 0.1 | 17 | 20 | 0.15 | 0.14 | 0.13 | 0.13 | 0.02 | 0 | 0.13 | 0.13 | 0.1 | 0.03 | 0.01 | 0.01 | 0.1 | 0.1 | 0.07 | 0.03 | 0.01 | 0.01 | True |  | Non Federally-Regulated | 05/01/2017 |  | 01/04/2018
ETi Solid State Lighting, Inc | ETI | 531861**(**=11-30) | Light Emitting Diode | Inseparable Luminaire | Edison Screw Base | Forward Phase Cut Controls | 71.5 | 2923 | 0.0011 | 95 | 62 | 68 | 0.94 | Ambient | 50000 |  |  | 52000 | 0.1 | 17 | 20 | 0.15 | 0.14 | 0.13 | 0.13 | 0.02 | 0 | 0.13 | 0.13 | 0.1 | 0.03 | 0.01 | 0.01 | 0.1 | 0.1 | 0.07 | 0.03 | 0.01 | 0.01 | True |  | Non Federally-Regulated | 05/01/2017 |  | 01/04/2018
ETi Solid State Lighting, Inc | Commercial Electric | 531861**(**=11-30) | Light Emitting Diode | Inseparable Luminaire | Edison Screw Base | Forward Phase Cut Controls | 71.5 | 2923 | 0.0011 | 95 | 62 | 68 | 0.94 | Ambient | 50000 |  |  | 52000 | 0.1 | 17 | 20 | 0.15 | 0.14 | 0.13 | 0.13 | 0.02 | 0 | 0.13 | 0.13 | 0.1 | 0.03 | 0.01 | 0.01 | 0.1 | 0.1 | 0.07 | 0.03 | 0.01 | 0.01 | True |  | Non Federally-Regulated | 05/01/2017 |  | 01/04/2018
Vode Lighting LLC | Vode | 909-BX-**"-*-AE-*-*-*-**-279-**-*-** | Light Emitting Diode | Inseparable Luminaire | Direct Wired | 0-10 VDC Controls | 54 | 2608 | -0.0012 | 93 | 59 | 387 | 0.96 | Ambient | 30000 |  |  | 99999 | 0.02 | 22 | 22 | 0.04 | 0.04 | 0.04 | 0 | 0 | 0 | 0.05 | 0.02 | 0.01 | 0 | 0 | 0 | 0.95 | 0.05 | 0.02 | 0.01 | 0 | 0 | True |  | Non Federally-Regulated | 01/12/2018 |  | 01/16/2018
Vode Lighting LLC | Vode | 909-BX-**"-*-AT-*-*-*-**-279-**-*-** | Light Emitting Diode | Inseparable Luminaire | Direct Wired | 0-10 VDC Controls | 54 | 2608 | -0.0012 | 93 | 59 | 427 | 0.96 | Ambient | 30000 |  |  | 99999 | 0 | 23 | 22 | 0.04 | 0.04 | 0.03 | 0 | 0 | 0 | 0.08 | 0.06 | 0.06 | 0.01 | 0 | 0 | 0.97 | 0.07 | 0.04 | 0.01 | 0 | 0 | True |  | Non Federally-Regulated | 01/12/2018 |  | 01/16/2018
Vode Lighting LLC | Vode | 909-BX-**"-*-AH-*-*-*-**-279-**-*-** | Light Emitting Diode | Inseparable Luminaire | Direct Wired | Direct Digital Controls | 54 | 2608 | -0.0012 | 93 | 59 | 475 | 0.96 | Ambient | 30000 |  |  | 99999 | 0.01 | 22 | 22 | 0.05 | 0.03 | 0.02 | 0.02 | 0 | 0 | 0.07 | 0.02 | 0.01 | 0.01 | 0 | 0 | 0.08 | 0.01 | 0.01 | 0 | 0 | 0 | True |  | Non Federally-Regulated | 01/12/2018 |  | 01/16/2018
Vode Lighting LLC | Vode | 909-BX-**"-*-AE-*-*-*-**-309-**-*-** | Light Emitting Diode | Inseparable Luminaire | Direct Wired | 0-10 VDC Controls | 54 | 3000 | -0.0012 | 93 | 59 | 387 | 0.96 | Ambient | 30000 |  |  | 99999 | 0.02 | 22 | 22 | 0.04 | 0.04 | 0.04 | 0 | 0 | 0 | 0.05 | 0.02 | 0.01 | 0 | 0 | 0 | 0.95 | 0.05 | 0.02 | 0.01 | 0 | 0 | True |  | Non Federally-Regulated | 01/12/2018 |  | 01/16/2018
Vode Lighting LLC | Vode | 909-BX-**"-*-AT-*-*-*-**-309-**-*-** | Light Emitting Diode | Inseparable Luminaire | Direct Wired | 0-10 VDC Controls | 54 | 3000 | -0.0012 | 93 | 59 | 427 | 0.96 | Ambient | 30000 |  |  | 99999 | 0 | 23 | 22 | 0.04 | 0.04 | 0.03 | 0 | 0 | 0 | 0.08 | 0.06 | 0.06 | 0.01 | 0 | 0 | 0.97 | 0.07 | 0.04 | 0.01 | 0 | 0 | True |  | Non Federally-Regulated | 01/12/2018 |  | 01/16/2018
Vode Lighting LLC | Vode | 909-BX-**"-*-AH-*-*-*-**-309-**-*-** | Light Emitting Diode | Inseparable Luminaire | Direct Wired | Direct Digital Controls | 54 | 3000 | -0.0012 | 93 | 59 | 475 | 0.96 | Ambient | 30000 |  |  | 99999 | 0.01 | 22 | 22 | 0.05 | 0.03 | 0.02 | 0.02 | 0 | 0 | 0.07 | 0.02 | 0.01 | 0.01 | 0 | 0 | 0.08 | 0.01 | 0.01 | 0 | 0 | 0 | True |  | Non Federally-Regulated | 01/12/2018 |  | 01/16/2018
Vode Lighting LLC | Vode | 909-BX-**"-*-AE-*-*-*-**-359-**-*-** | Light Emitting Diode | Inseparable Luminaire | Direct Wired | 0-10 VDC Controls | 54 | 3500 | -0.0012 | 93 | 59 | 387 | 0.96 | Ambient | 30000 |  |  | 99999 | 0.02 | 22 | 22 | 0.04 | 0.04 | 0.04 | 0 | 0 | 0 | 0.05 | 0.02 | 0.01 | 0 | 0 | 0 | 0.95 | 0.05 | 0.02 | 0.01 | 0 | 0 | True |  | Non Federally-Regulated | 01/12/2018 |  | 01/16/2018
Vode Lighting LLC | Vode | 909-BX-**"-*-AT-*-*-*-**-359-**-*-** | Light Emitting Diode | Inseparable Luminaire | Direct Wired | 0-10 VDC Controls | 54 | 3500 | -0.0012 | 93 | 59 | 427 | 0.96 | Ambient | 30000 |  |  | 99999 | 0 | 23 | 22 | 0.04 | 0.04 | 0.03 | 0 | 0 | 0 | 0.08 | 0.06 | 0.06 | 0.01 | 0 | 0 | 0.97 | 0.07 | 0.04 | 0.01 | 0 | 0 | True |  | Non Federally-Regulated | 01/12/2018 |  | 01/16/2018
Vode Lighting LLC | Vode | 909-BX-**"-*-AH-*-*-*-**-359-**-*-** | Light Emitting Diode | Inseparable Luminaire | Direct Wired | Direct Digital Controls | 54 | 3500 | -0.0012 | 93 | 59 | 475 | 0.96 | Ambient | 30000 |  |  | 99999 | 0.01 | 22 | 22 | 0.05 | 0.03 | 0.02 | 0.02 | 0 | 0 | 0.07 | 0.02 | 0.01 | 0.01 | 0 | 0 | 0.08 | 0.01 | 0.01 | 0 | 0 | 0 | True |  | Non Federally-Regulated | 01/12/2018 |  | 01/16/2018
Vode Lighting LLC | Vode | 909-BX-**"-*-AE-*-*-*-**-409-**-*-** | Light Emitting Diode | Inseparable Luminaire | Direct Wired | 0-10 VDC Controls | 54 | 3765 | -0.0001 | 97 | 76 | 387 | 0.96 | Ambient | 30000 |  |  | 99999 | 0.02 | 22 | 22 | 0.04 | 0.04 | 0.04 | 0 | 0 | 0 | 0.05 | 0.02 | 0.01 | 0 | 0 | 0 | 0.95 | 0.05 | 0.02 | 0.01 | 0 | 0 | True |  | Non Federally-Regulated | 01/12/2018 |  | 01/16/2018
Vode Lighting LLC | Vode | 909-BX-**"-*-AT-*-*-*-**-409-**-*-** | Light Emitting Diode | Inseparable Luminaire | Direct Wired | 0-10 VDC Controls | 54 | 3765 | -0.0001 | 97 | 76 | 427 | 0.96 | Ambient | 30000 |  |  | 99999 | 0 | 23 | 22 | 0.04 | 0.04 | 0.03 | 0 | 0 | 0 | 0.08 | 0.06 | 0.06 | 0.01 | 0 | 0 | 0.97 | 0.07 | 0.04 | 0.01 | 0 | 0 | True |  | Non Federally-Regulated | 01/12/2018 |  | 01/16/2018
Vode Lighting LLC | Vode | 909-BX-**"-*-AH-*-*-*-**-409-**-*-** | Light Emitting Diode | Inseparable Luminaire | Direct Wired | Direct Digital Controls | 54 | 3765 | -0.0001 | 97 | 76 | 475 | 0.96 | Ambient | 30000 |  |  | 99999 | 0.01 | 22 | 22 | 0.05 | 0.03 | 0.02 | 0.02 | 0 | 0 | 0.07 | 0.02 | 0.01 | 0.01 | 0 | 0 | 0.08 | 0.01 | 0.01 | 0 | 0 | 0 | True |  | Non Federally-Regulated | 01/12/2018 |  | 01/16/2018
Contrast Lighting | Urbai | ISUR3-120D1 + UR3A-**2790L | Light Emitting Diode | Inseparable Luminaire | Quick Connect | 0-10 VDC Controls | 55.3 | 2711 | 0.0011 | 94 | 64 | 223 | 0.99 | Ambient | 50000 |  |  | 55000 | 0.1 | 21 | 21 | 0.21 | 0.26 | 0.26 | 0.25 | 0.2 | 0.1 | 0.26 | 0.32 | 0.32 | 0.26 | 0.2 | 0.1 | 0.2 | 0.25 | 0.24 | 0.18 | 0.2 | 0.1 | True |  | Non Federally-Regulated | 10/02/2017 |  | 01/16/2018
Contrast Lighting | Urbai | ISUR3-120D1 + UR3A-**2790M | Light Emitting Diode | Inseparable Luminaire | Quick Connect | 0-10 VDC Controls | 55.3 | 2711 | 0.0011 | 94 | 64 | 223 | 0.99 | Ambient | 50000 |  |  | 55000 | 0.1 | 21 | 21 | 0.21 | 0.26 | 0.26 | 0.25 | 0.2 | 0.1 | 0.26 | 0.32 | 0.32 | 0.26 | 0.2 | 0.1 | 0.2 | 0.25 | 0.24 | 0.18 | 0.2 | 0.1 | True |  | Non Federally-Regulated | 10/02/2017 |  | 01/16/2018
Contrast Lighting | Urbai | ISUR3-120D1 + UR3A-**2790S | Light Emitting Diode | Inseparable Luminaire | Quick Connect | 0-10 VDC Controls | 55.3 | 2711 | 0.0011 | 94 | 64 | 223 | 0.99 | Ambient | 50000 |  |  | 55000 | 0.1 | 21 | 21 | 0.21 | 0.26 | 0.26 | 0.25 | 0.2 | 0.1 | 0.26 | 0.32 | 0.32 | 0.26 | 0.2 | 0.1 | 0.2 | 0.25 | 0.24 | 0.18 | 0.2 | 0.1 | True |  | Non Federally-Regulated | 10/02/2017 |  | 01/16/2018
Contrast Lighting | Urbai | ISUR3-120D1 + UR3A-**3090L | Light Emitting Diode | Inseparable Luminaire | Quick Connect | 0-10 VDC Controls | 55.3 | 2711 | 0.0011 | 94 | 64 | 223 | 0.99 | Ambient | 50000 |  |  | 55000 | 0.1 | 21 | 21 | 0.21 | 0.26 | 0.26 | 0.25 | 0.2 | 0.1 | 0.26 | 0.32 | 0.32 | 0.26 | 0.2 | 0.1 | 0.2 | 0.25 | 0.24 | 0.18 | 0.2 | 0.1 | True |  | Non Federally-Regulated | 10/02/2017 |  | 01/16/2018
Contrast Lighting | Urbai | ISUR3-120D1 + UR3A-**3090M | Light Emitting Diode | Inseparable Luminaire | Quick Connect | 0-10 VDC Controls | 55.3 | 2711 | 0.0011 | 94 | 64 | 223 | 0.99 | Ambient | 50000 |  |  | 55000 | 0.1 | 21 | 21 | 0.21 | 0.26 | 0.26 | 0.25 | 0.2 | 0.1 | 0.26 | 0.32 | 0.32 | 0.26 | 0.2 | 0.1 | 0.2 | 0.25 | 0.24 | 0.18 | 0.2 | 0.1 | True |  | Non Federally-Regulated | 10/02/2017 |  | 01/16/2018
Contrast Lighting | Urbai | ISUR3-120D1 + UR3A-**3090S | Light Emitting Diode | Inseparable Luminaire | Quick Connect | 0-10 VDC Controls | 55.3 | 2711 | 0.0011 | 94 | 64 | 223 | 0.99 | Ambient | 50000 |  |  | 55000 | 0.1 | 21 | 21 | 0.21 | 0.26 | 0.26 | 0.25 | 0.2 | 0.1 | 0.26 | 0.32 | 0.32 | 0.26 | 0.2 | 0.1 | 0.2 | 0.25 | 0.24 | 0.18 | 0.2 | 0.1 | True |  | Non Federally-Regulated | 10/02/2017 |  | 01/16/2018
Contrast Lighting | Urbai | ISUR3-120D1 + UR3A-**3590L | Light Emitting Diode | Inseparable Luminaire | Quick Connect | 0-10 VDC Controls | 55.3 | 2711 | 0.0011 | 94 | 64 | 223 | 0.99 | Ambient | 50000 |  |  | 55000 | 0.1 | 21 | 21 | 0.21 | 0.26 | 0.26 | 0.25 | 0.2 | 0.1 | 0.26 | 0.32 | 0.32 | 0.26 | 0.2 | 0.1 | 0.2 | 0.25 | 0.24 | 0.18 | 0.2 | 0.1 | True |  | Non Federally-Regulated | 10/02/2017 |  | 01/16/2018
Contrast Lighting | Urbai | ISUR3-120D1 + UR3A-**3590M | Light Emitting Diode | Inseparable Luminaire | Quick Connect | 0-10 VDC Controls | 55.3 | 2711 | 0.0011 | 94 | 64 | 223 | 0.99 | Ambient | 50000 |  |  | 55000 | 0.1 | 21 | 21 | 0.21 | 0.26 | 0.26 | 0.25 | 0.2 | 0.1 | 0.26 | 0.32 | 0.32 | 0.26 | 0.2 | 0.1 | 0.2 | 0.25 | 0.24 | 0.18 | 0.2 | 0.1 | True |  | Non Federally-Regulated | 10/02/2017 |  | 01/16/2018
Contrast Lighting | Urbai | ISUR3-120D1 + UR3A-**3590S | Light Emitting Diode | Inseparable Luminaire | Quick Connect | 0-10 VDC Controls | 55.3 | 2711 | 0.0011 | 94 | 64 | 223 | 0.99 | Ambient | 50000 |  |  | 55000 | 0.1 | 21 | 21 | 0.21 | 0.26 | 0.26 | 0.25 | 0.2 | 0.1 | 0.26 | 0.32 | 0.32 | 0.26 | 0.2 | 0.1 | 0.2 | 0.25 | 0.24 | 0.18 | 0.2 | 0.1 | True |  | Non Federally-Regulated | 10/02/2017 |  | 01/16/2018
Contrast Lighting | Urbai | ISUR3-120D1 + UR3A-**4090L | Light Emitting Diode | Inseparable Luminaire | Quick Connect | 0-10 VDC Controls | 55.3 | 2711 | 0.0011 | 94 | 64 | 223 | 0.99 | Ambient | 50000 |  |  | 55000 | 0.1 | 21 | 21 | 0.21 | 0.26 | 0.26 | 0.25 | 0.2 | 0.1 | 0.26 | 0.32 | 0.32 | 0.26 | 0.2 | 0.1 | 0.2 | 0.25 | 0.24 | 0.18 | 0.2 | 0.1 | True |  | Non Federally-Regulated | 10/02/2017 |  | 01/16/2018
Contrast Lighting | Urbai | ISUR3-120D1 + UR3A-**4090M | Light Emitting Diode | Inseparable Luminaire | Quick Connect | 0-10 VDC Controls | 55.3 | 2711 | 0.0011 | 94 | 64 | 223 | 0.99 | Ambient | 50000 |  |  | 55000 | 0.1 | 21 | 21 | 0.21 | 0.26 | 0.26 | 0.25 | 0.2 | 0.1 | 0.26 | 0.32 | 0.32 | 0.26 | 0.2 | 0.1 | 0.2 | 0.25 | 0.24 | 0.18 | 0.2 | 0.1 | True |  | Non Federally-Regulated | 10/02/2017 |  | 01/16/2018
Contrast Lighting | Urbai | ISUR3-120D1 + UR3A-**4090S | Light Emitting Diode | Inseparable Luminaire | Quick Connect | 0-10 VDC Controls | 55.3 | 2711 | 0.0011 | 94 | 64 | 223 | 0.99 | Ambient | 50000 |  |  | 55000 | 0.1 | 21 | 21 | 0.21 | 0.26 | 0.26 | 0.25 | 0.2 | 0.1 | 0.26 | 0.32 | 0.32 | 0.26 | 0.2 | 0.1 | 0.2 | 0.25 | 0.24 | 0.18 | 0.2 | 0.1 | True |  | Non Federally-Regulated | 10/02/2017 |  | 01/16/2018
Contrast Lighting | Urbai | ISUR3-120D1 + UR3B-**2790L | Light Emitting Diode | Inseparable Luminaire | Quick Connect | 0-10 VDC Controls | 55.3 | 2711 | 0.0011 | 94 | 64 | 223 | 0.99 | Ambient | 50000 |  |  | 55000 | 0.1 | 21 | 21 | 0.21 | 0.26 | 0.26 | 0.25 | 0.2 | 0.1 | 0.26 | 0.32 | 0.32 | 0.26 | 0.2 | 0.1 | 0.2 | 0.25 | 0.24 | 0.18 | 0.2 | 0.1 | True |  | Non Federally-Regulated | 10/02/2017 |  | 01/16/2018
Contrast Lighting | Urbai | ISUR3-120D1 + UR3B-**2790M | Light Emitting Diode | Inseparable Luminaire | Quick Connect | 0-10 VDC Controls | 55.3 | 2711 | 0.0011 | 94 | 64 | 223 | 0.99 | Ambient | 50000 |  |  | 55000 | 0.1 | 21 | 21 | 0.21 | 0.26 | 0.26 | 0.25 | 0.2 | 0.1 | 0.26 | 0.32 | 0.32 | 0.26 | 0.2 | 0.1 | 0.2 | 0.25 | 0.24 | 0.18 | 0.2 | 0.1 | True |  | Non Federally-Regulated | 10/02/2017 |  | 01/16/2018
Contrast Lighting | Urbai | ISUR3-120D1 + UR3B-**2790S | Light Emitting Diode | Inseparable Luminaire | Quick Connect | 0-10 VDC Controls | 55.3 | 2711 | 0.0011 | 94 | 64 | 223 | 0.99 | Ambient | 50000 |  |  | 55000 | 0.1 | 21 | 21 | 0.21 | 0.26 | 0.26 | 0.25 | 0.2 | 0.1 | 0.26 | 0.32 | 0.32 | 0.26 | 0.2 | 0.1 | 0.2 | 0.25 | 0.24 | 0.18 | 0.2 | 0.1 | True |  | Non Federally-Regulated | 10/02/2017 |  | 01/16/2018
Contrast Lighting | Urbai | ISUR3-120D1 + UR3B-**3090L | Light Emitting Diode | Inseparable Luminaire | Quick Connect | 0-10 VDC Controls | 55.3 | 2711 | 0.0011 | 94 | 64 | 223 | 0.99 | Ambient | 50000 |  |  | 55000 | 0.1 | 21 | 21 | 0.21 | 0.26 | 0.26 | 0.25 | 0.2 | 0.1 | 0.26 | 0.32 | 0.32 | 0.26 | 0.2 | 0.1 | 0.2 | 0.25 | 0.24 | 0.18 | 0.2 | 0.1 | True |  | Non Federally-Regulated | 10/02/2017 |  | 01/16/2018
Contrast Lighting | Urbai | ISUR3-120D1 + UR3B-**3090M | Light Emitting Diode | Inseparable Luminaire | Quick Connect | 0-10 VDC Controls | 55.3 | 2711 | 0.0011 | 94 | 64 | 223 | 0.99 | Ambient | 50000 |  |  | 55000 | 0.1 | 21 | 21 | 0.21 | 0.26 | 0.26 | 0.25 | 0.2 | 0.1 | 0.26 | 0.32 | 0.32 | 0.26 | 0.2 | 0.1 | 0.2 | 0.25 | 0.24 | 0.18 | 0.2 | 0.1 | True |  | Non Federally-Regulated | 10/02/2017 |  | 01/16/2018
Contrast Lighting | Urbai | ISUR3-120D1 + UR3B-**3090S | Light Emitting Diode | Inseparable Luminaire | Quick Connect | 0-10 VDC Controls | 55.3 | 2711 | 0.0011 | 94 | 64 | 223 | 0.99 | Ambient | 50000 |  |  | 55000 | 0.1 | 21 | 21 | 0.21 | 0.26 | 0.26 | 0.25 | 0.2 | 0.1 | 0.26 | 0.32 | 0.32 | 0.26 | 0.2 | 0.1 | 0.2 | 0.25 | 0.24 | 0.18 | 0.2 | 0.1 | True |  | Non Federally-Regulated | 10/02/2017 |  | 01/16/2018
Contrast Lighting | Urbai | ISUR3-120D1 + UR3B-**3590L | Light Emitting Diode | Inseparable Luminaire | Quick Connect | 0-10 VDC Controls | 55.3 | 2711 | 0.0011 | 94 | 64 | 223 | 0.99 | Ambient | 50000 |  |  | 55000 | 0.1 | 21 | 21 | 0.21 | 0.26 | 0.26 | 0.25 | 0.2 | 0.1 | 0.26 | 0.32 | 0.32 | 0.26 | 0.2 | 0.1 | 0.2 | 0.25 | 0.24 | 0.18 | 0.2 | 0.1 | True |  | Non Federally-Regulated | 10/02/2017 |  | 01/16/2018
Contrast Lighting | Urbai | ISUR3-120D1 + UR3B-**3590M | Light Emitting Diode | Inseparable Luminaire | Quick Connect | 0-10 VDC Controls | 55.3 | 2711 | 0.0011 | 94 | 64 | 223 | 0.99 | Ambient | 50000 |  |  | 55000 | 0.1 | 21 | 21 | 0.21 | 0.26 | 0.26 | 0.25 | 0.2 | 0.1 | 0.26 | 0.32 | 0.32 | 0.26 | 0.2 | 0.1 | 0.2 | 0.25 | 0.24 | 0.18 | 0.2 | 0.1 | True |  | Non Federally-Regulated | 10/02/2017 |  | 01/16/2018
Contrast Lighting | Urbai | ISUR3-120D1 + UR3B-**3590S | Light Emitting Diode | Inseparable Luminaire | Quick Connect | 0-10 VDC Controls | 55.3 | 2711 | 0.0011 | 94 | 64 | 223 | 0.99 | Ambient | 50000 |  |  | 55000 | 0.1 | 21 | 21 | 0.21 | 0.26 | 0.26 | 0.25 | 0.2 | 0.1 | 0.26 | 0.32 | 0.32 | 0.26 | 0.2 | 0.1 | 0.2 | 0.25 | 0.24 | 0.18 | 0.2 | 0.1 | True |  | Non Federally-Regulated | 10/02/2017 |  | 01/16/2018
Contrast Lighting | Urbai | ISUR3-120D1 + UR3B-**4090L | Light Emitting Diode | Inseparable Luminaire | Quick Connect | 0-10 VDC Controls | 55.3 | 2711 | 0.0011 | 94 | 64 | 223 | 0.99 | Ambient | 50000 |  |  | 55000 | 0.1 | 21 | 21 | 0.21 | 0.26 | 0.26 | 0.25 | 0.2 | 0.1 | 0.26 | 0.32 | 0.32 | 0.26 | 0.2 | 0.1 | 0.2 | 0.25 | 0.24 | 0.18 | 0.2 | 0.1 | True |  | Non Federally-Regulated | 10/02/2017 |  | 01/16/2018
Contrast Lighting | Urbai | ISUR3-120D1 + UR3B-**4090M | Light Emitting Diode | Inseparable Luminaire | Quick Connect | 0-10 VDC Controls | 55.3 | 2711 | 0.0011 | 94 | 64 | 223 | 0.99 | Ambient | 50000 |  |  | 55000 | 0.1 | 21 | 21 | 0.21 | 0.26 | 0.26 | 0.25 | 0.2 | 0.1 | 0.26 | 0.32 | 0.32 | 0.26 | 0.2 | 0.1 | 0.2 | 0.25 | 0.24 | 0.18 | 0.2 | 0.1 | True |  | Non Federally-Regulated | 10/02/2017 |  | 01/16/2018
Contrast Lighting | Urbai | ISUR3-120D1 + UR3B-**4090S | Light Emitting Diode | Inseparable Luminaire | Quick Connect | 0-10 VDC Controls | 55.3 | 2711 | 0.0011 | 94 | 64 | 223 | 0.99 | Ambient | 50000 |  |  | 55000 | 0.1 | 21 | 21 | 0.21 | 0.26 | 0.26 | 0.25 | 0.2 | 0.1 | 0.26 | 0.32 | 0.32 | 0.26 | 0.2 | 0.1 | 0.2 | 0.25 | 0.24 | 0.18 | 0.2 | 0.1 | True |  | Non Federally-Regulated | 10/02/2017 |  | 01/16/2018
Contrast Lighting | Urbai | ISUR3-120D1 + UR3CC-****2790L | Light Emitting Diode | Inseparable Luminaire | Quick Connect | 0-10 VDC Controls | 63 | 2757 | 0.0005 | 93 | 60 | 225 | 0.98 | Ambient | 50000 |  |  | 55000 | 0.1 | 20 | 20 | 0.24 | 0.25 | 0.24 | 0.24 | 0.2 | 0.1 | 0.27 | 0.32 | 0.32 | 0.25 | 0.2 | 0.1 | 0.21 | 0.27 | 0.25 | 0.2 | 0.1 | 0.1 | True |  | Non Federally-Regulated | 10/02/2017 |  | 01/16/2018
Contrast Lighting | Urbai | ISUR3-120D1 + UR3CC-****3090L | Light Emitting Diode | Inseparable Luminaire | Quick Connect | 0-10 VDC Controls | 63 | 2757 | 0.0005 | 93 | 60 | 225 | 0.98 | Ambient | 50000 |  |  | 55000 | 0.1 | 20 | 20 | 0.24 | 0.25 | 0.24 | 0.24 | 0.2 | 0.1 | 0.27 | 0.32 | 0.32 | 0.25 | 0.2 | 0.1 | 0.21 | 0.27 | 0.25 | 0.2 | 0.1 | 0.1 | True |  | Non Federally-Regulated | 10/02/2017 |  | 01/16/2018
Contrast Lighting | Urbai | ISUR3-120D1 + UR3CC-****3590L | Light Emitting Diode | Inseparable Luminaire | Quick Connect | 0-10 VDC Controls | 63 | 2757 | 0.0005 | 93 | 60 | 225 | 0.98 | Ambient | 50000 |  |  | 55000 | 0.1 | 20 | 20 | 0.24 | 0.25 | 0.24 | 0.24 | 0.2 | 0.1 | 0.27 | 0.32 | 0.32 | 0.25 | 0.2 | 0.1 | 0.21 | 0.27 | 0.25 | 0.2 | 0.1 | 0.1 | True |  | Non Federally-Regulated | 10/02/2017 |  | 01/16/2018
Contrast Lighting | Urbai | ISUR3-120D1 + UR3CC-****4090L | Light Emitting Diode | Inseparable Luminaire | Quick Connect | 0-10 VDC Controls | 63 | 2757 | 0.0005 | 93 | 60 | 225 | 0.98 | Ambient | 50000 |  |  | 55000 | 0.1 | 20 | 20 | 0.24 | 0.25 | 0.24 | 0.24 | 0.2 | 0.1 | 0.27 | 0.32 | 0.32 | 0.25 | 0.2 | 0.1 | 0.21 | 0.27 | 0.25 | 0.2 | 0.1 | 0.1 | True |  | Non Federally-Regulated | 11/02/2017 |  | 01/16/2018
Contrast Lighting | Urbai | ISUR3-120D1 + UR3E-****2790L | Light Emitting Diode | Inseparable Luminaire | Quick Connect | 0-10 VDC Controls | 55.3 | 2711 | 0.0011 | 94 | 64 | 223 | 0.99 | Ambient | 50000 |  |  | 55000 | 0.1 | 21 | 21 | 0.21 | 0.26 | 0.26 | 0.25 | 0.2 | 0.1 | 0.26 | 0.32 | 0.32 | 0.26 | 0.2 | 0.1 | 0.2 | 0.25 | 0.24 | 0.18 | 0.2 | 0.1 | True |  | Non Federally-Regulated | 10/02/2017 |  | 01/16/2018
Contrast Lighting | Urbai | ISUR3-120D1 + UR3E-****2790M | Light Emitting Diode | Inseparable Luminaire | Quick Connect | 0-10 VDC Controls | 55.3 | 2711 | 0.0011 | 94 | 64 | 223 | 0.99 | Ambient | 50000 |  |  | 55000 | 0.1 | 21 | 21 | 0.21 | 0.26 | 0.26 | 0.25 | 0.2 | 0.1 | 0.26 | 0.32 | 0.32 | 0.26 | 0.2 | 0.1 | 0.2 | 0.25 | 0.24 | 0.18 | 0.2 | 0.1 | True |  | Non Federally-Regulated | 10/02/2017 |  | 01/16/2018
Contrast Lighting | Urbai | ISUR3-120D1 + UR3E-****2790S | Light Emitting Diode | Inseparable Luminaire | Quick Connect | 0-10 VDC Controls | 55.3 | 2711 | 0.0011 | 94 | 64 | 223 | 0.99 | Ambient | 50000 |  |  | 55000 | 0.1 | 21 | 21 | 0.21 | 0.26 | 0.26 | 0.25 | 0.2 | 0.1 | 0.26 | 0.32 | 0.32 | 0.26 | 0.2 | 0.1 | 0.2 | 0.25 | 0.24 | 0.18 | 0.2 | 0.1 | True |  | Non Federally-Regulated | 10/02/2017 |  | 01/16/2018
Contrast Lighting | Urbai | ISUR3-120D1 + UR3E-****3090L | Light Emitting Diode | Inseparable Luminaire | Quick Connect | 0-10 VDC Controls | 55.3 | 2711 | 0.0011 | 94 | 64 | 223 | 0.99 | Ambient | 50000 |  |  | 55000 | 0.1 | 21 | 21 | 0.21 | 0.26 | 0.26 | 0.25 | 0.2 | 0.1 | 0.26 | 0.32 | 0.32 | 0.26 | 0.2 | 0.1 | 0.2 | 0.25 | 0.24 | 0.18 | 0.2 | 0.1 | True |  | Non Federally-Regulated | 10/02/2017 |  | 01/16/2018
Contrast Lighting | Urbai | ISUR3-120D1 + UR3E-****3090M | Light Emitting Diode | Inseparable Luminaire | Quick Connect | 0-10 VDC Controls | 55.3 | 2711 | 0.0011 | 94 | 64 | 223 | 0.99 | Ambient | 50000 |  |  | 55000 | 0.1 | 21 | 21 | 0.21 | 0.26 | 0.26 | 0.25 | 0.2 | 0.1 | 0.26 | 0.32 | 0.32 | 0.26 | 0.2 | 0.1 | 0.2 | 0.25 | 0.24 | 0.18 | 0.2 | 0.1 | True |  | Non Federally-Regulated | 10/02/2017 |  | 01/16/2018
Contrast Lighting | Urbai | ISUR3-120D1 + UR3E-****3090S | Light Emitting Diode | Inseparable Luminaire | Quick Connect | 0-10 VDC Controls | 55.3 | 2711 | 0.0011 | 94 | 64 | 223 | 0.99 | Ambient | 50000 |  |  | 55000 | 0.1 | 21 | 21 | 0.21 | 0.26 | 0.26 | 0.25 | 0.2 | 0.1 | 0.26 | 0.32 | 0.32 | 0.26 | 0.2 | 0.1 | 0.2 | 0.25 | 0.24 | 0.18 | 0.2 | 0.1 | True |  | Non Federally-Regulated | 10/02/2017 |  | 01/16/2018
Contrast Lighting | Urbai | ISUR3-120D1 + UR3E-****3590L | Light Emitting Diode | Inseparable Luminaire | Quick Connect | 0-10 VDC Controls | 55.3 | 2711 | 0.0011 | 94 | 64 | 223 | 0.99 | Ambient | 50000 |  |  | 55000 | 0.1 | 21 | 21 | 0.21 | 0.26 | 0.26 | 0.25 | 0.2 | 0.1 | 0.26 | 0.32 | 0.32 | 0.26 | 0.2 | 0.1 | 0.2 | 0.25 | 0.24 | 0.18 | 0.2 | 0.1 | True |  | Non Federally-Regulated | 10/02/2017 |  | 01/16/2018
Contrast Lighting | Urbai | ISUR3-120D1 + UR3E-****3590M | Light Emitting Diode | Inseparable Luminaire | Quick Connect | 0-10 VDC Controls | 55.3 | 2711 | 0.0011 | 94 | 64 | 223 | 0.99 | Ambient | 50000 |  |  | 55000 | 0.1 | 21 | 21 | 0.21 | 0.26 | 0.26 | 0.25 | 0.2 | 0.1 | 0.26 | 0.32 | 0.32 | 0.26 | 0.2 | 0.1 | 0.2 | 0.25 | 0.24 | 0.18 | 0.2 | 0.1 | True |  | Non Federally-Regulated | 10/02/2017 |  | 01/16/2018
Contrast Lighting | Urbai | ISUR3-120D1 + UR3E-****3590S | Light Emitting Diode | Inseparable Luminaire | Quick Connect | 0-10 VDC Controls | 55.3 | 2711 | 0.0011 | 94 | 64 | 223 | 0.99 | Ambient | 50000 |  |  | 55000 | 0.1 | 21 | 21 | 0.21 | 0.26 | 0.26 | 0.25 | 0.2 | 0.1 | 0.26 | 0.32 | 0.32 | 0.26 | 0.2 | 0.1 | 0.2 | 0.25 | 0.24 | 0.18 | 0.2 | 0.1 | True |  | Non Federally-Regulated | 10/02/2017 |  | 01/16/2018
Contrast Lighting | Urbai | ISUR3-120D1 + UR3E-****4090L | Light Emitting Diode | Inseparable Luminaire | Quick Connect | 0-10 VDC Controls | 55.3 | 2711 | 0.0011 | 94 | 64 | 223 | 0.99 | Ambient | 50000 |  |  | 55000 | 0.1 | 21 | 21 | 0.21 | 0.26 | 0.26 | 0.25 | 0.2 | 0.1 | 0.26 | 0.32 | 0.32 | 0.26 | 0.2 | 0.1 | 0.2 | 0.25 | 0.24 | 0.18 | 0.2 | 0.1 | True |  | Non Federally-Regulated | 10/02/2017 |  | 01/16/2018
Contrast Lighting | Urbai | ISUR3-120D1 + UR3E-****4090M | Light Emitting Diode | Inseparable Luminaire | Quick Connect | 0-10 VDC Controls | 55.3 | 2711 | 0.0011 | 94 | 64 | 223 | 0.99 | Ambient | 50000 |  |  | 55000 | 0.1 | 21 | 21 | 0.21 | 0.26 | 0.26 | 0.25 | 0.2 | 0.1 | 0.26 | 0.32 | 0.32 | 0.26 | 0.2 | 0.1 | 0.2 | 0.25 | 0.24 | 0.18 | 0.2 | 0.1 | True |  | Non Federally-Regulated | 10/02/2017 |  | 01/16/2018
Contrast Lighting | Urbai | ISUR3-120D1 + UR3E-****4090S | Light Emitting Diode | Inseparable Luminaire | Quick Connect | 0-10 VDC Controls | 55.3 | 2711 | 0.0011 | 94 | 64 | 223 | 0.99 | Ambient | 50000 |  |  | 55000 | 0.1 | 21 | 21 | 0.21 | 0.26 | 0.26 | 0.25 | 0.2 | 0.1 | 0.26 | 0.32 | 0.32 | 0.26 | 0.2 | 0.1 | 0.2 | 0.25 | 0.24 | 0.18 | 0.2 | 0.1 | True |  | Non Federally-Regulated | 10/02/2017 |  | 01/16/2018
Contrast Lighting | Urbai | ISUR3-120D2 + UR3A-**2790L | Light Emitting Diode | Inseparable Luminaire | Quick Connect | 0-10 VDC Controls | 48.1 | 2709 | 0.0008 | 93 | 61 | 164 | 0.99 | Ambient | 50000 |  |  | 55000 | 0.1 | 21 | 21 | 0.21 | 0.26 | 0.26 | 0.25 | 0.1 | 0.1 | 0.28 | 0.34 | 0.34 | 0.28 | 0.2 | 0.1 | 0.22 | 0.28 | 0.27 | 0.21 | 0.1 | 0.1 | True |  | Non Federally-Regulated | 10/02/2017 |  | 01/16/2018
Contrast Lighting | Urbai | ISUR3-120D2 + UR3A-**2790M | Light Emitting Diode | Inseparable Luminaire | Quick Connect | 0-10 VDC Controls | 48.1 | 2709 | 0.0008 | 93 | 61 | 164 | 0.99 | Ambient | 50000 |  |  | 55000 | 0.1 | 21 | 21 | 0.21 | 0.26 | 0.26 | 0.25 | 0.1 | 0.1 | 0.28 | 0.34 | 0.34 | 0.28 | 0.2 | 0.1 | 0.22 | 0.28 | 0.27 | 0.21 | 0.1 | 0.1 | True |  | Non Federally-Regulated | 10/02/2017 |  | 01/16/2018
Contrast Lighting | Urbai | ISUR3-120D2 + UR3A-**2790S | Light Emitting Diode | Inseparable Luminaire | Quick Connect | 0-10 VDC Controls | 48.1 | 2709 | 0.0008 | 93 | 61 | 164 | 0.99 | Ambient | 50000 |  |  | 55000 | 0.1 | 21 | 21 | 0.21 | 0.26 | 0.26 | 0.25 | 0.1 | 0.1 | 0.28 | 0.34 | 0.34 | 0.28 | 0.2 | 0.1 | 0.22 | 0.28 | 0.27 | 0.21 | 0.1 | 0.1 | True |  | Non Federally-Regulated | 10/02/2017 |  | 01/16/2018
Contrast Lighting | Urbai | ISUR3-120D2 + UR3A-**3090L | Light Emitting Diode | Inseparable Luminaire | Quick Connect | 0-10 VDC Controls | 48.1 | 2709 | 0.0008 | 93 | 61 | 164 | 0.99 | Ambient | 50000 |  |  | 55000 | 0.1 | 21 | 21 | 0.21 | 0.26 | 0.26 | 0.25 | 0.1 | 0.1 | 0.28 | 0.34 | 0.34 | 0.28 | 0.2 | 0.1 | 0.22 | 0.28 | 0.27 | 0.21 | 0.1 | 0.1 | True |  | Non Federally-Regulated | 10/02/2017 |  | 01/16/2018
Contrast Lighting | Urbai | ISUR3-120D2 + UR3A-**3090M | Light Emitting Diode | Inseparable Luminaire | Quick Connect | 0-10 VDC Controls | 48.1 | 2709 | 0.0008 | 93 | 61 | 164 | 0.99 | Ambient | 50000 |  |  | 55000 | 0.1 | 21 | 21 | 0.21 | 0.26 | 0.26 | 0.25 | 0.1 | 0.1 | 0.28 | 0.34 | 0.34 | 0.28 | 0.2 | 0.1 | 0.22 | 0.28 | 0.27 | 0.21 | 0.1 | 0.1 | True |  | Non Federally-Regulated | 10/02/2017 |  | 01/16/2018
Contrast Lighting | Urbai | ISUR3-120D2 + UR3A-**3090S | Light Emitting Diode | Inseparable Luminaire | Quick Connect | 0-10 VDC Controls | 48.1 | 2709 | 0.0008 | 93 | 61 | 164 | 0.99 | Ambient | 50000 |  |  | 55000 | 0.1 | 21 | 21 | 0.21 | 0.26 | 0.26 | 0.25 | 0.1 | 0.1 | 0.28 | 0.34 | 0.34 | 0.28 | 0.2 | 0.1 | 0.22 | 0.28 | 0.27 | 0.21 | 0.1 | 0.1 | True |  | Non Federally-Regulated | 10/02/2017 |  | 01/16/2018
Contrast Lighting | Urbai | ISUR3-120D2 + UR3A-**3590L | Light Emitting Diode | Inseparable Luminaire | Quick Connect | 0-10 VDC Controls | 48.1 | 2709 | 0.0008 | 93 | 61 | 164 | 0.99 | Ambient | 50000 |  |  | 55000 | 0.1 | 21 | 21 | 0.21 | 0.26 | 0.26 | 0.25 | 0.1 | 0.1 | 0.28 | 0.34 | 0.34 | 0.28 | 0.2 | 0.1 | 0.22 | 0.28 | 0.27 | 0.21 | 0.1 | 0.1 | True |  | Non Federally-Regulated | 10/02/2017 |  | 01/16/2018
Contrast Lighting | Urbai | ISUR3-120D2 + UR3A-**3590M | Light Emitting Diode | Inseparable Luminaire | Quick Connect | 0-10 VDC Controls | 48.1 | 2709 | 0.0008 | 93 | 61 | 164 | 0.99 | Ambient | 50000 |  |  | 55000 | 0.1 | 21 | 21 | 0.21 | 0.26 | 0.26 | 0.25 | 0.1 | 0.1 | 0.28 | 0.34 | 0.34 | 0.28 | 0.2 | 0.1 | 0.22 | 0.28 | 0.27 | 0.21 | 0.1 | 0.1 | True |  | Non Federally-Regulated | 10/02/2017 |  | 01/16/2018
Contrast Lighting | Urbai | ISUR3-120D2 + UR3A-**3590S | Light Emitting Diode | Inseparable Luminaire | Quick Connect | 0-10 VDC Controls | 48.1 | 2709 | 0.0008 | 93 | 61 | 164 | 0.99 | Ambient | 50000 |  |  | 55000 | 0.1 | 21 | 21 | 0.21 | 0.26 | 0.26 | 0.25 | 0.1 | 0.1 | 0.28 | 0.34 | 0.34 | 0.28 | 0.2 | 0.1 | 0.22 | 0.28 | 0.27 | 0.21 | 0.1 | 0.1 | True |  | Non Federally-Regulated | 10/02/2017 |  | 01/16/2018
Contrast Lighting | Urbai | ISUR3-120D2 + UR3A-**4090L | Light Emitting Diode | Inseparable Luminaire | Quick Connect | 0-10 VDC Controls | 48.1 | 2709 | 0.0008 | 93 | 61 | 164 | 0.99 | Ambient | 50000 |  |  | 55000 | 0.1 | 21 | 21 | 0.21 | 0.26 | 0.26 | 0.25 | 0.1 | 0.1 | 0.28 | 0.34 | 0.34 | 0.28 | 0.2 | 0.1 | 0.22 | 0.28 | 0.27 | 0.21 | 0.1 | 0.1 | True |  | Non Federally-Regulated | 10/02/2017 |  | 01/16/2018
Contrast Lighting | Urbai | ISUR3-120D2 + UR3A-**4090M | Light Emitting Diode | Inseparable Luminaire | Quick Connect | 0-10 VDC Controls | 48.1 | 2709 | 0.0008 | 93 | 61 | 164 | 0.99 | Ambient | 50000 |  |  | 55000 | 0.1 | 21 | 21 | 0.21 | 0.26 | 0.26 | 0.25 | 0.1 | 0.1 | 0.28 | 0.34 | 0.34 | 0.28 | 0.2 | 0.1 | 0.22 | 0.28 | 0.27 | 0.21 | 0.1 | 0.1 | True |  | Non Federally-Regulated | 10/02/2017 |  | 01/16/2018
Contrast Lighting | Urbai | ISUR3-120D2 + UR3A-**4090S | Light Emitting Diode | Inseparable Luminaire | Quick Connect | 0-10 VDC Controls | 48.1 | 2709 | 0.0008 | 93 | 61 | 164 | 0.99 | Ambient | 50000 |  |  | 55000 | 0.1 | 21 | 21 | 0.21 | 0.26 | 0.26 | 0.25 | 0.1 | 0.1 | 0.28 | 0.34 | 0.34 | 0.28 | 0.2 | 0.1 | 0.22 | 0.28 | 0.27 | 0.21 | 0.1 | 0.1 | True |  | Non Federally-Regulated | 10/02/2017 |  | 01/16/2018
Contrast Lighting | Urbai | ISUR3-120D2 + UR3B-**2790L | Light Emitting Diode | Inseparable Luminaire | Quick Connect | 0-10 VDC Controls | 48.1 | 2709 | 0.0008 | 93 | 61 | 164 | 0.99 | Ambient | 50000 |  |  | 55000 | 0.1 | 21 | 21 | 0.21 | 0.26 | 0.26 | 0.25 | 0.1 | 0.1 | 0.28 | 0.34 | 0.34 | 0.28 | 0.2 | 0.1 | 0.22 | 0.28 | 0.27 | 0.21 | 0.1 | 0.1 | True |  | Non Federally-Regulated | 10/02/2017 |  | 01/16/2018
Contrast Lighting | Urbai | ISUR3-120D2 + UR3B-**2790M | Light Emitting Diode | Inseparable Luminaire | Quick Connect | 0-10 VDC Controls | 48.1 | 2709 | 0.0008 | 93 | 61 | 164 | 0.99 | Ambient | 50000 |  |  | 55000 | 0.1 | 21 | 21 | 0.21 | 0.26 | 0.26 | 0.25 | 0.1 | 0.1 | 0.28 | 0.34 | 0.34 | 0.28 | 0.2 | 0.1 | 0.22 | 0.28 | 0.27 | 0.21 | 0.1 | 0.1 | True |  | Non Federally-Regulated | 10/02/2017 |  | 01/16/2018
Contrast Lighting | Urbai | ISUR3-120D2 + UR3B-**2790S | Light Emitting Diode | Inseparable Luminaire | Quick Connect | 0-10 VDC Controls | 48.1 | 2709 | 0.0008 | 93 | 61 | 164 | 0.99 | Ambient | 50000 |  |  | 55000 | 0.1 | 21 | 21 | 0.21 | 0.26 | 0.26 | 0.25 | 0.1 | 0.1 | 0.28 | 0.34 | 0.34 | 0.28 | 0.2 | 0.1 | 0.22 | 0.28 | 0.27 | 0.21 | 0.1 | 0.1 | True |  | Non Federally-Regulated | 10/02/2017 |  | 01/16/2018
Contrast Lighting | Urbai | ISUR3-120D2 + UR3B-**3090L | Light Emitting Diode | Inseparable Luminaire | Quick Connect | 0-10 VDC Controls | 48.1 | 2709 | 0.0008 | 93 | 61 | 164 | 0.99 | Ambient | 50000 |  |  | 55000 | 0.1 | 21 | 21 | 0.21 | 0.26 | 0.26 | 0.25 | 0.1 | 0.1 | 0.28 | 0.34 | 0.34 | 0.28 | 0.2 | 0.1 | 0.22 | 0.28 | 0.27 | 0.21 | 0.1 | 0.1 | True |  | Non Federally-Regulated | 10/02/2017 |  | 01/16/2018
Contrast Lighting | Urbai | ISUR3-120D2 + UR3B-**3090M | Light Emitting Diode | Inseparable Luminaire | Quick Connect | 0-10 VDC Controls | 48.1 | 2709 | 0.0008 | 93 | 61 | 164 | 0.99 | Ambient | 50000 |  |  | 55000 | 0.1 | 21 | 21 | 0.21 | 0.26 | 0.26 | 0.25 | 0.1 | 0.1 | 0.28 | 0.34 | 0.34 | 0.28 | 0.2 | 0.1 | 0.22 | 0.28 | 0.27 | 0.21 | 0.1 | 0.1 | True |  | Non Federally-Regulated | 10/02/2017 |  | 01/16/2018
Contrast Lighting | Urbai | ISUR3-120D2 + UR3B-**3090S | Light Emitting Diode | Inseparable Luminaire | Quick Connect | 0-10 VDC Controls | 48.1 | 2709 | 0.0008 | 93 | 61 | 164 | 0.99 | Ambient | 50000 |  |  | 55000 | 0.1 | 21 | 21 | 0.21 | 0.26 | 0.26 | 0.25 | 0.1 | 0.1 | 0.28 | 0.34 | 0.34 | 0.28 | 0.2 | 0.1 | 0.22 | 0.28 | 0.27 | 0.21 | 0.1 | 0.1 | True |  | Non Federally-Regulated | 10/02/2017 |  | 01/16/2018
Contrast Lighting | Urbai | ISUR3-120D2 + UR3B-**3590L | Light Emitting Diode | Inseparable Luminaire | Quick Connect | 0-10 VDC Controls | 48.1 | 2709 | 0.0008 | 93 | 61 | 164 | 0.99 | Ambient | 50000 |  |  | 55000 | 0.1 | 21 | 21 | 0.21 | 0.26 | 0.26 | 0.25 | 0.1 | 0.1 | 0.28 | 0.34 | 0.34 | 0.28 | 0.2 | 0.1 | 0.22 | 0.28 | 0.27 | 0.21 | 0.1 | 0.1 | True |  | Non Federally-Regulated | 10/02/2017 |  | 01/16/2018
Contrast Lighting | Urbai | ISUR3-120D2 + UR3B-**3590M | Light Emitting Diode | Inseparable Luminaire | Quick Connect | 0-10 VDC Controls | 48.1 | 2709 | 0.0008 | 93 | 61 | 164 | 0.99 | Ambient | 50000 |  |  | 55000 | 0.1 | 21 | 21 | 0.21 | 0.26 | 0.26 | 0.25 | 0.1 | 0.1 | 0.28 | 0.34 | 0.34 | 0.28 | 0.2 | 0.1 | 0.22 | 0.28 | 0.27 | 0.21 | 0.1 | 0.1 | True |  | Non Federally-Regulated | 10/02/2017 |  | 01/16/2018
Contrast Lighting | Urbai | ISUR3-120D2 + UR3B-**3590S | Light Emitting Diode | Inseparable Luminaire | Quick Connect | 0-10 VDC Controls | 48.1 | 2709 | 0.0008 | 93 | 61 | 164 | 0.99 | Ambient | 50000 |  |  | 55000 | 0.1 | 21 | 21 | 0.21 | 0.26 | 0.26 | 0.25 | 0.1 | 0.1 | 0.28 | 0.34 | 0.34 | 0.28 | 0.2 | 0.1 | 0.22 | 0.28 | 0.27 | 0.21 | 0.1 | 0.1 | True |  | Non Federally-Regulated | 10/02/2017 |  | 01/16/2018
Contrast Lighting | Urbai | ISUR3-120D2 + UR3B-**4090L | Light Emitting Diode | Inseparable Luminaire | Quick Connect | 0-10 VDC Controls | 48.1 | 2709 | 0.0008 | 93 | 61 | 164 | 0.99 | Ambient | 50000 |  |  | 55000 | 0.1 | 21 | 21 | 0.21 | 0.26 | 0.26 | 0.25 | 0.1 | 0.1 | 0.28 | 0.34 | 0.34 | 0.28 | 0.2 | 0.1 | 0.22 | 0.28 | 0.27 | 0.21 | 0.1 | 0.1 | True |  | Non Federally-Regulated | 10/02/2017 |  | 01/16/2018
Contrast Lighting | Urbai | ISUR3-120D2 + UR3B-**4090M | Light Emitting Diode | Inseparable Luminaire | Quick Connect | 0-10 VDC Controls | 48.1 | 2709 | 0.0008 | 93 | 61 | 164 | 0.99 | Ambient | 50000 |  |  | 55000 | 0.1 | 21 | 21 | 0.21 | 0.26 | 0.26 | 0.25 | 0.1 | 0.1 | 0.28 | 0.34 | 0.34 | 0.28 | 0.2 | 0.1 | 0.22 | 0.28 | 0.27 | 0.21 | 0.1 | 0.1 | True |  | Non Federally-Regulated | 10/02/2017 |  | 01/16/2018
Contrast Lighting | Urbai | ISUR3-120D2 + UR3B-**4090S | Light Emitting Diode | Inseparable Luminaire | Quick Connect | 0-10 VDC Controls | 48.1 | 2709 | 0.0008 | 93 | 61 | 164 | 0.99 | Ambient | 50000 |  |  | 55000 | 0.1 | 21 | 21 | 0.21 | 0.26 | 0.26 | 0.25 | 0.1 | 0.1 | 0.28 | 0.34 | 0.34 | 0.28 | 0.2 | 0.1 | 0.22 | 0.28 | 0.27 | 0.21 | 0.1 | 0.1 | True |  | Non Federally-Regulated | 10/02/2017 |  | 01/16/2018
Contrast Lighting | Urbai | ISUR3-120D2 + UR3CC-****2790L | Light Emitting Diode | Inseparable Luminaire | Quick Connect | 0-10 VDC Controls | 58.3 | 2718 | 0.0005 | 92 | 57 | 139 | 0.99 | Ambient | 50000 |  |  | 55000 | 0.1 | 22 | 21 | 0.2 | 0.25 | 0.24 | 0.24 | 0.2 | 0.1 | 0.29 | 0.34 | 0.34 | 0.27 | 0.1 | 0.1 | 0.23 | 0.29 | 0.28 | 0.21 | 0.1 | 0.1 | True |  | Non Federally-Regulated | 10/02/2017 |  | 01/16/2018
Contrast Lighting | Urbai | ISUR3-120D2 + UR3CC-****3090L | Light Emitting Diode | Inseparable Luminaire | Quick Connect | 0-10 VDC Controls | 58.3 | 2718 | 0.0005 | 92 | 57 | 139 | 0.99 | Ambient | 50000 |  |  | 55000 | 0.1 | 22 | 21 | 0.2 | 0.25 | 0.24 | 0.24 | 0.2 | 0.1 | 0.29 | 0.34 | 0.34 | 0.27 | 0.1 | 0.1 | 0.23 | 0.29 | 0.28 | 0.21 | 0.1 | 0.1 | True |  | Non Federally-Regulated | 10/02/2017 |  | 01/16/2018
Contrast Lighting | Urbai | ISUR3-120D2 + UR3CC-****3590L | Light Emitting Diode | Inseparable Luminaire | Quick Connect | 0-10 VDC Controls | 58.3 | 2718 | 0.0005 | 92 | 57 | 139 | 0.99 | Ambient | 50000 |  |  | 55000 | 0.1 | 22 | 21 | 0.2 | 0.25 | 0.24 | 0.24 | 0.2 | 0.1 | 0.29 | 0.34 | 0.34 | 0.27 | 0.1 | 0.1 | 0.23 | 0.29 | 0.28 | 0.21 | 0.1 | 0.1 | True |  | Non Federally-Regulated | 10/02/2017 |  | 01/16/2018
Contrast Lighting | Urbai | ISUR3-120D2 + UR3CC-****4090L | Light Emitting Diode | Inseparable Luminaire | Quick Connect | 0-10 VDC Controls | 58.3 | 2718 | 0.0005 | 92 | 57 | 139 | 0.99 | Ambient | 50000 |  |  | 55000 | 0.1 | 22 | 21 | 0.2 | 0.25 | 0.24 | 0.24 | 0.2 | 0.1 | 0.29 | 0.34 | 0.34 | 0.27 | 0.1 | 0.1 | 0.23 | 0.29 | 0.28 | 0.21 | 0.1 | 0.1 | True |  | Non Federally-Regulated | 10/02/2017 |  | 01/16/2018
Contrast Lighting | Urbai | ISUR3-120D2 + UR3E-****2790L | Light Emitting Diode | Inseparable Luminaire | Quick Connect | 0-10 VDC Controls | 48.1 | 2709 | 0.0008 | 93 | 61 | 164 | 0.99 | Ambient | 50000 |  |  | 55000 | 0.1 | 21 | 21 | 0.21 | 0.26 | 0.26 | 0.25 | 0.1 | 0.1 | 0.28 | 0.34 | 0.34 | 0.28 | 0.2 | 0.1 | 0.22 | 0.28 | 0.27 | 0.21 | 0.1 | 0.1 | True |  | Non Federally-Regulated | 10/02/2017 |  | 01/16/2018
Contrast Lighting | Urbai | ISUR3-120D2 + UR3E-****2790M | Light Emitting Diode | Inseparable Luminaire | Quick Connect | 0-10 VDC Controls | 48.1 | 2709 | 0.0008 | 93 | 61 | 164 | 0.99 | Ambient | 50000 |  |  | 55000 | 0.1 | 21 | 21 | 0.21 | 0.26 | 0.26 | 0.25 | 0.1 | 0.1 | 0.28 | 0.34 | 0.34 | 0.28 | 0.2 | 0.1 | 0.22 | 0.28 | 0.27 | 0.21 | 0.1 | 0.1 | True |  | Non Federally-Regulated | 10/02/2017 |  | 01/16/2018
Contrast Lighting | Urbai | ISUR3-120D2 + UR3E-****2790S | Light Emitting Diode | Inseparable Luminaire | Quick Connect | 0-10 VDC Controls | 48.1 | 2709 | 0.0008 | 93 | 61 | 164 | 0.99 | Ambient | 50000 |  |  | 55000 | 0.1 | 21 | 21 | 0.21 | 0.26 | 0.26 | 0.25 | 0.1 | 0.1 | 0.28 | 0.34 | 0.34 | 0.28 | 0.2 | 0.1 | 0.22 | 0.28 | 0.27 | 0.21 | 0.1 | 0.1 | True |  | Non Federally-Regulated | 10/02/2017 |  | 01/16/2018
Contrast Lighting | Urbai | ISUR3-120D2 + UR3E-****3090L | Light Emitting Diode | Inseparable Luminaire | Quick Connect | 0-10 VDC Controls | 48.1 | 2709 | 0.0008 | 93 | 61 | 164 | 0.99 | Ambient | 50000 |  |  | 55000 | 0.1 | 21 | 21 | 0.21 | 0.26 | 0.26 | 0.25 | 0.1 | 0.1 | 0.28 | 0.34 | 0.34 | 0.28 | 0.2 | 0.1 | 0.22 | 0.28 | 0.27 | 0.21 | 0.1 | 0.1 | True |  | Non Federally-Regulated | 10/02/2017 |  | 01/16/2018
Contrast Lighting | Urbai | ISUR3-120D2 + UR3E-****3090M | Light Emitting Diode | Inseparable Luminaire | Quick Connect | 0-10 VDC Controls | 48.1 | 2709 | 0.0008 | 93 | 61 | 164 | 0.99 | Ambient | 50000 |  |  | 55000 | 0.1 | 21 | 21 | 0.21 | 0.26 | 0.26 | 0.25 | 0.1 | 0.1 | 0.28 | 0.34 | 0.34 | 0.28 | 0.2 | 0.1 | 0.22 | 0.28 | 0.27 | 0.21 | 0.1 | 0.1 | True |  | Non Federally-Regulated | 10/02/2017 |  | 01/16/2018
Contrast Lighting | Urbai | ISUR3-120D2 + UR3E-****3090S | Light Emitting Diode | Inseparable Luminaire | Quick Connect | 0-10 VDC Controls | 48.1 | 2709 | 0.0008 | 93 | 61 | 164 | 0.99 | Ambient | 50000 |  |  | 55000 | 0.1 | 21 | 21 | 0.21 | 0.26 | 0.26 | 0.25 | 0.1 | 0.1 | 0.28 | 0.34 | 0.34 | 0.28 | 0.2 | 0.1 | 0.22 | 0.28 | 0.27 | 0.21 | 0.1 | 0.1 | True |  | Non Federally-Regulated | 10/02/2017 |  | 01/16/2018
Contrast Lighting | Urbai | ISUR3-120D2 + UR3E-****3590L | Light Emitting Diode | Inseparable Luminaire | Quick Connect | 0-10 VDC Controls | 48.1 | 2709 | 0.0008 | 93 | 61 | 164 | 0.99 | Ambient | 50000 |  |  | 55000 | 0.1 | 21 | 21 | 0.21 | 0.26 | 0.26 | 0.25 | 0.1 | 0.1 | 0.28 | 0.34 | 0.34 | 0.28 | 0.2 | 0.1 | 0.22 | 0.28 | 0.27 | 0.21 | 0.1 | 0.1 | True |  | Non Federally-Regulated | 10/02/2017 |  | 01/16/2018
Contrast Lighting | Urbai | ISUR3-120D2 + UR3E-****3590M | Light Emitting Diode | Inseparable Luminaire | Quick Connect | 0-10 VDC Controls | 48.1 | 2709 | 0.0008 | 93 | 61 | 164 | 0.99 | Ambient | 50000 |  |  | 55000 | 0.1 | 21 | 21 | 0.21 | 0.26 | 0.26 | 0.25 | 0.1 | 0.1 | 0.28 | 0.34 | 0.34 | 0.28 | 0.2 | 0.1 | 0.22 | 0.28 | 0.27 | 0.21 | 0.1 | 0.1 | True |  | Non Federally-Regulated | 10/02/2017 |  | 01/16/2018
Contrast Lighting | Urbai | ISUR3-120D2 + UR3E-****3590S | Light Emitting Diode | Inseparable Luminaire | Quick Connect | 0-10 VDC Controls | 48.1 | 2709 | 0.0008 | 93 | 61 | 164 | 0.99 | Ambient | 50000 |  |  | 55000 | 0.1 | 21 | 21 | 0.21 | 0.26 | 0.26 | 0.25 | 0.1 | 0.1 | 0.28 | 0.34 | 0.34 | 0.28 | 0.2 | 0.1 | 0.22 | 0.28 | 0.27 | 0.21 | 0.1 | 0.1 | True |  | Non Federally-Regulated | 10/02/2017 |  | 01/16/2018
Contrast Lighting | Urbai | ISUR3-120D2 + UR3E-****4090L | Light Emitting Diode | Inseparable Luminaire | Quick Connect | 0-10 VDC Controls | 48.1 | 2709 | 0.0008 | 93 | 61 | 164 | 0.99 | Ambient | 50000 |  |  | 55000 | 0.1 | 21 | 21 | 0.21 | 0.26 | 0.26 | 0.25 | 0.1 | 0.1 | 0.28 | 0.34 | 0.34 | 0.28 | 0.2 | 0.1 | 0.22 | 0.28 | 0.27 | 0.21 | 0.1 | 0.1 | True |  | Non Federally-Regulated | 10/02/2017 |  | 01/16/2018
Contrast Lighting | Urbai | ISUR3-120D2 + UR3E-****4090M | Light Emitting Diode | Inseparable Luminaire | Quick Connect | 0-10 VDC Controls | 48.1 | 2709 | 0.0008 | 93 | 61 | 164 | 0.99 | Ambient | 50000 |  |  | 55000 | 0.1 | 21 | 21 | 0.21 | 0.26 | 0.26 | 0.25 | 0.1 | 0.1 | 0.28 | 0.34 | 0.34 | 0.28 | 0.2 | 0.1 | 0.22 | 0.28 | 0.27 | 0.21 | 0.1 | 0.1 | True |  | Non Federally-Regulated | 10/02/2017 |  | 01/16/2018
Contrast Lighting | Urbai | ISUR3-120D2 + UR3E-****4090S | Light Emitting Diode | Inseparable Luminaire | Quick Connect | 0-10 VDC Controls | 48.1 | 2709 | 0.0008 | 93 | 61 | 164 | 0.99 | Ambient | 50000 |  |  | 55000 | 0.1 | 21 | 21 | 0.21 | 0.26 | 0.26 | 0.25 | 0.1 | 0.1 | 0.28 | 0.34 | 0.34 | 0.28 | 0.2 | 0.1 | 0.22 | 0.28 | 0.27 | 0.21 | 0.1 | 0.1 | True |  | Non Federally-Regulated | 10/02/2017 |  | 01/16/2018
Contrast Lighting | Urbai | ISUR4-120D1 + UR4A-**2790L | Light Emitting Diode | Inseparable Luminaire | Quick Connect | 0-10 VDC Controls | 55.3 | 2711 | 0.0011 | 94 | 64 | 223 | 0.99 | Ambient | 50000 |  |  | 55000 | 0.1 | 21 | 21 | 0.21 | 0.26 | 0.26 | 0.25 | 0.2 | 0.1 | 0.26 | 0.32 | 0.32 | 0.26 | 0.2 | 0.1 | 0.2 | 0.25 | 0.24 | 0.18 | 0.2 | 0.1 | True |  | Non Federally-Regulated | 10/02/2017 |  | 01/16/2018
Contrast Lighting | Urbai | ISUR4-120D1 + UR4A-**2790M | Light Emitting Diode | Inseparable Luminaire | Quick Connect | 0-10 VDC Controls | 55.3 | 2711 | 0.0011 | 94 | 64 | 223 | 0.99 | Ambient | 50000 |  |  | 55000 | 0.1 | 21 | 21 | 0.21 | 0.26 | 0.26 | 0.25 | 0.2 | 0.1 | 0.26 | 0.32 | 0.32 | 0.26 | 0.2 | 0.1 | 0.2 | 0.25 | 0.24 | 0.18 | 0.2 | 0.1 | True |  | Non Federally-Regulated | 10/02/2017 |  | 01/16/2018
Contrast Lighting | Urbai | ISUR4-120D1 + UR4A-**2790S | Light Emitting Diode | Inseparable Luminaire | Quick Connect | 0-10 VDC Controls | 55.3 | 2711 | 0.0011 | 94 | 64 | 223 | 0.99 | Ambient | 50000 |  |  | 55000 | 0.1 | 21 | 21 | 0.21 | 0.26 | 0.26 | 0.25 | 0.2 | 0.1 | 0.26 | 0.32 | 0.32 | 0.26 | 0.2 | 0.1 | 0.2 | 0.25 | 0.24 | 0.18 | 0.2 | 0.1 | True |  | Non Federally-Regulated | 10/02/2017 |  | 01/16/2018
Contrast Lighting | Urbai | ISUR4-120D1 + UR4A-**3090L | Light Emitting Diode | Inseparable Luminaire | Quick Connect | 0-10 VDC Controls | 55.3 | 2711 | 0.0011 | 94 | 64 | 223 | 0.99 | Ambient | 50000 |  |  | 55000 | 0.1 | 21 | 21 | 0.21 | 0.26 | 0.26 | 0.25 | 0.2 | 0.1 | 0.26 | 0.32 | 0.32 | 0.26 | 0.2 | 0.1 | 0.2 | 0.25 | 0.24 | 0.18 | 0.2 | 0.1 | True |  | Non Federally-Regulated | 10/02/2017 |  | 01/16/2018
Contrast Lighting | Urbai | ISUR4-120D1 + UR4A-**3090M | Light Emitting Diode | Inseparable Luminaire | Quick Connect | 0-10 VDC Controls | 55.3 | 2711 | 0.0011 | 94 | 64 | 223 | 0.99 | Ambient | 50000 |  |  | 55000 | 0.1 | 21 | 21 | 0.21 | 0.26 | 0.26 | 0.25 | 0.2 | 0.1 | 0.26 | 0.32 | 0.32 | 0.26 | 0.2 | 0.1 | 0.2 | 0.25 | 0.24 | 0.18 | 0.2 | 0.1 | True |  | Non Federally-Regulated | 10/02/2017 |  | 01/16/2018
Contrast Lighting | Urbai | ISUR4-120D1 + UR4A-**3090S | Light Emitting Diode | Inseparable Luminaire | Quick Connect | 0-10 VDC Controls | 55.3 | 2711 | 0.0011 | 94 | 64 | 223 | 0.99 | Ambient | 50000 |  |  | 55000 | 0.1 | 21 | 21 | 0.21 | 0.26 | 0.26 | 0.25 | 0.2 | 0.1 | 0.26 | 0.32 | 0.32 | 0.26 | 0.2 | 0.1 | 0.2 | 0.25 | 0.24 | 0.18 | 0.2 | 0.1 | True |  | Non Federally-Regulated | 10/02/2017 |  | 01/16/2018
Contrast Lighting | Urbai | ISUR4-120D1 + UR4A-**3590L | Light Emitting Diode | Inseparable Luminaire | Quick Connect | 0-10 VDC Controls | 55.3 | 2711 | 0.0011 | 94 | 64 | 223 | 0.99 | Ambient | 50000 |  |  | 55000 | 0.1 | 21 | 21 | 0.21 | 0.26 | 0.26 | 0.25 | 0.2 | 0.1 | 0.26 | 0.32 | 0.32 | 0.26 | 0.2 | 0.1 | 0.2 | 0.25 | 0.24 | 0.18 | 0.2 | 0.1 | True |  | Non Federally-Regulated | 10/02/2017 |  | 01/16/2018
Contrast Lighting | Urbai | ISUR4-120D1 + UR4A-**3590M | Light Emitting Diode | Inseparable Luminaire | Quick Connect | 0-10 VDC Controls | 55.3 | 2711 | 0.0011 | 94 | 64 | 223 | 0.99 | Ambient | 50000 |  |  | 55000 | 0.1 | 21 | 21 | 0.21 | 0.26 | 0.26 | 0.25 | 0.2 | 0.1 | 0.26 | 0.32 | 0.32 | 0.26 | 0.2 | 0.1 | 0.2 | 0.25 | 0.24 | 0.18 | 0.2 | 0.1 | True |  | Non Federally-Regulated | 10/02/2017 |  | 01/16/2018
Contrast Lighting | Urbai | ISUR4-120D1 + UR4A-**3590S | Light Emitting Diode | Inseparable Luminaire | Quick Connect | 0-10 VDC Controls | 55.3 | 2711 | 0.0011 | 94 | 64 | 223 | 0.99 | Ambient | 50000 |  |  | 55000 | 0.1 | 21 | 21 | 0.21 | 0.26 | 0.26 | 0.25 | 0.2 | 0.1 | 0.26 | 0.32 | 0.32 | 0.26 | 0.2 | 0.1 | 0.2 | 0.25 | 0.24 | 0.18 | 0.2 | 0.1 | True |  | Non Federally-Regulated | 10/02/2017 |  | 01/16/2018
Contrast Lighting | Urbai | ISUR4-120D1 + UR4A-**4090L | Light Emitting Diode | Inseparable Luminaire | Quick Connect | 0-10 VDC Controls | 55.3 | 2711 | 0.0011 | 94 | 64 | 223 | 0.99 | Ambient | 50000 |  |  | 55000 | 0.1 | 21 | 21 | 0.21 | 0.26 | 0.26 | 0.25 | 0.2 | 0.1 | 0.26 | 0.32 | 0.32 | 0.26 | 0.2 | 0.1 | 0.2 | 0.25 | 0.24 | 0.18 | 0.2 | 0.1 | True |  | Non Federally-Regulated | 10/02/2017 |  | 01/16/2018
Contrast Lighting | Urbai | ISUR4-120D1 + UR4A-**4090M | Light Emitting Diode | Inseparable Luminaire | Quick Connect | 0-10 VDC Controls | 55.3 | 2711 | 0.0011 | 94 | 64 | 223 | 0.99 | Ambient | 50000 |  |  | 55000 | 0.1 | 21 | 21 | 0.21 | 0.26 | 0.26 | 0.25 | 0.2 | 0.1 | 0.26 | 0.32 | 0.32 | 0.26 | 0.2 | 0.1 | 0.2 | 0.25 | 0.24 | 0.18 | 0.2 | 0.1 | True |  | Non Federally-Regulated | 10/02/2017 |  | 01/16/2018
Contrast Lighting | Urbai | ISUR4-120D1 + UR4A-**4090S | Light Emitting Diode | Inseparable Luminaire | Quick Connect | 0-10 VDC Controls | 55.3 | 2711 | 0.0011 | 94 | 64 | 223 | 0.99 | Ambient | 50000 |  |  | 55000 | 0.1 | 21 | 21 | 0.21 | 0.26 | 0.26 | 0.25 | 0.2 | 0.1 | 0.26 | 0.32 | 0.32 | 0.26 | 0.2 | 0.1 | 0.2 | 0.25 | 0.24 | 0.18 | 0.2 | 0.1 | True |  | Non Federally-Regulated | 10/02/2017 |  | 01/16/2018
Contrast Lighting | Urbai | ISUR4-120D1 + UR4B-**2790L | Light Emitting Diode | Inseparable Luminaire | Quick Connect | 0-10 VDC Controls | 55.3 | 2711 | 0.0011 | 94 | 64 | 223 | 0.99 | Ambient | 50000 |  |  | 55000 | 0.1 | 21 | 21 | 0.21 | 0.26 | 0.26 | 0.25 | 0.2 | 0.1 | 0.26 | 0.32 | 0.32 | 0.26 | 0.2 | 0.1 | 0.2 | 0.25 | 0.24 | 0.18 | 0.2 | 0.1 | True |  | Non Federally-Regulated | 10/02/2017 |  | 01/16/2018
Contrast Lighting | Urbai | ISUR4-120D1 + UR4B-**2790M | Light Emitting Diode | Inseparable Luminaire | Quick Connect | 0-10 VDC Controls | 55.3 | 2711 | 0.0011 | 94 | 64 | 223 | 0.99 | Ambient | 50000 |  |  | 55000 | 0.1 | 21 | 21 | 0.21 | 0.26 | 0.26 | 0.25 | 0.2 | 0.1 | 0.26 | 0.32 | 0.32 | 0.26 | 0.2 | 0.1 | 0.2 | 0.25 | 0.24 | 0.18 | 0.2 | 0.1 | True |  | Non Federally-Regulated | 10/02/2017 |  | 01/16/2018
Contrast Lighting | Urbai | ISUR4-120D1 + UR4B-**2790S | Light Emitting Diode | Inseparable Luminaire | Quick Connect | 0-10 VDC Controls | 55.3 | 2711 | 0.0011 | 94 | 64 | 223 | 0.99 | Ambient | 50000 |  |  | 55000 | 0.1 | 21 | 21 | 0.21 | 0.26 | 0.26 | 0.25 | 0.2 | 0.1 | 0.26 | 0.32 | 0.32 | 0.26 | 0.2 | 0.1 | 0.2 | 0.25 | 0.24 | 0.18 | 0.2 | 0.1 | True |  | Non Federally-Regulated | 10/02/2017 |  | 01/16/2018
Contrast Lighting | Urbai | ISUR4-120D1 + UR4B-**3090L | Light Emitting Diode | Inseparable Luminaire | Quick Connect | 0-10 VDC Controls | 55.3 | 2711 | 0.0011 | 94 | 64 | 223 | 0.99 | Ambient | 50000 |  |  | 55000 | 0.1 | 21 | 21 | 0.21 | 0.26 | 0.26 | 0.25 | 0.2 | 0.1 | 0.26 | 0.32 | 0.32 | 0.26 | 0.2 | 0.1 | 0.2 | 0.25 | 0.24 | 0.18 | 0.2 | 0.1 | True |  | Non Federally-Regulated | 10/02/2017 |  | 01/16/2018
Contrast Lighting | Urbai | ISUR4-120D1 + UR4B-**3090M | Light Emitting Diode | Inseparable Luminaire | Quick Connect | 0-10 VDC Controls | 55.3 | 2711 | 0.0011 | 94 | 64 | 223 | 0.99 | Ambient | 50000 |  |  | 55000 | 0.1 | 21 | 21 | 0.21 | 0.26 | 0.26 | 0.25 | 0.2 | 0.1 | 0.26 | 0.32 | 0.32 | 0.26 | 0.2 | 0.1 | 0.2 | 0.25 | 0.24 | 0.18 | 0.2 | 0.1 | True |  | Non Federally-Regulated | 10/02/2017 |  | 01/16/2018
Contrast Lighting | Urbai | ISUR4-120D1 + UR4B-**3090S | Light Emitting Diode | Inseparable Luminaire | Quick Connect | 0-10 VDC Controls | 55.3 | 2711 | 0.0011 | 94 | 64 | 223 | 0.99 | Ambient | 50000 |  |  | 55000 | 0.1 | 21 | 21 | 0.21 | 0.26 | 0.26 | 0.25 | 0.2 | 0.1 | 0.26 | 0.32 | 0.32 | 0.26 | 0.2 | 0.1 | 0.2 | 0.25 | 0.24 | 0.18 | 0.2 | 0.1 | True |  | Non Federally-Regulated | 10/02/2017 |  | 01/16/2018
Contrast Lighting | Urbai | ISUR4-120D1 + UR4B-**3590L | Light Emitting Diode | Inseparable Luminaire | Quick Connect | 0-10 VDC Controls | 55.3 | 2711 | 0.0011 | 94 | 64 | 223 | 0.99 | Ambient | 50000 |  |  | 55000 | 0.1 | 21 | 21 | 0.21 | 0.26 | 0.26 | 0.25 | 0.2 | 0.1 | 0.26 | 0.32 | 0.32 | 0.26 | 0.2 | 0.1 | 0.2 | 0.25 | 0.24 | 0.18 | 0.2 | 0.1 | True |  | Non Federally-Regulated | 10/02/2017 |  | 01/16/2018
Contrast Lighting | Urbai | ISUR4-120D1 + UR4B-**3590M | Light Emitting Diode | Inseparable Luminaire | Quick Connect | 0-10 VDC Controls | 55.3 | 2711 | 0.0011 | 94 | 64 | 223 | 0.99 | Ambient | 50000 |  |  | 55000 | 0.1 | 21 | 21 | 0.21 | 0.26 | 0.26 | 0.25 | 0.2 | 0.1 | 0.26 | 0.32 | 0.32 | 0.26 | 0.2 | 0.1 | 0.2 | 0.25 | 0.24 | 0.18 | 0.2 | 0.1 | True |  | Non Federally-Regulated | 10/02/2017 |  | 01/16/2018
Contrast Lighting | Urbai | ISUR4-120D1 + UR4B-**3590S | Light Emitting Diode | Inseparable Luminaire | Quick Connect | 0-10 VDC Controls | 55.3 | 2711 | 0.0011 | 94 | 64 | 223 | 0.99 | Ambient | 50000 |  |  | 55000 | 0.1 | 21 | 21 | 0.21 | 0.26 | 0.26 | 0.25 | 0.2 | 0.1 | 0.26 | 0.32 | 0.32 | 0.26 | 0.2 | 0.1 | 0.2 | 0.25 | 0.24 | 0.18 | 0.2 | 0.1 | True |  | Non Federally-Regulated | 10/02/2017 |  | 01/16/2018
Contrast Lighting | Urbai | ISUR4-120D1 + UR4B-**4090L | Light Emitting Diode | Inseparable Luminaire | Quick Connect | 0-10 VDC Controls | 55.3 | 2711 | 0.0011 | 94 | 64 | 223 | 0.99 | Ambient | 50000 |  |  | 55000 | 0.1 | 21 | 21 | 0.21 | 0.26 | 0.26 | 0.25 | 0.2 | 0.1 | 0.26 | 0.32 | 0.32 | 0.26 | 0.2 | 0.1 | 0.2 | 0.25 | 0.24 | 0.18 | 0.2 | 0.1 | True |  | Non Federally-Regulated | 10/02/2017 |  | 01/16/2018
Contrast Lighting | Urbai | ISUR4-120D1 + UR4B-**4090M | Light Emitting Diode | Inseparable Luminaire | Quick Connect | 0-10 VDC Controls | 55.3 | 2711 | 0.0011 | 94 | 64 | 223 | 0.99 | Ambient | 50000 |  |  | 55000 | 0.1 | 21 | 21 | 0.21 | 0.26 | 0.26 | 0.25 | 0.2 | 0.1 | 0.26 | 0.32 | 0.32 | 0.26 | 0.2 | 0.1 | 0.2 | 0.25 | 0.24 | 0.18 | 0.2 | 0.1 | True |  | Non Federally-Regulated | 10/02/2017 |  | 01/16/2018
Contrast Lighting | Urbai | ISUR4-120D1 + UR4B-**4090S | Light Emitting Diode | Inseparable Luminaire | Quick Connect | 0-10 VDC Controls | 55.3 | 2711 | 0.0011 | 94 | 64 | 223 | 0.99 | Ambient | 50000 |  |  | 55000 | 0.1 | 21 | 21 | 0.21 | 0.26 | 0.26 | 0.25 | 0.2 | 0.1 | 0.26 | 0.32 | 0.32 | 0.26 | 0.2 | 0.1 | 0.2 | 0.25 | 0.24 | 0.18 | 0.2 | 0.1 | True |  | Non Federally-Regulated | 10/02/2017 |  | 01/16/2018
Contrast Lighting | Urbai | ISUR4-120D1 + UR4CC-****2790L | Light Emitting Diode | Inseparable Luminaire | Quick Connect | 0-10 VDC Controls | 63 | 2757 | 0.0005 | 93 | 60 | 225 | 0.98 | Ambient | 50000 |  |  | 55000 | 0.1 | 20 | 20 | 0.24 | 0.25 | 0.24 | 0.24 | 0.2 | 0.1 | 0.27 | 0.32 | 0.32 | 0.25 | 0.2 | 0.1 | 0.21 | 0.27 | 0.25 | 0.2 | 0.1 | 0.1 | True |  | Non Federally-Regulated | 10/02/2017 |  | 01/16/2018
Contrast Lighting | Urbai | ISUR4-120D1 + UR4CC-****3090L | Light Emitting Diode | Inseparable Luminaire | Quick Connect | 0-10 VDC Controls | 63 | 2757 | 0.0005 | 93 | 60 | 225 | 0.98 | Ambient | 50000 |  |  | 55000 | 0.1 | 20 | 20 | 0.24 | 0.25 | 0.24 | 0.24 | 0.2 | 0.1 | 0.27 | 0.32 | 0.32 | 0.25 | 0.2 | 0.1 | 0.21 | 0.27 | 0.25 | 0.2 | 0.1 | 0.1 | True |  | Non Federally-Regulated | 10/02/2017 |  | 01/16/2018
Contrast Lighting | Urbai | ISUR4-120D1 + UR4CC-****3590L | Light Emitting Diode | Inseparable Luminaire | Quick Connect | 0-10 VDC Controls | 63 | 2757 | 0.0005 | 93 | 60 | 225 | 0.98 | Ambient | 50000 |  |  | 55000 | 0.1 | 20 | 20 | 0.24 | 0.25 | 0.24 | 0.24 | 0.2 | 0.1 | 0.27 | 0.32 | 0.32 | 0.25 | 0.2 | 0.1 | 0.21 | 0.27 | 0.25 | 0.2 | 0.1 | 0.1 | True |  | Non Federally-Regulated | 10/02/2017 |  | 01/16/2018
Contrast Lighting | Urbai | ISUR4-120D1 + UR4CC-****4090L | Light Emitting Diode | Inseparable Luminaire | Quick Connect | 0-10 VDC Controls | 63 | 2757 | 0.0005 | 93 | 60 | 225 | 0.98 | Ambient | 50000 |  |  | 55000 | 0.1 | 20 | 20 | 0.24 | 0.25 | 0.24 | 0.24 | 0.2 | 0.1 | 0.27 | 0.32 | 0.32 | 0.25 | 0.2 | 0.1 | 0.21 | 0.27 | 0.25 | 0.2 | 0.1 | 0.1 | True |  | Non Federally-Regulated | 10/02/2017 |  | 01/16/2018
Contrast Lighting | Urbai | ISUR4-120D1 + UR4D-****2790L | Light Emitting Diode | Inseparable Luminaire | Quick Connect | 0-10 VDC Controls | 55.3 | 2711 | 0.0011 | 94 | 64 | 223 | 0.99 | Ambient | 50000 |  |  | 55000 | 0.1 | 21 | 21 | 0.21 | 0.26 | 0.26 | 0.25 | 0.2 | 0.1 | 0.26 | 0.32 | 0.32 | 0.26 | 0.2 | 0.1 | 0.2 | 0.25 | 0.24 | 0.18 | 0.2 | 0.1 | True |  | Non Federally-Regulated | 10/02/2017 |  | 01/16/2018
Contrast Lighting | Urbai | ISUR4-120D1 + UR4D-****2790M | Light Emitting Diode | Inseparable Luminaire | Quick Connect | 0-10 VDC Controls | 55.3 | 2711 | 0.0011 | 94 | 64 | 223 | 0.99 | Ambient | 50000 |  |  | 55000 | 0.1 | 21 | 21 | 0.21 | 0.26 | 0.26 | 0.25 | 0.2 | 0.1 | 0.26 | 0.32 | 0.32 | 0.26 | 0.2 | 0.1 | 0.2 | 0.25 | 0.24 | 0.18 | 0.2 | 0.1 | True |  | Non Federally-Regulated | 10/02/2017 |  | 01/16/2018
Contrast Lighting | Urbai | ISUR4-120D1 + UR4D-****2790S | Light Emitting Diode | Inseparable Luminaire | Quick Connect | 0-10 VDC Controls | 55.3 | 2711 | 0.0011 | 94 | 64 | 223 | 0.99 | Ambient | 50000 |  |  | 55000 | 0.1 | 21 | 21 | 0.21 | 0.26 | 0.26 | 0.25 | 0.2 | 0.1 | 0.26 | 0.32 | 0.32 | 0.26 | 0.2 | 0.1 | 0.2 | 0.25 | 0.24 | 0.18 | 0.2 | 0.1 | True |  | Non Federally-Regulated | 10/02/2017 |  | 01/16/2018
Contrast Lighting | Urbai | ISUR4-120D1 + UR4D-****3090L | Light Emitting Diode | Inseparable Luminaire | Quick Connect | 0-10 VDC Controls | 55.3 | 2711 | 0.0011 | 94 | 64 | 223 | 0.99 | Ambient | 50000 |  |  | 55000 | 0.1 | 21 | 21 | 0.21 | 0.26 | 0.26 | 0.25 | 0.2 | 0.1 | 0.26 | 0.32 | 0.32 | 0.26 | 0.2 | 0.1 | 0.2 | 0.25 | 0.24 | 0.18 | 0.2 | 0.1 | True |  | Non Federally-Regulated | 10/02/2017 |  | 01/16/2018
Contrast Lighting | Urbai | ISUR4-120D1 + UR4D-****3090M | Light Emitting Diode | Inseparable Luminaire | Quick Connect | 0-10 VDC Controls | 55.3 | 2711 | 0.0011 | 94 | 64 | 223 | 0.99 | Ambient | 50000 |  |  | 55000 | 0.1 | 21 | 21 | 0.21 | 0.26 | 0.26 | 0.25 | 0.2 | 0.1 | 0.26 | 0.32 | 0.32 | 0.26 | 0.2 | 0.1 | 0.2 | 0.25 | 0.24 | 0.18 | 0.2 | 0.1 | True |  | Non Federally-Regulated | 10/02/2017 |  | 01/16/2018
Contrast Lighting | Urbai | ISUR4-120D1 + UR4D-****3090S | Light Emitting Diode | Inseparable Luminaire | Quick Connect | 0-10 VDC Controls | 55.3 | 2711 | 0.0011 | 94 | 64 | 223 | 0.99 | Ambient | 50000 |  |  | 55000 | 0.1 | 21 | 21 | 0.21 | 0.26 | 0.26 | 0.25 | 0.2 | 0.1 | 0.26 | 0.32 | 0.32 | 0.26 | 0.2 | 0.1 | 0.2 | 0.25 | 0.24 | 0.18 | 0.2 | 0.1 | True |  | Non Federally-Regulated | 10/02/2017 |  | 01/16/2018
Contrast Lighting | Urbai | ISUR4-120D1 + UR4D-****3590L | Light Emitting Diode | Inseparable Luminaire | Quick Connect | 0-10 VDC Controls | 55.3 | 2711 | 0.0011 | 94 | 64 | 223 | 0.99 | Ambient | 50000 |  |  | 55000 | 0.1 | 21 | 21 | 0.21 | 0.26 | 0.26 | 0.25 | 0.2 | 0.1 | 0.26 | 0.32 | 0.32 | 0.26 | 0.2 | 0.1 | 0.2 | 0.25 | 0.24 | 0.18 | 0.2 | 0.1 | True |  | Non Federally-Regulated | 10/02/2017 |  | 01/16/2018
Contrast Lighting | Urbai | ISUR4-120D1 + UR4D-****3590M | Light Emitting Diode | Inseparable Luminaire | Quick Connect | 0-10 VDC Controls | 55.3 | 2711 | 0.0011 | 94 | 64 | 223 | 0.99 | Ambient | 50000 |  |  | 55000 | 0.1 | 21 | 21 | 0.21 | 0.26 | 0.26 | 0.25 | 0.2 | 0.1 | 0.26 | 0.32 | 0.32 | 0.26 | 0.2 | 0.1 | 0.2 | 0.25 | 0.24 | 0.18 | 0.2 | 0.1 | True |  | Non Federally-Regulated | 10/02/2017 |  | 01/16/2018
Contrast Lighting | Urbai | ISUR4-120D1 + UR4D-****3590S | Light Emitting Diode | Inseparable Luminaire | Quick Connect | 0-10 VDC Controls | 55.3 | 2711 | 0.0011 | 94 | 64 | 223 | 0.99 | Ambient | 50000 |  |  | 55000 | 0.1 | 21 | 21 | 0.21 | 0.26 | 0.26 | 0.25 | 0.2 | 0.1 | 0.26 | 0.32 | 0.32 | 0.26 | 0.2 | 0.1 | 0.2 | 0.25 | 0.24 | 0.18 | 0.2 | 0.1 | True |  | Non Federally-Regulated | 10/02/2017 |  | 01/16/2018
Contrast Lighting | Urbai | ISUR4-120D1 + UR4D-****4090L | Light Emitting Diode | Inseparable Luminaire | Quick Connect | 0-10 VDC Controls | 55.3 | 2711 | 0.0011 | 94 | 64 | 223 | 0.99 | Ambient | 50000 |  |  | 55000 | 0.1 | 21 | 21 | 0.21 | 0.26 | 0.26 | 0.25 | 0.2 | 0.1 | 0.26 | 0.32 | 0.32 | 0.26 | 0.2 | 0.1 | 0.2 | 0.25 | 0.24 | 0.18 | 0.2 | 0.1 | True |  | Non Federally-Regulated | 10/02/2017 |  | 01/16/2018
Contrast Lighting | Urbai | ISUR4-120D1 + UR4D-****4090M | Light Emitting Diode | Inseparable Luminaire | Quick Connect | 0-10 VDC Controls | 55.3 | 2711 | 0.0011 | 94 | 64 | 223 | 0.99 | Ambient | 50000 |  |  | 55000 | 0.1 | 21 | 21 | 0.21 | 0.26 | 0.26 | 0.25 | 0.2 | 0.1 | 0.26 | 0.32 | 0.32 | 0.26 | 0.2 | 0.1 | 0.2 | 0.25 | 0.24 | 0.18 | 0.2 | 0.1 | True |  | Non Federally-Regulated | 10/02/2017 |  | 01/16/2018
Contrast Lighting | Urbai | ISUR4-120D1 + UR4D-****4090S | Light Emitting Diode | Inseparable Luminaire | Quick Connect | 0-10 VDC Controls | 55.3 | 2711 | 0.0011 | 94 | 64 | 223 | 0.99 | Ambient | 50000 |  |  | 55000 | 0.1 | 21 | 21 | 0.21 | 0.26 | 0.26 | 0.25 | 0.2 | 0.1 | 0.26 | 0.32 | 0.32 | 0.26 | 0.2 | 0.1 | 0.2 | 0.25 | 0.24 | 0.18 | 0.2 | 0.1 | True |  | Non Federally-Regulated | 10/02/2017 |  | 01/16/2018
Contrast Lighting | Urbai | ISUR4-120D1 + UR4E-****2790L | Light Emitting Diode | Inseparable Luminaire | Quick Connect | 0-10 VDC Controls | 55.3 | 2711 | 0.0011 | 94 | 64 | 223 | 0.99 | Ambient | 50000 |  |  | 55000 | 0.1 | 21 | 21 | 0.21 | 0.26 | 0.26 | 0.25 | 0.2 | 0.1 | 0.26 | 0.32 | 0.32 | 0.26 | 0.2 | 0.1 | 0.2 | 0.25 | 0.24 | 0.18 | 0.2 | 0.1 | True |  | Non Federally-Regulated | 10/02/2017 |  | 01/16/2018
Contrast Lighting | Urbai | ISUR4-120D1 + UR4E-****2790M | Light Emitting Diode | Inseparable Luminaire | Quick Connect | 0-10 VDC Controls | 55.3 | 2711 | 0.0011 | 94 | 64 | 223 | 0.99 | Ambient | 50000 |  |  | 55000 | 0.1 | 21 | 21 | 0.21 | 0.26 | 0.26 | 0.25 | 0.2 | 0.1 | 0.26 | 0.32 | 0.32 | 0.26 | 0.2 | 0.1 | 0.2 | 0.25 | 0.24 | 0.18 | 0.2 | 0.1 | True |  | Non Federally-Regulated | 10/02/2017 |  | 01/16/2018
Contrast Lighting | Urbai | ISUR4-120D1 + UR4E-****2790S | Light Emitting Diode | Inseparable Luminaire | Quick Connect | 0-10 VDC Controls | 55.3 | 2711 | 0.0011 | 94 | 64 | 223 | 0.99 | Ambient | 50000 |  |  | 55000 | 0.1 | 21 | 21 | 0.21 | 0.26 | 0.26 | 0.25 | 0.2 | 0.1 | 0.26 | 0.32 | 0.32 | 0.26 | 0.2 | 0.1 | 0.2 | 0.25 | 0.24 | 0.18 | 0.2 | 0.1 | True |  | Non Federally-Regulated | 10/02/2017 |  | 01/16/2018
Contrast Lighting | Urbai | ISUR4-120D1 + UR4E-****3090L | Light Emitting Diode | Inseparable Luminaire | Quick Connect | 0-10 VDC Controls | 55.3 | 2711 | 0.0011 | 94 | 64 | 223 | 0.99 | Ambient | 50000 |  |  | 55000 | 0.1 | 21 | 21 | 0.21 | 0.26 | 0.26 | 0.25 | 0.2 | 0.1 | 0.26 | 0.32 | 0.32 | 0.26 | 0.2 | 0.1 | 0.2 | 0.25 | 0.24 | 0.18 | 0.2 | 0.1 | True |  | Non Federally-Regulated | 10/02/2017 |  | 01/16/2018
Contrast Lighting | Urbai | ISUR4-120D1 + UR4E-****3090M | Light Emitting Diode | Inseparable Luminaire | Quick Connect | 0-10 VDC Controls | 55.3 | 2711 | 0.0011 | 94 | 64 | 223 | 0.99 | Ambient | 50000 |  |  | 55000 | 0.1 | 21 | 21 | 0.21 | 0.26 | 0.26 | 0.25 | 0.2 | 0.1 | 0.26 | 0.32 | 0.32 | 0.26 | 0.2 | 0.1 | 0.2 | 0.25 | 0.24 | 0.18 | 0.2 | 0.1 | True |  | Non Federally-Regulated | 10/02/2017 |  | 01/16/2018
Contrast Lighting | Urbai | ISUR4-120D1 + UR4E-****3090S | Light Emitting Diode | Inseparable Luminaire | Quick Connect | 0-10 VDC Controls | 55.3 | 2711 | 0.0011 | 94 | 64 | 223 | 0.99 | Ambient | 50000 |  |  | 55000 | 0.1 | 21 | 21 | 0.21 | 0.26 | 0.26 | 0.25 | 0.2 | 0.1 | 0.26 | 0.32 | 0.32 | 0.26 | 0.2 | 0.1 | 0.2 | 0.25 | 0.24 | 0.18 | 0.2 | 0.1 | True |  | Non Federally-Regulated | 10/02/2017 |  | 01/16/2018
Contrast Lighting | Urbai | ISUR4-120D1 + UR4E-****3590L | Light Emitting Diode | Inseparable Luminaire | Quick Connect | 0-10 VDC Controls | 55.3 | 2711 | 0.0011 | 94 | 64 | 223 | 0.99 | Ambient | 50000 |  |  | 55000 | 0.1 | 21 | 21 | 0.21 | 0.26 | 0.26 | 0.25 | 0.2 | 0.1 | 0.26 | 0.32 | 0.32 | 0.26 | 0.2 | 0.1 | 0.2 | 0.25 | 0.24 | 0.18 | 0.2 | 0.1 | True |  | Non Federally-Regulated | 10/02/2017 |  | 01/16/2018
Contrast Lighting | Urbai | ISUR4-120D1 + UR4E-****3590M | Light Emitting Diode | Inseparable Luminaire | Quick Connect | 0-10 VDC Controls | 55.3 | 2711 | 0.0011 | 94 | 64 | 223 | 0.99 | Ambient | 50000 |  |  | 55000 | 0.1 | 21 | 21 | 0.21 | 0.26 | 0.26 | 0.25 | 0.2 | 0.1 | 0.26 | 0.32 | 0.32 | 0.26 | 0.2 | 0.1 | 0.2 | 0.25 | 0.24 | 0.18 | 0.2 | 0.1 | True |  | Non Federally-Regulated | 10/02/2017 |  | 01/16/2018
Contrast Lighting | Urbai | ISUR4-120D1 + UR4E-****3590S | Light Emitting Diode | Inseparable Luminaire | Quick Connect | 0-10 VDC Controls | 55.3 | 2711 | 0.0011 | 94 | 64 | 223 | 0.99 | Ambient | 50000 |  |  | 55000 | 0.1 | 21 | 21 | 0.21 | 0.26 | 0.26 | 0.25 | 0.2 | 0.1 | 0.26 | 0.32 | 0.32 | 0.26 | 0.2 | 0.1 | 0.2 | 0.25 | 0.24 | 0.18 | 0.2 | 0.1 | True |  | Non Federally-Regulated | 10/02/2017 |  | 01/16/2018
Contrast Lighting | Urbai | ISUR4-120D1 + UR4E-****4090L | Light Emitting Diode | Inseparable Luminaire | Quick Connect | 0-10 VDC Controls | 55.3 | 2711 | 0.0011 | 94 | 64 | 223 | 0.99 | Ambient | 50000 |  |  | 55000 | 0.1 | 21 | 21 | 0.21 | 0.26 | 0.26 | 0.25 | 0.2 | 0.1 | 0.26 | 0.32 | 0.32 | 0.26 | 0.2 | 0.1 | 0.2 | 0.25 | 0.24 | 0.18 | 0.2 | 0.1 | True |  | Non Federally-Regulated | 10/02/2017 |  | 01/16/2018
Contrast Lighting | Urbai | ISUR4-120D1 + UR4E-****4090M | Light Emitting Diode | Inseparable Luminaire | Quick Connect | 0-10 VDC Controls | 55.3 | 2711 | 0.0011 | 94 | 64 | 223 | 0.99 | Ambient | 50000 |  |  | 55000 | 0.1 | 21 | 21 | 0.21 | 0.26 | 0.26 | 0.25 | 0.2 | 0.1 | 0.26 | 0.32 | 0.32 | 0.26 | 0.2 | 0.1 | 0.2 | 0.25 | 0.24 | 0.18 | 0.2 | 0.1 | True |  | Non Federally-Regulated | 10/02/2017 |  | 01/16/2018
Contrast Lighting | Urbai | ISUR4-120D1 + UR4E-****4090S | Light Emitting Diode | Inseparable Luminaire | Quick Connect | 0-10 VDC Controls | 55.3 | 2711 | 0.0011 | 94 | 64 | 223 | 0.99 | Ambient | 50000 |  |  | 55000 | 0.1 | 21 | 21 | 0.21 | 0.26 | 0.26 | 0.25 | 0.2 | 0.1 | 0.26 | 0.32 | 0.32 | 0.26 | 0.2 | 0.1 | 0.2 | 0.25 | 0.24 | 0.18 | 0.2 | 0.1 | True |  | Non Federally-Regulated | 10/02/2017 |  | 01/16/2018
Contrast Lighting | Urbai | ISUR4-120D1 + UR4HC-****2790L | Light Emitting Diode | Inseparable Luminaire | Quick Connect | 0-10 VDC Controls | 63 | 2757 | 0.0005 | 93 | 60 | 225 | 0.98 | Ambient | 50000 |  |  | 55000 | 0.1 | 20 | 20 | 0.24 | 0.25 | 0.24 | 0.24 | 0.2 | 0.1 | 0.27 | 0.32 | 0.32 | 0.25 | 0.2 | 0.1 | 0.21 | 0.27 | 0.25 | 0.2 | 0.1 | 0.1 | True |  | Non Federally-Regulated | 10/02/2017 |  | 01/16/2018
Contrast Lighting | Urbai | ISUR4-120D1 + UR4HC-****3090L | Light Emitting Diode | Inseparable Luminaire | Quick Connect | 0-10 VDC Controls | 63 | 2757 | 0.0005 | 93 | 60 | 225 | 0.98 | Ambient | 50000 |  |  | 55000 | 0.1 | 20 | 20 | 0.24 | 0.25 | 0.24 | 0.24 | 0.2 | 0.1 | 0.27 | 0.32 | 0.32 | 0.25 | 0.2 | 0.1 | 0.21 | 0.27 | 0.25 | 0.2 | 0.1 | 0.1 | True |  | Non Federally-Regulated | 10/02/2017 |  | 01/16/2018
Contrast Lighting | Urbai | ISUR4-120D1 + UR4HC-****3590L | Light Emitting Diode | Inseparable Luminaire | Quick Connect | 0-10 VDC Controls | 63 | 2757 | 0.0005 | 93 | 60 | 225 | 0.98 | Ambient | 50000 |  |  | 55000 | 0.1 | 20 | 20 | 0.24 | 0.25 | 0.24 | 0.24 | 0.2 | 0.1 | 0.27 | 0.32 | 0.32 | 0.25 | 0.2 | 0.1 | 0.21 | 0.27 | 0.25 | 0.2 | 0.1 | 0.1 | True |  | Non Federally-Regulated | 10/02/2017 |  | 01/16/2018
Contrast Lighting | Urbai | ISUR4-120D1 + UR4HC-****4090L | Light Emitting Diode | Inseparable Luminaire | Quick Connect | 0-10 VDC Controls | 63 | 2757 | 0.0005 | 93 | 60 | 225 | 0.98 | Ambient | 50000 |  |  | 55000 | 0.1 | 20 | 20 | 0.24 | 0.25 | 0.24 | 0.24 | 0.2 | 0.1 | 0.27 | 0.32 | 0.32 | 0.25 | 0.2 | 0.1 | 0.21 | 0.27 | 0.25 | 0.2 | 0.1 | 0.1 | True |  | Non Federally-Regulated | 10/02/2017 |  | 01/16/2018
Contrast Lighting | Urbai | ISUR4-120D1 + UR4J-****2790L | Light Emitting Diode | Inseparable Luminaire | Quick Connect | 0-10 VDC Controls | 55.3 | 2711 | 0.0011 | 94 | 64 | 223 | 0.99 | Ambient | 50000 |  |  | 55000 | 0.1 | 21 | 21 | 0.21 | 0.26 | 0.26 | 0.25 | 0.2 | 0.1 | 0.26 | 0.32 | 0.32 | 0.26 | 0.2 | 0.1 | 0.2 | 0.25 | 0.24 | 0.18 | 0.2 | 0.1 | True |  | Non Federally-Regulated | 10/02/2017 |  | 01/16/2018
Contrast Lighting | Urbai | ISUR4-120D1 + UR4J-****2790M | Light Emitting Diode | Inseparable Luminaire | Quick Connect | 0-10 VDC Controls | 55.3 | 2711 | 0.0011 | 94 | 64 | 223 | 0.99 | Ambient | 50000 |  |  | 55000 | 0.1 | 21 | 21 | 0.21 | 0.26 | 0.26 | 0.25 | 0.2 | 0.1 | 0.26 | 0.32 | 0.32 | 0.26 | 0.2 | 0.1 | 0.2 | 0.25 | 0.24 | 0.18 | 0.2 | 0.1 | True |  | Non Federally-Regulated | 10/02/2017 |  | 01/16/2018
Contrast Lighting | Urbai | ISUR4-120D1 + UR4J-****2790S | Light Emitting Diode | Inseparable Luminaire | Quick Connect | 0-10 VDC Controls | 55.3 | 2711 | 0.0011 | 94 | 64 | 223 | 0.99 | Ambient | 50000 |  |  | 55000 | 0.1 | 21 | 21 | 0.21 | 0.26 | 0.26 | 0.25 | 0.2 | 0.1 | 0.26 | 0.32 | 0.32 | 0.26 | 0.2 | 0.1 | 0.2 | 0.25 | 0.24 | 0.18 | 0.2 | 0.1 | True |  | Non Federally-Regulated | 10/02/2017 |  | 01/16/2018
Contrast Lighting | Urbai | ISUR4-120D1 + UR4J-****3090L | Light Emitting Diode | Inseparable Luminaire | Quick Connect | 0-10 VDC Controls | 55.3 | 2711 | 0.0011 | 94 | 64 | 223 | 0.99 | Ambient | 50000 |  |  | 55000 | 0.1 | 21 | 21 | 0.21 | 0.26 | 0.26 | 0.25 | 0.2 | 0.1 | 0.26 | 0.32 | 0.32 | 0.26 | 0.2 | 0.1 | 0.2 | 0.25 | 0.24 | 0.18 | 0.2 | 0.1 | True |  | Non Federally-Regulated | 10/02/2017 |  | 01/16/2018
Contrast Lighting | Urbai | ISUR4-120D1 + UR4J-****3090M | Light Emitting Diode | Inseparable Luminaire | Quick Connect | 0-10 VDC Controls | 55.3 | 2711 | 0.0011 | 94 | 64 | 223 | 0.99 | Ambient | 50000 |  |  | 55000 | 0.1 | 21 | 21 | 0.21 | 0.26 | 0.26 | 0.25 | 0.2 | 0.1 | 0.26 | 0.32 | 0.32 | 0.26 | 0.2 | 0.1 | 0.2 | 0.25 | 0.24 | 0.18 | 0.2 | 0.1 | True |  | Non Federally-Regulated | 10/02/2017 |  | 01/16/2018
Contrast Lighting | Urbai | ISUR4-120D1 + UR4J-****3090S | Light Emitting Diode | Inseparable Luminaire | Quick Connect | 0-10 VDC Controls | 55.3 | 2711 | 0.0011 | 94 | 64 | 223 | 0.99 | Ambient | 50000 |  |  | 55000 | 0.1 | 21 | 21 | 0.21 | 0.26 | 0.26 | 0.25 | 0.2 | 0.1 | 0.26 | 0.32 | 0.32 | 0.26 | 0.2 | 0.1 | 0.2 | 0.25 | 0.24 | 0.18 | 0.2 | 0.1 | True |  | Non Federally-Regulated | 10/02/2017 |  | 01/16/2018
Contrast Lighting | Urbai | ISUR4-120D1 + UR4J-****3590L | Light Emitting Diode | Inseparable Luminaire | Quick Connect | 0-10 VDC Controls | 55.3 | 2711 | 0.0011 | 94 | 64 | 223 | 0.99 | Ambient | 50000 |  |  | 55000 | 0.1 | 21 | 21 | 0.21 | 0.26 | 0.26 | 0.25 | 0.2 | 0.1 | 0.26 | 0.32 | 0.32 | 0.26 | 0.2 | 0.1 | 0.2 | 0.25 | 0.24 | 0.18 | 0.2 | 0.1 | True |  | Non Federally-Regulated | 10/02/2017 |  | 01/16/2018
Contrast Lighting | Urbai | ISUR4-120D1 + UR4J-****3590M | Light Emitting Diode | Inseparable Luminaire | Quick Connect | 0-10 VDC Controls | 55.3 | 2711 | 0.0011 | 94 | 64 | 223 | 0.99 | Ambient | 50000 |  |  | 55000 | 0.1 | 21 | 21 | 0.21 | 0.26 | 0.26 | 0.25 | 0.2 | 0.1 | 0.26 | 0.32 | 0.32 | 0.26 | 0.2 | 0.1 | 0.2 | 0.25 | 0.24 | 0.18 | 0.2 | 0.1 | True |  | Non Federally-Regulated | 10/02/2017 |  | 01/16/2018
Contrast Lighting | Urbai | ISUR4-120D1 + UR4J-****3590S | Light Emitting Diode | Inseparable Luminaire | Quick Connect | 0-10 VDC Controls | 55.3 | 2711 | 0.0011 | 94 | 64 | 223 | 0.99 | Ambient | 50000 |  |  | 55000 | 0.1 | 21 | 21 | 0.21 | 0.26 | 0.26 | 0.25 | 0.2 | 0.1 | 0.26 | 0.32 | 0.32 | 0.26 | 0.2 | 0.1 | 0.2 | 0.25 | 0.24 | 0.18 | 0.2 | 0.1 | True |  | Non Federally-Regulated | 10/02/2017 |  | 01/16/2018
Contrast Lighting | Urbai | ISUR4-120D1 + UR4J-****4090L | Light Emitting Diode | Inseparable Luminaire | Quick Connect | 0-10 VDC Controls | 55.3 | 2711 | 0.0011 | 94 | 64 | 223 | 0.99 | Ambient | 50000 |  |  | 55000 | 0.1 | 21 | 21 | 0.21 | 0.26 | 0.26 | 0.25 | 0.2 | 0.1 | 0.26 | 0.32 | 0.32 | 0.26 | 0.2 | 0.1 | 0.2 | 0.25 | 0.24 | 0.18 | 0.2 | 0.1 | True |  | Non Federally-Regulated | 10/02/2017 |  | 01/16/2018
Contrast Lighting | Urbai | ISUR4-120D1 + UR4J-****4090M | Light Emitting Diode | Inseparable Luminaire | Quick Connect | 0-10 VDC Controls | 55.3 | 2711 | 0.0011 | 94 | 64 | 223 | 0.99 | Ambient | 50000 |  |  | 55000 | 0.1 | 21 | 21 | 0.21 | 0.26 | 0.26 | 0.25 | 0.2 | 0.1 | 0.26 | 0.32 | 0.32 | 0.26 | 0.2 | 0.1 | 0.2 | 0.25 | 0.24 | 0.18 | 0.2 | 0.1 | True |  | Non Federally-Regulated | 10/02/2017 |  | 01/16/2018
Contrast Lighting | Urbai | ISUR4-120D1 + UR4J-****4090S | Light Emitting Diode | Inseparable Luminaire | Quick Connect | 0-10 VDC Controls | 55.3 | 2711 | 0.0011 | 94 | 64 | 223 | 0.99 | Ambient | 50000 |  |  | 55000 | 0.1 | 21 | 21 | 0.21 | 0.26 | 0.26 | 0.25 | 0.2 | 0.1 | 0.26 | 0.32 | 0.32 | 0.26 | 0.2 | 0.1 | 0.2 | 0.25 | 0.24 | 0.18 | 0.2 | 0.1 | True |  | Non Federally-Regulated | 10/02/2017 |  | 01/16/2018
Contrast Lighting | Urbai | ISUR4-120D2 + UR4A-**2790L | Light Emitting Diode | Inseparable Luminaire | Quick Connect | 0-10 VDC Controls | 48.1 | 2709 | 0.0008 | 93 | 61 | 164 | 0.99 | Ambient | 50000 |  |  | 55000 | 0.1 | 21 | 21 | 0.21 | 0.26 | 0.26 | 0.25 | 0.1 | 0.1 | 0.28 | 0.34 | 0.34 | 0.28 | 0.2 | 0.1 | 0.22 | 0.28 | 0.27 | 0.21 | 0.1 | 0.1 | True |  | Non Federally-Regulated | 10/02/2017 |  | 01/16/2018
Contrast Lighting | Urbai | ISUR4-120D2 + UR4A-**2790M | Light Emitting Diode | Inseparable Luminaire | Quick Connect | 0-10 VDC Controls | 48.1 | 2709 | 0.0008 | 93 | 61 | 164 | 0.99 | Ambient | 50000 |  |  | 55000 | 0.1 | 21 | 21 | 0.21 | 0.26 | 0.26 | 0.25 | 0.1 | 0.1 | 0.28 | 0.34 | 0.34 | 0.28 | 0.2 | 0.1 | 0.22 | 0.28 | 0.27 | 0.21 | 0.1 | 0.1 | True |  | Non Federally-Regulated | 10/02/2017 |  | 01/16/2018
Contrast Lighting | Urbai | ISUR4-120D2 + UR4A-**2790S | Light Emitting Diode | Inseparable Luminaire | Quick Connect | 0-10 VDC Controls | 48.1 | 2709 | 0.0008 | 93 | 61 | 164 | 0.99 | Ambient | 50000 |  |  | 55000 | 0.1 | 21 | 21 | 0.21 | 0.26 | 0.26 | 0.25 | 0.1 | 0.1 | 0.28 | 0.34 | 0.34 | 0.28 | 0.2 | 0.1 | 0.22 | 0.28 | 0.27 | 0.21 | 0.1 | 0.1 | True |  | Non Federally-Regulated | 10/02/2017 |  | 01/16/2018
Contrast Lighting | Urbai | ISUR4-120D2 + UR4A-**3090L | Light Emitting Diode | Inseparable Luminaire | Quick Connect | 0-10 VDC Controls | 48.1 | 2709 | 0.0008 | 93 | 61 | 164 | 0.99 | Ambient | 50000 |  |  | 55000 | 0.1 | 21 | 21 | 0.21 | 0.26 | 0.26 | 0.25 | 0.1 | 0.1 | 0.28 | 0.34 | 0.34 | 0.28 | 0.2 | 0.1 | 0.22 | 0.28 | 0.27 | 0.21 | 0.1 | 0.1 | True |  | Non Federally-Regulated | 10/02/2017 |  | 01/16/2018
Contrast Lighting | Urbai | ISUR4-120D2 + UR4A-**3090M | Light Emitting Diode | Inseparable Luminaire | Quick Connect | 0-10 VDC Controls | 48.1 | 2709 | 0.0008 | 93 | 61 | 164 | 0.99 | Ambient | 50000 |  |  | 55000 | 0.1 | 21 | 21 | 0.21 | 0.26 | 0.26 | 0.25 | 0.1 | 0.1 | 0.28 | 0.34 | 0.34 | 0.28 | 0.2 | 0.1 | 0.22 | 0.28 | 0.27 | 0.21 | 0.1 | 0.1 | True |  | Non Federally-Regulated | 10/02/2017 |  | 01/16/2018
Contrast Lighting | Urbai | ISUR4-120D2 + UR4A-**3090S | Light Emitting Diode | Inseparable Luminaire | Quick Connect | 0-10 VDC Controls | 48.1 | 2709 | 0.0008 | 93 | 61 | 164 | 0.99 | Ambient | 50000 |  |  | 55000 | 0.1 | 21 | 21 | 0.21 | 0.26 | 0.26 | 0.25 | 0.1 | 0.1 | 0.28 | 0.34 | 0.34 | 0.28 | 0.2 | 0.1 | 0.22 | 0.28 | 0.27 | 0.21 | 0.1 | 0.1 | True |  | Non Federally-Regulated | 10/02/2017 |  | 01/16/2018
Contrast Lighting | Urbai | ISUR4-120D2 + UR4A-**3590L | Light Emitting Diode | Inseparable Luminaire | Quick Connect | 0-10 VDC Controls | 48.1 | 2709 | 0.0008 | 93 | 61 | 164 | 0.99 | Ambient | 50000 |  |  | 55000 | 0.1 | 21 | 21 | 0.21 | 0.26 | 0.26 | 0.25 | 0.1 | 0.1 | 0.28 | 0.34 | 0.34 | 0.28 | 0.2 | 0.1 | 0.22 | 0.28 | 0.27 | 0.21 | 0.1 | 0.1 | True |  | Non Federally-Regulated | 10/02/2017 |  | 01/16/2018
Contrast Lighting | Urbai | ISUR4-120D2 + UR4A-**3590M | Light Emitting Diode | Inseparable Luminaire | Quick Connect | 0-10 VDC Controls | 48.1 | 2709 | 0.0008 | 93 | 61 | 164 | 0.99 | Ambient | 50000 |  |  | 55000 | 0.1 | 21 | 21 | 0.21 | 0.26 | 0.26 | 0.25 | 0.1 | 0.1 | 0.28 | 0.34 | 0.34 | 0.28 | 0.2 | 0.1 | 0.22 | 0.28 | 0.27 | 0.21 | 0.1 | 0.1 | True |  | Non Federally-Regulated | 10/02/2017 |  | 01/16/2018
Contrast Lighting | Urbai | ISUR4-120D2 + UR4A-**3590S | Light Emitting Diode | Inseparable Luminaire | Quick Connect | 0-10 VDC Controls | 48.1 | 2709 | 0.0008 | 93 | 61 | 164 | 0.99 | Ambient | 50000 |  |  | 55000 | 0.1 | 21 | 21 | 0.21 | 0.26 | 0.26 | 0.25 | 0.1 | 0.1 | 0.28 | 0.34 | 0.34 | 0.28 | 0.2 | 0.1 | 0.22 | 0.28 | 0.27 | 0.21 | 0.1 | 0.1 | True |  | Non Federally-Regulated | 10/02/2017 |  | 01/16/2018
Contrast Lighting | Urbai | ISUR4-120D2 + UR4A-**4090L | Light Emitting Diode | Inseparable Luminaire | Quick Connect | 0-10 VDC Controls | 48.1 | 2709 | 0.0008 | 93 | 61 | 164 | 0.99 | Ambient | 50000 |  |  | 55000 | 0.1 | 21 | 21 | 0.21 | 0.26 | 0.26 | 0.25 | 0.1 | 0.1 | 0.28 | 0.34 | 0.34 | 0.28 | 0.2 | 0.1 | 0.22 | 0.28 | 0.27 | 0.21 | 0.1 | 0.1 | True |  | Non Federally-Regulated | 10/02/2017 |  | 01/16/2018
Contrast Lighting | Urbai | ISUR4-120D2 + UR4A-**4090M | Light Emitting Diode | Inseparable Luminaire | Quick Connect | 0-10 VDC Controls | 48.1 | 2709 | 0.0008 | 93 | 61 | 164 | 0.99 | Ambient | 50000 |  |  | 55000 | 0.1 | 21 | 21 | 0.21 | 0.26 | 0.26 | 0.25 | 0.1 | 0.1 | 0.28 | 0.34 | 0.34 | 0.28 | 0.2 | 0.1 | 0.22 | 0.28 | 0.27 | 0.21 | 0.1 | 0.1 | True |  | Non Federally-Regulated | 10/02/2017 |  | 01/16/2018
Contrast Lighting | Urbai | ISUR4-120D2 + UR4A-**4090S | Light Emitting Diode | Inseparable Luminaire | Quick Connect | 0-10 VDC Controls | 48.1 | 2709 | 0.0008 | 93 | 61 | 164 | 0.99 | Ambient | 50000 |  |  | 55000 | 0.1 | 21 | 21 | 0.21 | 0.26 | 0.26 | 0.25 | 0.1 | 0.1 | 0.28 | 0.34 | 0.34 | 0.28 | 0.2 | 0.1 | 0.22 | 0.28 | 0.27 | 0.21 | 0.1 | 0.1 | True |  | Non Federally-Regulated | 10/02/2017 |  | 01/16/2018
Contrast Lighting | Urbai | ISUR4-120D2 + UR4B-**2790L | Light Emitting Diode | Inseparable Luminaire | Quick Connect | 0-10 VDC Controls | 48.1 | 2709 | 0.0008 | 93 | 61 | 164 | 0.99 | Ambient | 50000 |  |  | 55000 | 0.1 | 21 | 21 | 0.21 | 0.26 | 0.26 | 0.25 | 0.1 | 0.1 | 0.28 | 0.34 | 0.34 | 0.28 | 0.2 | 0.1 | 0.22 | 0.28 | 0.27 | 0.21 | 0.1 | 0.1 | True |  | Non Federally-Regulated | 10/02/2017 |  | 01/16/2018
Contrast Lighting | Urbai | ISUR4-120D2 + UR4B-**2790M | Light Emitting Diode | Inseparable Luminaire | Quick Connect | 0-10 VDC Controls | 48.1 | 2709 | 0.0008 | 93 | 61 | 164 | 0.99 | Ambient | 50000 |  |  | 55000 | 0.1 | 21 | 21 | 0.21 | 0.26 | 0.26 | 0.25 | 0.1 | 0.1 | 0.28 | 0.34 | 0.34 | 0.28 | 0.2 | 0.1 | 0.22 | 0.28 | 0.27 | 0.21 | 0.1 | 0.1 | True |  | Non Federally-Regulated | 10/02/2017 |  | 01/16/2018
Contrast Lighting | Urbai | ISUR4-120D2 + UR4B-**2790S | Light Emitting Diode | Inseparable Luminaire | Quick Connect | 0-10 VDC Controls | 48.1 | 2709 | 0.0008 | 93 | 61 | 164 | 0.99 | Ambient | 50000 |  |  | 55000 | 0.1 | 21 | 21 | 0.21 | 0.26 | 0.26 | 0.25 | 0.1 | 0.1 | 0.28 | 0.34 | 0.34 | 0.28 | 0.2 | 0.1 | 0.22 | 0.28 | 0.27 | 0.21 | 0.1 | 0.1 | True |  | Non Federally-Regulated | 10/02/2017 |  | 01/16/2018
Contrast Lighting | Urbai | ISUR4-120D2 + UR4B-**3090L | Light Emitting Diode | Inseparable Luminaire | Quick Connect | 0-10 VDC Controls | 48.1 | 2709 | 0.0008 | 93 | 61 | 164 | 0.99 | Ambient | 50000 |  |  | 55000 | 0.1 | 21 | 21 | 0.21 | 0.26 | 0.26 | 0.25 | 0.1 | 0.1 | 0.28 | 0.34 | 0.34 | 0.28 | 0.2 | 0.1 | 0.22 | 0.28 | 0.27 | 0.21 | 0.1 | 0.1 | True |  | Non Federally-Regulated | 10/02/2017 |  | 01/16/2018
Contrast Lighting | Urbai | ISUR4-120D2 + UR4B-**3090M | Light Emitting Diode | Inseparable Luminaire | Quick Connect | 0-10 VDC Controls | 48.1 | 2709 | 0.0008 | 93 | 61 | 164 | 0.99 | Ambient | 50000 |  |  | 55000 | 0.1 | 21 | 21 | 0.21 | 0.26 | 0.26 | 0.25 | 0.1 | 0.1 | 0.28 | 0.34 | 0.34 | 0.28 | 0.2 | 0.1 | 0.22 | 0.28 | 0.27 | 0.21 | 0.1 | 0.1 | True |  | Non Federally-Regulated | 10/02/2017 |  | 01/16/2018
Contrast Lighting | Urbai | ISUR4-120D2 + UR4B-**3090S | Light Emitting Diode | Inseparable Luminaire | Quick Connect | 0-10 VDC Controls | 48.1 | 2709 | 0.0008 | 93 | 61 | 164 | 0.99 | Ambient | 50000 |  |  | 55000 | 0.1 | 21 | 21 | 0.21 | 0.26 | 0.26 | 0.25 | 0.1 | 0.1 | 0.28 | 0.34 | 0.34 | 0.28 | 0.2 | 0.1 | 0.22 | 0.28 | 0.27 | 0.21 | 0.1 | 0.1 | True |  | Non Federally-Regulated | 10/02/2017 |  | 01/16/2018
Contrast Lighting | Urbai | ISUR4-120D2 + UR4B-**3590L | Light Emitting Diode | Inseparable Luminaire | Quick Connect | 0-10 VDC Controls | 48.1 | 2709 | 0.0008 | 93 | 61 | 164 | 0.99 | Ambient | 50000 |  |  | 55000 | 0.1 | 21 | 21 | 0.21 | 0.26 | 0.26 | 0.25 | 0.1 | 0.1 | 0.28 | 0.34 | 0.34 | 0.28 | 0.2 | 0.1 | 0.22 | 0.28 | 0.27 | 0.21 | 0.1 | 0.1 | True |  | Non Federally-Regulated | 10/02/2017 |  | 01/16/2018
Contrast Lighting | Urbai | ISUR4-120D2 + UR4B-**3590M | Light Emitting Diode | Inseparable Luminaire | Quick Connect | 0-10 VDC Controls | 48.1 | 2709 | 0.0008 | 93 | 61 | 164 | 0.99 | Ambient | 50000 |  |  | 55000 | 0.1 | 21 | 21 | 0.21 | 0.26 | 0.26 | 0.25 | 0.1 | 0.1 | 0.28 | 0.34 | 0.34 | 0.28 | 0.2 | 0.1 | 0.22 | 0.28 | 0.27 | 0.21 | 0.1 | 0.1 | True |  | Non Federally-Regulated | 10/02/2017 |  | 01/16/2018
Contrast Lighting | Urbai | ISUR4-120D2 + UR4B-**3590S | Light Emitting Diode | Inseparable Luminaire | Quick Connect | 0-10 VDC Controls | 48.1 | 2709 | 0.0008 | 93 | 61 | 164 | 0.99 | Ambient | 50000 |  |  | 55000 | 0.1 | 21 | 21 | 0.21 | 0.26 | 0.26 | 0.25 | 0.1 | 0.1 | 0.28 | 0.34 | 0.34 | 0.28 | 0.2 | 0.1 | 0.22 | 0.28 | 0.27 | 0.21 | 0.1 | 0.1 | True |  | Non Federally-Regulated | 10/02/2017 |  | 01/16/2018
Contrast Lighting | Urbai | ISUR4-120D2 + UR4B-**4090L | Light Emitting Diode | Inseparable Luminaire | Quick Connect | 0-10 VDC Controls | 48.1 | 2709 | 0.0008 | 93 | 61 | 164 | 0.99 | Ambient | 50000 |  |  | 55000 | 0.1 | 21 | 21 | 0.21 | 0.26 | 0.26 | 0.25 | 0.1 | 0.1 | 0.28 | 0.34 | 0.34 | 0.28 | 0.2 | 0.1 | 0.22 | 0.28 | 0.27 | 0.21 | 0.1 | 0.1 | True |  | Non Federally-Regulated | 10/02/2017 |  | 01/16/2018
Contrast Lighting | Urbai | ISUR4-120D2 + UR4B-**4090M | Light Emitting Diode | Inseparable Luminaire | Quick Connect | 0-10 VDC Controls | 48.1 | 2709 | 0.0008 | 93 | 61 | 164 | 0.99 | Ambient | 50000 |  |  | 55000 | 0.1 | 21 | 21 | 0.21 | 0.26 | 0.26 | 0.25 | 0.1 | 0.1 | 0.28 | 0.34 | 0.34 | 0.28 | 0.2 | 0.1 | 0.22 | 0.28 | 0.27 | 0.21 | 0.1 | 0.1 | True |  | Non Federally-Regulated | 10/02/2017 |  | 01/16/2018
Contrast Lighting | Urbai | ISUR4-120D2 + UR4B-**4090S | Light Emitting Diode | Inseparable Luminaire | Quick Connect | 0-10 VDC Controls | 48.1 | 2709 | 0.0008 | 93 | 61 | 164 | 0.99 | Ambient | 50000 |  |  | 55000 | 0.1 | 21 | 21 | 0.21 | 0.26 | 0.26 | 0.25 | 0.1 | 0.1 | 0.28 | 0.34 | 0.34 | 0.28 | 0.2 | 0.1 | 0.22 | 0.28 | 0.27 | 0.21 | 0.1 | 0.1 | True |  | Non Federally-Regulated | 10/02/2017 |  | 01/16/2018
Contrast Lighting | Urbai | ISUR4-120D2 + UR4CC-****2790L | Light Emitting Diode | Inseparable Luminaire | Quick Connect | 0-10 VDC Controls | 58.3 | 2718 | 0.0005 | 92 | 57 | 139 | 0.99 | Ambient | 50000 |  |  | 55000 | 0.1 | 22 | 21 | 0.2 | 0.25 | 0.24 | 0.24 | 0.2 | 0.1 | 0.29 | 0.34 | 0.34 | 0.27 | 0.1 | 0.1 | 0.23 | 0.29 | 0.28 | 0.21 | 0.1 | 0.1 | True |  | Non Federally-Regulated | 10/02/2017 |  | 01/16/2018
Contrast Lighting | Urbai | ISUR4-120D2 + UR4CC-****3090L | Light Emitting Diode | Inseparable Luminaire | Quick Connect | 0-10 VDC Controls | 58.3 | 2718 | 0.0005 | 92 | 57 | 139 | 0.99 | Ambient | 50000 |  |  | 55000 | 0.1 | 22 | 21 | 0.2 | 0.25 | 0.24 | 0.24 | 0.2 | 0.1 | 0.29 | 0.34 | 0.34 | 0.27 | 0.1 | 0.1 | 0.23 | 0.29 | 0.28 | 0.21 | 0.1 | 0.1 | True |  | Non Federally-Regulated | 10/02/2017 |  | 01/16/2018
Contrast Lighting | Urbai | ISUR4-120D2 + UR4CC-****3590L | Light Emitting Diode | Inseparable Luminaire | Quick Connect | 0-10 VDC Controls | 58.3 | 2718 | 0.0005 | 92 | 57 | 139 | 0.99 | Ambient | 50000 |  |  | 55000 | 0.1 | 22 | 21 | 0.2 | 0.25 | 0.24 | 0.24 | 0.2 | 0.1 | 0.29 | 0.34 | 0.34 | 0.27 | 0.1 | 0.1 | 0.23 | 0.29 | 0.28 | 0.21 | 0.1 | 0.1 | True |  | Non Federally-Regulated | 10/02/2017 |  | 01/16/2018
Contrast Lighting | Urbai | ISUR4-120D2 + UR4CC-****4090L | Light Emitting Diode | Inseparable Luminaire | Quick Connect | 0-10 VDC Controls | 58.3 | 2718 | 0.0005 | 92 | 57 | 139 | 0.99 | Ambient | 50000 |  |  | 55000 | 0.1 | 22 | 21 | 0.2 | 0.25 | 0.24 | 0.24 | 0.2 | 0.1 | 0.29 | 0.34 | 0.34 | 0.27 | 0.1 | 0.1 | 0.23 | 0.29 | 0.28 | 0.21 | 0.1 | 0.1 | True |  | Non Federally-Regulated | 10/02/2017 |  | 01/16/2018
Contrast Lighting | Urbai | ISUR4-120D2 + UR4D-****2790L | Light Emitting Diode | Inseparable Luminaire | Quick Connect | 0-10 VDC Controls | 48.1 | 2709 | 0.0008 | 93 | 61 | 164 | 0.99 | Ambient | 50000 |  |  | 55000 | 0.1 | 21 | 21 | 0.21 | 0.26 | 0.26 | 0.25 | 0.1 | 0.1 | 0.28 | 0.34 | 0.34 | 0.28 | 0.2 | 0.1 | 0.22 | 0.28 | 0.27 | 0.21 | 0.1 | 0.1 | True |  | Non Federally-Regulated | 10/02/2017 |  | 01/16/2018
Contrast Lighting | Urbai | ISUR4-120D2 + UR4D-****2790M | Light Emitting Diode | Inseparable Luminaire | Quick Connect | 0-10 VDC Controls | 48.1 | 2709 | 0.0008 | 93 | 61 | 164 | 0.99 | Ambient | 50000 |  |  | 55000 | 0.1 | 21 | 21 | 0.21 | 0.26 | 0.26 | 0.25 | 0.1 | 0.1 | 0.28 | 0.34 | 0.34 | 0.28 | 0.2 | 0.1 | 0.22 | 0.28 | 0.27 | 0.21 | 0.1 | 0.1 | True |  | Non Federally-Regulated | 10/02/2017 |  | 01/16/2018
Contrast Lighting | Urbai | ISUR4-120D2 + UR4D-****2790S | Light Emitting Diode | Inseparable Luminaire | Quick Connect | 0-10 VDC Controls | 48.1 | 2709 | 0.0008 | 93 | 61 | 164 | 0.99 | Ambient | 50000 |  |  | 55000 | 0.1 | 21 | 21 | 0.21 | 0.26 | 0.26 | 0.25 | 0.1 | 0.1 | 0.28 | 0.34 | 0.34 | 0.28 | 0.2 | 0.1 | 0.22 | 0.28 | 0.27 | 0.21 | 0.1 | 0.1 | True |  | Non Federally-Regulated | 10/02/2017 |  | 01/16/2018
Contrast Lighting | Urbai | ISUR4-120D2 + UR4D-****3090L | Light Emitting Diode | Inseparable Luminaire | Quick Connect | 0-10 VDC Controls | 48.1 | 2709 | 0.0008 | 93 | 61 | 164 | 0.99 | Ambient | 50000 |  |  | 55000 | 0.1 | 21 | 21 | 0.21 | 0.26 | 0.26 | 0.25 | 0.1 | 0.1 | 0.28 | 0.34 | 0.34 | 0.28 | 0.2 | 0.1 | 0.22 | 0.28 | 0.27 | 0.21 | 0.1 | 0.1 | True |  | Non Federally-Regulated | 10/02/2017 |  | 01/16/2018
Contrast Lighting | Urbai | ISUR4-120D2 + UR4D-****3090M | Light Emitting Diode | Inseparable Luminaire | Quick Connect | 0-10 VDC Controls | 48.1 | 2709 | 0.0008 | 93 | 61 | 164 | 0.99 | Ambient | 50000 |  |  | 55000 | 0.1 | 21 | 21 | 0.21 | 0.26 | 0.26 | 0.25 | 0.1 | 0.1 | 0.28 | 0.34 | 0.34 | 0.28 | 0.2 | 0.1 | 0.22 | 0.28 | 0.27 | 0.21 | 0.1 | 0.1 | True |  | Non Federally-Regulated | 10/02/2017 |  | 01/16/2018
Contrast Lighting | Urbai | ISUR4-120D2 + UR4D-****3090S | Light Emitting Diode | Inseparable Luminaire | Quick Connect | 0-10 VDC Controls | 48.1 | 2709 | 0.0008 | 93 | 61 | 164 | 0.99 | Ambient | 50000 |  |  | 55000 | 0.1 | 21 | 21 | 0.21 | 0.26 | 0.26 | 0.25 | 0.1 | 0.1 | 0.28 | 0.34 | 0.34 | 0.28 | 0.2 | 0.1 | 0.22 | 0.28 | 0.27 | 0.21 | 0.1 | 0.1 | True |  | Non Federally-Regulated | 10/02/2017 |  | 01/16/2018
Contrast Lighting | Urbai | ISUR4-120D2 + UR4D-****3590L | Light Emitting Diode | Inseparable Luminaire | Quick Connect | 0-10 VDC Controls | 48.1 | 2709 | 0.0008 | 93 | 61 | 164 | 0.99 | Ambient | 50000 |  |  | 55000 | 0.1 | 21 | 21 | 0.21 | 0.26 | 0.26 | 0.25 | 0.1 | 0.1 | 0.28 | 0.34 | 0.34 | 0.28 | 0.2 | 0.1 | 0.22 | 0.28 | 0.27 | 0.21 | 0.1 | 0.1 | True |  | Non Federally-Regulated | 10/02/2017 |  | 01/16/2018
Contrast Lighting | Urbai | ISUR4-120D2 + UR4D-****3590M | Light Emitting Diode | Inseparable Luminaire | Quick Connect | 0-10 VDC Controls | 48.1 | 2709 | 0.0008 | 93 | 61 | 164 | 0.99 | Ambient | 50000 |  |  | 55000 | 0.1 | 21 | 21 | 0.21 | 0.26 | 0.26 | 0.25 | 0.1 | 0.1 | 0.28 | 0.34 | 0.34 | 0.28 | 0.2 | 0.1 | 0.22 | 0.28 | 0.27 | 0.21 | 0.1 | 0.1 | True |  | Non Federally-Regulated | 10/02/2017 |  | 01/16/2018
Contrast Lighting | Urbai | ISUR4-120D2 + UR4D-****3590S | Light Emitting Diode | Inseparable Luminaire | Quick Connect | 0-10 VDC Controls | 48.1 | 2709 | 0.0008 | 93 | 61 | 164 | 0.99 | Ambient | 50000 |  |  | 55000 | 0.1 | 21 | 21 | 0.21 | 0.26 | 0.26 | 0.25 | 0.1 | 0.1 | 0.28 | 0.34 | 0.34 | 0.28 | 0.2 | 0.1 | 0.22 | 0.28 | 0.27 | 0.21 | 0.1 | 0.1 | True |  | Non Federally-Regulated | 10/02/2017 |  | 01/16/2018
Contrast Lighting | Urbai | ISUR4-120D2 + UR4D-****4090L | Light Emitting Diode | Inseparable Luminaire | Quick Connect | 0-10 VDC Controls | 48.1 | 2709 | 0.0008 | 93 | 61 | 164 | 0.99 | Ambient | 50000 |  |  | 55000 | 0.1 | 21 | 21 | 0.21 | 0.26 | 0.26 | 0.25 | 0.1 | 0.1 | 0.28 | 0.34 | 0.34 | 0.28 | 0.2 | 0.1 | 0.22 | 0.28 | 0.27 | 0.21 | 0.1 | 0.1 | True |  | Non Federally-Regulated | 10/02/2017 |  | 01/16/2018
Contrast Lighting | Urbai | ISUR4-120D2 + UR4D-****4090M | Light Emitting Diode | Inseparable Luminaire | Quick Connect | 0-10 VDC Controls | 48.1 | 2709 | 0.0008 | 93 | 61 | 164 | 0.99 | Ambient | 50000 |  |  | 55000 | 0.1 | 21 | 21 | 0.21 | 0.26 | 0.26 | 0.25 | 0.1 | 0.1 | 0.28 | 0.34 | 0.34 | 0.28 | 0.2 | 0.1 | 0.22 | 0.28 | 0.27 | 0.21 | 0.1 | 0.1 | True |  | Non Federally-Regulated | 10/02/2017 |  | 01/16/2018
Contrast Lighting | Urbai | ISUR4-120D2 + UR4D-****4090S | Light Emitting Diode | Inseparable Luminaire | Quick Connect | 0-10 VDC Controls | 48.1 | 2709 | 0.0008 | 93 | 61 | 164 | 0.99 | Ambient | 50000 |  |  | 55000 | 0.1 | 21 | 21 | 0.21 | 0.26 | 0.26 | 0.25 | 0.1 | 0.1 | 0.28 | 0.34 | 0.34 | 0.28 | 0.2 | 0.1 | 0.22 | 0.28 | 0.27 | 0.21 | 0.1 | 0.1 | True |  | Non Federally-Regulated | 10/02/2017 |  | 01/16/2018
Contrast Lighting | Urbai | ISUR4-120D2 + UR4E-****2790L | Light Emitting Diode | Inseparable Luminaire | Quick Connect | 0-10 VDC Controls | 48.1 | 2709 | 0.0008 | 93 | 61 | 164 | 0.99 | Ambient | 50000 |  |  | 55000 | 0.1 | 21 | 21 | 0.21 | 0.26 | 0.26 | 0.25 | 0.1 | 0.1 | 0.28 | 0.34 | 0.34 | 0.28 | 0.2 | 0.1 | 0.22 | 0.28 | 0.27 | 0.21 | 0.1 | 0.1 | True |  | Non Federally-Regulated | 10/02/2017 |  | 01/16/2018
Contrast Lighting | Urbai | ISUR4-120D2 + UR4E-****2790M | Light Emitting Diode | Inseparable Luminaire | Quick Connect | 0-10 VDC Controls | 48.1 | 2709 | 0.0008 | 93 | 61 | 164 | 0.99 | Ambient | 50000 |  |  | 55000 | 0.1 | 21 | 21 | 0.21 | 0.26 | 0.26 | 0.25 | 0.1 | 0.1 | 0.28 | 0.34 | 0.34 | 0.28 | 0.2 | 0.1 | 0.22 | 0.28 | 0.27 | 0.21 | 0.1 | 0.1 | True |  | Non Federally-Regulated | 10/02/2017 |  | 01/16/2018
Contrast Lighting | Urbai | ISUR4-120D2 + UR4E-****2790S | Light Emitting Diode | Inseparable Luminaire | Quick Connect | 0-10 VDC Controls | 48.1 | 2709 | 0.0008 | 93 | 61 | 164 | 0.99 | Ambient | 50000 |  |  | 55000 | 0.1 | 21 | 21 | 0.21 | 0.26 | 0.26 | 0.25 | 0.1 | 0.1 | 0.28 | 0.34 | 0.34 | 0.28 | 0.2 | 0.1 | 0.22 | 0.28 | 0.27 | 0.21 | 0.1 | 0.1 | True |  | Non Federally-Regulated | 10/02/2017 |  | 01/16/2018
Contrast Lighting | Urbai | ISUR4-120D2 + UR4E-****3090L | Light Emitting Diode | Inseparable Luminaire | Quick Connect | 0-10 VDC Controls | 48.1 | 2709 | 0.0008 | 93 | 61 | 164 | 0.99 | Ambient | 50000 |  |  | 55000 | 0.1 | 21 | 21 | 0.21 | 0.26 | 0.26 | 0.25 | 0.1 | 0.1 | 0.28 | 0.34 | 0.34 | 0.28 | 0.2 | 0.1 | 0.22 | 0.28 | 0.27 | 0.21 | 0.1 | 0.1 | True |  | Non Federally-Regulated | 10/02/2017 |  | 01/16/2018
Contrast Lighting | Urbai | ISUR4-120D2 + UR4E-****3090M | Light Emitting Diode | Inseparable Luminaire | Quick Connect | 0-10 VDC Controls | 48.1 | 2709 | 0.0008 | 93 | 61 | 164 | 0.99 | Ambient | 50000 |  |  | 55000 | 0.1 | 21 | 21 | 0.21 | 0.26 | 0.26 | 0.25 | 0.1 | 0.1 | 0.28 | 0.34 | 0.34 | 0.28 | 0.2 | 0.1 | 0.22 | 0.28 | 0.27 | 0.21 | 0.1 | 0.1 | True |  | Non Federally-Regulated | 10/02/2017 |  | 01/16/2018
Contrast Lighting | Urbai | ISUR4-120D2 + UR4E-****3090S | Light Emitting Diode | Inseparable Luminaire | Quick Connect | 0-10 VDC Controls | 48.1 | 2709 | 0.0008 | 93 | 61 | 164 | 0.99 | Ambient | 50000 |  |  | 55000 | 0.1 | 21 | 21 | 0.21 | 0.26 | 0.26 | 0.25 | 0.1 | 0.1 | 0.28 | 0.34 | 0.34 | 0.28 | 0.2 | 0.1 | 0.22 | 0.28 | 0.27 | 0.21 | 0.1 | 0.1 | True |  | Non Federally-Regulated | 10/02/2017 |  | 01/16/2018
Contrast Lighting | Urbai | ISUR4-120D2 + UR4E-****3590L | Light Emitting Diode | Inseparable Luminaire | Quick Connect | 0-10 VDC Controls | 48.1 | 2709 | 0.0008 | 93 | 61 | 164 | 0.99 | Ambient | 50000 |  |  | 55000 | 0.1 | 21 | 21 | 0.21 | 0.26 | 0.26 | 0.25 | 0.1 | 0.1 | 0.28 | 0.34 | 0.34 | 0.28 | 0.2 | 0.1 | 0.22 | 0.28 | 0.27 | 0.21 | 0.1 | 0.1 | True |  | Non Federally-Regulated | 10/02/2017 |  | 01/16/2018
Contrast Lighting | Urbai | ISUR4-120D2 + UR4E-****3590M | Light Emitting Diode | Inseparable Luminaire | Quick Connect | 0-10 VDC Controls | 48.1 | 2709 | 0.0008 | 93 | 61 | 164 | 0.99 | Ambient | 50000 |  |  | 55000 | 0.1 | 21 | 21 | 0.21 | 0.26 | 0.26 | 0.25 | 0.1 | 0.1 | 0.28 | 0.34 | 0.34 | 0.28 | 0.2 | 0.1 | 0.22 | 0.28 | 0.27 | 0.21 | 0.1 | 0.1 | True |  | Non Federally-Regulated | 10/02/2017 |  | 01/16/2018
Contrast Lighting | Urbai | ISUR4-120D2 + UR4E-****3590S | Light Emitting Diode | Inseparable Luminaire | Quick Connect | 0-10 VDC Controls | 48.1 | 2709 | 0.0008 | 93 | 61 | 164 | 0.99 | Ambient | 50000 |  |  | 55000 | 0.1 | 21 | 21 | 0.21 | 0.26 | 0.26 | 0.25 | 0.1 | 0.1 | 0.28 | 0.34 | 0.34 | 0.28 | 0.2 | 0.1 | 0.22 | 0.28 | 0.27 | 0.21 | 0.1 | 0.1 | True |  | Non Federally-Regulated | 10/02/2017 |  | 01/16/2018
Contrast Lighting | Urbai | ISUR4-120D2 + UR4E-****4090L | Light Emitting Diode | Inseparable Luminaire | Quick Connect | 0-10 VDC Controls | 48.1 | 2709 | 0.0008 | 93 | 61 | 164 | 0.99 | Ambient | 50000 |  |  | 55000 | 0.1 | 21 | 21 | 0.21 | 0.26 | 0.26 | 0.25 | 0.1 | 0.1 | 0.28 | 0.34 | 0.34 | 0.28 | 0.2 | 0.1 | 0.22 | 0.28 | 0.27 | 0.21 | 0.1 | 0.1 | True |  | Non Federally-Regulated | 10/02/2017 |  | 01/16/2018
Contrast Lighting | Urbai | ISUR4-120D2 + UR4E-****4090M | Light Emitting Diode | Inseparable Luminaire | Quick Connect | 0-10 VDC Controls | 48.1 | 2709 | 0.0008 | 93 | 61 | 164 | 0.99 | Ambient | 50000 |  |  | 55000 | 0.1 | 21 | 21 | 0.21 | 0.26 | 0.26 | 0.25 | 0.1 | 0.1 | 0.28 | 0.34 | 0.34 | 0.28 | 0.2 | 0.1 | 0.22 | 0.28 | 0.27 | 0.21 | 0.1 | 0.1 | True |  | Non Federally-Regulated | 10/02/2017 |  | 01/16/2018
Contrast Lighting | Urbai | ISUR4-120D2 + UR4E-****4090S | Light Emitting Diode | Inseparable Luminaire | Quick Connect | 0-10 VDC Controls | 48.1 | 2709 | 0.0008 | 93 | 61 | 164 | 0.99 | Ambient | 50000 |  |  | 55000 | 0.1 | 21 | 21 | 0.21 | 0.26 | 0.26 | 0.25 | 0.1 | 0.1 | 0.28 | 0.34 | 0.34 | 0.28 | 0.2 | 0.1 | 0.22 | 0.28 | 0.27 | 0.21 | 0.1 | 0.1 | True |  | Non Federally-Regulated | 10/02/2017 |  | 01/16/2018
Contrast Lighting | Urbai | ISUR4-120D2 + UR4HC-****2790L | Light Emitting Diode | Inseparable Luminaire | Quick Connect | 0-10 VDC Controls | 58.3 | 2718 | 0.0005 | 92 | 57 | 139 | 0.99 | Ambient | 50000 |  |  | 55000 | 0.1 | 22 | 21 | 0.2 | 0.25 | 0.24 | 0.24 | 0.2 | 0.1 | 0.29 | 0.34 | 0.34 | 0.27 | 0.1 | 0.1 | 0.23 | 0.29 | 0.28 | 0.21 | 0.1 | 0.1 | True |  | Non Federally-Regulated | 10/02/2017 |  | 01/16/2018
Contrast Lighting | Urbai | ISUR4-120D2 + UR4HC-****3090L | Light Emitting Diode | Inseparable Luminaire | Quick Connect | 0-10 VDC Controls | 58.3 | 2718 | 0.0005 | 92 | 57 | 139 | 0.99 | Ambient | 50000 |  |  | 55000 | 0.1 | 22 | 21 | 0.2 | 0.25 | 0.24 | 0.24 | 0.2 | 0.1 | 0.29 | 0.34 | 0.34 | 0.27 | 0.1 | 0.1 | 0.23 | 0.29 | 0.28 | 0.21 | 0.1 | 0.1 | True |  | Non Federally-Regulated | 10/02/2017 |  | 01/16/2018
Contrast Lighting | Urbai | ISUR4-120D2 + UR4HC-****3590L | Light Emitting Diode | Inseparable Luminaire | Quick Connect | 0-10 VDC Controls | 58.3 | 2718 | 0.0005 | 92 | 57 | 139 | 0.99 | Ambient | 50000 |  |  | 55000 | 0.1 | 22 | 21 | 0.2 | 0.25 | 0.24 | 0.24 | 0.2 | 0.1 | 0.29 | 0.34 | 0.34 | 0.27 | 0.1 | 0.1 | 0.23 | 0.29 | 0.28 | 0.21 | 0.1 | 0.1 | True |  | Non Federally-Regulated | 10/02/2017 |  | 01/16/2018
Contrast Lighting | Urbai | ISUR4-120D2 + UR4HC-****4090L | Light Emitting Diode | Inseparable Luminaire | Quick Connect | 0-10 VDC Controls | 58.3 | 2718 | 0.0005 | 92 | 57 | 139 | 0.99 | Ambient | 50000 |  |  | 55000 | 0.1 | 22 | 21 | 0.2 | 0.25 | 0.24 | 0.24 | 0.2 | 0.1 | 0.29 | 0.34 | 0.34 | 0.27 | 0.1 | 0.1 | 0.23 | 0.29 | 0.28 | 0.21 | 0.1 | 0.1 | True |  | Non Federally-Regulated | 10/02/2017 |  | 01/16/2018
Contrast Lighting | Urbai | ISUR4-120D2 + UR4J-****2790L | Light Emitting Diode | Inseparable Luminaire | Quick Connect | 0-10 VDC Controls | 48.1 | 2709 | 0.0008 | 93 | 61 | 164 | 0.99 | Ambient | 50000 |  |  | 55000 | 0.1 | 21 | 21 | 0.21 | 0.26 | 0.26 | 0.25 | 0.1 | 0.1 | 0.28 | 0.34 | 0.34 | 0.28 | 0.2 | 0.1 | 0.22 | 0.28 | 0.27 | 0.21 | 0.1 | 0.1 | True |  | Non Federally-Regulated | 10/02/2017 |  | 01/16/2018
Contrast Lighting | Urbai | ISUR4-120D2 + UR4J-****2790M | Light Emitting Diode | Inseparable Luminaire | Quick Connect | 0-10 VDC Controls | 48.1 | 2709 | 0.0008 | 93 | 61 | 164 | 0.99 | Ambient | 50000 |  |  | 55000 | 0.1 | 21 | 21 | 0.21 | 0.26 | 0.26 | 0.25 | 0.1 | 0.1 | 0.28 | 0.34 | 0.34 | 0.28 | 0.2 | 0.1 | 0.22 | 0.28 | 0.27 | 0.21 | 0.1 | 0.1 | True |  | Non Federally-Regulated | 10/02/2017 |  | 01/16/2018
Contrast Lighting | Urbai | ISUR4-120D2 + UR4J-****2790S | Light Emitting Diode | Inseparable Luminaire | Quick Connect | 0-10 VDC Controls | 48.1 | 2709 | 0.0008 | 93 | 61 | 164 | 0.99 | Ambient | 50000 |  |  | 55000 | 0.1 | 21 | 21 | 0.21 | 0.26 | 0.26 | 0.25 | 0.1 | 0.1 | 0.28 | 0.34 | 0.34 | 0.28 | 0.2 | 0.1 | 0.22 | 0.28 | 0.27 | 0.21 | 0.1 | 0.1 | True |  | Non Federally-Regulated | 10/02/2017 |  | 01/16/2018
Contrast Lighting | Urbai | ISUR4-120D2 + UR4J-****3090L | Light Emitting Diode | Inseparable Luminaire | Quick Connect | 0-10 VDC Controls | 48.1 | 2709 | 0.0008 | 93 | 61 | 164 | 0.99 | Ambient | 50000 |  |  | 55000 | 0.1 | 21 | 21 | 0.21 | 0.26 | 0.26 | 0.25 | 0.1 | 0.1 | 0.28 | 0.34 | 0.34 | 0.28 | 0.2 | 0.1 | 0.22 | 0.28 | 0.27 | 0.21 | 0.1 | 0.1 | True |  | Non Federally-Regulated | 10/02/2017 |  | 01/16/2018
Contrast Lighting | Urbai | ISUR4-120D2 + UR4J-****3090M | Light Emitting Diode | Inseparable Luminaire | Quick Connect | 0-10 VDC Controls | 48.1 | 2709 | 0.0008 | 93 | 61 | 164 | 0.99 | Ambient | 50000 |  |  | 55000 | 0.1 | 21 | 21 | 0.21 | 0.26 | 0.26 | 0.25 | 0.1 | 0.1 | 0.28 | 0.34 | 0.34 | 0.28 | 0.2 | 0.1 | 0.22 | 0.28 | 0.27 | 0.21 | 0.1 | 0.1 | True |  | Non Federally-Regulated | 10/02/2017 |  | 01/16/2018
Contrast Lighting | Urbai | ISUR4-120D2 + UR4J-****3090S | Light Emitting Diode | Inseparable Luminaire | Quick Connect | 0-10 VDC Controls | 48.1 | 2709 | 0.0008 | 93 | 61 | 164 | 0.99 | Ambient | 50000 |  |  | 55000 | 0.1 | 21 | 21 | 0.21 | 0.26 | 0.26 | 0.25 | 0.1 | 0.1 | 0.28 | 0.34 | 0.34 | 0.28 | 0.2 | 0.1 | 0.22 | 0.28 | 0.27 | 0.21 | 0.1 | 0.1 | True |  | Non Federally-Regulated | 10/02/2017 |  | 01/16/2018
Contrast Lighting | Urbai | ISUR4-120D2 + UR4J-****3590L | Light Emitting Diode | Inseparable Luminaire | Quick Connect | 0-10 VDC Controls | 48.1 | 2709 | 0.0008 | 93 | 61 | 164 | 0.99 | Ambient | 50000 |  |  | 55000 | 0.1 | 21 | 21 | 0.21 | 0.26 | 0.26 | 0.25 | 0.1 | 0.1 | 0.28 | 0.34 | 0.34 | 0.28 | 0.2 | 0.1 | 0.22 | 0.28 | 0.27 | 0.21 | 0.1 | 0.1 | True |  | Non Federally-Regulated | 10/02/2017 |  | 01/16/2018
Contrast Lighting | Urbai | ISUR4-120D2 + UR4J-****3590M | Light Emitting Diode | Inseparable Luminaire | Quick Connect | 0-10 VDC Controls | 48.1 | 2709 | 0.0008 | 93 | 61 | 164 | 0.99 | Ambient | 50000 |  |  | 55000 | 0.1 | 21 | 21 | 0.21 | 0.26 | 0.26 | 0.25 | 0.1 | 0.1 | 0.28 | 0.34 | 0.34 | 0.28 | 0.2 | 0.1 | 0.22 | 0.28 | 0.27 | 0.21 | 0.1 | 0.1 | True |  | Non Federally-Regulated | 10/02/2017 |  | 01/16/2018
Contrast Lighting | Urbai | ISUR4-120D2 + UR4J-****3590S | Light Emitting Diode | Inseparable Luminaire | Quick Connect | 0-10 VDC Controls | 48.1 | 2709 | 0.0008 | 93 | 61 | 164 | 0.99 | Ambient | 50000 |  |  | 55000 | 0.1 | 21 | 21 | 0.21 | 0.26 | 0.26 | 0.25 | 0.1 | 0.1 | 0.28 | 0.34 | 0.34 | 0.28 | 0.2 | 0.1 | 0.22 | 0.28 | 0.27 | 0.21 | 0.1 | 0.1 | True |  | Non Federally-Regulated | 10/02/2017 |  | 01/16/2018
Contrast Lighting | Urbai | ISUR4-120D2 + UR4J-****4090L | Light Emitting Diode | Inseparable Luminaire | Quick Connect | 0-10 VDC Controls | 48.1 | 2709 | 0.0008 | 93 | 61 | 164 | 0.99 | Ambient | 50000 |  |  | 55000 | 0.1 | 21 | 21 | 0.21 | 0.26 | 0.26 | 0.25 | 0.1 | 0.1 | 0.28 | 0.34 | 0.34 | 0.28 | 0.2 | 0.1 | 0.22 | 0.28 | 0.27 | 0.21 | 0.1 | 0.1 | True |  | Non Federally-Regulated | 10/02/2017 |  | 01/16/2018
Contrast Lighting | Urbai | ISUR4-120D2 + UR4J-****4090M | Light Emitting Diode | Inseparable Luminaire | Quick Connect | 0-10 VDC Controls | 48.1 | 2709 | 0.0008 | 93 | 61 | 164 | 0.99 | Ambient | 50000 |  |  | 55000 | 0.1 | 21 | 21 | 0.21 | 0.26 | 0.26 | 0.25 | 0.1 | 0.1 | 0.28 | 0.34 | 0.34 | 0.28 | 0.2 | 0.1 | 0.22 | 0.28 | 0.27 | 0.21 | 0.1 | 0.1 | True |  | Non Federally-Regulated | 10/02/2017 |  | 01/16/2018
Contrast Lighting | Urbai | ISUR4-120D2 + UR4J-****4090S | Light Emitting Diode | Inseparable Luminaire | Quick Connect | 0-10 VDC Controls | 48.1 | 2709 | 0.0008 | 93 | 61 | 164 | 0.99 | Ambient | 50000 |  |  | 55000 | 0.1 | 21 | 21 | 0.21 | 0.26 | 0.26 | 0.25 | 0.1 | 0.1 | 0.28 | 0.34 | 0.34 | 0.28 | 0.2 | 0.1 | 0.22 | 0.28 | 0.27 | 0.21 | 0.1 | 0.1 | True |  | Non Federally-Regulated | 10/02/2017 |  | 01/16/2018
Contrast Lighting | Urbai | NWUR3-120D1 + UR3A-**2790L | Light Emitting Diode | Inseparable Luminaire | Quick Connect | 0-10 VDC Controls | 55.3 | 2711 | 0.0011 | 94 | 64 | 223 | 0.99 | Ambient | 50000 |  |  | 55000 | 0.1 | 21 | 21 | 0.21 | 0.26 | 0.26 | 0.25 | 0.2 | 0.1 | 0.26 | 0.32 | 0.32 | 0.26 | 0.2 | 0.1 | 0.2 | 0.25 | 0.24 | 0.18 | 0.2 | 0.1 | True |  | Non Federally-Regulated | 10/02/2017 |  | 01/16/2018
Contrast Lighting | Urbai | NWUR3-120D1 + UR3A-**2790M | Light Emitting Diode | Inseparable Luminaire | Quick Connect | 0-10 VDC Controls | 55.3 | 2711 | 0.0011 | 94 | 64 | 223 | 0.99 | Ambient | 50000 |  |  | 55000 | 0.1 | 21 | 21 | 0.21 | 0.26 | 0.26 | 0.25 | 0.2 | 0.1 | 0.26 | 0.32 | 0.32 | 0.26 | 0.2 | 0.1 | 0.2 | 0.25 | 0.24 | 0.18 | 0.2 | 0.1 | True |  | Non Federally-Regulated | 10/02/2017 |  | 01/16/2018
Contrast Lighting | Urbai | NWUR3-120D1 + UR3A-**2790S | Light Emitting Diode | Inseparable Luminaire | Quick Connect | 0-10 VDC Controls | 55.3 | 2711 | 0.0011 | 94 | 64 | 223 | 0.99 | Ambient | 50000 |  |  | 55000 | 0.1 | 21 | 21 | 0.21 | 0.26 | 0.26 | 0.25 | 0.2 | 0.1 | 0.26 | 0.32 | 0.32 | 0.26 | 0.2 | 0.1 | 0.2 | 0.25 | 0.24 | 0.18 | 0.2 | 0.1 | True |  | Non Federally-Regulated | 10/02/2017 |  | 01/16/2018
Contrast Lighting | Urbai | NWUR3-120D1 + UR3A-**3090L | Light Emitting Diode | Inseparable Luminaire | Quick Connect | 0-10 VDC Controls | 55.3 | 2711 | 0.0011 | 94 | 64 | 223 | 0.99 | Ambient | 50000 |  |  | 55000 | 0.1 | 21 | 21 | 0.21 | 0.26 | 0.26 | 0.25 | 0.2 | 0.1 | 0.26 | 0.32 | 0.32 | 0.26 | 0.2 | 0.1 | 0.2 | 0.25 | 0.24 | 0.18 | 0.2 | 0.1 | True |  | Non Federally-Regulated | 10/02/2017 |  | 01/16/2018
Contrast Lighting | Urbai | NWUR3-120D1 + UR3A-**3090M | Light Emitting Diode | Inseparable Luminaire | Quick Connect | 0-10 VDC Controls | 55.3 | 2711 | 0.0011 | 94 | 64 | 223 | 0.99 | Ambient | 50000 |  |  | 55000 | 0.1 | 21 | 21 | 0.21 | 0.26 | 0.26 | 0.25 | 0.2 | 0.1 | 0.26 | 0.32 | 0.32 | 0.26 | 0.2 | 0.1 | 0.2 | 0.25 | 0.24 | 0.18 | 0.2 | 0.1 | True |  | Non Federally-Regulated | 10/02/2017 |  | 01/16/2018
Contrast Lighting | Urbai | NWUR3-120D1 + UR3A-**3090S | Light Emitting Diode | Inseparable Luminaire | Quick Connect | 0-10 VDC Controls | 55.3 | 2711 | 0.0011 | 94 | 64 | 223 | 0.99 | Ambient | 50000 |  |  | 55000 | 0.1 | 21 | 21 | 0.21 | 0.26 | 0.26 | 0.25 | 0.2 | 0.1 | 0.26 | 0.32 | 0.32 | 0.26 | 0.2 | 0.1 | 0.2 | 0.25 | 0.24 | 0.18 | 0.2 | 0.1 | True |  | Non Federally-Regulated | 10/02/2017 |  | 01/16/2018
Contrast Lighting | Urbai | NWUR3-120D1 + UR3A-**3590L | Light Emitting Diode | Inseparable Luminaire | Quick Connect | 0-10 VDC Controls | 55.3 | 2711 | 0.0011 | 94 | 64 | 223 | 0.99 | Ambient | 50000 |  |  | 55000 | 0.1 | 21 | 21 | 0.21 | 0.26 | 0.26 | 0.25 | 0.2 | 0.1 | 0.26 | 0.32 | 0.32 | 0.26 | 0.2 | 0.1 | 0.2 | 0.25 | 0.24 | 0.18 | 0.2 | 0.1 | True |  | Non Federally-Regulated | 10/02/2017 |  | 01/16/2018
Contrast Lighting | Urbai | NWUR3-120D1 + UR3A-**3590M | Light Emitting Diode | Inseparable Luminaire | Quick Connect | 0-10 VDC Controls | 55.3 | 2711 | 0.0011 | 94 | 64 | 223 | 0.99 | Ambient | 50000 |  |  | 55000 | 0.1 | 21 | 21 | 0.21 | 0.26 | 0.26 | 0.25 | 0.2 | 0.1 | 0.26 | 0.32 | 0.32 | 0.26 | 0.2 | 0.1 | 0.2 | 0.25 | 0.24 | 0.18 | 0.2 | 0.1 | True |  | Non Federally-Regulated | 10/02/2017 |  | 01/16/2018
Contrast Lighting | Urbai | NWUR3-120D1 + UR3A-**3590S | Light Emitting Diode | Inseparable Luminaire | Quick Connect | 0-10 VDC Controls | 55.3 | 2711 | 0.0011 | 94 | 64 | 223 | 0.99 | Ambient | 50000 |  |  | 55000 | 0.1 | 21 | 21 | 0.21 | 0.26 | 0.26 | 0.25 | 0.2 | 0.1 | 0.26 | 0.32 | 0.32 | 0.26 | 0.2 | 0.1 | 0.2 | 0.25 | 0.24 | 0.18 | 0.2 | 0.1 | True |  | Non Federally-Regulated | 10/02/2017 |  | 01/16/2018
Contrast Lighting | Urbai | NWUR3-120D1 + UR3A-**4090L | Light Emitting Diode | Inseparable Luminaire | Quick Connect | 0-10 VDC Controls | 55.3 | 2711 | 0.0011 | 94 | 64 | 223 | 0.99 | Ambient | 50000 |  |  | 55000 | 0.1 | 21 | 21 | 0.21 | 0.26 | 0.26 | 0.25 | 0.2 | 0.1 | 0.26 | 0.32 | 0.32 | 0.26 | 0.2 | 0.1 | 0.2 | 0.25 | 0.24 | 0.18 | 0.2 | 0.1 | True |  | Non Federally-Regulated | 10/02/2017 |  | 01/16/2018
Contrast Lighting | Urbai | NWUR3-120D1 + UR3A-**4090M | Light Emitting Diode | Inseparable Luminaire | Quick Connect | 0-10 VDC Controls | 55.3 | 2711 | 0.0011 | 94 | 64 | 223 | 0.99 | Ambient | 50000 |  |  | 55000 | 0.1 | 21 | 21 | 0.21 | 0.26 | 0.26 | 0.25 | 0.2 | 0.1 | 0.26 | 0.32 | 0.32 | 0.26 | 0.2 | 0.1 | 0.2 | 0.25 | 0.24 | 0.18 | 0.2 | 0.1 | True |  | Non Federally-Regulated | 10/02/2017 |  | 01/16/2018
Contrast Lighting | Urbai | NWUR3-120D1 + UR3A-**4090S | Light Emitting Diode | Inseparable Luminaire | Quick Connect | 0-10 VDC Controls | 55.3 | 2711 | 0.0011 | 94 | 64 | 223 | 0.99 | Ambient | 50000 |  |  | 55000 | 0.1 | 21 | 21 | 0.21 | 0.26 | 0.26 | 0.25 | 0.2 | 0.1 | 0.26 | 0.32 | 0.32 | 0.26 | 0.2 | 0.1 | 0.2 | 0.25 | 0.24 | 0.18 | 0.2 | 0.1 | True |  | Non Federally-Regulated | 10/02/2017 |  | 01/16/2018
Contrast Lighting | Urbai | NWUR3-120D1 + UR3B-**2790L | Light Emitting Diode | Inseparable Luminaire | Quick Connect | 0-10 VDC Controls | 55.3 | 2711 | 0.0011 | 94 | 64 | 223 | 0.99 | Ambient | 50000 |  |  | 55000 | 0.1 | 21 | 21 | 0.21 | 0.26 | 0.26 | 0.25 | 0.2 | 0.1 | 0.26 | 0.32 | 0.32 | 0.26 | 0.2 | 0.1 | 0.2 | 0.25 | 0.24 | 0.18 | 0.2 | 0.1 | True |  | Non Federally-Regulated | 10/02/2017 |  | 01/16/2018
Contrast Lighting | Urbai | NWUR3-120D1 + UR3B-**2790M | Light Emitting Diode | Inseparable Luminaire | Quick Connect | 0-10 VDC Controls | 55.3 | 2711 | 0.0011 | 94 | 64 | 223 | 0.99 | Ambient | 50000 |  |  | 55000 | 0.1 | 21 | 21 | 0.21 | 0.26 | 0.26 | 0.25 | 0.2 | 0.1 | 0.26 | 0.32 | 0.32 | 0.26 | 0.2 | 0.1 | 0.2 | 0.25 | 0.24 | 0.18 | 0.2 | 0.1 | True |  | Non Federally-Regulated | 10/02/2017 |  | 01/16/2018
Contrast Lighting | Urbai | NWUR3-120D1 + UR3B-**2790S | Light Emitting Diode | Inseparable Luminaire | Quick Connect | 0-10 VDC Controls | 55.3 | 2711 | 0.0011 | 94 | 64 | 223 | 0.99 | Ambient | 50000 |  |  | 55000 | 0.1 | 21 | 21 | 0.21 | 0.26 | 0.26 | 0.25 | 0.2 | 0.1 | 0.26 | 0.32 | 0.32 | 0.26 | 0.2 | 0.1 | 0.2 | 0.25 | 0.24 | 0.18 | 0.2 | 0.1 | True |  | Non Federally-Regulated | 10/02/2017 |  | 01/16/2018
Contrast Lighting | Urbai | NWUR3-120D1 + UR3B-**3090L | Light Emitting Diode | Inseparable Luminaire | Quick Connect | 0-10 VDC Controls | 55.3 | 2711 | 0.0011 | 94 | 64 | 223 | 0.99 | Ambient | 50000 |  |  | 55000 | 0.1 | 21 | 21 | 0.21 | 0.26 | 0.26 | 0.25 | 0.2 | 0.1 | 0.26 | 0.32 | 0.32 | 0.26 | 0.2 | 0.1 | 0.2 | 0.25 | 0.24 | 0.18 | 0.2 | 0.1 | True |  | Non Federally-Regulated | 10/02/2017 |  | 01/16/2018
Contrast Lighting | Urbai | NWUR3-120D1 + UR3B-**3090M | Light Emitting Diode | Inseparable Luminaire | Quick Connect | 0-10 VDC Controls | 55.3 | 2711 | 0.0011 | 94 | 64 | 223 | 0.99 | Ambient | 50000 |  |  | 55000 | 0.1 | 21 | 21 | 0.21 | 0.26 | 0.26 | 0.25 | 0.2 | 0.1 | 0.26 | 0.32 | 0.32 | 0.26 | 0.2 | 0.1 | 0.2 | 0.25 | 0.24 | 0.18 | 0.2 | 0.1 | True |  | Non Federally-Regulated | 10/02/2017 |  | 01/16/2018
Contrast Lighting | Urbai | NWUR3-120D1 + UR3B-**3090S | Light Emitting Diode | Inseparable Luminaire | Quick Connect | 0-10 VDC Controls | 55.3 | 2711 | 0.0011 | 94 | 64 | 223 | 0.99 | Ambient | 50000 |  |  | 55000 | 0.1 | 21 | 21 | 0.21 | 0.26 | 0.26 | 0.25 | 0.2 | 0.1 | 0.26 | 0.32 | 0.32 | 0.26 | 0.2 | 0.1 | 0.2 | 0.25 | 0.24 | 0.18 | 0.2 | 0.1 | True |  | Non Federally-Regulated | 10/02/2017 |  | 01/16/2018
Contrast Lighting | Urbai | NWUR3-120D1 + UR3B-**3590L | Light Emitting Diode | Inseparable Luminaire | Quick Connect | 0-10 VDC Controls | 55.3 | 2711 | 0.0011 | 94 | 64 | 223 | 0.99 | Ambient | 50000 |  |  | 55000 | 0.1 | 21 | 21 | 0.21 | 0.26 | 0.26 | 0.25 | 0.2 | 0.1 | 0.26 | 0.32 | 0.32 | 0.26 | 0.2 | 0.1 | 0.2 | 0.25 | 0.24 | 0.18 | 0.2 | 0.1 | True |  | Non Federally-Regulated | 10/02/2017 |  | 01/16/2018
Contrast Lighting | Urbai | NWUR3-120D1 + UR3B-**3590M | Light Emitting Diode | Inseparable Luminaire | Quick Connect | 0-10 VDC Controls | 55.3 | 2711 | 0.0011 | 94 | 64 | 223 | 0.99 | Ambient | 50000 |  |  | 55000 | 0.1 | 21 | 21 | 0.21 | 0.26 | 0.26 | 0.25 | 0.2 | 0.1 | 0.26 | 0.32 | 0.32 | 0.26 | 0.2 | 0.1 | 0.2 | 0.25 | 0.24 | 0.18 | 0.2 | 0.1 | True |  | Non Federally-Regulated | 10/02/2017 |  | 01/16/2018
Contrast Lighting | Urbai | NWUR3-120D1 + UR3B-**3590S | Light Emitting Diode | Inseparable Luminaire | Quick Connect | 0-10 VDC Controls | 55.3 | 2711 | 0.0011 | 94 | 64 | 223 | 0.99 | Ambient | 50000 |  |  | 55000 | 0.1 | 21 | 21 | 0.21 | 0.26 | 0.26 | 0.25 | 0.2 | 0.1 | 0.26 | 0.32 | 0.32 | 0.26 | 0.2 | 0.1 | 0.2 | 0.25 | 0.24 | 0.18 | 0.2 | 0.1 | True |  | Non Federally-Regulated | 10/02/2017 |  | 01/16/2018
Contrast Lighting | Urbai | NWUR3-120D1 + UR3B-**4090L | Light Emitting Diode | Inseparable Luminaire | Quick Connect | 0-10 VDC Controls | 55.3 | 2711 | 0.0011 | 94 | 64 | 223 | 0.99 | Ambient | 50000 |  |  | 55000 | 0.1 | 21 | 21 | 0.21 | 0.26 | 0.26 | 0.25 | 0.2 | 0.1 | 0.26 | 0.32 | 0.32 | 0.26 | 0.2 | 0.1 | 0.2 | 0.25 | 0.24 | 0.18 | 0.2 | 0.1 | True |  | Non Federally-Regulated | 10/02/2017 |  | 01/16/2018
Contrast Lighting | Urbai | NWUR3-120D1 + UR3B-**4090M | Light Emitting Diode | Inseparable Luminaire | Quick Connect | 0-10 VDC Controls | 55.3 | 2711 | 0.0011 | 94 | 64 | 223 | 0.99 | Ambient | 50000 |  |  | 55000 | 0.1 | 21 | 21 | 0.21 | 0.26 | 0.26 | 0.25 | 0.2 | 0.1 | 0.26 | 0.32 | 0.32 | 0.26 | 0.2 | 0.1 | 0.2 | 0.25 | 0.24 | 0.18 | 0.2 | 0.1 | True |  | Non Federally-Regulated | 10/02/2017 |  | 01/16/2018
Contrast Lighting | Urbai | NWUR3-120D1 + UR3B-**4090S | Light Emitting Diode | Inseparable Luminaire | Quick Connect | 0-10 VDC Controls | 55.3 | 2711 | 0.0011 | 94 | 64 | 223 | 0.99 | Ambient | 50000 |  |  | 55000 | 0.1 | 21 | 21 | 0.21 | 0.26 | 0.26 | 0.25 | 0.2 | 0.1 | 0.26 | 0.32 | 0.32 | 0.26 | 0.2 | 0.1 | 0.2 | 0.25 | 0.24 | 0.18 | 0.2 | 0.1 | True |  | Non Federally-Regulated | 10/02/2017 |  | 01/16/2018
Contrast Lighting | Urbai | NWUR3-120D1 + UR3CC-****2790L | Light Emitting Diode | Inseparable Luminaire | Quick Connect | 0-10 VDC Controls | 63 | 2757 | 0.0005 | 93 | 60 | 225 | 0.98 | Ambient | 50000 |  |  | 55000 | 0.1 | 20 | 20 | 0.24 | 0.25 | 0.24 | 0.24 | 0.2 | 0.1 | 0.27 | 0.32 | 0.32 | 0.25 | 0.2 | 0.1 | 0.21 | 0.27 | 0.25 | 0.2 | 0.1 | 0.1 | True |  | Non Federally-Regulated | 10/02/2017 |  | 01/16/2018
Contrast Lighting | Urbai | NWUR3-120D1 + UR3CC-****3090L | Light Emitting Diode | Inseparable Luminaire | Quick Connect | 0-10 VDC Controls | 63 | 2757 | 0.0005 | 93 | 60 | 225 | 0.98 | Ambient | 50000 |  |  | 55000 | 0.1 | 20 | 20 | 0.24 | 0.25 | 0.24 | 0.24 | 0.2 | 0.1 | 0.27 | 0.32 | 0.32 | 0.25 | 0.2 | 0.1 | 0.21 | 0.27 | 0.25 | 0.2 | 0.1 | 0.1 | True |  | Non Federally-Regulated | 10/02/2017 |  | 01/16/2018
Contrast Lighting | Urbai | NWUR3-120D1 + UR3CC-****3590L | Light Emitting Diode | Inseparable Luminaire | Quick Connect | 0-10 VDC Controls | 63 | 2757 | 0.0005 | 93 | 60 | 225 | 0.98 | Ambient | 50000 |  |  | 55000 | 0.1 | 20 | 20 | 0.24 | 0.25 | 0.24 | 0.24 | 0.2 | 0.1 | 0.27 | 0.32 | 0.32 | 0.25 | 0.2 | 0.1 | 0.21 | 0.27 | 0.25 | 0.2 | 0.1 | 0.1 | True |  | Non Federally-Regulated | 10/02/2017 |  | 01/16/2018
Contrast Lighting | Urbai | NWUR3-120D1 + UR3CC-****4090L | Light Emitting Diode | Inseparable Luminaire | Quick Connect | 0-10 VDC Controls | 63 | 2757 | 0.0005 | 93 | 60 | 225 | 0.98 | Ambient | 50000 |  |  | 55000 | 0.1 | 20 | 20 | 0.24 | 0.25 | 0.24 | 0.24 | 0.2 | 0.1 | 0.27 | 0.32 | 0.32 | 0.25 | 0.2 | 0.1 | 0.21 | 0.27 | 0.25 | 0.2 | 0.1 | 0.1 | True |  | Non Federally-Regulated | 10/02/2017 |  | 01/16/2018
Contrast Lighting | Urbai | NWUR3-120D1 + UR3E-****2790L | Light Emitting Diode | Inseparable Luminaire | Quick Connect | 0-10 VDC Controls | 55.3 | 2711 | 0.0011 | 94 | 64 | 223 | 0.99 | Ambient | 50000 |  |  | 55000 | 0.1 | 21 | 21 | 0.21 | 0.26 | 0.26 | 0.25 | 0.2 | 0.1 | 0.26 | 0.32 | 0.32 | 0.26 | 0.2 | 0.1 | 0.2 | 0.25 | 0.24 | 0.18 | 0.2 | 0.1 | True |  | Non Federally-Regulated | 10/02/2017 |  | 01/16/2018
Contrast Lighting | Urbai | NWUR3-120D1 + UR3E-****2790M | Light Emitting Diode | Inseparable Luminaire | Quick Connect | 0-10 VDC Controls | 55.3 | 2711 | 0.0011 | 94 | 64 | 223 | 0.99 | Ambient | 50000 |  |  | 55000 | 0.1 | 21 | 21 | 0.21 | 0.26 | 0.26 | 0.25 | 0.2 | 0.1 | 0.26 | 0.32 | 0.32 | 0.26 | 0.2 | 0.1 | 0.2 | 0.25 | 0.24 | 0.18 | 0.2 | 0.1 | True |  | Non Federally-Regulated | 10/02/2017 |  | 01/16/2018
Contrast Lighting | Urbai | NWUR3-120D1 + UR3E-****2790S | Light Emitting Diode | Inseparable Luminaire | Quick Connect | 0-10 VDC Controls | 55.3 | 2711 | 0.0011 | 94 | 64 | 223 | 0.99 | Ambient | 50000 |  |  | 55000 | 0.1 | 21 | 21 | 0.21 | 0.26 | 0.26 | 0.25 | 0.2 | 0.1 | 0.26 | 0.32 | 0.32 | 0.26 | 0.2 | 0.1 | 0.2 | 0.25 | 0.24 | 0.18 | 0.2 | 0.1 | True |  | Non Federally-Regulated | 10/02/2017 |  | 01/16/2018
Contrast Lighting | Urbai | NWUR3-120D1 + UR3E-****3090L | Light Emitting Diode | Inseparable Luminaire | Quick Connect | 0-10 VDC Controls | 55.3 | 2711 | 0.0011 | 94 | 64 | 223 | 0.99 | Ambient | 50000 |  |  | 55000 | 0.1 | 21 | 21 | 0.21 | 0.26 | 0.26 | 0.25 | 0.2 | 0.1 | 0.26 | 0.32 | 0.32 | 0.26 | 0.2 | 0.1 | 0.2 | 0.25 | 0.24 | 0.18 | 0.2 | 0.1 | True |  | Non Federally-Regulated | 10/02/2017 |  | 01/16/2018
Contrast Lighting | Urbai | NWUR3-120D1 + UR3E-****3090M | Light Emitting Diode | Inseparable Luminaire | Quick Connect | 0-10 VDC Controls | 55.3 | 2711 | 0.0011 | 94 | 64 | 223 | 0.99 | Ambient | 50000 |  |  | 55000 | 0.1 | 21 | 21 | 0.21 | 0.26 | 0.26 | 0.25 | 0.2 | 0.1 | 0.26 | 0.32 | 0.32 | 0.26 | 0.2 | 0.1 | 0.2 | 0.25 | 0.24 | 0.18 | 0.2 | 0.1 | True |  | Non Federally-Regulated | 10/02/2017 |  | 01/16/2018
Contrast Lighting | Urbai | NWUR3-120D1 + UR3E-****3090S | Light Emitting Diode | Inseparable Luminaire | Quick Connect | 0-10 VDC Controls | 55.3 | 2711 | 0.0011 | 94 | 64 | 223 | 0.99 | Ambient | 50000 |  |  | 55000 | 0.1 | 21 | 21 | 0.21 | 0.26 | 0.26 | 0.25 | 0.2 | 0.1 | 0.26 | 0.32 | 0.32 | 0.26 | 0.2 | 0.1 | 0.2 | 0.25 | 0.24 | 0.18 | 0.2 | 0.1 | True |  | Non Federally-Regulated | 10/02/2017 |  | 01/16/2018
Contrast Lighting | Urbai | NWUR3-120D1 + UR3E-****3590L | Light Emitting Diode | Inseparable Luminaire | Quick Connect | 0-10 VDC Controls | 55.3 | 2711 | 0.0011 | 94 | 64 | 223 | 0.99 | Ambient | 50000 |  |  | 55000 | 0.1 | 21 | 21 | 0.21 | 0.26 | 0.26 | 0.25 | 0.2 | 0.1 | 0.26 | 0.32 | 0.32 | 0.26 | 0.2 | 0.1 | 0.2 | 0.25 | 0.24 | 0.18 | 0.2 | 0.1 | True |  | Non Federally-Regulated | 10/02/2017 |  | 01/16/2018
Contrast Lighting | Urbai | NWUR3-120D1 + UR3E-****3590M | Light Emitting Diode | Inseparable Luminaire | Quick Connect | 0-10 VDC Controls | 55.3 | 2711 | 0.0011 | 94 | 64 | 223 | 0.99 | Ambient | 50000 |  |  | 55000 | 0.1 | 21 | 21 | 0.21 | 0.26 | 0.26 | 0.25 | 0.2 | 0.1 | 0.26 | 0.32 | 0.32 | 0.26 | 0.2 | 0.1 | 0.2 | 0.25 | 0.24 | 0.18 | 0.2 | 0.1 | True |  | Non Federally-Regulated | 10/02/2017 |  | 01/16/2018
Contrast Lighting | Urbai | NWUR3-120D1 + UR3E-****3590S | Light Emitting Diode | Inseparable Luminaire | Quick Connect | 0-10 VDC Controls | 55.3 | 2711 | 0.0011 | 94 | 64 | 223 | 0.99 | Ambient | 50000 |  |  | 55000 | 0.1 | 21 | 21 | 0.21 | 0.26 | 0.26 | 0.25 | 0.2 | 0.1 | 0.26 | 0.32 | 0.32 | 0.26 | 0.2 | 0.1 | 0.2 | 0.25 | 0.24 | 0.18 | 0.2 | 0.1 | True |  | Non Federally-Regulated | 10/02/2017 |  | 01/16/2018
Contrast Lighting | Urbai | NWUR3-120D1 + UR3E-****4090L | Light Emitting Diode | Inseparable Luminaire | Quick Connect | 0-10 VDC Controls | 55.3 | 2711 | 0.0011 | 94 | 64 | 223 | 0.99 | Ambient | 50000 |  |  | 55000 | 0.1 | 21 | 21 | 0.21 | 0.26 | 0.26 | 0.25 | 0.2 | 0.1 | 0.26 | 0.32 | 0.32 | 0.26 | 0.2 | 0.1 | 0.2 | 0.25 | 0.24 | 0.18 | 0.2 | 0.1 | True |  | Non Federally-Regulated | 10/02/2017 |  | 01/16/2018
Contrast Lighting | Urbai | NWUR3-120D1 + UR3E-****4090M | Light Emitting Diode | Inseparable Luminaire | Quick Connect | 0-10 VDC Controls | 55.3 | 2711 | 0.0011 | 94 | 64 | 223 | 0.99 | Ambient | 50000 |  |  | 55000 | 0.1 | 21 | 21 | 0.21 | 0.26 | 0.26 | 0.25 | 0.2 | 0.1 | 0.26 | 0.32 | 0.32 | 0.26 | 0.2 | 0.1 | 0.2 | 0.25 | 0.24 | 0.18 | 0.2 | 0.1 | True |  | Non Federally-Regulated | 10/02/2017 |  | 01/16/2018
Contrast Lighting | Urbai | NWUR3-120D1 + UR3E-****4090S | Light Emitting Diode | Inseparable Luminaire | Quick Connect | 0-10 VDC Controls | 55.3 | 2711 | 0.0011 | 94 | 64 | 223 | 0.99 | Ambient | 50000 |  |  | 55000 | 0.1 | 21 | 21 | 0.21 | 0.26 | 0.26 | 0.25 | 0.2 | 0.1 | 0.26 | 0.32 | 0.32 | 0.26 | 0.2 | 0.1 | 0.2 | 0.25 | 0.24 | 0.18 | 0.2 | 0.1 | True |  | Non Federally-Regulated | 10/02/2017 |  | 01/16/2018
Contrast Lighting | Urbai | NWUR4-120D1 + UR4A-**2790L | Light Emitting Diode | Inseparable Luminaire | Quick Connect | 0-10 VDC Controls | 55.3 | 2711 | 0.0011 | 94 | 64 | 223 | 0.99 | Ambient | 50000 |  |  | 55000 | 0.1 | 21 | 21 | 0.21 | 0.26 | 0.26 | 0.25 | 0.2 | 0.1 | 0.26 | 0.32 | 0.32 | 0.26 | 0.2 | 0.1 | 0.2 | 0.25 | 0.24 | 0.18 | 0.2 | 0.1 | True |  | Non Federally-Regulated | 10/02/2017 |  | 01/16/2018
Contrast Lighting | Urbai | NWUR4-120D1 + UR4A-**2790M | Light Emitting Diode | Inseparable Luminaire | Quick Connect | 0-10 VDC Controls | 55.3 | 2711 | 0.0011 | 94 | 64 | 223 | 0.99 | Ambient | 50000 |  |  | 55000 | 0.1 | 21 | 21 | 0.21 | 0.26 | 0.26 | 0.25 | 0.2 | 0.1 | 0.26 | 0.32 | 0.32 | 0.26 | 0.2 | 0.1 | 0.2 | 0.25 | 0.24 | 0.18 | 0.2 | 0.1 | True |  | Non Federally-Regulated | 10/02/2017 |  | 01/16/2018
Contrast Lighting | Urbai | NWUR4-120D1 + UR4A-**2790S | Light Emitting Diode | Inseparable Luminaire | Quick Connect | 0-10 VDC Controls | 55.3 | 2711 | 0.0011 | 94 | 64 | 223 | 0.99 | Ambient | 50000 |  |  | 55000 | 0.1 | 21 | 21 | 0.21 | 0.26 | 0.26 | 0.25 | 0.2 | 0.1 | 0.26 | 0.32 | 0.32 | 0.26 | 0.2 | 0.1 | 0.2 | 0.25 | 0.24 | 0.18 | 0.2 | 0.1 | True |  | Non Federally-Regulated | 10/02/2017 |  | 01/16/2018
Contrast Lighting | Urbai | NWUR4-120D1 + UR4A-**3090L | Light Emitting Diode | Inseparable Luminaire | Quick Connect | 0-10 VDC Controls | 55.3 | 2711 | 0.0011 | 94 | 64 | 223 | 0.99 | Ambient | 50000 |  |  | 55000 | 0.1 | 21 | 21 | 0.21 | 0.26 | 0.26 | 0.25 | 0.2 | 0.1 | 0.26 | 0.32 | 0.32 | 0.26 | 0.2 | 0.1 | 0.2 | 0.25 | 0.24 | 0.18 | 0.2 | 0.1 | True |  | Non Federally-Regulated | 10/02/2017 |  | 01/16/2018
Contrast Lighting | Urbai | NWUR4-120D1 + UR4A-**3090M | Light Emitting Diode | Inseparable Luminaire | Quick Connect | 0-10 VDC Controls | 55.3 | 2711 | 0.0011 | 94 | 64 | 223 | 0.99 | Ambient | 50000 |  |  | 55000 | 0.1 | 21 | 21 | 0.21 | 0.26 | 0.26 | 0.25 | 0.2 | 0.1 | 0.26 | 0.32 | 0.32 | 0.26 | 0.2 | 0.1 | 0.2 | 0.25 | 0.24 | 0.18 | 0.2 | 0.1 | True |  | Non Federally-Regulated | 10/02/2017 |  | 01/16/2018
Contrast Lighting | Urbai | NWUR4-120D1 + UR4A-**3090S | Light Emitting Diode | Inseparable Luminaire | Quick Connect | 0-10 VDC Controls | 55.3 | 2711 | 0.0011 | 94 | 64 | 223 | 0.99 | Ambient | 50000 |  |  | 55000 | 0.1 | 21 | 21 | 0.21 | 0.26 | 0.26 | 0.25 | 0.2 | 0.1 | 0.26 | 0.32 | 0.32 | 0.26 | 0.2 | 0.1 | 0.2 | 0.25 | 0.24 | 0.18 | 0.2 | 0.1 | True |  | Non Federally-Regulated | 10/02/2017 |  | 01/16/2018
Contrast Lighting | Urbai | NWUR4-120D1 + UR4A-**3590L | Light Emitting Diode | Inseparable Luminaire | Quick Connect | 0-10 VDC Controls | 55.3 | 2711 | 0.0011 | 94 | 64 | 223 | 0.99 | Ambient | 50000 |  |  | 55000 | 0.1 | 21 | 21 | 0.21 | 0.26 | 0.26 | 0.25 | 0.2 | 0.1 | 0.26 | 0.32 | 0.32 | 0.26 | 0.2 | 0.1 | 0.2 | 0.25 | 0.24 | 0.18 | 0.2 | 0.1 | True |  | Non Federally-Regulated | 10/02/2017 |  | 01/16/2018
Contrast Lighting | Urbai | NWUR4-120D1 + UR4A-**3590M | Light Emitting Diode | Inseparable Luminaire | Quick Connect | 0-10 VDC Controls | 55.3 | 2711 | 0.0011 | 94 | 64 | 223 | 0.99 | Ambient | 50000 |  |  | 55000 | 0.1 | 21 | 21 | 0.21 | 0.26 | 0.26 | 0.25 | 0.2 | 0.1 | 0.26 | 0.32 | 0.32 | 0.26 | 0.2 | 0.1 | 0.2 | 0.25 | 0.24 | 0.18 | 0.2 | 0.1 | True |  | Non Federally-Regulated | 10/02/2017 |  | 01/16/2018
Contrast Lighting | Urbai | NWUR4-120D1 + UR4A-**3590S | Light Emitting Diode | Inseparable Luminaire | Quick Connect | 0-10 VDC Controls | 55.3 | 2711 | 0.0011 | 94 | 64 | 223 | 0.99 | Ambient | 50000 |  |  | 55000 | 0.1 | 21 | 21 | 0.21 | 0.26 | 0.26 | 0.25 | 0.2 | 0.1 | 0.26 | 0.32 | 0.32 | 0.26 | 0.2 | 0.1 | 0.2 | 0.25 | 0.24 | 0.18 | 0.2 | 0.1 | True |  | Non Federally-Regulated | 10/02/2017 |  | 01/16/2018
Contrast Lighting | Urbai | NWUR4-120D1 + UR4A-**4090L | Light Emitting Diode | Inseparable Luminaire | Quick Connect | 0-10 VDC Controls | 55.3 | 2711 | 0.0011 | 94 | 64 | 223 | 0.99 | Ambient | 50000 |  |  | 55000 | 0.1 | 21 | 21 | 0.21 | 0.26 | 0.26 | 0.25 | 0.2 | 0.1 | 0.26 | 0.32 | 0.32 | 0.26 | 0.2 | 0.1 | 0.2 | 0.25 | 0.24 | 0.18 | 0.2 | 0.1 | True |  | Non Federally-Regulated | 10/02/2017 |  | 01/16/2018
Contrast Lighting | Urbai | NWUR4-120D1 + UR4A-**4090M | Light Emitting Diode | Inseparable Luminaire | Quick Connect | 0-10 VDC Controls | 55.3 | 2711 | 0.0011 | 94 | 64 | 223 | 0.99 | Ambient | 50000 |  |  | 55000 | 0.1 | 21 | 21 | 0.21 | 0.26 | 0.26 | 0.25 | 0.2 | 0.1 | 0.26 | 0.32 | 0.32 | 0.26 | 0.2 | 0.1 | 0.2 | 0.25 | 0.24 | 0.18 | 0.2 | 0.1 | True |  | Non Federally-Regulated | 10/02/2017 |  | 01/16/2018
Contrast Lighting | Urbai | NWUR4-120D1 + UR4A-**4090S | Light Emitting Diode | Inseparable Luminaire | Quick Connect | 0-10 VDC Controls | 55.3 | 2711 | 0.0011 | 94 | 64 | 223 | 0.99 | Ambient | 50000 |  |  | 55000 | 0.1 | 21 | 21 | 0.21 | 0.26 | 0.26 | 0.25 | 0.2 | 0.1 | 0.26 | 0.32 | 0.32 | 0.26 | 0.2 | 0.1 | 0.2 | 0.25 | 0.24 | 0.18 | 0.2 | 0.1 | True |  | Non Federally-Regulated | 10/02/2017 |  | 01/16/2018
Contrast Lighting | Urbai | NWUR4-120D1 + UR4B-**2790L | Light Emitting Diode | Inseparable Luminaire | Quick Connect | 0-10 VDC Controls | 55.3 | 2711 | 0.0011 | 94 | 64 | 223 | 0.99 | Ambient | 50000 |  |  | 55000 | 0.1 | 21 | 21 | 0.21 | 0.26 | 0.26 | 0.25 | 0.2 | 0.1 | 0.26 | 0.32 | 0.32 | 0.26 | 0.2 | 0.1 | 0.2 | 0.25 | 0.24 | 0.18 | 0.2 | 0.1 | True |  | Non Federally-Regulated | 10/02/2017 |  | 01/16/2018
Contrast Lighting | Urbai | NWUR4-120D1 + UR4B-**2790M | Light Emitting Diode | Inseparable Luminaire | Quick Connect | 0-10 VDC Controls | 55.3 | 2711 | 0.0011 | 94 | 64 | 223 | 0.99 | Ambient | 50000 |  |  | 55000 | 0.1 | 21 | 21 | 0.21 | 0.26 | 0.26 | 0.25 | 0.2 | 0.1 | 0.26 | 0.32 | 0.32 | 0.26 | 0.2 | 0.1 | 0.2 | 0.25 | 0.24 | 0.18 | 0.2 | 0.1 | True |  | Non Federally-Regulated | 10/02/2017 |  | 01/16/2018
Contrast Lighting | Urbai | NWUR4-120D1 + UR4B-**2790S | Light Emitting Diode | Inseparable Luminaire | Quick Connect | 0-10 VDC Controls | 55.3 | 2711 | 0.0011 | 94 | 64 | 223 | 0.99 | Ambient | 50000 |  |  | 55000 | 0.1 | 21 | 21 | 0.21 | 0.26 | 0.26 | 0.25 | 0.2 | 0.1 | 0.26 | 0.32 | 0.32 | 0.26 | 0.2 | 0.1 | 0.2 | 0.25 | 0.24 | 0.18 | 0.2 | 0.1 | True |  | Non Federally-Regulated | 10/02/2017 |  | 01/16/2018
Contrast Lighting | Urbai | NWUR4-120D1 + UR4B-**3090L | Light Emitting Diode | Inseparable Luminaire | Quick Connect | 0-10 VDC Controls | 55.3 | 2711 | 0.0011 | 94 | 64 | 223 | 0.99 | Ambient | 50000 |  |  | 55000 | 0.1 | 21 | 21 | 0.21 | 0.26 | 0.26 | 0.25 | 0.2 | 0.1 | 0.26 | 0.32 | 0.32 | 0.26 | 0.2 | 0.1 | 0.2 | 0.25 | 0.24 | 0.18 | 0.2 | 0.1 | True |  | Non Federally-Regulated | 10/02/2017 |  | 01/16/2018
Contrast Lighting | Urbai | NWUR4-120D1 + UR4B-**3090M | Light Emitting Diode | Inseparable Luminaire | Quick Connect | 0-10 VDC Controls | 55.3 | 2711 | 0.0011 | 94 | 64 | 223 | 0.99 | Ambient | 50000 |  |  | 55000 | 0.1 | 21 | 21 | 0.21 | 0.26 | 0.26 | 0.25 | 0.2 | 0.1 | 0.26 | 0.32 | 0.32 | 0.26 | 0.2 | 0.1 | 0.2 | 0.25 | 0.24 | 0.18 | 0.2 | 0.1 | True |  | Non Federally-Regulated | 10/02/2017 |  | 01/16/2018
Contrast Lighting | Urbai | NWUR4-120D1 + UR4B-**3090S | Light Emitting Diode | Inseparable Luminaire | Quick Connect | 0-10 VDC Controls | 55.3 | 2711 | 0.0011 | 94 | 64 | 223 | 0.99 | Ambient | 50000 |  |  | 55000 | 0.1 | 21 | 21 | 0.21 | 0.26 | 0.26 | 0.25 | 0.2 | 0.1 | 0.26 | 0.32 | 0.32 | 0.26 | 0.2 | 0.1 | 0.2 | 0.25 | 0.24 | 0.18 | 0.2 | 0.1 | True |  | Non Federally-Regulated | 10/02/2017 |  | 01/16/2018
Contrast Lighting | Urbai | NWUR4-120D1 + UR4B-**3590L | Light Emitting Diode | Inseparable Luminaire | Quick Connect | 0-10 VDC Controls | 55.3 | 2711 | 0.0011 | 94 | 64 | 223 | 0.99 | Ambient | 50000 |  |  | 55000 | 0.1 | 21 | 21 | 0.21 | 0.26 | 0.26 | 0.25 | 0.2 | 0.1 | 0.26 | 0.32 | 0.32 | 0.26 | 0.2 | 0.1 | 0.2 | 0.25 | 0.24 | 0.18 | 0.2 | 0.1 | True |  | Non Federally-Regulated | 10/02/2017 |  | 01/16/2018
Contrast Lighting | Urbai | NWUR4-120D1 + UR4B-**3590M | Light Emitting Diode | Inseparable Luminaire | Quick Connect | 0-10 VDC Controls | 55.3 | 2711 | 0.0011 | 94 | 64 | 223 | 0.99 | Ambient | 50000 |  |  | 55000 | 0.1 | 21 | 21 | 0.21 | 0.26 | 0.26 | 0.25 | 0.2 | 0.1 | 0.26 | 0.32 | 0.32 | 0.26 | 0.2 | 0.1 | 0.2 | 0.25 | 0.24 | 0.18 | 0.2 | 0.1 | True |  | Non Federally-Regulated | 10/02/2017 |  | 01/16/2018
Contrast Lighting | Urbai | NWUR4-120D1 + UR4B-**3590S | Light Emitting Diode | Inseparable Luminaire | Quick Connect | 0-10 VDC Controls | 55.3 | 2711 | 0.0011 | 94 | 64 | 223 | 0.99 | Ambient | 50000 |  |  | 55000 | 0.1 | 21 | 21 | 0.21 | 0.26 | 0.26 | 0.25 | 0.2 | 0.1 | 0.26 | 0.32 | 0.32 | 0.26 | 0.2 | 0.1 | 0.2 | 0.25 | 0.24 | 0.18 | 0.2 | 0.1 | True |  | Non Federally-Regulated | 10/02/2017 |  | 01/16/2018
Contrast Lighting | Urbai | NWUR4-120D1 + UR4B-**4090L | Light Emitting Diode | Inseparable Luminaire | Quick Connect | 0-10 VDC Controls | 55.3 | 2711 | 0.0011 | 94 | 64 | 223 | 0.99 | Ambient | 50000 |  |  | 55000 | 0.1 | 21 | 21 | 0.21 | 0.26 | 0.26 | 0.25 | 0.2 | 0.1 | 0.26 | 0.32 | 0.32 | 0.26 | 0.2 | 0.1 | 0.2 | 0.25 | 0.24 | 0.18 | 0.2 | 0.1 | True |  | Non Federally-Regulated | 10/02/2017 |  | 01/16/2018
Contrast Lighting | Urbai | NWUR4-120D1 + UR4B-**4090M | Light Emitting Diode | Inseparable Luminaire | Quick Connect | 0-10 VDC Controls | 55.3 | 2711 | 0.0011 | 94 | 64 | 223 | 0.99 | Ambient | 50000 |  |  | 55000 | 0.1 | 21 | 21 | 0.21 | 0.26 | 0.26 | 0.25 | 0.2 | 0.1 | 0.26 | 0.32 | 0.32 | 0.26 | 0.2 | 0.1 | 0.2 | 0.25 | 0.24 | 0.18 | 0.2 | 0.1 | True |  | Non Federally-Regulated | 10/02/2017 |  | 01/16/2018
Contrast Lighting | Urbai | NWUR4-120D1 + UR4B-**4090S | Light Emitting Diode | Inseparable Luminaire | Quick Connect | 0-10 VDC Controls | 55.3 | 2711 | 0.0011 | 94 | 64 | 223 | 0.99 | Ambient | 50000 |  |  | 55000 | 0.1 | 21 | 21 | 0.21 | 0.26 | 0.26 | 0.25 | 0.2 | 0.1 | 0.26 | 0.32 | 0.32 | 0.26 | 0.2 | 0.1 | 0.2 | 0.25 | 0.24 | 0.18 | 0.2 | 0.1 | True |  | Non Federally-Regulated | 10/02/2017 |  | 01/16/2018
Contrast Lighting | Urbai | NWUR4-120D1 + UR4CC-****2790L | Light Emitting Diode | Inseparable Luminaire | Quick Connect | 0-10 VDC Controls | 63 | 2757 | 0.0005 | 93 | 60 | 225 | 0.98 | Ambient | 50000 |  |  | 55000 | 0.1 | 20 | 20 | 0.24 | 0.25 | 0.24 | 0.24 | 0.2 | 0.1 | 0.27 | 0.32 | 0.32 | 0.25 | 0.2 | 0.1 | 0.21 | 0.27 | 0.25 | 0.2 | 0.1 | 0.1 | True |  | Non Federally-Regulated | 10/02/2017 |  | 01/16/2018
Contrast Lighting | Urbai | NWUR4-120D1 + UR4CC-****3090L | Light Emitting Diode | Inseparable Luminaire | Quick Connect | 0-10 VDC Controls | 63 | 2757 | 0.0005 | 93 | 60 | 225 | 0.98 | Ambient | 50000 |  |  | 55000 | 0.1 | 20 | 20 | 0.24 | 0.25 | 0.24 | 0.24 | 0.2 | 0.1 | 0.27 | 0.32 | 0.32 | 0.25 | 0.2 | 0.1 | 0.21 | 0.27 | 0.25 | 0.2 | 0.1 | 0.1 | True |  | Non Federally-Regulated | 10/02/2017 |  | 01/16/2018
Contrast Lighting | Urbai | NWUR4-120D1 + UR4CC-****3590L | Light Emitting Diode | Inseparable Luminaire | Quick Connect | 0-10 VDC Controls | 63 | 2757 | 0.0005 | 93 | 60 | 225 | 0.98 | Ambient | 50000 |  |  | 55000 | 0.1 | 20 | 20 | 0.24 | 0.25 | 0.24 | 0.24 | 0.2 | 0.1 | 0.27 | 0.32 | 0.32 | 0.25 | 0.2 | 0.1 | 0.21 | 0.27 | 0.25 | 0.2 | 0.1 | 0.1 | True |  | Non Federally-Regulated | 10/02/2017 |  | 01/16/2018
Contrast Lighting | Urbai | NWUR4-120D1 + UR4CC-****4090L | Light Emitting Diode | Inseparable Luminaire | Quick Connect | 0-10 VDC Controls | 63 | 2757 | 0.0005 | 93 | 60 | 225 | 0.98 | Ambient | 50000 |  |  | 55000 | 0.1 | 20 | 20 | 0.24 | 0.25 | 0.24 | 0.24 | 0.2 | 0.1 | 0.27 | 0.32 | 0.32 | 0.25 | 0.2 | 0.1 | 0.21 | 0.27 | 0.25 | 0.2 | 0.1 | 0.1 | True |  | Non Federally-Regulated | 10/02/2017 |  | 01/16/2018
Contrast Lighting | Urbai | NWUR4-120D1 + UR4D-****2790L | Light Emitting Diode | Inseparable Luminaire | Quick Connect | 0-10 VDC Controls | 55.3 | 2711 | 0.0011 | 94 | 64 | 223 | 0.99 | Ambient | 50000 |  |  | 55000 | 0.1 | 21 | 21 | 0.21 | 0.26 | 0.26 | 0.25 | 0.2 | 0.1 | 0.26 | 0.32 | 0.32 | 0.26 | 0.2 | 0.1 | 0.2 | 0.25 | 0.24 | 0.18 | 0.2 | 0.1 | True |  | Non Federally-Regulated | 10/02/2017 |  | 01/16/2018
Contrast Lighting | Urbai | NWUR4-120D1 + UR4D-****2790M | Light Emitting Diode | Inseparable Luminaire | Quick Connect | 0-10 VDC Controls | 55.3 | 2711 | 0.0011 | 94 | 64 | 223 | 0.99 | Ambient | 50000 |  |  | 55000 | 0.1 | 21 | 21 | 0.21 | 0.26 | 0.26 | 0.25 | 0.2 | 0.1 | 0.26 | 0.32 | 0.32 | 0.26 | 0.2 | 0.1 | 0.2 | 0.25 | 0.24 | 0.18 | 0.2 | 0.1 | True |  | Non Federally-Regulated | 10/02/2017 |  | 01/16/2018
Contrast Lighting | Urbai | NWUR4-120D1 + UR4D-****2790S | Light Emitting Diode | Inseparable Luminaire | Quick Connect | 0-10 VDC Controls | 55.3 | 2711 | 0.0011 | 94 | 64 | 223 | 0.99 | Ambient | 50000 |  |  | 55000 | 0.1 | 21 | 21 | 0.21 | 0.26 | 0.26 | 0.25 | 0.2 | 0.1 | 0.26 | 0.32 | 0.32 | 0.26 | 0.2 | 0.1 | 0.2 | 0.25 | 0.24 | 0.18 | 0.2 | 0.1 | True |  | Non Federally-Regulated | 10/02/2017 |  | 01/16/2018
Contrast Lighting | Urbai | NWUR4-120D1 + UR4D-****3090L | Light Emitting Diode | Inseparable Luminaire | Quick Connect | 0-10 VDC Controls | 55.3 | 2711 | 0.0011 | 94 | 64 | 223 | 0.99 | Ambient | 50000 |  |  | 55000 | 0.1 | 21 | 21 | 0.21 | 0.26 | 0.26 | 0.25 | 0.2 | 0.1 | 0.26 | 0.32 | 0.32 | 0.26 | 0.2 | 0.1 | 0.2 | 0.25 | 0.24 | 0.18 | 0.2 | 0.1 | True |  | Non Federally-Regulated | 10/02/2017 |  | 01/16/2018
Contrast Lighting | Urbai | NWUR4-120D1 + UR4D-****3090M | Light Emitting Diode | Inseparable Luminaire | Quick Connect | 0-10 VDC Controls | 55.3 | 2711 | 0.0011 | 94 | 64 | 223 | 0.99 | Ambient | 50000 |  |  | 55000 | 0.1 | 21 | 21 | 0.21 | 0.26 | 0.26 | 0.25 | 0.2 | 0.1 | 0.26 | 0.32 | 0.32 | 0.26 | 0.2 | 0.1 | 0.2 | 0.25 | 0.24 | 0.18 | 0.2 | 0.1 | True |  | Non Federally-Regulated | 10/02/2017 |  | 01/16/2018
Contrast Lighting | Urbai | NWUR4-120D1 + UR4D-****3090S | Light Emitting Diode | Inseparable Luminaire | Quick Connect | 0-10 VDC Controls | 55.3 | 2711 | 0.0011 | 94 | 64 | 223 | 0.99 | Ambient | 50000 |  |  | 55000 | 0.1 | 21 | 21 | 0.21 | 0.26 | 0.26 | 0.25 | 0.2 | 0.1 | 0.26 | 0.32 | 0.32 | 0.26 | 0.2 | 0.1 | 0.2 | 0.25 | 0.24 | 0.18 | 0.2 | 0.1 | True |  | Non Federally-Regulated | 10/02/2017 |  | 01/16/2018
Contrast Lighting | Urbai | NWUR4-120D1 + UR4D-****3590L | Light Emitting Diode | Inseparable Luminaire | Quick Connect | 0-10 VDC Controls | 55.3 | 2711 | 0.0011 | 94 | 64 | 223 | 0.99 | Ambient | 50000 |  |  | 55000 | 0.1 | 21 | 21 | 0.21 | 0.26 | 0.26 | 0.25 | 0.2 | 0.1 | 0.26 | 0.32 | 0.32 | 0.26 | 0.2 | 0.1 | 0.2 | 0.25 | 0.24 | 0.18 | 0.2 | 0.1 | True |  | Non Federally-Regulated | 10/02/2017 |  | 01/16/2018
Contrast Lighting | Urbai | NWUR4-120D1 + UR4D-****3590M | Light Emitting Diode | Inseparable Luminaire | Quick Connect | 0-10 VDC Controls | 55.3 | 2711 | 0.0011 | 94 | 64 | 223 | 0.99 | Ambient | 50000 |  |  | 55000 | 0.1 | 21 | 21 | 0.21 | 0.26 | 0.26 | 0.25 | 0.2 | 0.1 | 0.26 | 0.32 | 0.32 | 0.26 | 0.2 | 0.1 | 0.2 | 0.25 | 0.24 | 0.18 | 0.2 | 0.1 | True |  | Non Federally-Regulated | 10/02/2017 |  | 01/16/2018
Contrast Lighting | Urbai | NWUR4-120D1 + UR4D-****3590S | Light Emitting Diode | Inseparable Luminaire | Quick Connect | 0-10 VDC Controls | 55.3 | 2711 | 0.0011 | 94 | 64 | 223 | 0.99 | Ambient | 50000 |  |  | 55000 | 0.1 | 21 | 21 | 0.21 | 0.26 | 0.26 | 0.25 | 0.2 | 0.1 | 0.26 | 0.32 | 0.32 | 0.26 | 0.2 | 0.1 | 0.2 | 0.25 | 0.24 | 0.18 | 0.2 | 0.1 | True |  | Non Federally-Regulated | 10/02/2017 |  | 01/16/2018
Contrast Lighting | Urbai | NWUR4-120D1 + UR4D-****4090L | Light Emitting Diode | Inseparable Luminaire | Quick Connect | 0-10 VDC Controls | 55.3 | 2711 | 0.0011 | 94 | 64 | 223 | 0.99 | Ambient | 50000 |  |  | 55000 | 0.1 | 21 | 21 | 0.21 | 0.26 | 0.26 | 0.25 | 0.2 | 0.1 | 0.26 | 0.32 | 0.32 | 0.26 | 0.2 | 0.1 | 0.2 | 0.25 | 0.24 | 0.18 | 0.2 | 0.1 | True |  | Non Federally-Regulated | 10/02/2017 |  | 01/16/2018
Contrast Lighting | Urbai | NWUR4-120D1 + UR4D-****4090M | Light Emitting Diode | Inseparable Luminaire | Quick Connect | 0-10 VDC Controls | 55.3 | 2711 | 0.0011 | 94 | 64 | 223 | 0.99 | Ambient | 50000 |  |  | 55000 | 0.1 | 21 | 21 | 0.21 | 0.26 | 0.26 | 0.25 | 0.2 | 0.1 | 0.26 | 0.32 | 0.32 | 0.26 | 0.2 | 0.1 | 0.2 | 0.25 | 0.24 | 0.18 | 0.2 | 0.1 | True |  | Non Federally-Regulated | 10/02/2017 |  | 01/16/2018
Contrast Lighting | Urbai | NWUR4-120D1 + UR4D-****4090S | Light Emitting Diode | Inseparable Luminaire | Quick Connect | 0-10 VDC Controls | 55.3 | 2711 | 0.0011 | 94 | 64 | 223 | 0.99 | Ambient | 50000 |  |  | 55000 | 0.1 | 21 | 21 | 0.21 | 0.26 | 0.26 | 0.25 | 0.2 | 0.1 | 0.26 | 0.32 | 0.32 | 0.26 | 0.2 | 0.1 | 0.2 | 0.25 | 0.24 | 0.18 | 0.2 | 0.1 | True |  | Non Federally-Regulated | 10/02/2017 |  | 01/16/2018
Contrast Lighting | Urbai | NWUR4-120D1 + UR4E-****2790L | Light Emitting Diode | Inseparable Luminaire | Quick Connect | 0-10 VDC Controls | 55.3 | 2711 | 0.0011 | 94 | 64 | 223 | 0.99 | Ambient | 50000 |  |  | 55000 | 0.1 | 21 | 21 | 0.21 | 0.26 | 0.26 | 0.25 | 0.2 | 0.1 | 0.26 | 0.32 | 0.32 | 0.26 | 0.2 | 0.1 | 0.2 | 0.25 | 0.24 | 0.18 | 0.2 | 0.1 | True |  | Non Federally-Regulated | 10/02/2017 |  | 01/16/2018
Contrast Lighting | Urbai | NWUR4-120D1 + UR4E-****2790M | Light Emitting Diode | Inseparable Luminaire | Quick Connect | 0-10 VDC Controls | 55.3 | 2711 | 0.0011 | 94 | 64 | 223 | 0.99 | Ambient | 50000 |  |  | 55000 | 0.1 | 21 | 21 | 0.21 | 0.26 | 0.26 | 0.25 | 0.2 | 0.1 | 0.26 | 0.32 | 0.32 | 0.26 | 0.2 | 0.1 | 0.2 | 0.25 | 0.24 | 0.18 | 0.2 | 0.1 | True |  | Non Federally-Regulated | 10/02/2017 |  | 01/16/2018
Contrast Lighting | Urbai | NWUR4-120D1 + UR4E-****2790S | Light Emitting Diode | Inseparable Luminaire | Quick Connect | 0-10 VDC Controls | 55.3 | 2711 | 0.0011 | 94 | 64 | 223 | 0.99 | Ambient | 50000 |  |  | 55000 | 0.1 | 21 | 21 | 0.21 | 0.26 | 0.26 | 0.25 | 0.2 | 0.1 | 0.26 | 0.32 | 0.32 | 0.26 | 0.2 | 0.1 | 0.2 | 0.25 | 0.24 | 0.18 | 0.2 | 0.1 | True |  | Non Federally-Regulated | 10/02/2017 |  | 01/16/2018
Contrast Lighting | Urbai | NWUR4-120D1 + UR4E-****3090L | Light Emitting Diode | Inseparable Luminaire | Quick Connect | 0-10 VDC Controls | 55.3 | 2711 | 0.0011 | 94 | 64 | 223 | 0.99 | Ambient | 50000 |  |  | 55000 | 0.1 | 21 | 21 | 0.21 | 0.26 | 0.26 | 0.25 | 0.2 | 0.1 | 0.26 | 0.32 | 0.32 | 0.26 | 0.2 | 0.1 | 0.2 | 0.25 | 0.24 | 0.18 | 0.2 | 0.1 | True |  | Non Federally-Regulated | 10/02/2017 |  | 01/16/2018
Contrast Lighting | Urbai | NWUR4-120D1 + UR4E-****3090M | Light Emitting Diode | Inseparable Luminaire | Quick Connect | 0-10 VDC Controls | 55.3 | 2711 | 0.0011 | 94 | 64 | 223 | 0.99 | Ambient | 50000 |  |  | 55000 | 0.1 | 21 | 21 | 0.21 | 0.26 | 0.26 | 0.25 | 0.2 | 0.1 | 0.26 | 0.32 | 0.32 | 0.26 | 0.2 | 0.1 | 0.2 | 0.25 | 0.24 | 0.18 | 0.2 | 0.1 | True |  | Non Federally-Regulated | 10/02/2017 |  | 01/16/2018
Contrast Lighting | Urbai | NWUR4-120D1 + UR4E-****3090S | Light Emitting Diode | Inseparable Luminaire | Quick Connect | 0-10 VDC Controls | 55.3 | 2711 | 0.0011 | 94 | 64 | 223 | 0.99 | Ambient | 50000 |  |  | 55000 | 0.1 | 21 | 21 | 0.21 | 0.26 | 0.26 | 0.25 | 0.2 | 0.1 | 0.26 | 0.32 | 0.32 | 0.26 | 0.2 | 0.1 | 0.2 | 0.25 | 0.24 | 0.18 | 0.2 | 0.1 | True |  | Non Federally-Regulated | 10/02/2017 |  | 01/16/2018
Contrast Lighting | Urbai | NWUR4-120D1 + UR4E-****3590L | Light Emitting Diode | Inseparable Luminaire | Quick Connect | 0-10 VDC Controls | 55.3 | 2711 | 0.0011 | 94 | 64 | 223 | 0.99 | Ambient | 50000 |  |  | 55000 | 0.1 | 21 | 21 | 0.21 | 0.26 | 0.26 | 0.25 | 0.2 | 0.1 | 0.26 | 0.32 | 0.32 | 0.26 | 0.2 | 0.1 | 0.2 | 0.25 | 0.24 | 0.18 | 0.2 | 0.1 | True |  | Non Federally-Regulated | 10/02/2017 |  | 01/16/2018
Contrast Lighting | Urbai | NWUR4-120D1 + UR4E-****3590M | Light Emitting Diode | Inseparable Luminaire | Quick Connect | 0-10 VDC Controls | 55.3 | 2711 | 0.0011 | 94 | 64 | 223 | 0.99 | Ambient | 50000 |  |  | 55000 | 0.1 | 21 | 21 | 0.21 | 0.26 | 0.26 | 0.25 | 0.2 | 0.1 | 0.26 | 0.32 | 0.32 | 0.26 | 0.2 | 0.1 | 0.2 | 0.25 | 0.24 | 0.18 | 0.2 | 0.1 | True |  | Non Federally-Regulated | 10/02/2017 |  | 01/16/2018
Contrast Lighting | Urbai | NWUR4-120D1 + UR4E-****3590S | Light Emitting Diode | Inseparable Luminaire | Quick Connect | 0-10 VDC Controls | 55.3 | 2711 | 0.0011 | 94 | 64 | 223 | 0.99 | Ambient | 50000 |  |  | 55000 | 0.1 | 21 | 21 | 0.21 | 0.26 | 0.26 | 0.25 | 0.2 | 0.1 | 0.26 | 0.32 | 0.32 | 0.26 | 0.2 | 0.1 | 0.2 | 0.25 | 0.24 | 0.18 | 0.2 | 0.1 | True |  | Non Federally-Regulated | 10/02/2017 |  | 01/16/2018
Contrast Lighting | Urbai | NWUR4-120D1 + UR4E-****4090L | Light Emitting Diode | Inseparable Luminaire | Quick Connect | 0-10 VDC Controls | 55.3 | 2711 | 0.0011 | 94 | 64 | 223 | 0.99 | Ambient | 50000 |  |  | 55000 | 0.1 | 21 | 21 | 0.21 | 0.26 | 0.26 | 0.25 | 0.2 | 0.1 | 0.26 | 0.32 | 0.32 | 0.26 | 0.2 | 0.1 | 0.2 | 0.25 | 0.24 | 0.18 | 0.2 | 0.1 | True |  | Non Federally-Regulated | 10/02/2017 |  | 01/16/2018
Contrast Lighting | Urbai | NWUR4-120D1 + UR4E-****4090M | Light Emitting Diode | Inseparable Luminaire | Quick Connect | 0-10 VDC Controls | 55.3 | 2711 | 0.0011 | 94 | 64 | 223 | 0.99 | Ambient | 50000 |  |  | 55000 | 0.1 | 21 | 21 | 0.21 | 0.26 | 0.26 | 0.25 | 0.2 | 0.1 | 0.26 | 0.32 | 0.32 | 0.26 | 0.2 | 0.1 | 0.2 | 0.25 | 0.24 | 0.18 | 0.2 | 0.1 | True |  | Non Federally-Regulated | 10/02/2017 |  | 01/16/2018
Contrast Lighting | Urbai | NWUR4-120D1 + UR4E-****4090S | Light Emitting Diode | Inseparable Luminaire | Quick Connect | 0-10 VDC Controls | 55.3 | 2711 | 0.0011 | 94 | 64 | 223 | 0.99 | Ambient | 50000 |  |  | 55000 | 0.1 | 21 | 21 | 0.21 | 0.26 | 0.26 | 0.25 | 0.2 | 0.1 | 0.26 | 0.32 | 0.32 | 0.26 | 0.2 | 0.1 | 0.2 | 0.25 | 0.24 | 0.18 | 0.2 | 0.1 | True |  | Non Federally-Regulated | 10/02/2017 |  | 01/16/2018
Contrast Lighting | Urbai | NWUR4-120D1 + UR4HC-****2790L | Light Emitting Diode | Inseparable Luminaire | Quick Connect | 0-10 VDC Controls | 63 | 2757 | 0.0005 | 93 | 60 | 225 | 0.98 | Ambient | 50000 |  |  | 55000 | 0.1 | 20 | 20 | 0.24 | 0.25 | 0.24 | 0.24 | 0.2 | 0.1 | 0.27 | 0.32 | 0.32 | 0.25 | 0.2 | 0.1 | 0.21 | 0.27 | 0.25 | 0.2 | 0.1 | 0.1 | True |  | Non Federally-Regulated | 10/02/2017 |  | 01/16/2018
Contrast Lighting | Urbai | NWUR4-120D1 + UR4HC-****3090L | Light Emitting Diode | Inseparable Luminaire | Quick Connect | 0-10 VDC Controls | 63 | 2757 | 0.0005 | 93 | 60 | 225 | 0.98 | Ambient | 50000 |  |  | 55000 | 0.1 | 20 | 20 | 0.24 | 0.25 | 0.24 | 0.24 | 0.2 | 0.1 | 0.27 | 0.32 | 0.32 | 0.25 | 0.2 | 0.1 | 0.21 | 0.27 | 0.25 | 0.2 | 0.1 | 0.1 | True |  | Non Federally-Regulated | 10/02/2017 |  | 01/16/2018
Contrast Lighting | Urbai | NWUR4-120D1 + UR4HC-****3590L | Light Emitting Diode | Inseparable Luminaire | Quick Connect | 0-10 VDC Controls | 63 | 2757 | 0.0005 | 93 | 60 | 225 | 0.98 | Ambient | 50000 |  |  | 55000 | 0.1 | 20 | 20 | 0.24 | 0.25 | 0.24 | 0.24 | 0.2 | 0.1 | 0.27 | 0.32 | 0.32 | 0.25 | 0.2 | 0.1 | 0.21 | 0.27 | 0.25 | 0.2 | 0.1 | 0.1 | True |  | Non Federally-Regulated | 10/02/2017 |  | 01/16/2018
Contrast Lighting | Urbai | NWUR4-120D1 + UR4HC-****4090L | Light Emitting Diode | Inseparable Luminaire | Quick Connect | 0-10 VDC Controls | 63 | 2757 | 0.0005 | 93 | 60 | 225 | 0.98 | Ambient | 50000 |  |  | 55000 | 0.1 | 20 | 20 | 0.24 | 0.25 | 0.24 | 0.24 | 0.2 | 0.1 | 0.27 | 0.32 | 0.32 | 0.25 | 0.2 | 0.1 | 0.21 | 0.27 | 0.25 | 0.2 | 0.1 | 0.1 | True |  | Non Federally-Regulated | 10/02/2017 |  | 01/16/2018
Contrast Lighting | Urbai | NWUR4-120D1 + UR4J-****2790L | Light Emitting Diode | Inseparable Luminaire | Quick Connect | 0-10 VDC Controls | 55.3 | 2711 | 0.0011 | 94 | 64 | 223 | 0.99 | Ambient | 50000 |  |  | 55000 | 0.1 | 21 | 21 | 0.21 | 0.26 | 0.26 | 0.25 | 0.2 | 0.1 | 0.26 | 0.32 | 0.32 | 0.26 | 0.2 | 0.1 | 0.2 | 0.25 | 0.24 | 0.18 | 0.2 | 0.1 | True |  | Non Federally-Regulated | 10/02/2017 |  | 01/16/2018
Contrast Lighting | Urbai | NWUR4-120D1 + UR4J-****2790M | Light Emitting Diode | Inseparable Luminaire | Quick Connect | 0-10 VDC Controls | 55.3 | 2711 | 0.0011 | 94 | 64 | 223 | 0.99 | Ambient | 50000 |  |  | 55000 | 0.1 | 21 | 21 | 0.21 | 0.26 | 0.26 | 0.25 | 0.2 | 0.1 | 0.26 | 0.32 | 0.32 | 0.26 | 0.2 | 0.1 | 0.2 | 0.25 | 0.24 | 0.18 | 0.2 | 0.1 | True |  | Non Federally-Regulated | 10/02/2017 |  | 01/16/2018
Contrast Lighting | Urbai | NWUR4-120D1 + UR4J-****2790S | Light Emitting Diode | Inseparable Luminaire | Quick Connect | 0-10 VDC Controls | 55.3 | 2711 | 0.0011 | 94 | 64 | 223 | 0.99 | Ambient | 50000 |  |  | 55000 | 0.1 | 21 | 21 | 0.21 | 0.26 | 0.26 | 0.25 | 0.2 | 0.1 | 0.26 | 0.32 | 0.32 | 0.26 | 0.2 | 0.1 | 0.2 | 0.25 | 0.24 | 0.18 | 0.2 | 0.1 | True |  | Non Federally-Regulated | 10/02/2017 |  | 01/16/2018
Contrast Lighting | Urbai | NWUR4-120D1 + UR4J-****3090L | Light Emitting Diode | Inseparable Luminaire | Quick Connect | 0-10 VDC Controls | 55.3 | 2711 | 0.0011 | 94 | 64 | 223 | 0.99 | Ambient | 50000 |  |  | 55000 | 0.1 | 21 | 21 | 0.21 | 0.26 | 0.26 | 0.25 | 0.2 | 0.1 | 0.26 | 0.32 | 0.32 | 0.26 | 0.2 | 0.1 | 0.2 | 0.25 | 0.24 | 0.18 | 0.2 | 0.1 | True |  | Non Federally-Regulated | 10/02/2017 |  | 01/16/2018
Contrast Lighting | Urbai | NWUR4-120D1 + UR4J-****3090M | Light Emitting Diode | Inseparable Luminaire | Quick Connect | 0-10 VDC Controls | 55.3 | 2711 | 0.0011 | 94 | 64 | 223 | 0.99 | Ambient | 50000 |  |  | 55000 | 0.1 | 21 | 21 | 0.21 | 0.26 | 0.26 | 0.25 | 0.2 | 0.1 | 0.26 | 0.32 | 0.32 | 0.26 | 0.2 | 0.1 | 0.2 | 0.25 | 0.24 | 0.18 | 0.2 | 0.1 | True |  | Non Federally-Regulated | 10/02/2017 |  | 01/16/2018
Contrast Lighting | Urbai | NWUR4-120D1 + UR4J-****3090S | Light Emitting Diode | Inseparable Luminaire | Quick Connect | 0-10 VDC Controls | 55.3 | 2711 | 0.0011 | 94 | 64 | 223 | 0.99 | Ambient | 50000 |  |  | 55000 | 0.1 | 21 | 21 | 0.21 | 0.26 | 0.26 | 0.25 | 0.2 | 0.1 | 0.26 | 0.32 | 0.32 | 0.26 | 0.2 | 0.1 | 0.2 | 0.25 | 0.24 | 0.18 | 0.2 | 0.1 | True |  | Non Federally-Regulated | 10/02/2017 |  | 01/16/2018
Contrast Lighting | Urbai | NWUR4-120D1 + UR4J-****3590L | Light Emitting Diode | Inseparable Luminaire | Quick Connect | 0-10 VDC Controls | 55.3 | 2711 | 0.0011 | 94 | 64 | 223 | 0.99 | Ambient | 50000 |  |  | 55000 | 0.1 | 21 | 21 | 0.21 | 0.26 | 0.26 | 0.25 | 0.2 | 0.1 | 0.26 | 0.32 | 0.32 | 0.26 | 0.2 | 0.1 | 0.2 | 0.25 | 0.24 | 0.18 | 0.2 | 0.1 | True |  | Non Federally-Regulated | 10/02/2017 |  | 01/16/2018
Contrast Lighting | Urbai | NWUR4-120D1 + UR4J-****3590M | Light Emitting Diode | Inseparable Luminaire | Quick Connect | 0-10 VDC Controls | 55.3 | 2711 | 0.0011 | 94 | 64 | 223 | 0.99 | Ambient | 50000 |  |  | 55000 | 0.1 | 21 | 21 | 0.21 | 0.26 | 0.26 | 0.25 | 0.2 | 0.1 | 0.26 | 0.32 | 0.32 | 0.26 | 0.2 | 0.1 | 0.2 | 0.25 | 0.24 | 0.18 | 0.2 | 0.1 | True |  | Non Federally-Regulated | 10/02/2017 |  | 01/16/2018
Contrast Lighting | Urbai | NWUR4-120D1 + UR4J-****3590S | Light Emitting Diode | Inseparable Luminaire | Quick Connect | 0-10 VDC Controls | 55.3 | 2711 | 0.0011 | 94 | 64 | 223 | 0.99 | Ambient | 50000 |  |  | 55000 | 0.1 | 21 | 21 | 0.21 | 0.26 | 0.26 | 0.25 | 0.2 | 0.1 | 0.26 | 0.32 | 0.32 | 0.26 | 0.2 | 0.1 | 0.2 | 0.25 | 0.24 | 0.18 | 0.2 | 0.1 | True |  | Non Federally-Regulated | 10/02/2017 |  | 01/16/2018
Contrast Lighting | Urbai | NWUR4-120D1 + UR4J-****4090L | Light Emitting Diode | Inseparable Luminaire | Quick Connect | 0-10 VDC Controls | 55.3 | 2711 | 0.0011 | 94 | 64 | 223 | 0.99 | Ambient | 50000 |  |  | 55000 | 0.1 | 21 | 21 | 0.21 | 0.26 | 0.26 | 0.25 | 0.2 | 0.1 | 0.26 | 0.32 | 0.32 | 0.26 | 0.2 | 0.1 | 0.2 | 0.25 | 0.24 | 0.18 | 0.2 | 0.1 | True |  | Non Federally-Regulated | 10/02/2017 |  | 01/16/2018
Contrast Lighting | Urbai | NWUR4-120D1 + UR4J-****4090M | Light Emitting Diode | Inseparable Luminaire | Quick Connect | 0-10 VDC Controls | 55.3 | 2711 | 0.0011 | 94 | 64 | 223 | 0.99 | Ambient | 50000 |  |  | 55000 | 0.1 | 21 | 21 | 0.21 | 0.26 | 0.26 | 0.25 | 0.2 | 0.1 | 0.26 | 0.32 | 0.32 | 0.26 | 0.2 | 0.1 | 0.2 | 0.25 | 0.24 | 0.18 | 0.2 | 0.1 | True |  | Non Federally-Regulated | 10/02/2017 |  | 01/16/2018
Contrast Lighting | Urbai | NWUR4-120D1 + UR4J-****4090S | Light Emitting Diode | Inseparable Luminaire | Quick Connect | 0-10 VDC Controls | 55.3 | 2711 | 0.0011 | 94 | 64 | 223 | 0.99 | Ambient | 50000 |  |  | 55000 | 0.1 | 21 | 21 | 0.21 | 0.26 | 0.26 | 0.25 | 0.2 | 0.1 | 0.26 | 0.32 | 0.32 | 0.26 | 0.2 | 0.1 | 0.2 | 0.25 | 0.24 | 0.18 | 0.2 | 0.1 | True |  | Non Federally-Regulated | 10/02/2017 |  | 01/16/2018
Contrast Lighting | Urbai | REUR3-120D1 + UR3A-**2790L | Light Emitting Diode | Inseparable Luminaire | Quick Connect | 0-10 VDC Controls | 55.3 | 2711 | 0.0011 | 94 | 64 | 223 | 0.99 | Ambient | 50000 |  |  | 55000 | 0.1 | 21 | 21 | 0.21 | 0.26 | 0.26 | 0.25 | 0.2 | 0.1 | 0.26 | 0.32 | 0.32 | 0.26 | 0.2 | 0.1 | 0.2 | 0.25 | 0.24 | 0.18 | 0.2 | 0.1 | True |  | Non Federally-Regulated | 10/02/2017 |  | 01/16/2018
Contrast Lighting | Urbai | REUR3-120D1 + UR3A-**2790M | Light Emitting Diode | Inseparable Luminaire | Quick Connect | 0-10 VDC Controls | 55.3 | 2711 | 0.0011 | 94 | 64 | 223 | 0.99 | Ambient | 50000 |  |  | 55000 | 0.1 | 21 | 21 | 0.21 | 0.26 | 0.26 | 0.25 | 0.2 | 0.1 | 0.26 | 0.32 | 0.32 | 0.26 | 0.2 | 0.1 | 0.2 | 0.25 | 0.24 | 0.18 | 0.2 | 0.1 | True |  | Non Federally-Regulated | 10/02/2017 |  | 01/16/2018
Contrast Lighting | Urbai | REUR3-120D1 + UR3A-**2790S | Light Emitting Diode | Inseparable Luminaire | Quick Connect | 0-10 VDC Controls | 55.3 | 2711 | 0.0011 | 94 | 64 | 223 | 0.99 | Ambient | 50000 |  |  | 55000 | 0.1 | 21 | 21 | 0.21 | 0.26 | 0.26 | 0.25 | 0.2 | 0.1 | 0.26 | 0.32 | 0.32 | 0.26 | 0.2 | 0.1 | 0.2 | 0.25 | 0.24 | 0.18 | 0.2 | 0.1 | True |  | Non Federally-Regulated | 10/02/2017 |  | 01/16/2018
Contrast Lighting | Urbai | REUR3-120D1 + UR3A-**3090L | Light Emitting Diode | Inseparable Luminaire | Quick Connect | 0-10 VDC Controls | 55.3 | 2711 | 0.0011 | 94 | 64 | 223 | 0.99 | Ambient | 50000 |  |  | 55000 | 0.1 | 21 | 21 | 0.21 | 0.26 | 0.26 | 0.25 | 0.2 | 0.1 | 0.26 | 0.32 | 0.32 | 0.26 | 0.2 | 0.1 | 0.2 | 0.25 | 0.24 | 0.18 | 0.2 | 0.1 | True |  | Non Federally-Regulated | 10/02/2017 |  | 01/16/2018
Contrast Lighting | Urbai | REUR3-120D1 + UR3A-**3090M | Light Emitting Diode | Inseparable Luminaire | Quick Connect | 0-10 VDC Controls | 55.3 | 2711 | 0.0011 | 94 | 64 | 223 | 0.99 | Ambient | 50000 |  |  | 55000 | 0.1 | 21 | 21 | 0.21 | 0.26 | 0.26 | 0.25 | 0.2 | 0.1 | 0.26 | 0.32 | 0.32 | 0.26 | 0.2 | 0.1 | 0.2 | 0.25 | 0.24 | 0.18 | 0.2 | 0.1 | True |  | Non Federally-Regulated | 10/02/2017 |  | 01/16/2018
Contrast Lighting | Urbai | REUR3-120D1 + UR3A-**3090S | Light Emitting Diode | Inseparable Luminaire | Quick Connect | 0-10 VDC Controls | 55.3 | 2711 | 0.0011 | 94 | 64 | 223 | 0.99 | Ambient | 50000 |  |  | 55000 | 0.1 | 21 | 21 | 0.21 | 0.26 | 0.26 | 0.25 | 0.2 | 0.1 | 0.26 | 0.32 | 0.32 | 0.26 | 0.2 | 0.1 | 0.2 | 0.25 | 0.24 | 0.18 | 0.2 | 0.1 | True |  | Non Federally-Regulated | 10/02/2017 |  | 01/16/2018
Contrast Lighting | Urbai | REUR3-120D1 + UR3A-**3590L | Light Emitting Diode | Inseparable Luminaire | Quick Connect | 0-10 VDC Controls | 55.3 | 2711 | 0.0011 | 94 | 64 | 223 | 0.99 | Ambient | 50000 |  |  | 55000 | 0.1 | 21 | 21 | 0.21 | 0.26 | 0.26 | 0.25 | 0.2 | 0.1 | 0.26 | 0.32 | 0.32 | 0.26 | 0.2 | 0.1 | 0.2 | 0.25 | 0.24 | 0.18 | 0.2 | 0.1 | True |  | Non Federally-Regulated | 10/02/2017 |  | 01/16/2018
Contrast Lighting | Urbai | REUR3-120D1 + UR3A-**3590M | Light Emitting Diode | Inseparable Luminaire | Quick Connect | 0-10 VDC Controls | 55.3 | 2711 | 0.0011 | 94 | 64 | 223 | 0.99 | Ambient | 50000 |  |  | 55000 | 0.1 | 21 | 21 | 0.21 | 0.26 | 0.26 | 0.25 | 0.2 | 0.1 | 0.26 | 0.32 | 0.32 | 0.26 | 0.2 | 0.1 | 0.2 | 0.25 | 0.24 | 0.18 | 0.2 | 0.1 | True |  | Non Federally-Regulated | 10/02/2017 |  | 01/16/2018
Contrast Lighting | Urbai | REUR3-120D1 + UR3A-**3590S | Light Emitting Diode | Inseparable Luminaire | Quick Connect | 0-10 VDC Controls | 55.3 | 2711 | 0.0011 | 94 | 64 | 223 | 0.99 | Ambient | 50000 |  |  | 55000 | 0.1 | 21 | 21 | 0.21 | 0.26 | 0.26 | 0.25 | 0.2 | 0.1 | 0.26 | 0.32 | 0.32 | 0.26 | 0.2 | 0.1 | 0.2 | 0.25 | 0.24 | 0.18 | 0.2 | 0.1 | True |  | Non Federally-Regulated | 10/02/2017 |  | 01/16/2018
Contrast Lighting | Urbai | REUR3-120D1 + UR3A-**4090L | Light Emitting Diode | Inseparable Luminaire | Quick Connect | 0-10 VDC Controls | 55.3 | 2711 | 0.0011 | 94 | 64 | 223 | 0.99 | Ambient | 50000 |  |  | 55000 | 0.1 | 21 | 21 | 0.21 | 0.26 | 0.26 | 0.25 | 0.2 | 0.1 | 0.26 | 0.32 | 0.32 | 0.26 | 0.2 | 0.1 | 0.2 | 0.25 | 0.24 | 0.18 | 0.2 | 0.1 | True |  | Non Federally-Regulated | 10/02/2017 |  | 01/16/2018
Contrast Lighting | Urbai | REUR3-120D1 + UR3A-**4090M | Light Emitting Diode | Inseparable Luminaire | Quick Connect | 0-10 VDC Controls | 55.3 | 2711 | 0.0011 | 94 | 64 | 223 | 0.99 | Ambient | 50000 |  |  | 55000 | 0.1 | 21 | 21 | 0.21 | 0.26 | 0.26 | 0.25 | 0.2 | 0.1 | 0.26 | 0.32 | 0.32 | 0.26 | 0.2 | 0.1 | 0.2 | 0.25 | 0.24 | 0.18 | 0.2 | 0.1 | True |  | Non Federally-Regulated | 10/02/2017 |  | 01/16/2018
Contrast Lighting | Urbai | REUR3-120D1 + UR3A-**4090S | Light Emitting Diode | Inseparable Luminaire | Quick Connect | 0-10 VDC Controls | 55.3 | 2711 | 0.0011 | 94 | 64 | 223 | 0.99 | Ambient | 50000 |  |  | 55000 | 0.1 | 21 | 21 | 0.21 | 0.26 | 0.26 | 0.25 | 0.2 | 0.1 | 0.26 | 0.32 | 0.32 | 0.26 | 0.2 | 0.1 | 0.2 | 0.25 | 0.24 | 0.18 | 0.2 | 0.1 | True |  | Non Federally-Regulated | 10/02/2017 |  | 01/16/2018
Contrast Lighting | Urbai | REUR3-120D1 + UR3B-**2790L | Light Emitting Diode | Inseparable Luminaire | Quick Connect | 0-10 VDC Controls | 55.3 | 2711 | 0.0011 | 94 | 64 | 223 | 0.99 | Ambient | 50000 |  |  | 55000 | 0.1 | 21 | 21 | 0.21 | 0.26 | 0.26 | 0.25 | 0.2 | 0.1 | 0.26 | 0.32 | 0.32 | 0.26 | 0.2 | 0.1 | 0.2 | 0.25 | 0.24 | 0.18 | 0.2 | 0.1 | True |  | Non Federally-Regulated | 10/02/2017 |  | 01/16/2018
Contrast Lighting | Urbai | REUR3-120D1 + UR3B-**2790M | Light Emitting Diode | Inseparable Luminaire | Quick Connect | 0-10 VDC Controls | 55.3 | 2711 | 0.0011 | 94 | 64 | 223 | 0.99 | Ambient | 50000 |  |  | 55000 | 0.1 | 21 | 21 | 0.21 | 0.26 | 0.26 | 0.25 | 0.2 | 0.1 | 0.26 | 0.32 | 0.32 | 0.26 | 0.2 | 0.1 | 0.2 | 0.25 | 0.24 | 0.18 | 0.2 | 0.1 | True |  | Non Federally-Regulated | 10/02/2017 |  | 01/16/2018
Contrast Lighting | Urbai | REUR3-120D1 + UR3B-**2790S | Light Emitting Diode | Inseparable Luminaire | Quick Connect | 0-10 VDC Controls | 55.3 | 2711 | 0.0011 | 94 | 64 | 223 | 0.99 | Ambient | 50000 |  |  | 55000 | 0.1 | 21 | 21 | 0.21 | 0.26 | 0.26 | 0.25 | 0.2 | 0.1 | 0.26 | 0.32 | 0.32 | 0.26 | 0.2 | 0.1 | 0.2 | 0.25 | 0.24 | 0.18 | 0.2 | 0.1 | True |  | Non Federally-Regulated | 10/02/2017 |  | 01/16/2018
Contrast Lighting | Urbai | REUR3-120D1 + UR3B-**3090L | Light Emitting Diode | Inseparable Luminaire | Quick Connect | 0-10 VDC Controls | 55.3 | 2711 | 0.0011 | 94 | 64 | 223 | 0.99 | Ambient | 50000 |  |  | 55000 | 0.1 | 21 | 21 | 0.21 | 0.26 | 0.26 | 0.25 | 0.2 | 0.1 | 0.26 | 0.32 | 0.32 | 0.26 | 0.2 | 0.1 | 0.2 | 0.25 | 0.24 | 0.18 | 0.2 | 0.1 | True |  | Non Federally-Regulated | 10/02/2017 |  | 01/16/2018
Contrast Lighting | Urbai | REUR3-120D1 + UR3B-**3090M | Light Emitting Diode | Inseparable Luminaire | Quick Connect | 0-10 VDC Controls | 55.3 | 2711 | 0.0011 | 94 | 64 | 223 | 0.99 | Ambient | 50000 |  |  | 55000 | 0.1 | 21 | 21 | 0.21 | 0.26 | 0.26 | 0.25 | 0.2 | 0.1 | 0.26 | 0.32 | 0.32 | 0.26 | 0.2 | 0.1 | 0.2 | 0.25 | 0.24 | 0.18 | 0.2 | 0.1 | True |  | Non Federally-Regulated | 10/02/2017 |  | 01/16/2018
Contrast Lighting | Urbai | REUR3-120D1 + UR3B-**3090S | Light Emitting Diode | Inseparable Luminaire | Quick Connect | 0-10 VDC Controls | 55.3 | 2711 | 0.0011 | 94 | 64 | 223 | 0.99 | Ambient | 50000 |  |  | 55000 | 0.1 | 21 | 21 | 0.21 | 0.26 | 0.26 | 0.25 | 0.2 | 0.1 | 0.26 | 0.32 | 0.32 | 0.26 | 0.2 | 0.1 | 0.2 | 0.25 | 0.24 | 0.18 | 0.2 | 0.1 | True |  | Non Federally-Regulated | 10/02/2017 |  | 01/16/2018
Contrast Lighting | Urbai | REUR3-120D1 + UR3B-**3590L | Light Emitting Diode | Inseparable Luminaire | Quick Connect | 0-10 VDC Controls | 55.3 | 2711 | 0.0011 | 94 | 64 | 223 | 0.99 | Ambient | 50000 |  |  | 55000 | 0.1 | 21 | 21 | 0.21 | 0.26 | 0.26 | 0.25 | 0.2 | 0.1 | 0.26 | 0.32 | 0.32 | 0.26 | 0.2 | 0.1 | 0.2 | 0.25 | 0.24 | 0.18 | 0.2 | 0.1 | True |  | Non Federally-Regulated | 10/02/2017 |  | 01/16/2018
Contrast Lighting | Urbai | REUR3-120D1 + UR3B-**3590M | Light Emitting Diode | Inseparable Luminaire | Quick Connect | 0-10 VDC Controls | 55.3 | 2711 | 0.0011 | 94 | 64 | 223 | 0.99 | Ambient | 50000 |  |  | 55000 | 0.1 | 21 | 21 | 0.21 | 0.26 | 0.26 | 0.25 | 0.2 | 0.1 | 0.26 | 0.32 | 0.32 | 0.26 | 0.2 | 0.1 | 0.2 | 0.25 | 0.24 | 0.18 | 0.2 | 0.1 | True |  | Non Federally-Regulated | 10/02/2017 |  | 01/16/2018
Contrast Lighting | Urbai | REUR3-120D1 + UR3B-**3590S | Light Emitting Diode | Inseparable Luminaire | Quick Connect | 0-10 VDC Controls | 55.3 | 2711 | 0.0011 | 94 | 64 | 223 | 0.99 | Ambient | 50000 |  |  | 55000 | 0.1 | 21 | 21 | 0.21 | 0.26 | 0.26 | 0.25 | 0.2 | 0.1 | 0.26 | 0.32 | 0.32 | 0.26 | 0.2 | 0.1 | 0.2 | 0.25 | 0.24 | 0.18 | 0.2 | 0.1 | True |  | Non Federally-Regulated | 10/02/2017 |  | 01/16/2018
Contrast Lighting | Urbai | REUR3-120D1 + UR3B-**4090L | Light Emitting Diode | Inseparable Luminaire | Quick Connect | 0-10 VDC Controls | 55.3 | 2711 | 0.0011 | 94 | 64 | 223 | 0.99 | Ambient | 50000 |  |  | 55000 | 0.1 | 21 | 21 | 0.21 | 0.26 | 0.26 | 0.25 | 0.2 | 0.1 | 0.26 | 0.32 | 0.32 | 0.26 | 0.2 | 0.1 | 0.2 | 0.25 | 0.24 | 0.18 | 0.2 | 0.1 | True |  | Non Federally-Regulated | 10/02/2017 |  | 01/16/2018
Contrast Lighting | Urbai | REUR3-120D1 + UR3B-**4090M | Light Emitting Diode | Inseparable Luminaire | Quick Connect | 0-10 VDC Controls | 55.3 | 2711 | 0.0011 | 94 | 64 | 223 | 0.99 | Ambient | 50000 |  |  | 55000 | 0.1 | 21 | 21 | 0.21 | 0.26 | 0.26 | 0.25 | 0.2 | 0.1 | 0.26 | 0.32 | 0.32 | 0.26 | 0.2 | 0.1 | 0.2 | 0.25 | 0.24 | 0.18 | 0.2 | 0.1 | True |  | Non Federally-Regulated | 10/02/2017 |  | 01/16/2018
Contrast Lighting | Urbai | REUR3-120D1 + UR3B-**4090S | Light Emitting Diode | Inseparable Luminaire | Quick Connect | 0-10 VDC Controls | 55.3 | 2711 | 0.0011 | 94 | 64 | 223 | 0.99 | Ambient | 50000 |  |  | 55000 | 0.1 | 21 | 21 | 0.21 | 0.26 | 0.26 | 0.25 | 0.2 | 0.1 | 0.26 | 0.32 | 0.32 | 0.26 | 0.2 | 0.1 | 0.2 | 0.25 | 0.24 | 0.18 | 0.2 | 0.1 | True |  | Non Federally-Regulated | 10/02/2017 |  | 01/16/2018
Contrast Lighting | Urbai | REUR3-120D1 + UR3CC-****2790L | Light Emitting Diode | Inseparable Luminaire | Quick Connect | 0-10 VDC Controls | 63 | 2757 | 0.0005 | 93 | 60 | 225 | 0.98 | Ambient | 50000 |  |  | 55000 | 0.1 | 20 | 20 | 0.24 | 0.25 | 0.24 | 0.24 | 0.2 | 0.1 | 0.27 | 0.32 | 0.32 | 0.25 | 0.2 | 0.1 | 0.21 | 0.27 | 0.25 | 0.2 | 0.1 | 0.1 | True |  | Non Federally-Regulated | 10/02/2017 |  | 01/16/2018
Contrast Lighting | Urbai | REUR3-120D1 + UR3CC-****3090L | Light Emitting Diode | Inseparable Luminaire | Quick Connect | 0-10 VDC Controls | 63 | 2757 | 0.0005 | 93 | 60 | 225 | 0.98 | Ambient | 50000 |  |  | 55000 | 0.1 | 20 | 20 | 0.24 | 0.25 | 0.24 | 0.24 | 0.2 | 0.1 | 0.27 | 0.32 | 0.32 | 0.25 | 0.2 | 0.1 | 0.21 | 0.27 | 0.25 | 0.2 | 0.1 | 0.1 | True |  | Non Federally-Regulated | 10/02/2017 |  | 01/16/2018
Contrast Lighting | Urbai | REUR3-120D1 + UR3CC-****3590L | Light Emitting Diode | Inseparable Luminaire | Quick Connect | 0-10 VDC Controls | 63 | 2757 | 0.0005 | 93 | 60 | 225 | 0.98 | Ambient | 50000 |  |  | 55000 | 0.1 | 20 | 20 | 0.24 | 0.25 | 0.24 | 0.24 | 0.2 | 0.1 | 0.27 | 0.32 | 0.32 | 0.25 | 0.2 | 0.1 | 0.21 | 0.27 | 0.25 | 0.2 | 0.1 | 0.1 | True |  | Non Federally-Regulated | 10/02/2017 |  | 01/16/2018
Contrast Lighting | Urbai | REUR3-120D1 + UR3CC-****4090L | Light Emitting Diode | Inseparable Luminaire | Quick Connect | 0-10 VDC Controls | 63 | 2757 | 0.0005 | 93 | 60 | 225 | 0.98 | Ambient | 50000 |  |  | 55000 | 0.1 | 20 | 20 | 0.24 | 0.25 | 0.24 | 0.24 | 0.2 | 0.1 | 0.27 | 0.32 | 0.32 | 0.25 | 0.2 | 0.1 | 0.21 | 0.27 | 0.25 | 0.2 | 0.1 | 0.1 | True |  | Non Federally-Regulated | 10/02/2017 |  | 01/16/2018
Contrast Lighting | Urbai | REUR3-120D1 + UR3E-****2790L | Light Emitting Diode | Inseparable Luminaire | Quick Connect | 0-10 VDC Controls | 55.3 | 2711 | 0.0011 | 94 | 64 | 223 | 0.99 | Ambient | 50000 |  |  | 55000 | 0.1 | 21 | 21 | 0.21 | 0.26 | 0.26 | 0.25 | 0.2 | 0.1 | 0.26 | 0.32 | 0.32 | 0.26 | 0.2 | 0.1 | 0.2 | 0.25 | 0.24 | 0.18 | 0.2 | 0.1 | True |  | Non Federally-Regulated | 10/02/2017 |  | 01/16/2018
Contrast Lighting | Urbai | REUR3-120D1 + UR3E-****2790M | Light Emitting Diode | Inseparable Luminaire | Quick Connect | 0-10 VDC Controls | 55.3 | 2711 | 0.0011 | 94 | 64 | 223 | 0.99 | Ambient | 50000 |  |  | 55000 | 0.1 | 21 | 21 | 0.21 | 0.26 | 0.26 | 0.25 | 0.2 | 0.1 | 0.26 | 0.32 | 0.32 | 0.26 | 0.2 | 0.1 | 0.2 | 0.25 | 0.24 | 0.18 | 0.2 | 0.1 | True |  | Non Federally-Regulated | 10/02/2017 |  | 01/16/2018
Contrast Lighting | Urbai | REUR3-120D1 + UR3E-****2790S | Light Emitting Diode | Inseparable Luminaire | Quick Connect | 0-10 VDC Controls | 55.3 | 2711 | 0.0011 | 94 | 64 | 223 | 0.99 | Ambient | 50000 |  |  | 55000 | 0.1 | 21 | 21 | 0.21 | 0.26 | 0.26 | 0.25 | 0.2 | 0.1 | 0.26 | 0.32 | 0.32 | 0.26 | 0.2 | 0.1 | 0.2 | 0.25 | 0.24 | 0.18 | 0.2 | 0.1 | True |  | Non Federally-Regulated | 10/02/2017 |  | 01/16/2018
Contrast Lighting | Urbai | REUR3-120D1 + UR3E-****3090L | Light Emitting Diode | Inseparable Luminaire | Quick Connect | 0-10 VDC Controls | 55.3 | 2711 | 0.0011 | 94 | 64 | 223 | 0.99 | Ambient | 50000 |  |  | 55000 | 0.1 | 21 | 21 | 0.21 | 0.26 | 0.26 | 0.25 | 0.2 | 0.1 | 0.26 | 0.32 | 0.32 | 0.26 | 0.2 | 0.1 | 0.2 | 0.25 | 0.24 | 0.18 | 0.2 | 0.1 | True |  | Non Federally-Regulated | 10/02/2017 |  | 01/16/2018
Contrast Lighting | Urbai | REUR3-120D1 + UR3E-****3090M | Light Emitting Diode | Inseparable Luminaire | Quick Connect | 0-10 VDC Controls | 55.3 | 2711 | 0.0011 | 94 | 64 | 223 | 0.99 | Ambient | 50000 |  |  | 55000 | 0.1 | 21 | 21 | 0.21 | 0.26 | 0.26 | 0.25 | 0.2 | 0.1 | 0.26 | 0.32 | 0.32 | 0.26 | 0.2 | 0.1 | 0.2 | 0.25 | 0.24 | 0.18 | 0.2 | 0.1 | True |  | Non Federally-Regulated | 10/02/2017 |  | 01/16/2018
Contrast Lighting | Urbai | REUR3-120D1 + UR3E-****3090S | Light Emitting Diode | Inseparable Luminaire | Quick Connect | 0-10 VDC Controls | 55.3 | 2711 | 0.0011 | 94 | 64 | 223 | 0.99 | Ambient | 50000 |  |  | 55000 | 0.1 | 21 | 21 | 0.21 | 0.26 | 0.26 | 0.25 | 0.2 | 0.1 | 0.26 | 0.32 | 0.32 | 0.26 | 0.2 | 0.1 | 0.2 | 0.25 | 0.24 | 0.18 | 0.2 | 0.1 | True |  | Non Federally-Regulated | 10/02/2017 |  | 01/16/2018
Contrast Lighting | Urbai | REUR3-120D1 + UR3E-****3590L | Light Emitting Diode | Inseparable Luminaire | Quick Connect | 0-10 VDC Controls | 55.3 | 2711 | 0.0011 | 94 | 64 | 223 | 0.99 | Ambient | 50000 |  |  | 55000 | 0.1 | 21 | 21 | 0.21 | 0.26 | 0.26 | 0.25 | 0.2 | 0.1 | 0.26 | 0.32 | 0.32 | 0.26 | 0.2 | 0.1 | 0.2 | 0.25 | 0.24 | 0.18 | 0.2 | 0.1 | True |  | Non Federally-Regulated | 10/02/2017 |  | 01/16/2018
Contrast Lighting | Urbai | REUR3-120D1 + UR3E-****3590M | Light Emitting Diode | Inseparable Luminaire | Quick Connect | 0-10 VDC Controls | 55.3 | 2711 | 0.0011 | 94 | 64 | 223 | 0.99 | Ambient | 50000 |  |  | 55000 | 0.1 | 21 | 21 | 0.21 | 0.26 | 0.26 | 0.25 | 0.2 | 0.1 | 0.26 | 0.32 | 0.32 | 0.26 | 0.2 | 0.1 | 0.2 | 0.25 | 0.24 | 0.18 | 0.2 | 0.1 | True |  | Non Federally-Regulated | 10/02/2017 |  | 01/16/2018
Contrast Lighting | Urbai | REUR3-120D1 + UR3E-****3590S | Light Emitting Diode | Inseparable Luminaire | Quick Connect | 0-10 VDC Controls | 55.3 | 2711 | 0.0011 | 94 | 64 | 223 | 0.99 | Ambient | 50000 |  |  | 55000 | 0.1 | 21 | 21 | 0.21 | 0.26 | 0.26 | 0.25 | 0.2 | 0.1 | 0.26 | 0.32 | 0.32 | 0.26 | 0.2 | 0.1 | 0.2 | 0.25 | 0.24 | 0.18 | 0.2 | 0.1 | True |  | Non Federally-Regulated | 10/02/2017 |  | 01/16/2018
Contrast Lighting | Urbai | REUR3-120D1 + UR3E-****4090L | Light Emitting Diode | Inseparable Luminaire | Quick Connect | 0-10 VDC Controls | 55.3 | 2711 | 0.0011 | 94 | 64 | 223 | 0.99 | Ambient | 50000 |  |  | 55000 | 0.1 | 21 | 21 | 0.21 | 0.26 | 0.26 | 0.25 | 0.2 | 0.1 | 0.26 | 0.32 | 0.32 | 0.26 | 0.2 | 0.1 | 0.2 | 0.25 | 0.24 | 0.18 | 0.2 | 0.1 | True |  | Non Federally-Regulated | 10/02/2017 |  | 01/16/2018
Contrast Lighting | Urbai | REUR3-120D1 + UR3E-****4090M | Light Emitting Diode | Inseparable Luminaire | Quick Connect | 0-10 VDC Controls | 55.3 | 2711 | 0.0011 | 94 | 64 | 223 | 0.99 | Ambient | 50000 |  |  | 55000 | 0.1 | 21 | 21 | 0.21 | 0.26 | 0.26 | 0.25 | 0.2 | 0.1 | 0.26 | 0.32 | 0.32 | 0.26 | 0.2 | 0.1 | 0.2 | 0.25 | 0.24 | 0.18 | 0.2 | 0.1 | True |  | Non Federally-Regulated | 10/02/2017 |  | 01/16/2018
Contrast Lighting | Urbai | REUR3-120D1 + UR3E-****4090S | Light Emitting Diode | Inseparable Luminaire | Quick Connect | 0-10 VDC Controls | 55.3 | 2711 | 0.0011 | 94 | 64 | 223 | 0.99 | Ambient | 50000 |  |  | 55000 | 0.1 | 21 | 21 | 0.21 | 0.26 | 0.26 | 0.25 | 0.2 | 0.1 | 0.26 | 0.32 | 0.32 | 0.26 | 0.2 | 0.1 | 0.2 | 0.25 | 0.24 | 0.18 | 0.2 | 0.1 | True |  | Non Federally-Regulated | 10/02/2017 |  | 01/16/2018
Contrast Lighting | Urbai | REUR4-120D1 + UR4A-**2790L | Light Emitting Diode | Inseparable Luminaire | Quick Connect | 0-10 VDC Controls | 55.3 | 2711 | 0.0011 | 94 | 64 | 223 | 0.99 | Ambient | 50000 |  |  | 55000 | 0.1 | 21 | 21 | 0.21 | 0.26 | 0.26 | 0.25 | 0.2 | 0.1 | 0.26 | 0.32 | 0.32 | 0.26 | 0.2 | 0.1 | 0.2 | 0.25 | 0.24 | 0.18 | 0.2 | 0.1 | True |  | Non Federally-Regulated | 10/02/2017 |  | 01/16/2018
Contrast Lighting | Urbai | REUR4-120D1 + UR4A-**2790M | Light Emitting Diode | Inseparable Luminaire | Quick Connect | 0-10 VDC Controls | 55.3 | 2711 | 0.0011 | 94 | 64 | 223 | 0.99 | Ambient | 50000 |  |  | 55000 | 0.1 | 21 | 21 | 0.21 | 0.26 | 0.26 | 0.25 | 0.2 | 0.1 | 0.26 | 0.32 | 0.32 | 0.26 | 0.2 | 0.1 | 0.2 | 0.25 | 0.24 | 0.18 | 0.2 | 0.1 | True |  | Non Federally-Regulated | 10/02/2017 |  | 01/16/2018
Contrast Lighting | Urbai | REUR4-120D1 + UR4A-**2790S | Light Emitting Diode | Inseparable Luminaire | Quick Connect | 0-10 VDC Controls | 55.3 | 2711 | 0.0011 | 94 | 64 | 223 | 0.99 | Ambient | 50000 |  |  | 55000 | 0.1 | 21 | 21 | 0.21 | 0.26 | 0.26 | 0.25 | 0.2 | 0.1 | 0.26 | 0.32 | 0.32 | 0.26 | 0.2 | 0.1 | 0.2 | 0.25 | 0.24 | 0.18 | 0.2 | 0.1 | True |  | Non Federally-Regulated | 10/02/2017 |  | 01/16/2018
Contrast Lighting | Urbai | REUR4-120D1 + UR4A-**3090L | Light Emitting Diode | Inseparable Luminaire | Quick Connect | 0-10 VDC Controls | 55.3 | 2711 | 0.0011 | 94 | 64 | 223 | 0.99 | Ambient | 50000 |  |  | 55000 | 0.1 | 21 | 21 | 0.21 | 0.26 | 0.26 | 0.25 | 0.2 | 0.1 | 0.26 | 0.32 | 0.32 | 0.26 | 0.2 | 0.1 | 0.2 | 0.25 | 0.24 | 0.18 | 0.2 | 0.1 | True |  | Non Federally-Regulated | 10/02/2017 |  | 01/16/2018
Contrast Lighting | Urbai | REUR4-120D1 + UR4A-**3090M | Light Emitting Diode | Inseparable Luminaire | Quick Connect | 0-10 VDC Controls | 55.3 | 2711 | 0.0011 | 94 | 64 | 223 | 0.99 | Ambient | 50000 |  |  | 55000 | 0.1 | 21 | 21 | 0.21 | 0.26 | 0.26 | 0.25 | 0.2 | 0.1 | 0.26 | 0.32 | 0.32 | 0.26 | 0.2 | 0.1 | 0.2 | 0.25 | 0.24 | 0.18 | 0.2 | 0.1 | True |  | Non Federally-Regulated | 10/02/2017 |  | 01/16/2018
Contrast Lighting | Urbai | REUR4-120D1 + UR4A-**3090S | Light Emitting Diode | Inseparable Luminaire | Quick Connect | 0-10 VDC Controls | 55.3 | 2711 | 0.0011 | 94 | 64 | 223 | 0.99 | Ambient | 50000 |  |  | 55000 | 0.1 | 21 | 21 | 0.21 | 0.26 | 0.26 | 0.25 | 0.2 | 0.1 | 0.26 | 0.32 | 0.32 | 0.26 | 0.2 | 0.1 | 0.2 | 0.25 | 0.24 | 0.18 | 0.2 | 0.1 | True |  | Non Federally-Regulated | 10/02/2017 |  | 01/16/2018
Contrast Lighting | Urbai | REUR4-120D1 + UR4A-**3590L | Light Emitting Diode | Inseparable Luminaire | Quick Connect | 0-10 VDC Controls | 55.3 | 2711 | 0.0011 | 94 | 64 | 223 | 0.99 | Ambient | 50000 |  |  | 55000 | 0.1 | 21 | 21 | 0.21 | 0.26 | 0.26 | 0.25 | 0.2 | 0.1 | 0.26 | 0.32 | 0.32 | 0.26 | 0.2 | 0.1 | 0.2 | 0.25 | 0.24 | 0.18 | 0.2 | 0.1 | True |  | Non Federally-Regulated | 10/02/2017 |  | 01/16/2018
Contrast Lighting | Urbai | REUR4-120D1 + UR4A-**3590M | Light Emitting Diode | Inseparable Luminaire | Quick Connect | 0-10 VDC Controls | 55.3 | 2711 | 0.0011 | 94 | 64 | 223 | 0.99 | Ambient | 50000 |  |  | 55000 | 0.1 | 21 | 21 | 0.21 | 0.26 | 0.26 | 0.25 | 0.2 | 0.1 | 0.26 | 0.32 | 0.32 | 0.26 | 0.2 | 0.1 | 0.2 | 0.25 | 0.24 | 0.18 | 0.2 | 0.1 | True |  | Non Federally-Regulated | 10/02/2017 |  | 01/16/2018
Contrast Lighting | Urbai | REUR4-120D1 + UR4A-**3590S | Light Emitting Diode | Inseparable Luminaire | Quick Connect | 0-10 VDC Controls | 55.3 | 2711 | 0.0011 | 94 | 64 | 223 | 0.99 | Ambient | 50000 |  |  | 55000 | 0.1 | 21 | 21 | 0.21 | 0.26 | 0.26 | 0.25 | 0.2 | 0.1 | 0.26 | 0.32 | 0.32 | 0.26 | 0.2 | 0.1 | 0.2 | 0.25 | 0.24 | 0.18 | 0.2 | 0.1 | True |  | Non Federally-Regulated | 10/02/2017 |  | 01/16/2018
Contrast Lighting | Urbai | REUR4-120D1 + UR4A-**4090L | Light Emitting Diode | Inseparable Luminaire | Quick Connect | 0-10 VDC Controls | 55.3 | 2711 | 0.0011 | 94 | 64 | 223 | 0.99 | Ambient | 50000 |  |  | 55000 | 0.1 | 21 | 21 | 0.21 | 0.26 | 0.26 | 0.25 | 0.2 | 0.1 | 0.26 | 0.32 | 0.32 | 0.26 | 0.2 | 0.1 | 0.2 | 0.25 | 0.24 | 0.18 | 0.2 | 0.1 | True |  | Non Federally-Regulated | 10/02/2017 |  | 01/16/2018
Contrast Lighting | Urbai | REUR4-120D1 + UR4A-**4090M | Light Emitting Diode | Inseparable Luminaire | Quick Connect | 0-10 VDC Controls | 55.3 | 2711 | 0.0011 | 94 | 64 | 223 | 0.99 | Ambient | 50000 |  |  | 55000 | 0.1 | 21 | 21 | 0.21 | 0.26 | 0.26 | 0.25 | 0.2 | 0.1 | 0.26 | 0.32 | 0.32 | 0.26 | 0.2 | 0.1 | 0.2 | 0.25 | 0.24 | 0.18 | 0.2 | 0.1 | True |  | Non Federally-Regulated | 10/02/2017 |  | 01/16/2018
Contrast Lighting | Urbai | REUR4-120D1 + UR4A-**4090S | Light Emitting Diode | Inseparable Luminaire | Quick Connect | 0-10 VDC Controls | 55.3 | 2711 | 0.0011 | 94 | 64 | 223 | 0.99 | Ambient | 50000 |  |  | 55000 | 0.1 | 21 | 21 | 0.21 | 0.26 | 0.26 | 0.25 | 0.2 | 0.1 | 0.26 | 0.32 | 0.32 | 0.26 | 0.2 | 0.1 | 0.2 | 0.25 | 0.24 | 0.18 | 0.2 | 0.1 | True |  | Non Federally-Regulated | 10/02/2017 |  | 01/16/2018
Contrast Lighting | Urbai | REUR4-120D1 + UR4B-**2790L | Light Emitting Diode | Inseparable Luminaire | Quick Connect | 0-10 VDC Controls | 55.3 | 2711 | 0.0011 | 94 | 64 | 223 | 0.99 | Ambient | 50000 |  |  | 55000 | 0.1 | 21 | 21 | 0.21 | 0.26 | 0.26 | 0.25 | 0.2 | 0.1 | 0.26 | 0.32 | 0.32 | 0.26 | 0.2 | 0.1 | 0.2 | 0.25 | 0.24 | 0.18 | 0.2 | 0.1 | True |  | Non Federally-Regulated | 10/02/2017 |  | 01/16/2018
Contrast Lighting | Urbai | REUR4-120D1 + UR4B-**2790M | Light Emitting Diode | Inseparable Luminaire | Quick Connect | 0-10 VDC Controls | 55.3 | 2711 | 0.0011 | 94 | 64 | 223 | 0.99 | Ambient | 50000 |  |  | 55000 | 0.1 | 21 | 21 | 0.21 | 0.26 | 0.26 | 0.25 | 0.2 | 0.1 | 0.26 | 0.32 | 0.32 | 0.26 | 0.2 | 0.1 | 0.2 | 0.25 | 0.24 | 0.18 | 0.2 | 0.1 | True |  | Non Federally-Regulated | 10/02/2017 |  | 01/16/2018
Contrast Lighting | Urbai | REUR4-120D1 + UR4B-**2790S | Light Emitting Diode | Inseparable Luminaire | Quick Connect | 0-10 VDC Controls | 55.3 | 2711 | 0.0011 | 94 | 64 | 223 | 0.99 | Ambient | 50000 |  |  | 55000 | 0.1 | 21 | 21 | 0.21 | 0.26 | 0.26 | 0.25 | 0.2 | 0.1 | 0.26 | 0.32 | 0.32 | 0.26 | 0.2 | 0.1 | 0.2 | 0.25 | 0.24 | 0.18 | 0.2 | 0.1 | True |  | Non Federally-Regulated | 10/02/2017 |  | 01/16/2018
Contrast Lighting | Urbai | REUR4-120D1 + UR4B-**3090L | Light Emitting Diode | Inseparable Luminaire | Quick Connect | 0-10 VDC Controls | 55.3 | 2711 | 0.0011 | 94 | 64 | 223 | 0.99 | Ambient | 50000 |  |  | 55000 | 0.1 | 21 | 21 | 0.21 | 0.26 | 0.26 | 0.25 | 0.2 | 0.1 | 0.26 | 0.32 | 0.32 | 0.26 | 0.2 | 0.1 | 0.2 | 0.25 | 0.24 | 0.18 | 0.2 | 0.1 | True |  | Non Federally-Regulated | 10/02/2017 |  | 01/16/2018
Contrast Lighting | Urbai | REUR4-120D1 + UR4B-**3090M | Light Emitting Diode | Inseparable Luminaire | Quick Connect | 0-10 VDC Controls | 55.3 | 2711 | 0.0011 | 94 | 64 | 223 | 0.99 | Ambient | 50000 |  |  | 55000 | 0.1 | 21 | 21 | 0.21 | 0.26 | 0.26 | 0.25 | 0.2 | 0.1 | 0.26 | 0.32 | 0.32 | 0.26 | 0.2 | 0.1 | 0.2 | 0.25 | 0.24 | 0.18 | 0.2 | 0.1 | True |  | Non Federally-Regulated | 10/02/2017 |  | 01/16/2018
Contrast Lighting | Urbai | REUR4-120D1 + UR4B-**3090S | Light Emitting Diode | Inseparable Luminaire | Quick Connect | 0-10 VDC Controls | 55.3 | 2711 | 0.0011 | 94 | 64 | 223 | 0.99 | Ambient | 50000 |  |  | 55000 | 0.1 | 21 | 21 | 0.21 | 0.26 | 0.26 | 0.25 | 0.2 | 0.1 | 0.26 | 0.32 | 0.32 | 0.26 | 0.2 | 0.1 | 0.2 | 0.25 | 0.24 | 0.18 | 0.2 | 0.1 | True |  | Non Federally-Regulated | 10/02/2017 |  | 01/16/2018
Contrast Lighting | Urbai | REUR4-120D1 + UR4B-**3590L | Light Emitting Diode | Inseparable Luminaire | Quick Connect | 0-10 VDC Controls | 55.3 | 2711 | 0.0011 | 94 | 64 | 223 | 0.99 | Ambient | 50000 |  |  | 55000 | 0.1 | 21 | 21 | 0.21 | 0.26 | 0.26 | 0.25 | 0.2 | 0.1 | 0.26 | 0.32 | 0.32 | 0.26 | 0.2 | 0.1 | 0.2 | 0.25 | 0.24 | 0.18 | 0.2 | 0.1 | True |  | Non Federally-Regulated | 10/02/2017 |  | 01/16/2018
Contrast Lighting | Urbai | REUR4-120D1 + UR4B-**3590M | Light Emitting Diode | Inseparable Luminaire | Quick Connect | 0-10 VDC Controls | 55.3 | 2711 | 0.0011 | 94 | 64 | 223 | 0.99 | Ambient | 50000 |  |  | 55000 | 0.1 | 21 | 21 | 0.21 | 0.26 | 0.26 | 0.25 | 0.2 | 0.1 | 0.26 | 0.32 | 0.32 | 0.26 | 0.2 | 0.1 | 0.2 | 0.25 | 0.24 | 0.18 | 0.2 | 0.1 | True |  | Non Federally-Regulated | 10/02/2017 |  | 01/16/2018
Contrast Lighting | Urbai | REUR4-120D1 + UR4B-**3590S | Light Emitting Diode | Inseparable Luminaire | Quick Connect | 0-10 VDC Controls | 55.3 | 2711 | 0.0011 | 94 | 64 | 223 | 0.99 | Ambient | 50000 |  |  | 55000 | 0.1 | 21 | 21 | 0.21 | 0.26 | 0.26 | 0.25 | 0.2 | 0.1 | 0.26 | 0.32 | 0.32 | 0.26 | 0.2 | 0.1 | 0.2 | 0.25 | 0.24 | 0.18 | 0.2 | 0.1 | True |  | Non Federally-Regulated | 10/02/2017 |  | 01/16/2018
Contrast Lighting | Urbai | REUR4-120D1 + UR4B-**4090L | Light Emitting Diode | Inseparable Luminaire | Quick Connect | 0-10 VDC Controls | 55.3 | 2711 | 0.0011 | 94 | 64 | 223 | 0.99 | Ambient | 50000 |  |  | 55000 | 0.1 | 21 | 21 | 0.21 | 0.26 | 0.26 | 0.25 | 0.2 | 0.1 | 0.26 | 0.32 | 0.32 | 0.26 | 0.2 | 0.1 | 0.2 | 0.25 | 0.24 | 0.18 | 0.2 | 0.1 | True |  | Non Federally-Regulated | 10/02/2017 |  | 01/16/2018
Contrast Lighting | Urbai | REUR4-120D1 + UR4B-**4090M | Light Emitting Diode | Inseparable Luminaire | Quick Connect | 0-10 VDC Controls | 55.3 | 2711 | 0.0011 | 94 | 64 | 223 | 0.99 | Ambient | 50000 |  |  | 55000 | 0.1 | 21 | 21 | 0.21 | 0.26 | 0.26 | 0.25 | 0.2 | 0.1 | 0.26 | 0.32 | 0.32 | 0.26 | 0.2 | 0.1 | 0.2 | 0.25 | 0.24 | 0.18 | 0.2 | 0.1 | True |  | Non Federally-Regulated | 10/02/2017 |  | 01/16/2018
Contrast Lighting | Urbai | REUR4-120D1 + UR4B-**4090S | Light Emitting Diode | Inseparable Luminaire | Quick Connect | 0-10 VDC Controls | 55.3 | 2711 | 0.0011 | 94 | 64 | 223 | 0.99 | Ambient | 50000 |  |  | 55000 | 0.1 | 21 | 21 | 0.21 | 0.26 | 0.26 | 0.25 | 0.2 | 0.1 | 0.26 | 0.32 | 0.32 | 0.26 | 0.2 | 0.1 | 0.2 | 0.25 | 0.24 | 0.18 | 0.2 | 0.1 | True |  | Non Federally-Regulated | 10/02/2017 |  | 01/16/2018
Contrast Lighting | Urbai | REUR4-120D1 + UR4CC-****2790L | Light Emitting Diode | Inseparable Luminaire | Quick Connect | 0-10 VDC Controls | 63 | 2757 | 0.0005 | 93 | 60 | 225 | 0.98 | Ambient | 50000 |  |  | 55000 | 0.1 | 20 | 20 | 0.24 | 0.25 | 0.24 | 0.24 | 0.2 | 0.1 | 0.27 | 0.32 | 0.32 | 0.25 | 0.2 | 0.1 | 0.21 | 0.27 | 0.25 | 0.2 | 0.1 | 0.1 | True |  | Non Federally-Regulated | 10/02/2017 |  | 01/16/2018
Contrast Lighting | Urbai | REUR4-120D1 + UR4CC-****3090L | Light Emitting Diode | Inseparable Luminaire | Quick Connect | 0-10 VDC Controls | 63 | 2757 | 0.0005 | 93 | 60 | 225 | 0.98 | Ambient | 50000 |  |  | 55000 | 0.1 | 20 | 20 | 0.24 | 0.25 | 0.24 | 0.24 | 0.2 | 0.1 | 0.27 | 0.32 | 0.32 | 0.25 | 0.2 | 0.1 | 0.21 | 0.27 | 0.25 | 0.2 | 0.1 | 0.1 | True |  | Non Federally-Regulated | 10/02/2017 |  | 01/16/2018
Contrast Lighting | Urbai | REUR4-120D1 + UR4CC-****3590L | Light Emitting Diode | Inseparable Luminaire | Quick Connect | 0-10 VDC Controls | 63 | 2757 | 0.0005 | 93 | 60 | 225 | 0.98 | Ambient | 50000 |  |  | 55000 | 0.1 | 20 | 20 | 0.24 | 0.25 | 0.24 | 0.24 | 0.2 | 0.1 | 0.27 | 0.32 | 0.32 | 0.25 | 0.2 | 0.1 | 0.21 | 0.27 | 0.25 | 0.2 | 0.1 | 0.1 | True |  | Non Federally-Regulated | 10/02/2017 |  | 01/16/2018
Contrast Lighting | Urbai | REUR4-120D1 + UR4CC-****4090L | Light Emitting Diode | Inseparable Luminaire | Quick Connect | 0-10 VDC Controls | 63 | 2757 | 0.0005 | 93 | 60 | 225 | 0.98 | Ambient | 50000 |  |  | 55000 | 0.1 | 20 | 20 | 0.24 | 0.25 | 0.24 | 0.24 | 0.2 | 0.1 | 0.27 | 0.32 | 0.32 | 0.25 | 0.2 | 0.1 | 0.21 | 0.27 | 0.25 | 0.2 | 0.1 | 0.1 | True |  | Non Federally-Regulated | 10/02/2017 |  | 01/16/2018
Contrast Lighting | Urbai | REUR4-120D1 + UR4D-****2790L | Light Emitting Diode | Inseparable Luminaire | Quick Connect | 0-10 VDC Controls | 55.3 | 2711 | 0.0011 | 94 | 64 | 223 | 0.99 | Ambient | 50000 |  |  | 55000 | 0.1 | 21 | 21 | 0.21 | 0.26 | 0.26 | 0.25 | 0.2 | 0.1 | 0.26 | 0.32 | 0.32 | 0.26 | 0.2 | 0.1 | 0.2 | 0.25 | 0.24 | 0.18 | 0.2 | 0.1 | True |  | Non Federally-Regulated | 10/02/2017 |  | 01/16/2018
Contrast Lighting | Urbai | REUR4-120D1 + UR4D-****2790M | Light Emitting Diode | Inseparable Luminaire | Quick Connect | 0-10 VDC Controls | 55.3 | 2711 | 0.0011 | 94 | 64 | 223 | 0.99 | Ambient | 50000 |  |  | 55000 | 0.1 | 21 | 21 | 0.21 | 0.26 | 0.26 | 0.25 | 0.2 | 0.1 | 0.26 | 0.32 | 0.32 | 0.26 | 0.2 | 0.1 | 0.2 | 0.25 | 0.24 | 0.18 | 0.2 | 0.1 | True |  | Non Federally-Regulated | 10/02/2017 |  | 01/16/2018
Contrast Lighting | Urbai | REUR4-120D1 + UR4D-****2790S | Light Emitting Diode | Inseparable Luminaire | Quick Connect | 0-10 VDC Controls | 55.3 | 2711 | 0.0011 | 94 | 64 | 223 | 0.99 | Ambient | 50000 |  |  | 55000 | 0.1 | 21 | 21 | 0.21 | 0.26 | 0.26 | 0.25 | 0.2 | 0.1 | 0.26 | 0.32 | 0.32 | 0.26 | 0.2 | 0.1 | 0.2 | 0.25 | 0.24 | 0.18 | 0.2 | 0.1 | True |  | Non Federally-Regulated | 10/02/2017 |  | 01/16/2018
Contrast Lighting | Urbai | REUR4-120D1 + UR4D-****3090L | Light Emitting Diode | Inseparable Luminaire | Quick Connect | 0-10 VDC Controls | 55.3 | 2711 | 0.0011 | 94 | 64 | 223 | 0.99 | Ambient | 50000 |  |  | 55000 | 0.1 | 21 | 21 | 0.21 | 0.26 | 0.26 | 0.25 | 0.2 | 0.1 | 0.26 | 0.32 | 0.32 | 0.26 | 0.2 | 0.1 | 0.2 | 0.25 | 0.24 | 0.18 | 0.2 | 0.1 | True |  | Non Federally-Regulated | 10/02/2017 |  | 01/16/2018
Contrast Lighting | Urbai | REUR4-120D1 + UR4D-****3090M | Light Emitting Diode | Inseparable Luminaire | Quick Connect | 0-10 VDC Controls | 55.3 | 2711 | 0.0011 | 94 | 64 | 223 | 0.99 | Ambient | 50000 |  |  | 55000 | 0.1 | 21 | 21 | 0.21 | 0.26 | 0.26 | 0.25 | 0.2 | 0.1 | 0.26 | 0.32 | 0.32 | 0.26 | 0.2 | 0.1 | 0.2 | 0.25 | 0.24 | 0.18 | 0.2 | 0.1 | True |  | Non Federally-Regulated | 10/02/2017 |  | 01/16/2018
Contrast Lighting | Urbai | REUR4-120D1 + UR4D-****3090S | Light Emitting Diode | Inseparable Luminaire | Quick Connect | 0-10 VDC Controls | 55.3 | 2711 | 0.0011 | 94 | 64 | 223 | 0.99 | Ambient | 50000 |  |  | 55000 | 0.1 | 21 | 21 | 0.21 | 0.26 | 0.26 | 0.25 | 0.2 | 0.1 | 0.26 | 0.32 | 0.32 | 0.26 | 0.2 | 0.1 | 0.2 | 0.25 | 0.24 | 0.18 | 0.2 | 0.1 | True |  | Non Federally-Regulated | 10/02/2017 |  | 01/16/2018
Contrast Lighting | Urbai | REUR4-120D1 + UR4D-****3590L | Light Emitting Diode | Inseparable Luminaire | Quick Connect | 0-10 VDC Controls | 55.3 | 2711 | 0.0011 | 94 | 64 | 223 | 0.99 | Ambient | 50000 |  |  | 55000 | 0.1 | 21 | 21 | 0.21 | 0.26 | 0.26 | 0.25 | 0.2 | 0.1 | 0.26 | 0.32 | 0.32 | 0.26 | 0.2 | 0.1 | 0.2 | 0.25 | 0.24 | 0.18 | 0.2 | 0.1 | True |  | Non Federally-Regulated | 10/02/2017 |  | 01/16/2018
Contrast Lighting | Urbai | REUR4-120D1 + UR4D-****3590M | Light Emitting Diode | Inseparable Luminaire | Quick Connect | 0-10 VDC Controls | 55.3 | 2711 | 0.0011 | 94 | 64 | 223 | 0.99 | Ambient | 50000 |  |  | 55000 | 0.1 | 21 | 21 | 0.21 | 0.26 | 0.26 | 0.25 | 0.2 | 0.1 | 0.26 | 0.32 | 0.32 | 0.26 | 0.2 | 0.1 | 0.2 | 0.25 | 0.24 | 0.18 | 0.2 | 0.1 | True |  | Non Federally-Regulated | 10/02/2017 |  | 01/16/2018
Contrast Lighting | Urbai | REUR4-120D1 + UR4D-****3590S | Light Emitting Diode | Inseparable Luminaire | Quick Connect | 0-10 VDC Controls | 55.3 | 2711 | 0.0011 | 94 | 64 | 223 | 0.99 | Ambient | 50000 |  |  | 55000 | 0.1 | 21 | 21 | 0.21 | 0.26 | 0.26 | 0.25 | 0.2 | 0.1 | 0.26 | 0.32 | 0.32 | 0.26 | 0.2 | 0.1 | 0.2 | 0.25 | 0.24 | 0.18 | 0.2 | 0.1 | True |  | Non Federally-Regulated | 10/02/2017 |  | 01/16/2018
Contrast Lighting | Urbai | REUR4-120D1 + UR4D-****4090L | Light Emitting Diode | Inseparable Luminaire | Quick Connect | 0-10 VDC Controls | 55.3 | 2711 | 0.0011 | 94 | 64 | 223 | 0.99 | Ambient | 50000 |  |  | 55000 | 0.1 | 21 | 21 | 0.21 | 0.26 | 0.26 | 0.25 | 0.2 | 0.1 | 0.26 | 0.32 | 0.32 | 0.26 | 0.2 | 0.1 | 0.2 | 0.25 | 0.24 | 0.18 | 0.2 | 0.1 | True |  | Non Federally-Regulated | 10/02/2017 |  | 01/16/2018
Contrast Lighting | Urbai | REUR4-120D1 + UR4D-****4090M | Light Emitting Diode | Inseparable Luminaire | Quick Connect | 0-10 VDC Controls | 55.3 | 2711 | 0.0011 | 94 | 64 | 223 | 0.99 | Ambient | 50000 |  |  | 55000 | 0.1 | 21 | 21 | 0.21 | 0.26 | 0.26 | 0.25 | 0.2 | 0.1 | 0.26 | 0.32 | 0.32 | 0.26 | 0.2 | 0.1 | 0.2 | 0.25 | 0.24 | 0.18 | 0.2 | 0.1 | True |  | Non Federally-Regulated | 10/02/2017 |  | 01/16/2018
Contrast Lighting | Urbai | REUR4-120D1 + UR4D-****4090S | Light Emitting Diode | Inseparable Luminaire | Quick Connect | 0-10 VDC Controls | 55.3 | 2711 | 0.0011 | 94 | 64 | 223 | 0.99 | Ambient | 50000 |  |  | 55000 | 0.1 | 21 | 21 | 0.21 | 0.26 | 0.26 | 0.25 | 0.2 | 0.1 | 0.26 | 0.32 | 0.32 | 0.26 | 0.2 | 0.1 | 0.2 | 0.25 | 0.24 | 0.18 | 0.2 | 0.1 | True |  | Non Federally-Regulated | 10/02/2017 |  | 01/16/2018
Contrast Lighting | Urbai | REUR4-120D1 + UR4E-****2790L | Light Emitting Diode | Inseparable Luminaire | Quick Connect | 0-10 VDC Controls | 55.3 | 2711 | 0.0011 | 94 | 64 | 223 | 0.99 | Ambient | 50000 |  |  | 55000 | 0.1 | 21 | 21 | 0.21 | 0.26 | 0.26 | 0.25 | 0.2 | 0.1 | 0.26 | 0.32 | 0.32 | 0.26 | 0.2 | 0.1 | 0.2 | 0.25 | 0.24 | 0.18 | 0.2 | 0.1 | True |  | Non Federally-Regulated | 10/02/2017 |  | 01/16/2018
Contrast Lighting | Urbai | REUR4-120D1 + UR4E-****2790M | Light Emitting Diode | Inseparable Luminaire | Quick Connect | 0-10 VDC Controls | 55.3 | 2711 | 0.0011 | 94 | 64 | 223 | 0.99 | Ambient | 50000 |  |  | 55000 | 0.1 | 21 | 21 | 0.21 | 0.26 | 0.26 | 0.25 | 0.2 | 0.1 | 0.26 | 0.32 | 0.32 | 0.26 | 0.2 | 0.1 | 0.2 | 0.25 | 0.24 | 0.18 | 0.2 | 0.1 | True |  | Non Federally-Regulated | 10/02/2017 |  | 01/16/2018
Contrast Lighting | Urbai | REUR4-120D1 + UR4E-****2790S | Light Emitting Diode | Inseparable Luminaire | Quick Connect | 0-10 VDC Controls | 55.3 | 2711 | 0.0011 | 94 | 64 | 223 | 0.99 | Ambient | 50000 |  |  | 55000 | 0.1 | 21 | 21 | 0.21 | 0.26 | 0.26 | 0.25 | 0.2 | 0.1 | 0.26 | 0.32 | 0.32 | 0.26 | 0.2 | 0.1 | 0.2 | 0.25 | 0.24 | 0.18 | 0.2 | 0.1 | True |  | Non Federally-Regulated | 10/02/2017 |  | 01/16/2018
Contrast Lighting | Urbai | REUR4-120D1 + UR4E-****3090L | Light Emitting Diode | Inseparable Luminaire | Quick Connect | 0-10 VDC Controls | 55.3 | 2711 | 0.0011 | 94 | 64 | 223 | 0.99 | Ambient | 50000 |  |  | 55000 | 0.1 | 21 | 21 | 0.21 | 0.26 | 0.26 | 0.25 | 0.2 | 0.1 | 0.26 | 0.32 | 0.32 | 0.26 | 0.2 | 0.1 | 0.2 | 0.25 | 0.24 | 0.18 | 0.2 | 0.1 | True |  | Non Federally-Regulated | 10/02/2017 |  | 01/16/2018
Contrast Lighting | Urbai | REUR4-120D1 + UR4E-****3090M | Light Emitting Diode | Inseparable Luminaire | Quick Connect | 0-10 VDC Controls | 55.3 | 2711 | 0.0011 | 94 | 64 | 223 | 0.99 | Ambient | 50000 |  |  | 55000 | 0.1 | 21 | 21 | 0.21 | 0.26 | 0.26 | 0.25 | 0.2 | 0.1 | 0.26 | 0.32 | 0.32 | 0.26 | 0.2 | 0.1 | 0.2 | 0.25 | 0.24 | 0.18 | 0.2 | 0.1 | True |  | Non Federally-Regulated | 10/02/2017 |  | 01/16/2018
Contrast Lighting | Urbai | REUR4-120D1 + UR4E-****3090S | Light Emitting Diode | Inseparable Luminaire | Quick Connect | 0-10 VDC Controls | 55.3 | 2711 | 0.0011 | 94 | 64 | 223 | 0.99 | Ambient | 50000 |  |  | 55000 | 0.1 | 21 | 21 | 0.21 | 0.26 | 0.26 | 0.25 | 0.2 | 0.1 | 0.26 | 0.32 | 0.32 | 0.26 | 0.2 | 0.1 | 0.2 | 0.25 | 0.24 | 0.18 | 0.2 | 0.1 | True |  | Non Federally-Regulated | 10/02/2017 |  | 01/16/2018
Contrast Lighting | Urbai | REUR4-120D1 + UR4E-****3590L | Light Emitting Diode | Inseparable Luminaire | Quick Connect | 0-10 VDC Controls | 55.3 | 2711 | 0.0011 | 94 | 64 | 223 | 0.99 | Ambient | 50000 |  |  | 55000 | 0.1 | 21 | 21 | 0.21 | 0.26 | 0.26 | 0.25 | 0.2 | 0.1 | 0.26 | 0.32 | 0.32 | 0.26 | 0.2 | 0.1 | 0.2 | 0.25 | 0.24 | 0.18 | 0.2 | 0.1 | True |  | Non Federally-Regulated | 10/02/2017 |  | 01/16/2018
Contrast Lighting | Urbai | REUR4-120D1 + UR4E-****3590M | Light Emitting Diode | Inseparable Luminaire | Quick Connect | 0-10 VDC Controls | 55.3 | 2711 | 0.0011 | 94 | 64 | 223 | 0.99 | Ambient | 50000 |  |  | 55000 | 0.1 | 21 | 21 | 0.21 | 0.26 | 0.26 | 0.25 | 0.2 | 0.1 | 0.26 | 0.32 | 0.32 | 0.26 | 0.2 | 0.1 | 0.2 | 0.25 | 0.24 | 0.18 | 0.2 | 0.1 | True |  | Non Federally-Regulated | 10/02/2017 |  | 01/16/2018
Contrast Lighting | Urbai | REUR4-120D1 + UR4E-****3590S | Light Emitting Diode | Inseparable Luminaire | Quick Connect | 0-10 VDC Controls | 55.3 | 2711 | 0.0011 | 94 | 64 | 223 | 0.99 | Ambient | 50000 |  |  | 55000 | 0.1 | 21 | 21 | 0.21 | 0.26 | 0.26 | 0.25 | 0.2 | 0.1 | 0.26 | 0.32 | 0.32 | 0.26 | 0.2 | 0.1 | 0.2 | 0.25 | 0.24 | 0.18 | 0.2 | 0.1 | True |  | Non Federally-Regulated | 10/02/2017 |  | 01/16/2018
Contrast Lighting | Urbai | REUR4-120D1 + UR4E-****4090L | Light Emitting Diode | Inseparable Luminaire | Quick Connect | 0-10 VDC Controls | 55.3 | 2711 | 0.0011 | 94 | 64 | 223 | 0.99 | Ambient | 50000 |  |  | 55000 | 0.1 | 21 | 21 | 0.21 | 0.26 | 0.26 | 0.25 | 0.2 | 0.1 | 0.26 | 0.32 | 0.32 | 0.26 | 0.2 | 0.1 | 0.2 | 0.25 | 0.24 | 0.18 | 0.2 | 0.1 | True |  | Non Federally-Regulated | 10/02/2017 |  | 01/16/2018
Contrast Lighting | Urbai | REUR4-120D1 + UR4E-****4090M | Light Emitting Diode | Inseparable Luminaire | Quick Connect | 0-10 VDC Controls | 55.3 | 2711 | 0.0011 | 94 | 64 | 223 | 0.99 | Ambient | 50000 |  |  | 55000 | 0.1 | 21 | 21 | 0.21 | 0.26 | 0.26 | 0.25 | 0.2 | 0.1 | 0.26 | 0.32 | 0.32 | 0.26 | 0.2 | 0.1 | 0.2 | 0.25 | 0.24 | 0.18 | 0.2 | 0.1 | True |  | Non Federally-Regulated | 10/02/2017 |  | 01/16/2018
Contrast Lighting | Urbai | REUR4-120D1 + UR4E-****4090S | Light Emitting Diode | Inseparable Luminaire | Quick Connect | 0-10 VDC Controls | 55.3 | 2711 | 0.0011 | 94 | 64 | 223 | 0.99 | Ambient | 50000 |  |  | 55000 | 0.1 | 21 | 21 | 0.21 | 0.26 | 0.26 | 0.25 | 0.2 | 0.1 | 0.26 | 0.32 | 0.32 | 0.26 | 0.2 | 0.1 | 0.2 | 0.25 | 0.24 | 0.18 | 0.2 | 0.1 | True |  | Non Federally-Regulated | 10/02/2017 |  | 01/16/2018
Contrast Lighting | Urbai | REUR4-120D1 + UR4HC-****2790L | Light Emitting Diode | Inseparable Luminaire | Quick Connect | 0-10 VDC Controls | 63 | 2757 | 0.0005 | 93 | 60 | 225 | 0.98 | Ambient | 50000 |  |  | 55000 | 0.1 | 20 | 20 | 0.24 | 0.25 | 0.24 | 0.24 | 0.2 | 0.1 | 0.27 | 0.32 | 0.32 | 0.25 | 0.2 | 0.1 | 0.21 | 0.27 | 0.25 | 0.2 | 0.1 | 0.1 | True |  | Non Federally-Regulated | 10/02/2017 |  | 01/16/2018
Contrast Lighting | Urbai | REUR4-120D1 + UR4HC-****3090L | Light Emitting Diode | Inseparable Luminaire | Quick Connect | 0-10 VDC Controls | 63 | 2757 | 0.0005 | 93 | 60 | 225 | 0.98 | Ambient | 50000 |  |  | 55000 | 0.1 | 20 | 20 | 0.24 | 0.25 | 0.24 | 0.24 | 0.2 | 0.1 | 0.27 | 0.32 | 0.32 | 0.25 | 0.2 | 0.1 | 0.21 | 0.27 | 0.25 | 0.2 | 0.1 | 0.1 | True |  | Non Federally-Regulated | 10/02/2017 |  | 01/16/2018
Contrast Lighting | Urbai | REUR4-120D1 + UR4HC-****3590L | Light Emitting Diode | Inseparable Luminaire | Quick Connect | 0-10 VDC Controls | 63 | 2757 | 0.0005 | 93 | 60 | 225 | 0.98 | Ambient | 50000 |  |  | 55000 | 0.1 | 20 | 20 | 0.24 | 0.25 | 0.24 | 0.24 | 0.2 | 0.1 | 0.27 | 0.32 | 0.32 | 0.25 | 0.2 | 0.1 | 0.21 | 0.27 | 0.25 | 0.2 | 0.1 | 0.1 | True |  | Non Federally-Regulated | 10/02/2017 |  | 01/16/2018
Contrast Lighting | Urbai | REUR4-120D1 + UR4HC-****4090L | Light Emitting Diode | Inseparable Luminaire | Quick Connect | 0-10 VDC Controls | 63 | 2757 | 0.0005 | 93 | 60 | 225 | 0.98 | Ambient | 50000 |  |  | 55000 | 0.1 | 20 | 20 | 0.24 | 0.25 | 0.24 | 0.24 | 0.2 | 0.1 | 0.27 | 0.32 | 0.32 | 0.25 | 0.2 | 0.1 | 0.21 | 0.27 | 0.25 | 0.2 | 0.1 | 0.1 | True |  | Non Federally-Regulated | 10/02/2017 |  | 01/16/2018
Contrast Lighting | Urbai | REUR4-120D1 + UR4J-****2790L | Light Emitting Diode | Inseparable Luminaire | Quick Connect | 0-10 VDC Controls | 55.3 | 2711 | 0.0011 | 94 | 64 | 223 | 0.99 | Ambient | 50000 |  |  | 55000 | 0.1 | 21 | 21 | 0.21 | 0.26 | 0.26 | 0.25 | 0.2 | 0.1 | 0.26 | 0.32 | 0.32 | 0.26 | 0.2 | 0.1 | 0.2 | 0.25 | 0.24 | 0.18 | 0.2 | 0.1 | True |  | Non Federally-Regulated | 10/02/2017 |  | 01/16/2018
Contrast Lighting | Urbai | REUR4-120D1 + UR4J-****2790M | Light Emitting Diode | Inseparable Luminaire | Quick Connect | 0-10 VDC Controls | 55.3 | 2711 | 0.0011 | 94 | 64 | 223 | 0.99 | Ambient | 50000 |  |  | 55000 | 0.1 | 21 | 21 | 0.21 | 0.26 | 0.26 | 0.25 | 0.2 | 0.1 | 0.26 | 0.32 | 0.32 | 0.26 | 0.2 | 0.1 | 0.2 | 0.25 | 0.24 | 0.18 | 0.2 | 0.1 | True |  | Non Federally-Regulated | 10/02/2017 |  | 01/16/2018
Contrast Lighting | Urbai | REUR4-120D1 + UR4J-****2790S | Light Emitting Diode | Inseparable Luminaire | Quick Connect | 0-10 VDC Controls | 55.3 | 2711 | 0.0011 | 94 | 64 | 223 | 0.99 | Ambient | 50000 |  |  | 55000 | 0.1 | 21 | 21 | 0.21 | 0.26 | 0.26 | 0.25 | 0.2 | 0.1 | 0.26 | 0.32 | 0.32 | 0.26 | 0.2 | 0.1 | 0.2 | 0.25 | 0.24 | 0.18 | 0.2 | 0.1 | True |  | Non Federally-Regulated | 10/02/2017 |  | 01/16/2018
Contrast Lighting | Urbai | REUR4-120D1 + UR4J-****3090L | Light Emitting Diode | Inseparable Luminaire | Quick Connect | 0-10 VDC Controls | 55.3 | 2711 | 0.0011 | 94 | 64 | 223 | 0.99 | Ambient | 50000 |  |  | 55000 | 0.1 | 21 | 21 | 0.21 | 0.26 | 0.26 | 0.25 | 0.2 | 0.1 | 0.26 | 0.32 | 0.32 | 0.26 | 0.2 | 0.1 | 0.2 | 0.25 | 0.24 | 0.18 | 0.2 | 0.1 | True |  | Non Federally-Regulated | 10/02/2017 |  | 01/16/2018
Contrast Lighting | Urbai | REUR4-120D1 + UR4J-****3090M | Light Emitting Diode | Inseparable Luminaire | Quick Connect | 0-10 VDC Controls | 55.3 | 2711 | 0.0011 | 94 | 64 | 223 | 0.99 | Ambient | 50000 |  |  | 55000 | 0.1 | 21 | 21 | 0.21 | 0.26 | 0.26 | 0.25 | 0.2 | 0.1 | 0.26 | 0.32 | 0.32 | 0.26 | 0.2 | 0.1 | 0.2 | 0.25 | 0.24 | 0.18 | 0.2 | 0.1 | True |  | Non Federally-Regulated | 10/02/2017 |  | 01/16/2018
Contrast Lighting | Urbai | REUR4-120D1 + UR4J-****3090S | Light Emitting Diode | Inseparable Luminaire | Quick Connect | 0-10 VDC Controls | 55.3 | 2711 | 0.0011 | 94 | 64 | 223 | 0.99 | Ambient | 50000 |  |  | 55000 | 0.1 | 21 | 21 | 0.21 | 0.26 | 0.26 | 0.25 | 0.2 | 0.1 | 0.26 | 0.32 | 0.32 | 0.26 | 0.2 | 0.1 | 0.2 | 0.25 | 0.24 | 0.18 | 0.2 | 0.1 | True |  | Non Federally-Regulated | 10/02/2017 |  | 01/16/2018
Contrast Lighting | Urbai | REUR4-120D1 + UR4J-****3590L | Light Emitting Diode | Inseparable Luminaire | Quick Connect | 0-10 VDC Controls | 55.3 | 2711 | 0.0011 | 94 | 64 | 223 | 0.99 | Ambient | 50000 |  |  | 55000 | 0.1 | 21 | 21 | 0.21 | 0.26 | 0.26 | 0.25 | 0.2 | 0.1 | 0.26 | 0.32 | 0.32 | 0.26 | 0.2 | 0.1 | 0.2 | 0.25 | 0.24 | 0.18 | 0.2 | 0.1 | True |  | Non Federally-Regulated | 10/02/2017 |  | 01/16/2018
Contrast Lighting | Urbai | REUR4-120D1 + UR4J-****3590M | Light Emitting Diode | Inseparable Luminaire | Quick Connect | 0-10 VDC Controls | 55.3 | 2711 | 0.0011 | 94 | 64 | 223 | 0.99 | Ambient | 50000 |  |  | 55000 | 0.1 | 21 | 21 | 0.21 | 0.26 | 0.26 | 0.25 | 0.2 | 0.1 | 0.26 | 0.32 | 0.32 | 0.26 | 0.2 | 0.1 | 0.2 | 0.25 | 0.24 | 0.18 | 0.2 | 0.1 | True |  | Non Federally-Regulated | 10/02/2017 |  | 01/16/2018
Contrast Lighting | Urbai | REUR4-120D1 + UR4J-****3590S | Light Emitting Diode | Inseparable Luminaire | Quick Connect | 0-10 VDC Controls | 55.3 | 2711 | 0.0011 | 94 | 64 | 223 | 0.99 | Ambient | 50000 |  |  | 55000 | 0.1 | 21 | 21 | 0.21 | 0.26 | 0.26 | 0.25 | 0.2 | 0.1 | 0.26 | 0.32 | 0.32 | 0.26 | 0.2 | 0.1 | 0.2 | 0.25 | 0.24 | 0.18 | 0.2 | 0.1 | True |  | Non Federally-Regulated | 10/02/2017 |  | 01/16/2018
Contrast Lighting | Urbai | REUR4-120D1 + UR4J-****4090L | Light Emitting Diode | Inseparable Luminaire | Quick Connect | 0-10 VDC Controls | 55.3 | 2711 | 0.0011 | 94 | 64 | 223 | 0.99 | Ambient | 50000 |  |  | 55000 | 0.1 | 21 | 21 | 0.21 | 0.26 | 0.26 | 0.25 | 0.2 | 0.1 | 0.26 | 0.32 | 0.32 | 0.26 | 0.2 | 0.1 | 0.2 | 0.25 | 0.24 | 0.18 | 0.2 | 0.1 | True |  | Non Federally-Regulated | 10/02/2017 |  | 01/16/2018
Contrast Lighting | Urbai | REUR4-120D1 + UR4J-****4090M | Light Emitting Diode | Inseparable Luminaire | Quick Connect | 0-10 VDC Controls | 55.3 | 2711 | 0.0011 | 94 | 64 | 223 | 0.99 | Ambient | 50000 |  |  | 55000 | 0.1 | 21 | 21 | 0.21 | 0.26 | 0.26 | 0.25 | 0.2 | 0.1 | 0.26 | 0.32 | 0.32 | 0.26 | 0.2 | 0.1 | 0.2 | 0.25 | 0.24 | 0.18 | 0.2 | 0.1 | True |  | Non Federally-Regulated | 10/02/2017 |  | 01/16/2018
Contrast Lighting | Urbai | REUR4-120D1 + UR4J-****4090S | Light Emitting Diode | Inseparable Luminaire | Quick Connect | 0-10 VDC Controls | 55.3 | 2711 | 0.0011 | 94 | 64 | 223 | 0.99 | Ambient | 50000 |  |  | 55000 | 0.1 | 21 | 21 | 0.21 | 0.26 | 0.26 | 0.25 | 0.2 | 0.1 | 0.26 | 0.32 | 0.32 | 0.26 | 0.2 | 0.1 | 0.2 | 0.25 | 0.24 | 0.18 | 0.2 | 0.1 | True |  | Non Federally-Regulated | 10/02/2017 |  | 01/16/2018
Contrast Lighting | Ardito | ICAT0R2-ARV1+A2RAR-**27MC-J | Light Emitting Diode | Inseparable Luminaire | Quick Connect | 0-10 VDC Controls | 66.2 | 2775 | 0.0011 | 92 | 54 | 173 | 0.99 | Ambient | 50000 |  |  | 55000 | 0.1 | 21 | 21 | 0.21 | 0.26 | 0.26 | 0.25 | 0.2 | 0.1 | 0.29 | 0.35 | 0.35 | 0.28 | 0.2 | 0.1 | 0.25 | 0.32 | 0.31 | 0.24 | 0.3 | 0.1 | True |  | Non Federally-Regulated | 11/02/2017 |  | 01/16/2018
Contrast Lighting | Ardito | ICAT0R2-ARV1+A2RAR-**27WC-J | Light Emitting Diode | Inseparable Luminaire | Quick Connect | 0-10 VDC Controls | 66.2 | 2775 | 0.0011 | 92 | 54 | 173 | 0.99 | Ambient | 50000 |  |  | 55000 | 0.1 | 21 | 21 | 0.21 | 0.26 | 0.26 | 0.25 | 0.2 | 0.1 | 0.29 | 0.35 | 0.35 | 0.28 | 0.2 | 0.1 | 0.25 | 0.32 | 0.31 | 0.24 | 0.3 | 0.1 | True |  | Non Federally-Regulated | 11/02/2017 |  | 01/16/2018
Contrast Lighting | Ardito | ICAT0R2-ARV1+A2RAR-**30MC-J | Light Emitting Diode | Inseparable Luminaire | Quick Connect | 0-10 VDC Controls | 66.2 | 2775 | 0.0011 | 92 | 54 | 173 | 0.99 | Ambient | 50000 |  |  | 55000 | 0.1 | 21 | 21 | 0.21 | 0.26 | 0.26 | 0.25 | 0.2 | 0.1 | 0.29 | 0.35 | 0.35 | 0.28 | 0.2 | 0.1 | 0.25 | 0.32 | 0.31 | 0.24 | 0.3 | 0.1 | True |  | Non Federally-Regulated | 11/02/2017 |  | 01/16/2018
Contrast Lighting | Ardito | ICAT0R2-ARV1+A2RAR-**30WC-J | Light Emitting Diode | Inseparable Luminaire | Quick Connect | 0-10 VDC Controls | 66.2 | 2775 | 0.0011 | 92 | 54 | 173 | 0.99 | Ambient | 50000 |  |  | 55000 | 0.1 | 21 | 21 | 0.21 | 0.26 | 0.26 | 0.25 | 0.2 | 0.1 | 0.29 | 0.35 | 0.35 | 0.28 | 0.2 | 0.1 | 0.25 | 0.32 | 0.31 | 0.24 | 0.3 | 0.1 | True |  | Non Federally-Regulated | 11/02/2017 |  | 01/16/2018
Contrast Lighting | Ardito | ICAT0R2-ARV1+A2RAR-**35MC-J | Light Emitting Diode | Inseparable Luminaire | Quick Connect | 0-10 VDC Controls | 66.2 | 2775 | 0.0011 | 92 | 54 | 173 | 0.99 | Ambient | 50000 |  |  | 55000 | 0.1 | 21 | 21 | 0.21 | 0.26 | 0.26 | 0.25 | 0.2 | 0.1 | 0.29 | 0.35 | 0.35 | 0.28 | 0.2 | 0.1 | 0.25 | 0.32 | 0.31 | 0.24 | 0.3 | 0.1 | True |  | Non Federally-Regulated | 11/02/2017 |  | 01/16/2018
Contrast Lighting | Ardito | ICAT0R2-ARV1+A2RAR-**35WC-J | Light Emitting Diode | Inseparable Luminaire | Quick Connect | 0-10 VDC Controls | 66.2 | 2775 | 0.0011 | 92 | 54 | 173 | 0.99 | Ambient | 50000 |  |  | 55000 | 0.1 | 21 | 21 | 0.21 | 0.26 | 0.26 | 0.25 | 0.2 | 0.1 | 0.29 | 0.35 | 0.35 | 0.28 | 0.2 | 0.1 | 0.25 | 0.32 | 0.31 | 0.24 | 0.3 | 0.1 | True |  | Non Federally-Regulated | 11/02/2017 |  | 01/16/2018
Contrast Lighting | Ardito | ICAT0R2-ARV1+A2RAR-**40MC-J | Light Emitting Diode | Inseparable Luminaire | Quick Connect | 0-10 VDC Controls | 66.2 | 2775 | 0.0011 | 92 | 54 | 173 | 0.99 | Ambient | 50000 |  |  | 55000 | 0.1 | 21 | 21 | 0.21 | 0.26 | 0.26 | 0.25 | 0.2 | 0.1 | 0.29 | 0.35 | 0.35 | 0.28 | 0.2 | 0.1 | 0.25 | 0.32 | 0.31 | 0.24 | 0.3 | 0.1 | True |  | Non Federally-Regulated | 11/02/2017 |  | 01/16/2018
Contrast Lighting | Ardito | ICAT0R2-ARV1+A2RAR-**40WC-J | Light Emitting Diode | Inseparable Luminaire | Quick Connect | 0-10 VDC Controls | 66.2 | 2775 | 0.0011 | 92 | 54 | 173 | 0.99 | Ambient | 50000 |  |  | 55000 | 0.1 | 21 | 21 | 0.21 | 0.26 | 0.26 | 0.25 | 0.2 | 0.1 | 0.29 | 0.35 | 0.35 | 0.28 | 0.2 | 0.1 | 0.25 | 0.32 | 0.31 | 0.24 | 0.3 | 0.1 | True |  | Non Federally-Regulated | 11/02/2017 |  | 01/16/2018
Contrast Lighting | Ardito | ICAT0R2-ARV1+A2RAR-TR**27MC-J | Light Emitting Diode | Inseparable Luminaire | Quick Connect | 0-10 VDC Controls | 66.2 | 2775 | 0.0011 | 92 | 54 | 173 | 0.99 | Ambient | 50000 |  |  | 55000 | 0.1 | 21 | 21 | 0.21 | 0.26 | 0.26 | 0.25 | 0.2 | 0.1 | 0.29 | 0.35 | 0.35 | 0.28 | 0.2 | 0.1 | 0.25 | 0.32 | 0.31 | 0.24 | 0.3 | 0.1 | True |  | Non Federally-Regulated | 11/02/2017 |  | 01/16/2018
Contrast Lighting | Ardito | ICAT0R2-ARV1+A2RAR-TR**27WC-J | Light Emitting Diode | Inseparable Luminaire | Quick Connect | 0-10 VDC Controls | 66.2 | 2775 | 0.0011 | 92 | 54 | 173 | 0.99 | Ambient | 50000 |  |  | 55000 | 0.1 | 21 | 21 | 0.21 | 0.26 | 0.26 | 0.25 | 0.2 | 0.1 | 0.29 | 0.35 | 0.35 | 0.28 | 0.2 | 0.1 | 0.25 | 0.32 | 0.31 | 0.24 | 0.3 | 0.1 | True |  | Non Federally-Regulated | 11/02/2017 |  | 01/16/2018
Contrast Lighting | Ardito | ICAT0R2-ARV1+A2RAR-TR**30MC-J | Light Emitting Diode | Inseparable Luminaire | Quick Connect | 0-10 VDC Controls | 66.2 | 2775 | 0.0011 | 92 | 54 | 173 | 0.99 | Ambient | 50000 |  |  | 55000 | 0.1 | 21 | 21 | 0.21 | 0.26 | 0.26 | 0.25 | 0.2 | 0.1 | 0.29 | 0.35 | 0.35 | 0.28 | 0.2 | 0.1 | 0.25 | 0.32 | 0.31 | 0.24 | 0.3 | 0.1 | True |  | Non Federally-Regulated | 11/02/2017 |  | 01/16/2018
Contrast Lighting | Ardito | ICAT0R2-ARV1+A2RAR-TR**30WC-J | Light Emitting Diode | Inseparable Luminaire | Quick Connect | 0-10 VDC Controls | 66.2 | 2775 | 0.0011 | 92 | 54 | 173 | 0.99 | Ambient | 50000 |  |  | 55000 | 0.1 | 21 | 21 | 0.21 | 0.26 | 0.26 | 0.25 | 0.2 | 0.1 | 0.29 | 0.35 | 0.35 | 0.28 | 0.2 | 0.1 | 0.25 | 0.32 | 0.31 | 0.24 | 0.3 | 0.1 | True |  | Non Federally-Regulated | 11/02/2017 |  | 01/16/2018
Contrast Lighting | Ardito | ICAT0R2-ARV1+A2RAR-TR**35MC-J | Light Emitting Diode | Inseparable Luminaire | Quick Connect | 0-10 VDC Controls | 66.2 | 2775 | 0.0011 | 92 | 54 | 173 | 0.99 | Ambient | 50000 |  |  | 55000 | 0.1 | 21 | 21 | 0.21 | 0.26 | 0.26 | 0.25 | 0.2 | 0.1 | 0.29 | 0.35 | 0.35 | 0.28 | 0.2 | 0.1 | 0.25 | 0.32 | 0.31 | 0.24 | 0.3 | 0.1 | True |  | Non Federally-Regulated | 11/02/2017 |  | 01/16/2018
Contrast Lighting | Ardito | ICAT0R2-ARV1+A2RAR-TR**35WC-J | Light Emitting Diode | Inseparable Luminaire | Quick Connect | 0-10 VDC Controls | 66.2 | 2775 | 0.0011 | 92 | 54 | 173 | 0.99 | Ambient | 50000 |  |  | 55000 | 0.1 | 21 | 21 | 0.21 | 0.26 | 0.26 | 0.25 | 0.2 | 0.1 | 0.29 | 0.35 | 0.35 | 0.28 | 0.2 | 0.1 | 0.25 | 0.32 | 0.31 | 0.24 | 0.3 | 0.1 | True |  | Non Federally-Regulated | 11/02/2017 |  | 01/16/2018
Contrast Lighting | Ardito | ICAT0R2-ARV1+A2RAR-TR**40MC-J | Light Emitting Diode | Inseparable Luminaire | Quick Connect | 0-10 VDC Controls | 66.2 | 2775 | 0.0011 | 92 | 54 | 173 | 0.99 | Ambient | 50000 |  |  | 55000 | 0.1 | 21 | 21 | 0.21 | 0.26 | 0.26 | 0.25 | 0.2 | 0.1 | 0.29 | 0.35 | 0.35 | 0.28 | 0.2 | 0.1 | 0.25 | 0.32 | 0.31 | 0.24 | 0.3 | 0.1 | True |  | Non Federally-Regulated | 11/02/2017 |  | 01/16/2018
Contrast Lighting | Ardito | ICAT0R2-ARV1+A2RAR-TR**40WC-J | Light Emitting Diode | Inseparable Luminaire | Quick Connect | 0-10 VDC Controls | 66.2 | 2775 | 0.0011 | 92 | 54 | 173 | 0.99 | Ambient | 50000 |  |  | 55000 | 0.1 | 21 | 21 | 0.21 | 0.26 | 0.26 | 0.25 | 0.2 | 0.1 | 0.29 | 0.35 | 0.35 | 0.28 | 0.2 | 0.1 | 0.25 | 0.32 | 0.31 | 0.24 | 0.3 | 0.1 | True |  | Non Federally-Regulated | 11/02/2017 |  | 01/16/2018
Contrast Lighting | Ardito | ICAT0R2-ARV1+A2RFR-**27MC-J | Light Emitting Diode | Inseparable Luminaire | Quick Connect | 0-10 VDC Controls | 66.2 | 2775 | 0.0011 | 92 | 54 | 173 | 0.99 | Ambient | 50000 |  |  | 55000 | 0.1 | 21 | 21 | 0.21 | 0.26 | 0.26 | 0.25 | 0.2 | 0.1 | 0.29 | 0.35 | 0.35 | 0.28 | 0.2 | 0.1 | 0.25 | 0.32 | 0.31 | 0.24 | 0.3 | 0.1 | True |  | Non Federally-Regulated | 11/02/2017 |  | 01/16/2018
Contrast Lighting | Ardito | ICAT0R2-ARV1+A2RFR-**27WC-J | Light Emitting Diode | Inseparable Luminaire | Quick Connect | 0-10 VDC Controls | 66.2 | 2775 | 0.0011 | 92 | 54 | 173 | 0.99 | Ambient | 50000 |  |  | 55000 | 0.1 | 21 | 21 | 0.21 | 0.26 | 0.26 | 0.25 | 0.2 | 0.1 | 0.29 | 0.35 | 0.35 | 0.28 | 0.2 | 0.1 | 0.25 | 0.32 | 0.31 | 0.24 | 0.3 | 0.1 | True |  | Non Federally-Regulated | 11/02/2017 |  | 01/16/2018
Contrast Lighting | Ardito | ICAT0R2-ARV1+A2RFR-**30MC-J | Light Emitting Diode | Inseparable Luminaire | Quick Connect | 0-10 VDC Controls | 66.2 | 2775 | 0.0011 | 92 | 54 | 173 | 0.99 | Ambient | 50000 |  |  | 55000 | 0.1 | 21 | 21 | 0.21 | 0.26 | 0.26 | 0.25 | 0.2 | 0.1 | 0.29 | 0.35 | 0.35 | 0.28 | 0.2 | 0.1 | 0.25 | 0.32 | 0.31 | 0.24 | 0.3 | 0.1 | True |  | Non Federally-Regulated | 11/02/2017 |  | 01/16/2018
Contrast Lighting | Ardito | ICAT0R2-ARV1+A2RFR-**30WC-J | Light Emitting Diode | Inseparable Luminaire | Quick Connect | 0-10 VDC Controls | 66.2 | 2775 | 0.0011 | 92 | 54 | 173 | 0.99 | Ambient | 50000 |  |  | 55000 | 0.1 | 21 | 21 | 0.21 | 0.26 | 0.26 | 0.25 | 0.2 | 0.1 | 0.29 | 0.35 | 0.35 | 0.28 | 0.2 | 0.1 | 0.25 | 0.32 | 0.31 | 0.24 | 0.3 | 0.1 | True |  | Non Federally-Regulated | 11/02/2017 |  | 01/16/2018
Contrast Lighting | Ardito | ICAT0R2-ARV1+A2RFR-**35MC-J | Light Emitting Diode | Inseparable Luminaire | Quick Connect | 0-10 VDC Controls | 66.2 | 2775 | 0.0011 | 92 | 54 | 173 | 0.99 | Ambient | 50000 |  |  | 55000 | 0.1 | 21 | 21 | 0.21 | 0.26 | 0.26 | 0.25 | 0.2 | 0.1 | 0.29 | 0.35 | 0.35 | 0.28 | 0.2 | 0.1 | 0.25 | 0.32 | 0.31 | 0.24 | 0.3 | 0.1 | True |  | Non Federally-Regulated | 11/02/2017 |  | 01/16/2018
Contrast Lighting | Ardito | ICAT0R2-ARV1+A2RFR-**35WC-J | Light Emitting Diode | Inseparable Luminaire | Quick Connect | 0-10 VDC Controls | 66.2 | 2775 | 0.0011 | 92 | 54 | 173 | 0.99 | Ambient | 50000 |  |  | 55000 | 0.1 | 21 | 21 | 0.21 | 0.26 | 0.26 | 0.25 | 0.2 | 0.1 | 0.29 | 0.35 | 0.35 | 0.28 | 0.2 | 0.1 | 0.25 | 0.32 | 0.31 | 0.24 | 0.3 | 0.1 | True |  | Non Federally-Regulated | 11/02/2017 |  | 01/16/2018
Contrast Lighting | Ardito | ICAT0R2-ARV1+A2RFR-**40MC-J | Light Emitting Diode | Inseparable Luminaire | Quick Connect | 0-10 VDC Controls | 66.2 | 2775 | 0.0011 | 92 | 54 | 173 | 0.99 | Ambient | 50000 |  |  | 55000 | 0.1 | 21 | 21 | 0.21 | 0.26 | 0.26 | 0.25 | 0.2 | 0.1 | 0.29 | 0.35 | 0.35 | 0.28 | 0.2 | 0.1 | 0.25 | 0.32 | 0.31 | 0.24 | 0.3 | 0.1 | True |  | Non Federally-Regulated | 11/02/2017 |  | 01/16/2018
Contrast Lighting | Ardito | ICAT0R2-ARV1+A2RFR-**40WC-J | Light Emitting Diode | Inseparable Luminaire | Quick Connect | 0-10 VDC Controls | 66.2 | 2775 | 0.0011 | 92 | 54 | 173 | 0.99 | Ambient | 50000 |  |  | 55000 | 0.1 | 21 | 21 | 0.21 | 0.26 | 0.26 | 0.25 | 0.2 | 0.1 | 0.29 | 0.35 | 0.35 | 0.28 | 0.2 | 0.1 | 0.25 | 0.32 | 0.31 | 0.24 | 0.3 | 0.1 | True |  | Non Federally-Regulated | 11/02/2017 |  | 01/16/2018
Contrast Lighting | Ardito | ICAT0R2-ARV1+A2RFR-TR**27MC-J | Light Emitting Diode | Inseparable Luminaire | Quick Connect | 0-10 VDC Controls | 66.2 | 2775 | 0.0011 | 92 | 54 | 173 | 0.99 | Ambient | 50000 |  |  | 55000 | 0.1 | 21 | 21 | 0.21 | 0.26 | 0.26 | 0.25 | 0.2 | 0.1 | 0.29 | 0.35 | 0.35 | 0.28 | 0.2 | 0.1 | 0.25 | 0.32 | 0.31 | 0.24 | 0.3 | 0.1 | True |  | Non Federally-Regulated | 11/02/2017 |  | 01/16/2018
Contrast Lighting | Ardito | ICAT0R2-ARV1+A2RFR-TR**27WC-J | Light Emitting Diode | Inseparable Luminaire | Quick Connect | 0-10 VDC Controls | 66.2 | 2775 | 0.0011 | 92 | 54 | 173 | 0.99 | Ambient | 50000 |  |  | 55000 | 0.1 | 21 | 21 | 0.21 | 0.26 | 0.26 | 0.25 | 0.2 | 0.1 | 0.29 | 0.35 | 0.35 | 0.28 | 0.2 | 0.1 | 0.25 | 0.32 | 0.31 | 0.24 | 0.3 | 0.1 | True |  | Non Federally-Regulated | 11/02/2017 |  | 01/16/2018
Contrast Lighting | Ardito | ICAT0R2-ARV1+A2RFR-TR**30MC-J | Light Emitting Diode | Inseparable Luminaire | Quick Connect | 0-10 VDC Controls | 66.2 | 2775 | 0.0011 | 92 | 54 | 173 | 0.99 | Ambient | 50000 |  |  | 55000 | 0.1 | 21 | 21 | 0.21 | 0.26 | 0.26 | 0.25 | 0.2 | 0.1 | 0.29 | 0.35 | 0.35 | 0.28 | 0.2 | 0.1 | 0.25 | 0.32 | 0.31 | 0.24 | 0.3 | 0.1 | True |  | Non Federally-Regulated | 11/02/2017 |  | 01/16/2018
Contrast Lighting | Ardito | ICAT0R2-ARV1+A2RFR-TR**30WC-J | Light Emitting Diode | Inseparable Luminaire | Quick Connect | 0-10 VDC Controls | 66.2 | 2775 | 0.0011 | 92 | 54 | 173 | 0.99 | Ambient | 50000 |  |  | 55000 | 0.1 | 21 | 21 | 0.21 | 0.26 | 0.26 | 0.25 | 0.2 | 0.1 | 0.29 | 0.35 | 0.35 | 0.28 | 0.2 | 0.1 | 0.25 | 0.32 | 0.31 | 0.24 | 0.3 | 0.1 | True |  | Non Federally-Regulated | 11/02/2017 |  | 01/16/2018
Contrast Lighting | Ardito | ICAT0R2-ARV1+A2RFR-TR**35MC-J | Light Emitting Diode | Inseparable Luminaire | Quick Connect | 0-10 VDC Controls | 66.2 | 2775 | 0.0011 | 92 | 54 | 173 | 0.99 | Ambient | 50000 |  |  | 55000 | 0.1 | 21 | 21 | 0.21 | 0.26 | 0.26 | 0.25 | 0.2 | 0.1 | 0.29 | 0.35 | 0.35 | 0.28 | 0.2 | 0.1 | 0.25 | 0.32 | 0.31 | 0.24 | 0.3 | 0.1 | True |  | Non Federally-Regulated | 11/02/2017 |  | 01/16/2018
Contrast Lighting | Ardito | ICAT0R2-ARV1+A2RFR-TR**35WC-J | Light Emitting Diode | Inseparable Luminaire | Quick Connect | 0-10 VDC Controls | 66.2 | 2775 | 0.0011 | 92 | 54 | 173 | 0.99 | Ambient | 50000 |  |  | 55000 | 0.1 | 21 | 21 | 0.21 | 0.26 | 0.26 | 0.25 | 0.2 | 0.1 | 0.29 | 0.35 | 0.35 | 0.28 | 0.2 | 0.1 | 0.25 | 0.32 | 0.31 | 0.24 | 0.3 | 0.1 | True |  | Non Federally-Regulated | 11/02/2017 |  | 01/16/2018
Contrast Lighting | Ardito | ICAT0R2-ARV1+A2RFR-TR**40MC-J | Light Emitting Diode | Inseparable Luminaire | Quick Connect | 0-10 VDC Controls | 66.2 | 2775 | 0.0011 | 92 | 54 | 173 | 0.99 | Ambient | 50000 |  |  | 55000 | 0.1 | 21 | 21 | 0.21 | 0.26 | 0.26 | 0.25 | 0.2 | 0.1 | 0.29 | 0.35 | 0.35 | 0.28 | 0.2 | 0.1 | 0.25 | 0.32 | 0.31 | 0.24 | 0.3 | 0.1 | True |  | Non Federally-Regulated | 11/02/2017 |  | 01/16/2018
Contrast Lighting | Ardito | ICAT0R2-ARV1+A2RFR-TR**40WC-J | Light Emitting Diode | Inseparable Luminaire | Quick Connect | 0-10 VDC Controls | 66.2 | 2775 | 0.0011 | 92 | 54 | 173 | 0.99 | Ambient | 50000 |  |  | 55000 | 0.1 | 21 | 21 | 0.21 | 0.26 | 0.26 | 0.25 | 0.2 | 0.1 | 0.29 | 0.35 | 0.35 | 0.28 | 0.2 | 0.1 | 0.25 | 0.32 | 0.31 | 0.24 | 0.3 | 0.1 | True |  | Non Federally-Regulated | 11/02/2017 |  | 01/16/2018
Contrast Lighting | Ardito | ICAT0R2-ARV1+A2RSF-**27WC-J | Light Emitting Diode | Inseparable Luminaire | Quick Connect | 0-10 VDC Controls | 66.2 | 2775 | 0.0011 | 92 | 54 | 173 | 0.99 | Ambient | 50000 |  |  | 55000 | 0.1 | 21 | 21 | 0.21 | 0.26 | 0.26 | 0.25 | 0.2 | 0.1 | 0.29 | 0.35 | 0.35 | 0.28 | 0.2 | 0.1 | 0.25 | 0.32 | 0.31 | 0.24 | 0.3 | 0.1 | True |  | Non Federally-Regulated | 11/02/2017 |  | 01/16/2018
Contrast Lighting | Ardito | ICAT0R2-ARV1+A2RSF-**30WC-J | Light Emitting Diode | Inseparable Luminaire | Quick Connect | 0-10 VDC Controls | 66.2 | 2775 | 0.0011 | 92 | 54 | 173 | 0.99 | Ambient | 50000 |  |  | 55000 | 0.1 | 21 | 21 | 0.21 | 0.26 | 0.26 | 0.25 | 0.2 | 0.1 | 0.29 | 0.35 | 0.35 | 0.28 | 0.2 | 0.1 | 0.25 | 0.32 | 0.31 | 0.24 | 0.3 | 0.1 | True |  | Non Federally-Regulated | 11/02/2017 |  | 01/16/2018
Contrast Lighting | Ardito | ICAT0R2-ARV1+A2RSF-**35WC-J | Light Emitting Diode | Inseparable Luminaire | Quick Connect | 0-10 VDC Controls | 66.2 | 2775 | 0.0011 | 92 | 54 | 173 | 0.99 | Ambient | 50000 |  |  | 55000 | 0.1 | 21 | 21 | 0.21 | 0.26 | 0.26 | 0.25 | 0.2 | 0.1 | 0.29 | 0.35 | 0.35 | 0.28 | 0.2 | 0.1 | 0.25 | 0.32 | 0.31 | 0.24 | 0.3 | 0.1 | True |  | Non Federally-Regulated | 11/02/2017 |  | 01/16/2018
Contrast Lighting | Ardito | ICAT0R2-ARV1+A2RSF-**40WC-J | Light Emitting Diode | Inseparable Luminaire | Quick Connect | 0-10 VDC Controls | 66.2 | 2775 | 0.0011 | 92 | 54 | 173 | 0.99 | Ambient | 50000 |  |  | 55000 | 0.1 | 21 | 21 | 0.21 | 0.26 | 0.26 | 0.25 | 0.2 | 0.1 | 0.29 | 0.35 | 0.35 | 0.28 | 0.2 | 0.1 | 0.25 | 0.32 | 0.31 | 0.24 | 0.3 | 0.1 | True |  | Non Federally-Regulated | 11/02/2017 |  | 01/16/2018
Contrast Lighting | Ardito | ICAT0R2-ARV1+A2SSF-**27MC-J | Light Emitting Diode | Inseparable Luminaire | Quick Connect | 0-10 VDC Controls | 66.2 | 2775 | 0.0011 | 92 | 54 | 173 | 0.99 | Ambient | 50000 |  |  | 55000 | 0.1 | 21 | 21 | 0.21 | 0.26 | 0.26 | 0.25 | 0.2 | 0.1 | 0.29 | 0.35 | 0.35 | 0.28 | 0.2 | 0.1 | 0.25 | 0.32 | 0.31 | 0.24 | 0.3 | 0.1 | True |  | Non Federally-Regulated | 11/02/2017 |  | 01/16/2018
Contrast Lighting | Ardito | ICAT0R2-ARV1+A2SSF-**27WC-J | Light Emitting Diode | Inseparable Luminaire | Quick Connect | 0-10 VDC Controls | 66.2 | 2775 | 0.0011 | 92 | 54 | 173 | 0.99 | Ambient | 50000 |  |  | 55000 | 0.1 | 21 | 21 | 0.21 | 0.26 | 0.26 | 0.25 | 0.2 | 0.1 | 0.29 | 0.35 | 0.35 | 0.28 | 0.2 | 0.1 | 0.25 | 0.32 | 0.31 | 0.24 | 0.3 | 0.1 | True |  | Non Federally-Regulated | 11/02/2017 |  | 01/16/2018
Contrast Lighting | Ardito | ICAT0R2-ARV1+A2SSF-**30MC-J | Light Emitting Diode | Inseparable Luminaire | Quick Connect | 0-10 VDC Controls | 66.2 | 2775 | 0.0011 | 92 | 54 | 173 | 0.99 | Ambient | 50000 |  |  | 55000 | 0.1 | 21 | 21 | 0.21 | 0.26 | 0.26 | 0.25 | 0.2 | 0.1 | 0.29 | 0.35 | 0.35 | 0.28 | 0.2 | 0.1 | 0.25 | 0.32 | 0.31 | 0.24 | 0.3 | 0.1 | True |  | Non Federally-Regulated | 11/02/2017 |  | 01/16/2018
Contrast Lighting | Ardito | ICAT0R2-ARV1+A2SSF-**30WC-J | Light Emitting Diode | Inseparable Luminaire | Quick Connect | 0-10 VDC Controls | 66.2 | 2775 | 0.0011 | 92 | 54 | 173 | 0.99 | Ambient | 50000 |  |  | 55000 | 0.1 | 21 | 21 | 0.21 | 0.26 | 0.26 | 0.25 | 0.2 | 0.1 | 0.29 | 0.35 | 0.35 | 0.28 | 0.2 | 0.1 | 0.25 | 0.32 | 0.31 | 0.24 | 0.3 | 0.1 | True |  | Non Federally-Regulated | 11/02/2017 |  | 01/16/2018
Contrast Lighting | Ardito | ICAT0R2-ARV1+A2SSF-**35MC-J | Light Emitting Diode | Inseparable Luminaire | Quick Connect | 0-10 VDC Controls | 66.2 | 2775 | 0.0011 | 92 | 54 | 173 | 0.99 | Ambient | 50000 |  |  | 55000 | 0.1 | 21 | 21 | 0.21 | 0.26 | 0.26 | 0.25 | 0.2 | 0.1 | 0.29 | 0.35 | 0.35 | 0.28 | 0.2 | 0.1 | 0.25 | 0.32 | 0.31 | 0.24 | 0.3 | 0.1 | True |  | Non Federally-Regulated | 11/02/2017 |  | 01/16/2018
Contrast Lighting | Ardito | ICAT0R2-ARV1+A2SSF-**35WC-J | Light Emitting Diode | Inseparable Luminaire | Quick Connect | 0-10 VDC Controls | 66.2 | 2775 | 0.0011 | 92 | 54 | 173 | 0.99 | Ambient | 50000 |  |  | 55000 | 0.1 | 21 | 21 | 0.21 | 0.26 | 0.26 | 0.25 | 0.2 | 0.1 | 0.29 | 0.35 | 0.35 | 0.28 | 0.2 | 0.1 | 0.25 | 0.32 | 0.31 | 0.24 | 0.3 | 0.1 | True |  | Non Federally-Regulated | 11/02/2017 |  | 01/16/2018
Contrast Lighting | Ardito | ICAT0R2-ARV1+A2SSF-**40MC-J | Light Emitting Diode | Inseparable Luminaire | Quick Connect | 0-10 VDC Controls | 66.2 | 2775 | 0.0011 | 92 | 54 | 173 | 0.99 | Ambient | 50000 |  |  | 55000 | 0.1 | 21 | 21 | 0.21 | 0.26 | 0.26 | 0.25 | 0.2 | 0.1 | 0.29 | 0.35 | 0.35 | 0.28 | 0.2 | 0.1 | 0.25 | 0.32 | 0.31 | 0.24 | 0.3 | 0.1 | True |  | Non Federally-Regulated | 11/02/2017 |  | 01/16/2018
Contrast Lighting | Ardito | ICAT0R2-ARV1+A2SSF-**40WC-J | Light Emitting Diode | Inseparable Luminaire | Quick Connect | 0-10 VDC Controls | 66.2 | 2775 | 0.0011 | 92 | 54 | 173 | 0.99 | Ambient | 50000 |  |  | 55000 | 0.1 | 21 | 21 | 0.21 | 0.26 | 0.26 | 0.25 | 0.2 | 0.1 | 0.29 | 0.35 | 0.35 | 0.28 | 0.2 | 0.1 | 0.25 | 0.32 | 0.31 | 0.24 | 0.3 | 0.1 | True |  | Non Federally-Regulated | 11/02/2017 |  | 01/16/2018
Contrast Lighting | Ardito | ICAT0S2-ARV1+A2SAR-**27MC-J | Light Emitting Diode | Inseparable Luminaire | Quick Connect | 0-10 VDC Controls | 66.2 | 2775 | 0.0011 | 92 | 54 | 173 | 0.99 | Ambient | 50000 |  |  | 55000 | 0.1 | 21 | 21 | 0.21 | 0.26 | 0.26 | 0.25 | 0.2 | 0.1 | 0.29 | 0.35 | 0.35 | 0.28 | 0.2 | 0.1 | 0.25 | 0.32 | 0.31 | 0.24 | 0.3 | 0.1 | True |  | Non Federally-Regulated | 11/02/2017 |  | 01/16/2018
Contrast Lighting | Ardito | ICAT0S2-ARV1+A2SAR-**27WC-J | Light Emitting Diode | Inseparable Luminaire | Quick Connect | 0-10 VDC Controls | 66.2 | 2775 | 0.0011 | 92 | 54 | 173 | 0.99 | Ambient | 50000 |  |  | 55000 | 0.1 | 21 | 21 | 0.21 | 0.26 | 0.26 | 0.25 | 0.2 | 0.1 | 0.29 | 0.35 | 0.35 | 0.28 | 0.2 | 0.1 | 0.25 | 0.32 | 0.31 | 0.24 | 0.3 | 0.1 | True |  | Non Federally-Regulated | 11/02/2017 |  | 01/16/2018
Contrast Lighting | Ardito | ICAT0S2-ARV1+A2SAR-**30MC-J | Light Emitting Diode | Inseparable Luminaire | Quick Connect | 0-10 VDC Controls | 66.2 | 2775 | 0.0011 | 92 | 54 | 173 | 0.99 | Ambient | 50000 |  |  | 55000 | 0.1 | 21 | 21 | 0.21 | 0.26 | 0.26 | 0.25 | 0.2 | 0.1 | 0.29 | 0.35 | 0.35 | 0.28 | 0.2 | 0.1 | 0.25 | 0.32 | 0.31 | 0.24 | 0.3 | 0.1 | True |  | Non Federally-Regulated | 11/02/2017 |  | 01/16/2018
Contrast Lighting | Ardito | ICAT0S2-ARV1+A2SAR-**30WC-J | Light Emitting Diode | Inseparable Luminaire | Quick Connect | 0-10 VDC Controls | 66.2 | 2775 | 0.0011 | 92 | 54 | 173 | 0.99 | Ambient | 50000 |  |  | 55000 | 0.1 | 21 | 21 | 0.21 | 0.26 | 0.26 | 0.25 | 0.2 | 0.1 | 0.29 | 0.35 | 0.35 | 0.28 | 0.2 | 0.1 | 0.25 | 0.32 | 0.31 | 0.24 | 0.3 | 0.1 | True |  | Non Federally-Regulated | 11/02/2017 |  | 01/16/2018
Contrast Lighting | Ardito | ICAT0S2-ARV1+A2SAR-**35MC-J | Light Emitting Diode | Inseparable Luminaire | Quick Connect | 0-10 VDC Controls | 66.2 | 2775 | 0.0011 | 92 | 54 | 173 | 0.99 | Ambient | 50000 |  |  | 55000 | 0.1 | 21 | 21 | 0.21 | 0.26 | 0.26 | 0.25 | 0.2 | 0.1 | 0.29 | 0.35 | 0.35 | 0.28 | 0.2 | 0.1 | 0.25 | 0.32 | 0.31 | 0.24 | 0.3 | 0.1 | True |  | Non Federally-Regulated | 11/02/2017 |  | 01/16/2018
Contrast Lighting | Ardito | ICAT0S2-ARV1+A2SAR-**35WC-J | Light Emitting Diode | Inseparable Luminaire | Quick Connect | 0-10 VDC Controls | 66.2 | 2775 | 0.0011 | 92 | 54 | 173 | 0.99 | Ambient | 50000 |  |  | 55000 | 0.1 | 21 | 21 | 0.21 | 0.26 | 0.26 | 0.25 | 0.2 | 0.1 | 0.29 | 0.35 | 0.35 | 0.28 | 0.2 | 0.1 | 0.25 | 0.32 | 0.31 | 0.24 | 0.3 | 0.1 | True |  | Non Federally-Regulated | 11/02/2017 |  | 01/16/2018
Contrast Lighting | Ardito | ICAT0S2-ARV1+A2SAR-**40MC-J | Light Emitting Diode | Inseparable Luminaire | Quick Connect | 0-10 VDC Controls | 66.2 | 2775 | 0.0011 | 92 | 54 | 173 | 0.99 | Ambient | 50000 |  |  | 55000 | 0.1 | 21 | 21 | 0.21 | 0.26 | 0.26 | 0.25 | 0.2 | 0.1 | 0.29 | 0.35 | 0.35 | 0.28 | 0.2 | 0.1 | 0.25 | 0.32 | 0.31 | 0.24 | 0.3 | 0.1 | True |  | Non Federally-Regulated | 11/02/2017 |  | 01/16/2018
Contrast Lighting | Ardito | ICAT0S2-ARV1+A2SAR-**40WC-J | Light Emitting Diode | Inseparable Luminaire | Quick Connect | 0-10 VDC Controls | 66.2 | 2775 | 0.0011 | 92 | 54 | 173 | 0.99 | Ambient | 50000 |  |  | 55000 | 0.1 | 21 | 21 | 0.21 | 0.26 | 0.26 | 0.25 | 0.2 | 0.1 | 0.29 | 0.35 | 0.35 | 0.28 | 0.2 | 0.1 | 0.25 | 0.32 | 0.31 | 0.24 | 0.3 | 0.1 | True |  | Non Federally-Regulated | 11/02/2017 |  | 01/16/2018
Contrast Lighting | Ardito | ICAT0S2-ARV1+A2SFR-**27MC-J | Light Emitting Diode | Inseparable Luminaire | Quick Connect | 0-10 VDC Controls | 66.2 | 2775 | 0.0011 | 92 | 54 | 173 | 0.99 | Ambient | 50000 |  |  | 55000 | 0.1 | 21 | 21 | 0.21 | 0.26 | 0.26 | 0.25 | 0.2 | 0.1 | 0.29 | 0.35 | 0.35 | 0.28 | 0.2 | 0.1 | 0.25 | 0.32 | 0.31 | 0.24 | 0.3 | 0.1 | True |  | Non Federally-Regulated | 11/02/2017 |  | 01/16/2018
Contrast Lighting | Ardito | ICAT0S2-ARV1+A2SFR-**27WC-J | Light Emitting Diode | Inseparable Luminaire | Quick Connect | 0-10 VDC Controls | 66.2 | 2775 | 0.0011 | 92 | 54 | 173 | 0.99 | Ambient | 50000 |  |  | 55000 | 0.1 | 21 | 21 | 0.21 | 0.26 | 0.26 | 0.25 | 0.2 | 0.1 | 0.29 | 0.35 | 0.35 | 0.28 | 0.2 | 0.1 | 0.25 | 0.32 | 0.31 | 0.24 | 0.3 | 0.1 | True |  | Non Federally-Regulated | 11/02/2017 |  | 01/16/2018
Contrast Lighting | Ardito | ICAT0S2-ARV1+A2SFR-**30MC-J | Light Emitting Diode | Inseparable Luminaire | Quick Connect | 0-10 VDC Controls | 66.2 | 2775 | 0.0011 | 92 | 54 | 173 | 0.99 | Ambient | 50000 |  |  | 55000 | 0.1 | 21 | 21 | 0.21 | 0.26 | 0.26 | 0.25 | 0.2 | 0.1 | 0.29 | 0.35 | 0.35 | 0.28 | 0.2 | 0.1 | 0.25 | 0.32 | 0.31 | 0.24 | 0.3 | 0.1 | True |  | Non Federally-Regulated | 11/02/2017 |  | 01/16/2018
Contrast Lighting | Ardito | ICAT0S2-ARV1+A2SFR-**30WC-J | Light Emitting Diode | Inseparable Luminaire | Quick Connect | 0-10 VDC Controls | 66.2 | 2775 | 0.0011 | 92 | 54 | 173 | 0.99 | Ambient | 50000 |  |  | 55000 | 0.1 | 21 | 21 | 0.21 | 0.26 | 0.26 | 0.25 | 0.2 | 0.1 | 0.29 | 0.35 | 0.35 | 0.28 | 0.2 | 0.1 | 0.25 | 0.32 | 0.31 | 0.24 | 0.3 | 0.1 | True |  | Non Federally-Regulated | 11/02/2017 |  | 01/16/2018
Contrast Lighting | Ardito | ICAT0S2-ARV1+A2SFR-**35MC-J | Light Emitting Diode | Inseparable Luminaire | Quick Connect | 0-10 VDC Controls | 66.2 | 2775 | 0.0011 | 92 | 54 | 173 | 0.99 | Ambient | 50000 |  |  | 55000 | 0.1 | 21 | 21 | 0.21 | 0.26 | 0.26 | 0.25 | 0.2 | 0.1 | 0.29 | 0.35 | 0.35 | 0.28 | 0.2 | 0.1 | 0.25 | 0.32 | 0.31 | 0.24 | 0.3 | 0.1 | True |  | Non Federally-Regulated | 11/02/2017 |  | 01/16/2018
Contrast Lighting | Ardito | ICAT0S2-ARV1+A2SFR-**35WC-J | Light Emitting Diode | Inseparable Luminaire | Quick Connect | 0-10 VDC Controls | 66.2 | 2775 | 0.0011 | 92 | 54 | 173 | 0.99 | Ambient | 50000 |  |  | 55000 | 0.1 | 21 | 21 | 0.21 | 0.26 | 0.26 | 0.25 | 0.2 | 0.1 | 0.29 | 0.35 | 0.35 | 0.28 | 0.2 | 0.1 | 0.25 | 0.32 | 0.31 | 0.24 | 0.3 | 0.1 | True |  | Non Federally-Regulated | 11/02/2017 |  | 01/16/2018
Contrast Lighting | Ardito | ICAT0S2-ARV1+A2SFR-**40MC-J | Light Emitting Diode | Inseparable Luminaire | Quick Connect | 0-10 VDC Controls | 66.2 | 2775 | 0.0011 | 92 | 54 | 173 | 0.99 | Ambient | 50000 |  |  | 55000 | 0.1 | 21 | 21 | 0.21 | 0.26 | 0.26 | 0.25 | 0.2 | 0.1 | 0.29 | 0.35 | 0.35 | 0.28 | 0.2 | 0.1 | 0.25 | 0.32 | 0.31 | 0.24 | 0.3 | 0.1 | True |  | Non Federally-Regulated | 11/02/2017 |  | 01/16/2018
Contrast Lighting | Ardito | ICAT0S2-ARV1+A2SFR-**40WC-J | Light Emitting Diode | Inseparable Luminaire | Quick Connect | 0-10 VDC Controls | 66.2 | 2775 | 0.0011 | 92 | 54 | 173 | 0.99 | Ambient | 50000 |  |  | 55000 | 0.1 | 21 | 21 | 0.21 | 0.26 | 0.26 | 0.25 | 0.2 | 0.1 | 0.29 | 0.35 | 0.35 | 0.28 | 0.2 | 0.1 | 0.25 | 0.32 | 0.31 | 0.24 | 0.3 | 0.1 | True |  | Non Federally-Regulated | 11/02/2017 |  | 01/16/2018
Contrast Lighting | Ardito | ICAT0S2-ARV1+A2SFR-TR**27MC-J | Light Emitting Diode | Inseparable Luminaire | Quick Connect | 0-10 VDC Controls | 66.2 | 2775 | 0.0011 | 92 | 54 | 173 | 0.99 | Ambient | 50000 |  |  | 55000 | 0.1 | 21 | 21 | 0.21 | 0.26 | 0.26 | 0.25 | 0.2 | 0.1 | 0.29 | 0.35 | 0.35 | 0.28 | 0.2 | 0.1 | 0.25 | 0.32 | 0.31 | 0.24 | 0.3 | 0.1 | True |  | Non Federally-Regulated | 11/02/2017 |  | 01/16/2018
Contrast Lighting | Ardito | ICAT0S2-ARV1+A2SFR-TR**27WC-J | Light Emitting Diode | Inseparable Luminaire | Quick Connect | 0-10 VDC Controls | 66.2 | 2775 | 0.0011 | 92 | 54 | 173 | 0.99 | Ambient | 50000 |  |  | 55000 | 0.1 | 21 | 21 | 0.21 | 0.26 | 0.26 | 0.25 | 0.2 | 0.1 | 0.29 | 0.35 | 0.35 | 0.28 | 0.2 | 0.1 | 0.25 | 0.32 | 0.31 | 0.24 | 0.3 | 0.1 | True |  | Non Federally-Regulated | 11/02/2017 |  | 01/16/2018
Contrast Lighting | Ardito | ICAT0S2-ARV1+A2SFR-TR**30MC-J | Light Emitting Diode | Inseparable Luminaire | Quick Connect | 0-10 VDC Controls | 66.2 | 2775 | 0.0011 | 92 | 54 | 173 | 0.99 | Ambient | 50000 |  |  | 55000 | 0.1 | 21 | 21 | 0.21 | 0.26 | 0.26 | 0.25 | 0.2 | 0.1 | 0.29 | 0.35 | 0.35 | 0.28 | 0.2 | 0.1 | 0.25 | 0.32 | 0.31 | 0.24 | 0.3 | 0.1 | True |  | Non Federally-Regulated | 11/02/2017 |  | 01/16/2018
Contrast Lighting | Ardito | ICAT0S2-ARV1+A2SFR-TR**30WC-J | Light Emitting Diode | Inseparable Luminaire | Quick Connect | 0-10 VDC Controls | 66.2 | 2775 | 0.0011 | 92 | 54 | 173 | 0.99 | Ambient | 50000 |  |  | 55000 | 0.1 | 21 | 21 | 0.21 | 0.26 | 0.26 | 0.25 | 0.2 | 0.1 | 0.29 | 0.35 | 0.35 | 0.28 | 0.2 | 0.1 | 0.25 | 0.32 | 0.31 | 0.24 | 0.3 | 0.1 | True |  | Non Federally-Regulated | 11/02/2017 |  | 01/16/2018
Contrast Lighting | Ardito | ICAT0S2-ARV1+A2SFR-TR**35MC-J | Light Emitting Diode | Inseparable Luminaire | Quick Connect | 0-10 VDC Controls | 66.2 | 2775 | 0.0011 | 92 | 54 | 173 | 0.99 | Ambient | 50000 |  |  | 55000 | 0.1 | 21 | 21 | 0.21 | 0.26 | 0.26 | 0.25 | 0.2 | 0.1 | 0.29 | 0.35 | 0.35 | 0.28 | 0.2 | 0.1 | 0.25 | 0.32 | 0.31 | 0.24 | 0.3 | 0.1 | True |  | Non Federally-Regulated | 11/02/2017 |  | 01/16/2018
Contrast Lighting | Ardito | ICAT0S2-ARV1+A2SFR-TR**35WC-J | Light Emitting Diode | Inseparable Luminaire | Quick Connect | 0-10 VDC Controls | 66.2 | 2775 | 0.0011 | 92 | 54 | 173 | 0.99 | Ambient | 50000 |  |  | 55000 | 0.1 | 21 | 21 | 0.21 | 0.26 | 0.26 | 0.25 | 0.2 | 0.1 | 0.29 | 0.35 | 0.35 | 0.28 | 0.2 | 0.1 | 0.25 | 0.32 | 0.31 | 0.24 | 0.3 | 0.1 | True |  | Non Federally-Regulated | 11/02/2017 |  | 01/16/2018
Contrast Lighting | Ardito | ICAT0S2-ARV1+A2SFR-TR**40MC-J | Light Emitting Diode | Inseparable Luminaire | Quick Connect | 0-10 VDC Controls | 66.2 | 2775 | 0.0011 | 92 | 54 | 173 | 0.99 | Ambient | 50000 |  |  | 55000 | 0.1 | 21 | 21 | 0.21 | 0.26 | 0.26 | 0.25 | 0.2 | 0.1 | 0.29 | 0.35 | 0.35 | 0.28 | 0.2 | 0.1 | 0.25 | 0.32 | 0.31 | 0.24 | 0.3 | 0.1 | True |  | Non Federally-Regulated | 11/02/2017 |  | 01/16/2018
Contrast Lighting | Ardito | ICAT0S2-ARV1+A2SFR-TR**40WC-J | Light Emitting Diode | Inseparable Luminaire | Quick Connect | 0-10 VDC Controls | 66.2 | 2775 | 0.0011 | 92 | 54 | 173 | 0.99 | Ambient | 50000 |  |  | 55000 | 0.1 | 21 | 21 | 0.21 | 0.26 | 0.26 | 0.25 | 0.2 | 0.1 | 0.29 | 0.35 | 0.35 | 0.28 | 0.2 | 0.1 | 0.25 | 0.32 | 0.31 | 0.24 | 0.3 | 0.1 | True |  | Non Federally-Regulated | 11/02/2017 |  | 01/16/2018
Contrast Lighting | Ardito | ICAT6S4-ARV1+A4SSF-TR**27WC-J | Light Emitting Diode | Inseparable Luminaire | Quick Connect | 0-10 VDC Controls | 66.2 | 2775 | 0.0011 | 92 | 54 | 173 | 0.99 | Ambient | 50000 |  |  | 55000 | 0.1 | 21 | 21 | 0.21 | 0.26 | 0.26 | 0.25 | 0.2 | 0.1 | 0.29 | 0.35 | 0.35 | 0.28 | 0.2 | 0.1 | 0.25 | 0.32 | 0.31 | 0.24 | 0.3 | 0.1 | True |  | Non Federally-Regulated | 11/02/2017 |  | 01/16/2018
Contrast Lighting | Ardito | ICAT6S4-ARV1+A4SSF-TR**30WC-J | Light Emitting Diode | Inseparable Luminaire | Quick Connect | 0-10 VDC Controls | 66.2 | 2775 | 0.0011 | 92 | 54 | 173 | 0.99 | Ambient | 50000 |  |  | 55000 | 0.1 | 21 | 21 | 0.21 | 0.26 | 0.26 | 0.25 | 0.2 | 0.1 | 0.29 | 0.35 | 0.35 | 0.28 | 0.2 | 0.1 | 0.25 | 0.32 | 0.31 | 0.24 | 0.3 | 0.1 | True |  | Non Federally-Regulated | 11/02/2017 |  | 01/16/2018
Contrast Lighting | Ardito | ICAT6S4-ARV1+A4SSF-TR**35WC-J | Light Emitting Diode | Inseparable Luminaire | Quick Connect | 0-10 VDC Controls | 66.2 | 2775 | 0.0011 | 92 | 54 | 173 | 0.99 | Ambient | 50000 |  |  | 55000 | 0.1 | 21 | 21 | 0.21 | 0.26 | 0.26 | 0.25 | 0.2 | 0.1 | 0.29 | 0.35 | 0.35 | 0.28 | 0.2 | 0.1 | 0.25 | 0.32 | 0.31 | 0.24 | 0.3 | 0.1 | True |  | Non Federally-Regulated | 11/02/2017 |  | 01/16/2018
Contrast Lighting | Ardito | ICAT6S4-ARV1+A4SSF-TR**40WC-J | Light Emitting Diode | Inseparable Luminaire | Quick Connect | 0-10 VDC Controls | 66.2 | 2775 | 0.0011 | 92 | 54 | 173 | 0.99 | Ambient | 50000 |  |  | 55000 | 0.1 | 21 | 21 | 0.21 | 0.26 | 0.26 | 0.25 | 0.2 | 0.1 | 0.29 | 0.35 | 0.35 | 0.28 | 0.2 | 0.1 | 0.25 | 0.32 | 0.31 | 0.24 | 0.3 | 0.1 | True |  | Non Federally-Regulated | 11/02/2017 |  | 01/16/2018
Contrast Lighting | Ardito | ICAT0S2-ARV1+A2SAR-TR**27MC-J | Light Emitting Diode | Inseparable Luminaire | Quick Connect | 0-10 VDC Controls | 66.2 | 2775 | 0.0011 | 92 | 54 | 173 | 0.99 | Ambient | 50000 |  |  | 55000 | 0.1 | 21 | 21 | 0.21 | 0.26 | 0.26 | 0.25 | 0.2 | 0.1 | 0.29 | 0.35 | 0.35 | 0.28 | 0.2 | 0.1 | 0.25 | 0.32 | 0.31 | 0.24 | 0.3 | 0.1 | True |  | Non Federally-Regulated | 11/03/2017 |  | 01/16/2018
Contrast Lighting | Ardito | ICAT0S2-ARV1+A2SAR-TR**27WC-J | Light Emitting Diode | Inseparable Luminaire | Quick Connect | 0-10 VDC Controls | 66.2 | 2775 | 0.0011 | 92 | 54 | 173 | 0.99 | Ambient | 50000 |  |  | 55000 | 0.1 | 21 | 21 | 0.21 | 0.26 | 0.26 | 0.25 | 0.2 | 0.1 | 0.29 | 0.35 | 0.35 | 0.28 | 0.2 | 0.1 | 0.25 | 0.32 | 0.31 | 0.24 | 0.3 | 0.1 | True |  | Non Federally-Regulated | 11/03/2017 |  | 01/16/2018
Contrast Lighting | Ardito | ICAT0S2-ARV1+A2SAR-TR**30MC-J | Light Emitting Diode | Inseparable Luminaire | Quick Connect | 0-10 VDC Controls | 66.2 | 2775 | 0.0011 | 92 | 54 | 173 | 0.99 | Ambient | 50000 |  |  | 55000 | 0.1 | 21 | 21 | 0.21 | 0.26 | 0.26 | 0.25 | 0.2 | 0.1 | 0.29 | 0.35 | 0.35 | 0.28 | 0.2 | 0.1 | 0.25 | 0.32 | 0.31 | 0.24 | 0.3 | 0.1 | True |  | Non Federally-Regulated | 11/03/2017 |  | 01/16/2018
Contrast Lighting | Ardito | ICAT0S2-ARV1+A2SAR-TR**30WC-J | Light Emitting Diode | Inseparable Luminaire | Quick Connect | 0-10 VDC Controls | 66.2 | 2775 | 0.0011 | 92 | 54 | 173 | 0.99 | Ambient | 50000 |  |  | 55000 | 0.1 | 21 | 21 | 0.21 | 0.26 | 0.26 | 0.25 | 0.2 | 0.1 | 0.29 | 0.35 | 0.35 | 0.28 | 0.2 | 0.1 | 0.25 | 0.32 | 0.31 | 0.24 | 0.3 | 0.1 | True |  | Non Federally-Regulated | 11/03/2017 |  | 01/16/2018
Contrast Lighting | Ardito | ICAT0S2-ARV1+A2SAR-TR**35MC-J | Light Emitting Diode | Inseparable Luminaire | Quick Connect | 0-10 VDC Controls | 66.2 | 2775 | 0.0011 | 92 | 54 | 173 | 0.99 | Ambient | 50000 |  |  | 55000 | 0.1 | 21 | 21 | 0.21 | 0.26 | 0.26 | 0.25 | 0.2 | 0.1 | 0.29 | 0.35 | 0.35 | 0.28 | 0.2 | 0.1 | 0.25 | 0.32 | 0.31 | 0.24 | 0.3 | 0.1 | True |  | Non Federally-Regulated | 11/03/2017 |  | 01/16/2018
Contrast Lighting | Ardito | ICAT0S2-ARV1+A2SAR-TR**35WC-J | Light Emitting Diode | Inseparable Luminaire | Quick Connect | 0-10 VDC Controls | 66.2 | 2775 | 0.0011 | 92 | 54 | 173 | 0.99 | Ambient | 50000 |  |  | 55000 | 0.1 | 21 | 21 | 0.21 | 0.26 | 0.26 | 0.25 | 0.2 | 0.1 | 0.29 | 0.35 | 0.35 | 0.28 | 0.2 | 0.1 | 0.25 | 0.32 | 0.31 | 0.24 | 0.3 | 0.1 | True |  | Non Federally-Regulated | 11/03/2017 |  | 01/16/2018
Contrast Lighting | Ardito | ICAT0S2-ARV1+A2SAR-TR**40MC-J | Light Emitting Diode | Inseparable Luminaire | Quick Connect | 0-10 VDC Controls | 66.2 | 2775 | 0.0011 | 92 | 54 | 173 | 0.99 | Ambient | 50000 |  |  | 55000 | 0.1 | 21 | 21 | 0.21 | 0.26 | 0.26 | 0.25 | 0.2 | 0.1 | 0.29 | 0.35 | 0.35 | 0.28 | 0.2 | 0.1 | 0.25 | 0.32 | 0.31 | 0.24 | 0.3 | 0.1 | True |  | Non Federally-Regulated | 11/03/2017 |  | 01/16/2018
Contrast Lighting | Ardito | ICAT0S2-ARV1+A2SAR-TR**40WC-J | Light Emitting Diode | Inseparable Luminaire | Quick Connect | 0-10 VDC Controls | 66.2 | 2775 | 0.0011 | 92 | 54 | 173 | 0.99 | Ambient | 50000 |  |  | 55000 | 0.1 | 21 | 21 | 0.21 | 0.26 | 0.26 | 0.25 | 0.2 | 0.1 | 0.29 | 0.35 | 0.35 | 0.28 | 0.2 | 0.1 | 0.25 | 0.32 | 0.31 | 0.24 | 0.3 | 0.1 | True |  | Non Federally-Regulated | 11/03/2017 |  | 01/16/2018
Contrast Lighting | Ardito | ICAT6R3-ARV1+A3RAF-TR**27MC-J | Light Emitting Diode | Inseparable Luminaire | Quick Connect | 0-10 VDC Controls | 66.2 | 2775 | 0.0011 | 92 | 54 | 173 | 0.99 | Ambient | 50000 |  |  | 55000 | 0.1 | 21 | 21 | 0.21 | 0.26 | 0.26 | 0.25 | 0.2 | 0.1 | 0.29 | 0.35 | 0.35 | 0.28 | 0.2 | 0.1 | 0.25 | 0.32 | 0.31 | 0.24 | 0.3 | 0.1 | True |  | Non Federally-Regulated | 11/03/2017 |  | 01/16/2018
Contrast Lighting | Ardito | ICAT6R3-ARV1+A3RAF-TR**27SC-J | Light Emitting Diode | Inseparable Luminaire | Quick Connect | 0-10 VDC Controls | 66.2 | 2775 | 0.0011 | 92 | 54 | 173 | 0.99 | Ambient | 50000 |  |  | 55000 | 0.1 | 21 | 21 | 0.21 | 0.26 | 0.26 | 0.25 | 0.2 | 0.1 | 0.29 | 0.35 | 0.35 | 0.28 | 0.2 | 0.1 | 0.25 | 0.32 | 0.31 | 0.24 | 0.3 | 0.1 | True |  | Non Federally-Regulated | 11/03/2017 |  | 01/16/2018
Contrast Lighting | Ardito | ICAT6R3-ARV1+A3RAF-TR**27WC-J | Light Emitting Diode | Inseparable Luminaire | Quick Connect | 0-10 VDC Controls | 66.2 | 2775 | 0.0011 | 92 | 54 | 173 | 0.99 | Ambient | 50000 |  |  | 55000 | 0.1 | 21 | 21 | 0.21 | 0.26 | 0.26 | 0.25 | 0.2 | 0.1 | 0.29 | 0.35 | 0.35 | 0.28 | 0.2 | 0.1 | 0.25 | 0.32 | 0.31 | 0.24 | 0.3 | 0.1 | True |  | Non Federally-Regulated | 11/03/2017 |  | 01/16/2018
Contrast Lighting | Ardito | ICAT6R3-ARV1+A3RAF-TR**30MC-J | Light Emitting Diode | Inseparable Luminaire | Quick Connect | 0-10 VDC Controls | 66.2 | 2775 | 0.0011 | 92 | 54 | 173 | 0.99 | Ambient | 50000 |  |  | 55000 | 0.1 | 21 | 21 | 0.21 | 0.26 | 0.26 | 0.25 | 0.2 | 0.1 | 0.29 | 0.35 | 0.35 | 0.28 | 0.2 | 0.1 | 0.25 | 0.32 | 0.31 | 0.24 | 0.3 | 0.1 | True |  | Non Federally-Regulated | 11/03/2017 |  | 01/16/2018
Contrast Lighting | Ardito | ICAT6R3-ARV1+A3RAF-TR**30SC-J | Light Emitting Diode | Inseparable Luminaire | Quick Connect | 0-10 VDC Controls | 66.2 | 2775 | 0.0011 | 92 | 54 | 173 | 0.99 | Ambient | 50000 |  |  | 55000 | 0.1 | 21 | 21 | 0.21 | 0.26 | 0.26 | 0.25 | 0.2 | 0.1 | 0.29 | 0.35 | 0.35 | 0.28 | 0.2 | 0.1 | 0.25 | 0.32 | 0.31 | 0.24 | 0.3 | 0.1 | True |  | Non Federally-Regulated | 11/03/2017 |  | 01/16/2018
Contrast Lighting | Ardito | ICAT6R3-ARV1+A3RAF-TR**30WC-J | Light Emitting Diode | Inseparable Luminaire | Quick Connect | 0-10 VDC Controls | 66.2 | 2775 | 0.0011 | 92 | 54 | 173 | 0.99 | Ambient | 50000 |  |  | 55000 | 0.1 | 21 | 21 | 0.21 | 0.26 | 0.26 | 0.25 | 0.2 | 0.1 | 0.29 | 0.35 | 0.35 | 0.28 | 0.2 | 0.1 | 0.25 | 0.32 | 0.31 | 0.24 | 0.3 | 0.1 | True |  | Non Federally-Regulated | 11/03/2017 |  | 01/16/2018
Contrast Lighting | Ardito | ICAT6R3-ARV1+A3RAF-TR**35MC-J | Light Emitting Diode | Inseparable Luminaire | Quick Connect | 0-10 VDC Controls | 66.2 | 2775 | 0.0011 | 92 | 54 | 173 | 0.99 | Ambient | 50000 |  |  | 55000 | 0.1 | 21 | 21 | 0.21 | 0.26 | 0.26 | 0.25 | 0.2 | 0.1 | 0.29 | 0.35 | 0.35 | 0.28 | 0.2 | 0.1 | 0.25 | 0.32 | 0.31 | 0.24 | 0.3 | 0.1 | True |  | Non Federally-Regulated | 11/03/2017 |  | 01/16/2018
Contrast Lighting | Ardito | ICAT6R3-ARV1+A3RAF-TR**35SC-J | Light Emitting Diode | Inseparable Luminaire | Quick Connect | 0-10 VDC Controls | 66.2 | 2775 | 0.0011 | 92 | 54 | 173 | 0.99 | Ambient | 50000 |  |  | 55000 | 0.1 | 21 | 21 | 0.21 | 0.26 | 0.26 | 0.25 | 0.2 | 0.1 | 0.29 | 0.35 | 0.35 | 0.28 | 0.2 | 0.1 | 0.25 | 0.32 | 0.31 | 0.24 | 0.3 | 0.1 | True |  | Non Federally-Regulated | 11/03/2017 |  | 01/16/2018
Contrast Lighting | Ardito | ICAT6R3-ARV1+A3RAF-TR**35WC-J | Light Emitting Diode | Inseparable Luminaire | Quick Connect | 0-10 VDC Controls | 66.2 | 2775 | 0.0011 | 92 | 54 | 173 | 0.99 | Ambient | 50000 |  |  | 55000 | 0.1 | 21 | 21 | 0.21 | 0.26 | 0.26 | 0.25 | 0.2 | 0.1 | 0.29 | 0.35 | 0.35 | 0.28 | 0.2 | 0.1 | 0.25 | 0.32 | 0.31 | 0.24 | 0.3 | 0.1 | True |  | Non Federally-Regulated | 11/03/2017 |  | 01/16/2018
Contrast Lighting | Ardito | ICAT6R3-ARV1+A3RAF-TR**40MC-J | Light Emitting Diode | Inseparable Luminaire | Quick Connect | 0-10 VDC Controls | 66.2 | 2775 | 0.0011 | 92 | 54 | 173 | 0.99 | Ambient | 50000 |  |  | 55000 | 0.1 | 21 | 21 | 0.21 | 0.26 | 0.26 | 0.25 | 0.2 | 0.1 | 0.29 | 0.35 | 0.35 | 0.28 | 0.2 | 0.1 | 0.25 | 0.32 | 0.31 | 0.24 | 0.3 | 0.1 | True |  | Non Federally-Regulated | 11/03/2017 |  | 01/16/2018
Contrast Lighting | Ardito | ICAT6R3-ARV1+A3RAF-TR**40SC-J | Light Emitting Diode | Inseparable Luminaire | Quick Connect | 0-10 VDC Controls | 66.2 | 2775 | 0.0011 | 92 | 54 | 173 | 0.99 | Ambient | 50000 |  |  | 55000 | 0.1 | 21 | 21 | 0.21 | 0.26 | 0.26 | 0.25 | 0.2 | 0.1 | 0.29 | 0.35 | 0.35 | 0.28 | 0.2 | 0.1 | 0.25 | 0.32 | 0.31 | 0.24 | 0.3 | 0.1 | True |  | Non Federally-Regulated | 11/03/2017 |  | 01/16/2018
Contrast Lighting | Ardito | ICAT6R3-ARV1+A3RAF-TR**40WC-J | Light Emitting Diode | Inseparable Luminaire | Quick Connect | 0-10 VDC Controls | 66.2 | 2775 | 0.0011 | 92 | 54 | 173 | 0.99 | Ambient | 50000 |  |  | 55000 | 0.1 | 21 | 21 | 0.21 | 0.26 | 0.26 | 0.25 | 0.2 | 0.1 | 0.29 | 0.35 | 0.35 | 0.28 | 0.2 | 0.1 | 0.25 | 0.32 | 0.31 | 0.24 | 0.3 | 0.1 | True |  | Non Federally-Regulated | 11/03/2017 |  | 01/16/2018
Contrast Lighting | Ardito | ICAT6R3-ARV1+A3RAR-TR**27MC-J | Light Emitting Diode | Inseparable Luminaire | Quick Connect | 0-10 VDC Controls | 66.2 | 2775 | 0.0011 | 92 | 54 | 173 | 0.99 | Ambient | 50000 |  |  | 55000 | 0.1 | 21 | 21 | 0.21 | 0.26 | 0.26 | 0.25 | 0.2 | 0.1 | 0.29 | 0.35 | 0.35 | 0.28 | 0.2 | 0.1 | 0.25 | 0.32 | 0.31 | 0.24 | 0.3 | 0.1 | True |  | Non Federally-Regulated | 11/03/2017 |  | 01/16/2018
Contrast Lighting | Ardito | ICAT6R3-ARV1+A3RAR-TR**27SC-J | Light Emitting Diode | Inseparable Luminaire | Quick Connect | 0-10 VDC Controls | 66.2 | 2775 | 0.0011 | 92 | 54 | 173 | 0.99 | Ambient | 50000 |  |  | 55000 | 0.1 | 21 | 21 | 0.21 | 0.26 | 0.26 | 0.25 | 0.2 | 0.1 | 0.29 | 0.35 | 0.35 | 0.28 | 0.2 | 0.1 | 0.25 | 0.32 | 0.31 | 0.24 | 0.3 | 0.1 | True |  | Non Federally-Regulated | 11/03/2017 |  | 01/16/2018
Contrast Lighting | Ardito | ICAT6R3-ARV1+A3RAR-TR**27WC-J | Light Emitting Diode | Inseparable Luminaire | Quick Connect | 0-10 VDC Controls | 66.2 | 2775 | 0.0011 | 92 | 54 | 173 | 0.99 | Ambient | 50000 |  |  | 55000 | 0.1 | 21 | 21 | 0.21 | 0.26 | 0.26 | 0.25 | 0.2 | 0.1 | 0.29 | 0.35 | 0.35 | 0.28 | 0.2 | 0.1 | 0.25 | 0.32 | 0.31 | 0.24 | 0.3 | 0.1 | True |  | Non Federally-Regulated | 11/03/2017 |  | 01/16/2018
Contrast Lighting | Ardito | ICAT6R3-ARV1+A3RAR-TR**30MC-J | Light Emitting Diode | Inseparable Luminaire | Quick Connect | 0-10 VDC Controls | 66.2 | 2775 | 0.0011 | 92 | 54 | 173 | 0.99 | Ambient | 50000 |  |  | 55000 | 0.1 | 21 | 21 | 0.21 | 0.26 | 0.26 | 0.25 | 0.2 | 0.1 | 0.29 | 0.35 | 0.35 | 0.28 | 0.2 | 0.1 | 0.25 | 0.32 | 0.31 | 0.24 | 0.3 | 0.1 | True |  | Non Federally-Regulated | 11/03/2017 |  | 01/16/2018
Contrast Lighting | Ardito | ICAT6R3-ARV1+A3RAR-TR**30SC-J | Light Emitting Diode | Inseparable Luminaire | Quick Connect | 0-10 VDC Controls | 66.2 | 2775 | 0.0011 | 92 | 54 | 173 | 0.99 | Ambient | 50000 |  |  | 55000 | 0.1 | 21 | 21 | 0.21 | 0.26 | 0.26 | 0.25 | 0.2 | 0.1 | 0.29 | 0.35 | 0.35 | 0.28 | 0.2 | 0.1 | 0.25 | 0.32 | 0.31 | 0.24 | 0.3 | 0.1 | True |  | Non Federally-Regulated | 11/03/2017 |  | 01/16/2018
Contrast Lighting | Ardito | ICAT6R3-ARV1+A3RAR-TR**30WC-J | Light Emitting Diode | Inseparable Luminaire | Quick Connect | 0-10 VDC Controls | 66.2 | 2775 | 0.0011 | 92 | 54 | 173 | 0.99 | Ambient | 50000 |  |  | 55000 | 0.1 | 21 | 21 | 0.21 | 0.26 | 0.26 | 0.25 | 0.2 | 0.1 | 0.29 | 0.35 | 0.35 | 0.28 | 0.2 | 0.1 | 0.25 | 0.32 | 0.31 | 0.24 | 0.3 | 0.1 | True |  | Non Federally-Regulated | 11/03/2017 |  | 01/16/2018
Contrast Lighting | Ardito | ICAT6R3-ARV1+A3RAR-TR**35MC-J | Light Emitting Diode | Inseparable Luminaire | Quick Connect | 0-10 VDC Controls | 66.2 | 2775 | 0.0011 | 92 | 54 | 173 | 0.99 | Ambient | 50000 |  |  | 55000 | 0.1 | 21 | 21 | 0.21 | 0.26 | 0.26 | 0.25 | 0.2 | 0.1 | 0.29 | 0.35 | 0.35 | 0.28 | 0.2 | 0.1 | 0.25 | 0.32 | 0.31 | 0.24 | 0.3 | 0.1 | True |  | Non Federally-Regulated | 11/03/2017 |  | 01/16/2018
Contrast Lighting | Ardito | ICAT6R3-ARV1+A3RAR-TR**35SC-J | Light Emitting Diode | Inseparable Luminaire | Quick Connect | 0-10 VDC Controls | 66.2 | 2775 | 0.0011 | 92 | 54 | 173 | 0.99 | Ambient | 50000 |  |  | 55000 | 0.1 | 21 | 21 | 0.21 | 0.26 | 0.26 | 0.25 | 0.2 | 0.1 | 0.29 | 0.35 | 0.35 | 0.28 | 0.2 | 0.1 | 0.25 | 0.32 | 0.31 | 0.24 | 0.3 | 0.1 | True |  | Non Federally-Regulated | 11/03/2017 |  | 01/16/2018
Contrast Lighting | Ardito | ICAT6R3-ARV1+A3RAR-TR**35WC-J | Light Emitting Diode | Inseparable Luminaire | Quick Connect | 0-10 VDC Controls | 66.2 | 2775 | 0.0011 | 92 | 54 | 173 | 0.99 | Ambient | 50000 |  |  | 55000 | 0.1 | 21 | 21 | 0.21 | 0.26 | 0.26 | 0.25 | 0.2 | 0.1 | 0.29 | 0.35 | 0.35 | 0.28 | 0.2 | 0.1 | 0.25 | 0.32 | 0.31 | 0.24 | 0.3 | 0.1 | True |  | Non Federally-Regulated | 11/03/2017 |  | 01/16/2018
Contrast Lighting | Ardito | ICAT6R3-ARV1+A3RAR-TR**40MC-J | Light Emitting Diode | Inseparable Luminaire | Quick Connect | 0-10 VDC Controls | 66.2 | 2775 | 0.0011 | 92 | 54 | 173 | 0.99 | Ambient | 50000 |  |  | 55000 | 0.1 | 21 | 21 | 0.21 | 0.26 | 0.26 | 0.25 | 0.2 | 0.1 | 0.29 | 0.35 | 0.35 | 0.28 | 0.2 | 0.1 | 0.25 | 0.32 | 0.31 | 0.24 | 0.3 | 0.1 | True |  | Non Federally-Regulated | 11/03/2017 |  | 01/16/2018
Contrast Lighting | Ardito | ICAT6R3-ARV1+A3RAR-TR**40SC-J | Light Emitting Diode | Inseparable Luminaire | Quick Connect | 0-10 VDC Controls | 66.2 | 2775 | 0.0011 | 92 | 54 | 173 | 0.99 | Ambient | 50000 |  |  | 55000 | 0.1 | 21 | 21 | 0.21 | 0.26 | 0.26 | 0.25 | 0.2 | 0.1 | 0.29 | 0.35 | 0.35 | 0.28 | 0.2 | 0.1 | 0.25 | 0.32 | 0.31 | 0.24 | 0.3 | 0.1 | True |  | Non Federally-Regulated | 11/03/2017 |  | 01/16/2018
Contrast Lighting | Ardito | ICAT6R3-ARV1+A3RAR-TR**40WC-J | Light Emitting Diode | Inseparable Luminaire | Quick Connect | 0-10 VDC Controls | 66.2 | 2775 | 0.0011 | 92 | 54 | 173 | 0.99 | Ambient | 50000 |  |  | 55000 | 0.1 | 21 | 21 | 0.21 | 0.26 | 0.26 | 0.25 | 0.2 | 0.1 | 0.29 | 0.35 | 0.35 | 0.28 | 0.2 | 0.1 | 0.25 | 0.32 | 0.31 | 0.24 | 0.3 | 0.1 | True |  | Non Federally-Regulated | 11/03/2017 |  | 01/16/2018
Contrast Lighting | Ardito | ICAT6R3-ARV1+A3RFR-TR**27MC-J | Light Emitting Diode | Inseparable Luminaire | Quick Connect | 0-10 VDC Controls | 66.2 | 2775 | 0.0011 | 92 | 54 | 173 | 0.99 | Ambient | 50000 |  |  | 55000 | 0.1 | 21 | 21 | 0.21 | 0.26 | 0.26 | 0.25 | 0.2 | 0.1 | 0.29 | 0.35 | 0.35 | 0.28 | 0.2 | 0.1 | 0.25 | 0.32 | 0.31 | 0.24 | 0.3 | 0.1 | True |  | Non Federally-Regulated | 11/03/2017 |  | 01/16/2018
Contrast Lighting | Ardito | ICAT6R3-ARV1+A3RFR-TR**27SC-J | Light Emitting Diode | Inseparable Luminaire | Quick Connect | 0-10 VDC Controls | 66.2 | 2775 | 0.0011 | 92 | 54 | 173 | 0.99 | Ambient | 50000 |  |  | 55000 | 0.1 | 21 | 21 | 0.21 | 0.26 | 0.26 | 0.25 | 0.2 | 0.1 | 0.29 | 0.35 | 0.35 | 0.28 | 0.2 | 0.1 | 0.25 | 0.32 | 0.31 | 0.24 | 0.3 | 0.1 | True |  | Non Federally-Regulated | 11/03/2017 |  | 01/16/2018
Contrast Lighting | Ardito | ICAT6R3-ARV1+A3RFR-TR**27WC-J | Light Emitting Diode | Inseparable Luminaire | Quick Connect | 0-10 VDC Controls | 66.2 | 2775 | 0.0011 | 92 | 54 | 173 | 0.99 | Ambient | 50000 |  |  | 55000 | 0.1 | 21 | 21 | 0.21 | 0.26 | 0.26 | 0.25 | 0.2 | 0.1 | 0.29 | 0.35 | 0.35 | 0.28 | 0.2 | 0.1 | 0.25 | 0.32 | 0.31 | 0.24 | 0.3 | 0.1 | True |  | Non Federally-Regulated | 11/03/2017 |  | 01/16/2018
Contrast Lighting | Ardito | ICAT6R3-ARV1+A3RFR-TR**30MC-J | Light Emitting Diode | Inseparable Luminaire | Quick Connect | 0-10 VDC Controls | 66.2 | 2775 | 0.0011 | 92 | 54 | 173 | 0.99 | Ambient | 50000 |  |  | 55000 | 0.1 | 21 | 21 | 0.21 | 0.26 | 0.26 | 0.25 | 0.2 | 0.1 | 0.29 | 0.35 | 0.35 | 0.28 | 0.2 | 0.1 | 0.25 | 0.32 | 0.31 | 0.24 | 0.3 | 0.1 | True |  | Non Federally-Regulated | 11/03/2017 |  | 01/16/2018
Contrast Lighting | Ardito | ICAT6R3-ARV1+A3RFR-TR**30SC-J | Light Emitting Diode | Inseparable Luminaire | Quick Connect | 0-10 VDC Controls | 66.2 | 2775 | 0.0011 | 92 | 54 | 173 | 0.99 | Ambient | 50000 |  |  | 55000 | 0.1 | 21 | 21 | 0.21 | 0.26 | 0.26 | 0.25 | 0.2 | 0.1 | 0.29 | 0.35 | 0.35 | 0.28 | 0.2 | 0.1 | 0.25 | 0.32 | 0.31 | 0.24 | 0.3 | 0.1 | True |  | Non Federally-Regulated | 11/03/2017 |  | 01/16/2018
Contrast Lighting | Ardito | ICAT6R3-ARV1+A3RFR-TR**30WC-J | Light Emitting Diode | Inseparable Luminaire | Quick Connect | 0-10 VDC Controls | 66.2 | 2775 | 0.0011 | 92 | 54 | 173 | 0.99 | Ambient | 50000 |  |  | 55000 | 0.1 | 21 | 21 | 0.21 | 0.26 | 0.26 | 0.25 | 0.2 | 0.1 | 0.29 | 0.35 | 0.35 | 0.28 | 0.2 | 0.1 | 0.25 | 0.32 | 0.31 | 0.24 | 0.3 | 0.1 | True |  | Non Federally-Regulated | 11/03/2017 |  | 01/16/2018
Contrast Lighting | Ardito | ICAT6R3-ARV1+A3RFR-TR**35MC-J | Light Emitting Diode | Inseparable Luminaire | Quick Connect | 0-10 VDC Controls | 66.2 | 2775 | 0.0011 | 92 | 54 | 173 | 0.99 | Ambient | 50000 |  |  | 55000 | 0.1 | 21 | 21 | 0.21 | 0.26 | 0.26 | 0.25 | 0.2 | 0.1 | 0.29 | 0.35 | 0.35 | 0.28 | 0.2 | 0.1 | 0.25 | 0.32 | 0.31 | 0.24 | 0.3 | 0.1 | True |  | Non Federally-Regulated | 11/03/2017 |  | 01/16/2018
Contrast Lighting | Ardito | ICAT6R3-ARV1+A3RFR-TR**35SC-J | Light Emitting Diode | Inseparable Luminaire | Quick Connect | 0-10 VDC Controls | 66.2 | 2775 | 0.0011 | 92 | 54 | 173 | 0.99 | Ambient | 50000 |  |  | 55000 | 0.1 | 21 | 21 | 0.21 | 0.26 | 0.26 | 0.25 | 0.2 | 0.1 | 0.29 | 0.35 | 0.35 | 0.28 | 0.2 | 0.1 | 0.25 | 0.32 | 0.31 | 0.24 | 0.3 | 0.1 | True |  | Non Federally-Regulated | 11/03/2017 |  | 01/16/2018
Contrast Lighting | Ardito | ICAT6R3-ARV1+A3RFR-TR**35WC-J | Light Emitting Diode | Inseparable Luminaire | Quick Connect | 0-10 VDC Controls | 66.2 | 2775 | 0.0011 | 92 | 54 | 173 | 0.99 | Ambient | 50000 |  |  | 55000 | 0.1 | 21 | 21 | 0.21 | 0.26 | 0.26 | 0.25 | 0.2 | 0.1 | 0.29 | 0.35 | 0.35 | 0.28 | 0.2 | 0.1 | 0.25 | 0.32 | 0.31 | 0.24 | 0.3 | 0.1 | True |  | Non Federally-Regulated | 11/03/2017 |  | 01/16/2018
Contrast Lighting | Ardito | ICAT6R3-ARV1+A3RFR-TR**40MC-J | Light Emitting Diode | Inseparable Luminaire | Quick Connect | 0-10 VDC Controls | 66.2 | 2775 | 0.0011 | 92 | 54 | 173 | 0.99 | Ambient | 50000 |  |  | 55000 | 0.1 | 21 | 21 | 0.21 | 0.26 | 0.26 | 0.25 | 0.2 | 0.1 | 0.29 | 0.35 | 0.35 | 0.28 | 0.2 | 0.1 | 0.25 | 0.32 | 0.31 | 0.24 | 0.3 | 0.1 | True |  | Non Federally-Regulated | 11/03/2017 |  | 01/16/2018
Contrast Lighting | Ardito | ICAT6R3-ARV1+A3RFR-TR**40SC-J | Light Emitting Diode | Inseparable Luminaire | Quick Connect | 0-10 VDC Controls | 66.2 | 2775 | 0.0011 | 92 | 54 | 173 | 0.99 | Ambient | 50000 |  |  | 55000 | 0.1 | 21 | 21 | 0.21 | 0.26 | 0.26 | 0.25 | 0.2 | 0.1 | 0.29 | 0.35 | 0.35 | 0.28 | 0.2 | 0.1 | 0.25 | 0.32 | 0.31 | 0.24 | 0.3 | 0.1 | True |  | Non Federally-Regulated | 11/03/2017 |  | 01/16/2018
Contrast Lighting | Ardito | ICAT6R3-ARV1+A3RFR-TR**40WC-J | Light Emitting Diode | Inseparable Luminaire | Quick Connect | 0-10 VDC Controls | 66.2 | 2775 | 0.0011 | 92 | 54 | 173 | 0.99 | Ambient | 50000 |  |  | 55000 | 0.1 | 21 | 21 | 0.21 | 0.26 | 0.26 | 0.25 | 0.2 | 0.1 | 0.29 | 0.35 | 0.35 | 0.28 | 0.2 | 0.1 | 0.25 | 0.32 | 0.31 | 0.24 | 0.3 | 0.1 | True |  | Non Federally-Regulated | 11/03/2017 |  | 01/16/2018
Contrast Lighting | Ardito | ICAT6R3-ARV1+A3RSF-TR**27WC-J | Light Emitting Diode | Inseparable Luminaire | Quick Connect | 0-10 VDC Controls | 66.2 | 2775 | 0.0011 | 92 | 54 | 173 | 0.99 | Ambient | 50000 |  |  | 55000 | 0.1 | 21 | 21 | 0.21 | 0.26 | 0.26 | 0.25 | 0.2 | 0.1 | 0.29 | 0.35 | 0.35 | 0.28 | 0.2 | 0.1 | 0.25 | 0.32 | 0.31 | 0.24 | 0.3 | 0.1 | True |  | Non Federally-Regulated | 11/03/2017 |  | 01/16/2018
Contrast Lighting | Ardito | ICAT6R3-ARV1+A3RSF-TR**30WC-J | Light Emitting Diode | Inseparable Luminaire | Quick Connect | 0-10 VDC Controls | 66.2 | 2775 | 0.0011 | 92 | 54 | 173 | 0.99 | Ambient | 50000 |  |  | 55000 | 0.1 | 21 | 21 | 0.21 | 0.26 | 0.26 | 0.25 | 0.2 | 0.1 | 0.29 | 0.35 | 0.35 | 0.28 | 0.2 | 0.1 | 0.25 | 0.32 | 0.31 | 0.24 | 0.3 | 0.1 | True |  | Non Federally-Regulated | 11/03/2017 |  | 01/16/2018
Contrast Lighting | Ardito | ICAT6R3-ARV1+A3RSF-TR**35WC-J | Light Emitting Diode | Inseparable Luminaire | Quick Connect | 0-10 VDC Controls | 66.2 | 2775 | 0.0011 | 92 | 54 | 173 | 0.99 | Ambient | 50000 |  |  | 55000 | 0.1 | 21 | 21 | 0.21 | 0.26 | 0.26 | 0.25 | 0.2 | 0.1 | 0.29 | 0.35 | 0.35 | 0.28 | 0.2 | 0.1 | 0.25 | 0.32 | 0.31 | 0.24 | 0.3 | 0.1 | True |  | Non Federally-Regulated | 11/03/2017 |  | 01/16/2018
Contrast Lighting | Ardito | ICAT6R3-ARV1+A3RSF-TR**40WC-J | Light Emitting Diode | Inseparable Luminaire | Quick Connect | 0-10 VDC Controls | 66.2 | 2775 | 0.0011 | 92 | 54 | 173 | 0.99 | Ambient | 50000 |  |  | 55000 | 0.1 | 21 | 21 | 0.21 | 0.26 | 0.26 | 0.25 | 0.2 | 0.1 | 0.29 | 0.35 | 0.35 | 0.28 | 0.2 | 0.1 | 0.25 | 0.32 | 0.31 | 0.24 | 0.3 | 0.1 | True |  | Non Federally-Regulated | 11/03/2017 |  | 01/16/2018
Contrast Lighting | Ardito | ICAT6R4-ARV1+A4RAF-TR**27MC-J | Light Emitting Diode | Inseparable Luminaire | Quick Connect | 0-10 VDC Controls | 66.2 | 2775 | 0.0011 | 92 | 54 | 173 | 0.99 | Ambient | 50000 |  |  | 55000 | 0.1 | 21 | 21 | 0.21 | 0.26 | 0.26 | 0.25 | 0.2 | 0.1 | 0.29 | 0.35 | 0.35 | 0.28 | 0.2 | 0.1 | 0.25 | 0.32 | 0.31 | 0.24 | 0.3 | 0.1 | True |  | Non Federally-Regulated | 11/03/2017 |  | 01/16/2018
Contrast Lighting | Ardito | ICAT6R4-ARV1+A4RAF-TR**27SC-J | Light Emitting Diode | Inseparable Luminaire | Quick Connect | 0-10 VDC Controls | 66.2 | 2775 | 0.0011 | 92 | 54 | 173 | 0.99 | Ambient | 50000 |  |  | 55000 | 0.1 | 21 | 21 | 0.21 | 0.26 | 0.26 | 0.25 | 0.2 | 0.1 | 0.29 | 0.35 | 0.35 | 0.28 | 0.2 | 0.1 | 0.25 | 0.32 | 0.31 | 0.24 | 0.3 | 0.1 | True |  | Non Federally-Regulated | 11/03/2017 |  | 01/16/2018
Contrast Lighting | Ardito | ICAT6R4-ARV1+A4RAF-TR**27WC-J | Light Emitting Diode | Inseparable Luminaire | Quick Connect | 0-10 VDC Controls | 66.2 | 2775 | 0.0011 | 92 | 54 | 173 | 0.99 | Ambient | 50000 |  |  | 55000 | 0.1 | 21 | 21 | 0.21 | 0.26 | 0.26 | 0.25 | 0.2 | 0.1 | 0.29 | 0.35 | 0.35 | 0.28 | 0.2 | 0.1 | 0.25 | 0.32 | 0.31 | 0.24 | 0.3 | 0.1 | True |  | Non Federally-Regulated | 11/03/2017 |  | 01/16/2018
Contrast Lighting | Ardito | ICAT6R4-ARV1+A4RAF-TR**30MC-J | Light Emitting Diode | Inseparable Luminaire | Quick Connect | 0-10 VDC Controls | 66.2 | 2775 | 0.0011 | 92 | 54 | 173 | 0.99 | Ambient | 50000 |  |  | 55000 | 0.1 | 21 | 21 | 0.21 | 0.26 | 0.26 | 0.25 | 0.2 | 0.1 | 0.29 | 0.35 | 0.35 | 0.28 | 0.2 | 0.1 | 0.25 | 0.32 | 0.31 | 0.24 | 0.3 | 0.1 | True |  | Non Federally-Regulated | 11/03/2017 |  | 01/16/2018
Contrast Lighting | Ardito | ICAT6R4-ARV1+A4RAF-TR**30SC-J | Light Emitting Diode | Inseparable Luminaire | Quick Connect | 0-10 VDC Controls | 66.2 | 2775 | 0.0011 | 92 | 54 | 173 | 0.99 | Ambient | 50000 |  |  | 55000 | 0.1 | 21 | 21 | 0.21 | 0.26 | 0.26 | 0.25 | 0.2 | 0.1 | 0.29 | 0.35 | 0.35 | 0.28 | 0.2 | 0.1 | 0.25 | 0.32 | 0.31 | 0.24 | 0.3 | 0.1 | True |  | Non Federally-Regulated | 11/03/2017 |  | 01/16/2018
Contrast Lighting | Ardito | ICAT6R4-ARV1+A4RAF-TR**30WC-J | Light Emitting Diode | Inseparable Luminaire | Quick Connect | 0-10 VDC Controls | 66.2 | 2775 | 0.0011 | 92 | 54 | 173 | 0.99 | Ambient | 50000 |  |  | 55000 | 0.1 | 21 | 21 | 0.21 | 0.26 | 0.26 | 0.25 | 0.2 | 0.1 | 0.29 | 0.35 | 0.35 | 0.28 | 0.2 | 0.1 | 0.25 | 0.32 | 0.31 | 0.24 | 0.3 | 0.1 | True |  | Non Federally-Regulated | 11/03/2017 |  | 01/16/2018
Contrast Lighting | Ardito | ICAT6R4-ARV1+A4RAF-TR**35MC-J | Light Emitting Diode | Inseparable Luminaire | Quick Connect | 0-10 VDC Controls | 66.2 | 2775 | 0.0011 | 92 | 54 | 173 | 0.99 | Ambient | 50000 |  |  | 55000 | 0.1 | 21 | 21 | 0.21 | 0.26 | 0.26 | 0.25 | 0.2 | 0.1 | 0.29 | 0.35 | 0.35 | 0.28 | 0.2 | 0.1 | 0.25 | 0.32 | 0.31 | 0.24 | 0.3 | 0.1 | True |  | Non Federally-Regulated | 11/03/2017 |  | 01/16/2018
Contrast Lighting | Ardito | ICAT6R4-ARV1+A4RAF-TR**35SC-J | Light Emitting Diode | Inseparable Luminaire | Quick Connect | 0-10 VDC Controls | 66.2 | 2775 | 0.0011 | 92 | 54 | 173 | 0.99 | Ambient | 50000 |  |  | 55000 | 0.1 | 21 | 21 | 0.21 | 0.26 | 0.26 | 0.25 | 0.2 | 0.1 | 0.29 | 0.35 | 0.35 | 0.28 | 0.2 | 0.1 | 0.25 | 0.32 | 0.31 | 0.24 | 0.3 | 0.1 | True |  | Non Federally-Regulated | 11/03/2017 |  | 01/16/2018
Contrast Lighting | Ardito | ICAT6R4-ARV1+A4RAF-TR**35WC-J | Light Emitting Diode | Inseparable Luminaire | Quick Connect | 0-10 VDC Controls | 66.2 | 2775 | 0.0011 | 92 | 54 | 173 | 0.99 | Ambient | 50000 |  |  | 55000 | 0.1 | 21 | 21 | 0.21 | 0.26 | 0.26 | 0.25 | 0.2 | 0.1 | 0.29 | 0.35 | 0.35 | 0.28 | 0.2 | 0.1 | 0.25 | 0.32 | 0.31 | 0.24 | 0.3 | 0.1 | True |  | Non Federally-Regulated | 11/03/2017 |  | 01/16/2018
Contrast Lighting | Ardito | ICAT6R4-ARV1+A4RAF-TR**40MC-J | Light Emitting Diode | Inseparable Luminaire | Quick Connect | 0-10 VDC Controls | 66.2 | 2775 | 0.0011 | 92 | 54 | 173 | 0.99 | Ambient | 50000 |  |  | 55000 | 0.1 | 21 | 21 | 0.21 | 0.26 | 0.26 | 0.25 | 0.2 | 0.1 | 0.29 | 0.35 | 0.35 | 0.28 | 0.2 | 0.1 | 0.25 | 0.32 | 0.31 | 0.24 | 0.3 | 0.1 | True |  | Non Federally-Regulated | 11/03/2017 |  | 01/16/2018
Contrast Lighting | Ardito | ICAT6R4-ARV1+A4RAF-TR**40SC-J | Light Emitting Diode | Inseparable Luminaire | Quick Connect | 0-10 VDC Controls | 66.2 | 2775 | 0.0011 | 92 | 54 | 173 | 0.99 | Ambient | 50000 |  |  | 55000 | 0.1 | 21 | 21 | 0.21 | 0.26 | 0.26 | 0.25 | 0.2 | 0.1 | 0.29 | 0.35 | 0.35 | 0.28 | 0.2 | 0.1 | 0.25 | 0.32 | 0.31 | 0.24 | 0.3 | 0.1 | True |  | Non Federally-Regulated | 11/03/2017 |  | 01/16/2018
Contrast Lighting | Ardito | ICAT6R4-ARV1+A4RAF-TR**40WC-J | Light Emitting Diode | Inseparable Luminaire | Quick Connect | 0-10 VDC Controls | 66.2 | 2775 | 0.0011 | 92 | 54 | 173 | 0.99 | Ambient | 50000 |  |  | 55000 | 0.1 | 21 | 21 | 0.21 | 0.26 | 0.26 | 0.25 | 0.2 | 0.1 | 0.29 | 0.35 | 0.35 | 0.28 | 0.2 | 0.1 | 0.25 | 0.32 | 0.31 | 0.24 | 0.3 | 0.1 | True |  | Non Federally-Regulated | 11/03/2017 |  | 01/16/2018
Contrast Lighting | Ardito | ICAT6R4-ARV1+A4RAR-TR**27MC-J | Light Emitting Diode | Inseparable Luminaire | Quick Connect | 0-10 VDC Controls | 66.2 | 2775 | 0.0011 | 92 | 54 | 173 | 0.99 | Ambient | 50000 |  |  | 55000 | 0.1 | 21 | 21 | 0.21 | 0.26 | 0.26 | 0.25 | 0.2 | 0.1 | 0.29 | 0.35 | 0.35 | 0.28 | 0.2 | 0.1 | 0.25 | 0.32 | 0.31 | 0.24 | 0.3 | 0.1 | True |  | Non Federally-Regulated | 11/03/2017 |  | 01/16/2018
Contrast Lighting | Ardito | ICAT6R4-ARV1+A4RAR-TR**27SC-J | Light Emitting Diode | Inseparable Luminaire | Quick Connect | 0-10 VDC Controls | 66.2 | 2775 | 0.0011 | 92 | 54 | 173 | 0.99 | Ambient | 50000 |  |  | 55000 | 0.1 | 21 | 21 | 0.21 | 0.26 | 0.26 | 0.25 | 0.2 | 0.1 | 0.29 | 0.35 | 0.35 | 0.28 | 0.2 | 0.1 | 0.25 | 0.32 | 0.31 | 0.24 | 0.3 | 0.1 | True |  | Non Federally-Regulated | 11/03/2017 |  | 01/16/2018
Contrast Lighting | Ardito | ICAT6R4-ARV1+A4RAR-TR**27WC-J | Light Emitting Diode | Inseparable Luminaire | Quick Connect | 0-10 VDC Controls | 66.2 | 2775 | 0.0011 | 92 | 54 | 173 | 0.99 | Ambient | 50000 |  |  | 55000 | 0.1 | 21 | 21 | 0.21 | 0.26 | 0.26 | 0.25 | 0.2 | 0.1 | 0.29 | 0.35 | 0.35 | 0.28 | 0.2 | 0.1 | 0.25 | 0.32 | 0.31 | 0.24 | 0.3 | 0.1 | True |  | Non Federally-Regulated | 11/03/2017 |  | 01/16/2018
Contrast Lighting | Ardito | ICAT6R4-ARV1+A4RAR-TR**30MC-J | Light Emitting Diode | Inseparable Luminaire | Quick Connect | 0-10 VDC Controls | 66.2 | 2775 | 0.0011 | 92 | 54 | 173 | 0.99 | Ambient | 50000 |  |  | 55000 | 0.1 | 21 | 21 | 0.21 | 0.26 | 0.26 | 0.25 | 0.2 | 0.1 | 0.29 | 0.35 | 0.35 | 0.28 | 0.2 | 0.1 | 0.25 | 0.32 | 0.31 | 0.24 | 0.3 | 0.1 | True |  | Non Federally-Regulated | 11/03/2017 |  | 01/16/2018
Contrast Lighting | Ardito | ICAT6R4-ARV1+A4RAR-TR**30SC-J | Light Emitting Diode | Inseparable Luminaire | Quick Connect | 0-10 VDC Controls | 66.2 | 2775 | 0.0011 | 92 | 54 | 173 | 0.99 | Ambient | 50000 |  |  | 55000 | 0.1 | 21 | 21 | 0.21 | 0.26 | 0.26 | 0.25 | 0.2 | 0.1 | 0.29 | 0.35 | 0.35 | 0.28 | 0.2 | 0.1 | 0.25 | 0.32 | 0.31 | 0.24 | 0.3 | 0.1 | True |  | Non Federally-Regulated | 11/03/2017 |  | 01/16/2018
Contrast Lighting | Ardito | ICAT6R4-ARV1+A4RAR-TR**30WC-J | Light Emitting Diode | Inseparable Luminaire | Quick Connect | 0-10 VDC Controls | 66.2 | 2775 | 0.0011 | 92 | 54 | 173 | 0.99 | Ambient | 50000 |  |  | 55000 | 0.1 | 21 | 21 | 0.21 | 0.26 | 0.26 | 0.25 | 0.2 | 0.1 | 0.29 | 0.35 | 0.35 | 0.28 | 0.2 | 0.1 | 0.25 | 0.32 | 0.31 | 0.24 | 0.3 | 0.1 | True |  | Non Federally-Regulated | 11/03/2017 |  | 01/16/2018
Contrast Lighting | Ardito | ICAT6R4-ARV1+A4RAR-TR**35MC-J | Light Emitting Diode | Inseparable Luminaire | Quick Connect | 0-10 VDC Controls | 66.2 | 2775 | 0.0011 | 92 | 54 | 173 | 0.99 | Ambient | 50000 |  |  | 55000 | 0.1 | 21 | 21 | 0.21 | 0.26 | 0.26 | 0.25 | 0.2 | 0.1 | 0.29 | 0.35 | 0.35 | 0.28 | 0.2 | 0.1 | 0.25 | 0.32 | 0.31 | 0.24 | 0.3 | 0.1 | True |  | Non Federally-Regulated | 11/03/2017 |  | 01/16/2018
Contrast Lighting | Ardito | ICAT6R4-ARV1+A4RAR-TR**35SC-J | Light Emitting Diode | Inseparable Luminaire | Quick Connect | 0-10 VDC Controls | 66.2 | 2775 | 0.0011 | 92 | 54 | 173 | 0.99 | Ambient | 50000 |  |  | 55000 | 0.1 | 21 | 21 | 0.21 | 0.26 | 0.26 | 0.25 | 0.2 | 0.1 | 0.29 | 0.35 | 0.35 | 0.28 | 0.2 | 0.1 | 0.25 | 0.32 | 0.31 | 0.24 | 0.3 | 0.1 | True |  | Non Federally-Regulated | 11/03/2017 |  | 01/16/2018
Contrast Lighting | Ardito | ICAT6R4-ARV1+A4RAR-TR**35WC-J | Light Emitting Diode | Inseparable Luminaire | Quick Connect | 0-10 VDC Controls | 66.2 | 2775 | 0.0011 | 92 | 54 | 173 | 0.99 | Ambient | 50000 |  |  | 55000 | 0.1 | 21 | 21 | 0.21 | 0.26 | 0.26 | 0.25 | 0.2 | 0.1 | 0.29 | 0.35 | 0.35 | 0.28 | 0.2 | 0.1 | 0.25 | 0.32 | 0.31 | 0.24 | 0.3 | 0.1 | True |  | Non Federally-Regulated | 11/03/2017 |  | 01/16/2018
Contrast Lighting | Ardito | ICAT6R4-ARV1+A4RAR-TR**40MC-J | Light Emitting Diode | Inseparable Luminaire | Quick Connect | 0-10 VDC Controls | 66.2 | 2775 | 0.0011 | 92 | 54 | 173 | 0.99 | Ambient | 50000 |  |  | 55000 | 0.1 | 21 | 21 | 0.21 | 0.26 | 0.26 | 0.25 | 0.2 | 0.1 | 0.29 | 0.35 | 0.35 | 0.28 | 0.2 | 0.1 | 0.25 | 0.32 | 0.31 | 0.24 | 0.3 | 0.1 | True |  | Non Federally-Regulated | 11/03/2017 |  | 01/16/2018
Contrast Lighting | Ardito | ICAT6R4-ARV1+A4RAR-TR**40SC-J | Light Emitting Diode | Inseparable Luminaire | Quick Connect | 0-10 VDC Controls | 66.2 | 2775 | 0.0011 | 92 | 54 | 173 | 0.99 | Ambient | 50000 |  |  | 55000 | 0.1 | 21 | 21 | 0.21 | 0.26 | 0.26 | 0.25 | 0.2 | 0.1 | 0.29 | 0.35 | 0.35 | 0.28 | 0.2 | 0.1 | 0.25 | 0.32 | 0.31 | 0.24 | 0.3 | 0.1 | True |  | Non Federally-Regulated | 11/03/2017 |  | 01/16/2018
Contrast Lighting | Ardito | ICAT6R4-ARV1+A4RAR-TR**40WC-J | Light Emitting Diode | Inseparable Luminaire | Quick Connect | 0-10 VDC Controls | 66.2 | 2775 | 0.0011 | 92 | 54 | 173 | 0.99 | Ambient | 50000 |  |  | 55000 | 0.1 | 21 | 21 | 0.21 | 0.26 | 0.26 | 0.25 | 0.2 | 0.1 | 0.29 | 0.35 | 0.35 | 0.28 | 0.2 | 0.1 | 0.25 | 0.32 | 0.31 | 0.24 | 0.3 | 0.1 | True |  | Non Federally-Regulated | 11/03/2017 |  | 01/16/2018
Contrast Lighting | Ardito | ICAT6R4-ARV1+A4RFR-TR**27MC-J | Light Emitting Diode | Inseparable Luminaire | Quick Connect | 0-10 VDC Controls | 66.2 | 2775 | 0.0011 | 92 | 54 | 173 | 0.99 | Ambient | 50000 |  |  | 55000 | 0.1 | 21 | 21 | 0.21 | 0.26 | 0.26 | 0.25 | 0.2 | 0.1 | 0.29 | 0.35 | 0.35 | 0.28 | 0.2 | 0.1 | 0.25 | 0.32 | 0.31 | 0.24 | 0.3 | 0.1 | True |  | Non Federally-Regulated | 11/03/2017 |  | 01/16/2018
Contrast Lighting | Ardito | ICAT6R4-ARV1+A4RFR-TR**27SC-J | Light Emitting Diode | Inseparable Luminaire | Quick Connect | 0-10 VDC Controls | 66.2 | 2775 | 0.0011 | 92 | 54 | 173 | 0.99 | Ambient | 50000 |  |  | 55000 | 0.1 | 21 | 21 | 0.21 | 0.26 | 0.26 | 0.25 | 0.2 | 0.1 | 0.29 | 0.35 | 0.35 | 0.28 | 0.2 | 0.1 | 0.25 | 0.32 | 0.31 | 0.24 | 0.3 | 0.1 | True |  | Non Federally-Regulated | 11/03/2017 |  | 01/16/2018
Contrast Lighting | Ardito | ICAT6R4-ARV1+A4RFR-TR**27WC-J | Light Emitting Diode | Inseparable Luminaire | Quick Connect | 0-10 VDC Controls | 66.2 | 2775 | 0.0011 | 92 | 54 | 173 | 0.99 | Ambient | 50000 |  |  | 55000 | 0.1 | 21 | 21 | 0.21 | 0.26 | 0.26 | 0.25 | 0.2 | 0.1 | 0.29 | 0.35 | 0.35 | 0.28 | 0.2 | 0.1 | 0.25 | 0.32 | 0.31 | 0.24 | 0.3 | 0.1 | True |  | Non Federally-Regulated | 11/03/2017 |  | 01/16/2018
Contrast Lighting | Ardito | ICAT6R4-ARV1+A4RFR-TR**30MC-J | Light Emitting Diode | Inseparable Luminaire | Quick Connect | 0-10 VDC Controls | 66.2 | 2775 | 0.0011 | 92 | 54 | 173 | 0.99 | Ambient | 50000 |  |  | 55000 | 0.1 | 21 | 21 | 0.21 | 0.26 | 0.26 | 0.25 | 0.2 | 0.1 | 0.29 | 0.35 | 0.35 | 0.28 | 0.2 | 0.1 | 0.25 | 0.32 | 0.31 | 0.24 | 0.3 | 0.1 | True |  | Non Federally-Regulated | 11/03/2017 |  | 01/16/2018
Contrast Lighting | Ardito | ICAT6R4-ARV1+A4RFR-TR**30SC-J | Light Emitting Diode | Inseparable Luminaire | Quick Connect | 0-10 VDC Controls | 66.2 | 2775 | 0.0011 | 92 | 54 | 173 | 0.99 | Ambient | 50000 |  |  | 55000 | 0.1 | 21 | 21 | 0.21 | 0.26 | 0.26 | 0.25 | 0.2 | 0.1 | 0.29 | 0.35 | 0.35 | 0.28 | 0.2 | 0.1 | 0.25 | 0.32 | 0.31 | 0.24 | 0.3 | 0.1 | True |  | Non Federally-Regulated | 11/03/2017 |  | 01/16/2018
Contrast Lighting | Ardito | ICAT6R4-ARV1+A4RFR-TR**30WC-J | Light Emitting Diode | Inseparable Luminaire | Quick Connect | 0-10 VDC Controls | 66.2 | 2775 | 0.0011 | 92 | 54 | 173 | 0.99 | Ambient | 50000 |  |  | 55000 | 0.1 | 21 | 21 | 0.21 | 0.26 | 0.26 | 0.25 | 0.2 | 0.1 | 0.29 | 0.35 | 0.35 | 0.28 | 0.2 | 0.1 | 0.25 | 0.32 | 0.31 | 0.24 | 0.3 | 0.1 | True |  | Non Federally-Regulated | 11/03/2017 |  | 01/16/2018
Contrast Lighting | Ardito | ICAT6R4-ARV1+A4RFR-TR**35MC-J | Light Emitting Diode | Inseparable Luminaire | Quick Connect | 0-10 VDC Controls | 66.2 | 2775 | 0.0011 | 92 | 54 | 173 | 0.99 | Ambient | 50000 |  |  | 55000 | 0.1 | 21 | 21 | 0.21 | 0.26 | 0.26 | 0.25 | 0.2 | 0.1 | 0.29 | 0.35 | 0.35 | 0.28 | 0.2 | 0.1 | 0.25 | 0.32 | 0.31 | 0.24 | 0.3 | 0.1 | True |  | Non Federally-Regulated | 11/03/2017 |  | 01/16/2018
Contrast Lighting | Ardito | ICAT6R4-ARV1+A4RFR-TR**35SC-J | Light Emitting Diode | Inseparable Luminaire | Quick Connect | 0-10 VDC Controls | 66.2 | 2775 | 0.0011 | 92 | 54 | 173 | 0.99 | Ambient | 50000 |  |  | 55000 | 0.1 | 21 | 21 | 0.21 | 0.26 | 0.26 | 0.25 | 0.2 | 0.1 | 0.29 | 0.35 | 0.35 | 0.28 | 0.2 | 0.1 | 0.25 | 0.32 | 0.31 | 0.24 | 0.3 | 0.1 | True |  | Non Federally-Regulated | 11/03/2017 |  | 01/16/2018
Contrast Lighting | Ardito | ICAT6R4-ARV1+A4RFR-TR**35WC-J | Light Emitting Diode | Inseparable Luminaire | Quick Connect | 0-10 VDC Controls | 66.2 | 2775 | 0.0011 | 92 | 54 | 173 | 0.99 | Ambient | 50000 |  |  | 55000 | 0.1 | 21 | 21 | 0.21 | 0.26 | 0.26 | 0.25 | 0.2 | 0.1 | 0.29 | 0.35 | 0.35 | 0.28 | 0.2 | 0.1 | 0.25 | 0.32 | 0.31 | 0.24 | 0.3 | 0.1 | True |  | Non Federally-Regulated | 11/03/2017 |  | 01/16/2018
Contrast Lighting | Ardito | ICAT6R4-ARV1+A4RFR-TR**40MC-J | Light Emitting Diode | Inseparable Luminaire | Quick Connect | 0-10 VDC Controls | 66.2 | 2775 | 0.0011 | 92 | 54 | 173 | 0.99 | Ambient | 50000 |  |  | 55000 | 0.1 | 21 | 21 | 0.21 | 0.26 | 0.26 | 0.25 | 0.2 | 0.1 | 0.29 | 0.35 | 0.35 | 0.28 | 0.2 | 0.1 | 0.25 | 0.32 | 0.31 | 0.24 | 0.3 | 0.1 | True |  | Non Federally-Regulated | 11/03/2017 |  | 01/16/2018
Contrast Lighting | Ardito | ICAT6R4-ARV1+A4RFR-TR**40SC-J | Light Emitting Diode | Inseparable Luminaire | Quick Connect | 0-10 VDC Controls | 66.2 | 2775 | 0.0011 | 92 | 54 | 173 | 0.99 | Ambient | 50000 |  |  | 55000 | 0.1 | 21 | 21 | 0.21 | 0.26 | 0.26 | 0.25 | 0.2 | 0.1 | 0.29 | 0.35 | 0.35 | 0.28 | 0.2 | 0.1 | 0.25 | 0.32 | 0.31 | 0.24 | 0.3 | 0.1 | True |  | Non Federally-Regulated | 11/03/2017 |  | 01/16/2018
Contrast Lighting | Ardito | ICAT6R4-ARV1+A4RFR-TR**40WC-J | Light Emitting Diode | Inseparable Luminaire | Quick Connect | 0-10 VDC Controls | 66.2 | 2775 | 0.0011 | 92 | 54 | 173 | 0.99 | Ambient | 50000 |  |  | 55000 | 0.1 | 21 | 21 | 0.21 | 0.26 | 0.26 | 0.25 | 0.2 | 0.1 | 0.29 | 0.35 | 0.35 | 0.28 | 0.2 | 0.1 | 0.25 | 0.32 | 0.31 | 0.24 | 0.3 | 0.1 | True |  | Non Federally-Regulated | 11/03/2017 |  | 01/16/2018
Contrast Lighting | Ardito | ICAT6R4-ARV1+A4RSF-TR**27WC-J | Light Emitting Diode | Inseparable Luminaire | Quick Connect | 0-10 VDC Controls | 66.2 | 2775 | 0.0011 | 92 | 54 | 173 | 0.99 | Ambient | 50000 |  |  | 55000 | 0.1 | 21 | 21 | 0.21 | 0.26 | 0.26 | 0.25 | 0.2 | 0.1 | 0.29 | 0.35 | 0.35 | 0.28 | 0.2 | 0.1 | 0.25 | 0.32 | 0.31 | 0.24 | 0.3 | 0.1 | True |  | Non Federally-Regulated | 11/03/2017 |  | 01/16/2018
Contrast Lighting | Ardito | ICAT6R4-ARV1+A4RSF-TR**30WC-J | Light Emitting Diode | Inseparable Luminaire | Quick Connect | 0-10 VDC Controls | 66.2 | 2775 | 0.0011 | 92 | 54 | 173 | 0.99 | Ambient | 50000 |  |  | 55000 | 0.1 | 21 | 21 | 0.21 | 0.26 | 0.26 | 0.25 | 0.2 | 0.1 | 0.29 | 0.35 | 0.35 | 0.28 | 0.2 | 0.1 | 0.25 | 0.32 | 0.31 | 0.24 | 0.3 | 0.1 | True |  | Non Federally-Regulated | 11/03/2017 |  | 01/16/2018
Contrast Lighting | Ardito | ICAT6R4-ARV1+A4RSF-TR**35WC-J | Light Emitting Diode | Inseparable Luminaire | Quick Connect | 0-10 VDC Controls | 66.2 | 2775 | 0.0011 | 92 | 54 | 173 | 0.99 | Ambient | 50000 |  |  | 55000 | 0.1 | 21 | 21 | 0.21 | 0.26 | 0.26 | 0.25 | 0.2 | 0.1 | 0.29 | 0.35 | 0.35 | 0.28 | 0.2 | 0.1 | 0.25 | 0.32 | 0.31 | 0.24 | 0.3 | 0.1 | True |  | Non Federally-Regulated | 11/03/2017 |  | 01/16/2018
Contrast Lighting | Ardito | ICAT6R4-ARV1+A4RSF-TR**40WC-J | Light Emitting Diode | Inseparable Luminaire | Quick Connect | 0-10 VDC Controls | 66.2 | 2775 | 0.0011 | 92 | 54 | 173 | 0.99 | Ambient | 50000 |  |  | 55000 | 0.1 | 21 | 21 | 0.21 | 0.26 | 0.26 | 0.25 | 0.2 | 0.1 | 0.29 | 0.35 | 0.35 | 0.28 | 0.2 | 0.1 | 0.25 | 0.32 | 0.31 | 0.24 | 0.3 | 0.1 | True |  | Non Federally-Regulated | 11/03/2017 |  | 01/16/2018
Contrast Lighting | Ardito | ICAT6S3-ARV1+A3SAR-TR**27MC-J | Light Emitting Diode | Inseparable Luminaire | Quick Connect | 0-10 VDC Controls | 66.2 | 2775 | 0.0011 | 92 | 54 | 173 | 0.99 | Ambient | 50000 |  |  | 55000 | 0.1 | 21 | 21 | 0.21 | 0.26 | 0.26 | 0.25 | 0.2 | 0.1 | 0.29 | 0.35 | 0.35 | 0.28 | 0.2 | 0.1 | 0.25 | 0.32 | 0.31 | 0.24 | 0.3 | 0.1 | True |  | Non Federally-Regulated | 11/03/2017 |  | 01/16/2018
Contrast Lighting | Ardito | ICAT6S3-ARV1+A3SAR-TR**27SC-J | Light Emitting Diode | Inseparable Luminaire | Quick Connect | 0-10 VDC Controls | 66.2 | 2775 | 0.0011 | 92 | 54 | 173 | 0.99 | Ambient | 50000 |  |  | 55000 | 0.1 | 21 | 21 | 0.21 | 0.26 | 0.26 | 0.25 | 0.2 | 0.1 | 0.29 | 0.35 | 0.35 | 0.28 | 0.2 | 0.1 | 0.25 | 0.32 | 0.31 | 0.24 | 0.3 | 0.1 | True |  | Non Federally-Regulated | 11/03/2017 |  | 01/16/2018
Contrast Lighting | Ardito | ICAT6S3-ARV1+A3SAR-TR**27WC-J | Light Emitting Diode | Inseparable Luminaire | Quick Connect | 0-10 VDC Controls | 66.2 | 2775 | 0.0011 | 92 | 54 | 173 | 0.99 | Ambient | 50000 |  |  | 55000 | 0.1 | 21 | 21 | 0.21 | 0.26 | 0.26 | 0.25 | 0.2 | 0.1 | 0.29 | 0.35 | 0.35 | 0.28 | 0.2 | 0.1 | 0.25 | 0.32 | 0.31 | 0.24 | 0.3 | 0.1 | True |  | Non Federally-Regulated | 11/03/2017 |  | 01/16/2018
Contrast Lighting | Ardito | ICAT6S3-ARV1+A3SAR-TR**30MC-J | Light Emitting Diode | Inseparable Luminaire | Quick Connect | 0-10 VDC Controls | 66.2 | 2775 | 0.0011 | 92 | 54 | 173 | 0.99 | Ambient | 50000 |  |  | 55000 | 0.1 | 21 | 21 | 0.21 | 0.26 | 0.26 | 0.25 | 0.2 | 0.1 | 0.29 | 0.35 | 0.35 | 0.28 | 0.2 | 0.1 | 0.25 | 0.32 | 0.31 | 0.24 | 0.3 | 0.1 | True |  | Non Federally-Regulated | 11/03/2017 |  | 01/16/2018
Contrast Lighting | Ardito | ICAT6S3-ARV1+A3SAR-TR**30SC-J | Light Emitting Diode | Inseparable Luminaire | Quick Connect | 0-10 VDC Controls | 66.2 | 2775 | 0.0011 | 92 | 54 | 173 | 0.99 | Ambient | 50000 |  |  | 55000 | 0.1 | 21 | 21 | 0.21 | 0.26 | 0.26 | 0.25 | 0.2 | 0.1 | 0.29 | 0.35 | 0.35 | 0.28 | 0.2 | 0.1 | 0.25 | 0.32 | 0.31 | 0.24 | 0.3 | 0.1 | True |  | Non Federally-Regulated | 11/03/2017 |  | 01/16/2018
Contrast Lighting | Ardito | ICAT6S3-ARV1+A3SAR-TR**30WC-J | Light Emitting Diode | Inseparable Luminaire | Quick Connect | 0-10 VDC Controls | 66.2 | 2775 | 0.0011 | 92 | 54 | 173 | 0.99 | Ambient | 50000 |  |  | 55000 | 0.1 | 21 | 21 | 0.21 | 0.26 | 0.26 | 0.25 | 0.2 | 0.1 | 0.29 | 0.35 | 0.35 | 0.28 | 0.2 | 0.1 | 0.25 | 0.32 | 0.31 | 0.24 | 0.3 | 0.1 | True |  | Non Federally-Regulated | 11/03/2017 |  | 01/16/2018
Contrast Lighting | Ardito | ICAT6S3-ARV1+A3SAR-TR**35MC-J | Light Emitting Diode | Inseparable Luminaire | Quick Connect | 0-10 VDC Controls | 66.2 | 2775 | 0.0011 | 92 | 54 | 173 | 0.99 | Ambient | 50000 |  |  | 55000 | 0.1 | 21 | 21 | 0.21 | 0.26 | 0.26 | 0.25 | 0.2 | 0.1 | 0.29 | 0.35 | 0.35 | 0.28 | 0.2 | 0.1 | 0.25 | 0.32 | 0.31 | 0.24 | 0.3 | 0.1 | True |  | Non Federally-Regulated | 11/03/2017 |  | 01/16/2018
Contrast Lighting | Ardito | ICAT6S3-ARV1+A3SAR-TR**35SC-J | Light Emitting Diode | Inseparable Luminaire | Quick Connect | 0-10 VDC Controls | 66.2 | 2775 | 0.0011 | 92 | 54 | 173 | 0.99 | Ambient | 50000 |  |  | 55000 | 0.1 | 21 | 21 | 0.21 | 0.26 | 0.26 | 0.25 | 0.2 | 0.1 | 0.29 | 0.35 | 0.35 | 0.28 | 0.2 | 0.1 | 0.25 | 0.32 | 0.31 | 0.24 | 0.3 | 0.1 | True |  | Non Federally-Regulated | 11/03/2017 |  | 01/16/2018
Contrast Lighting | Ardito | ICAT6S3-ARV1+A3SAR-TR**35WC-J | Light Emitting Diode | Inseparable Luminaire | Quick Connect | 0-10 VDC Controls | 66.2 | 2775 | 0.0011 | 92 | 54 | 173 | 0.99 | Ambient | 50000 |  |  | 55000 | 0.1 | 21 | 21 | 0.21 | 0.26 | 0.26 | 0.25 | 0.2 | 0.1 | 0.29 | 0.35 | 0.35 | 0.28 | 0.2 | 0.1 | 0.25 | 0.32 | 0.31 | 0.24 | 0.3 | 0.1 | True |  | Non Federally-Regulated | 11/03/2017 |  | 01/16/2018
Contrast Lighting | Ardito | ICAT6S3-ARV1+A3SAR-TR**40MC-J | Light Emitting Diode | Inseparable Luminaire | Quick Connect | 0-10 VDC Controls | 66.2 | 2775 | 0.0011 | 92 | 54 | 173 | 0.99 | Ambient | 50000 |  |  | 55000 | 0.1 | 21 | 21 | 0.21 | 0.26 | 0.26 | 0.25 | 0.2 | 0.1 | 0.29 | 0.35 | 0.35 | 0.28 | 0.2 | 0.1 | 0.25 | 0.32 | 0.31 | 0.24 | 0.3 | 0.1 | True |  | Non Federally-Regulated | 11/03/2017 |  | 01/16/2018
Contrast Lighting | Ardito | ICAT6S3-ARV1+A3SAR-TR**40SC-J | Light Emitting Diode | Inseparable Luminaire | Quick Connect | 0-10 VDC Controls | 66.2 | 2775 | 0.0011 | 92 | 54 | 173 | 0.99 | Ambient | 50000 |  |  | 55000 | 0.1 | 21 | 21 | 0.21 | 0.26 | 0.26 | 0.25 | 0.2 | 0.1 | 0.29 | 0.35 | 0.35 | 0.28 | 0.2 | 0.1 | 0.25 | 0.32 | 0.31 | 0.24 | 0.3 | 0.1 | True |  | Non Federally-Regulated | 11/03/2017 |  | 01/16/2018
Contrast Lighting | Ardito | ICAT6S3-ARV1+A3SAR-TR**40WC-J | Light Emitting Diode | Inseparable Luminaire | Quick Connect | 0-10 VDC Controls | 66.2 | 2775 | 0.0011 | 92 | 54 | 173 | 0.99 | Ambient | 50000 |  |  | 55000 | 0.1 | 21 | 21 | 0.21 | 0.26 | 0.26 | 0.25 | 0.2 | 0.1 | 0.29 | 0.35 | 0.35 | 0.28 | 0.2 | 0.1 | 0.25 | 0.32 | 0.31 | 0.24 | 0.3 | 0.1 | True |  | Non Federally-Regulated | 11/03/2017 |  | 01/16/2018
Contrast Lighting | Ardito | ICAT6S3-ARV1+A3SFR-TR**27MC-J | Light Emitting Diode | Inseparable Luminaire | Quick Connect | 0-10 VDC Controls | 66.2 | 2775 | 0.0011 | 92 | 54 | 173 | 0.99 | Ambient | 50000 |  |  | 55000 | 0.1 | 21 | 21 | 0.21 | 0.26 | 0.26 | 0.25 | 0.2 | 0.1 | 0.29 | 0.35 | 0.35 | 0.28 | 0.2 | 0.1 | 0.25 | 0.32 | 0.31 | 0.24 | 0.3 | 0.1 | True |  | Non Federally-Regulated | 11/03/2017 |  | 01/16/2018
Contrast Lighting | Ardito | ICAT6S3-ARV1+A3SFR-TR**27SC-J | Light Emitting Diode | Inseparable Luminaire | Quick Connect | 0-10 VDC Controls | 66.2 | 2775 | 0.0011 | 92 | 54 | 173 | 0.99 | Ambient | 50000 |  |  | 55000 | 0.1 | 21 | 21 | 0.21 | 0.26 | 0.26 | 0.25 | 0.2 | 0.1 | 0.29 | 0.35 | 0.35 | 0.28 | 0.2 | 0.1 | 0.25 | 0.32 | 0.31 | 0.24 | 0.3 | 0.1 | True |  | Non Federally-Regulated | 11/03/2017 |  | 01/16/2018
Contrast Lighting | Ardito | ICAT6S3-ARV1+A3SFR-TR**27WC-J | Light Emitting Diode | Inseparable Luminaire | Quick Connect | 0-10 VDC Controls | 66.2 | 2775 | 0.0011 | 92 | 54 | 173 | 0.99 | Ambient | 50000 |  |  | 55000 | 0.1 | 21 | 21 | 0.21 | 0.26 | 0.26 | 0.25 | 0.2 | 0.1 | 0.29 | 0.35 | 0.35 | 0.28 | 0.2 | 0.1 | 0.25 | 0.32 | 0.31 | 0.24 | 0.3 | 0.1 | True |  | Non Federally-Regulated | 11/03/2017 |  | 01/16/2018
Contrast Lighting | Ardito | ICAT6S3-ARV1+A3SFR-TR**30MC-J | Light Emitting Diode | Inseparable Luminaire | Quick Connect | 0-10 VDC Controls | 66.2 | 2775 | 0.0011 | 92 | 54 | 173 | 0.99 | Ambient | 50000 |  |  | 55000 | 0.1 | 21 | 21 | 0.21 | 0.26 | 0.26 | 0.25 | 0.2 | 0.1 | 0.29 | 0.35 | 0.35 | 0.28 | 0.2 | 0.1 | 0.25 | 0.32 | 0.31 | 0.24 | 0.3 | 0.1 | True |  | Non Federally-Regulated | 11/03/2017 |  | 01/16/2018
Contrast Lighting | Ardito | ICAT6S3-ARV1+A3SFR-TR**30SC-J | Light Emitting Diode | Inseparable Luminaire | Quick Connect | 0-10 VDC Controls | 66.2 | 2775 | 0.0011 | 92 | 54 | 173 | 0.99 | Ambient | 50000 |  |  | 55000 | 0.1 | 21 | 21 | 0.21 | 0.26 | 0.26 | 0.25 | 0.2 | 0.1 | 0.29 | 0.35 | 0.35 | 0.28 | 0.2 | 0.1 | 0.25 | 0.32 | 0.31 | 0.24 | 0.3 | 0.1 | True |  | Non Federally-Regulated | 11/03/2017 |  | 01/16/2018
Contrast Lighting | Ardito | ICAT6S3-ARV1+A3SFR-TR**30WC-J | Light Emitting Diode | Inseparable Luminaire | Quick Connect | 0-10 VDC Controls | 66.2 | 2775 | 0.0011 | 92 | 54 | 173 | 0.99 | Ambient | 50000 |  |  | 55000 | 0.1 | 21 | 21 | 0.21 | 0.26 | 0.26 | 0.25 | 0.2 | 0.1 | 0.29 | 0.35 | 0.35 | 0.28 | 0.2 | 0.1 | 0.25 | 0.32 | 0.31 | 0.24 | 0.3 | 0.1 | True |  | Non Federally-Regulated | 11/03/2017 |  | 01/16/2018
Contrast Lighting | Ardito | ICAT6S3-ARV1+A3SFR-TR**35MC-J | Light Emitting Diode | Inseparable Luminaire | Quick Connect | 0-10 VDC Controls | 66.2 | 2775 | 0.0011 | 92 | 54 | 173 | 0.99 | Ambient | 50000 |  |  | 55000 | 0.1 | 21 | 21 | 0.21 | 0.26 | 0.26 | 0.25 | 0.2 | 0.1 | 0.29 | 0.35 | 0.35 | 0.28 | 0.2 | 0.1 | 0.25 | 0.32 | 0.31 | 0.24 | 0.3 | 0.1 | True |  | Non Federally-Regulated | 11/03/2017 |  | 01/16/2018
Contrast Lighting | Ardito | ICAT6S3-ARV1+A3SFR-TR**35SC-J | Light Emitting Diode | Inseparable Luminaire | Quick Connect | 0-10 VDC Controls | 66.2 | 2775 | 0.0011 | 92 | 54 | 173 | 0.99 | Ambient | 50000 |  |  | 55000 | 0.1 | 21 | 21 | 0.21 | 0.26 | 0.26 | 0.25 | 0.2 | 0.1 | 0.29 | 0.35 | 0.35 | 0.28 | 0.2 | 0.1 | 0.25 | 0.32 | 0.31 | 0.24 | 0.3 | 0.1 | True |  | Non Federally-Regulated | 11/03/2017 |  | 01/16/2018
Contrast Lighting | Ardito | ICAT6S3-ARV1+A3SFR-TR**35WC-J | Light Emitting Diode | Inseparable Luminaire | Quick Connect | 0-10 VDC Controls | 66.2 | 2775 | 0.0011 | 92 | 54 | 173 | 0.99 | Ambient | 50000 |  |  | 55000 | 0.1 | 21 | 21 | 0.21 | 0.26 | 0.26 | 0.25 | 0.2 | 0.1 | 0.29 | 0.35 | 0.35 | 0.28 | 0.2 | 0.1 | 0.25 | 0.32 | 0.31 | 0.24 | 0.3 | 0.1 | True |  | Non Federally-Regulated | 11/03/2017 |  | 01/16/2018
Contrast Lighting | Ardito | ICAT6S3-ARV1+A3SFR-TR**40MC-J | Light Emitting Diode | Inseparable Luminaire | Quick Connect | 0-10 VDC Controls | 66.2 | 2775 | 0.0011 | 92 | 54 | 173 | 0.99 | Ambient | 50000 |  |  | 55000 | 0.1 | 21 | 21 | 0.21 | 0.26 | 0.26 | 0.25 | 0.2 | 0.1 | 0.29 | 0.35 | 0.35 | 0.28 | 0.2 | 0.1 | 0.25 | 0.32 | 0.31 | 0.24 | 0.3 | 0.1 | True |  | Non Federally-Regulated | 11/03/2017 |  | 01/16/2018
Contrast Lighting | Ardito | ICAT6S3-ARV1+A3SFR-TR**40SC-J | Light Emitting Diode | Inseparable Luminaire | Quick Connect | 0-10 VDC Controls | 66.2 | 2775 | 0.0011 | 92 | 54 | 173 | 0.99 | Ambient | 50000 |  |  | 55000 | 0.1 | 21 | 21 | 0.21 | 0.26 | 0.26 | 0.25 | 0.2 | 0.1 | 0.29 | 0.35 | 0.35 | 0.28 | 0.2 | 0.1 | 0.25 | 0.32 | 0.31 | 0.24 | 0.3 | 0.1 | True |  | Non Federally-Regulated | 11/03/2017 |  | 01/16/2018
Contrast Lighting | Ardito | ICAT6S3-ARV1+A3SFR-TR**40WC-J | Light Emitting Diode | Inseparable Luminaire | Quick Connect | 0-10 VDC Controls | 66.2 | 2775 | 0.0011 | 92 | 54 | 173 | 0.99 | Ambient | 50000 |  |  | 55000 | 0.1 | 21 | 21 | 0.21 | 0.26 | 0.26 | 0.25 | 0.2 | 0.1 | 0.29 | 0.35 | 0.35 | 0.28 | 0.2 | 0.1 | 0.25 | 0.32 | 0.31 | 0.24 | 0.3 | 0.1 | True |  | Non Federally-Regulated | 11/03/2017 |  | 01/16/2018
Contrast Lighting | Ardito | ICAT6S3-ARV1+A3SSF-TR**27WC-J | Light Emitting Diode | Inseparable Luminaire | Quick Connect | 0-10 VDC Controls | 66.2 | 2775 | 0.0011 | 92 | 54 | 173 | 0.99 | Ambient | 50000 |  |  | 55000 | 0.1 | 21 | 21 | 0.21 | 0.26 | 0.26 | 0.25 | 0.2 | 0.1 | 0.29 | 0.35 | 0.35 | 0.28 | 0.2 | 0.1 | 0.25 | 0.32 | 0.31 | 0.24 | 0.3 | 0.1 | True |  | Non Federally-Regulated | 11/03/2017 |  | 01/16/2018
Contrast Lighting | Ardito | ICAT6S3-ARV1+A3SSF-TR**30WC-J | Light Emitting Diode | Inseparable Luminaire | Quick Connect | 0-10 VDC Controls | 66.2 | 2775 | 0.0011 | 92 | 54 | 173 | 0.99 | Ambient | 50000 |  |  | 55000 | 0.1 | 21 | 21 | 0.21 | 0.26 | 0.26 | 0.25 | 0.2 | 0.1 | 0.29 | 0.35 | 0.35 | 0.28 | 0.2 | 0.1 | 0.25 | 0.32 | 0.31 | 0.24 | 0.3 | 0.1 | True |  | Non Federally-Regulated | 11/03/2017 |  | 01/16/2018
Contrast Lighting | Ardito | ICAT6S3-ARV1+A3SSF-TR**35WC-J | Light Emitting Diode | Inseparable Luminaire | Quick Connect | 0-10 VDC Controls | 66.2 | 2775 | 0.0011 | 92 | 54 | 173 | 0.99 | Ambient | 50000 |  |  | 55000 | 0.1 | 21 | 21 | 0.21 | 0.26 | 0.26 | 0.25 | 0.2 | 0.1 | 0.29 | 0.35 | 0.35 | 0.28 | 0.2 | 0.1 | 0.25 | 0.32 | 0.31 | 0.24 | 0.3 | 0.1 | True |  | Non Federally-Regulated | 11/03/2017 |  | 01/16/2018
Contrast Lighting | Ardito | ICAT6S3-ARV1+A3SSF-TR**40WC-J | Light Emitting Diode | Inseparable Luminaire | Quick Connect | 0-10 VDC Controls | 66.2 | 2775 | 0.0011 | 92 | 54 | 173 | 0.99 | Ambient | 50000 |  |  | 55000 | 0.1 | 21 | 21 | 0.21 | 0.26 | 0.26 | 0.25 | 0.2 | 0.1 | 0.29 | 0.35 | 0.35 | 0.28 | 0.2 | 0.1 | 0.25 | 0.32 | 0.31 | 0.24 | 0.3 | 0.1 | True |  | Non Federally-Regulated | 11/03/2017 |  | 01/16/2018
Contrast Lighting | Ardito | ICAT6S4-ARV1+A4SAR-TR**27MC-J | Light Emitting Diode | Inseparable Luminaire | Quick Connect | 0-10 VDC Controls | 66.2 | 2775 | 0.0011 | 92 | 54 | 173 | 0.99 | Ambient | 50000 |  |  | 55000 | 0.1 | 21 | 21 | 0.21 | 0.26 | 0.26 | 0.25 | 0.2 | 0.1 | 0.29 | 0.35 | 0.35 | 0.28 | 0.2 | 0.1 | 0.25 | 0.32 | 0.31 | 0.24 | 0.3 | 0.1 | True |  | Non Federally-Regulated | 11/03/2017 |  | 01/16/2018
Contrast Lighting | Ardito | ICAT6S4-ARV1+A4SAR-TR**27SC-J | Light Emitting Diode | Inseparable Luminaire | Quick Connect | 0-10 VDC Controls | 66.2 | 2775 | 0.0011 | 92 | 54 | 173 | 0.99 | Ambient | 50000 |  |  | 55000 | 0.1 | 21 | 21 | 0.21 | 0.26 | 0.26 | 0.25 | 0.2 | 0.1 | 0.29 | 0.35 | 0.35 | 0.28 | 0.2 | 0.1 | 0.25 | 0.32 | 0.31 | 0.24 | 0.3 | 0.1 | True |  | Non Federally-Regulated | 11/03/2017 |  | 01/16/2018
Contrast Lighting | Ardito | ICAT6S4-ARV1+A4SAR-TR**27WC-J | Light Emitting Diode | Inseparable Luminaire | Quick Connect | 0-10 VDC Controls | 66.2 | 2775 | 0.0011 | 92 | 54 | 173 | 0.99 | Ambient | 50000 |  |  | 55000 | 0.1 | 21 | 21 | 0.21 | 0.26 | 0.26 | 0.25 | 0.2 | 0.1 | 0.29 | 0.35 | 0.35 | 0.28 | 0.2 | 0.1 | 0.25 | 0.32 | 0.31 | 0.24 | 0.3 | 0.1 | True |  | Non Federally-Regulated | 11/03/2017 |  | 01/16/2018
Contrast Lighting | Ardito | ICAT6S4-ARV1+A4SAR-TR**30MC-J | Light Emitting Diode | Inseparable Luminaire | Quick Connect | 0-10 VDC Controls | 66.2 | 2775 | 0.0011 | 92 | 54 | 173 | 0.99 | Ambient | 50000 |  |  | 55000 | 0.1 | 21 | 21 | 0.21 | 0.26 | 0.26 | 0.25 | 0.2 | 0.1 | 0.29 | 0.35 | 0.35 | 0.28 | 0.2 | 0.1 | 0.25 | 0.32 | 0.31 | 0.24 | 0.3 | 0.1 | True |  | Non Federally-Regulated | 11/03/2017 |  | 01/16/2018
Contrast Lighting | Ardito | ICAT6S4-ARV1+A4SAR-TR**30SC-J | Light Emitting Diode | Inseparable Luminaire | Quick Connect | 0-10 VDC Controls | 66.2 | 2775 | 0.0011 | 92 | 54 | 173 | 0.99 | Ambient | 50000 |  |  | 55000 | 0.1 | 21 | 21 | 0.21 | 0.26 | 0.26 | 0.25 | 0.2 | 0.1 | 0.29 | 0.35 | 0.35 | 0.28 | 0.2 | 0.1 | 0.25 | 0.32 | 0.31 | 0.24 | 0.3 | 0.1 | True |  | Non Federally-Regulated | 11/03/2017 |  | 01/16/2018
Contrast Lighting | Ardito | ICAT6S4-ARV1+A4SAR-TR**30WC-J | Light Emitting Diode | Inseparable Luminaire | Quick Connect | 0-10 VDC Controls | 66.2 | 2775 | 0.0011 | 92 | 54 | 173 | 0.99 | Ambient | 50000 |  |  | 55000 | 0.1 | 21 | 21 | 0.21 | 0.26 | 0.26 | 0.25 | 0.2 | 0.1 | 0.29 | 0.35 | 0.35 | 0.28 | 0.2 | 0.1 | 0.25 | 0.32 | 0.31 | 0.24 | 0.3 | 0.1 | True |  | Non Federally-Regulated | 11/03/2017 |  | 01/16/2018
Contrast Lighting | Ardito | ICAT6S4-ARV1+A4SAR-TR**35MC-J | Light Emitting Diode | Inseparable Luminaire | Quick Connect | 0-10 VDC Controls | 66.2 | 2775 | 0.0011 | 92 | 54 | 173 | 0.99 | Ambient | 50000 |  |  | 55000 | 0.1 | 21 | 21 | 0.21 | 0.26 | 0.26 | 0.25 | 0.2 | 0.1 | 0.29 | 0.35 | 0.35 | 0.28 | 0.2 | 0.1 | 0.25 | 0.32 | 0.31 | 0.24 | 0.3 | 0.1 | True |  | Non Federally-Regulated | 11/03/2017 |  | 01/16/2018
Contrast Lighting | Ardito | ICAT6S4-ARV1+A4SAR-TR**35SC-J | Light Emitting Diode | Inseparable Luminaire | Quick Connect | 0-10 VDC Controls | 66.2 | 2775 | 0.0011 | 92 | 54 | 173 | 0.99 | Ambient | 50000 |  |  | 55000 | 0.1 | 21 | 21 | 0.21 | 0.26 | 0.26 | 0.25 | 0.2 | 0.1 | 0.29 | 0.35 | 0.35 | 0.28 | 0.2 | 0.1 | 0.25 | 0.32 | 0.31 | 0.24 | 0.3 | 0.1 | True |  | Non Federally-Regulated | 11/03/2017 |  | 01/16/2018
Contrast Lighting | Ardito | ICAT6S4-ARV1+A4SAR-TR**35WC-J | Light Emitting Diode | Inseparable Luminaire | Quick Connect | 0-10 VDC Controls | 66.2 | 2775 | 0.0011 | 92 | 54 | 173 | 0.99 | Ambient | 50000 |  |  | 55000 | 0.1 | 21 | 21 | 0.21 | 0.26 | 0.26 | 0.25 | 0.2 | 0.1 | 0.29 | 0.35 | 0.35 | 0.28 | 0.2 | 0.1 | 0.25 | 0.32 | 0.31 | 0.24 | 0.3 | 0.1 | True |  | Non Federally-Regulated | 11/03/2017 |  | 01/16/2018
Contrast Lighting | Ardito | ICAT6S4-ARV1+A4SAR-TR**40MC-J | Light Emitting Diode | Inseparable Luminaire | Quick Connect | 0-10 VDC Controls | 66.2 | 2775 | 0.0011 | 92 | 54 | 173 | 0.99 | Ambient | 50000 |  |  | 55000 | 0.1 | 21 | 21 | 0.21 | 0.26 | 0.26 | 0.25 | 0.2 | 0.1 | 0.29 | 0.35 | 0.35 | 0.28 | 0.2 | 0.1 | 0.25 | 0.32 | 0.31 | 0.24 | 0.3 | 0.1 | True |  | Non Federally-Regulated | 11/03/2017 |  | 01/16/2018
Contrast Lighting | Ardito | ICAT6S4-ARV1+A4SAR-TR**40SC-J | Light Emitting Diode | Inseparable Luminaire | Quick Connect | 0-10 VDC Controls | 66.2 | 2775 | 0.0011 | 92 | 54 | 173 | 0.99 | Ambient | 50000 |  |  | 55000 | 0.1 | 21 | 21 | 0.21 | 0.26 | 0.26 | 0.25 | 0.2 | 0.1 | 0.29 | 0.35 | 0.35 | 0.28 | 0.2 | 0.1 | 0.25 | 0.32 | 0.31 | 0.24 | 0.3 | 0.1 | True |  | Non Federally-Regulated | 11/03/2017 |  | 01/16/2018
Contrast Lighting | Ardito | ICAT6S4-ARV1+A4SAR-TR**40WC-J | Light Emitting Diode | Inseparable Luminaire | Quick Connect | 0-10 VDC Controls | 66.2 | 2775 | 0.0011 | 92 | 54 | 173 | 0.99 | Ambient | 50000 |  |  | 55000 | 0.1 | 21 | 21 | 0.21 | 0.26 | 0.26 | 0.25 | 0.2 | 0.1 | 0.29 | 0.35 | 0.35 | 0.28 | 0.2 | 0.1 | 0.25 | 0.32 | 0.31 | 0.24 | 0.3 | 0.1 | True |  | Non Federally-Regulated | 11/03/2017 |  | 01/16/2018
Contrast Lighting | Ardito | ICAT6S4-ARV1+A4SFR-TR**27MC-J | Light Emitting Diode | Inseparable Luminaire | Quick Connect | 0-10 VDC Controls | 66.2 | 2775 | 0.0011 | 92 | 54 | 173 | 0.99 | Ambient | 50000 |  |  | 55000 | 0.1 | 21 | 21 | 0.21 | 0.26 | 0.26 | 0.25 | 0.2 | 0.1 | 0.29 | 0.35 | 0.35 | 0.28 | 0.2 | 0.1 | 0.25 | 0.32 | 0.31 | 0.24 | 0.3 | 0.1 | True |  | Non Federally-Regulated | 11/03/2017 |  | 01/16/2018
Contrast Lighting | Ardito | ICAT6S4-ARV1+A4SFR-TR**27SC-J | Light Emitting Diode | Inseparable Luminaire | Quick Connect | 0-10 VDC Controls | 66.2 | 2775 | 0.0011 | 92 | 54 | 173 | 0.99 | Ambient | 50000 |  |  | 55000 | 0.1 | 21 | 21 | 0.21 | 0.26 | 0.26 | 0.25 | 0.2 | 0.1 | 0.29 | 0.35 | 0.35 | 0.28 | 0.2 | 0.1 | 0.25 | 0.32 | 0.31 | 0.24 | 0.3 | 0.1 | True |  | Non Federally-Regulated | 11/03/2017 |  | 01/16/2018
Contrast Lighting | Ardito | ICAT6S4-ARV1+A4SFR-TR**27WC-J | Light Emitting Diode | Inseparable Luminaire | Quick Connect | 0-10 VDC Controls | 66.2 | 2775 | 0.0011 | 92 | 54 | 173 | 0.99 | Ambient | 50000 |  |  | 55000 | 0.1 | 21 | 21 | 0.21 | 0.26 | 0.26 | 0.25 | 0.2 | 0.1 | 0.29 | 0.35 | 0.35 | 0.28 | 0.2 | 0.1 | 0.25 | 0.32 | 0.31 | 0.24 | 0.3 | 0.1 | True |  | Non Federally-Regulated | 11/03/2017 |  | 01/16/2018
Contrast Lighting | Ardito | ICAT6S4-ARV1+A4SFR-TR**30MC-J | Light Emitting Diode | Inseparable Luminaire | Quick Connect | 0-10 VDC Controls | 66.2 | 2775 | 0.0011 | 92 | 54 | 173 | 0.99 | Ambient | 50000 |  |  | 55000 | 0.1 | 21 | 21 | 0.21 | 0.26 | 0.26 | 0.25 | 0.2 | 0.1 | 0.29 | 0.35 | 0.35 | 0.28 | 0.2 | 0.1 | 0.25 | 0.32 | 0.31 | 0.24 | 0.3 | 0.1 | True |  | Non Federally-Regulated | 11/03/2017 |  | 01/16/2018
Contrast Lighting | Ardito | ICAT6S4-ARV1+A4SFR-TR**30SC-J | Light Emitting Diode | Inseparable Luminaire | Quick Connect | 0-10 VDC Controls | 66.2 | 2775 | 0.0011 | 92 | 54 | 173 | 0.99 | Ambient | 50000 |  |  | 55000 | 0.1 | 21 | 21 | 0.21 | 0.26 | 0.26 | 0.25 | 0.2 | 0.1 | 0.29 | 0.35 | 0.35 | 0.28 | 0.2 | 0.1 | 0.25 | 0.32 | 0.31 | 0.24 | 0.3 | 0.1 | True |  | Non Federally-Regulated | 11/03/2017 |  | 01/16/2018
Contrast Lighting | Ardito | ICAT6S4-ARV1+A4SFR-TR**30WC-J | Light Emitting Diode | Inseparable Luminaire | Quick Connect | 0-10 VDC Controls | 66.2 | 2775 | 0.0011 | 92 | 54 | 173 | 0.99 | Ambient | 50000 |  |  | 55000 | 0.1 | 21 | 21 | 0.21 | 0.26 | 0.26 | 0.25 | 0.2 | 0.1 | 0.29 | 0.35 | 0.35 | 0.28 | 0.2 | 0.1 | 0.25 | 0.32 | 0.31 | 0.24 | 0.3 | 0.1 | True |  | Non Federally-Regulated | 11/03/2017 |  | 01/16/2018
Contrast Lighting | Ardito | ICAT6S4-ARV1+A4SFR-TR**35MC-J | Light Emitting Diode | Inseparable Luminaire | Quick Connect | 0-10 VDC Controls | 66.2 | 2775 | 0.0011 | 92 | 54 | 173 | 0.99 | Ambient | 50000 |  |  | 55000 | 0.1 | 21 | 21 | 0.21 | 0.26 | 0.26 | 0.25 | 0.2 | 0.1 | 0.29 | 0.35 | 0.35 | 0.28 | 0.2 | 0.1 | 0.25 | 0.32 | 0.31 | 0.24 | 0.3 | 0.1 | True |  | Non Federally-Regulated | 11/03/2017 |  | 01/16/2018
Contrast Lighting | Ardito | ICAT6S4-ARV1+A4SFR-TR**35SC-J | Light Emitting Diode | Inseparable Luminaire | Quick Connect | 0-10 VDC Controls | 66.2 | 2775 | 0.0011 | 92 | 54 | 173 | 0.99 | Ambient | 50000 |  |  | 55000 | 0.1 | 21 | 21 | 0.21 | 0.26 | 0.26 | 0.25 | 0.2 | 0.1 | 0.29 | 0.35 | 0.35 | 0.28 | 0.2 | 0.1 | 0.25 | 0.32 | 0.31 | 0.24 | 0.3 | 0.1 | True |  | Non Federally-Regulated | 11/03/2017 |  | 01/16/2018
Contrast Lighting | Ardito | ICAT6S4-ARV1+A4SFR-TR**35WC-J | Light Emitting Diode | Inseparable Luminaire | Quick Connect | 0-10 VDC Controls | 66.2 | 2775 | 0.0011 | 92 | 54 | 173 | 0.99 | Ambient | 50000 |  |  | 55000 | 0.1 | 21 | 21 | 0.21 | 0.26 | 0.26 | 0.25 | 0.2 | 0.1 | 0.29 | 0.35 | 0.35 | 0.28 | 0.2 | 0.1 | 0.25 | 0.32 | 0.31 | 0.24 | 0.3 | 0.1 | True |  | Non Federally-Regulated | 11/03/2017 |  | 01/16/2018
Contrast Lighting | Ardito | ICAT6S4-ARV1+A4SFR-TR**40MC-J | Light Emitting Diode | Inseparable Luminaire | Quick Connect | 0-10 VDC Controls | 66.2 | 2775 | 0.0011 | 92 | 54 | 173 | 0.99 | Ambient | 50000 |  |  | 55000 | 0.1 | 21 | 21 | 0.21 | 0.26 | 0.26 | 0.25 | 0.2 | 0.1 | 0.29 | 0.35 | 0.35 | 0.28 | 0.2 | 0.1 | 0.25 | 0.32 | 0.31 | 0.24 | 0.3 | 0.1 | True |  | Non Federally-Regulated | 11/03/2017 |  | 01/16/2018
Contrast Lighting | Ardito | ICAT6S4-ARV1+A4SFR-TR**40SC-J | Light Emitting Diode | Inseparable Luminaire | Quick Connect | 0-10 VDC Controls | 66.2 | 2775 | 0.0011 | 92 | 54 | 173 | 0.99 | Ambient | 50000 |  |  | 55000 | 0.1 | 21 | 21 | 0.21 | 0.26 | 0.26 | 0.25 | 0.2 | 0.1 | 0.29 | 0.35 | 0.35 | 0.28 | 0.2 | 0.1 | 0.25 | 0.32 | 0.31 | 0.24 | 0.3 | 0.1 | True |  | Non Federally-Regulated | 11/03/2017 |  | 01/16/2018
Contrast Lighting | Ardito | ICAT6S4-ARV1+A4SFR-TR**40WC-J | Light Emitting Diode | Inseparable Luminaire | Quick Connect | 0-10 VDC Controls | 66.2 | 2775 | 0.0011 | 92 | 54 | 173 | 0.99 | Ambient | 50000 |  |  | 55000 | 0.1 | 21 | 21 | 0.21 | 0.26 | 0.26 | 0.25 | 0.2 | 0.1 | 0.29 | 0.35 | 0.35 | 0.28 | 0.2 | 0.1 | 0.25 | 0.32 | 0.31 | 0.24 | 0.3 | 0.1 | True |  | Non Federally-Regulated | 11/03/2017 |  | 01/16/2018
Contrast Lighting | Ardito | ICAT6R3-ARV1+A3RAF-****27MC-J | Light Emitting Diode | Inseparable Luminaire | Quick Connect | 0-10 VDC Controls | 66.2 | 2775 | 0.0011 | 92 | 54 | 173 | 0.99 | Ambient | 50000 |  |  | 55000 | 0.1 | 21 | 21 | 0.21 | 0.26 | 0.26 | 0.25 | 0.2 | 0.1 | 0.29 | 0.35 | 0.35 | 0.28 | 0.2 | 0.1 | 0.25 | 0.32 | 0.31 | 0.24 | 0.3 | 0.1 | True |  | Non Federally-Regulated | 11/08/2017 |  | 01/16/2018
Contrast Lighting | Ardito | ICAT6R3-ARV1+A3RAF-****27SC-J | Light Emitting Diode | Inseparable Luminaire | Quick Connect | 0-10 VDC Controls | 66.2 | 2775 | 0.0011 | 92 | 54 | 173 | 0.99 | Ambient | 50000 |  |  | 55000 | 0.1 | 21 | 21 | 0.21 | 0.26 | 0.26 | 0.25 | 0.2 | 0.1 | 0.29 | 0.35 | 0.35 | 0.28 | 0.2 | 0.1 | 0.25 | 0.32 | 0.31 | 0.24 | 0.3 | 0.1 | True |  | Non Federally-Regulated | 11/08/2017 |  | 01/16/2018
Contrast Lighting | Ardito | ICAT6R3-ARV1+A3RAF-****27WC-J | Light Emitting Diode | Inseparable Luminaire | Quick Connect | 0-10 VDC Controls | 66.2 | 2775 | 0.0011 | 92 | 54 | 173 | 0.99 | Ambient | 50000 |  |  | 55000 | 0.1 | 21 | 21 | 0.21 | 0.26 | 0.26 | 0.25 | 0.2 | 0.1 | 0.29 | 0.35 | 0.35 | 0.28 | 0.2 | 0.1 | 0.25 | 0.32 | 0.31 | 0.24 | 0.3 | 0.1 | True |  | Non Federally-Regulated | 11/08/2017 |  | 01/16/2018
Contrast Lighting | Ardito | ICAT6R3-ARV1+A3RAF-****30MC-J | Light Emitting Diode | Inseparable Luminaire | Quick Connect | 0-10 VDC Controls | 66.2 | 2775 | 0.0011 | 92 | 54 | 173 | 0.99 | Ambient | 50000 |  |  | 55000 | 0.1 | 21 | 21 | 0.21 | 0.26 | 0.26 | 0.25 | 0.2 | 0.1 | 0.29 | 0.35 | 0.35 | 0.28 | 0.2 | 0.1 | 0.25 | 0.32 | 0.31 | 0.24 | 0.3 | 0.1 | True |  | Non Federally-Regulated | 11/08/2017 |  | 01/16/2018
Contrast Lighting | Ardito | ICAT6R3-ARV1+A3RAF-****30SC-J | Light Emitting Diode | Inseparable Luminaire | Quick Connect | 0-10 VDC Controls | 66.2 | 2775 | 0.0011 | 92 | 54 | 173 | 0.99 | Ambient | 50000 |  |  | 55000 | 0.1 | 21 | 21 | 0.21 | 0.26 | 0.26 | 0.25 | 0.2 | 0.1 | 0.29 | 0.35 | 0.35 | 0.28 | 0.2 | 0.1 | 0.25 | 0.32 | 0.31 | 0.24 | 0.3 | 0.1 | True |  | Non Federally-Regulated | 11/08/2017 |  | 01/16/2018
Contrast Lighting | Ardito | ICAT6R3-ARV1+A3RAF-****30WC-J | Light Emitting Diode | Inseparable Luminaire | Quick Connect | 0-10 VDC Controls | 66.2 | 2775 | 0.0011 | 92 | 54 | 173 | 0.99 | Ambient | 50000 |  |  | 55000 | 0.1 | 21 | 21 | 0.21 | 0.26 | 0.26 | 0.25 | 0.2 | 0.1 | 0.29 | 0.35 | 0.35 | 0.28 | 0.2 | 0.1 | 0.25 | 0.32 | 0.31 | 0.24 | 0.3 | 0.1 | True |  | Non Federally-Regulated | 11/08/2017 |  | 01/16/2018
Contrast Lighting | Ardito | ICAT6R3-ARV1+A3RAF-****35MC-J | Light Emitting Diode | Inseparable Luminaire | Quick Connect | 0-10 VDC Controls | 66.2 | 2775 | 0.0011 | 92 | 54 | 173 | 0.99 | Ambient | 50000 |  |  | 55000 | 0.1 | 21 | 21 | 0.21 | 0.26 | 0.26 | 0.25 | 0.2 | 0.1 | 0.29 | 0.35 | 0.35 | 0.28 | 0.2 | 0.1 | 0.25 | 0.32 | 0.31 | 0.24 | 0.3 | 0.1 | True |  | Non Federally-Regulated | 11/08/2017 |  | 01/16/2018
Contrast Lighting | Ardito | ICAT6R3-ARV1+A3RAF-****35SC-J | Light Emitting Diode | Inseparable Luminaire | Quick Connect | 0-10 VDC Controls | 66.2 | 2775 | 0.0011 | 92 | 54 | 173 | 0.99 | Ambient | 50000 |  |  | 55000 | 0.1 | 21 | 21 | 0.21 | 0.26 | 0.26 | 0.25 | 0.2 | 0.1 | 0.29 | 0.35 | 0.35 | 0.28 | 0.2 | 0.1 | 0.25 | 0.32 | 0.31 | 0.24 | 0.3 | 0.1 | True |  | Non Federally-Regulated | 11/08/2017 |  | 01/16/2018
Contrast Lighting | Ardito | ICAT6R3-ARV1+A3RAF-****35WC-J | Light Emitting Diode | Inseparable Luminaire | Quick Connect | 0-10 VDC Controls | 66.2 | 2775 | 0.0011 | 92 | 54 | 173 | 0.99 | Ambient | 50000 |  |  | 55000 | 0.1 | 21 | 21 | 0.21 | 0.26 | 0.26 | 0.25 | 0.2 | 0.1 | 0.29 | 0.35 | 0.35 | 0.28 | 0.2 | 0.1 | 0.25 | 0.32 | 0.31 | 0.24 | 0.3 | 0.1 | True |  | Non Federally-Regulated | 11/08/2017 |  | 01/16/2018
Contrast Lighting | Ardito | ICAT6R3-ARV1+A3RAF-****40MC-J | Light Emitting Diode | Inseparable Luminaire | Quick Connect | 0-10 VDC Controls | 66.2 | 2775 | 0.0011 | 92 | 54 | 173 | 0.99 | Ambient | 50000 |  |  | 55000 | 0.1 | 21 | 21 | 0.21 | 0.26 | 0.26 | 0.25 | 0.2 | 0.1 | 0.29 | 0.35 | 0.35 | 0.28 | 0.2 | 0.1 | 0.25 | 0.32 | 0.31 | 0.24 | 0.3 | 0.1 | True |  | Non Federally-Regulated | 11/08/2017 |  | 01/16/2018
Contrast Lighting | Ardito | ICAT6R3-ARV1+A3RAF-****40SC-J | Light Emitting Diode | Inseparable Luminaire | Quick Connect | 0-10 VDC Controls | 66.2 | 2775 | 0.0011 | 92 | 54 | 173 | 0.99 | Ambient | 50000 |  |  | 55000 | 0.1 | 21 | 21 | 0.21 | 0.26 | 0.26 | 0.25 | 0.2 | 0.1 | 0.29 | 0.35 | 0.35 | 0.28 | 0.2 | 0.1 | 0.25 | 0.32 | 0.31 | 0.24 | 0.3 | 0.1 | True |  | Non Federally-Regulated | 11/08/2017 |  | 01/16/2018
Contrast Lighting | Ardito | ICAT6R3-ARV1+A3RAF-****40WC-J | Light Emitting Diode | Inseparable Luminaire | Quick Connect | 0-10 VDC Controls | 66.2 | 2775 | 0.0011 | 92 | 54 | 173 | 0.99 | Ambient | 50000 |  |  | 55000 | 0.1 | 21 | 21 | 0.21 | 0.26 | 0.26 | 0.25 | 0.2 | 0.1 | 0.29 | 0.35 | 0.35 | 0.28 | 0.2 | 0.1 | 0.25 | 0.32 | 0.31 | 0.24 | 0.3 | 0.1 | True |  | Non Federally-Regulated | 11/08/2017 |  | 01/16/2018
Contrast Lighting | Ardito | ICAT6R3-ARV1+A3RAR-****27MC-J | Light Emitting Diode | Inseparable Luminaire | Quick Connect | 0-10 VDC Controls | 66.2 | 2775 | 0.0011 | 92 | 54 | 173 | 0.99 | Ambient | 50000 |  |  | 55000 | 0.1 | 21 | 21 | 0.21 | 0.26 | 0.26 | 0.25 | 0.2 | 0.1 | 0.29 | 0.35 | 0.35 | 0.28 | 0.2 | 0.1 | 0.25 | 0.32 | 0.31 | 0.24 | 0.3 | 0.1 | True |  | Non Federally-Regulated | 11/08/2017 |  | 01/16/2018
Contrast Lighting | Ardito | ICAT6R3-ARV1+A3RAR-****27SC-J | Light Emitting Diode | Inseparable Luminaire | Quick Connect | 0-10 VDC Controls | 66.2 | 2775 | 0.0011 | 92 | 54 | 173 | 0.99 | Ambient | 50000 |  |  | 55000 | 0.1 | 21 | 21 | 0.21 | 0.26 | 0.26 | 0.25 | 0.2 | 0.1 | 0.29 | 0.35 | 0.35 | 0.28 | 0.2 | 0.1 | 0.25 | 0.32 | 0.31 | 0.24 | 0.3 | 0.1 | True |  | Non Federally-Regulated | 11/08/2017 |  | 01/16/2018
Contrast Lighting | Ardito | ICAT6R3-ARV1+A3RAR-****27WC-J | Light Emitting Diode | Inseparable Luminaire | Quick Connect | 0-10 VDC Controls | 66.2 | 2775 | 0.0011 | 92 | 54 | 173 | 0.99 | Ambient | 50000 |  |  | 55000 | 0.1 | 21 | 21 | 0.21 | 0.26 | 0.26 | 0.25 | 0.2 | 0.1 | 0.29 | 0.35 | 0.35 | 0.28 | 0.2 | 0.1 | 0.25 | 0.32 | 0.31 | 0.24 | 0.3 | 0.1 | True |  | Non Federally-Regulated | 11/08/2017 |  | 01/16/2018
Contrast Lighting | Ardito | ICAT6R3-ARV1+A3RAR-****30MC-J | Light Emitting Diode | Inseparable Luminaire | Quick Connect | 0-10 VDC Controls | 66.2 | 2775 | 0.0011 | 92 | 54 | 173 | 0.99 | Ambient | 50000 |  |  | 55000 | 0.1 | 21 | 21 | 0.21 | 0.26 | 0.26 | 0.25 | 0.2 | 0.1 | 0.29 | 0.35 | 0.35 | 0.28 | 0.2 | 0.1 | 0.25 | 0.32 | 0.31 | 0.24 | 0.3 | 0.1 | True |  | Non Federally-Regulated | 11/08/2017 |  | 01/16/2018
Contrast Lighting | Ardito | ICAT6R3-ARV1+A3RAR-****30SC-J | Light Emitting Diode | Inseparable Luminaire | Quick Connect | 0-10 VDC Controls | 66.2 | 2775 | 0.0011 | 92 | 54 | 173 | 0.99 | Ambient | 50000 |  |  | 55000 | 0.1 | 21 | 21 | 0.21 | 0.26 | 0.26 | 0.25 | 0.2 | 0.1 | 0.29 | 0.35 | 0.35 | 0.28 | 0.2 | 0.1 | 0.25 | 0.32 | 0.31 | 0.24 | 0.3 | 0.1 | True |  | Non Federally-Regulated | 11/08/2017 |  | 01/16/2018
Contrast Lighting | Ardito | ICAT6R3-ARV1+A3RAR-****30WC-J | Light Emitting Diode | Inseparable Luminaire | Quick Connect | 0-10 VDC Controls | 66.2 | 2775 | 0.0011 | 92 | 54 | 173 | 0.99 | Ambient | 50000 |  |  | 55000 | 0.1 | 21 | 21 | 0.21 | 0.26 | 0.26 | 0.25 | 0.2 | 0.1 | 0.29 | 0.35 | 0.35 | 0.28 | 0.2 | 0.1 | 0.25 | 0.32 | 0.31 | 0.24 | 0.3 | 0.1 | True |  | Non Federally-Regulated | 11/08/2017 |  | 01/16/2018
Contrast Lighting | Ardito | ICAT6R3-ARV1+A3RAR-****35MC-J | Light Emitting Diode | Inseparable Luminaire | Quick Connect | 0-10 VDC Controls | 66.2 | 2775 | 0.0011 | 92 | 54 | 173 | 0.99 | Ambient | 50000 |  |  | 55000 | 0.1 | 21 | 21 | 0.21 | 0.26 | 0.26 | 0.25 | 0.2 | 0.1 | 0.29 | 0.35 | 0.35 | 0.28 | 0.2 | 0.1 | 0.25 | 0.32 | 0.31 | 0.24 | 0.3 | 0.1 | True |  | Non Federally-Regulated | 11/08/2017 |  | 01/16/2018
Contrast Lighting | Ardito | ICAT6R3-ARV1+A3RAR-****35SC-J | Light Emitting Diode | Inseparable Luminaire | Quick Connect | 0-10 VDC Controls | 66.2 | 2775 | 0.0011 | 92 | 54 | 173 | 0.99 | Ambient | 50000 |  |  | 55000 | 0.1 | 21 | 21 | 0.21 | 0.26 | 0.26 | 0.25 | 0.2 | 0.1 | 0.29 | 0.35 | 0.35 | 0.28 | 0.2 | 0.1 | 0.25 | 0.32 | 0.31 | 0.24 | 0.3 | 0.1 | True |  | Non Federally-Regulated | 11/08/2017 |  | 01/16/2018
Contrast Lighting | Ardito | ICAT6R3-ARV1+A3RAR-****35WC-J | Light Emitting Diode | Inseparable Luminaire | Quick Connect | 0-10 VDC Controls | 66.2 | 2775 | 0.0011 | 92 | 54 | 173 | 0.99 | Ambient | 50000 |  |  | 55000 | 0.1 | 21 | 21 | 0.21 | 0.26 | 0.26 | 0.25 | 0.2 | 0.1 | 0.29 | 0.35 | 0.35 | 0.28 | 0.2 | 0.1 | 0.25 | 0.32 | 0.31 | 0.24 | 0.3 | 0.1 | True |  | Non Federally-Regulated | 11/08/2017 |  | 01/16/2018
Contrast Lighting | Ardito | ICAT6R3-ARV1+A3RAR-****40MC-J | Light Emitting Diode | Inseparable Luminaire | Quick Connect | 0-10 VDC Controls | 66.2 | 2775 | 0.0011 | 92 | 54 | 173 | 0.99 | Ambient | 50000 |  |  | 55000 | 0.1 | 21 | 21 | 0.21 | 0.26 | 0.26 | 0.25 | 0.2 | 0.1 | 0.29 | 0.35 | 0.35 | 0.28 | 0.2 | 0.1 | 0.25 | 0.32 | 0.31 | 0.24 | 0.3 | 0.1 | True |  | Non Federally-Regulated | 11/08/2017 |  | 01/16/2018
Contrast Lighting | Ardito | ICAT6R3-ARV1+A3RAR-****40SC-J | Light Emitting Diode | Inseparable Luminaire | Quick Connect | 0-10 VDC Controls | 66.2 | 2775 | 0.0011 | 92 | 54 | 173 | 0.99 | Ambient | 50000 |  |  | 55000 | 0.1 | 21 | 21 | 0.21 | 0.26 | 0.26 | 0.25 | 0.2 | 0.1 | 0.29 | 0.35 | 0.35 | 0.28 | 0.2 | 0.1 | 0.25 | 0.32 | 0.31 | 0.24 | 0.3 | 0.1 | True |  | Non Federally-Regulated | 11/08/2017 |  | 01/16/2018
Contrast Lighting | Ardito | ICAT6R3-ARV1+A3RAR-****40WC-J | Light Emitting Diode | Inseparable Luminaire | Quick Connect | 0-10 VDC Controls | 66.2 | 2775 | 0.0011 | 92 | 54 | 173 | 0.99 | Ambient | 50000 |  |  | 55000 | 0.1 | 21 | 21 | 0.21 | 0.26 | 0.26 | 0.25 | 0.2 | 0.1 | 0.29 | 0.35 | 0.35 | 0.28 | 0.2 | 0.1 | 0.25 | 0.32 | 0.31 | 0.24 | 0.3 | 0.1 | True |  | Non Federally-Regulated | 11/08/2017 |  | 01/16/2018
Contrast Lighting | Ardito | ICAT6R3-ARV1+A3RFR-****27MC-J | Light Emitting Diode | Inseparable Luminaire | Quick Connect | 0-10 VDC Controls | 66.2 | 2775 | 0.0011 | 92 | 54 | 173 | 0.99 | Ambient | 50000 |  |  | 55000 | 0.1 | 21 | 21 | 0.21 | 0.26 | 0.26 | 0.25 | 0.2 | 0.1 | 0.29 | 0.35 | 0.35 | 0.28 | 0.2 | 0.1 | 0.25 | 0.32 | 0.31 | 0.24 | 0.3 | 0.1 | True |  | Non Federally-Regulated | 11/08/2017 |  | 01/16/2018
Contrast Lighting | Ardito | ICAT6R3-ARV1+A3RFR-****27SC-J | Light Emitting Diode | Inseparable Luminaire | Quick Connect | 0-10 VDC Controls | 66.2 | 2775 | 0.0011 | 92 | 54 | 173 | 0.99 | Ambient | 50000 |  |  | 55000 | 0.1 | 21 | 21 | 0.21 | 0.26 | 0.26 | 0.25 | 0.2 | 0.1 | 0.29 | 0.35 | 0.35 | 0.28 | 0.2 | 0.1 | 0.25 | 0.32 | 0.31 | 0.24 | 0.3 | 0.1 | True |  | Non Federally-Regulated | 11/08/2017 |  | 01/16/2018
Contrast Lighting | Ardito | ICAT6R3-ARV1+A3RFR-****27WC-J | Light Emitting Diode | Inseparable Luminaire | Quick Connect | 0-10 VDC Controls | 66.2 | 2775 | 0.0011 | 92 | 54 | 173 | 0.99 | Ambient | 50000 |  |  | 55000 | 0.1 | 21 | 21 | 0.21 | 0.26 | 0.26 | 0.25 | 0.2 | 0.1 | 0.29 | 0.35 | 0.35 | 0.28 | 0.2 | 0.1 | 0.25 | 0.32 | 0.31 | 0.24 | 0.3 | 0.1 | True |  | Non Federally-Regulated | 11/08/2017 |  | 01/16/2018
Contrast Lighting | Ardito | ICAT6R3-ARV1+A3RFR-****30MC-J | Light Emitting Diode | Inseparable Luminaire | Quick Connect | 0-10 VDC Controls | 66.2 | 2775 | 0.0011 | 92 | 54 | 173 | 0.99 | Ambient | 50000 |  |  | 55000 | 0.1 | 21 | 21 | 0.21 | 0.26 | 0.26 | 0.25 | 0.2 | 0.1 | 0.29 | 0.35 | 0.35 | 0.28 | 0.2 | 0.1 | 0.25 | 0.32 | 0.31 | 0.24 | 0.3 | 0.1 | True |  | Non Federally-Regulated | 11/08/2017 |  | 01/16/2018
Contrast Lighting | Ardito | ICAT6R3-ARV1+A3RFR-****30SC-J | Light Emitting Diode | Inseparable Luminaire | Quick Connect | 0-10 VDC Controls | 66.2 | 2775 | 0.0011 | 92 | 54 | 173 | 0.99 | Ambient | 50000 |  |  | 55000 | 0.1 | 21 | 21 | 0.21 | 0.26 | 0.26 | 0.25 | 0.2 | 0.1 | 0.29 | 0.35 | 0.35 | 0.28 | 0.2 | 0.1 | 0.25 | 0.32 | 0.31 | 0.24 | 0.3 | 0.1 | True |  | Non Federally-Regulated | 11/08/2017 |  | 01/16/2018
Contrast Lighting | Ardito | ICAT6R3-ARV1+A3RFR-****30WC-J | Light Emitting Diode | Inseparable Luminaire | Quick Connect | 0-10 VDC Controls | 66.2 | 2775 | 0.0011 | 92 | 54 | 173 | 0.99 | Ambient | 50000 |  |  | 55000 | 0.1 | 21 | 21 | 0.21 | 0.26 | 0.26 | 0.25 | 0.2 | 0.1 | 0.29 | 0.35 | 0.35 | 0.28 | 0.2 | 0.1 | 0.25 | 0.32 | 0.31 | 0.24 | 0.3 | 0.1 | True |  | Non Federally-Regulated | 11/08/2017 |  | 01/16/2018
Contrast Lighting | Ardito | ICAT6R3-ARV1+A3RFR-****35MC-J | Light Emitting Diode | Inseparable Luminaire | Quick Connect | 0-10 VDC Controls | 66.2 | 2775 | 0.0011 | 92 | 54 | 173 | 0.99 | Ambient | 50000 |  |  | 55000 | 0.1 | 21 | 21 | 0.21 | 0.26 | 0.26 | 0.25 | 0.2 | 0.1 | 0.29 | 0.35 | 0.35 | 0.28 | 0.2 | 0.1 | 0.25 | 0.32 | 0.31 | 0.24 | 0.3 | 0.1 | True |  | Non Federally-Regulated | 11/08/2017 |  | 01/16/2018
Contrast Lighting | Ardito | ICAT6R3-ARV1+A3RFR-****35SC-J | Light Emitting Diode | Inseparable Luminaire | Quick Connect | 0-10 VDC Controls | 66.2 | 2775 | 0.0011 | 92 | 54 | 173 | 0.99 | Ambient | 50000 |  |  | 55000 | 0.1 | 21 | 21 | 0.21 | 0.26 | 0.26 | 0.25 | 0.2 | 0.1 | 0.29 | 0.35 | 0.35 | 0.28 | 0.2 | 0.1 | 0.25 | 0.32 | 0.31 | 0.24 | 0.3 | 0.1 | True |  | Non Federally-Regulated | 11/08/2017 |  | 01/16/2018
Contrast Lighting | Ardito | ICAT6R3-ARV1+A3RFR-****35WC-J | Light Emitting Diode | Inseparable Luminaire | Quick Connect | 0-10 VDC Controls | 66.2 | 2775 | 0.0011 | 92 | 54 | 173 | 0.99 | Ambient | 50000 |  |  | 55000 | 0.1 | 21 | 21 | 0.21 | 0.26 | 0.26 | 0.25 | 0.2 | 0.1 | 0.29 | 0.35 | 0.35 | 0.28 | 0.2 | 0.1 | 0.25 | 0.32 | 0.31 | 0.24 | 0.3 | 0.1 | True |  | Non Federally-Regulated | 11/08/2017 |  | 01/16/2018
Contrast Lighting | Ardito | ICAT6R3-ARV1+A3RFR-****40MC-J | Light Emitting Diode | Inseparable Luminaire | Quick Connect | 0-10 VDC Controls | 66.2 | 2775 | 0.0011 | 92 | 54 | 173 | 0.99 | Ambient | 50000 |  |  | 55000 | 0.1 | 21 | 21 | 0.21 | 0.26 | 0.26 | 0.25 | 0.2 | 0.1 | 0.29 | 0.35 | 0.35 | 0.28 | 0.2 | 0.1 | 0.25 | 0.32 | 0.31 | 0.24 | 0.3 | 0.1 | True |  | Non Federally-Regulated | 11/08/2017 |  | 01/16/2018
Contrast Lighting | Ardito | ICAT6R3-ARV1+A3RFR-****40SC-J | Light Emitting Diode | Inseparable Luminaire | Quick Connect | 0-10 VDC Controls | 66.2 | 2775 | 0.0011 | 92 | 54 | 173 | 0.99 | Ambient | 50000 |  |  | 55000 | 0.1 | 21 | 21 | 0.21 | 0.26 | 0.26 | 0.25 | 0.2 | 0.1 | 0.29 | 0.35 | 0.35 | 0.28 | 0.2 | 0.1 | 0.25 | 0.32 | 0.31 | 0.24 | 0.3 | 0.1 | True |  | Non Federally-Regulated | 11/08/2017 |  | 01/16/2018
Contrast Lighting | Ardito | ICAT6R3-ARV1+A3RFR-****40WC-J | Light Emitting Diode | Inseparable Luminaire | Quick Connect | 0-10 VDC Controls | 66.2 | 2775 | 0.0011 | 92 | 54 | 173 | 0.99 | Ambient | 50000 |  |  | 55000 | 0.1 | 21 | 21 | 0.21 | 0.26 | 0.26 | 0.25 | 0.2 | 0.1 | 0.29 | 0.35 | 0.35 | 0.28 | 0.2 | 0.1 | 0.25 | 0.32 | 0.31 | 0.24 | 0.3 | 0.1 | True |  | Non Federally-Regulated | 11/08/2017 |  | 01/16/2018
Contrast Lighting | Ardito | ICAT6R3-ARV1+A3RSF-****27WC-J | Light Emitting Diode | Inseparable Luminaire | Quick Connect | 0-10 VDC Controls | 66.2 | 2775 | 0.0011 | 92 | 54 | 173 | 0.99 | Ambient | 50000 |  |  | 55000 | 0.1 | 21 | 21 | 0.21 | 0.26 | 0.26 | 0.25 | 0.2 | 0.1 | 0.29 | 0.35 | 0.35 | 0.28 | 0.2 | 0.1 | 0.25 | 0.32 | 0.31 | 0.24 | 0.3 | 0.1 | True |  | Non Federally-Regulated | 11/08/2017 |  | 01/16/2018
Contrast Lighting | Ardito | ICAT6R3-ARV1+A3RSF-****30WC-J | Light Emitting Diode | Inseparable Luminaire | Quick Connect | 0-10 VDC Controls | 66.2 | 2775 | 0.0011 | 92 | 54 | 173 | 0.99 | Ambient | 50000 |  |  | 55000 | 0.1 | 21 | 21 | 0.21 | 0.26 | 0.26 | 0.25 | 0.2 | 0.1 | 0.29 | 0.35 | 0.35 | 0.28 | 0.2 | 0.1 | 0.25 | 0.32 | 0.31 | 0.24 | 0.3 | 0.1 | True |  | Non Federally-Regulated | 11/08/2017 |  | 01/16/2018
Contrast Lighting | Ardito | ICAT6R3-ARV1+A3RSF-****35WC-J | Light Emitting Diode | Inseparable Luminaire | Quick Connect | 0-10 VDC Controls | 66.2 | 2775 | 0.0011 | 92 | 54 | 173 | 0.99 | Ambient | 50000 |  |  | 55000 | 0.1 | 21 | 21 | 0.21 | 0.26 | 0.26 | 0.25 | 0.2 | 0.1 | 0.29 | 0.35 | 0.35 | 0.28 | 0.2 | 0.1 | 0.25 | 0.32 | 0.31 | 0.24 | 0.3 | 0.1 | True |  | Non Federally-Regulated | 11/08/2017 |  | 01/16/2018
Contrast Lighting | Ardito | ICAT6R3-ARV1+A3RSF-****40WC-J | Light Emitting Diode | Inseparable Luminaire | Quick Connect | 0-10 VDC Controls | 66.2 | 2775 | 0.0011 | 92 | 54 | 173 | 0.99 | Ambient | 50000 |  |  | 55000 | 0.1 | 21 | 21 | 0.21 | 0.26 | 0.26 | 0.25 | 0.2 | 0.1 | 0.29 | 0.35 | 0.35 | 0.28 | 0.2 | 0.1 | 0.25 | 0.32 | 0.31 | 0.24 | 0.3 | 0.1 | True |  | Non Federally-Regulated | 11/08/2017 |  | 01/16/2018
Contrast Lighting | Ardito | ICAT6R4-ARV1+A4RAF-****27MC-J | Light Emitting Diode | Inseparable Luminaire | Quick Connect | 0-10 VDC Controls | 66.2 | 2775 | 0.0011 | 92 | 54 | 173 | 0.99 | Ambient | 50000 |  |  | 55000 | 0.1 | 21 | 21 | 0.21 | 0.26 | 0.26 | 0.25 | 0.2 | 0.1 | 0.29 | 0.35 | 0.35 | 0.28 | 0.2 | 0.1 | 0.25 | 0.32 | 0.31 | 0.24 | 0.3 | 0.1 | True |  | Non Federally-Regulated | 11/08/2017 |  | 01/16/2018
Contrast Lighting | Ardito | ICAT6R4-ARV1+A4RAF-****27SC-J | Light Emitting Diode | Inseparable Luminaire | Quick Connect | 0-10 VDC Controls | 66.2 | 2775 | 0.0011 | 92 | 54 | 173 | 0.99 | Ambient | 50000 |  |  | 55000 | 0.1 | 21 | 21 | 0.21 | 0.26 | 0.26 | 0.25 | 0.2 | 0.1 | 0.29 | 0.35 | 0.35 | 0.28 | 0.2 | 0.1 | 0.25 | 0.32 | 0.31 | 0.24 | 0.3 | 0.1 | True |  | Non Federally-Regulated | 11/08/2017 |  | 01/16/2018
Contrast Lighting | Ardito | ICAT6R4-ARV1+A4RAF-****27WC-J | Light Emitting Diode | Inseparable Luminaire | Quick Connect | 0-10 VDC Controls | 66.2 | 2775 | 0.0011 | 92 | 54 | 173 | 0.99 | Ambient | 50000 |  |  | 55000 | 0.1 | 21 | 21 | 0.21 | 0.26 | 0.26 | 0.25 | 0.2 | 0.1 | 0.29 | 0.35 | 0.35 | 0.28 | 0.2 | 0.1 | 0.25 | 0.32 | 0.31 | 0.24 | 0.3 | 0.1 | True |  | Non Federally-Regulated | 11/08/2017 |  | 01/16/2018
Contrast Lighting | Ardito | ICAT6R4-ARV1+A4RAF-****30MC-J | Light Emitting Diode | Inseparable Luminaire | Quick Connect | 0-10 VDC Controls | 66.2 | 2775 | 0.0011 | 92 | 54 | 173 | 0.99 | Ambient | 50000 |  |  | 55000 | 0.1 | 21 | 21 | 0.21 | 0.26 | 0.26 | 0.25 | 0.2 | 0.1 | 0.29 | 0.35 | 0.35 | 0.28 | 0.2 | 0.1 | 0.25 | 0.32 | 0.31 | 0.24 | 0.3 | 0.1 | True |  | Non Federally-Regulated | 11/08/2017 |  | 01/16/2018
Contrast Lighting | Ardito | ICAT6R4-ARV1+A4RAF-****30SC-J | Light Emitting Diode | Inseparable Luminaire | Quick Connect | 0-10 VDC Controls | 66.2 | 2775 | 0.0011 | 92 | 54 | 173 | 0.99 | Ambient | 50000 |  |  | 55000 | 0.1 | 21 | 21 | 0.21 | 0.26 | 0.26 | 0.25 | 0.2 | 0.1 | 0.29 | 0.35 | 0.35 | 0.28 | 0.2 | 0.1 | 0.25 | 0.32 | 0.31 | 0.24 | 0.3 | 0.1 | True |  | Non Federally-Regulated | 11/08/2017 |  | 01/16/2018
Contrast Lighting | Ardito | ICAT6R4-ARV1+A4RAF-****30WC-J | Light Emitting Diode | Inseparable Luminaire | Quick Connect | 0-10 VDC Controls | 66.2 | 2775 | 0.0011 | 92 | 54 | 173 | 0.99 | Ambient | 50000 |  |  | 55000 | 0.1 | 21 | 21 | 0.21 | 0.26 | 0.26 | 0.25 | 0.2 | 0.1 | 0.29 | 0.35 | 0.35 | 0.28 | 0.2 | 0.1 | 0.25 | 0.32 | 0.31 | 0.24 | 0.3 | 0.1 | True |  | Non Federally-Regulated | 11/08/2017 |  | 01/16/2018
Contrast Lighting | Ardito | ICAT6R4-ARV1+A4RAF-****35MC-J | Light Emitting Diode | Inseparable Luminaire | Quick Connect | 0-10 VDC Controls | 66.2 | 2775 | 0.0011 | 92 | 54 | 173 | 0.99 | Ambient | 50000 |  |  | 55000 | 0.1 | 21 | 21 | 0.21 | 0.26 | 0.26 | 0.25 | 0.2 | 0.1 | 0.29 | 0.35 | 0.35 | 0.28 | 0.2 | 0.1 | 0.25 | 0.32 | 0.31 | 0.24 | 0.3 | 0.1 | True |  | Non Federally-Regulated | 11/08/2017 |  | 01/16/2018
Contrast Lighting | Ardito | ICAT6R4-ARV1+A4RAF-****35SC-J | Light Emitting Diode | Inseparable Luminaire | Quick Connect | 0-10 VDC Controls | 66.2 | 2775 | 0.0011 | 92 | 54 | 173 | 0.99 | Ambient | 50000 |  |  | 55000 | 0.1 | 21 | 21 | 0.21 | 0.26 | 0.26 | 0.25 | 0.2 | 0.1 | 0.29 | 0.35 | 0.35 | 0.28 | 0.2 | 0.1 | 0.25 | 0.32 | 0.31 | 0.24 | 0.3 | 0.1 | True |  | Non Federally-Regulated | 11/08/2017 |  | 01/16/2018
Contrast Lighting | Ardito | ICAT6R4-ARV1+A4RAF-****35WC-J | Light Emitting Diode | Inseparable Luminaire | Quick Connect | 0-10 VDC Controls | 66.2 | 2775 | 0.0011 | 92 | 54 | 173 | 0.99 | Ambient | 50000 |  |  | 55000 | 0.1 | 21 | 21 | 0.21 | 0.26 | 0.26 | 0.25 | 0.2 | 0.1 | 0.29 | 0.35 | 0.35 | 0.28 | 0.2 | 0.1 | 0.25 | 0.32 | 0.31 | 0.24 | 0.3 | 0.1 | True |  | Non Federally-Regulated | 11/08/2017 |  | 01/16/2018
Contrast Lighting | Ardito | ICAT6R4-ARV1+A4RAF-****40MC-J | Light Emitting Diode | Inseparable Luminaire | Quick Connect | 0-10 VDC Controls | 66.2 | 2775 | 0.0011 | 92 | 54 | 173 | 0.99 | Ambient | 50000 |  |  | 55000 | 0.1 | 21 | 21 | 0.21 | 0.26 | 0.26 | 0.25 | 0.2 | 0.1 | 0.29 | 0.35 | 0.35 | 0.28 | 0.2 | 0.1 | 0.25 | 0.32 | 0.31 | 0.24 | 0.3 | 0.1 | True |  | Non Federally-Regulated | 11/08/2017 |  | 01/16/2018
Contrast Lighting | Ardito | ICAT6R4-ARV1+A4RAF-****40SC-J | Light Emitting Diode | Inseparable Luminaire | Quick Connect | 0-10 VDC Controls | 66.2 | 2775 | 0.0011 | 92 | 54 | 173 | 0.99 | Ambient | 50000 |  |  | 55000 | 0.1 | 21 | 21 | 0.21 | 0.26 | 0.26 | 0.25 | 0.2 | 0.1 | 0.29 | 0.35 | 0.35 | 0.28 | 0.2 | 0.1 | 0.25 | 0.32 | 0.31 | 0.24 | 0.3 | 0.1 | True |  | Non Federally-Regulated | 11/08/2017 |  | 01/16/2018
Contrast Lighting | Ardito | ICAT6R4-ARV1+A4RAF-****40WC-J | Light Emitting Diode | Inseparable Luminaire | Quick Connect | 0-10 VDC Controls | 66.2 | 2775 | 0.0011 | 92 | 54 | 173 | 0.99 | Ambient | 50000 |  |  | 55000 | 0.1 | 21 | 21 | 0.21 | 0.26 | 0.26 | 0.25 | 0.2 | 0.1 | 0.29 | 0.35 | 0.35 | 0.28 | 0.2 | 0.1 | 0.25 | 0.32 | 0.31 | 0.24 | 0.3 | 0.1 | True |  | Non Federally-Regulated | 11/08/2017 |  | 01/16/2018
Contrast Lighting | Ardito | ICAT6R4-ARV1+A4RAR-****27MC-J | Light Emitting Diode | Inseparable Luminaire | Quick Connect | 0-10 VDC Controls | 66.2 | 2775 | 0.0011 | 92 | 54 | 173 | 0.99 | Ambient | 50000 |  |  | 55000 | 0.1 | 21 | 21 | 0.21 | 0.26 | 0.26 | 0.25 | 0.2 | 0.1 | 0.29 | 0.35 | 0.35 | 0.28 | 0.2 | 0.1 | 0.25 | 0.32 | 0.31 | 0.24 | 0.3 | 0.1 | True |  | Non Federally-Regulated | 11/08/2017 |  | 01/16/2018
Contrast Lighting | Ardito | ICAT6R4-ARV1+A4RAR-****27SC-J | Light Emitting Diode | Inseparable Luminaire | Quick Connect | 0-10 VDC Controls | 66.2 | 2775 | 0.0011 | 92 | 54 | 173 | 0.99 | Ambient | 50000 |  |  | 55000 | 0.1 | 21 | 21 | 0.21 | 0.26 | 0.26 | 0.25 | 0.2 | 0.1 | 0.29 | 0.35 | 0.35 | 0.28 | 0.2 | 0.1 | 0.25 | 0.32 | 0.31 | 0.24 | 0.3 | 0.1 | True |  | Non Federally-Regulated | 11/08/2017 |  | 01/16/2018
Contrast Lighting | Ardito | ICAT6R4-ARV1+A4RAR-****27WC-J | Light Emitting Diode | Inseparable Luminaire | Quick Connect | 0-10 VDC Controls | 66.2 | 2775 | 0.0011 | 92 | 54 | 173 | 0.99 | Ambient | 50000 |  |  | 55000 | 0.1 | 21 | 21 | 0.21 | 0.26 | 0.26 | 0.25 | 0.2 | 0.1 | 0.29 | 0.35 | 0.35 | 0.28 | 0.2 | 0.1 | 0.25 | 0.32 | 0.31 | 0.24 | 0.3 | 0.1 | True |  | Non Federally-Regulated | 11/08/2017 |  | 01/16/2018
Contrast Lighting | Ardito | ICAT6R4-ARV1+A4RAR-****30MC-J | Light Emitting Diode | Inseparable Luminaire | Quick Connect | 0-10 VDC Controls | 66.2 | 2775 | 0.0011 | 92 | 54 | 173 | 0.99 | Ambient | 50000 |  |  | 55000 | 0.1 | 21 | 21 | 0.21 | 0.26 | 0.26 | 0.25 | 0.2 | 0.1 | 0.29 | 0.35 | 0.35 | 0.28 | 0.2 | 0.1 | 0.25 | 0.32 | 0.31 | 0.24 | 0.3 | 0.1 | True |  | Non Federally-Regulated | 11/08/2017 |  | 01/16/2018
Contrast Lighting | Ardito | ICAT6R4-ARV1+A4RAR-****30SC-J | Light Emitting Diode | Inseparable Luminaire | Quick Connect | 0-10 VDC Controls | 66.2 | 2775 | 0.0011 | 92 | 54 | 173 | 0.99 | Ambient | 50000 |  |  | 55000 | 0.1 | 21 | 21 | 0.21 | 0.26 | 0.26 | 0.25 | 0.2 | 0.1 | 0.29 | 0.35 | 0.35 | 0.28 | 0.2 | 0.1 | 0.25 | 0.32 | 0.31 | 0.24 | 0.3 | 0.1 | True |  | Non Federally-Regulated | 11/08/2017 |  | 01/16/2018
Contrast Lighting | Ardito | ICAT6R4-ARV1+A4RAR-****30WC-J | Light Emitting Diode | Inseparable Luminaire | Quick Connect | 0-10 VDC Controls | 66.2 | 2775 | 0.0011 | 92 | 54 | 173 | 0.99 | Ambient | 50000 |  |  | 55000 | 0.1 | 21 | 21 | 0.21 | 0.26 | 0.26 | 0.25 | 0.2 | 0.1 | 0.29 | 0.35 | 0.35 | 0.28 | 0.2 | 0.1 | 0.25 | 0.32 | 0.31 | 0.24 | 0.3 | 0.1 | True |  | Non Federally-Regulated | 11/08/2017 |  | 01/16/2018
Contrast Lighting | Ardito | ICAT6R4-ARV1+A4RAR-****35MC-J | Light Emitting Diode | Inseparable Luminaire | Quick Connect | 0-10 VDC Controls | 66.2 | 2775 | 0.0011 | 92 | 54 | 173 | 0.99 | Ambient | 50000 |  |  | 55000 | 0.1 | 21 | 21 | 0.21 | 0.26 | 0.26 | 0.25 | 0.2 | 0.1 | 0.29 | 0.35 | 0.35 | 0.28 | 0.2 | 0.1 | 0.25 | 0.32 | 0.31 | 0.24 | 0.3 | 0.1 | True |  | Non Federally-Regulated | 11/08/2017 |  | 01/16/2018
Contrast Lighting | Ardito | ICAT6R4-ARV1+A4RAR-****35SC-J | Light Emitting Diode | Inseparable Luminaire | Quick Connect | 0-10 VDC Controls | 66.2 | 2775 | 0.0011 | 92 | 54 | 173 | 0.99 | Ambient | 50000 |  |  | 55000 | 0.1 | 21 | 21 | 0.21 | 0.26 | 0.26 | 0.25 | 0.2 | 0.1 | 0.29 | 0.35 | 0.35 | 0.28 | 0.2 | 0.1 | 0.25 | 0.32 | 0.31 | 0.24 | 0.3 | 0.1 | True |  | Non Federally-Regulated | 11/08/2017 |  | 01/16/2018
Contrast Lighting | Ardito | ICAT6R4-ARV1+A4RAR-****35WC-J | Light Emitting Diode | Inseparable Luminaire | Quick Connect | 0-10 VDC Controls | 66.2 | 2775 | 0.0011 | 92 | 54 | 173 | 0.99 | Ambient | 50000 |  |  | 55000 | 0.1 | 21 | 21 | 0.21 | 0.26 | 0.26 | 0.25 | 0.2 | 0.1 | 0.29 | 0.35 | 0.35 | 0.28 | 0.2 | 0.1 | 0.25 | 0.32 | 0.31 | 0.24 | 0.3 | 0.1 | True |  | Non Federally-Regulated | 11/08/2017 |  | 01/16/2018
Contrast Lighting | Ardito | ICAT6R4-ARV1+A4RAR-****40MC-J | Light Emitting Diode | Inseparable Luminaire | Quick Connect | 0-10 VDC Controls | 66.2 | 2775 | 0.0011 | 92 | 54 | 173 | 0.99 | Ambient | 50000 |  |  | 55000 | 0.1 | 21 | 21 | 0.21 | 0.26 | 0.26 | 0.25 | 0.2 | 0.1 | 0.29 | 0.35 | 0.35 | 0.28 | 0.2 | 0.1 | 0.25 | 0.32 | 0.31 | 0.24 | 0.3 | 0.1 | True |  | Non Federally-Regulated | 11/08/2017 |  | 01/16/2018
Contrast Lighting | Ardito | ICAT6R4-ARV1+A4RAR-****40SC-J | Light Emitting Diode | Inseparable Luminaire | Quick Connect | 0-10 VDC Controls | 66.2 | 2775 | 0.0011 | 92 | 54 | 173 | 0.99 | Ambient | 50000 |  |  | 55000 | 0.1 | 21 | 21 | 0.21 | 0.26 | 0.26 | 0.25 | 0.2 | 0.1 | 0.29 | 0.35 | 0.35 | 0.28 | 0.2 | 0.1 | 0.25 | 0.32 | 0.31 | 0.24 | 0.3 | 0.1 | True |  | Non Federally-Regulated | 11/08/2017 |  | 01/16/2018
Contrast Lighting | Ardito | ICAT6R4-ARV1+A4RAR-****40WC-J | Light Emitting Diode | Inseparable Luminaire | Quick Connect | 0-10 VDC Controls | 66.2 | 2775 | 0.0011 | 92 | 54 | 173 | 0.99 | Ambient | 50000 |  |  | 55000 | 0.1 | 21 | 21 | 0.21 | 0.26 | 0.26 | 0.25 | 0.2 | 0.1 | 0.29 | 0.35 | 0.35 | 0.28 | 0.2 | 0.1 | 0.25 | 0.32 | 0.31 | 0.24 | 0.3 | 0.1 | True |  | Non Federally-Regulated | 11/08/2017 |  | 01/16/2018
Contrast Lighting | Ardito | ICAT6R4-ARV1+A4RFR-****27MC-J | Light Emitting Diode | Inseparable Luminaire | Quick Connect | 0-10 VDC Controls | 66.2 | 2775 | 0.0011 | 92 | 54 | 173 | 0.99 | Ambient | 50000 |  |  | 55000 | 0.1 | 21 | 21 | 0.21 | 0.26 | 0.26 | 0.25 | 0.2 | 0.1 | 0.29 | 0.35 | 0.35 | 0.28 | 0.2 | 0.1 | 0.25 | 0.32 | 0.31 | 0.24 | 0.3 | 0.1 | True |  | Non Federally-Regulated | 11/08/2017 |  | 01/16/2018
Contrast Lighting | Ardito | ICAT6R4-ARV1+A4RFR-****27SC-J | Light Emitting Diode | Inseparable Luminaire | Quick Connect | 0-10 VDC Controls | 66.2 | 2775 | 0.0011 | 92 | 54 | 173 | 0.99 | Ambient | 50000 |  |  | 55000 | 0.1 | 21 | 21 | 0.21 | 0.26 | 0.26 | 0.25 | 0.2 | 0.1 | 0.29 | 0.35 | 0.35 | 0.28 | 0.2 | 0.1 | 0.25 | 0.32 | 0.31 | 0.24 | 0.3 | 0.1 | True |  | Non Federally-Regulated | 11/08/2017 |  | 01/16/2018
Contrast Lighting | Ardito | ICAT6R4-ARV1+A4RFR-****27WC-J | Light Emitting Diode | Inseparable Luminaire | Quick Connect | 0-10 VDC Controls | 66.2 | 2775 | 0.0011 | 92 | 54 | 173 | 0.99 | Ambient | 50000 |  |  | 55000 | 0.1 | 21 | 21 | 0.21 | 0.26 | 0.26 | 0.25 | 0.2 | 0.1 | 0.29 | 0.35 | 0.35 | 0.28 | 0.2 | 0.1 | 0.25 | 0.32 | 0.31 | 0.24 | 0.3 | 0.1 | True |  | Non Federally-Regulated | 11/08/2017 |  | 01/16/2018
Contrast Lighting | Ardito | ICAT6R4-ARV1+A4RFR-****30MC-J | Light Emitting Diode | Inseparable Luminaire | Quick Connect | 0-10 VDC Controls | 66.2 | 2775 | 0.0011 | 92 | 54 | 173 | 0.99 | Ambient | 50000 |  |  | 55000 | 0.1 | 21 | 21 | 0.21 | 0.26 | 0.26 | 0.25 | 0.2 | 0.1 | 0.29 | 0.35 | 0.35 | 0.28 | 0.2 | 0.1 | 0.25 | 0.32 | 0.31 | 0.24 | 0.3 | 0.1 | True |  | Non Federally-Regulated | 11/08/2017 |  | 01/16/2018
Contrast Lighting | Ardito | ICAT6R4-ARV1+A4RFR-****30SC-J | Light Emitting Diode | Inseparable Luminaire | Quick Connect | 0-10 VDC Controls | 66.2 | 2775 | 0.0011 | 92 | 54 | 173 | 0.99 | Ambient | 50000 |  |  | 55000 | 0.1 | 21 | 21 | 0.21 | 0.26 | 0.26 | 0.25 | 0.2 | 0.1 | 0.29 | 0.35 | 0.35 | 0.28 | 0.2 | 0.1 | 0.25 | 0.32 | 0.31 | 0.24 | 0.3 | 0.1 | True |  | Non Federally-Regulated | 11/08/2017 |  | 01/16/2018
Contrast Lighting | Ardito | ICAT6R4-ARV1+A4RFR-****30WC-J | Light Emitting Diode | Inseparable Luminaire | Quick Connect | 0-10 VDC Controls | 66.2 | 2775 | 0.0011 | 92 | 54 | 173 | 0.99 | Ambient | 50000 |  |  | 55000 | 0.1 | 21 | 21 | 0.21 | 0.26 | 0.26 | 0.25 | 0.2 | 0.1 | 0.29 | 0.35 | 0.35 | 0.28 | 0.2 | 0.1 | 0.25 | 0.32 | 0.31 | 0.24 | 0.3 | 0.1 | True |  | Non Federally-Regulated | 11/08/2017 |  | 01/16/2018
Contrast Lighting | Ardito | ICAT6R4-ARV1+A4RFR-****35MC-J | Light Emitting Diode | Inseparable Luminaire | Quick Connect | 0-10 VDC Controls | 66.2 | 2775 | 0.0011 | 92 | 54 | 173 | 0.99 | Ambient | 50000 |  |  | 55000 | 0.1 | 21 | 21 | 0.21 | 0.26 | 0.26 | 0.25 | 0.2 | 0.1 | 0.29 | 0.35 | 0.35 | 0.28 | 0.2 | 0.1 | 0.25 | 0.32 | 0.31 | 0.24 | 0.3 | 0.1 | True |  | Non Federally-Regulated | 11/08/2017 |  | 01/16/2018
Contrast Lighting | Ardito | ICAT6R4-ARV1+A4RFR-****35SC-J | Light Emitting Diode | Inseparable Luminaire | Quick Connect | 0-10 VDC Controls | 66.2 | 2775 | 0.0011 | 92 | 54 | 173 | 0.99 | Ambient | 50000 |  |  | 55000 | 0.1 | 21 | 21 | 0.21 | 0.26 | 0.26 | 0.25 | 0.2 | 0.1 | 0.29 | 0.35 | 0.35 | 0.28 | 0.2 | 0.1 | 0.25 | 0.32 | 0.31 | 0.24 | 0.3 | 0.1 | True |  | Non Federally-Regulated | 11/08/2017 |  | 01/16/2018
Contrast Lighting | Ardito | ICAT6R4-ARV1+A4RFR-****35WC-J | Light Emitting Diode | Inseparable Luminaire | Quick Connect | 0-10 VDC Controls | 66.2 | 2775 | 0.0011 | 92 | 54 | 173 | 0.99 | Ambient | 50000 |  |  | 55000 | 0.1 | 21 | 21 | 0.21 | 0.26 | 0.26 | 0.25 | 0.2 | 0.1 | 0.29 | 0.35 | 0.35 | 0.28 | 0.2 | 0.1 | 0.25 | 0.32 | 0.31 | 0.24 | 0.3 | 0.1 | True |  | Non Federally-Regulated | 11/08/2017 |  | 01/16/2018
Contrast Lighting | Ardito | ICAT6R4-ARV1+A4RFR-****40MC-J | Light Emitting Diode | Inseparable Luminaire | Quick Connect | 0-10 VDC Controls | 66.2 | 2775 | 0.0011 | 92 | 54 | 173 | 0.99 | Ambient | 50000 |  |  | 55000 | 0.1 | 21 | 21 | 0.21 | 0.26 | 0.26 | 0.25 | 0.2 | 0.1 | 0.29 | 0.35 | 0.35 | 0.28 | 0.2 | 0.1 | 0.25 | 0.32 | 0.31 | 0.24 | 0.3 | 0.1 | True |  | Non Federally-Regulated | 11/08/2017 |  | 01/16/2018
Contrast Lighting | Ardito | ICAT6R4-ARV1+A4RFR-****40SC-J | Light Emitting Diode | Inseparable Luminaire | Quick Connect | 0-10 VDC Controls | 66.2 | 2775 | 0.0011 | 92 | 54 | 173 | 0.99 | Ambient | 50000 |  |  | 55000 | 0.1 | 21 | 21 | 0.21 | 0.26 | 0.26 | 0.25 | 0.2 | 0.1 | 0.29 | 0.35 | 0.35 | 0.28 | 0.2 | 0.1 | 0.25 | 0.32 | 0.31 | 0.24 | 0.3 | 0.1 | True |  | Non Federally-Regulated | 11/08/2017 |  | 01/16/2018
Contrast Lighting | Ardito | ICAT6R4-ARV1+A4RFR-****40WC-J | Light Emitting Diode | Inseparable Luminaire | Quick Connect | 0-10 VDC Controls | 66.2 | 2775 | 0.0011 | 92 | 54 | 173 | 0.99 | Ambient | 50000 |  |  | 55000 | 0.1 | 21 | 21 | 0.21 | 0.26 | 0.26 | 0.25 | 0.2 | 0.1 | 0.29 | 0.35 | 0.35 | 0.28 | 0.2 | 0.1 | 0.25 | 0.32 | 0.31 | 0.24 | 0.3 | 0.1 | True |  | Non Federally-Regulated | 11/08/2017 |  | 01/16/2018
Contrast Lighting | Ardito | ICAT6R4-ARV1+A4RSF-****27WC-J | Light Emitting Diode | Inseparable Luminaire | Quick Connect | 0-10 VDC Controls | 66.2 | 2775 | 0.0011 | 92 | 54 | 173 | 0.99 | Ambient | 50000 |  |  | 55000 | 0.1 | 21 | 21 | 0.21 | 0.26 | 0.26 | 0.25 | 0.2 | 0.1 | 0.29 | 0.35 | 0.35 | 0.28 | 0.2 | 0.1 | 0.25 | 0.32 | 0.31 | 0.24 | 0.3 | 0.1 | True |  | Non Federally-Regulated | 11/08/2017 |  | 01/16/2018
Contrast Lighting | Ardito | ICAT6R4-ARV1+A4RSF-****30WC-J | Light Emitting Diode | Inseparable Luminaire | Quick Connect | 0-10 VDC Controls | 66.2 | 2775 | 0.0011 | 92 | 54 | 173 | 0.99 | Ambient | 50000 |  |  | 55000 | 0.1 | 21 | 21 | 0.21 | 0.26 | 0.26 | 0.25 | 0.2 | 0.1 | 0.29 | 0.35 | 0.35 | 0.28 | 0.2 | 0.1 | 0.25 | 0.32 | 0.31 | 0.24 | 0.3 | 0.1 | True |  | Non Federally-Regulated | 11/08/2017 |  | 01/16/2018
Contrast Lighting | Ardito | ICAT6R4-ARV1+A4RSF-****35WC-J | Light Emitting Diode | Inseparable Luminaire | Quick Connect | 0-10 VDC Controls | 66.2 | 2775 | 0.0011 | 92 | 54 | 173 | 0.99 | Ambient | 50000 |  |  | 55000 | 0.1 | 21 | 21 | 0.21 | 0.26 | 0.26 | 0.25 | 0.2 | 0.1 | 0.29 | 0.35 | 0.35 | 0.28 | 0.2 | 0.1 | 0.25 | 0.32 | 0.31 | 0.24 | 0.3 | 0.1 | True |  | Non Federally-Regulated | 11/08/2017 |  | 01/16/2018
Contrast Lighting | Ardito | ICAT6R4-ARV1+A4RSF-****40WC-J | Light Emitting Diode | Inseparable Luminaire | Quick Connect | 0-10 VDC Controls | 66.2 | 2775 | 0.0011 | 92 | 54 | 173 | 0.99 | Ambient | 50000 |  |  | 55000 | 0.1 | 21 | 21 | 0.21 | 0.26 | 0.26 | 0.25 | 0.2 | 0.1 | 0.29 | 0.35 | 0.35 | 0.28 | 0.2 | 0.1 | 0.25 | 0.32 | 0.31 | 0.24 | 0.3 | 0.1 | True |  | Non Federally-Regulated | 11/08/2017 |  | 01/16/2018
Contrast Lighting | Ardito | ICAT6S3-ARV1+A3SAR-****27MC-J | Light Emitting Diode | Inseparable Luminaire | Quick Connect | 0-10 VDC Controls | 66.2 | 2775 | 0.0011 | 92 | 54 | 173 | 0.99 | Ambient | 50000 |  |  | 55000 | 0.1 | 21 | 21 | 0.21 | 0.26 | 0.26 | 0.25 | 0.2 | 0.1 | 0.29 | 0.35 | 0.35 | 0.28 | 0.2 | 0.1 | 0.25 | 0.32 | 0.31 | 0.24 | 0.3 | 0.1 | True |  | Non Federally-Regulated | 11/08/2017 |  | 01/16/2018
Contrast Lighting | Ardito | ICAT6S3-ARV1+A3SAR-****27SC-J | Light Emitting Diode | Inseparable Luminaire | Quick Connect | 0-10 VDC Controls | 66.2 | 2775 | 0.0011 | 92 | 54 | 173 | 0.99 | Ambient | 50000 |  |  | 55000 | 0.1 | 21 | 21 | 0.21 | 0.26 | 0.26 | 0.25 | 0.2 | 0.1 | 0.29 | 0.35 | 0.35 | 0.28 | 0.2 | 0.1 | 0.25 | 0.32 | 0.31 | 0.24 | 0.3 | 0.1 | True |  | Non Federally-Regulated | 11/08/2017 |  | 01/16/2018
Contrast Lighting | Ardito | ICAT6S3-ARV1+A3SAR-****27WC-J | Light Emitting Diode | Inseparable Luminaire | Quick Connect | 0-10 VDC Controls | 66.2 | 2775 | 0.0011 | 92 | 54 | 173 | 0.99 | Ambient | 50000 |  |  | 55000 | 0.1 | 21 | 21 | 0.21 | 0.26 | 0.26 | 0.25 | 0.2 | 0.1 | 0.29 | 0.35 | 0.35 | 0.28 | 0.2 | 0.1 | 0.25 | 0.32 | 0.31 | 0.24 | 0.3 | 0.1 | True |  | Non Federally-Regulated | 11/08/2017 |  | 01/16/2018
Contrast Lighting | Ardito | ICAT6S3-ARV1+A3SAR-****30MC-J | Light Emitting Diode | Inseparable Luminaire | Quick Connect | 0-10 VDC Controls | 66.2 | 2775 | 0.0011 | 92 | 54 | 173 | 0.99 | Ambient | 50000 |  |  | 55000 | 0.1 | 21 | 21 | 0.21 | 0.26 | 0.26 | 0.25 | 0.2 | 0.1 | 0.29 | 0.35 | 0.35 | 0.28 | 0.2 | 0.1 | 0.25 | 0.32 | 0.31 | 0.24 | 0.3 | 0.1 | True |  | Non Federally-Regulated | 11/08/2017 |  | 01/16/2018
Contrast Lighting | Ardito | ICAT6S3-ARV1+A3SAR-****30SC-J | Light Emitting Diode | Inseparable Luminaire | Quick Connect | 0-10 VDC Controls | 66.2 | 2775 | 0.0011 | 92 | 54 | 173 | 0.99 | Ambient | 50000 |  |  | 55000 | 0.1 | 21 | 21 | 0.21 | 0.26 | 0.26 | 0.25 | 0.2 | 0.1 | 0.29 | 0.35 | 0.35 | 0.28 | 0.2 | 0.1 | 0.25 | 0.32 | 0.31 | 0.24 | 0.3 | 0.1 | True |  | Non Federally-Regulated | 11/08/2017 |  | 01/16/2018
Contrast Lighting | Ardito | ICAT6S3-ARV1+A3SAR-****30WC-J | Light Emitting Diode | Inseparable Luminaire | Quick Connect | 0-10 VDC Controls | 66.2 | 2775 | 0.0011 | 92 | 54 | 173 | 0.99 | Ambient | 50000 |  |  | 55000 | 0.1 | 21 | 21 | 0.21 | 0.26 | 0.26 | 0.25 | 0.2 | 0.1 | 0.29 | 0.35 | 0.35 | 0.28 | 0.2 | 0.1 | 0.25 | 0.32 | 0.31 | 0.24 | 0.3 | 0.1 | True |  | Non Federally-Regulated | 11/08/2017 |  | 01/16/2018
Contrast Lighting | Ardito | ICAT6S3-ARV1+A3SAR-****35MC-J | Light Emitting Diode | Inseparable Luminaire | Quick Connect | 0-10 VDC Controls | 66.2 | 2775 | 0.0011 | 92 | 54 | 173 | 0.99 | Ambient | 50000 |  |  | 55000 | 0.1 | 21 | 21 | 0.21 | 0.26 | 0.26 | 0.25 | 0.2 | 0.1 | 0.29 | 0.35 | 0.35 | 0.28 | 0.2 | 0.1 | 0.25 | 0.32 | 0.31 | 0.24 | 0.3 | 0.1 | True |  | Non Federally-Regulated | 11/08/2017 |  | 01/16/2018
Contrast Lighting | Ardito | ICAT6S3-ARV1+A3SAR-****35SC-J | Light Emitting Diode | Inseparable Luminaire | Quick Connect | 0-10 VDC Controls | 66.2 | 2775 | 0.0011 | 92 | 54 | 173 | 0.99 | Ambient | 50000 |  |  | 55000 | 0.1 | 21 | 21 | 0.21 | 0.26 | 0.26 | 0.25 | 0.2 | 0.1 | 0.29 | 0.35 | 0.35 | 0.28 | 0.2 | 0.1 | 0.25 | 0.32 | 0.31 | 0.24 | 0.3 | 0.1 | True |  | Non Federally-Regulated | 11/08/2017 |  | 01/16/2018
Contrast Lighting | Ardito | ICAT6S3-ARV1+A3SAR-****35WC-J | Light Emitting Diode | Inseparable Luminaire | Quick Connect | 0-10 VDC Controls | 66.2 | 2775 | 0.0011 | 92 | 54 | 173 | 0.99 | Ambient | 50000 |  |  | 55000 | 0.1 | 21 | 21 | 0.21 | 0.26 | 0.26 | 0.25 | 0.2 | 0.1 | 0.29 | 0.35 | 0.35 | 0.28 | 0.2 | 0.1 | 0.25 | 0.32 | 0.31 | 0.24 | 0.3 | 0.1 | True |  | Non Federally-Regulated | 11/08/2017 |  | 01/16/2018
Contrast Lighting | Ardito | ICAT6S3-ARV1+A3SAR-****40MC-J | Light Emitting Diode | Inseparable Luminaire | Quick Connect | 0-10 VDC Controls | 66.2 | 2775 | 0.0011 | 92 | 54 | 173 | 0.99 | Ambient | 50000 |  |  | 55000 | 0.1 | 21 | 21 | 0.21 | 0.26 | 0.26 | 0.25 | 0.2 | 0.1 | 0.29 | 0.35 | 0.35 | 0.28 | 0.2 | 0.1 | 0.25 | 0.32 | 0.31 | 0.24 | 0.3 | 0.1 | True |  | Non Federally-Regulated | 11/08/2017 |  | 01/16/2018
Contrast Lighting | Ardito | ICAT6S3-ARV1+A3SAR-****40SC-J | Light Emitting Diode | Inseparable Luminaire | Quick Connect | 0-10 VDC Controls | 66.2 | 2775 | 0.0011 | 92 | 54 | 173 | 0.99 | Ambient | 50000 |  |  | 55000 | 0.1 | 21 | 21 | 0.21 | 0.26 | 0.26 | 0.25 | 0.2 | 0.1 | 0.29 | 0.35 | 0.35 | 0.28 | 0.2 | 0.1 | 0.25 | 0.32 | 0.31 | 0.24 | 0.3 | 0.1 | True |  | Non Federally-Regulated | 11/08/2017 |  | 01/16/2018
Contrast Lighting | Ardito | ICAT6S3-ARV1+A3SAR-****40WC-J | Light Emitting Diode | Inseparable Luminaire | Quick Connect | 0-10 VDC Controls | 66.2 | 2775 | 0.0011 | 92 | 54 | 173 | 0.99 | Ambient | 50000 |  |  | 55000 | 0.1 | 21 | 21 | 0.21 | 0.26 | 0.26 | 0.25 | 0.2 | 0.1 | 0.29 | 0.35 | 0.35 | 0.28 | 0.2 | 0.1 | 0.25 | 0.32 | 0.31 | 0.24 | 0.3 | 0.1 | True |  | Non Federally-Regulated | 11/08/2017 |  | 01/16/2018
Contrast Lighting | Ardito | ICAT6S3-ARV1+A3SFR-****27MC-J | Light Emitting Diode | Inseparable Luminaire | Quick Connect | 0-10 VDC Controls | 66.2 | 2775 | 0.0011 | 92 | 54 | 173 | 0.99 | Ambient | 50000 |  |  | 55000 | 0.1 | 21 | 21 | 0.21 | 0.26 | 0.26 | 0.25 | 0.2 | 0.1 | 0.29 | 0.35 | 0.35 | 0.28 | 0.2 | 0.1 | 0.25 | 0.32 | 0.31 | 0.24 | 0.3 | 0.1 | True |  | Non Federally-Regulated | 11/08/2017 |  | 01/16/2018
Contrast Lighting | Ardito | ICAT6S3-ARV1+A3SFR-****27SC-J | Light Emitting Diode | Inseparable Luminaire | Quick Connect | 0-10 VDC Controls | 66.2 | 2775 | 0.0011 | 92 | 54 | 173 | 0.99 | Ambient | 50000 |  |  | 55000 | 0.1 | 21 | 21 | 0.21 | 0.26 | 0.26 | 0.25 | 0.2 | 0.1 | 0.29 | 0.35 | 0.35 | 0.28 | 0.2 | 0.1 | 0.25 | 0.32 | 0.31 | 0.24 | 0.3 | 0.1 | True |  | Non Federally-Regulated | 11/08/2017 |  | 01/16/2018
Contrast Lighting | Ardito | ICAT6S3-ARV1+A3SFR-****27WC-J | Light Emitting Diode | Inseparable Luminaire | Quick Connect | 0-10 VDC Controls | 66.2 | 2775 | 0.0011 | 92 | 54 | 173 | 0.99 | Ambient | 50000 |  |  | 55000 | 0.1 | 21 | 21 | 0.21 | 0.26 | 0.26 | 0.25 | 0.2 | 0.1 | 0.29 | 0.35 | 0.35 | 0.28 | 0.2 | 0.1 | 0.25 | 0.32 | 0.31 | 0.24 | 0.3 | 0.1 | True |  | Non Federally-Regulated | 11/08/2017 |  | 01/16/2018
Contrast Lighting | Ardito | ICAT6S3-ARV1+A3SFR-****30MC-J | Light Emitting Diode | Inseparable Luminaire | Quick Connect | 0-10 VDC Controls | 66.2 | 2775 | 0.0011 | 92 | 54 | 173 | 0.99 | Ambient | 50000 |  |  | 55000 | 0.1 | 21 | 21 | 0.21 | 0.26 | 0.26 | 0.25 | 0.2 | 0.1 | 0.29 | 0.35 | 0.35 | 0.28 | 0.2 | 0.1 | 0.25 | 0.32 | 0.31 | 0.24 | 0.3 | 0.1 | True |  | Non Federally-Regulated | 11/08/2017 |  | 01/16/2018
Contrast Lighting | Ardito | ICAT6S3-ARV1+A3SFR-****30SC-J | Light Emitting Diode | Inseparable Luminaire | Quick Connect | 0-10 VDC Controls | 66.2 | 2775 | 0.0011 | 92 | 54 | 173 | 0.99 | Ambient | 50000 |  |  | 55000 | 0.1 | 21 | 21 | 0.21 | 0.26 | 0.26 | 0.25 | 0.2 | 0.1 | 0.29 | 0.35 | 0.35 | 0.28 | 0.2 | 0.1 | 0.25 | 0.32 | 0.31 | 0.24 | 0.3 | 0.1 | True |  | Non Federally-Regulated | 11/08/2017 |  | 01/16/2018
Contrast Lighting | Ardito | ICAT6S3-ARV1+A3SFR-****30WC-J | Light Emitting Diode | Inseparable Luminaire | Quick Connect | 0-10 VDC Controls | 66.2 | 2775 | 0.0011 | 92 | 54 | 173 | 0.99 | Ambient | 50000 |  |  | 55000 | 0.1 | 21 | 21 | 0.21 | 0.26 | 0.26 | 0.25 | 0.2 | 0.1 | 0.29 | 0.35 | 0.35 | 0.28 | 0.2 | 0.1 | 0.25 | 0.32 | 0.31 | 0.24 | 0.3 | 0.1 | True |  | Non Federally-Regulated | 11/08/2017 |  | 01/16/2018
Contrast Lighting | Ardito | ICAT6S3-ARV1+A3SFR-****35MC-J | Light Emitting Diode | Inseparable Luminaire | Quick Connect | 0-10 VDC Controls | 66.2 | 2775 | 0.0011 | 92 | 54 | 173 | 0.99 | Ambient | 50000 |  |  | 55000 | 0.1 | 21 | 21 | 0.21 | 0.26 | 0.26 | 0.25 | 0.2 | 0.1 | 0.29 | 0.35 | 0.35 | 0.28 | 0.2 | 0.1 | 0.25 | 0.32 | 0.31 | 0.24 | 0.3 | 0.1 | True |  | Non Federally-Regulated | 11/08/2017 |  | 01/16/2018
Contrast Lighting | Ardito | ICAT6S3-ARV1+A3SFR-****35SC-J | Light Emitting Diode | Inseparable Luminaire | Quick Connect | 0-10 VDC Controls | 66.2 | 2775 | 0.0011 | 92 | 54 | 173 | 0.99 | Ambient | 50000 |  |  | 55000 | 0.1 | 21 | 21 | 0.21 | 0.26 | 0.26 | 0.25 | 0.2 | 0.1 | 0.29 | 0.35 | 0.35 | 0.28 | 0.2 | 0.1 | 0.25 | 0.32 | 0.31 | 0.24 | 0.3 | 0.1 | True |  | Non Federally-Regulated | 11/08/2017 |  | 01/16/2018
Contrast Lighting | Ardito | ICAT6S3-ARV1+A3SFR-****35WC-J | Light Emitting Diode | Inseparable Luminaire | Quick Connect | 0-10 VDC Controls | 66.2 | 2775 | 0.0011 | 92 | 54 | 173 | 0.99 | Ambient | 50000 |  |  | 55000 | 0.1 | 21 | 21 | 0.21 | 0.26 | 0.26 | 0.25 | 0.2 | 0.1 | 0.29 | 0.35 | 0.35 | 0.28 | 0.2 | 0.1 | 0.25 | 0.32 | 0.31 | 0.24 | 0.3 | 0.1 | True |  | Non Federally-Regulated | 11/08/2017 |  | 01/16/2018
Contrast Lighting | Ardito | ICAT6S3-ARV1+A3SFR-****40MC-J | Light Emitting Diode | Inseparable Luminaire | Quick Connect | 0-10 VDC Controls | 66.2 | 2775 | 0.0011 | 92 | 54 | 173 | 0.99 | Ambient | 50000 |  |  | 55000 | 0.1 | 21 | 21 | 0.21 | 0.26 | 0.26 | 0.25 | 0.2 | 0.1 | 0.29 | 0.35 | 0.35 | 0.28 | 0.2 | 0.1 | 0.25 | 0.32 | 0.31 | 0.24 | 0.3 | 0.1 | True |  | Non Federally-Regulated | 11/08/2017 |  | 01/16/2018
Contrast Lighting | Ardito | ICAT6S3-ARV1+A3SFR-****40SC-J | Light Emitting Diode | Inseparable Luminaire | Quick Connect | 0-10 VDC Controls | 66.2 | 2775 | 0.0011 | 92 | 54 | 173 | 0.99 | Ambient | 50000 |  |  | 55000 | 0.1 | 21 | 21 | 0.21 | 0.26 | 0.26 | 0.25 | 0.2 | 0.1 | 0.29 | 0.35 | 0.35 | 0.28 | 0.2 | 0.1 | 0.25 | 0.32 | 0.31 | 0.24 | 0.3 | 0.1 | True |  | Non Federally-Regulated | 11/08/2017 |  | 01/16/2018
Contrast Lighting | Ardito | ICAT6S3-ARV1+A3SFR-****40WC-J | Light Emitting Diode | Inseparable Luminaire | Quick Connect | 0-10 VDC Controls | 66.2 | 2775 | 0.0011 | 92 | 54 | 173 | 0.99 | Ambient | 50000 |  |  | 55000 | 0.1 | 21 | 21 | 0.21 | 0.26 | 0.26 | 0.25 | 0.2 | 0.1 | 0.29 | 0.35 | 0.35 | 0.28 | 0.2 | 0.1 | 0.25 | 0.32 | 0.31 | 0.24 | 0.3 | 0.1 | True |  | Non Federally-Regulated | 11/08/2017 |  | 01/16/2018
Contrast Lighting | Ardito | ICAT6S3-ARV1+A3SSF-****27WC-J | Light Emitting Diode | Inseparable Luminaire | Quick Connect | 0-10 VDC Controls | 66.2 | 2775 | 0.0011 | 92 | 54 | 173 | 0.99 | Ambient | 50000 |  |  | 55000 | 0.1 | 21 | 21 | 0.21 | 0.26 | 0.26 | 0.25 | 0.2 | 0.1 | 0.29 | 0.35 | 0.35 | 0.28 | 0.2 | 0.1 | 0.25 | 0.32 | 0.31 | 0.24 | 0.3 | 0.1 | True |  | Non Federally-Regulated | 11/08/2017 |  | 01/16/2018
Contrast Lighting | Ardito | ICAT6S3-ARV1+A3SSF-****30WC-J | Light Emitting Diode | Inseparable Luminaire | Quick Connect | 0-10 VDC Controls | 66.2 | 2775 | 0.0011 | 92 | 54 | 173 | 0.99 | Ambient | 50000 |  |  | 55000 | 0.1 | 21 | 21 | 0.21 | 0.26 | 0.26 | 0.25 | 0.2 | 0.1 | 0.29 | 0.35 | 0.35 | 0.28 | 0.2 | 0.1 | 0.25 | 0.32 | 0.31 | 0.24 | 0.3 | 0.1 | True |  | Non Federally-Regulated | 11/08/2017 |  | 01/16/2018
Contrast Lighting | Ardito | ICAT6S3-ARV1+A3SSF-****35WC-J | Light Emitting Diode | Inseparable Luminaire | Quick Connect | 0-10 VDC Controls | 66.2 | 2775 | 0.0011 | 92 | 54 | 173 | 0.99 | Ambient | 50000 |  |  | 55000 | 0.1 | 21 | 21 | 0.21 | 0.26 | 0.26 | 0.25 | 0.2 | 0.1 | 0.29 | 0.35 | 0.35 | 0.28 | 0.2 | 0.1 | 0.25 | 0.32 | 0.31 | 0.24 | 0.3 | 0.1 | True |  | Non Federally-Regulated | 11/08/2017 |  | 01/16/2018
Contrast Lighting | Ardito | ICAT6S3-ARV1+A3SSF-****40WC-J | Light Emitting Diode | Inseparable Luminaire | Quick Connect | 0-10 VDC Controls | 66.2 | 2775 | 0.0011 | 92 | 54 | 173 | 0.99 | Ambient | 50000 |  |  | 55000 | 0.1 | 21 | 21 | 0.21 | 0.26 | 0.26 | 0.25 | 0.2 | 0.1 | 0.29 | 0.35 | 0.35 | 0.28 | 0.2 | 0.1 | 0.25 | 0.32 | 0.31 | 0.24 | 0.3 | 0.1 | True |  | Non Federally-Regulated | 11/08/2017 |  | 01/16/2018
Contrast Lighting | Ardito | ICAT6S4-ARV1+A4SAR-****27MC-J | Light Emitting Diode | Inseparable Luminaire | Quick Connect | 0-10 VDC Controls | 66.2 | 2775 | 0.0011 | 92 | 54 | 173 | 0.99 | Ambient | 50000 |  |  | 55000 | 0.1 | 21 | 21 | 0.21 | 0.26 | 0.26 | 0.25 | 0.2 | 0.1 | 0.29 | 0.35 | 0.35 | 0.28 | 0.2 | 0.1 | 0.25 | 0.32 | 0.31 | 0.24 | 0.3 | 0.1 | True |  | Non Federally-Regulated | 11/08/2017 |  | 01/16/2018
Contrast Lighting | Ardito | ICAT6S4-ARV1+A4SAR-****27SC-J | Light Emitting Diode | Inseparable Luminaire | Quick Connect | 0-10 VDC Controls | 66.2 | 2775 | 0.0011 | 92 | 54 | 173 | 0.99 | Ambient | 50000 |  |  | 55000 | 0.1 | 21 | 21 | 0.21 | 0.26 | 0.26 | 0.25 | 0.2 | 0.1 | 0.29 | 0.35 | 0.35 | 0.28 | 0.2 | 0.1 | 0.25 | 0.32 | 0.31 | 0.24 | 0.3 | 0.1 | True |  | Non Federally-Regulated | 11/08/2017 |  | 01/16/2018
Contrast Lighting | Ardito | ICAT6S4-ARV1+A4SAR-****27WC-J | Light Emitting Diode | Inseparable Luminaire | Quick Connect | 0-10 VDC Controls | 66.2 | 2775 | 0.0011 | 92 | 54 | 173 | 0.99 | Ambient | 50000 |  |  | 55000 | 0.1 | 21 | 21 | 0.21 | 0.26 | 0.26 | 0.25 | 0.2 | 0.1 | 0.29 | 0.35 | 0.35 | 0.28 | 0.2 | 0.1 | 0.25 | 0.32 | 0.31 | 0.24 | 0.3 | 0.1 | True |  | Non Federally-Regulated | 11/08/2017 |  | 01/16/2018
Contrast Lighting | Ardito | ICAT6S4-ARV1+A4SAR-****30MC-J | Light Emitting Diode | Inseparable Luminaire | Quick Connect | 0-10 VDC Controls | 66.2 | 2775 | 0.0011 | 92 | 54 | 173 | 0.99 | Ambient | 50000 |  |  | 55000 | 0.1 | 21 | 21 | 0.21 | 0.26 | 0.26 | 0.25 | 0.2 | 0.1 | 0.29 | 0.35 | 0.35 | 0.28 | 0.2 | 0.1 | 0.25 | 0.32 | 0.31 | 0.24 | 0.3 | 0.1 | True |  | Non Federally-Regulated | 11/08/2017 |  | 01/16/2018
Contrast Lighting | Ardito | ICAT6S4-ARV1+A4SAR-****30SC-J | Light Emitting Diode | Inseparable Luminaire | Quick Connect | 0-10 VDC Controls | 66.2 | 2775 | 0.0011 | 92 | 54 | 173 | 0.99 | Ambient | 50000 |  |  | 55000 | 0.1 | 21 | 21 | 0.21 | 0.26 | 0.26 | 0.25 | 0.2 | 0.1 | 0.29 | 0.35 | 0.35 | 0.28 | 0.2 | 0.1 | 0.25 | 0.32 | 0.31 | 0.24 | 0.3 | 0.1 | True |  | Non Federally-Regulated | 11/08/2017 |  | 01/16/2018
Contrast Lighting | Ardito | ICAT6S4-ARV1+A4SAR-****30WC-J | Light Emitting Diode | Inseparable Luminaire | Quick Connect | 0-10 VDC Controls | 66.2 | 2775 | 0.0011 | 92 | 54 | 173 | 0.99 | Ambient | 50000 |  |  | 55000 | 0.1 | 21 | 21 | 0.21 | 0.26 | 0.26 | 0.25 | 0.2 | 0.1 | 0.29 | 0.35 | 0.35 | 0.28 | 0.2 | 0.1 | 0.25 | 0.32 | 0.31 | 0.24 | 0.3 | 0.1 | True |  | Non Federally-Regulated | 11/08/2017 |  | 01/16/2018
Contrast Lighting | Ardito | ICAT6S4-ARV1+A4SAR-****35MC-J | Light Emitting Diode | Inseparable Luminaire | Quick Connect | 0-10 VDC Controls | 66.2 | 2775 | 0.0011 | 92 | 54 | 173 | 0.99 | Ambient | 50000 |  |  | 55000 | 0.1 | 21 | 21 | 0.21 | 0.26 | 0.26 | 0.25 | 0.2 | 0.1 | 0.29 | 0.35 | 0.35 | 0.28 | 0.2 | 0.1 | 0.25 | 0.32 | 0.31 | 0.24 | 0.3 | 0.1 | True |  | Non Federally-Regulated | 11/08/2017 |  | 01/16/2018
Contrast Lighting | Ardito | ICAT6S4-ARV1+A4SAR-****35SC-J | Light Emitting Diode | Inseparable Luminaire | Quick Connect | 0-10 VDC Controls | 66.2 | 2775 | 0.0011 | 92 | 54 | 173 | 0.99 | Ambient | 50000 |  |  | 55000 | 0.1 | 21 | 21 | 0.21 | 0.26 | 0.26 | 0.25 | 0.2 | 0.1 | 0.29 | 0.35 | 0.35 | 0.28 | 0.2 | 0.1 | 0.25 | 0.32 | 0.31 | 0.24 | 0.3 | 0.1 | True |  | Non Federally-Regulated | 11/08/2017 |  | 01/16/2018
Contrast Lighting | Ardito | ICAT6S4-ARV1+A4SAR-****35WC-J | Light Emitting Diode | Inseparable Luminaire | Quick Connect | 0-10 VDC Controls | 66.2 | 2775 | 0.0011 | 92 | 54 | 173 | 0.99 | Ambient | 50000 |  |  | 55000 | 0.1 | 21 | 21 | 0.21 | 0.26 | 0.26 | 0.25 | 0.2 | 0.1 | 0.29 | 0.35 | 0.35 | 0.28 | 0.2 | 0.1 | 0.25 | 0.32 | 0.31 | 0.24 | 0.3 | 0.1 | True |  | Non Federally-Regulated | 11/08/2017 |  | 01/16/2018
Contrast Lighting | Ardito | ICAT6S4-ARV1+A4SAR-****40MC-J | Light Emitting Diode | Inseparable Luminaire | Quick Connect | 0-10 VDC Controls | 66.2 | 2775 | 0.0011 | 92 | 54 | 173 | 0.99 | Ambient | 50000 |  |  | 55000 | 0.1 | 21 | 21 | 0.21 | 0.26 | 0.26 | 0.25 | 0.2 | 0.1 | 0.29 | 0.35 | 0.35 | 0.28 | 0.2 | 0.1 | 0.25 | 0.32 | 0.31 | 0.24 | 0.3 | 0.1 | True |  | Non Federally-Regulated | 11/08/2017 |  | 01/16/2018
Contrast Lighting | Ardito | ICAT6S4-ARV1+A4SAR-****40SC-J | Light Emitting Diode | Inseparable Luminaire | Quick Connect | 0-10 VDC Controls | 66.2 | 2775 | 0.0011 | 92 | 54 | 173 | 0.99 | Ambient | 50000 |  |  | 55000 | 0.1 | 21 | 21 | 0.21 | 0.26 | 0.26 | 0.25 | 0.2 | 0.1 | 0.29 | 0.35 | 0.35 | 0.28 | 0.2 | 0.1 | 0.25 | 0.32 | 0.31 | 0.24 | 0.3 | 0.1 | True |  | Non Federally-Regulated | 11/08/2017 |  | 01/16/2018
Contrast Lighting | Ardito | ICAT6S4-ARV1+A4SAR-****40WC-J | Light Emitting Diode | Inseparable Luminaire | Quick Connect | 0-10 VDC Controls | 66.2 | 2775 | 0.0011 | 92 | 54 | 173 | 0.99 | Ambient | 50000 |  |  | 55000 | 0.1 | 21 | 21 | 0.21 | 0.26 | 0.26 | 0.25 | 0.2 | 0.1 | 0.29 | 0.35 | 0.35 | 0.28 | 0.2 | 0.1 | 0.25 | 0.32 | 0.31 | 0.24 | 0.3 | 0.1 | True |  | Non Federally-Regulated | 11/08/2017 |  | 01/16/2018
Contrast Lighting | Ardito | ICAT6S4-ARV1+A4SFR-****27MC-J | Light Emitting Diode | Inseparable Luminaire | Quick Connect | 0-10 VDC Controls | 66.2 | 2775 | 0.0011 | 92 | 54 | 173 | 0.99 | Ambient | 50000 |  |  | 55000 | 0.1 | 21 | 21 | 0.21 | 0.26 | 0.26 | 0.25 | 0.2 | 0.1 | 0.29 | 0.35 | 0.35 | 0.28 | 0.2 | 0.1 | 0.25 | 0.32 | 0.31 | 0.24 | 0.3 | 0.1 | True |  | Non Federally-Regulated | 11/08/2017 |  | 01/16/2018
Contrast Lighting | Ardito | ICAT6S4-ARV1+A4SFR-****27SC-J | Light Emitting Diode | Inseparable Luminaire | Quick Connect | 0-10 VDC Controls | 66.2 | 2775 | 0.0011 | 92 | 54 | 173 | 0.99 | Ambient | 50000 |  |  | 55000 | 0.1 | 21 | 21 | 0.21 | 0.26 | 0.26 | 0.25 | 0.2 | 0.1 | 0.29 | 0.35 | 0.35 | 0.28 | 0.2 | 0.1 | 0.25 | 0.32 | 0.31 | 0.24 | 0.3 | 0.1 | True |  | Non Federally-Regulated | 11/08/2017 |  | 01/16/2018
Contrast Lighting | Ardito | ICAT6S4-ARV1+A4SFR-****27WC-J | Light Emitting Diode | Inseparable Luminaire | Quick Connect | 0-10 VDC Controls | 66.2 | 2775 | 0.0011 | 92 | 54 | 173 | 0.99 | Ambient | 50000 |  |  | 55000 | 0.1 | 21 | 21 | 0.21 | 0.26 | 0.26 | 0.25 | 0.2 | 0.1 | 0.29 | 0.35 | 0.35 | 0.28 | 0.2 | 0.1 | 0.25 | 0.32 | 0.31 | 0.24 | 0.3 | 0.1 | True |  | Non Federally-Regulated | 11/08/2017 |  | 01/16/2018
Contrast Lighting | Ardito | ICAT6S4-ARV1+A4SFR-****30MC-J | Light Emitting Diode | Inseparable Luminaire | Quick Connect | 0-10 VDC Controls | 66.2 | 2775 | 0.0011 | 92 | 54 | 173 | 0.99 | Ambient | 50000 |  |  | 55000 | 0.1 | 21 | 21 | 0.21 | 0.26 | 0.26 | 0.25 | 0.2 | 0.1 | 0.29 | 0.35 | 0.35 | 0.28 | 0.2 | 0.1 | 0.25 | 0.32 | 0.31 | 0.24 | 0.3 | 0.1 | True |  | Non Federally-Regulated | 11/08/2017 |  | 01/16/2018
Contrast Lighting | Ardito | ICAT6S4-ARV1+A4SFR-****30SC-J | Light Emitting Diode | Inseparable Luminaire | Quick Connect | 0-10 VDC Controls | 66.2 | 2775 | 0.0011 | 92 | 54 | 173 | 0.99 | Ambient | 50000 |  |  | 55000 | 0.1 | 21 | 21 | 0.21 | 0.26 | 0.26 | 0.25 | 0.2 | 0.1 | 0.29 | 0.35 | 0.35 | 0.28 | 0.2 | 0.1 | 0.25 | 0.32 | 0.31 | 0.24 | 0.3 | 0.1 | True |  | Non Federally-Regulated | 11/08/2017 |  | 01/16/2018
Contrast Lighting | Ardito | ICAT6S4-ARV1+A4SFR-****30WC-J | Light Emitting Diode | Inseparable Luminaire | Quick Connect | 0-10 VDC Controls | 66.2 | 2775 | 0.0011 | 92 | 54 | 173 | 0.99 | Ambient | 50000 |  |  | 55000 | 0.1 | 21 | 21 | 0.21 | 0.26 | 0.26 | 0.25 | 0.2 | 0.1 | 0.29 | 0.35 | 0.35 | 0.28 | 0.2 | 0.1 | 0.25 | 0.32 | 0.31 | 0.24 | 0.3 | 0.1 | True |  | Non Federally-Regulated | 11/08/2017 |  | 01/16/2018
Contrast Lighting | Ardito | ICAT6S4-ARV1+A4SFR-****35MC-J | Light Emitting Diode | Inseparable Luminaire | Quick Connect | 0-10 VDC Controls | 66.2 | 2775 | 0.0011 | 92 | 54 | 173 | 0.99 | Ambient | 50000 |  |  | 55000 | 0.1 | 21 | 21 | 0.21 | 0.26 | 0.26 | 0.25 | 0.2 | 0.1 | 0.29 | 0.35 | 0.35 | 0.28 | 0.2 | 0.1 | 0.25 | 0.32 | 0.31 | 0.24 | 0.3 | 0.1 | True |  | Non Federally-Regulated | 11/08/2017 |  | 01/16/2018
Contrast Lighting | Ardito | ICAT6S4-ARV1+A4SFR-****35SC-J | Light Emitting Diode | Inseparable Luminaire | Quick Connect | 0-10 VDC Controls | 66.2 | 2775 | 0.0011 | 92 | 54 | 173 | 0.99 | Ambient | 50000 |  |  | 55000 | 0.1 | 21 | 21 | 0.21 | 0.26 | 0.26 | 0.25 | 0.2 | 0.1 | 0.29 | 0.35 | 0.35 | 0.28 | 0.2 | 0.1 | 0.25 | 0.32 | 0.31 | 0.24 | 0.3 | 0.1 | True |  | Non Federally-Regulated | 11/08/2017 |  | 01/16/2018
Contrast Lighting | Ardito | ICAT6S4-ARV1+A4SFR-****35WC-J | Light Emitting Diode | Inseparable Luminaire | Quick Connect | 0-10 VDC Controls | 66.2 | 2775 | 0.0011 | 92 | 54 | 173 | 0.99 | Ambient | 50000 |  |  | 55000 | 0.1 | 21 | 21 | 0.21 | 0.26 | 0.26 | 0.25 | 0.2 | 0.1 | 0.29 | 0.35 | 0.35 | 0.28 | 0.2 | 0.1 | 0.25 | 0.32 | 0.31 | 0.24 | 0.3 | 0.1 | True |  | Non Federally-Regulated | 11/08/2017 |  | 01/16/2018
Contrast Lighting | Ardito | ICAT6S4-ARV1+A4SFR-****40MC-J | Light Emitting Diode | Inseparable Luminaire | Quick Connect | 0-10 VDC Controls | 66.2 | 2775 | 0.0011 | 92 | 54 | 173 | 0.99 | Ambient | 50000 |  |  | 55000 | 0.1 | 21 | 21 | 0.21 | 0.26 | 0.26 | 0.25 | 0.2 | 0.1 | 0.29 | 0.35 | 0.35 | 0.28 | 0.2 | 0.1 | 0.25 | 0.32 | 0.31 | 0.24 | 0.3 | 0.1 | True |  | Non Federally-Regulated | 11/08/2017 |  | 01/16/2018
Contrast Lighting | Ardito | ICAT6S4-ARV1+A4SFR-****40SC-J | Light Emitting Diode | Inseparable Luminaire | Quick Connect | 0-10 VDC Controls | 66.2 | 2775 | 0.0011 | 92 | 54 | 173 | 0.99 | Ambient | 50000 |  |  | 55000 | 0.1 | 21 | 21 | 0.21 | 0.26 | 0.26 | 0.25 | 0.2 | 0.1 | 0.29 | 0.35 | 0.35 | 0.28 | 0.2 | 0.1 | 0.25 | 0.32 | 0.31 | 0.24 | 0.3 | 0.1 | True |  | Non Federally-Regulated | 11/08/2017 |  | 01/16/2018
Contrast Lighting | Ardito | ICAT6S4-ARV1+A4SFR-****40WC-J | Light Emitting Diode | Inseparable Luminaire | Quick Connect | 0-10 VDC Controls | 66.2 | 2775 | 0.0011 | 92 | 54 | 173 | 0.99 | Ambient | 50000 |  |  | 55000 | 0.1 | 21 | 21 | 0.21 | 0.26 | 0.26 | 0.25 | 0.2 | 0.1 | 0.29 | 0.35 | 0.35 | 0.28 | 0.2 | 0.1 | 0.25 | 0.32 | 0.31 | 0.24 | 0.3 | 0.1 | True |  | Non Federally-Regulated | 11/08/2017 |  | 01/16/2018
Contrast Lighting | Ardito | ICAT6S4-ARV1+A4SSF-****27WC-J | Light Emitting Diode | Inseparable Luminaire | Quick Connect | 0-10 VDC Controls | 66.2 | 2775 | 0.0011 | 92 | 54 | 173 | 0.99 | Ambient | 50000 |  |  | 55000 | 0.1 | 21 | 21 | 0.21 | 0.26 | 0.26 | 0.25 | 0.2 | 0.1 | 0.29 | 0.35 | 0.35 | 0.28 | 0.2 | 0.1 | 0.25 | 0.32 | 0.31 | 0.24 | 0.3 | 0.1 | True |  | Non Federally-Regulated | 11/08/2017 |  | 01/16/2018
Contrast Lighting | Ardito | ICAT6S4-ARV1+A4SSF-****30WC-J | Light Emitting Diode | Inseparable Luminaire | Quick Connect | 0-10 VDC Controls | 66.2 | 2775 | 0.0011 | 92 | 54 | 173 | 0.99 | Ambient | 50000 |  |  | 55000 | 0.1 | 21 | 21 | 0.21 | 0.26 | 0.26 | 0.25 | 0.2 | 0.1 | 0.29 | 0.35 | 0.35 | 0.28 | 0.2 | 0.1 | 0.25 | 0.32 | 0.31 | 0.24 | 0.3 | 0.1 | True |  | Non Federally-Regulated | 11/08/2017 |  | 01/16/2018
Contrast Lighting | Ardito | ICAT6S4-ARV1+A4SSF-****35WC-J | Light Emitting Diode | Inseparable Luminaire | Quick Connect | 0-10 VDC Controls | 66.2 | 2775 | 0.0011 | 92 | 54 | 173 | 0.99 | Ambient | 50000 |  |  | 55000 | 0.1 | 21 | 21 | 0.21 | 0.26 | 0.26 | 0.25 | 0.2 | 0.1 | 0.29 | 0.35 | 0.35 | 0.28 | 0.2 | 0.1 | 0.25 | 0.32 | 0.31 | 0.24 | 0.3 | 0.1 | True |  | Non Federally-Regulated | 11/08/2017 |  | 01/16/2018
Contrast Lighting | Ardito | ICAT6S4-ARV1+A4SSF-****40WC-J | Light Emitting Diode | Inseparable Luminaire | Quick Connect | 0-10 VDC Controls | 66.2 | 2775 | 0.0011 | 92 | 54 | 173 | 0.99 | Ambient | 50000 |  |  | 55000 | 0.1 | 21 | 21 | 0.21 | 0.26 | 0.26 | 0.25 | 0.2 | 0.1 | 0.29 | 0.35 | 0.35 | 0.28 | 0.2 | 0.1 | 0.25 | 0.32 | 0.31 | 0.24 | 0.3 | 0.1 | True |  | Non Federally-Regulated | 11/08/2017 |  | 01/16/2018
Contrast Lighting | Ardito | ICAT0R2-ARV1+A2RAR-**27LC | Light Emitting Diode | Inseparable Luminaire | Quick Connect | 0-10 VDC Controls | 66.2 | 2775 | 0.0011 | 92 | 54 | 173 | 0.99 | Ambient | 50000 |  |  | 55000 | 0.1 | 21 | 21 | 0.21 | 0.26 | 0.26 | 0.25 | 0.2 | 0.1 | 0.29 | 0.35 | 0.35 | 0.28 | 0.2 | 0.1 | 0.25 | 0.32 | 0.31 | 0.24 | 0.3 | 0.1 | True |  | Non Federally-Regulated | 11/28/2017 |  | 01/16/2018
Contrast Lighting | Ardito | ICAT0R2-ARV1+A2RAR-**30LC | Light Emitting Diode | Inseparable Luminaire | Quick Connect | 0-10 VDC Controls | 66.2 | 2775 | 0.0011 | 92 | 54 | 173 | 0.99 | Ambient | 50000 |  |  | 55000 | 0.1 | 21 | 21 | 0.21 | 0.26 | 0.26 | 0.25 | 0.2 | 0.1 | 0.29 | 0.35 | 0.35 | 0.28 | 0.2 | 0.1 | 0.25 | 0.32 | 0.31 | 0.24 | 0.3 | 0.1 | True |  | Non Federally-Regulated | 11/28/2017 |  | 01/16/2018
Contrast Lighting | Ardito | ICAT0R2-ARV1+A2RAR-**35LC | Light Emitting Diode | Inseparable Luminaire | Quick Connect | 0-10 VDC Controls | 66.2 | 2775 | 0.0011 | 92 | 54 | 173 | 0.99 | Ambient | 50000 |  |  | 55000 | 0.1 | 21 | 21 | 0.21 | 0.26 | 0.26 | 0.25 | 0.2 | 0.1 | 0.29 | 0.35 | 0.35 | 0.28 | 0.2 | 0.1 | 0.25 | 0.32 | 0.31 | 0.24 | 0.3 | 0.1 | True |  | Non Federally-Regulated | 11/28/2017 |  | 01/16/2018
Contrast Lighting | Ardito | ICAT0R2-ARV1+A2RAR-**40LC | Light Emitting Diode | Inseparable Luminaire | Quick Connect | 0-10 VDC Controls | 66.2 | 2775 | 0.0011 | 92 | 54 | 173 | 0.99 | Ambient | 50000 |  |  | 55000 | 0.1 | 21 | 21 | 0.21 | 0.26 | 0.26 | 0.25 | 0.2 | 0.1 | 0.29 | 0.35 | 0.35 | 0.28 | 0.2 | 0.1 | 0.25 | 0.32 | 0.31 | 0.24 | 0.3 | 0.1 | True |  | Non Federally-Regulated | 11/28/2017 |  | 01/16/2018
Contrast Lighting | Ardito | ICAT0R2-ARV1+A2RAR-TR**27LC | Light Emitting Diode | Inseparable Luminaire | Quick Connect | 0-10 VDC Controls | 66.2 | 2775 | 0.0011 | 92 | 54 | 173 | 0.99 | Ambient | 50000 |  |  | 55000 | 0.1 | 21 | 21 | 0.21 | 0.26 | 0.26 | 0.25 | 0.2 | 0.1 | 0.29 | 0.35 | 0.35 | 0.28 | 0.2 | 0.1 | 0.25 | 0.32 | 0.31 | 0.24 | 0.3 | 0.1 | True |  | Non Federally-Regulated | 11/28/2017 |  | 01/16/2018
Contrast Lighting | Ardito | ICAT0R2-ARV1+A2RAR-TR**30LC | Light Emitting Diode | Inseparable Luminaire | Quick Connect | 0-10 VDC Controls | 66.2 | 2775 | 0.0011 | 92 | 54 | 173 | 0.99 | Ambient | 50000 |  |  | 55000 | 0.1 | 21 | 21 | 0.21 | 0.26 | 0.26 | 0.25 | 0.2 | 0.1 | 0.29 | 0.35 | 0.35 | 0.28 | 0.2 | 0.1 | 0.25 | 0.32 | 0.31 | 0.24 | 0.3 | 0.1 | True |  | Non Federally-Regulated | 11/28/2017 |  | 01/16/2018
Contrast Lighting | Ardito | ICAT0R2-ARV1+A2RAR-TR**35LC | Light Emitting Diode | Inseparable Luminaire | Quick Connect | 0-10 VDC Controls | 66.2 | 2775 | 0.0011 | 92 | 54 | 173 | 0.99 | Ambient | 50000 |  |  | 55000 | 0.1 | 21 | 21 | 0.21 | 0.26 | 0.26 | 0.25 | 0.2 | 0.1 | 0.29 | 0.35 | 0.35 | 0.28 | 0.2 | 0.1 | 0.25 | 0.32 | 0.31 | 0.24 | 0.3 | 0.1 | True |  | Non Federally-Regulated | 11/28/2017 |  | 01/16/2018
Contrast Lighting | Ardito | ICAT0R2-ARV1+A2RAR-TR**40LC | Light Emitting Diode | Inseparable Luminaire | Quick Connect | 0-10 VDC Controls | 66.2 | 2775 | 0.0011 | 92 | 54 | 173 | 0.99 | Ambient | 50000 |  |  | 55000 | 0.1 | 21 | 21 | 0.21 | 0.26 | 0.26 | 0.25 | 0.2 | 0.1 | 0.29 | 0.35 | 0.35 | 0.28 | 0.2 | 0.1 | 0.25 | 0.32 | 0.31 | 0.24 | 0.3 | 0.1 | True |  | Non Federally-Regulated | 11/28/2017 |  | 01/16/2018
Contrast Lighting | Ardito | ICAT0R2-ARV1+A2RFR-**27LC | Light Emitting Diode | Inseparable Luminaire | Quick Connect | 0-10 VDC Controls | 66.2 | 2775 | 0.0011 | 92 | 54 | 173 | 0.99 | Ambient | 50000 |  |  | 55000 | 0.1 | 21 | 21 | 0.21 | 0.26 | 0.26 | 0.25 | 0.2 | 0.1 | 0.29 | 0.35 | 0.35 | 0.28 | 0.2 | 0.1 | 0.25 | 0.32 | 0.31 | 0.24 | 0.3 | 0.1 | True |  | Non Federally-Regulated | 11/28/2017 |  | 01/16/2018
Contrast Lighting | Ardito | ICAT0R2-ARV1+A2RFR-**30LC | Light Emitting Diode | Inseparable Luminaire | Quick Connect | 0-10 VDC Controls | 66.2 | 2775 | 0.0011 | 92 | 54 | 173 | 0.99 | Ambient | 50000 |  |  | 55000 | 0.1 | 21 | 21 | 0.21 | 0.26 | 0.26 | 0.25 | 0.2 | 0.1 | 0.29 | 0.35 | 0.35 | 0.28 | 0.2 | 0.1 | 0.25 | 0.32 | 0.31 | 0.24 | 0.3 | 0.1 | True |  | Non Federally-Regulated | 11/28/2017 |  | 01/16/2018
Contrast Lighting | Ardito | ICAT0R2-ARV1+A2RFR-**35LC | Light Emitting Diode | Inseparable Luminaire | Quick Connect | 0-10 VDC Controls | 66.2 | 2775 | 0.0011 | 92 | 54 | 173 | 0.99 | Ambient | 50000 |  |  | 55000 | 0.1 | 21 | 21 | 0.21 | 0.26 | 0.26 | 0.25 | 0.2 | 0.1 | 0.29 | 0.35 | 0.35 | 0.28 | 0.2 | 0.1 | 0.25 | 0.32 | 0.31 | 0.24 | 0.3 | 0.1 | True |  | Non Federally-Regulated | 11/28/2017 |  | 01/16/2018
Contrast Lighting | Ardito | ICAT0R2-ARV1+A2RFR-**40LC | Light Emitting Diode | Inseparable Luminaire | Quick Connect | 0-10 VDC Controls | 66.2 | 2775 | 0.0011 | 92 | 54 | 173 | 0.99 | Ambient | 50000 |  |  | 55000 | 0.1 | 21 | 21 | 0.21 | 0.26 | 0.26 | 0.25 | 0.2 | 0.1 | 0.29 | 0.35 | 0.35 | 0.28 | 0.2 | 0.1 | 0.25 | 0.32 | 0.31 | 0.24 | 0.3 | 0.1 | True |  | Non Federally-Regulated | 11/28/2017 |  | 01/16/2018
Contrast Lighting | Ardito | ICAT0R2-ARV1+A2RFR-TR**27LC | Light Emitting Diode | Inseparable Luminaire | Quick Connect | 0-10 VDC Controls | 66.2 | 2775 | 0.0011 | 92 | 54 | 173 | 0.99 | Ambient | 50000 |  |  | 55000 | 0.1 | 21 | 21 | 0.21 | 0.26 | 0.26 | 0.25 | 0.2 | 0.1 | 0.29 | 0.35 | 0.35 | 0.28 | 0.2 | 0.1 | 0.25 | 0.32 | 0.31 | 0.24 | 0.3 | 0.1 | True |  | Non Federally-Regulated | 11/28/2017 |  | 01/16/2018
Contrast Lighting | Ardito | ICAT0R2-ARV1+A2RFR-TR**30LC | Light Emitting Diode | Inseparable Luminaire | Quick Connect | 0-10 VDC Controls | 66.2 | 2775 | 0.0011 | 92 | 54 | 173 | 0.99 | Ambient | 50000 |  |  | 55000 | 0.1 | 21 | 21 | 0.21 | 0.26 | 0.26 | 0.25 | 0.2 | 0.1 | 0.29 | 0.35 | 0.35 | 0.28 | 0.2 | 0.1 | 0.25 | 0.32 | 0.31 | 0.24 | 0.3 | 0.1 | True |  | Non Federally-Regulated | 11/28/2017 |  | 01/16/2018
Contrast Lighting | Ardito | ICAT0R2-ARV1+A2RFR-TR**35LC | Light Emitting Diode | Inseparable Luminaire | Quick Connect | 0-10 VDC Controls | 66.2 | 2775 | 0.0011 | 92 | 54 | 173 | 0.99 | Ambient | 50000 |  |  | 55000 | 0.1 | 21 | 21 | 0.21 | 0.26 | 0.26 | 0.25 | 0.2 | 0.1 | 0.29 | 0.35 | 0.35 | 0.28 | 0.2 | 0.1 | 0.25 | 0.32 | 0.31 | 0.24 | 0.3 | 0.1 | True |  | Non Federally-Regulated | 11/28/2017 |  | 01/16/2018
Contrast Lighting | Ardito | ICAT0R2-ARV1+A2RFR-TR**40LC | Light Emitting Diode | Inseparable Luminaire | Quick Connect | 0-10 VDC Controls | 66.2 | 2775 | 0.0011 | 92 | 54 | 173 | 0.99 | Ambient | 50000 |  |  | 55000 | 0.1 | 21 | 21 | 0.21 | 0.26 | 0.26 | 0.25 | 0.2 | 0.1 | 0.29 | 0.35 | 0.35 | 0.28 | 0.2 | 0.1 | 0.25 | 0.32 | 0.31 | 0.24 | 0.3 | 0.1 | True |  | Non Federally-Regulated | 11/28/2017 |  | 01/16/2018
Contrast Lighting | Ardito | ICAT0R2-ARV1+A2RSF-**27LC | Light Emitting Diode | Inseparable Luminaire | Quick Connect | 0-10 VDC Controls | 66.2 | 2775 | 0.0011 | 92 | 54 | 173 | 0.99 | Ambient | 50000 |  |  | 55000 | 0.1 | 21 | 21 | 0.21 | 0.26 | 0.26 | 0.25 | 0.2 | 0.1 | 0.29 | 0.35 | 0.35 | 0.28 | 0.2 | 0.1 | 0.25 | 0.32 | 0.31 | 0.24 | 0.3 | 0.1 | True |  | Non Federally-Regulated | 11/28/2017 |  | 01/16/2018
Contrast Lighting | Ardito | ICAT0R2-ARV1+A2RSF-**30LC | Light Emitting Diode | Inseparable Luminaire | Quick Connect | 0-10 VDC Controls | 66.2 | 2775 | 0.0011 | 92 | 54 | 173 | 0.99 | Ambient | 50000 |  |  | 55000 | 0.1 | 21 | 21 | 0.21 | 0.26 | 0.26 | 0.25 | 0.2 | 0.1 | 0.29 | 0.35 | 0.35 | 0.28 | 0.2 | 0.1 | 0.25 | 0.32 | 0.31 | 0.24 | 0.3 | 0.1 | True |  | Non Federally-Regulated | 11/28/2017 |  | 01/16/2018
Contrast Lighting | Ardito | ICAT0R2-ARV1+A2RSF-**35LC | Light Emitting Diode | Inseparable Luminaire | Quick Connect | 0-10 VDC Controls | 66.2 | 2775 | 0.0011 | 92 | 54 | 173 | 0.99 | Ambient | 50000 |  |  | 55000 | 0.1 | 21 | 21 | 0.21 | 0.26 | 0.26 | 0.25 | 0.2 | 0.1 | 0.29 | 0.35 | 0.35 | 0.28 | 0.2 | 0.1 | 0.25 | 0.32 | 0.31 | 0.24 | 0.3 | 0.1 | True |  | Non Federally-Regulated | 11/28/2017 |  | 01/16/2018
Contrast Lighting | Ardito | ICAT0R2-ARV1+A2RSF-**40LC | Light Emitting Diode | Inseparable Luminaire | Quick Connect | 0-10 VDC Controls | 66.2 | 2775 | 0.0011 | 92 | 54 | 173 | 0.99 | Ambient | 50000 |  |  | 55000 | 0.1 | 21 | 21 | 0.21 | 0.26 | 0.26 | 0.25 | 0.2 | 0.1 | 0.29 | 0.35 | 0.35 | 0.28 | 0.2 | 0.1 | 0.25 | 0.32 | 0.31 | 0.24 | 0.3 | 0.1 | True |  | Non Federally-Regulated | 11/28/2017 |  | 01/16/2018
Contrast Lighting | Ardito | ICAT0R2-ARV1+A2SSF-**27LC | Light Emitting Diode | Inseparable Luminaire | Quick Connect | 0-10 VDC Controls | 66.2 | 2775 | 0.0011 | 92 | 54 | 173 | 0.99 | Ambient | 50000 |  |  | 55000 | 0.1 | 21 | 21 | 0.21 | 0.26 | 0.26 | 0.25 | 0.2 | 0.1 | 0.29 | 0.35 | 0.35 | 0.28 | 0.2 | 0.1 | 0.25 | 0.32 | 0.31 | 0.24 | 0.3 | 0.1 | True |  | Non Federally-Regulated | 11/28/2017 |  | 01/16/2018
Contrast Lighting | Ardito | ICAT0R2-ARV1+A2SSF-**30LC | Light Emitting Diode | Inseparable Luminaire | Quick Connect | 0-10 VDC Controls | 66.2 | 2775 | 0.0011 | 92 | 54 | 173 | 0.99 | Ambient | 50000 |  |  | 55000 | 0.1 | 21 | 21 | 0.21 | 0.26 | 0.26 | 0.25 | 0.2 | 0.1 | 0.29 | 0.35 | 0.35 | 0.28 | 0.2 | 0.1 | 0.25 | 0.32 | 0.31 | 0.24 | 0.3 | 0.1 | True |  | Non Federally-Regulated | 11/28/2017 |  | 01/16/2018
Contrast Lighting | Ardito | ICAT0R2-ARV1+A2SSF-**35LC | Light Emitting Diode | Inseparable Luminaire | Quick Connect | 0-10 VDC Controls | 66.2 | 2775 | 0.0011 | 92 | 54 | 173 | 0.99 | Ambient | 50000 |  |  | 55000 | 0.1 | 21 | 21 | 0.21 | 0.26 | 0.26 | 0.25 | 0.2 | 0.1 | 0.29 | 0.35 | 0.35 | 0.28 | 0.2 | 0.1 | 0.25 | 0.32 | 0.31 | 0.24 | 0.3 | 0.1 | True |  | Non Federally-Regulated | 11/28/2017 |  | 01/16/2018
Contrast Lighting | Ardito | ICAT0R2-ARV1+A2SSF-**40LC | Light Emitting Diode | Inseparable Luminaire | Quick Connect | 0-10 VDC Controls | 66.2 | 2775 | 0.0011 | 92 | 54 | 173 | 0.99 | Ambient | 50000 |  |  | 55000 | 0.1 | 21 | 21 | 0.21 | 0.26 | 0.26 | 0.25 | 0.2 | 0.1 | 0.29 | 0.35 | 0.35 | 0.28 | 0.2 | 0.1 | 0.25 | 0.32 | 0.31 | 0.24 | 0.3 | 0.1 | True |  | Non Federally-Regulated | 11/28/2017 |  | 01/16/2018
Contrast Lighting | Ardito | ICAT0S2-ARV1+A2SAR-**27LC | Light Emitting Diode | Inseparable Luminaire | Quick Connect | 0-10 VDC Controls | 66.2 | 2775 | 0.0011 | 92 | 54 | 173 | 0.99 | Ambient | 50000 |  |  | 55000 | 0.1 | 21 | 21 | 0.21 | 0.26 | 0.26 | 0.25 | 0.2 | 0.1 | 0.29 | 0.35 | 0.35 | 0.28 | 0.2 | 0.1 | 0.25 | 0.32 | 0.31 | 0.24 | 0.3 | 0.1 | True |  | Non Federally-Regulated | 11/28/2017 |  | 01/16/2018
Contrast Lighting | Ardito | ICAT0S2-ARV1+A2SAR-**30LC | Light Emitting Diode | Inseparable Luminaire | Quick Connect | 0-10 VDC Controls | 66.2 | 2775 | 0.0011 | 92 | 54 | 173 | 0.99 | Ambient | 50000 |  |  | 55000 | 0.1 | 21 | 21 | 0.21 | 0.26 | 0.26 | 0.25 | 0.2 | 0.1 | 0.29 | 0.35 | 0.35 | 0.28 | 0.2 | 0.1 | 0.25 | 0.32 | 0.31 | 0.24 | 0.3 | 0.1 | True |  | Non Federally-Regulated | 11/28/2017 |  | 01/16/2018
Contrast Lighting | Ardito | ICAT0S2-ARV1+A2SAR-**35LC | Light Emitting Diode | Inseparable Luminaire | Quick Connect | 0-10 VDC Controls | 66.2 | 2775 | 0.0011 | 92 | 54 | 173 | 0.99 | Ambient | 50000 |  |  | 55000 | 0.1 | 21 | 21 | 0.21 | 0.26 | 0.26 | 0.25 | 0.2 | 0.1 | 0.29 | 0.35 | 0.35 | 0.28 | 0.2 | 0.1 | 0.25 | 0.32 | 0.31 | 0.24 | 0.3 | 0.1 | True |  | Non Federally-Regulated | 11/28/2017 |  | 01/16/2018
Contrast Lighting | Ardito | ICAT0S2-ARV1+A2SAR-**40LC | Light Emitting Diode | Inseparable Luminaire | Quick Connect | 0-10 VDC Controls | 66.2 | 2775 | 0.0011 | 92 | 54 | 173 | 0.99 | Ambient | 50000 |  |  | 55000 | 0.1 | 21 | 21 | 0.21 | 0.26 | 0.26 | 0.25 | 0.2 | 0.1 | 0.29 | 0.35 | 0.35 | 0.28 | 0.2 | 0.1 | 0.25 | 0.32 | 0.31 | 0.24 | 0.3 | 0.1 | True |  | Non Federally-Regulated | 11/28/2017 |  | 01/16/2018
Contrast Lighting | Ardito | ICAT0S2-ARV1+A2SAR-TR**27LC | Light Emitting Diode | Inseparable Luminaire | Quick Connect | 0-10 VDC Controls | 66.2 | 2775 | 0.0011 | 92 | 54 | 173 | 0.99 | Ambient | 50000 |  |  | 55000 | 0.1 | 21 | 21 | 0.21 | 0.26 | 0.26 | 0.25 | 0.2 | 0.1 | 0.29 | 0.35 | 0.35 | 0.28 | 0.2 | 0.1 | 0.25 | 0.32 | 0.31 | 0.24 | 0.3 | 0.1 | True |  | Non Federally-Regulated | 11/28/2017 |  | 01/16/2018
Contrast Lighting | Ardito | ICAT0S2-ARV1+A2SAR-TR**30LC | Light Emitting Diode | Inseparable Luminaire | Quick Connect | 0-10 VDC Controls | 66.2 | 2775 | 0.0011 | 92 | 54 | 173 | 0.99 | Ambient | 50000 |  |  | 55000 | 0.1 | 21 | 21 | 0.21 | 0.26 | 0.26 | 0.25 | 0.2 | 0.1 | 0.29 | 0.35 | 0.35 | 0.28 | 0.2 | 0.1 | 0.25 | 0.32 | 0.31 | 0.24 | 0.3 | 0.1 | True |  | Non Federally-Regulated | 11/28/2017 |  | 01/16/2018
Contrast Lighting | Ardito | ICAT0S2-ARV1+A2SAR-TR**35LC | Light Emitting Diode | Inseparable Luminaire | Quick Connect | 0-10 VDC Controls | 66.2 | 2775 | 0.0011 | 92 | 54 | 173 | 0.99 | Ambient | 50000 |  |  | 55000 | 0.1 | 21 | 21 | 0.21 | 0.26 | 0.26 | 0.25 | 0.2 | 0.1 | 0.29 | 0.35 | 0.35 | 0.28 | 0.2 | 0.1 | 0.25 | 0.32 | 0.31 | 0.24 | 0.3 | 0.1 | True |  | Non Federally-Regulated | 11/28/2017 |  | 01/16/2018
Contrast Lighting | Ardito | ICAT0S2-ARV1+A2SAR-TR**40LC | Light Emitting Diode | Inseparable Luminaire | Quick Connect | 0-10 VDC Controls | 66.2 | 2775 | 0.0011 | 92 | 54 | 173 | 0.99 | Ambient | 50000 |  |  | 55000 | 0.1 | 21 | 21 | 0.21 | 0.26 | 0.26 | 0.25 | 0.2 | 0.1 | 0.29 | 0.35 | 0.35 | 0.28 | 0.2 | 0.1 | 0.25 | 0.32 | 0.31 | 0.24 | 0.3 | 0.1 | True |  | Non Federally-Regulated | 11/28/2017 |  | 01/16/2018
Contrast Lighting | Ardito | ICAT0S2-ARV1+A2SFR-**27LC | Light Emitting Diode | Inseparable Luminaire | Quick Connect | 0-10 VDC Controls | 66.2 | 2775 | 0.0011 | 92 | 54 | 173 | 0.99 | Ambient | 50000 |  |  | 55000 | 0.1 | 21 | 21 | 0.21 | 0.26 | 0.26 | 0.25 | 0.2 | 0.1 | 0.29 | 0.35 | 0.35 | 0.28 | 0.2 | 0.1 | 0.25 | 0.32 | 0.31 | 0.24 | 0.3 | 0.1 | True |  | Non Federally-Regulated | 11/28/2017 |  | 01/16/2018
Contrast Lighting | Ardito | ICAT0S2-ARV1+A2SFR-**30LC | Light Emitting Diode | Inseparable Luminaire | Quick Connect | 0-10 VDC Controls | 66.2 | 2775 | 0.0011 | 92 | 54 | 173 | 0.99 | Ambient | 50000 |  |  | 55000 | 0.1 | 21 | 21 | 0.21 | 0.26 | 0.26 | 0.25 | 0.2 | 0.1 | 0.29 | 0.35 | 0.35 | 0.28 | 0.2 | 0.1 | 0.25 | 0.32 | 0.31 | 0.24 | 0.3 | 0.1 | True |  | Non Federally-Regulated | 11/28/2017 |  | 01/16/2018
Contrast Lighting | Ardito | ICAT0S2-ARV1+A2SFR-**35LC | Light Emitting Diode | Inseparable Luminaire | Quick Connect | 0-10 VDC Controls | 66.2 | 2775 | 0.0011 | 92 | 54 | 173 | 0.99 | Ambient | 50000 |  |  | 55000 | 0.1 | 21 | 21 | 0.21 | 0.26 | 0.26 | 0.25 | 0.2 | 0.1 | 0.29 | 0.35 | 0.35 | 0.28 | 0.2 | 0.1 | 0.25 | 0.32 | 0.31 | 0.24 | 0.3 | 0.1 | True |  | Non Federally-Regulated | 11/28/2017 |  | 01/16/2018
Contrast Lighting | Ardito | ICAT0S2-ARV1+A2SFR-**40LC | Light Emitting Diode | Inseparable Luminaire | Quick Connect | 0-10 VDC Controls | 66.2 | 2775 | 0.0011 | 92 | 54 | 173 | 0.99 | Ambient | 50000 |  |  | 55000 | 0.1 | 21 | 21 | 0.21 | 0.26 | 0.26 | 0.25 | 0.2 | 0.1 | 0.29 | 0.35 | 0.35 | 0.28 | 0.2 | 0.1 | 0.25 | 0.32 | 0.31 | 0.24 | 0.3 | 0.1 | True |  | Non Federally-Regulated | 11/28/2017 |  | 01/16/2018
Contrast Lighting | Ardito | ICAT0S2-ARV1+A2SFR-TR**27LC | Light Emitting Diode | Inseparable Luminaire | Quick Connect | 0-10 VDC Controls | 66.2 | 2775 | 0.0011 | 92 | 54 | 173 | 0.99 | Ambient | 50000 |  |  | 55000 | 0.1 | 21 | 21 | 0.21 | 0.26 | 0.26 | 0.25 | 0.2 | 0.1 | 0.29 | 0.35 | 0.35 | 0.28 | 0.2 | 0.1 | 0.25 | 0.32 | 0.31 | 0.24 | 0.3 | 0.1 | True |  | Non Federally-Regulated | 11/28/2017 |  | 01/16/2018
Contrast Lighting | Ardito | ICAT0S2-ARV1+A2SFR-TR**30LC | Light Emitting Diode | Inseparable Luminaire | Quick Connect | 0-10 VDC Controls | 66.2 | 2775 | 0.0011 | 92 | 54 | 173 | 0.99 | Ambient | 50000 |  |  | 55000 | 0.1 | 21 | 21 | 0.21 | 0.26 | 0.26 | 0.25 | 0.2 | 0.1 | 0.29 | 0.35 | 0.35 | 0.28 | 0.2 | 0.1 | 0.25 | 0.32 | 0.31 | 0.24 | 0.3 | 0.1 | True |  | Non Federally-Regulated | 11/28/2017 |  | 01/16/2018
Contrast Lighting | Ardito | ICAT0S2-ARV1+A2SFR-TR**35LC | Light Emitting Diode | Inseparable Luminaire | Quick Connect | 0-10 VDC Controls | 66.2 | 2775 | 0.0011 | 92 | 54 | 173 | 0.99 | Ambient | 50000 |  |  | 55000 | 0.1 | 21 | 21 | 0.21 | 0.26 | 0.26 | 0.25 | 0.2 | 0.1 | 0.29 | 0.35 | 0.35 | 0.28 | 0.2 | 0.1 | 0.25 | 0.32 | 0.31 | 0.24 | 0.3 | 0.1 | True |  | Non Federally-Regulated | 11/28/2017 |  | 01/16/2018
Contrast Lighting | Ardito | ICAT0S2-ARV1+A2SFR-TR**40LC | Light Emitting Diode | Inseparable Luminaire | Quick Connect | 0-10 VDC Controls | 66.2 | 2775 | 0.0011 | 92 | 54 | 173 | 0.99 | Ambient | 50000 |  |  | 55000 | 0.1 | 21 | 21 | 0.21 | 0.26 | 0.26 | 0.25 | 0.2 | 0.1 | 0.29 | 0.35 | 0.35 | 0.28 | 0.2 | 0.1 | 0.25 | 0.32 | 0.31 | 0.24 | 0.3 | 0.1 | True |  | Non Federally-Regulated | 11/28/2017 |  | 01/16/2018
Contrast Lighting | Ardito | ICAT6R3-ARV1+A3RAF-****27LC | Light Emitting Diode | Inseparable Luminaire | Quick Connect | 0-10 VDC Controls | 66.2 | 2775 | 0.0011 | 92 | 54 | 173 | 0.99 | Ambient | 50000 |  |  | 55000 | 0.1 | 21 | 21 | 0.21 | 0.26 | 0.26 | 0.25 | 0.2 | 0.1 | 0.29 | 0.35 | 0.35 | 0.28 | 0.2 | 0.1 | 0.25 | 0.32 | 0.31 | 0.24 | 0.3 | 0.1 | True |  | Non Federally-Regulated | 11/28/2017 |  | 01/16/2018
Contrast Lighting | Ardito | ICAT6R3-ARV1+A3RAF-****30LC | Light Emitting Diode | Inseparable Luminaire | Quick Connect | 0-10 VDC Controls | 66.2 | 2775 | 0.0011 | 92 | 54 | 173 | 0.99 | Ambient | 50000 |  |  | 55000 | 0.1 | 21 | 21 | 0.21 | 0.26 | 0.26 | 0.25 | 0.2 | 0.1 | 0.29 | 0.35 | 0.35 | 0.28 | 0.2 | 0.1 | 0.25 | 0.32 | 0.31 | 0.24 | 0.3 | 0.1 | True |  | Non Federally-Regulated | 11/28/2017 |  | 01/16/2018
Contrast Lighting | Ardito | ICAT6R3-ARV1+A3RAF-****35LC | Light Emitting Diode | Inseparable Luminaire | Quick Connect | 0-10 VDC Controls | 66.2 | 2775 | 0.0011 | 92 | 54 | 173 | 0.99 | Ambient | 50000 |  |  | 55000 | 0.1 | 21 | 21 | 0.21 | 0.26 | 0.26 | 0.25 | 0.2 | 0.1 | 0.29 | 0.35 | 0.35 | 0.28 | 0.2 | 0.1 | 0.25 | 0.32 | 0.31 | 0.24 | 0.3 | 0.1 | True |  | Non Federally-Regulated | 11/28/2017 |  | 01/16/2018
Contrast Lighting | Ardito | ICAT6R3-ARV1+A3RAF-****40LC | Light Emitting Diode | Inseparable Luminaire | Quick Connect | 0-10 VDC Controls | 66.2 | 2775 | 0.0011 | 92 | 54 | 173 | 0.99 | Ambient | 50000 |  |  | 55000 | 0.1 | 21 | 21 | 0.21 | 0.26 | 0.26 | 0.25 | 0.2 | 0.1 | 0.29 | 0.35 | 0.35 | 0.28 | 0.2 | 0.1 | 0.25 | 0.32 | 0.31 | 0.24 | 0.3 | 0.1 | True |  | Non Federally-Regulated | 11/28/2017 |  | 01/16/2018
Contrast Lighting | Ardito | ICAT6R3-ARV1+A3RAF-TR**27LC | Light Emitting Diode | Inseparable Luminaire | Quick Connect | 0-10 VDC Controls | 66.2 | 2775 | 0.0011 | 92 | 54 | 173 | 0.99 | Ambient | 50000 |  |  | 55000 | 0.1 | 21 | 21 | 0.21 | 0.26 | 0.26 | 0.25 | 0.2 | 0.1 | 0.29 | 0.35 | 0.35 | 0.28 | 0.2 | 0.1 | 0.25 | 0.32 | 0.31 | 0.24 | 0.3 | 0.1 | True |  | Non Federally-Regulated | 11/28/2017 |  | 01/16/2018
Contrast Lighting | Ardito | ICAT6R3-ARV1+A3RAF-TR**30LC | Light Emitting Diode | Inseparable Luminaire | Quick Connect | 0-10 VDC Controls | 66.2 | 2775 | 0.0011 | 92 | 54 | 173 | 0.99 | Ambient | 50000 |  |  | 55000 | 0.1 | 21 | 21 | 0.21 | 0.26 | 0.26 | 0.25 | 0.2 | 0.1 | 0.29 | 0.35 | 0.35 | 0.28 | 0.2 | 0.1 | 0.25 | 0.32 | 0.31 | 0.24 | 0.3 | 0.1 | True |  | Non Federally-Regulated | 11/28/2017 |  | 01/16/2018
Contrast Lighting | Ardito | ICAT6R3-ARV1+A3RAF-TR**35LC | Light Emitting Diode | Inseparable Luminaire | Quick Connect | 0-10 VDC Controls | 66.2 | 2775 | 0.0011 | 92 | 54 | 173 | 0.99 | Ambient | 50000 |  |  | 55000 | 0.1 | 21 | 21 | 0.21 | 0.26 | 0.26 | 0.25 | 0.2 | 0.1 | 0.29 | 0.35 | 0.35 | 0.28 | 0.2 | 0.1 | 0.25 | 0.32 | 0.31 | 0.24 | 0.3 | 0.1 | True |  | Non Federally-Regulated | 11/28/2017 |  | 01/16/2018
Contrast Lighting | Ardito | ICAT6R3-ARV1+A3RAF-TR**40LC | Light Emitting Diode | Inseparable Luminaire | Quick Connect | 0-10 VDC Controls | 66.2 | 2775 | 0.0011 | 92 | 54 | 173 | 0.99 | Ambient | 50000 |  |  | 55000 | 0.1 | 21 | 21 | 0.21 | 0.26 | 0.26 | 0.25 | 0.2 | 0.1 | 0.29 | 0.35 | 0.35 | 0.28 | 0.2 | 0.1 | 0.25 | 0.32 | 0.31 | 0.24 | 0.3 | 0.1 | True |  | Non Federally-Regulated | 11/28/2017 |  | 01/16/2018
Contrast Lighting | Ardito | ICAT6R3-ARV1+A3RAR-****27LC | Light Emitting Diode | Inseparable Luminaire | Quick Connect | 0-10 VDC Controls | 66.2 | 2775 | 0.0011 | 92 | 54 | 173 | 0.99 | Ambient | 50000 |  |  | 55000 | 0.1 | 21 | 21 | 0.21 | 0.26 | 0.26 | 0.25 | 0.2 | 0.1 | 0.29 | 0.35 | 0.35 | 0.28 | 0.2 | 0.1 | 0.25 | 0.32 | 0.31 | 0.24 | 0.3 | 0.1 | True |  | Non Federally-Regulated | 11/28/2017 |  | 01/16/2018
Contrast Lighting | Ardito | ICAT6R3-ARV1+A3RAR-****30LC | Light Emitting Diode | Inseparable Luminaire | Quick Connect | 0-10 VDC Controls | 66.2 | 2775 | 0.0011 | 92 | 54 | 173 | 0.99 | Ambient | 50000 |  |  | 55000 | 0.1 | 21 | 21 | 0.21 | 0.26 | 0.26 | 0.25 | 0.2 | 0.1 | 0.29 | 0.35 | 0.35 | 0.28 | 0.2 | 0.1 | 0.25 | 0.32 | 0.31 | 0.24 | 0.3 | 0.1 | True |  | Non Federally-Regulated | 11/28/2017 |  | 01/16/2018
Contrast Lighting | Ardito | ICAT6R3-ARV1+A3RAR-****35LC | Light Emitting Diode | Inseparable Luminaire | Quick Connect | 0-10 VDC Controls | 66.2 | 2775 | 0.0011 | 92 | 54 | 173 | 0.99 | Ambient | 50000 |  |  | 55000 | 0.1 | 21 | 21 | 0.21 | 0.26 | 0.26 | 0.25 | 0.2 | 0.1 | 0.29 | 0.35 | 0.35 | 0.28 | 0.2 | 0.1 | 0.25 | 0.32 | 0.31 | 0.24 | 0.3 | 0.1 | True |  | Non Federally-Regulated | 11/28/2017 |  | 01/16/2018
Contrast Lighting | Ardito | ICAT6R3-ARV1+A3RAR-****40LC | Light Emitting Diode | Inseparable Luminaire | Quick Connect | 0-10 VDC Controls | 66.2 | 2775 | 0.0011 | 92 | 54 | 173 | 0.99 | Ambient | 50000 |  |  | 55000 | 0.1 | 21 | 21 | 0.21 | 0.26 | 0.26 | 0.25 | 0.2 | 0.1 | 0.29 | 0.35 | 0.35 | 0.28 | 0.2 | 0.1 | 0.25 | 0.32 | 0.31 | 0.24 | 0.3 | 0.1 | True |  | Non Federally-Regulated | 11/28/2017 |  | 01/16/2018
Contrast Lighting | Ardito | ICAT6R3-ARV1+A3RAR-TR**27LC | Light Emitting Diode | Inseparable Luminaire | Quick Connect | 0-10 VDC Controls | 66.2 | 2775 | 0.0011 | 92 | 54 | 173 | 0.99 | Ambient | 50000 |  |  | 55000 | 0.1 | 21 | 21 | 0.21 | 0.26 | 0.26 | 0.25 | 0.2 | 0.1 | 0.29 | 0.35 | 0.35 | 0.28 | 0.2 | 0.1 | 0.25 | 0.32 | 0.31 | 0.24 | 0.3 | 0.1 | True |  | Non Federally-Regulated | 11/28/2017 |  | 01/16/2018
Contrast Lighting | Ardito | ICAT6R3-ARV1+A3RAR-TR**30LC | Light Emitting Diode | Inseparable Luminaire | Quick Connect | 0-10 VDC Controls | 66.2 | 2775 | 0.0011 | 92 | 54 | 173 | 0.99 | Ambient | 50000 |  |  | 55000 | 0.1 | 21 | 21 | 0.21 | 0.26 | 0.26 | 0.25 | 0.2 | 0.1 | 0.29 | 0.35 | 0.35 | 0.28 | 0.2 | 0.1 | 0.25 | 0.32 | 0.31 | 0.24 | 0.3 | 0.1 | True |  | Non Federally-Regulated | 11/28/2017 |  | 01/16/2018
Contrast Lighting | Ardito | ICAT6R3-ARV1+A3RAR-TR**35LC | Light Emitting Diode | Inseparable Luminaire | Quick Connect | 0-10 VDC Controls | 66.2 | 2775 | 0.0011 | 92 | 54 | 173 | 0.99 | Ambient | 50000 |  |  | 55000 | 0.1 | 21 | 21 | 0.21 | 0.26 | 0.26 | 0.25 | 0.2 | 0.1 | 0.29 | 0.35 | 0.35 | 0.28 | 0.2 | 0.1 | 0.25 | 0.32 | 0.31 | 0.24 | 0.3 | 0.1 | True |  | Non Federally-Regulated | 11/28/2017 |  | 01/16/2018
Contrast Lighting | Ardito | ICAT6R3-ARV1+A3RAR-TR**40LC | Light Emitting Diode | Inseparable Luminaire | Quick Connect | 0-10 VDC Controls | 66.2 | 2775 | 0.0011 | 92 | 54 | 173 | 0.99 | Ambient | 50000 |  |  | 55000 | 0.1 | 21 | 21 | 0.21 | 0.26 | 0.26 | 0.25 | 0.2 | 0.1 | 0.29 | 0.35 | 0.35 | 0.28 | 0.2 | 0.1 | 0.25 | 0.32 | 0.31 | 0.24 | 0.3 | 0.1 | True |  | Non Federally-Regulated | 11/28/2017 |  | 01/16/2018
Contrast Lighting | Ardito | ICAT6R3-ARV1+A3RFR-****27LC | Light Emitting Diode | Inseparable Luminaire | Quick Connect | 0-10 VDC Controls | 66.2 | 2775 | 0.0011 | 92 | 54 | 173 | 0.99 | Ambient | 50000 |  |  | 55000 | 0.1 | 21 | 21 | 0.21 | 0.26 | 0.26 | 0.25 | 0.2 | 0.1 | 0.29 | 0.35 | 0.35 | 0.28 | 0.2 | 0.1 | 0.25 | 0.32 | 0.31 | 0.24 | 0.3 | 0.1 | True |  | Non Federally-Regulated | 11/28/2017 |  | 01/16/2018
Contrast Lighting | Ardito | ICAT6R3-ARV1+A3RFR-****30LC | Light Emitting Diode | Inseparable Luminaire | Quick Connect | 0-10 VDC Controls | 66.2 | 2775 | 0.0011 | 92 | 54 | 173 | 0.99 | Ambient | 50000 |  |  | 55000 | 0.1 | 21 | 21 | 0.21 | 0.26 | 0.26 | 0.25 | 0.2 | 0.1 | 0.29 | 0.35 | 0.35 | 0.28 | 0.2 | 0.1 | 0.25 | 0.32 | 0.31 | 0.24 | 0.3 | 0.1 | True |  | Non Federally-Regulated | 11/28/2017 |  | 01/16/2018
Contrast Lighting | Ardito | ICAT6R3-ARV1+A3RFR-****35LC | Light Emitting Diode | Inseparable Luminaire | Quick Connect | 0-10 VDC Controls | 66.2 | 2775 | 0.0011 | 92 | 54 | 173 | 0.99 | Ambient | 50000 |  |  | 55000 | 0.1 | 21 | 21 | 0.21 | 0.26 | 0.26 | 0.25 | 0.2 | 0.1 | 0.29 | 0.35 | 0.35 | 0.28 | 0.2 | 0.1 | 0.25 | 0.32 | 0.31 | 0.24 | 0.3 | 0.1 | True |  | Non Federally-Regulated | 11/28/2017 |  | 01/16/2018
Contrast Lighting | Ardito | ICAT6R3-ARV1+A3RFR-****40LC | Light Emitting Diode | Inseparable Luminaire | Quick Connect | 0-10 VDC Controls | 66.2 | 2775 | 0.0011 | 92 | 54 | 173 | 0.99 | Ambient | 50000 |  |  | 55000 | 0.1 | 21 | 21 | 0.21 | 0.26 | 0.26 | 0.25 | 0.2 | 0.1 | 0.29 | 0.35 | 0.35 | 0.28 | 0.2 | 0.1 | 0.25 | 0.32 | 0.31 | 0.24 | 0.3 | 0.1 | True |  | Non Federally-Regulated | 11/28/2017 |  | 01/16/2018
Contrast Lighting | Ardito | ICAT6R3-ARV1+A3RFR-TR**27LC | Light Emitting Diode | Inseparable Luminaire | Quick Connect | 0-10 VDC Controls | 66.2 | 2775 | 0.0011 | 92 | 54 | 173 | 0.99 | Ambient | 50000 |  |  | 55000 | 0.1 | 21 | 21 | 0.21 | 0.26 | 0.26 | 0.25 | 0.2 | 0.1 | 0.29 | 0.35 | 0.35 | 0.28 | 0.2 | 0.1 | 0.25 | 0.32 | 0.31 | 0.24 | 0.3 | 0.1 | True |  | Non Federally-Regulated | 11/28/2017 |  | 01/16/2018
Contrast Lighting | Ardito | ICAT6R3-ARV1+A3RFR-TR**30LC | Light Emitting Diode | Inseparable Luminaire | Quick Connect | 0-10 VDC Controls | 66.2 | 2775 | 0.0011 | 92 | 54 | 173 | 0.99 | Ambient | 50000 |  |  | 55000 | 0.1 | 21 | 21 | 0.21 | 0.26 | 0.26 | 0.25 | 0.2 | 0.1 | 0.29 | 0.35 | 0.35 | 0.28 | 0.2 | 0.1 | 0.25 | 0.32 | 0.31 | 0.24 | 0.3 | 0.1 | True |  | Non Federally-Regulated | 11/28/2017 |  | 01/16/2018
Contrast Lighting | Ardito | ICAT6R3-ARV1+A3RFR-TR**35LC | Light Emitting Diode | Inseparable Luminaire | Quick Connect | 0-10 VDC Controls | 66.2 | 2775 | 0.0011 | 92 | 54 | 173 | 0.99 | Ambient | 50000 |  |  | 55000 | 0.1 | 21 | 21 | 0.21 | 0.26 | 0.26 | 0.25 | 0.2 | 0.1 | 0.29 | 0.35 | 0.35 | 0.28 | 0.2 | 0.1 | 0.25 | 0.32 | 0.31 | 0.24 | 0.3 | 0.1 | True |  | Non Federally-Regulated | 11/28/2017 |  | 01/16/2018
Contrast Lighting | Ardito | ICAT6R3-ARV1+A3RFR-TR**40LC | Light Emitting Diode | Inseparable Luminaire | Quick Connect | 0-10 VDC Controls | 66.2 | 2775 | 0.0011 | 92 | 54 | 173 | 0.99 | Ambient | 50000 |  |  | 55000 | 0.1 | 21 | 21 | 0.21 | 0.26 | 0.26 | 0.25 | 0.2 | 0.1 | 0.29 | 0.35 | 0.35 | 0.28 | 0.2 | 0.1 | 0.25 | 0.32 | 0.31 | 0.24 | 0.3 | 0.1 | True |  | Non Federally-Regulated | 11/28/2017 |  | 01/16/2018
Contrast Lighting | Ardito | ICAT6R3-ARV1+A3RSF-****27LC | Light Emitting Diode | Inseparable Luminaire | Quick Connect | 0-10 VDC Controls | 66.2 | 2775 | 0.0011 | 92 | 54 | 173 | 0.99 | Ambient | 50000 |  |  | 55000 | 0.1 | 21 | 21 | 0.21 | 0.26 | 0.26 | 0.25 | 0.2 | 0.1 | 0.29 | 0.35 | 0.35 | 0.28 | 0.2 | 0.1 | 0.25 | 0.32 | 0.31 | 0.24 | 0.3 | 0.1 | True |  | Non Federally-Regulated | 11/28/2017 |  | 01/16/2018
Contrast Lighting | Ardito | ICAT6R3-ARV1+A3RSF-****30LC | Light Emitting Diode | Inseparable Luminaire | Quick Connect | 0-10 VDC Controls | 66.2 | 2775 | 0.0011 | 92 | 54 | 173 | 0.99 | Ambient | 50000 |  |  | 55000 | 0.1 | 21 | 21 | 0.21 | 0.26 | 0.26 | 0.25 | 0.2 | 0.1 | 0.29 | 0.35 | 0.35 | 0.28 | 0.2 | 0.1 | 0.25 | 0.32 | 0.31 | 0.24 | 0.3 | 0.1 | True |  | Non Federally-Regulated | 11/28/2017 |  | 01/16/2018
Contrast Lighting | Ardito | ICAT6R3-ARV1+A3RSF-****35LC | Light Emitting Diode | Inseparable Luminaire | Quick Connect | 0-10 VDC Controls | 66.2 | 2775 | 0.0011 | 92 | 54 | 173 | 0.99 | Ambient | 50000 |  |  | 55000 | 0.1 | 21 | 21 | 0.21 | 0.26 | 0.26 | 0.25 | 0.2 | 0.1 | 0.29 | 0.35 | 0.35 | 0.28 | 0.2 | 0.1 | 0.25 | 0.32 | 0.31 | 0.24 | 0.3 | 0.1 | True |  | Non Federally-Regulated | 11/28/2017 |  | 01/16/2018
Contrast Lighting | Ardito | ICAT6R3-ARV1+A3RSF-****40LC | Light Emitting Diode | Inseparable Luminaire | Quick Connect | 0-10 VDC Controls | 66.2 | 2775 | 0.0011 | 92 | 54 | 173 | 0.99 | Ambient | 50000 |  |  | 55000 | 0.1 | 21 | 21 | 0.21 | 0.26 | 0.26 | 0.25 | 0.2 | 0.1 | 0.29 | 0.35 | 0.35 | 0.28 | 0.2 | 0.1 | 0.25 | 0.32 | 0.31 | 0.24 | 0.3 | 0.1 | True |  | Non Federally-Regulated | 11/28/2017 |  | 01/16/2018
Contrast Lighting | Ardito | ICAT6R3-ARV1+A3RSF-TR**27LC | Light Emitting Diode | Inseparable Luminaire | Quick Connect | 0-10 VDC Controls | 66.2 | 2775 | 0.0011 | 92 | 54 | 173 | 0.99 | Ambient | 50000 |  |  | 55000 | 0.1 | 21 | 21 | 0.21 | 0.26 | 0.26 | 0.25 | 0.2 | 0.1 | 0.29 | 0.35 | 0.35 | 0.28 | 0.2 | 0.1 | 0.25 | 0.32 | 0.31 | 0.24 | 0.3 | 0.1 | True |  | Non Federally-Regulated | 11/28/2017 |  | 01/16/2018
Contrast Lighting | Ardito | ICAT6R3-ARV1+A3RSF-TR**30LC | Light Emitting Diode | Inseparable Luminaire | Quick Connect | 0-10 VDC Controls | 66.2 | 2775 | 0.0011 | 92 | 54 | 173 | 0.99 | Ambient | 50000 |  |  | 55000 | 0.1 | 21 | 21 | 0.21 | 0.26 | 0.26 | 0.25 | 0.2 | 0.1 | 0.29 | 0.35 | 0.35 | 0.28 | 0.2 | 0.1 | 0.25 | 0.32 | 0.31 | 0.24 | 0.3 | 0.1 | True |  | Non Federally-Regulated | 11/28/2017 |  | 01/16/2018
Contrast Lighting | Ardito | ICAT6R3-ARV1+A3RSF-TR**35LC | Light Emitting Diode | Inseparable Luminaire | Quick Connect | 0-10 VDC Controls | 66.2 | 2775 | 0.0011 | 92 | 54 | 173 | 0.99 | Ambient | 50000 |  |  | 55000 | 0.1 | 21 | 21 | 0.21 | 0.26 | 0.26 | 0.25 | 0.2 | 0.1 | 0.29 | 0.35 | 0.35 | 0.28 | 0.2 | 0.1 | 0.25 | 0.32 | 0.31 | 0.24 | 0.3 | 0.1 | True |  | Non Federally-Regulated | 11/28/2017 |  | 01/16/2018
Contrast Lighting | Ardito | ICAT6R3-ARV1+A3RSF-TR**40LC | Light Emitting Diode | Inseparable Luminaire | Quick Connect | 0-10 VDC Controls | 66.2 | 2775 | 0.0011 | 92 | 54 | 173 | 0.99 | Ambient | 50000 |  |  | 55000 | 0.1 | 21 | 21 | 0.21 | 0.26 | 0.26 | 0.25 | 0.2 | 0.1 | 0.29 | 0.35 | 0.35 | 0.28 | 0.2 | 0.1 | 0.25 | 0.32 | 0.31 | 0.24 | 0.3 | 0.1 | True |  | Non Federally-Regulated | 11/28/2017 |  | 01/16/2018
Contrast Lighting | Ardito | ICAT6R3-ARV2+A3RAF-****27LC | Light Emitting Diode | Inseparable Luminaire | Quick Connect | 0-10 VDC Controls | 73.1 | 2784 | 0.0011 | 91 | 52 | 102 | 0.99 | Ambient | 50000 |  |  | 55000 | 0.1 | 22 | 21 | 0.16 | 0.21 | 0.21 | 0.21 | 0.2 | 0.1 | 0.14 | 0.18 | 0.18 | 0.17 | 0.1 | 0.1 | 0.9 | 0.11 | 0.11 | 0.9 | 0.8 | 0.1 | True |  | Non Federally-Regulated | 11/28/2017 |  | 01/16/2018
Contrast Lighting | Ardito | ICAT6R3-ARV2+A3RAF-****30LC | Light Emitting Diode | Inseparable Luminaire | Quick Connect | 0-10 VDC Controls | 73.1 | 2784 | 0.0011 | 91 | 52 | 102 | 0.99 | Ambient | 50000 |  |  | 55000 | 0.1 | 22 | 21 | 0.16 | 0.21 | 0.21 | 0.21 | 0.2 | 0.1 | 0.14 | 0.18 | 0.18 | 0.17 | 0.1 | 0.1 | 0.9 | 0.11 | 0.11 | 0.9 | 0.8 | 0.1 | True |  | Non Federally-Regulated | 11/28/2017 |  | 01/16/2018
Contrast Lighting | Ardito | ICAT6R3-ARV2+A3RAF-****35LC | Light Emitting Diode | Inseparable Luminaire | Quick Connect | 0-10 VDC Controls | 73.1 | 2784 | 0.0011 | 91 | 52 | 102 | 0.99 | Ambient | 50000 |  |  | 55000 | 0.1 | 22 | 21 | 0.16 | 0.21 | 0.21 | 0.21 | 0.2 | 0.1 | 0.14 | 0.18 | 0.18 | 0.17 | 0.1 | 0.1 | 0.9 | 0.11 | 0.11 | 0.9 | 0.8 | 0.1 | True |  | Non Federally-Regulated | 11/28/2017 |  | 01/16/2018
Contrast Lighting | Ardito | ICAT6R3-ARV2+A3RAF-****40LC | Light Emitting Diode | Inseparable Luminaire | Quick Connect | 0-10 VDC Controls | 73.1 | 2784 | 0.0011 | 91 | 52 | 102 | 0.99 | Ambient | 50000 |  |  | 55000 | 0.1 | 22 | 21 | 0.16 | 0.21 | 0.21 | 0.21 | 0.2 | 0.1 | 0.14 | 0.18 | 0.18 | 0.17 | 0.1 | 0.1 | 0.9 | 0.11 | 0.11 | 0.9 | 0.8 | 0.1 | True |  | Non Federally-Regulated | 11/28/2017 |  | 01/16/2018
Contrast Lighting | Ardito | ICAT6R3-ARV2+A3RAF-TR**27LC | Light Emitting Diode | Inseparable Luminaire | Quick Connect | 0-10 VDC Controls | 73.1 | 2784 | 0.0011 | 91 | 52 | 102 | 0.99 | Ambient | 50000 |  |  | 55000 | 0.1 | 22 | 21 | 0.16 | 0.21 | 0.21 | 0.21 | 0.2 | 0.1 | 0.14 | 0.18 | 0.18 | 0.17 | 0.1 | 0.1 | 0.9 | 0.11 | 0.11 | 0.9 | 0.8 | 0.1 | True |  | Non Federally-Regulated | 11/28/2017 |  | 01/16/2018
Contrast Lighting | Ardito | ICAT6R3-ARV2+A3RAF-TR**30LC | Light Emitting Diode | Inseparable Luminaire | Quick Connect | 0-10 VDC Controls | 73.1 | 2784 | 0.0011 | 91 | 52 | 102 | 0.99 | Ambient | 50000 |  |  | 55000 | 0.1 | 22 | 21 | 0.16 | 0.21 | 0.21 | 0.21 | 0.2 | 0.1 | 0.14 | 0.18 | 0.18 | 0.17 | 0.1 | 0.1 | 0.9 | 0.11 | 0.11 | 0.9 | 0.8 | 0.1 | True |  | Non Federally-Regulated | 11/28/2017 |  | 01/16/2018
Contrast Lighting | Ardito | ICAT6R3-ARV2+A3RAF-TR**35LC | Light Emitting Diode | Inseparable Luminaire | Quick Connect | 0-10 VDC Controls | 73.1 | 2784 | 0.0011 | 91 | 52 | 102 | 0.99 | Ambient | 50000 |  |  | 55000 | 0.1 | 22 | 21 | 0.16 | 0.21 | 0.21 | 0.21 | 0.2 | 0.1 | 0.14 | 0.18 | 0.18 | 0.17 | 0.1 | 0.1 | 0.9 | 0.11 | 0.11 | 0.9 | 0.8 | 0.1 | True |  | Non Federally-Regulated | 11/28/2017 |  | 01/16/2018
Contrast Lighting | Ardito | ICAT6R3-ARV2+A3RAF-TR**40LC | Light Emitting Diode | Inseparable Luminaire | Quick Connect | 0-10 VDC Controls | 73.1 | 2784 | 0.0011 | 91 | 52 | 102 | 0.99 | Ambient | 50000 |  |  | 55000 | 0.1 | 22 | 21 | 0.16 | 0.21 | 0.21 | 0.21 | 0.2 | 0.1 | 0.14 | 0.18 | 0.18 | 0.17 | 0.1 | 0.1 | 0.9 | 0.11 | 0.11 | 0.9 | 0.8 | 0.1 | True |  | Non Federally-Regulated | 11/28/2017 |  | 01/16/2018
Contrast Lighting | Ardito | ICAT6R3-ARV2+A3RAR-****27LC | Light Emitting Diode | Inseparable Luminaire | Quick Connect | 0-10 VDC Controls | 73.1 | 2784 | 0.0011 | 91 | 52 | 102 | 0.99 | Ambient | 50000 |  |  | 55000 | 0.1 | 22 | 21 | 0.16 | 0.21 | 0.21 | 0.21 | 0.2 | 0.1 | 0.14 | 0.18 | 0.18 | 0.17 | 0.1 | 0.1 | 0.9 | 0.11 | 0.11 | 0.9 | 0.8 | 0.1 | True |  | Non Federally-Regulated | 11/28/2017 |  | 01/16/2018
Contrast Lighting | Ardito | ICAT6R3-ARV2+A3RAR-****30LC | Light Emitting Diode | Inseparable Luminaire | Quick Connect | 0-10 VDC Controls | 73.1 | 2784 | 0.0011 | 91 | 52 | 102 | 0.99 | Ambient | 50000 |  |  | 55000 | 0.1 | 22 | 21 | 0.16 | 0.21 | 0.21 | 0.21 | 0.2 | 0.1 | 0.14 | 0.18 | 0.18 | 0.17 | 0.1 | 0.1 | 0.9 | 0.11 | 0.11 | 0.9 | 0.8 | 0.1 | True |  | Non Federally-Regulated | 11/28/2017 |  | 01/16/2018
Contrast Lighting | Ardito | ICAT6R3-ARV2+A3RAR-****35LC | Light Emitting Diode | Inseparable Luminaire | Quick Connect | 0-10 VDC Controls | 73.1 | 2784 | 0.0011 | 91 | 52 | 102 | 0.99 | Ambient | 50000 |  |  | 55000 | 0.1 | 22 | 21 | 0.16 | 0.21 | 0.21 | 0.21 | 0.2 | 0.1 | 0.14 | 0.18 | 0.18 | 0.17 | 0.1 | 0.1 | 0.9 | 0.11 | 0.11 | 0.9 | 0.8 | 0.1 | True |  | Non Federally-Regulated | 11/28/2017 |  | 01/16/2018
Contrast Lighting | Ardito | ICAT6R3-ARV2+A3RAR-****40LC | Light Emitting Diode | Inseparable Luminaire | Quick Connect | 0-10 VDC Controls | 73.1 | 2784 | 0.0011 | 91 | 52 | 102 | 0.99 | Ambient | 50000 |  |  | 55000 | 0.1 | 22 | 21 | 0.16 | 0.21 | 0.21 | 0.21 | 0.2 | 0.1 | 0.14 | 0.18 | 0.18 | 0.17 | 0.1 | 0.1 | 0.9 | 0.11 | 0.11 | 0.9 | 0.8 | 0.1 | True |  | Non Federally-Regulated | 11/28/2017 |  | 01/16/2018
Contrast Lighting | Ardito | ICAT6R3-ARV2+A3RAR-TR**27LC | Light Emitting Diode | Inseparable Luminaire | Quick Connect | 0-10 VDC Controls | 73.1 | 2784 | 0.0011 | 91 | 52 | 102 | 0.99 | Ambient | 50000 |  |  | 55000 | 0.1 | 22 | 21 | 0.16 | 0.21 | 0.21 | 0.21 | 0.2 | 0.1 | 0.14 | 0.18 | 0.18 | 0.17 | 0.1 | 0.1 | 0.9 | 0.11 | 0.11 | 0.9 | 0.8 | 0.1 | True |  | Non Federally-Regulated | 11/28/2017 |  | 01/16/2018
Contrast Lighting | Ardito | ICAT6R3-ARV2+A3RAR-TR**30LC | Light Emitting Diode | Inseparable Luminaire | Quick Connect | 0-10 VDC Controls | 73.1 | 2784 | 0.0011 | 91 | 52 | 102 | 0.99 | Ambient | 50000 |  |  | 55000 | 0.1 | 22 | 21 | 0.16 | 0.21 | 0.21 | 0.21 | 0.2 | 0.1 | 0.14 | 0.18 | 0.18 | 0.17 | 0.1 | 0.1 | 0.9 | 0.11 | 0.11 | 0.9 | 0.8 | 0.1 | True |  | Non Federally-Regulated | 11/28/2017 |  | 01/16/2018
Contrast Lighting | Ardito | ICAT6R3-ARV2+A3RAR-TR**35LC | Light Emitting Diode | Inseparable Luminaire | Quick Connect | 0-10 VDC Controls | 73.1 | 2784 | 0.0011 | 91 | 52 | 102 | 0.99 | Ambient | 50000 |  |  | 55000 | 0.1 | 22 | 21 | 0.16 | 0.21 | 0.21 | 0.21 | 0.2 | 0.1 | 0.14 | 0.18 | 0.18 | 0.17 | 0.1 | 0.1 | 0.9 | 0.11 | 0.11 | 0.9 | 0.8 | 0.1 | True |  | Non Federally-Regulated | 11/28/2017 |  | 01/16/2018
Contrast Lighting | Ardito | ICAT6R3-ARV2+A3RAR-TR**40LC | Light Emitting Diode | Inseparable Luminaire | Quick Connect | 0-10 VDC Controls | 73.1 | 2784 | 0.0011 | 91 | 52 | 102 | 0.99 | Ambient | 50000 |  |  | 55000 | 0.1 | 22 | 21 | 0.16 | 0.21 | 0.21 | 0.21 | 0.2 | 0.1 | 0.14 | 0.18 | 0.18 | 0.17 | 0.1 | 0.1 | 0.9 | 0.11 | 0.11 | 0.9 | 0.8 | 0.1 | True |  | Non Federally-Regulated | 11/28/2017 |  | 01/16/2018
Contrast Lighting | Ardito | ICAT6R3-ARV2+A3RFR-****27LC | Light Emitting Diode | Inseparable Luminaire | Quick Connect | 0-10 VDC Controls | 73.1 | 2784 | 0.0011 | 91 | 52 | 102 | 0.99 | Ambient | 50000 |  |  | 55000 | 0.1 | 22 | 21 | 0.16 | 0.21 | 0.21 | 0.21 | 0.2 | 0.1 | 0.14 | 0.18 | 0.18 | 0.17 | 0.1 | 0.1 | 0.9 | 0.11 | 0.11 | 0.9 | 0.8 | 0.1 | True |  | Non Federally-Regulated | 11/28/2017 |  | 01/16/2018
Contrast Lighting | Ardito | ICAT6R3-ARV2+A3RFR-****30LC | Light Emitting Diode | Inseparable Luminaire | Quick Connect | 0-10 VDC Controls | 73.1 | 2784 | 0.0011 | 91 | 52 | 102 | 0.99 | Ambient | 50000 |  |  | 55000 | 0.1 | 22 | 21 | 0.16 | 0.21 | 0.21 | 0.21 | 0.2 | 0.1 | 0.14 | 0.18 | 0.18 | 0.17 | 0.1 | 0.1 | 0.9 | 0.11 | 0.11 | 0.9 | 0.8 | 0.1 | True |  | Non Federally-Regulated | 11/28/2017 |  | 01/16/2018
Contrast Lighting | Ardito | ICAT6R3-ARV2+A3RFR-****35LC | Light Emitting Diode | Inseparable Luminaire | Quick Connect | 0-10 VDC Controls | 73.1 | 2784 | 0.0011 | 91 | 52 | 102 | 0.99 | Ambient | 50000 |  |  | 55000 | 0.1 | 22 | 21 | 0.16 | 0.21 | 0.21 | 0.21 | 0.2 | 0.1 | 0.14 | 0.18 | 0.18 | 0.17 | 0.1 | 0.1 | 0.9 | 0.11 | 0.11 | 0.9 | 0.8 | 0.1 | True |  | Non Federally-Regulated | 11/28/2017 |  | 01/16/2018
Contrast Lighting | Ardito | ICAT6R3-ARV2+A3RFR-****40LC | Light Emitting Diode | Inseparable Luminaire | Quick Connect | 0-10 VDC Controls | 73.1 | 2784 | 0.0011 | 91 | 52 | 102 | 0.99 | Ambient | 50000 |  |  | 55000 | 0.1 | 22 | 21 | 0.16 | 0.21 | 0.21 | 0.21 | 0.2 | 0.1 | 0.14 | 0.18 | 0.18 | 0.17 | 0.1 | 0.1 | 0.9 | 0.11 | 0.11 | 0.9 | 0.8 | 0.1 | True |  | Non Federally-Regulated | 11/28/2017 |  | 01/16/2018
Contrast Lighting | Ardito | ICAT6R3-ARV2+A3RFR-TR**27LC | Light Emitting Diode | Inseparable Luminaire | Quick Connect | 0-10 VDC Controls | 73.1 | 2784 | 0.0011 | 91 | 52 | 102 | 0.99 | Ambient | 50000 |  |  | 55000 | 0.1 | 22 | 21 | 0.16 | 0.21 | 0.21 | 0.21 | 0.2 | 0.1 | 0.14 | 0.18 | 0.18 | 0.17 | 0.1 | 0.1 | 0.9 | 0.11 | 0.11 | 0.9 | 0.8 | 0.1 | True |  | Non Federally-Regulated | 11/28/2017 |  | 01/16/2018
Contrast Lighting | Ardito | ICAT6R3-ARV2+A3RFR-TR**30LC | Light Emitting Diode | Inseparable Luminaire | Quick Connect | 0-10 VDC Controls | 73.1 | 2784 | 0.0011 | 91 | 52 | 102 | 0.99 | Ambient | 50000 |  |  | 55000 | 0.1 | 22 | 21 | 0.16 | 0.21 | 0.21 | 0.21 | 0.2 | 0.1 | 0.14 | 0.18 | 0.18 | 0.17 | 0.1 | 0.1 | 0.9 | 0.11 | 0.11 | 0.9 | 0.8 | 0.1 | True |  | Non Federally-Regulated | 11/28/2017 |  | 01/16/2018
Contrast Lighting | Ardito | ICAT6R3-ARV2+A3RFR-TR**35LC | Light Emitting Diode | Inseparable Luminaire | Quick Connect | 0-10 VDC Controls | 73.1 | 2784 | 0.0011 | 91 | 52 | 102 | 0.99 | Ambient | 50000 |  |  | 55000 | 0.1 | 22 | 21 | 0.16 | 0.21 | 0.21 | 0.21 | 0.2 | 0.1 | 0.14 | 0.18 | 0.18 | 0.17 | 0.1 | 0.1 | 0.9 | 0.11 | 0.11 | 0.9 | 0.8 | 0.1 | True |  | Non Federally-Regulated | 11/28/2017 |  | 01/16/2018
Contrast Lighting | Ardito | ICAT6R3-ARV2+A3RFR-TR**40LC | Light Emitting Diode | Inseparable Luminaire | Quick Connect | 0-10 VDC Controls | 73.1 | 2784 | 0.0011 | 91 | 52 | 102 | 0.99 | Ambient | 50000 |  |  | 55000 | 0.1 | 22 | 21 | 0.16 | 0.21 | 0.21 | 0.21 | 0.2 | 0.1 | 0.14 | 0.18 | 0.18 | 0.17 | 0.1 | 0.1 | 0.9 | 0.11 | 0.11 | 0.9 | 0.8 | 0.1 | True |  | Non Federally-Regulated | 11/28/2017 |  | 01/16/2018
Contrast Lighting | Ardito | ICAT6R3-ARV2+A3RSF-****27LC | Light Emitting Diode | Inseparable Luminaire | Quick Connect | 0-10 VDC Controls | 73.1 | 2784 | 0.0011 | 91 | 52 | 102 | 0.99 | Ambient | 50000 |  |  | 55000 | 0.1 | 22 | 21 | 0.16 | 0.21 | 0.21 | 0.21 | 0.2 | 0.1 | 0.14 | 0.18 | 0.18 | 0.17 | 0.1 | 0.1 | 0.9 | 0.11 | 0.11 | 0.9 | 0.8 | 0.1 | True |  | Non Federally-Regulated | 11/28/2017 |  | 01/16/2018
Contrast Lighting | Ardito | ICAT6R3-ARV2+A3RSF-****30LC | Light Emitting Diode | Inseparable Luminaire | Quick Connect | 0-10 VDC Controls | 73.1 | 2784 | 0.0011 | 91 | 52 | 102 | 0.99 | Ambient | 50000 |  |  | 55000 | 0.1 | 22 | 21 | 0.16 | 0.21 | 0.21 | 0.21 | 0.2 | 0.1 | 0.14 | 0.18 | 0.18 | 0.17 | 0.1 | 0.1 | 0.9 | 0.11 | 0.11 | 0.9 | 0.8 | 0.1 | True |  | Non Federally-Regulated | 11/28/2017 |  | 01/16/2018
Contrast Lighting | Ardito | ICAT6R3-ARV2+A3RSF-****35LC | Light Emitting Diode | Inseparable Luminaire | Quick Connect | 0-10 VDC Controls | 73.1 | 2784 | 0.0011 | 91 | 52 | 102 | 0.99 | Ambient | 50000 |  |  | 55000 | 0.1 | 22 | 21 | 0.16 | 0.21 | 0.21 | 0.21 | 0.2 | 0.1 | 0.14 | 0.18 | 0.18 | 0.17 | 0.1 | 0.1 | 0.9 | 0.11 | 0.11 | 0.9 | 0.8 | 0.1 | True |  | Non Federally-Regulated | 11/28/2017 |  | 01/16/2018
Contrast Lighting | Ardito | ICAT6R3-ARV2+A3RSF-****40LC | Light Emitting Diode | Inseparable Luminaire | Quick Connect | 0-10 VDC Controls | 73.1 | 2784 | 0.0011 | 91 | 52 | 102 | 0.99 | Ambient | 50000 |  |  | 55000 | 0.1 | 22 | 21 | 0.16 | 0.21 | 0.21 | 0.21 | 0.2 | 0.1 | 0.14 | 0.18 | 0.18 | 0.17 | 0.1 | 0.1 | 0.9 | 0.11 | 0.11 | 0.9 | 0.8 | 0.1 | True |  | Non Federally-Regulated | 11/28/2017 |  | 01/16/2018
Contrast Lighting | Ardito | ICAT6R3-ARV2+A3RSF-TR**27LC | Light Emitting Diode | Inseparable Luminaire | Quick Connect | 0-10 VDC Controls | 73.1 | 2784 | 0.0011 | 91 | 52 | 102 | 0.99 | Ambient | 50000 |  |  | 55000 | 0.1 | 22 | 21 | 0.16 | 0.21 | 0.21 | 0.21 | 0.2 | 0.1 | 0.14 | 0.18 | 0.18 | 0.17 | 0.1 | 0.1 | 0.9 | 0.11 | 0.11 | 0.9 | 0.8 | 0.1 | True |  | Non Federally-Regulated | 11/28/2017 |  | 01/16/2018
Contrast Lighting | Ardito | ICAT6R3-ARV2+A3RSF-TR**30LC | Light Emitting Diode | Inseparable Luminaire | Quick Connect | 0-10 VDC Controls | 73.1 | 2784 | 0.0011 | 91 | 52 | 102 | 0.99 | Ambient | 50000 |  |  | 55000 | 0.1 | 22 | 21 | 0.16 | 0.21 | 0.21 | 0.21 | 0.2 | 0.1 | 0.14 | 0.18 | 0.18 | 0.17 | 0.1 | 0.1 | 0.9 | 0.11 | 0.11 | 0.9 | 0.8 | 0.1 | True |  | Non Federally-Regulated | 11/28/2017 |  | 01/16/2018
Contrast Lighting | Ardito | ICAT6R3-ARV2+A3RSF-TR**35LC | Light Emitting Diode | Inseparable Luminaire | Quick Connect | 0-10 VDC Controls | 73.1 | 2784 | 0.0011 | 91 | 52 | 102 | 0.99 | Ambient | 50000 |  |  | 55000 | 0.1 | 22 | 21 | 0.16 | 0.21 | 0.21 | 0.21 | 0.2 | 0.1 | 0.14 | 0.18 | 0.18 | 0.17 | 0.1 | 0.1 | 0.9 | 0.11 | 0.11 | 0.9 | 0.8 | 0.1 | True |  | Non Federally-Regulated | 11/28/2017 |  | 01/16/2018
Contrast Lighting | Ardito | ICAT6R3-ARV2+A3RSF-TR**40LC | Light Emitting Diode | Inseparable Luminaire | Quick Connect | 0-10 VDC Controls | 73.1 | 2784 | 0.0011 | 91 | 52 | 102 | 0.99 | Ambient | 50000 |  |  | 55000 | 0.1 | 22 | 21 | 0.16 | 0.21 | 0.21 | 0.21 | 0.2 | 0.1 | 0.14 | 0.18 | 0.18 | 0.17 | 0.1 | 0.1 | 0.9 | 0.11 | 0.11 | 0.9 | 0.8 | 0.1 | True |  | Non Federally-Regulated | 11/28/2017 |  | 01/16/2018
Contrast Lighting | Ardito | ICAT6R4-ARV1+A4RAF-****27LC | Light Emitting Diode | Inseparable Luminaire | Quick Connect | 0-10 VDC Controls | 66.2 | 2775 | 0.0011 | 92 | 54 | 173 | 0.99 | Ambient | 50000 |  |  | 55000 | 0.1 | 21 | 21 | 0.21 | 0.26 | 0.26 | 0.25 | 0.2 | 0.1 | 0.29 | 0.35 | 0.35 | 0.28 | 0.2 | 0.1 | 0.25 | 0.32 | 0.31 | 0.24 | 0.3 | 0.1 | True |  | Non Federally-Regulated | 11/28/2017 |  | 01/16/2018
Contrast Lighting | Ardito | ICAT6R4-ARV1+A4RAF-****30LC | Light Emitting Diode | Inseparable Luminaire | Quick Connect | 0-10 VDC Controls | 66.2 | 2775 | 0.0011 | 92 | 54 | 173 | 0.99 | Ambient | 50000 |  |  | 55000 | 0.1 | 21 | 21 | 0.21 | 0.26 | 0.26 | 0.25 | 0.2 | 0.1 | 0.29 | 0.35 | 0.35 | 0.28 | 0.2 | 0.1 | 0.25 | 0.32 | 0.31 | 0.24 | 0.3 | 0.1 | True |  | Non Federally-Regulated | 11/28/2017 |  | 01/16/2018
Contrast Lighting | Ardito | ICAT6R4-ARV1+A4RAF-****35LC | Light Emitting Diode | Inseparable Luminaire | Quick Connect | 0-10 VDC Controls | 66.2 | 2775 | 0.0011 | 92 | 54 | 173 | 0.99 | Ambient | 50000 |  |  | 55000 | 0.1 | 21 | 21 | 0.21 | 0.26 | 0.26 | 0.25 | 0.2 | 0.1 | 0.29 | 0.35 | 0.35 | 0.28 | 0.2 | 0.1 | 0.25 | 0.32 | 0.31 | 0.24 | 0.3 | 0.1 | True |  | Non Federally-Regulated | 11/28/2017 |  | 01/16/2018
Contrast Lighting | Ardito | ICAT6R4-ARV1+A4RAF-****40LC | Light Emitting Diode | Inseparable Luminaire | Quick Connect | 0-10 VDC Controls | 66.2 | 2775 | 0.0011 | 92 | 54 | 173 | 0.99 | Ambient | 50000 |  |  | 55000 | 0.1 | 21 | 21 | 0.21 | 0.26 | 0.26 | 0.25 | 0.2 | 0.1 | 0.29 | 0.35 | 0.35 | 0.28 | 0.2 | 0.1 | 0.25 | 0.32 | 0.31 | 0.24 | 0.3 | 0.1 | True |  | Non Federally-Regulated | 11/28/2017 |  | 01/16/2018
Contrast Lighting | Ardito | ICAT6R4-ARV1+A4RAF-TR**27LC | Light Emitting Diode | Inseparable Luminaire | Quick Connect | 0-10 VDC Controls | 66.2 | 2775 | 0.0011 | 92 | 54 | 173 | 0.99 | Ambient | 50000 |  |  | 55000 | 0.1 | 21 | 21 | 0.21 | 0.26 | 0.26 | 0.25 | 0.2 | 0.1 | 0.29 | 0.35 | 0.35 | 0.28 | 0.2 | 0.1 | 0.25 | 0.32 | 0.31 | 0.24 | 0.3 | 0.1 | True |  | Non Federally-Regulated | 11/28/2017 |  | 01/16/2018
Contrast Lighting | Ardito | ICAT6R4-ARV1+A4RAF-TR**30LC | Light Emitting Diode | Inseparable Luminaire | Quick Connect | 0-10 VDC Controls | 66.2 | 2775 | 0.0011 | 92 | 54 | 173 | 0.99 | Ambient | 50000 |  |  | 55000 | 0.1 | 21 | 21 | 0.21 | 0.26 | 0.26 | 0.25 | 0.2 | 0.1 | 0.29 | 0.35 | 0.35 | 0.28 | 0.2 | 0.1 | 0.25 | 0.32 | 0.31 | 0.24 | 0.3 | 0.1 | True |  | Non Federally-Regulated | 11/28/2017 |  | 01/16/2018
Contrast Lighting | Ardito | ICAT6R4-ARV1+A4RAF-TR**35LC | Light Emitting Diode | Inseparable Luminaire | Quick Connect | 0-10 VDC Controls | 66.2 | 2775 | 0.0011 | 92 | 54 | 173 | 0.99 | Ambient | 50000 |  |  | 55000 | 0.1 | 21 | 21 | 0.21 | 0.26 | 0.26 | 0.25 | 0.2 | 0.1 | 0.29 | 0.35 | 0.35 | 0.28 | 0.2 | 0.1 | 0.25 | 0.32 | 0.31 | 0.24 | 0.3 | 0.1 | True |  | Non Federally-Regulated | 11/28/2017 |  | 01/16/2018
Contrast Lighting | Ardito | ICAT6R4-ARV1+A4RAF-TR**40LC | Light Emitting Diode | Inseparable Luminaire | Quick Connect | 0-10 VDC Controls | 66.2 | 2775 | 0.0011 | 92 | 54 | 173 | 0.99 | Ambient | 50000 |  |  | 55000 | 0.1 | 21 | 21 | 0.21 | 0.26 | 0.26 | 0.25 | 0.2 | 0.1 | 0.29 | 0.35 | 0.35 | 0.28 | 0.2 | 0.1 | 0.25 | 0.32 | 0.31 | 0.24 | 0.3 | 0.1 | True |  | Non Federally-Regulated | 11/28/2017 |  | 01/16/2018
Contrast Lighting | Ardito | ICAT6R4-ARV1+A4RAR-****27LC | Light Emitting Diode | Inseparable Luminaire | Quick Connect | 0-10 VDC Controls | 66.2 | 2775 | 0.0011 | 92 | 54 | 173 | 0.99 | Ambient | 50000 |  |  | 55000 | 0.1 | 21 | 21 | 0.21 | 0.26 | 0.26 | 0.25 | 0.2 | 0.1 | 0.29 | 0.35 | 0.35 | 0.28 | 0.2 | 0.1 | 0.25 | 0.32 | 0.31 | 0.24 | 0.3 | 0.1 | True |  | Non Federally-Regulated | 11/28/2017 |  | 01/16/2018
Contrast Lighting | Ardito | ICAT6R4-ARV1+A4RAR-****30LC | Light Emitting Diode | Inseparable Luminaire | Quick Connect | 0-10 VDC Controls | 66.2 | 2775 | 0.0011 | 92 | 54 | 173 | 0.99 | Ambient | 50000 |  |  | 55000 | 0.1 | 21 | 21 | 0.21 | 0.26 | 0.26 | 0.25 | 0.2 | 0.1 | 0.29 | 0.35 | 0.35 | 0.28 | 0.2 | 0.1 | 0.25 | 0.32 | 0.31 | 0.24 | 0.3 | 0.1 | True |  | Non Federally-Regulated | 11/28/2017 |  | 01/16/2018
Contrast Lighting | Ardito | ICAT6R4-ARV1+A4RAR-****35LC | Light Emitting Diode | Inseparable Luminaire | Quick Connect | 0-10 VDC Controls | 66.2 | 2775 | 0.0011 | 92 | 54 | 173 | 0.99 | Ambient | 50000 |  |  | 55000 | 0.1 | 21 | 21 | 0.21 | 0.26 | 0.26 | 0.25 | 0.2 | 0.1 | 0.29 | 0.35 | 0.35 | 0.28 | 0.2 | 0.1 | 0.25 | 0.32 | 0.31 | 0.24 | 0.3 | 0.1 | True |  | Non Federally-Regulated | 11/28/2017 |  | 01/16/2018
Contrast Lighting | Ardito | ICAT6R4-ARV1+A4RAR-****40LC | Light Emitting Diode | Inseparable Luminaire | Quick Connect | 0-10 VDC Controls | 66.2 | 2775 | 0.0011 | 92 | 54 | 173 | 0.99 | Ambient | 50000 |  |  | 55000 | 0.1 | 21 | 21 | 0.21 | 0.26 | 0.26 | 0.25 | 0.2 | 0.1 | 0.29 | 0.35 | 0.35 | 0.28 | 0.2 | 0.1 | 0.25 | 0.32 | 0.31 | 0.24 | 0.3 | 0.1 | True |  | Non Federally-Regulated | 11/28/2017 |  | 01/16/2018
Contrast Lighting | Ardito | ICAT6R4-ARV1+A4RAR-TR**27LC | Light Emitting Diode | Inseparable Luminaire | Quick Connect | 0-10 VDC Controls | 66.2 | 2775 | 0.0011 | 92 | 54 | 173 | 0.99 | Ambient | 50000 |  |  | 55000 | 0.1 | 21 | 21 | 0.21 | 0.26 | 0.26 | 0.25 | 0.2 | 0.1 | 0.29 | 0.35 | 0.35 | 0.28 | 0.2 | 0.1 | 0.25 | 0.32 | 0.31 | 0.24 | 0.3 | 0.1 | True |  | Non Federally-Regulated | 11/28/2017 |  | 01/16/2018
Contrast Lighting | Ardito | ICAT6R4-ARV1+A4RAR-TR**30LC | Light Emitting Diode | Inseparable Luminaire | Quick Connect | 0-10 VDC Controls | 66.2 | 2775 | 0.0011 | 92 | 54 | 173 | 0.99 | Ambient | 50000 |  |  | 55000 | 0.1 | 21 | 21 | 0.21 | 0.26 | 0.26 | 0.25 | 0.2 | 0.1 | 0.29 | 0.35 | 0.35 | 0.28 | 0.2 | 0.1 | 0.25 | 0.32 | 0.31 | 0.24 | 0.3 | 0.1 | True |  | Non Federally-Regulated | 11/28/2017 |  | 01/16/2018
Contrast Lighting | Ardito | ICAT6R4-ARV1+A4RAR-TR**35LC | Light Emitting Diode | Inseparable Luminaire | Quick Connect | 0-10 VDC Controls | 66.2 | 2775 | 0.0011 | 92 | 54 | 173 | 0.99 | Ambient | 50000 |  |  | 55000 | 0.1 | 21 | 21 | 0.21 | 0.26 | 0.26 | 0.25 | 0.2 | 0.1 | 0.29 | 0.35 | 0.35 | 0.28 | 0.2 | 0.1 | 0.25 | 0.32 | 0.31 | 0.24 | 0.3 | 0.1 | True |  | Non Federally-Regulated | 11/28/2017 |  | 01/16/2018
Contrast Lighting | Ardito | ICAT6R4-ARV1+A4RAR-TR**40LC | Light Emitting Diode | Inseparable Luminaire | Quick Connect | 0-10 VDC Controls | 66.2 | 2775 | 0.0011 | 92 | 54 | 173 | 0.99 | Ambient | 50000 |  |  | 55000 | 0.1 | 21 | 21 | 0.21 | 0.26 | 0.26 | 0.25 | 0.2 | 0.1 | 0.29 | 0.35 | 0.35 | 0.28 | 0.2 | 0.1 | 0.25 | 0.32 | 0.31 | 0.24 | 0.3 | 0.1 | True |  | Non Federally-Regulated | 11/28/2017 |  | 01/16/2018
Contrast Lighting | Ardito | ICAT6R4-ARV1+A4RFR-****27LC | Light Emitting Diode | Inseparable Luminaire | Quick Connect | 0-10 VDC Controls | 66.2 | 2775 | 0.0011 | 92 | 54 | 173 | 0.99 | Ambient | 50000 |  |  | 55000 | 0.1 | 21 | 21 | 0.21 | 0.26 | 0.26 | 0.25 | 0.2 | 0.1 | 0.29 | 0.35 | 0.35 | 0.28 | 0.2 | 0.1 | 0.25 | 0.32 | 0.31 | 0.24 | 0.3 | 0.1 | True |  | Non Federally-Regulated | 11/28/2017 |  | 01/16/2018
Contrast Lighting | Ardito | ICAT6R4-ARV1+A4RFR-****30LC | Light Emitting Diode | Inseparable Luminaire | Quick Connect | 0-10 VDC Controls | 66.2 | 2775 | 0.0011 | 92 | 54 | 173 | 0.99 | Ambient | 50000 |  |  | 55000 | 0.1 | 21 | 21 | 0.21 | 0.26 | 0.26 | 0.25 | 0.2 | 0.1 | 0.29 | 0.35 | 0.35 | 0.28 | 0.2 | 0.1 | 0.25 | 0.32 | 0.31 | 0.24 | 0.3 | 0.1 | True |  | Non Federally-Regulated | 11/28/2017 |  | 01/16/2018
Contrast Lighting | Ardito | ICAT6R4-ARV1+A4RFR-****35LC | Light Emitting Diode | Inseparable Luminaire | Quick Connect | 0-10 VDC Controls | 66.2 | 2775 | 0.0011 | 92 | 54 | 173 | 0.99 | Ambient | 50000 |  |  | 55000 | 0.1 | 21 | 21 | 0.21 | 0.26 | 0.26 | 0.25 | 0.2 | 0.1 | 0.29 | 0.35 | 0.35 | 0.28 | 0.2 | 0.1 | 0.25 | 0.32 | 0.31 | 0.24 | 0.3 | 0.1 | True |  | Non Federally-Regulated | 11/28/2017 |  | 01/16/2018
Contrast Lighting | Ardito | ICAT6R4-ARV1+A4RFR-****40LC | Light Emitting Diode | Inseparable Luminaire | Quick Connect | 0-10 VDC Controls | 66.2 | 2775 | 0.0011 | 92 | 54 | 173 | 0.99 | Ambient | 50000 |  |  | 55000 | 0.1 | 21 | 21 | 0.21 | 0.26 | 0.26 | 0.25 | 0.2 | 0.1 | 0.29 | 0.35 | 0.35 | 0.28 | 0.2 | 0.1 | 0.25 | 0.32 | 0.31 | 0.24 | 0.3 | 0.1 | True |  | Non Federally-Regulated | 11/28/2017 |  | 01/16/2018
Contrast Lighting | Ardito | ICAT6R4-ARV1+A4RFR-TR**27LC | Light Emitting Diode | Inseparable Luminaire | Quick Connect | 0-10 VDC Controls | 66.2 | 2775 | 0.0011 | 92 | 54 | 173 | 0.99 | Ambient | 50000 |  |  | 55000 | 0.1 | 21 | 21 | 0.21 | 0.26 | 0.26 | 0.25 | 0.2 | 0.1 | 0.29 | 0.35 | 0.35 | 0.28 | 0.2 | 0.1 | 0.25 | 0.32 | 0.31 | 0.24 | 0.3 | 0.1 | True |  | Non Federally-Regulated | 11/28/2017 |  | 01/16/2018
Contrast Lighting | Ardito | ICAT6R4-ARV1+A4RFR-TR**30LC | Light Emitting Diode | Inseparable Luminaire | Quick Connect | 0-10 VDC Controls | 66.2 | 2775 | 0.0011 | 92 | 54 | 173 | 0.99 | Ambient | 50000 |  |  | 55000 | 0.1 | 21 | 21 | 0.21 | 0.26 | 0.26 | 0.25 | 0.2 | 0.1 | 0.29 | 0.35 | 0.35 | 0.28 | 0.2 | 0.1 | 0.25 | 0.32 | 0.31 | 0.24 | 0.3 | 0.1 | True |  | Non Federally-Regulated | 11/28/2017 |  | 01/16/2018
Contrast Lighting | Ardito | ICAT6R4-ARV1+A4RFR-TR**35LC | Light Emitting Diode | Inseparable Luminaire | Quick Connect | 0-10 VDC Controls | 66.2 | 2775 | 0.0011 | 92 | 54 | 173 | 0.99 | Ambient | 50000 |  |  | 55000 | 0.1 | 21 | 21 | 0.21 | 0.26 | 0.26 | 0.25 | 0.2 | 0.1 | 0.29 | 0.35 | 0.35 | 0.28 | 0.2 | 0.1 | 0.25 | 0.32 | 0.31 | 0.24 | 0.3 | 0.1 | True |  | Non Federally-Regulated | 11/28/2017 |  | 01/16/2018
Contrast Lighting | Ardito | ICAT6R4-ARV1+A4RFR-TR**40LC | Light Emitting Diode | Inseparable Luminaire | Quick Connect | 0-10 VDC Controls | 66.2 | 2775 | 0.0011 | 92 | 54 | 173 | 0.99 | Ambient | 50000 |  |  | 55000 | 0.1 | 21 | 21 | 0.21 | 0.26 | 0.26 | 0.25 | 0.2 | 0.1 | 0.29 | 0.35 | 0.35 | 0.28 | 0.2 | 0.1 | 0.25 | 0.32 | 0.31 | 0.24 | 0.3 | 0.1 | True |  | Non Federally-Regulated | 11/28/2017 |  | 01/16/2018
Contrast Lighting | Ardito | ICAT6R4-ARV1+A4RSF-****27LC | Light Emitting Diode | Inseparable Luminaire | Quick Connect | 0-10 VDC Controls | 66.2 | 2775 | 0.0011 | 92 | 54 | 173 | 0.99 | Ambient | 50000 |  |  | 55000 | 0.1 | 21 | 21 | 0.21 | 0.26 | 0.26 | 0.25 | 0.2 | 0.1 | 0.29 | 0.35 | 0.35 | 0.28 | 0.2 | 0.1 | 0.25 | 0.32 | 0.31 | 0.24 | 0.3 | 0.1 | True |  | Non Federally-Regulated | 11/28/2017 |  | 01/16/2018
Contrast Lighting | Ardito | ICAT6R4-ARV1+A4RSF-****30LC | Light Emitting Diode | Inseparable Luminaire | Quick Connect | 0-10 VDC Controls | 66.2 | 2775 | 0.0011 | 92 | 54 | 173 | 0.99 | Ambient | 50000 |  |  | 55000 | 0.1 | 21 | 21 | 0.21 | 0.26 | 0.26 | 0.25 | 0.2 | 0.1 | 0.29 | 0.35 | 0.35 | 0.28 | 0.2 | 0.1 | 0.25 | 0.32 | 0.31 | 0.24 | 0.3 | 0.1 | True |  | Non Federally-Regulated | 11/28/2017 |  | 01/16/2018
Contrast Lighting | Ardito | ICAT6R4-ARV1+A4RSF-****35LC | Light Emitting Diode | Inseparable Luminaire | Quick Connect | 0-10 VDC Controls | 66.2 | 2775 | 0.0011 | 92 | 54 | 173 | 0.99 | Ambient | 50000 |  |  | 55000 | 0.1 | 21 | 21 | 0.21 | 0.26 | 0.26 | 0.25 | 0.2 | 0.1 | 0.29 | 0.35 | 0.35 | 0.28 | 0.2 | 0.1 | 0.25 | 0.32 | 0.31 | 0.24 | 0.3 | 0.1 | True |  | Non Federally-Regulated | 11/28/2017 |  | 01/16/2018
Contrast Lighting | Ardito | ICAT6R4-ARV1+A4RSF-****40LC | Light Emitting Diode | Inseparable Luminaire | Quick Connect | 0-10 VDC Controls | 66.2 | 2775 | 0.0011 | 92 | 54 | 173 | 0.99 | Ambient | 50000 |  |  | 55000 | 0.1 | 21 | 21 | 0.21 | 0.26 | 0.26 | 0.25 | 0.2 | 0.1 | 0.29 | 0.35 | 0.35 | 0.28 | 0.2 | 0.1 | 0.25 | 0.32 | 0.31 | 0.24 | 0.3 | 0.1 | True |  | Non Federally-Regulated | 11/28/2017 |  | 01/16/2018
Contrast Lighting | Ardito | ICAT6R4-ARV1+A4RSF-TR**27LC | Light Emitting Diode | Inseparable Luminaire | Quick Connect | 0-10 VDC Controls | 66.2 | 2775 | 0.0011 | 92 | 54 | 173 | 0.99 | Ambient | 50000 |  |  | 55000 | 0.1 | 21 | 21 | 0.21 | 0.26 | 0.26 | 0.25 | 0.2 | 0.1 | 0.29 | 0.35 | 0.35 | 0.28 | 0.2 | 0.1 | 0.25 | 0.32 | 0.31 | 0.24 | 0.3 | 0.1 | True |  | Non Federally-Regulated | 11/28/2017 |  | 01/16/2018
Contrast Lighting | Ardito | ICAT6R4-ARV1+A4RSF-TR**30LC | Light Emitting Diode | Inseparable Luminaire | Quick Connect | 0-10 VDC Controls | 66.2 | 2775 | 0.0011 | 92 | 54 | 173 | 0.99 | Ambient | 50000 |  |  | 55000 | 0.1 | 21 | 21 | 0.21 | 0.26 | 0.26 | 0.25 | 0.2 | 0.1 | 0.29 | 0.35 | 0.35 | 0.28 | 0.2 | 0.1 | 0.25 | 0.32 | 0.31 | 0.24 | 0.3 | 0.1 | True |  | Non Federally-Regulated | 11/28/2017 |  | 01/16/2018
Contrast Lighting | Ardito | ICAT6R4-ARV1+A4RSF-TR**35LC | Light Emitting Diode | Inseparable Luminaire | Quick Connect | 0-10 VDC Controls | 66.2 | 2775 | 0.0011 | 92 | 54 | 173 | 0.99 | Ambient | 50000 |  |  | 55000 | 0.1 | 21 | 21 | 0.21 | 0.26 | 0.26 | 0.25 | 0.2 | 0.1 | 0.29 | 0.35 | 0.35 | 0.28 | 0.2 | 0.1 | 0.25 | 0.32 | 0.31 | 0.24 | 0.3 | 0.1 | True |  | Non Federally-Regulated | 11/28/2017 |  | 01/16/2018
Contrast Lighting | Ardito | ICAT6R4-ARV1+A4RSF-TR**40LC | Light Emitting Diode | Inseparable Luminaire | Quick Connect | 0-10 VDC Controls | 66.2 | 2775 | 0.0011 | 92 | 54 | 173 | 0.99 | Ambient | 50000 |  |  | 55000 | 0.1 | 21 | 21 | 0.21 | 0.26 | 0.26 | 0.25 | 0.2 | 0.1 | 0.29 | 0.35 | 0.35 | 0.28 | 0.2 | 0.1 | 0.25 | 0.32 | 0.31 | 0.24 | 0.3 | 0.1 | True |  | Non Federally-Regulated | 11/28/2017 |  | 01/16/2018
Contrast Lighting | Ardito | ICAT6R4-ARV2+A4RAF-****27LC | Light Emitting Diode | Inseparable Luminaire | Quick Connect | 0-10 VDC Controls | 73.1 | 2784 | 0.0011 | 91 | 52 | 102 | 0.99 | Ambient | 50000 |  |  | 55000 | 0.1 | 22 | 21 | 0.16 | 0.21 | 0.21 | 0.21 | 0.2 | 0.1 | 0.14 | 0.18 | 0.18 | 0.17 | 0.1 | 0.1 | 0.9 | 0.11 | 0.11 | 0.9 | 0.8 | 0.1 | True |  | Non Federally-Regulated | 11/28/2017 |  | 01/16/2018
Contrast Lighting | Ardito | ICAT6R4-ARV2+A4RAF-****30LC | Light Emitting Diode | Inseparable Luminaire | Quick Connect | 0-10 VDC Controls | 73.1 | 2784 | 0.0011 | 91 | 52 | 102 | 0.99 | Ambient | 50000 |  |  | 55000 | 0.1 | 22 | 21 | 0.16 | 0.21 | 0.21 | 0.21 | 0.2 | 0.1 | 0.14 | 0.18 | 0.18 | 0.17 | 0.1 | 0.1 | 0.9 | 0.11 | 0.11 | 0.9 | 0.8 | 0.1 | True |  | Non Federally-Regulated | 11/28/2017 |  | 01/16/2018
Contrast Lighting | Ardito | ICAT6R4-ARV2+A4RAF-****35LC | Light Emitting Diode | Inseparable Luminaire | Quick Connect | 0-10 VDC Controls | 73.1 | 2784 | 0.0011 | 91 | 52 | 102 | 0.99 | Ambient | 50000 |  |  | 55000 | 0.1 | 22 | 21 | 0.16 | 0.21 | 0.21 | 0.21 | 0.2 | 0.1 | 0.14 | 0.18 | 0.18 | 0.17 | 0.1 | 0.1 | 0.9 | 0.11 | 0.11 | 0.9 | 0.8 | 0.1 | True |  | Non Federally-Regulated | 11/28/2017 |  | 01/16/2018
Contrast Lighting | Ardito | ICAT6R4-ARV2+A4RAF-****40LC | Light Emitting Diode | Inseparable Luminaire | Quick Connect | 0-10 VDC Controls | 73.1 | 2784 | 0.0011 | 91 | 52 | 102 | 0.99 | Ambient | 50000 |  |  | 55000 | 0.1 | 22 | 21 | 0.16 | 0.21 | 0.21 | 0.21 | 0.2 | 0.1 | 0.14 | 0.18 | 0.18 | 0.17 | 0.1 | 0.1 | 0.9 | 0.11 | 0.11 | 0.9 | 0.8 | 0.1 | True |  | Non Federally-Regulated | 11/28/2017 |  | 01/16/2018
Contrast Lighting | Ardito | ICAT6R4-ARV2+A4RAF-TR**27LC | Light Emitting Diode | Inseparable Luminaire | Quick Connect | 0-10 VDC Controls | 73.1 | 2784 | 0.0011 | 91 | 52 | 102 | 0.99 | Ambient | 50000 |  |  | 55000 | 0.1 | 22 | 21 | 0.16 | 0.21 | 0.21 | 0.21 | 0.2 | 0.1 | 0.14 | 0.18 | 0.18 | 0.17 | 0.1 | 0.1 | 0.9 | 0.11 | 0.11 | 0.9 | 0.8 | 0.1 | True |  | Non Federally-Regulated | 11/28/2017 |  | 01/16/2018
Contrast Lighting | Ardito | ICAT6R4-ARV2+A4RAF-TR**30LC | Light Emitting Diode | Inseparable Luminaire | Quick Connect | 0-10 VDC Controls | 73.1 | 2784 | 0.0011 | 91 | 52 | 102 | 0.99 | Ambient | 50000 |  |  | 55000 | 0.1 | 22 | 21 | 0.16 | 0.21 | 0.21 | 0.21 | 0.2 | 0.1 | 0.14 | 0.18 | 0.18 | 0.17 | 0.1 | 0.1 | 0.9 | 0.11 | 0.11 | 0.9 | 0.8 | 0.1 | True |  | Non Federally-Regulated | 11/28/2017 |  | 01/16/2018
Contrast Lighting | Ardito | ICAT6R4-ARV2+A4RAF-TR**35LC | Light Emitting Diode | Inseparable Luminaire | Quick Connect | 0-10 VDC Controls | 73.1 | 2784 | 0.0011 | 91 | 52 | 102 | 0.99 | Ambient | 50000 |  |  | 55000 | 0.1 | 22 | 21 | 0.16 | 0.21 | 0.21 | 0.21 | 0.2 | 0.1 | 0.14 | 0.18 | 0.18 | 0.17 | 0.1 | 0.1 | 0.9 | 0.11 | 0.11 | 0.9 | 0.8 | 0.1 | True |  | Non Federally-Regulated | 11/28/2017 |  | 01/16/2018
Contrast Lighting | Ardito | ICAT6R4-ARV2+A4RAF-TR**40LC | Light Emitting Diode | Inseparable Luminaire | Quick Connect | 0-10 VDC Controls | 73.1 | 2784 | 0.0011 | 91 | 52 | 102 | 0.99 | Ambient | 50000 |  |  | 55000 | 0.1 | 22 | 21 | 0.16 | 0.21 | 0.21 | 0.21 | 0.2 | 0.1 | 0.14 | 0.18 | 0.18 | 0.17 | 0.1 | 0.1 | 0.9 | 0.11 | 0.11 | 0.9 | 0.8 | 0.1 | True |  | Non Federally-Regulated | 11/28/2017 |  | 01/16/2018
Contrast Lighting | Ardito | ICAT6R4-ARV2+A4RAR-****27LC | Light Emitting Diode | Inseparable Luminaire | Quick Connect | 0-10 VDC Controls | 73.1 | 2784 | 0.0011 | 91 | 52 | 102 | 0.99 | Ambient | 50000 |  |  | 55000 | 0.1 | 22 | 21 | 0.16 | 0.21 | 0.21 | 0.21 | 0.2 | 0.1 | 0.14 | 0.18 | 0.18 | 0.17 | 0.1 | 0.1 | 0.9 | 0.11 | 0.11 | 0.9 | 0.8 | 0.1 | True |  | Non Federally-Regulated | 11/28/2017 |  | 01/16/2018
Contrast Lighting | Ardito | ICAT6R4-ARV2+A4RAR-****30LC | Light Emitting Diode | Inseparable Luminaire | Quick Connect | 0-10 VDC Controls | 73.1 | 2784 | 0.0011 | 91 | 52 | 102 | 0.99 | Ambient | 50000 |  |  | 55000 | 0.1 | 22 | 21 | 0.16 | 0.21 | 0.21 | 0.21 | 0.2 | 0.1 | 0.14 | 0.18 | 0.18 | 0.17 | 0.1 | 0.1 | 0.9 | 0.11 | 0.11 | 0.9 | 0.8 | 0.1 | True |  | Non Federally-Regulated | 11/28/2017 |  | 01/16/2018
Contrast Lighting | Ardito | ICAT6R4-ARV2+A4RAR-****35LC | Light Emitting Diode | Inseparable Luminaire | Quick Connect | 0-10 VDC Controls | 73.1 | 2784 | 0.0011 | 91 | 52 | 102 | 0.99 | Ambient | 50000 |  |  | 55000 | 0.1 | 22 | 21 | 0.16 | 0.21 | 0.21 | 0.21 | 0.2 | 0.1 | 0.14 | 0.18 | 0.18 | 0.17 | 0.1 | 0.1 | 0.9 | 0.11 | 0.11 | 0.9 | 0.8 | 0.1 | True |  | Non Federally-Regulated | 11/28/2017 |  | 01/16/2018
Contrast Lighting | Ardito | ICAT6R4-ARV2+A4RAR-****40LC | Light Emitting Diode | Inseparable Luminaire | Quick Connect | 0-10 VDC Controls | 73.1 | 2784 | 0.0011 | 91 | 52 | 102 | 0.99 | Ambient | 50000 |  |  | 55000 | 0.1 | 22 | 21 | 0.16 | 0.21 | 0.21 | 0.21 | 0.2 | 0.1 | 0.14 | 0.18 | 0.18 | 0.17 | 0.1 | 0.1 | 0.9 | 0.11 | 0.11 | 0.9 | 0.8 | 0.1 | True |  | Non Federally-Regulated | 11/28/2017 |  | 01/16/2018
Contrast Lighting | Ardito | ICAT6R4-ARV2+A4RAR-TR**27LC | Light Emitting Diode | Inseparable Luminaire | Quick Connect | 0-10 VDC Controls | 73.1 | 2784 | 0.0011 | 91 | 52 | 102 | 0.99 | Ambient | 50000 |  |  | 55000 | 0.1 | 22 | 21 | 0.16 | 0.21 | 0.21 | 0.21 | 0.2 | 0.1 | 0.14 | 0.18 | 0.18 | 0.17 | 0.1 | 0.1 | 0.9 | 0.11 | 0.11 | 0.9 | 0.8 | 0.1 | True |  | Non Federally-Regulated | 11/28/2017 |  | 01/16/2018
Contrast Lighting | Ardito | ICAT6R4-ARV2+A4RAR-TR**30LC | Light Emitting Diode | Inseparable Luminaire | Quick Connect | 0-10 VDC Controls | 73.1 | 2784 | 0.0011 | 91 | 52 | 102 | 0.99 | Ambient | 50000 |  |  | 55000 | 0.1 | 22 | 21 | 0.16 | 0.21 | 0.21 | 0.21 | 0.2 | 0.1 | 0.14 | 0.18 | 0.18 | 0.17 | 0.1 | 0.1 | 0.9 | 0.11 | 0.11 | 0.9 | 0.8 | 0.1 | True |  | Non Federally-Regulated | 11/28/2017 |  | 01/16/2018
Contrast Lighting | Ardito | ICAT6R4-ARV2+A4RAR-TR**35LC | Light Emitting Diode | Inseparable Luminaire | Quick Connect | 0-10 VDC Controls | 73.1 | 2784 | 0.0011 | 91 | 52 | 102 | 0.99 | Ambient | 50000 |  |  | 55000 | 0.1 | 22 | 21 | 0.16 | 0.21 | 0.21 | 0.21 | 0.2 | 0.1 | 0.14 | 0.18 | 0.18 | 0.17 | 0.1 | 0.1 | 0.9 | 0.11 | 0.11 | 0.9 | 0.8 | 0.1 | True |  | Non Federally-Regulated | 11/28/2017 |  | 01/16/2018
Contrast Lighting | Ardito | ICAT6R4-ARV2+A4RAR-TR**40LC | Light Emitting Diode | Inseparable Luminaire | Quick Connect | 0-10 VDC Controls | 73.1 | 2784 | 0.0011 | 91 | 52 | 102 | 0.99 | Ambient | 50000 |  |  | 55000 | 0.1 | 22 | 21 | 0.16 | 0.21 | 0.21 | 0.21 | 0.2 | 0.1 | 0.14 | 0.18 | 0.18 | 0.17 | 0.1 | 0.1 | 0.9 | 0.11 | 0.11 | 0.9 | 0.8 | 0.1 | True |  | Non Federally-Regulated | 11/28/2017 |  | 01/16/2018
Contrast Lighting | Ardito | ICAT6R4-ARV2+A4RFR-****27LC | Light Emitting Diode | Inseparable Luminaire | Quick Connect | 0-10 VDC Controls | 73.1 | 2784 | 0.0011 | 91 | 52 | 102 | 0.99 | Ambient | 50000 |  |  | 55000 | 0.1 | 22 | 21 | 0.16 | 0.21 | 0.21 | 0.21 | 0.2 | 0.1 | 0.14 | 0.18 | 0.18 | 0.17 | 0.1 | 0.1 | 0.9 | 0.11 | 0.11 | 0.9 | 0.8 | 0.1 | True |  | Non Federally-Regulated | 11/28/2017 |  | 01/16/2018
Contrast Lighting | Ardito | ICAT6R4-ARV2+A4RFR-****30LC | Light Emitting Diode | Inseparable Luminaire | Quick Connect | 0-10 VDC Controls | 73.1 | 2784 | 0.0011 | 91 | 52 | 102 | 0.99 | Ambient | 50000 |  |  | 55000 | 0.1 | 22 | 21 | 0.16 | 0.21 | 0.21 | 0.21 | 0.2 | 0.1 | 0.14 | 0.18 | 0.18 | 0.17 | 0.1 | 0.1 | 0.9 | 0.11 | 0.11 | 0.9 | 0.8 | 0.1 | True |  | Non Federally-Regulated | 11/28/2017 |  | 01/16/2018
Contrast Lighting | Ardito | ICAT6R4-ARV2+A4RFR-****35LC | Light Emitting Diode | Inseparable Luminaire | Quick Connect | 0-10 VDC Controls | 73.1 | 2784 | 0.0011 | 91 | 52 | 102 | 0.99 | Ambient | 50000 |  |  | 55000 | 0.1 | 22 | 21 | 0.16 | 0.21 | 0.21 | 0.21 | 0.2 | 0.1 | 0.14 | 0.18 | 0.18 | 0.17 | 0.1 | 0.1 | 0.9 | 0.11 | 0.11 | 0.9 | 0.8 | 0.1 | True |  | Non Federally-Regulated | 11/28/2017 |  | 01/16/2018
Contrast Lighting | Ardito | ICAT6R4-ARV2+A4RFR-****40LC | Light Emitting Diode | Inseparable Luminaire | Quick Connect | 0-10 VDC Controls | 73.1 | 2784 | 0.0011 | 91 | 52 | 102 | 0.99 | Ambient | 50000 |  |  | 55000 | 0.1 | 22 | 21 | 0.16 | 0.21 | 0.21 | 0.21 | 0.2 | 0.1 | 0.14 | 0.18 | 0.18 | 0.17 | 0.1 | 0.1 | 0.9 | 0.11 | 0.11 | 0.9 | 0.8 | 0.1 | True |  | Non Federally-Regulated | 11/28/2017 |  | 01/16/2018
Contrast Lighting | Ardito | ICAT6R4-ARV2+A4RFR-TR**27LC | Light Emitting Diode | Inseparable Luminaire | Quick Connect | 0-10 VDC Controls | 73.1 | 2784 | 0.0011 | 91 | 52 | 102 | 0.99 | Ambient | 50000 |  |  | 55000 | 0.1 | 22 | 21 | 0.16 | 0.21 | 0.21 | 0.21 | 0.2 | 0.1 | 0.14 | 0.18 | 0.18 | 0.17 | 0.1 | 0.1 | 0.9 | 0.11 | 0.11 | 0.9 | 0.8 | 0.1 | True |  | Non Federally-Regulated | 11/28/2017 |  | 01/16/2018
Contrast Lighting | Ardito | ICAT6R4-ARV2+A4RFR-TR**30LC | Light Emitting Diode | Inseparable Luminaire | Quick Connect | 0-10 VDC Controls | 73.1 | 2784 | 0.0011 | 91 | 52 | 102 | 0.99 | Ambient | 50000 |  |  | 55000 | 0.1 | 22 | 21 | 0.16 | 0.21 | 0.21 | 0.21 | 0.2 | 0.1 | 0.14 | 0.18 | 0.18 | 0.17 | 0.1 | 0.1 | 0.9 | 0.11 | 0.11 | 0.9 | 0.8 | 0.1 | True |  | Non Federally-Regulated | 11/28/2017 |  | 01/16/2018
Contrast Lighting | Ardito | ICAT6R4-ARV2+A4RFR-TR**35LC | Light Emitting Diode | Inseparable Luminaire | Quick Connect | 0-10 VDC Controls | 73.1 | 2784 | 0.0011 | 91 | 52 | 102 | 0.99 | Ambient | 50000 |  |  | 55000 | 0.1 | 22 | 21 | 0.16 | 0.21 | 0.21 | 0.21 | 0.2 | 0.1 | 0.14 | 0.18 | 0.18 | 0.17 | 0.1 | 0.1 | 0.9 | 0.11 | 0.11 | 0.9 | 0.8 | 0.1 | True |  | Non Federally-Regulated | 11/28/2017 |  | 01/16/2018
Contrast Lighting | Ardito | ICAT6R4-ARV2+A4RFR-TR**40LC | Light Emitting Diode | Inseparable Luminaire | Quick Connect | 0-10 VDC Controls | 73.1 | 2784 | 0.0011 | 91 | 52 | 102 | 0.99 | Ambient | 50000 |  |  | 55000 | 0.1 | 22 | 21 | 0.16 | 0.21 | 0.21 | 0.21 | 0.2 | 0.1 | 0.14 | 0.18 | 0.18 | 0.17 | 0.1 | 0.1 | 0.9 | 0.11 | 0.11 | 0.9 | 0.8 | 0.1 | True |  | Non Federally-Regulated | 11/28/2017 |  | 01/16/2018
Contrast Lighting | Ardito | ICAT6R4-ARV2+A4RSF-****27LC | Light Emitting Diode | Inseparable Luminaire | Quick Connect | 0-10 VDC Controls | 73.1 | 2784 | 0.0011 | 91 | 52 | 102 | 0.99 | Ambient | 50000 |  |  | 55000 | 0.1 | 22 | 21 | 0.16 | 0.21 | 0.21 | 0.21 | 0.2 | 0.1 | 0.14 | 0.18 | 0.18 | 0.17 | 0.1 | 0.1 | 0.9 | 0.11 | 0.11 | 0.9 | 0.8 | 0.1 | True |  | Non Federally-Regulated | 11/28/2017 |  | 01/16/2018
Contrast Lighting | Ardito | ICAT6R4-ARV2+A4RSF-****30LC | Light Emitting Diode | Inseparable Luminaire | Quick Connect | 0-10 VDC Controls | 73.1 | 2784 | 0.0011 | 91 | 52 | 102 | 0.99 | Ambient | 50000 |  |  | 55000 | 0.1 | 22 | 21 | 0.16 | 0.21 | 0.21 | 0.21 | 0.2 | 0.1 | 0.14 | 0.18 | 0.18 | 0.17 | 0.1 | 0.1 | 0.9 | 0.11 | 0.11 | 0.9 | 0.8 | 0.1 | True |  | Non Federally-Regulated | 11/28/2017 |  | 01/16/2018
Contrast Lighting | Ardito | ICAT6R4-ARV2+A4RSF-****35LC | Light Emitting Diode | Inseparable Luminaire | Quick Connect | 0-10 VDC Controls | 73.1 | 2784 | 0.0011 | 91 | 52 | 102 | 0.99 | Ambient | 50000 |  |  | 55000 | 0.1 | 22 | 21 | 0.16 | 0.21 | 0.21 | 0.21 | 0.2 | 0.1 | 0.14 | 0.18 | 0.18 | 0.17 | 0.1 | 0.1 | 0.9 | 0.11 | 0.11 | 0.9 | 0.8 | 0.1 | True |  | Non Federally-Regulated | 11/28/2017 |  | 01/16/2018
Contrast Lighting | Ardito | ICAT6R4-ARV2+A4RSF-****40LC | Light Emitting Diode | Inseparable Luminaire | Quick Connect | 0-10 VDC Controls | 73.1 | 2784 | 0.0011 | 91 | 52 | 102 | 0.99 | Ambient | 50000 |  |  | 55000 | 0.1 | 22 | 21 | 0.16 | 0.21 | 0.21 | 0.21 | 0.2 | 0.1 | 0.14 | 0.18 | 0.18 | 0.17 | 0.1 | 0.1 | 0.9 | 0.11 | 0.11 | 0.9 | 0.8 | 0.1 | True |  | Non Federally-Regulated | 11/28/2017 |  | 01/16/2018
Contrast Lighting | Ardito | ICAT6R4-ARV2+A4RSF-TR**27LC | Light Emitting Diode | Inseparable Luminaire | Quick Connect | 0-10 VDC Controls | 73.1 | 2784 | 0.0011 | 91 | 52 | 102 | 0.99 | Ambient | 50000 |  |  | 55000 | 0.1 | 22 | 21 | 0.16 | 0.21 | 0.21 | 0.21 | 0.2 | 0.1 | 0.14 | 0.18 | 0.18 | 0.17 | 0.1 | 0.1 | 0.9 | 0.11 | 0.11 | 0.9 | 0.8 | 0.1 | True |  | Non Federally-Regulated | 11/28/2017 |  | 01/16/2018
Contrast Lighting | Ardito | ICAT6R4-ARV2+A4RSF-TR**30LC | Light Emitting Diode | Inseparable Luminaire | Quick Connect | 0-10 VDC Controls | 73.1 | 2784 | 0.0011 | 91 | 52 | 102 | 0.99 | Ambient | 50000 |  |  | 55000 | 0.1 | 22 | 21 | 0.16 | 0.21 | 0.21 | 0.21 | 0.2 | 0.1 | 0.14 | 0.18 | 0.18 | 0.17 | 0.1 | 0.1 | 0.9 | 0.11 | 0.11 | 0.9 | 0.8 | 0.1 | True |  | Non Federally-Regulated | 11/28/2017 |  | 01/16/2018
Contrast Lighting | Ardito | ICAT6R4-ARV2+A4RSF-TR**35LC | Light Emitting Diode | Inseparable Luminaire | Quick Connect | 0-10 VDC Controls | 73.1 | 2784 | 0.0011 | 91 | 52 | 102 | 0.99 | Ambient | 50000 |  |  | 55000 | 0.1 | 22 | 21 | 0.16 | 0.21 | 0.21 | 0.21 | 0.2 | 0.1 | 0.14 | 0.18 | 0.18 | 0.17 | 0.1 | 0.1 | 0.9 | 0.11 | 0.11 | 0.9 | 0.8 | 0.1 | True |  | Non Federally-Regulated | 11/28/2017 |  | 01/16/2018
Contrast Lighting | Ardito | ICAT6R4-ARV2+A4RSF-TR**40LC | Light Emitting Diode | Inseparable Luminaire | Quick Connect | 0-10 VDC Controls | 73.1 | 2784 | 0.0011 | 91 | 52 | 102 | 0.99 | Ambient | 50000 |  |  | 55000 | 0.1 | 22 | 21 | 0.16 | 0.21 | 0.21 | 0.21 | 0.2 | 0.1 | 0.14 | 0.18 | 0.18 | 0.17 | 0.1 | 0.1 | 0.9 | 0.11 | 0.11 | 0.9 | 0.8 | 0.1 | True |  | Non Federally-Regulated | 11/28/2017 |  | 01/16/2018
Contrast Lighting | Ardito | ICAT6S3-ARV1+A3SAR-****27LC | Light Emitting Diode | Inseparable Luminaire | Quick Connect | 0-10 VDC Controls | 66.2 | 2775 | 0.0011 | 92 | 54 | 173 | 0.99 | Ambient | 50000 |  |  | 55000 | 0.1 | 21 | 21 | 0.21 | 0.26 | 0.26 | 0.25 | 0.2 | 0.1 | 0.29 | 0.35 | 0.35 | 0.28 | 0.2 | 0.1 | 0.25 | 0.32 | 0.31 | 0.24 | 0.3 | 0.1 | True |  | Non Federally-Regulated | 11/28/2017 |  | 01/16/2018
Contrast Lighting | Ardito | ICAT6S3-ARV1+A3SAR-****30LC | Light Emitting Diode | Inseparable Luminaire | Quick Connect | 0-10 VDC Controls | 66.2 | 2775 | 0.0011 | 92 | 54 | 173 | 0.99 | Ambient | 50000 |  |  | 55000 | 0.1 | 21 | 21 | 0.21 | 0.26 | 0.26 | 0.25 | 0.2 | 0.1 | 0.29 | 0.35 | 0.35 | 0.28 | 0.2 | 0.1 | 0.25 | 0.32 | 0.31 | 0.24 | 0.3 | 0.1 | True |  | Non Federally-Regulated | 11/28/2017 |  | 01/16/2018
Contrast Lighting | Ardito | ICAT6S3-ARV1+A3SAR-****35LC | Light Emitting Diode | Inseparable Luminaire | Quick Connect | 0-10 VDC Controls | 66.2 | 2775 | 0.0011 | 92 | 54 | 173 | 0.99 | Ambient | 50000 |  |  | 55000 | 0.1 | 21 | 21 | 0.21 | 0.26 | 0.26 | 0.25 | 0.2 | 0.1 | 0.29 | 0.35 | 0.35 | 0.28 | 0.2 | 0.1 | 0.25 | 0.32 | 0.31 | 0.24 | 0.3 | 0.1 | True |  | Non Federally-Regulated | 11/28/2017 |  | 01/16/2018
Contrast Lighting | Ardito | ICAT6S3-ARV1+A3SAR-****40LC | Light Emitting Diode | Inseparable Luminaire | Quick Connect | 0-10 VDC Controls | 66.2 | 2775 | 0.0011 | 92 | 54 | 173 | 0.99 | Ambient | 50000 |  |  | 55000 | 0.1 | 21 | 21 | 0.21 | 0.26 | 0.26 | 0.25 | 0.2 | 0.1 | 0.29 | 0.35 | 0.35 | 0.28 | 0.2 | 0.1 | 0.25 | 0.32 | 0.31 | 0.24 | 0.3 | 0.1 | True |  | Non Federally-Regulated | 11/28/2017 |  | 01/16/2018
Contrast Lighting | Ardito | ICAT6S3-ARV1+A3SAR-TR**27LC | Light Emitting Diode | Inseparable Luminaire | Quick Connect | 0-10 VDC Controls | 66.2 | 2775 | 0.0011 | 92 | 54 | 173 | 0.99 | Ambient | 50000 |  |  | 55000 | 0.1 | 21 | 21 | 0.21 | 0.26 | 0.26 | 0.25 | 0.2 | 0.1 | 0.29 | 0.35 | 0.35 | 0.28 | 0.2 | 0.1 | 0.25 | 0.32 | 0.31 | 0.24 | 0.3 | 0.1 | True |  | Non Federally-Regulated | 11/28/2017 |  | 01/16/2018
Contrast Lighting | Ardito | ICAT6S3-ARV1+A3SAR-TR**30LC | Light Emitting Diode | Inseparable Luminaire | Quick Connect | 0-10 VDC Controls | 66.2 | 2775 | 0.0011 | 92 | 54 | 173 | 0.99 | Ambient | 50000 |  |  | 55000 | 0.1 | 21 | 21 | 0.21 | 0.26 | 0.26 | 0.25 | 0.2 | 0.1 | 0.29 | 0.35 | 0.35 | 0.28 | 0.2 | 0.1 | 0.25 | 0.32 | 0.31 | 0.24 | 0.3 | 0.1 | True |  | Non Federally-Regulated | 11/28/2017 |  | 01/16/2018
Contrast Lighting | Ardito | ICAT6S3-ARV1+A3SAR-TR**35LC | Light Emitting Diode | Inseparable Luminaire | Quick Connect | 0-10 VDC Controls | 66.2 | 2775 | 0.0011 | 92 | 54 | 173 | 0.99 | Ambient | 50000 |  |  | 55000 | 0.1 | 21 | 21 | 0.21 | 0.26 | 0.26 | 0.25 | 0.2 | 0.1 | 0.29 | 0.35 | 0.35 | 0.28 | 0.2 | 0.1 | 0.25 | 0.32 | 0.31 | 0.24 | 0.3 | 0.1 | True |  | Non Federally-Regulated | 11/28/2017 |  | 01/16/2018
Contrast Lighting | Ardito | ICAT6S3-ARV1+A3SAR-TR**40LC | Light Emitting Diode | Inseparable Luminaire | Quick Connect | 0-10 VDC Controls | 66.2 | 2775 | 0.0011 | 92 | 54 | 173 | 0.99 | Ambient | 50000 |  |  | 55000 | 0.1 | 21 | 21 | 0.21 | 0.26 | 0.26 | 0.25 | 0.2 | 0.1 | 0.29 | 0.35 | 0.35 | 0.28 | 0.2 | 0.1 | 0.25 | 0.32 | 0.31 | 0.24 | 0.3 | 0.1 | True |  | Non Federally-Regulated | 11/28/2017 |  | 01/16/2018
Contrast Lighting | Ardito | ICAT6S3-ARV1+A3SFR-****27LC | Light Emitting Diode | Inseparable Luminaire | Quick Connect | 0-10 VDC Controls | 66.2 | 2775 | 0.0011 | 92 | 54 | 173 | 0.99 | Ambient | 50000 |  |  | 55000 | 0.1 | 21 | 21 | 0.21 | 0.26 | 0.26 | 0.25 | 0.2 | 0.1 | 0.29 | 0.35 | 0.35 | 0.28 | 0.2 | 0.1 | 0.25 | 0.32 | 0.31 | 0.24 | 0.3 | 0.1 | True |  | Non Federally-Regulated | 11/28/2017 |  | 01/16/2018
Contrast Lighting | Ardito | ICAT6S3-ARV1+A3SFR-****30LC | Light Emitting Diode | Inseparable Luminaire | Quick Connect | 0-10 VDC Controls | 66.2 | 2775 | 0.0011 | 92 | 54 | 173 | 0.99 | Ambient | 50000 |  |  | 55000 | 0.1 | 21 | 21 | 0.21 | 0.26 | 0.26 | 0.25 | 0.2 | 0.1 | 0.29 | 0.35 | 0.35 | 0.28 | 0.2 | 0.1 | 0.25 | 0.32 | 0.31 | 0.24 | 0.3 | 0.1 | True |  | Non Federally-Regulated | 11/28/2017 |  | 01/16/2018
Contrast Lighting | Ardito | ICAT6S3-ARV1+A3SFR-****35LC | Light Emitting Diode | Inseparable Luminaire | Quick Connect | 0-10 VDC Controls | 66.2 | 2775 | 0.0011 | 92 | 54 | 173 | 0.99 | Ambient | 50000 |  |  | 55000 | 0.1 | 21 | 21 | 0.21 | 0.26 | 0.26 | 0.25 | 0.2 | 0.1 | 0.29 | 0.35 | 0.35 | 0.28 | 0.2 | 0.1 | 0.25 | 0.32 | 0.31 | 0.24 | 0.3 | 0.1 | True |  | Non Federally-Regulated | 11/28/2017 |  | 01/16/2018
Contrast Lighting | Ardito | ICAT6S3-ARV1+A3SFR-****40LC | Light Emitting Diode | Inseparable Luminaire | Quick Connect | 0-10 VDC Controls | 66.2 | 2775 | 0.0011 | 92 | 54 | 173 | 0.99 | Ambient | 50000 |  |  | 55000 | 0.1 | 21 | 21 | 0.21 | 0.26 | 0.26 | 0.25 | 0.2 | 0.1 | 0.29 | 0.35 | 0.35 | 0.28 | 0.2 | 0.1 | 0.25 | 0.32 | 0.31 | 0.24 | 0.3 | 0.1 | True |  | Non Federally-Regulated | 11/28/2017 |  | 01/16/2018
Contrast Lighting | Ardito | ICAT6S3-ARV1+A3SFR-TR**27LC | Light Emitting Diode | Inseparable Luminaire | Quick Connect | 0-10 VDC Controls | 66.2 | 2775 | 0.0011 | 92 | 54 | 173 | 0.99 | Ambient | 50000 |  |  | 55000 | 0.1 | 21 | 21 | 0.21 | 0.26 | 0.26 | 0.25 | 0.2 | 0.1 | 0.29 | 0.35 | 0.35 | 0.28 | 0.2 | 0.1 | 0.25 | 0.32 | 0.31 | 0.24 | 0.3 | 0.1 | True |  | Non Federally-Regulated | 11/28/2017 |  | 01/16/2018
Contrast Lighting | Ardito | ICAT6S3-ARV1+A3SFR-TR**30LC | Light Emitting Diode | Inseparable Luminaire | Quick Connect | 0-10 VDC Controls | 66.2 | 2775 | 0.0011 | 92 | 54 | 173 | 0.99 | Ambient | 50000 |  |  | 55000 | 0.1 | 21 | 21 | 0.21 | 0.26 | 0.26 | 0.25 | 0.2 | 0.1 | 0.29 | 0.35 | 0.35 | 0.28 | 0.2 | 0.1 | 0.25 | 0.32 | 0.31 | 0.24 | 0.3 | 0.1 | True |  | Non Federally-Regulated | 11/28/2017 |  | 01/16/2018
Contrast Lighting | Ardito | ICAT6S3-ARV1+A3SFR-TR**35LC | Light Emitting Diode | Inseparable Luminaire | Quick Connect | 0-10 VDC Controls | 66.2 | 2775 | 0.0011 | 92 | 54 | 173 | 0.99 | Ambient | 50000 |  |  | 55000 | 0.1 | 21 | 21 | 0.21 | 0.26 | 0.26 | 0.25 | 0.2 | 0.1 | 0.29 | 0.35 | 0.35 | 0.28 | 0.2 | 0.1 | 0.25 | 0.32 | 0.31 | 0.24 | 0.3 | 0.1 | True |  | Non Federally-Regulated | 11/28/2017 |  | 01/16/2018
Contrast Lighting | Ardito | ICAT6S3-ARV1+A3SFR-TR**40LC | Light Emitting Diode | Inseparable Luminaire | Quick Connect | 0-10 VDC Controls | 66.2 | 2775 | 0.0011 | 92 | 54 | 173 | 0.99 | Ambient | 50000 |  |  | 55000 | 0.1 | 21 | 21 | 0.21 | 0.26 | 0.26 | 0.25 | 0.2 | 0.1 | 0.29 | 0.35 | 0.35 | 0.28 | 0.2 | 0.1 | 0.25 | 0.32 | 0.31 | 0.24 | 0.3 | 0.1 | True |  | Non Federally-Regulated | 11/28/2017 |  | 01/16/2018
Contrast Lighting | Ardito | ICAT6S3-ARV1+A3SSF-****27LC | Light Emitting Diode | Inseparable Luminaire | Quick Connect | 0-10 VDC Controls | 66.2 | 2775 | 0.0011 | 92 | 54 | 173 | 0.99 | Ambient | 50000 |  |  | 55000 | 0.1 | 21 | 21 | 0.21 | 0.26 | 0.26 | 0.25 | 0.2 | 0.1 | 0.29 | 0.35 | 0.35 | 0.28 | 0.2 | 0.1 | 0.25 | 0.32 | 0.31 | 0.24 | 0.3 | 0.1 | True |  | Non Federally-Regulated | 11/28/2017 |  | 01/16/2018
Contrast Lighting | Ardito | ICAT6S3-ARV1+A3SSF-****30LC | Light Emitting Diode | Inseparable Luminaire | Quick Connect | 0-10 VDC Controls | 66.2 | 2775 | 0.0011 | 92 | 54 | 173 | 0.99 | Ambient | 50000 |  |  | 55000 | 0.1 | 21 | 21 | 0.21 | 0.26 | 0.26 | 0.25 | 0.2 | 0.1 | 0.29 | 0.35 | 0.35 | 0.28 | 0.2 | 0.1 | 0.25 | 0.32 | 0.31 | 0.24 | 0.3 | 0.1 | True |  | Non Federally-Regulated | 11/28/2017 |  | 01/16/2018
Contrast Lighting | Ardito | ICAT6S3-ARV1+A3SSF-****35LC | Light Emitting Diode | Inseparable Luminaire | Quick Connect | 0-10 VDC Controls | 66.2 | 2775 | 0.0011 | 92 | 54 | 173 | 0.99 | Ambient | 50000 |  |  | 55000 | 0.1 | 21 | 21 | 0.21 | 0.26 | 0.26 | 0.25 | 0.2 | 0.1 | 0.29 | 0.35 | 0.35 | 0.28 | 0.2 | 0.1 | 0.25 | 0.32 | 0.31 | 0.24 | 0.3 | 0.1 | True |  | Non Federally-Regulated | 11/28/2017 |  | 01/16/2018
Contrast Lighting | Ardito | ICAT6S3-ARV1+A3SSF-****40LC | Light Emitting Diode | Inseparable Luminaire | Quick Connect | 0-10 VDC Controls | 66.2 | 2775 | 0.0011 | 92 | 54 | 173 | 0.99 | Ambient | 50000 |  |  | 55000 | 0.1 | 21 | 21 | 0.21 | 0.26 | 0.26 | 0.25 | 0.2 | 0.1 | 0.29 | 0.35 | 0.35 | 0.28 | 0.2 | 0.1 | 0.25 | 0.32 | 0.31 | 0.24 | 0.3 | 0.1 | True |  | Non Federally-Regulated | 11/28/2017 |  | 01/16/2018
Contrast Lighting | Ardito | ICAT6S3-ARV1+A3SSF-TR**27LC | Light Emitting Diode | Inseparable Luminaire | Quick Connect | 0-10 VDC Controls | 66.2 | 2775 | 0.0011 | 92 | 54 | 173 | 0.99 | Ambient | 50000 |  |  | 55000 | 0.1 | 21 | 21 | 0.21 | 0.26 | 0.26 | 0.25 | 0.2 | 0.1 | 0.29 | 0.35 | 0.35 | 0.28 | 0.2 | 0.1 | 0.25 | 0.32 | 0.31 | 0.24 | 0.3 | 0.1 | True |  | Non Federally-Regulated | 11/28/2017 |  | 01/16/2018
Contrast Lighting | Ardito | ICAT6S3-ARV1+A3SSF-TR**30LC | Light Emitting Diode | Inseparable Luminaire | Quick Connect | 0-10 VDC Controls | 66.2 | 2775 | 0.0011 | 92 | 54 | 173 | 0.99 | Ambient | 50000 |  |  | 55000 | 0.1 | 21 | 21 | 0.21 | 0.26 | 0.26 | 0.25 | 0.2 | 0.1 | 0.29 | 0.35 | 0.35 | 0.28 | 0.2 | 0.1 | 0.25 | 0.32 | 0.31 | 0.24 | 0.3 | 0.1 | True |  | Non Federally-Regulated | 11/28/2017 |  | 01/16/2018
Contrast Lighting | Ardito | ICAT6S3-ARV1+A3SSF-TR**35LC | Light Emitting Diode | Inseparable Luminaire | Quick Connect | 0-10 VDC Controls | 66.2 | 2775 | 0.0011 | 92 | 54 | 173 | 0.99 | Ambient | 50000 |  |  | 55000 | 0.1 | 21 | 21 | 0.21 | 0.26 | 0.26 | 0.25 | 0.2 | 0.1 | 0.29 | 0.35 | 0.35 | 0.28 | 0.2 | 0.1 | 0.25 | 0.32 | 0.31 | 0.24 | 0.3 | 0.1 | True |  | Non Federally-Regulated | 11/28/2017 |  | 01/16/2018
Contrast Lighting | Ardito | ICAT6S3-ARV1+A3SSF-TR**40LC | Light Emitting Diode | Inseparable Luminaire | Quick Connect | 0-10 VDC Controls | 66.2 | 2775 | 0.0011 | 92 | 54 | 173 | 0.99 | Ambient | 50000 |  |  | 55000 | 0.1 | 21 | 21 | 0.21 | 0.26 | 0.26 | 0.25 | 0.2 | 0.1 | 0.29 | 0.35 | 0.35 | 0.28 | 0.2 | 0.1 | 0.25 | 0.32 | 0.31 | 0.24 | 0.3 | 0.1 | True |  | Non Federally-Regulated | 11/28/2017 |  | 01/16/2018
Contrast Lighting | Ardito | ICAT6S3-ARV2+A3SAR-****27LC | Light Emitting Diode | Inseparable Luminaire | Quick Connect | 0-10 VDC Controls | 73.1 | 2784 | 0.0011 | 91 | 52 | 102 | 0.99 | Ambient | 50000 |  |  | 55000 | 0.1 | 22 | 21 | 0.16 | 0.21 | 0.21 | 0.21 | 0.2 | 0.1 | 0.14 | 0.18 | 0.18 | 0.17 | 0.1 | 0.1 | 0.9 | 0.11 | 0.11 | 0.9 | 0.8 | 0.1 | True |  | Non Federally-Regulated | 11/28/2017 |  | 01/16/2018
Contrast Lighting | Ardito | ICAT6S3-ARV2+A3SAR-****30LC | Light Emitting Diode | Inseparable Luminaire | Quick Connect | 0-10 VDC Controls | 73.1 | 2784 | 0.0011 | 91 | 52 | 102 | 0.99 | Ambient | 50000 |  |  | 55000 | 0.1 | 22 | 21 | 0.16 | 0.21 | 0.21 | 0.21 | 0.2 | 0.1 | 0.14 | 0.18 | 0.18 | 0.17 | 0.1 | 0.1 | 0.9 | 0.11 | 0.11 | 0.9 | 0.8 | 0.1 | True |  | Non Federally-Regulated | 11/28/2017 |  | 01/16/2018
Contrast Lighting | Ardito | ICAT6S3-ARV2+A3SAR-****35LC | Light Emitting Diode | Inseparable Luminaire | Quick Connect | 0-10 VDC Controls | 73.1 | 2784 | 0.0011 | 91 | 52 | 102 | 0.99 | Ambient | 50000 |  |  | 55000 | 0.1 | 22 | 21 | 0.16 | 0.21 | 0.21 | 0.21 | 0.2 | 0.1 | 0.14 | 0.18 | 0.18 | 0.17 | 0.1 | 0.1 | 0.9 | 0.11 | 0.11 | 0.9 | 0.8 | 0.1 | True |  | Non Federally-Regulated | 11/28/2017 |  | 01/16/2018
Contrast Lighting | Ardito | ICAT6S3-ARV2+A3SAR-****40LC | Light Emitting Diode | Inseparable Luminaire | Quick Connect | 0-10 VDC Controls | 73.1 | 2784 | 0.0011 | 91 | 52 | 102 | 0.99 | Ambient | 50000 |  |  | 55000 | 0.1 | 22 | 21 | 0.16 | 0.21 | 0.21 | 0.21 | 0.2 | 0.1 | 0.14 | 0.18 | 0.18 | 0.17 | 0.1 | 0.1 | 0.9 | 0.11 | 0.11 | 0.9 | 0.8 | 0.1 | True |  | Non Federally-Regulated | 11/28/2017 |  | 01/16/2018
Contrast Lighting | Ardito | ICAT6S3-ARV2+A3SAR-TR**27LC | Light Emitting Diode | Inseparable Luminaire | Quick Connect | 0-10 VDC Controls | 73.1 | 2784 | 0.0011 | 91 | 52 | 102 | 0.99 | Ambient | 50000 |  |  | 55000 | 0.1 | 22 | 21 | 0.16 | 0.21 | 0.21 | 0.21 | 0.2 | 0.1 | 0.14 | 0.18 | 0.18 | 0.17 | 0.1 | 0.1 | 0.9 | 0.11 | 0.11 | 0.9 | 0.8 | 0.1 | True |  | Non Federally-Regulated | 11/28/2017 |  | 01/16/2018
Contrast Lighting | Ardito | ICAT6S3-ARV2+A3SAR-TR**30LC | Light Emitting Diode | Inseparable Luminaire | Quick Connect | 0-10 VDC Controls | 73.1 | 2784 | 0.0011 | 91 | 52 | 102 | 0.99 | Ambient | 50000 |  |  | 55000 | 0.1 | 22 | 21 | 0.16 | 0.21 | 0.21 | 0.21 | 0.2 | 0.1 | 0.14 | 0.18 | 0.18 | 0.17 | 0.1 | 0.1 | 0.9 | 0.11 | 0.11 | 0.9 | 0.8 | 0.1 | True |  | Non Federally-Regulated | 11/28/2017 |  | 01/16/2018
Contrast Lighting | Ardito | ICAT6S3-ARV2+A3SAR-TR**35LC | Light Emitting Diode | Inseparable Luminaire | Quick Connect | 0-10 VDC Controls | 73.1 | 2784 | 0.0011 | 91 | 52 | 102 | 0.99 | Ambient | 50000 |  |  | 55000 | 0.1 | 22 | 21 | 0.16 | 0.21 | 0.21 | 0.21 | 0.2 | 0.1 | 0.14 | 0.18 | 0.18 | 0.17 | 0.1 | 0.1 | 0.9 | 0.11 | 0.11 | 0.9 | 0.8 | 0.1 | True |  | Non Federally-Regulated | 11/28/2017 |  | 01/16/2018
Contrast Lighting | Ardito | ICAT6S3-ARV2+A3SAR-TR**40LC | Light Emitting Diode | Inseparable Luminaire | Quick Connect | 0-10 VDC Controls | 73.1 | 2784 | 0.0011 | 91 | 52 | 102 | 0.99 | Ambient | 50000 |  |  | 55000 | 0.1 | 22 | 21 | 0.16 | 0.21 | 0.21 | 0.21 | 0.2 | 0.1 | 0.14 | 0.18 | 0.18 | 0.17 | 0.1 | 0.1 | 0.9 | 0.11 | 0.11 | 0.9 | 0.8 | 0.1 | True |  | Non Federally-Regulated | 11/28/2017 |  | 01/16/2018
Contrast Lighting | Ardito | ICAT6S3-ARV2+A3SFR-****27LC | Light Emitting Diode | Inseparable Luminaire | Quick Connect | 0-10 VDC Controls | 73.1 | 2784 | 0.0011 | 91 | 52 | 102 | 0.99 | Ambient | 50000 |  |  | 55000 | 0.1 | 22 | 21 | 0.16 | 0.21 | 0.21 | 0.21 | 0.2 | 0.1 | 0.14 | 0.18 | 0.18 | 0.17 | 0.1 | 0.1 | 0.9 | 0.11 | 0.11 | 0.9 | 0.8 | 0.1 | True |  | Non Federally-Regulated | 11/28/2017 |  | 01/16/2018
Contrast Lighting | Ardito | ICAT6S3-ARV2+A3SFR-****30LC | Light Emitting Diode | Inseparable Luminaire | Quick Connect | 0-10 VDC Controls | 73.1 | 2784 | 0.0011 | 91 | 52 | 102 | 0.99 | Ambient | 50000 |  |  | 55000 | 0.1 | 22 | 21 | 0.16 | 0.21 | 0.21 | 0.21 | 0.2 | 0.1 | 0.14 | 0.18 | 0.18 | 0.17 | 0.1 | 0.1 | 0.9 | 0.11 | 0.11 | 0.9 | 0.8 | 0.1 | True |  | Non Federally-Regulated | 11/28/2017 |  | 01/16/2018
Contrast Lighting | Ardito | ICAT6S3-ARV2+A3SFR-****35LC | Light Emitting Diode | Inseparable Luminaire | Quick Connect | 0-10 VDC Controls | 73.1 | 2784 | 0.0011 | 91 | 52 | 102 | 0.99 | Ambient | 50000 |  |  | 55000 | 0.1 | 22 | 21 | 0.16 | 0.21 | 0.21 | 0.21 | 0.2 | 0.1 | 0.14 | 0.18 | 0.18 | 0.17 | 0.1 | 0.1 | 0.9 | 0.11 | 0.11 | 0.9 | 0.8 | 0.1 | True |  | Non Federally-Regulated | 11/28/2017 |  | 01/16/2018
Contrast Lighting | Ardito | ICAT6S3-ARV2+A3SFR-****40LC | Light Emitting Diode | Inseparable Luminaire | Quick Connect | 0-10 VDC Controls | 73.1 | 2784 | 0.0011 | 91 | 52 | 102 | 0.99 | Ambient | 50000 |  |  | 55000 | 0.1 | 22 | 21 | 0.16 | 0.21 | 0.21 | 0.21 | 0.2 | 0.1 | 0.14 | 0.18 | 0.18 | 0.17 | 0.1 | 0.1 | 0.9 | 0.11 | 0.11 | 0.9 | 0.8 | 0.1 | True |  | Non Federally-Regulated | 11/28/2017 |  | 01/16/2018
Contrast Lighting | Ardito | ICAT6S3-ARV2+A3SFR-TR**27LC | Light Emitting Diode | Inseparable Luminaire | Quick Connect | 0-10 VDC Controls | 73.1 | 2784 | 0.0011 | 91 | 52 | 102 | 0.99 | Ambient | 50000 |  |  | 55000 | 0.1 | 22 | 21 | 0.16 | 0.21 | 0.21 | 0.21 | 0.2 | 0.1 | 0.14 | 0.18 | 0.18 | 0.17 | 0.1 | 0.1 | 0.9 | 0.11 | 0.11 | 0.9 | 0.8 | 0.1 | True |  | Non Federally-Regulated | 11/28/2017 |  | 01/16/2018
Contrast Lighting | Ardito | ICAT6S3-ARV2+A3SFR-TR**30LC | Light Emitting Diode | Inseparable Luminaire | Quick Connect | 0-10 VDC Controls | 73.1 | 2784 | 0.0011 | 91 | 52 | 102 | 0.99 | Ambient | 50000 |  |  | 55000 | 0.1 | 22 | 21 | 0.16 | 0.21 | 0.21 | 0.21 | 0.2 | 0.1 | 0.14 | 0.18 | 0.18 | 0.17 | 0.1 | 0.1 | 0.9 | 0.11 | 0.11 | 0.9 | 0.8 | 0.1 | True |  | Non Federally-Regulated | 11/28/2017 |  | 01/16/2018
Contrast Lighting | Ardito | ICAT6S3-ARV2+A3SFR-TR**35LC | Light Emitting Diode | Inseparable Luminaire | Quick Connect | 0-10 VDC Controls | 73.1 | 2784 | 0.0011 | 91 | 52 | 102 | 0.99 | Ambient | 50000 |  |  | 55000 | 0.1 | 22 | 21 | 0.16 | 0.21 | 0.21 | 0.21 | 0.2 | 0.1 | 0.14 | 0.18 | 0.18 | 0.17 | 0.1 | 0.1 | 0.9 | 0.11 | 0.11 | 0.9 | 0.8 | 0.1 | True |  | Non Federally-Regulated | 11/28/2017 |  | 01/16/2018
Contrast Lighting | Ardito | ICAT6S3-ARV2+A3SFR-TR**40LC | Light Emitting Diode | Inseparable Luminaire | Quick Connect | 0-10 VDC Controls | 73.1 | 2784 | 0.0011 | 91 | 52 | 102 | 0.99 | Ambient | 50000 |  |  | 55000 | 0.1 | 22 | 21 | 0.16 | 0.21 | 0.21 | 0.21 | 0.2 | 0.1 | 0.14 | 0.18 | 0.18 | 0.17 | 0.1 | 0.1 | 0.9 | 0.11 | 0.11 | 0.9 | 0.8 | 0.1 | True |  | Non Federally-Regulated | 11/28/2017 |  | 01/16/2018
Contrast Lighting | Ardito | ICAT6S3-ARV2+A3SSF-****27LC | Light Emitting Diode | Inseparable Luminaire | Quick Connect | 0-10 VDC Controls | 73.1 | 2784 | 0.0011 | 91 | 52 | 102 | 0.99 | Ambient | 50000 |  |  | 55000 | 0.1 | 22 | 21 | 0.16 | 0.21 | 0.21 | 0.21 | 0.2 | 0.1 | 0.14 | 0.18 | 0.18 | 0.17 | 0.1 | 0.1 | 0.9 | 0.11 | 0.11 | 0.9 | 0.8 | 0.1 | True |  | Non Federally-Regulated | 11/28/2017 |  | 01/16/2018
Contrast Lighting | Ardito | ICAT6S3-ARV2+A3SSF-****30LC | Light Emitting Diode | Inseparable Luminaire | Quick Connect | 0-10 VDC Controls | 73.1 | 2784 | 0.0011 | 91 | 52 | 102 | 0.99 | Ambient | 50000 |  |  | 55000 | 0.1 | 22 | 21 | 0.16 | 0.21 | 0.21 | 0.21 | 0.2 | 0.1 | 0.14 | 0.18 | 0.18 | 0.17 | 0.1 | 0.1 | 0.9 | 0.11 | 0.11 | 0.9 | 0.8 | 0.1 | True |  | Non Federally-Regulated | 11/28/2017 |  | 01/16/2018
Contrast Lighting | Ardito | ICAT6S3-ARV2+A3SSF-****35LC | Light Emitting Diode | Inseparable Luminaire | Quick Connect | 0-10 VDC Controls | 73.1 | 2784 | 0.0011 | 91 | 52 | 102 | 0.99 | Ambient | 50000 |  |  | 55000 | 0.1 | 22 | 21 | 0.16 | 0.21 | 0.21 | 0.21 | 0.2 | 0.1 | 0.14 | 0.18 | 0.18 | 0.17 | 0.1 | 0.1 | 0.9 | 0.11 | 0.11 | 0.9 | 0.8 | 0.1 | True |  | Non Federally-Regulated | 11/28/2017 |  | 01/16/2018
Contrast Lighting | Ardito | ICAT6S3-ARV2+A3SSF-****40LC | Light Emitting Diode | Inseparable Luminaire | Quick Connect | 0-10 VDC Controls | 73.1 | 2784 | 0.0011 | 91 | 52 | 102 | 0.99 | Ambient | 50000 |  |  | 55000 | 0.1 | 22 | 21 | 0.16 | 0.21 | 0.21 | 0.21 | 0.2 | 0.1 | 0.14 | 0.18 | 0.18 | 0.17 | 0.1 | 0.1 | 0.9 | 0.11 | 0.11 | 0.9 | 0.8 | 0.1 | True |  | Non Federally-Regulated | 11/28/2017 |  | 01/16/2018
Contrast Lighting | Ardito | ICAT6S3-ARV2+A3SSF-TR**27LC | Light Emitting Diode | Inseparable Luminaire | Quick Connect | 0-10 VDC Controls | 73.1 | 2784 | 0.0011 | 91 | 52 | 102 | 0.99 | Ambient | 50000 |  |  | 55000 | 0.1 | 22 | 21 | 0.16 | 0.21 | 0.21 | 0.21 | 0.2 | 0.1 | 0.14 | 0.18 | 0.18 | 0.17 | 0.1 | 0.1 | 0.9 | 0.11 | 0.11 | 0.9 | 0.8 | 0.1 | True |  | Non Federally-Regulated | 11/28/2017 |  | 01/16/2018
Contrast Lighting | Ardito | ICAT6S3-ARV2+A3SSF-TR**30LC | Light Emitting Diode | Inseparable Luminaire | Quick Connect | 0-10 VDC Controls | 73.1 | 2784 | 0.0011 | 91 | 52 | 102 | 0.99 | Ambient | 50000 |  |  | 55000 | 0.1 | 22 | 21 | 0.16 | 0.21 | 0.21 | 0.21 | 0.2 | 0.1 | 0.14 | 0.18 | 0.18 | 0.17 | 0.1 | 0.1 | 0.9 | 0.11 | 0.11 | 0.9 | 0.8 | 0.1 | True |  | Non Federally-Regulated | 11/28/2017 |  | 01/16/2018
Contrast Lighting | Ardito | ICAT6S3-ARV2+A3SSF-TR**35LC | Light Emitting Diode | Inseparable Luminaire | Quick Connect | 0-10 VDC Controls | 73.1 | 2784 | 0.0011 | 91 | 52 | 102 | 0.99 | Ambient | 50000 |  |  | 55000 | 0.1 | 22 | 21 | 0.16 | 0.21 | 0.21 | 0.21 | 0.2 | 0.1 | 0.14 | 0.18 | 0.18 | 0.17 | 0.1 | 0.1 | 0.9 | 0.11 | 0.11 | 0.9 | 0.8 | 0.1 | True |  | Non Federally-Regulated | 11/28/2017 |  | 01/16/2018
Contrast Lighting | Ardito | ICAT6S3-ARV2+A3SSF-TR**40LC | Light Emitting Diode | Inseparable Luminaire | Quick Connect | 0-10 VDC Controls | 73.1 | 2784 | 0.0011 | 91 | 52 | 102 | 0.99 | Ambient | 50000 |  |  | 55000 | 0.1 | 22 | 21 | 0.16 | 0.21 | 0.21 | 0.21 | 0.2 | 0.1 | 0.14 | 0.18 | 0.18 | 0.17 | 0.1 | 0.1 | 0.9 | 0.11 | 0.11 | 0.9 | 0.8 | 0.1 | True |  | Non Federally-Regulated | 11/28/2017 |  | 01/16/2018
Contrast Lighting | Ardito | ICAT6S4-ARV1+A4SAR-****27LC | Light Emitting Diode | Inseparable Luminaire | Quick Connect | 0-10 VDC Controls | 66.2 | 2775 | 0.0011 | 92 | 54 | 173 | 0.99 | Ambient | 50000 |  |  | 55000 | 0.1 | 21 | 21 | 0.21 | 0.26 | 0.26 | 0.25 | 0.2 | 0.1 | 0.29 | 0.35 | 0.35 | 0.28 | 0.2 | 0.1 | 0.25 | 0.32 | 0.31 | 0.24 | 0.3 | 0.1 | True |  | Non Federally-Regulated | 11/28/2017 |  | 01/16/2018
Contrast Lighting | Ardito | ICAT6S4-ARV1+A4SAR-****30LC | Light Emitting Diode | Inseparable Luminaire | Quick Connect | 0-10 VDC Controls | 66.2 | 2775 | 0.0011 | 92 | 54 | 173 | 0.99 | Ambient | 50000 |  |  | 55000 | 0.1 | 21 | 21 | 0.21 | 0.26 | 0.26 | 0.25 | 0.2 | 0.1 | 0.29 | 0.35 | 0.35 | 0.28 | 0.2 | 0.1 | 0.25 | 0.32 | 0.31 | 0.24 | 0.3 | 0.1 | True |  | Non Federally-Regulated | 11/28/2017 |  | 01/16/2018
Contrast Lighting | Ardito | ICAT6S4-ARV1+A4SAR-****35LC | Light Emitting Diode | Inseparable Luminaire | Quick Connect | 0-10 VDC Controls | 66.2 | 2775 | 0.0011 | 92 | 54 | 173 | 0.99 | Ambient | 50000 |  |  | 55000 | 0.1 | 21 | 21 | 0.21 | 0.26 | 0.26 | 0.25 | 0.2 | 0.1 | 0.29 | 0.35 | 0.35 | 0.28 | 0.2 | 0.1 | 0.25 | 0.32 | 0.31 | 0.24 | 0.3 | 0.1 | True |  | Non Federally-Regulated | 11/28/2017 |  | 01/16/2018
Contrast Lighting | Ardito | ICAT6S4-ARV1+A4SAR-****40LC | Light Emitting Diode | Inseparable Luminaire | Quick Connect | 0-10 VDC Controls | 66.2 | 2775 | 0.0011 | 92 | 54 | 173 | 0.99 | Ambient | 50000 |  |  | 55000 | 0.1 | 21 | 21 | 0.21 | 0.26 | 0.26 | 0.25 | 0.2 | 0.1 | 0.29 | 0.35 | 0.35 | 0.28 | 0.2 | 0.1 | 0.25 | 0.32 | 0.31 | 0.24 | 0.3 | 0.1 | True |  | Non Federally-Regulated | 11/28/2017 |  | 01/16/2018
Contrast Lighting | Ardito | ICAT6S4-ARV1+A4SAR-TR**27LC | Light Emitting Diode | Inseparable Luminaire | Quick Connect | 0-10 VDC Controls | 66.2 | 2775 | 0.0011 | 92 | 54 | 173 | 0.99 | Ambient | 50000 |  |  | 55000 | 0.1 | 21 | 21 | 0.21 | 0.26 | 0.26 | 0.25 | 0.2 | 0.1 | 0.29 | 0.35 | 0.35 | 0.28 | 0.2 | 0.1 | 0.25 | 0.32 | 0.31 | 0.24 | 0.3 | 0.1 | True |  | Non Federally-Regulated | 11/28/2017 |  | 01/16/2018
Contrast Lighting | Ardito | ICAT6S4-ARV1+A4SAR-TR**30LC | Light Emitting Diode | Inseparable Luminaire | Quick Connect | 0-10 VDC Controls | 66.2 | 2775 | 0.0011 | 92 | 54 | 173 | 0.99 | Ambient | 50000 |  |  | 55000 | 0.1 | 21 | 21 | 0.21 | 0.26 | 0.26 | 0.25 | 0.2 | 0.1 | 0.29 | 0.35 | 0.35 | 0.28 | 0.2 | 0.1 | 0.25 | 0.32 | 0.31 | 0.24 | 0.3 | 0.1 | True |  | Non Federally-Regulated | 11/28/2017 |  | 01/16/2018
Contrast Lighting | Ardito | ICAT6S4-ARV1+A4SAR-TR**35LC | Light Emitting Diode | Inseparable Luminaire | Quick Connect | 0-10 VDC Controls | 66.2 | 2775 | 0.0011 | 92 | 54 | 173 | 0.99 | Ambient | 50000 |  |  | 55000 | 0.1 | 21 | 21 | 0.21 | 0.26 | 0.26 | 0.25 | 0.2 | 0.1 | 0.29 | 0.35 | 0.35 | 0.28 | 0.2 | 0.1 | 0.25 | 0.32 | 0.31 | 0.24 | 0.3 | 0.1 | True |  | Non Federally-Regulated | 11/28/2017 |  | 01/16/2018
Contrast Lighting | Ardito | ICAT6S4-ARV1+A4SAR-TR**40LC | Light Emitting Diode | Inseparable Luminaire | Quick Connect | 0-10 VDC Controls | 66.2 | 2775 | 0.0011 | 92 | 54 | 173 | 0.99 | Ambient | 50000 |  |  | 55000 | 0.1 | 21 | 21 | 0.21 | 0.26 | 0.26 | 0.25 | 0.2 | 0.1 | 0.29 | 0.35 | 0.35 | 0.28 | 0.2 | 0.1 | 0.25 | 0.32 | 0.31 | 0.24 | 0.3 | 0.1 | True |  | Non Federally-Regulated | 11/28/2017 |  | 01/16/2018
Contrast Lighting | Ardito | ICAT6S4-ARV1+A4SFR-****27LC | Light Emitting Diode | Inseparable Luminaire | Quick Connect | 0-10 VDC Controls | 66.2 | 2775 | 0.0011 | 92 | 54 | 173 | 0.99 | Ambient | 50000 |  |  | 55000 | 0.1 | 21 | 21 | 0.21 | 0.26 | 0.26 | 0.25 | 0.2 | 0.1 | 0.29 | 0.35 | 0.35 | 0.28 | 0.2 | 0.1 | 0.25 | 0.32 | 0.31 | 0.24 | 0.3 | 0.1 | True |  | Non Federally-Regulated | 11/28/2017 |  | 01/16/2018
Contrast Lighting | Ardito | ICAT6S4-ARV1+A4SFR-****30LC | Light Emitting Diode | Inseparable Luminaire | Quick Connect | 0-10 VDC Controls | 66.2 | 2775 | 0.0011 | 92 | 54 | 173 | 0.99 | Ambient | 50000 |  |  | 55000 | 0.1 | 21 | 21 | 0.21 | 0.26 | 0.26 | 0.25 | 0.2 | 0.1 | 0.29 | 0.35 | 0.35 | 0.28 | 0.2 | 0.1 | 0.25 | 0.32 | 0.31 | 0.24 | 0.3 | 0.1 | True |  | Non Federally-Regulated | 11/28/2017 |  | 01/16/2018
Contrast Lighting | Ardito | ICAT6S4-ARV1+A4SFR-****35LC | Light Emitting Diode | Inseparable Luminaire | Quick Connect | 0-10 VDC Controls | 66.2 | 2775 | 0.0011 | 92 | 54 | 173 | 0.99 | Ambient | 50000 |  |  | 55000 | 0.1 | 21 | 21 | 0.21 | 0.26 | 0.26 | 0.25 | 0.2 | 0.1 | 0.29 | 0.35 | 0.35 | 0.28 | 0.2 | 0.1 | 0.25 | 0.32 | 0.31 | 0.24 | 0.3 | 0.1 | True |  | Non Federally-Regulated | 11/28/2017 |  | 01/16/2018
Contrast Lighting | Ardito | ICAT6S4-ARV1+A4SFR-****40LC | Light Emitting Diode | Inseparable Luminaire | Quick Connect | 0-10 VDC Controls | 66.2 | 2775 | 0.0011 | 92 | 54 | 173 | 0.99 | Ambient | 50000 |  |  | 55000 | 0.1 | 21 | 21 | 0.21 | 0.26 | 0.26 | 0.25 | 0.2 | 0.1 | 0.29 | 0.35 | 0.35 | 0.28 | 0.2 | 0.1 | 0.25 | 0.32 | 0.31 | 0.24 | 0.3 | 0.1 | True |  | Non Federally-Regulated | 11/28/2017 |  | 01/16/2018
Contrast Lighting | Ardito | ICAT6S4-ARV1+A4SFR-TR**27LC | Light Emitting Diode | Inseparable Luminaire | Quick Connect | 0-10 VDC Controls | 66.2 | 2775 | 0.0011 | 92 | 54 | 173 | 0.99 | Ambient | 50000 |  |  | 55000 | 0.1 | 21 | 21 | 0.21 | 0.26 | 0.26 | 0.25 | 0.2 | 0.1 | 0.29 | 0.35 | 0.35 | 0.28 | 0.2 | 0.1 | 0.25 | 0.32 | 0.31 | 0.24 | 0.3 | 0.1 | True |  | Non Federally-Regulated | 11/28/2017 |  | 01/16/2018
Contrast Lighting | Ardito | ICAT6S4-ARV1+A4SFR-TR**30LC | Light Emitting Diode | Inseparable Luminaire | Quick Connect | 0-10 VDC Controls | 66.2 | 2775 | 0.0011 | 92 | 54 | 173 | 0.99 | Ambient | 50000 |  |  | 55000 | 0.1 | 21 | 21 | 0.21 | 0.26 | 0.26 | 0.25 | 0.2 | 0.1 | 0.29 | 0.35 | 0.35 | 0.28 | 0.2 | 0.1 | 0.25 | 0.32 | 0.31 | 0.24 | 0.3 | 0.1 | True |  | Non Federally-Regulated | 11/28/2017 |  | 01/16/2018
Contrast Lighting | Ardito | ICAT6S4-ARV1+A4SFR-TR**35LC | Light Emitting Diode | Inseparable Luminaire | Quick Connect | 0-10 VDC Controls | 66.2 | 2775 | 0.0011 | 92 | 54 | 173 | 0.99 | Ambient | 50000 |  |  | 55000 | 0.1 | 21 | 21 | 0.21 | 0.26 | 0.26 | 0.25 | 0.2 | 0.1 | 0.29 | 0.35 | 0.35 | 0.28 | 0.2 | 0.1 | 0.25 | 0.32 | 0.31 | 0.24 | 0.3 | 0.1 | True |  | Non Federally-Regulated | 11/28/2017 |  | 01/16/2018
Contrast Lighting | Ardito | ICAT6S4-ARV1+A4SFR-TR**40LC | Light Emitting Diode | Inseparable Luminaire | Quick Connect | 0-10 VDC Controls | 66.2 | 2775 | 0.0011 | 92 | 54 | 173 | 0.99 | Ambient | 50000 |  |  | 55000 | 0.1 | 21 | 21 | 0.21 | 0.26 | 0.26 | 0.25 | 0.2 | 0.1 | 0.29 | 0.35 | 0.35 | 0.28 | 0.2 | 0.1 | 0.25 | 0.32 | 0.31 | 0.24 | 0.3 | 0.1 | True |  | Non Federally-Regulated | 11/28/2017 |  | 01/16/2018
Contrast Lighting | Ardito | ICAT6S4-ARV1+A4SSF-****27LC | Light Emitting Diode | Inseparable Luminaire | Quick Connect | 0-10 VDC Controls | 66.2 | 2775 | 0.0011 | 92 | 54 | 173 | 0.99 | Ambient | 50000 |  |  | 55000 | 0.1 | 21 | 21 | 0.21 | 0.26 | 0.26 | 0.25 | 0.2 | 0.1 | 0.29 | 0.35 | 0.35 | 0.28 | 0.2 | 0.1 | 0.25 | 0.32 | 0.31 | 0.24 | 0.3 | 0.1 | True |  | Non Federally-Regulated | 11/28/2017 |  | 01/16/2018
Contrast Lighting | Ardito | ICAT6S4-ARV1+A4SSF-****30LC | Light Emitting Diode | Inseparable Luminaire | Quick Connect | 0-10 VDC Controls | 66.2 | 2775 | 0.0011 | 92 | 54 | 173 | 0.99 | Ambient | 50000 |  |  | 55000 | 0.1 | 21 | 21 | 0.21 | 0.26 | 0.26 | 0.25 | 0.2 | 0.1 | 0.29 | 0.35 | 0.35 | 0.28 | 0.2 | 0.1 | 0.25 | 0.32 | 0.31 | 0.24 | 0.3 | 0.1 | True |  | Non Federally-Regulated | 11/28/2017 |  | 01/16/2018
Contrast Lighting | Ardito | ICAT6S4-ARV1+A4SSF-****35LC | Light Emitting Diode | Inseparable Luminaire | Quick Connect | 0-10 VDC Controls | 66.2 | 2775 | 0.0011 | 92 | 54 | 173 | 0.99 | Ambient | 50000 |  |  | 55000 | 0.1 | 21 | 21 | 0.21 | 0.26 | 0.26 | 0.25 | 0.2 | 0.1 | 0.29 | 0.35 | 0.35 | 0.28 | 0.2 | 0.1 | 0.25 | 0.32 | 0.31 | 0.24 | 0.3 | 0.1 | True |  | Non Federally-Regulated | 11/28/2017 |  | 01/16/2018
Contrast Lighting | Ardito | ICAT6S4-ARV1+A4SSF-****40LC | Light Emitting Diode | Inseparable Luminaire | Quick Connect | 0-10 VDC Controls | 66.2 | 2775 | 0.0011 | 92 | 54 | 173 | 0.99 | Ambient | 50000 |  |  | 55000 | 0.1 | 21 | 21 | 0.21 | 0.26 | 0.26 | 0.25 | 0.2 | 0.1 | 0.29 | 0.35 | 0.35 | 0.28 | 0.2 | 0.1 | 0.25 | 0.32 | 0.31 | 0.24 | 0.3 | 0.1 | True |  | Non Federally-Regulated | 11/28/2017 |  | 01/16/2018
Contrast Lighting | Ardito | ICAT6S4-ARV1+A4SSF-TR**27LC | Light Emitting Diode | Inseparable Luminaire | Quick Connect | 0-10 VDC Controls | 66.2 | 2775 | 0.0011 | 92 | 54 | 173 | 0.99 | Ambient | 50000 |  |  | 55000 | 0.1 | 21 | 21 | 0.21 | 0.26 | 0.26 | 0.25 | 0.2 | 0.1 | 0.29 | 0.35 | 0.35 | 0.28 | 0.2 | 0.1 | 0.25 | 0.32 | 0.31 | 0.24 | 0.3 | 0.1 | True |  | Non Federally-Regulated | 11/28/2017 |  | 01/16/2018
Contrast Lighting | Ardito | ICAT6S4-ARV1+A4SSF-TR**30LC | Light Emitting Diode | Inseparable Luminaire | Quick Connect | 0-10 VDC Controls | 66.2 | 2775 | 0.0011 | 92 | 54 | 173 | 0.99 | Ambient | 50000 |  |  | 55000 | 0.1 | 21 | 21 | 0.21 | 0.26 | 0.26 | 0.25 | 0.2 | 0.1 | 0.29 | 0.35 | 0.35 | 0.28 | 0.2 | 0.1 | 0.25 | 0.32 | 0.31 | 0.24 | 0.3 | 0.1 | True |  | Non Federally-Regulated | 11/28/2017 |  | 01/16/2018
Contrast Lighting | Ardito | ICAT6S4-ARV1+A4SSF-TR**35LC | Light Emitting Diode | Inseparable Luminaire | Quick Connect | 0-10 VDC Controls | 66.2 | 2775 | 0.0011 | 92 | 54 | 173 | 0.99 | Ambient | 50000 |  |  | 55000 | 0.1 | 21 | 21 | 0.21 | 0.26 | 0.26 | 0.25 | 0.2 | 0.1 | 0.29 | 0.35 | 0.35 | 0.28 | 0.2 | 0.1 | 0.25 | 0.32 | 0.31 | 0.24 | 0.3 | 0.1 | True |  | Non Federally-Regulated | 11/28/2017 |  | 01/16/2018
Contrast Lighting | Ardito | ICAT6S4-ARV1+A4SSF-TR**40LC | Light Emitting Diode | Inseparable Luminaire | Quick Connect | 0-10 VDC Controls | 66.2 | 2775 | 0.0011 | 92 | 54 | 173 | 0.99 | Ambient | 50000 |  |  | 55000 | 0.1 | 21 | 21 | 0.21 | 0.26 | 0.26 | 0.25 | 0.2 | 0.1 | 0.29 | 0.35 | 0.35 | 0.28 | 0.2 | 0.1 | 0.25 | 0.32 | 0.31 | 0.24 | 0.3 | 0.1 | True |  | Non Federally-Regulated | 11/28/2017 |  | 01/16/2018
Contrast Lighting | Ardito | ICAT6S4-ARV2+A4SAR-****27LC | Light Emitting Diode | Inseparable Luminaire | Quick Connect | 0-10 VDC Controls | 73.1 | 2784 | 0.0011 | 91 | 52 | 102 | 0.99 | Ambient | 50000 |  |  | 55000 | 0.1 | 22 | 21 | 0.16 | 0.21 | 0.21 | 0.21 | 0.2 | 0.1 | 0.14 | 0.18 | 0.18 | 0.17 | 0.1 | 0.1 | 0.9 | 0.11 | 0.11 | 0.9 | 0.8 | 0.1 | True |  | Non Federally-Regulated | 11/28/2017 |  | 01/16/2018
Contrast Lighting | Ardito | ICAT6S4-ARV2+A4SAR-****30LC | Light Emitting Diode | Inseparable Luminaire | Quick Connect | 0-10 VDC Controls | 73.1 | 2784 | 0.0011 | 91 | 52 | 102 | 0.99 | Ambient | 50000 |  |  | 55000 | 0.1 | 22 | 21 | 0.16 | 0.21 | 0.21 | 0.21 | 0.2 | 0.1 | 0.14 | 0.18 | 0.18 | 0.17 | 0.1 | 0.1 | 0.9 | 0.11 | 0.11 | 0.9 | 0.8 | 0.1 | True |  | Non Federally-Regulated | 11/28/2017 |  | 01/16/2018
Contrast Lighting | Ardito | ICAT6S4-ARV2+A4SAR-****35LC | Light Emitting Diode | Inseparable Luminaire | Quick Connect | 0-10 VDC Controls | 73.1 | 2784 | 0.0011 | 91 | 52 | 102 | 0.99 | Ambient | 50000 |  |  | 55000 | 0.1 | 22 | 21 | 0.16 | 0.21 | 0.21 | 0.21 | 0.2 | 0.1 | 0.14 | 0.18 | 0.18 | 0.17 | 0.1 | 0.1 | 0.9 | 0.11 | 0.11 | 0.9 | 0.8 | 0.1 | True |  | Non Federally-Regulated | 11/28/2017 |  | 01/16/2018
Contrast Lighting | Ardito | ICAT6S4-ARV2+A4SAR-****40LC | Light Emitting Diode | Inseparable Luminaire | Quick Connect | 0-10 VDC Controls | 73.1 | 2784 | 0.0011 | 91 | 52 | 102 | 0.99 | Ambient | 50000 |  |  | 55000 | 0.1 | 22 | 21 | 0.16 | 0.21 | 0.21 | 0.21 | 0.2 | 0.1 | 0.14 | 0.18 | 0.18 | 0.17 | 0.1 | 0.1 | 0.9 | 0.11 | 0.11 | 0.9 | 0.8 | 0.1 | True |  | Non Federally-Regulated | 11/28/2017 |  | 01/16/2018
Contrast Lighting | Ardito | ICAT6S4-ARV2+A4SAR-TR**27LC | Light Emitting Diode | Inseparable Luminaire | Quick Connect | 0-10 VDC Controls | 73.1 | 2784 | 0.0011 | 91 | 52 | 102 | 0.99 | Ambient | 50000 |  |  | 55000 | 0.1 | 22 | 21 | 0.16 | 0.21 | 0.21 | 0.21 | 0.2 | 0.1 | 0.14 | 0.18 | 0.18 | 0.17 | 0.1 | 0.1 | 0.9 | 0.11 | 0.11 | 0.9 | 0.8 | 0.1 | True |  | Non Federally-Regulated | 11/28/2017 |  | 01/16/2018
Contrast Lighting | Ardito | ICAT6S4-ARV2+A4SAR-TR**30LC | Light Emitting Diode | Inseparable Luminaire | Quick Connect | 0-10 VDC Controls | 73.1 | 2784 | 0.0011 | 91 | 52 | 102 | 0.99 | Ambient | 50000 |  |  | 55000 | 0.1 | 22 | 21 | 0.16 | 0.21 | 0.21 | 0.21 | 0.2 | 0.1 | 0.14 | 0.18 | 0.18 | 0.17 | 0.1 | 0.1 | 0.9 | 0.11 | 0.11 | 0.9 | 0.8 | 0.1 | True |  | Non Federally-Regulated | 11/28/2017 |  | 01/16/2018
Contrast Lighting | Ardito | ICAT6S4-ARV2+A4SAR-TR**35LC | Light Emitting Diode | Inseparable Luminaire | Quick Connect | 0-10 VDC Controls | 73.1 | 2784 | 0.0011 | 91 | 52 | 102 | 0.99 | Ambient | 50000 |  |  | 55000 | 0.1 | 22 | 21 | 0.16 | 0.21 | 0.21 | 0.21 | 0.2 | 0.1 | 0.14 | 0.18 | 0.18 | 0.17 | 0.1 | 0.1 | 0.9 | 0.11 | 0.11 | 0.9 | 0.8 | 0.1 | True |  | Non Federally-Regulated | 11/28/2017 |  | 01/16/2018
Contrast Lighting | Ardito | ICAT6S4-ARV2+A4SAR-TR**40LC | Light Emitting Diode | Inseparable Luminaire | Quick Connect | 0-10 VDC Controls | 73.1 | 2784 | 0.0011 | 91 | 52 | 102 | 0.99 | Ambient | 50000 |  |  | 55000 | 0.1 | 22 | 21 | 0.16 | 0.21 | 0.21 | 0.21 | 0.2 | 0.1 | 0.14 | 0.18 | 0.18 | 0.17 | 0.1 | 0.1 | 0.9 | 0.11 | 0.11 | 0.9 | 0.8 | 0.1 | True |  | Non Federally-Regulated | 11/28/2017 |  | 01/16/2018
Contrast Lighting | Ardito | ICAT6S4-ARV2+A4SFR-****27LC | Light Emitting Diode | Inseparable Luminaire | Quick Connect | 0-10 VDC Controls | 73.1 | 2784 | 0.0011 | 91 | 52 | 102 | 0.99 | Ambient | 50000 |  |  | 55000 | 0.1 | 22 | 21 | 0.16 | 0.21 | 0.21 | 0.21 | 0.2 | 0.1 | 0.14 | 0.18 | 0.18 | 0.17 | 0.1 | 0.1 | 0.9 | 0.11 | 0.11 | 0.9 | 0.8 | 0.1 | True |  | Non Federally-Regulated | 11/28/2017 |  | 01/16/2018
Contrast Lighting | Ardito | ICAT6S4-ARV2+A4SFR-****30LC | Light Emitting Diode | Inseparable Luminaire | Quick Connect | 0-10 VDC Controls | 73.1 | 2784 | 0.0011 | 91 | 52 | 102 | 0.99 | Ambient | 50000 |  |  | 55000 | 0.1 | 22 | 21 | 0.16 | 0.21 | 0.21 | 0.21 | 0.2 | 0.1 | 0.14 | 0.18 | 0.18 | 0.17 | 0.1 | 0.1 | 0.9 | 0.11 | 0.11 | 0.9 | 0.8 | 0.1 | True |  | Non Federally-Regulated | 11/28/2017 |  | 01/16/2018
Contrast Lighting | Ardito | ICAT6S4-ARV2+A4SFR-****35LC | Light Emitting Diode | Inseparable Luminaire | Quick Connect | 0-10 VDC Controls | 73.1 | 2784 | 0.0011 | 91 | 52 | 102 | 0.99 | Ambient | 50000 |  |  | 55000 | 0.1 | 22 | 21 | 0.16 | 0.21 | 0.21 | 0.21 | 0.2 | 0.1 | 0.14 | 0.18 | 0.18 | 0.17 | 0.1 | 0.1 | 0.9 | 0.11 | 0.11 | 0.9 | 0.8 | 0.1 | True |  | Non Federally-Regulated | 11/28/2017 |  | 01/16/2018
Contrast Lighting | Ardito | ICAT6S4-ARV2+A4SFR-****40LC | Light Emitting Diode | Inseparable Luminaire | Quick Connect | 0-10 VDC Controls | 73.1 | 2784 | 0.0011 | 91 | 52 | 102 | 0.99 | Ambient | 50000 |  |  | 55000 | 0.1 | 22 | 21 | 0.16 | 0.21 | 0.21 | 0.21 | 0.2 | 0.1 | 0.14 | 0.18 | 0.18 | 0.17 | 0.1 | 0.1 | 0.9 | 0.11 | 0.11 | 0.9 | 0.8 | 0.1 | True |  | Non Federally-Regulated | 11/28/2017 |  | 01/16/2018
Contrast Lighting | Ardito | ICAT6S4-ARV2+A4SFR-TR**27LC | Light Emitting Diode | Inseparable Luminaire | Quick Connect | 0-10 VDC Controls | 73.1 | 2784 | 0.0011 | 91 | 52 | 102 | 0.99 | Ambient | 50000 |  |  | 55000 | 0.1 | 22 | 21 | 0.16 | 0.21 | 0.21 | 0.21 | 0.2 | 0.1 | 0.14 | 0.18 | 0.18 | 0.17 | 0.1 | 0.1 | 0.9 | 0.11 | 0.11 | 0.9 | 0.8 | 0.1 | True |  | Non Federally-Regulated | 11/28/2017 |  | 01/16/2018
Contrast Lighting | Ardito | ICAT6S4-ARV2+A4SFR-TR**30LC | Light Emitting Diode | Inseparable Luminaire | Quick Connect | 0-10 VDC Controls | 73.1 | 2784 | 0.0011 | 91 | 52 | 102 | 0.99 | Ambient | 50000 |  |  | 55000 | 0.1 | 22 | 21 | 0.16 | 0.21 | 0.21 | 0.21 | 0.2 | 0.1 | 0.14 | 0.18 | 0.18 | 0.17 | 0.1 | 0.1 | 0.9 | 0.11 | 0.11 | 0.9 | 0.8 | 0.1 | True |  | Non Federally-Regulated | 11/28/2017 |  | 01/16/2018
Contrast Lighting | Ardito | ICAT6S4-ARV2+A4SFR-TR**35LC | Light Emitting Diode | Inseparable Luminaire | Quick Connect | 0-10 VDC Controls | 73.1 | 2784 | 0.0011 | 91 | 52 | 102 | 0.99 | Ambient | 50000 |  |  | 55000 | 0.1 | 22 | 21 | 0.16 | 0.21 | 0.21 | 0.21 | 0.2 | 0.1 | 0.14 | 0.18 | 0.18 | 0.17 | 0.1 | 0.1 | 0.9 | 0.11 | 0.11 | 0.9 | 0.8 | 0.1 | True |  | Non Federally-Regulated | 11/28/2017 |  | 01/16/2018
Contrast Lighting | Ardito | ICAT6S4-ARV2+A4SFR-TR**40LC | Light Emitting Diode | Inseparable Luminaire | Quick Connect | 0-10 VDC Controls | 73.1 | 2784 | 0.0011 | 91 | 52 | 102 | 0.99 | Ambient | 50000 |  |  | 55000 | 0.1 | 22 | 21 | 0.16 | 0.21 | 0.21 | 0.21 | 0.2 | 0.1 | 0.14 | 0.18 | 0.18 | 0.17 | 0.1 | 0.1 | 0.9 | 0.11 | 0.11 | 0.9 | 0.8 | 0.1 | True |  | Non Federally-Regulated | 11/28/2017 |  | 01/16/2018
Contrast Lighting | Ardito | ICAT6S4-ARV2+A4SSF-****27LC | Light Emitting Diode | Inseparable Luminaire | Quick Connect | 0-10 VDC Controls | 73.1 | 2784 | 0.0011 | 91 | 52 | 102 | 0.99 | Ambient | 50000 |  |  | 55000 | 0.1 | 22 | 21 | 0.16 | 0.21 | 0.21 | 0.21 | 0.2 | 0.1 | 0.14 | 0.18 | 0.18 | 0.17 | 0.1 | 0.1 | 0.9 | 0.11 | 0.11 | 0.9 | 0.8 | 0.1 | True |  | Non Federally-Regulated | 11/28/2017 |  | 01/16/2018
Contrast Lighting | Ardito | ICAT6S4-ARV2+A4SSF-****30LC | Light Emitting Diode | Inseparable Luminaire | Quick Connect | 0-10 VDC Controls | 73.1 | 2784 | 0.0011 | 91 | 52 | 102 | 0.99 | Ambient | 50000 |  |  | 55000 | 0.1 | 22 | 21 | 0.16 | 0.21 | 0.21 | 0.21 | 0.2 | 0.1 | 0.14 | 0.18 | 0.18 | 0.17 | 0.1 | 0.1 | 0.9 | 0.11 | 0.11 | 0.9 | 0.8 | 0.1 | True |  | Non Federally-Regulated | 11/28/2017 |  | 01/16/2018
Contrast Lighting | Ardito | ICAT6S4-ARV2+A4SSF-****35LC | Light Emitting Diode | Inseparable Luminaire | Quick Connect | 0-10 VDC Controls | 73.1 | 2784 | 0.0011 | 91 | 52 | 102 | 0.99 | Ambient | 50000 |  |  | 55000 | 0.1 | 22 | 21 | 0.16 | 0.21 | 0.21 | 0.21 | 0.2 | 0.1 | 0.14 | 0.18 | 0.18 | 0.17 | 0.1 | 0.1 | 0.9 | 0.11 | 0.11 | 0.9 | 0.8 | 0.1 | True |  | Non Federally-Regulated | 11/28/2017 |  | 01/16/2018
Contrast Lighting | Ardito | ICAT6S4-ARV2+A4SSF-****40LC | Light Emitting Diode | Inseparable Luminaire | Quick Connect | 0-10 VDC Controls | 73.1 | 2784 | 0.0011 | 91 | 52 | 102 | 0.99 | Ambient | 50000 |  |  | 55000 | 0.1 | 22 | 21 | 0.16 | 0.21 | 0.21 | 0.21 | 0.2 | 0.1 | 0.14 | 0.18 | 0.18 | 0.17 | 0.1 | 0.1 | 0.9 | 0.11 | 0.11 | 0.9 | 0.8 | 0.1 | True |  | Non Federally-Regulated | 11/28/2017 |  | 01/16/2018
Contrast Lighting | Ardito | ICAT6S4-ARV2+A4SSF-TR**27LC | Light Emitting Diode | Inseparable Luminaire | Quick Connect | 0-10 VDC Controls | 73.1 | 2784 | 0.0011 | 91 | 52 | 102 | 0.99 | Ambient | 50000 |  |  | 55000 | 0.1 | 22 | 21 | 0.16 | 0.21 | 0.21 | 0.21 | 0.2 | 0.1 | 0.14 | 0.18 | 0.18 | 0.17 | 0.1 | 0.1 | 0.9 | 0.11 | 0.11 | 0.9 | 0.8 | 0.1 | True |  | Non Federally-Regulated | 11/28/2017 |  | 01/16/2018
Contrast Lighting | Ardito | ICAT6S4-ARV2+A4SSF-TR**30LC | Light Emitting Diode | Inseparable Luminaire | Quick Connect | 0-10 VDC Controls | 73.1 | 2784 | 0.0011 | 91 | 52 | 102 | 0.99 | Ambient | 50000 |  |  | 55000 | 0.1 | 22 | 21 | 0.16 | 0.21 | 0.21 | 0.21 | 0.2 | 0.1 | 0.14 | 0.18 | 0.18 | 0.17 | 0.1 | 0.1 | 0.9 | 0.11 | 0.11 | 0.9 | 0.8 | 0.1 | True |  | Non Federally-Regulated | 11/28/2017 |  | 01/16/2018
Contrast Lighting | Ardito | ICAT6S4-ARV2+A4SSF-TR**35LC | Light Emitting Diode | Inseparable Luminaire | Quick Connect | 0-10 VDC Controls | 73.1 | 2784 | 0.0011 | 91 | 52 | 102 | 0.99 | Ambient | 50000 |  |  | 55000 | 0.1 | 22 | 21 | 0.16 | 0.21 | 0.21 | 0.21 | 0.2 | 0.1 | 0.14 | 0.18 | 0.18 | 0.17 | 0.1 | 0.1 | 0.9 | 0.11 | 0.11 | 0.9 | 0.8 | 0.1 | True |  | Non Federally-Regulated | 11/28/2017 |  | 01/16/2018
Contrast Lighting | Ardito | ICAT6S4-ARV2+A4SSF-TR**40LC | Light Emitting Diode | Inseparable Luminaire | Quick Connect | 0-10 VDC Controls | 73.1 | 2784 | 0.0011 | 91 | 52 | 102 | 0.99 | Ambient | 50000 |  |  | 55000 | 0.1 | 22 | 21 | 0.16 | 0.21 | 0.21 | 0.21 | 0.2 | 0.1 | 0.14 | 0.18 | 0.18 | 0.17 | 0.1 | 0.1 | 0.9 | 0.11 | 0.11 | 0.9 | 0.8 | 0.1 | True |  | Non Federally-Regulated | 11/28/2017 |  | 01/16/2018
MaxLite | MaxLite | 10PUBGUDLED9**/JA8 | Light Emitting Diode | Light Engine | GU Base | Forward Phase Cut Controls | 75.8 | 2691 | 0.0002 | 92 | 57 | 47 | 0.99 | Elevated | 50000 | 0.951 | 1 |  | 0.1 | 17 | 17 | 0.18 | 0.17 | 0.16 | 0.15 | 0.03 | 0.01 | 0.18 | 0.16 | 0.16 | 0.13 | 0.03 | 0.01 | 0.21 | 0.14 | 0.14 | 0.11 | 0.03 | 0.02 | True |  | Non Federally-Regulated | 01/17/2018 |  | 01/17/2018
MaxLite | MaxLite | 10PUBDLED9**/JA8 | Light Emitting Diode | Light Engine | Edison Screw Base | Forward Phase Cut Controls | 75.8 | 2691 | 0.0002 | 92 | 57 | 47 | 0.99 | Elevated | 50000 | 0.951 | 1 |  | 0.1 | 17 | 17 | 0.18 | 0.17 | 0.16 | 0.15 | 0.03 | 0.01 | 0.18 | 0.16 | 0.16 | 0.13 | 0.03 | 0.01 | 0.21 | 0.14 | 0.14 | 0.11 | 0.03 | 0.02 | True |  | Non Federally-Regulated | 01/17/2018 |  | 01/17/2018
WAC Lighting Co. | Modern Forms | WS-3111-** | Light Emitting Diode | Inseparable Luminaire | Direct Wired | Reverse Phase Cut Controls | 53.9 | 2920 | -0.0002 | 95 | 74 | 132 | 0.9 | Ambient | 54000 | 0.996 | 1 |  | 0 | 21 | 21 | 0.18 | 0.18 | 0.17 | 0.16 | 0.01 | 0.01 | 0.2 | 0.2 | 0.2 | 0.15 | 0.03 | 0.01 | 0 | 0 | 0 | 0 | 0 | 0 | True |  | Non Federally-Regulated | 05/04/2017 |  | 01/23/2018
WAC Lighting Co. | Modern Forms | WS-3115-** | Light Emitting Diode | Inseparable Luminaire | Direct Wired | Reverse Phase Cut Controls | 61.2 | 2937 | 0.0002 | 94 | 74 | 110 | 0.9 | Ambient | 54000 | 0.992 | 1 |  | 0 | 22 | 22 | 0.23 | 0.23 | 0.22 | 0.2 | 0 | 0 | 0.24 | 0.24 | 0.25 | 0.19 | 0.03 | 0 | 0 | 0 | 0 | 0 | 0 | 0 | True |  | Non Federally-Regulated | 05/04/2017 |  | 01/23/2018
WAC Lighting Co. | Modern Forms | WS-3120-** | Light Emitting Diode | Inseparable Luminaire | Direct Wired | Reverse Phase Cut Controls | 66 | 2933 | -0.0001 | 95 | 73 | 116 | 0.9 | Ambient | 54000 | 0.996 | 1 |  | 0 | 22 | 22 | 0.2 | 0.19 | 0.18 | 0.16 | 0 | 0 | 0.21 | 0.21 | 0.21 | 0.16 | 0.03 | 0 | 0 | 0 | 0 | 0 | 0 | 0 | True |  | Non Federally-Regulated | 05/04/2017 |  | 01/23/2018
WAC Lighting Co. | Modern Forms | WS-3127-** | Light Emitting Diode | Inseparable Luminaire | Direct Wired | Reverse Phase Cut Controls | 69 | 2945 | 0 | 94 | 74 | 86 | 0.9 | Ambient | 54000 | 0.992 | 1 |  | 0 | 23 | 23 | 0.26 | 0.25 | 0.24 | 0.22 | 0 | 0 | 0.27 | 0.28 | 0.28 | 0.22 | 0.04 | 0 | 0 | 0 | 0 | 0 | 0 | 0 | True |  | Non Federally-Regulated | 05/04/2017 |  | 01/23/2018
WAC Lighting Co. | Modern Forms | WS-3139-** | Light Emitting Diode | Inseparable Luminaire | Direct Wired | Reverse Phase Cut Controls | 66.1 | 2925 | -0.0001 | 95 | 73 | 112 | 0.9 | Ambient | 54000 | 0.996 | 1 |  | 0 | 23 | 23 | 0.19 | 0.18 | 0.18 | 0.16 | 0 | 0 | 0.22 | 0.2 | 0.2 | 0.16 | 0.03 | 0 | 0 | 0 | 0 | 0 | 0 | 0 | True |  | Non Federally-Regulated | 05/04/2017 |  | 01/23/2018
Lightheaded Lighting | Lightheaded Lighting | D4X-IC*A-*-**-3P1-120 + 2-120-*-**-SAS-XTM28-27-9807 | Light Emitting Diode | Inseparable Luminaire | Quick Connect | 0-10 VDC Controls | 53 | 2700 | 0.0002 | 98 | 95 | 450 | 0.96 | Elevated | 50000 |  |  | 99999 | 0.01 | 19 | 19 | 0.02 | 0 | 0 | 0 | 0 | 0 | 0.91 | 0 | 0 | 0 | 0 | 0 | 0.72 | 0 | 0 | 0 | 0 | 0 | True |  | Non Federally-Regulated | 03/24/2017 |  | 01/23/2018
Lightheaded Lighting | Lightheaded Lighting | D4X-IC*A-*-**-3P1-120 + 2-120-*-**-SAS-XTM40-27-9807 | Light Emitting Diode | Inseparable Luminaire | Quick Connect | 0-10 VDC Controls | 60 | 2700 | 0.0002 | 98 | 95 | 450 | 0.96 | Elevated | 50000 |  |  | 99999 | 0.01 | 19 | 19 | 0.02 | 0 | 0 | 0 | 0 | 0 | 0.91 | 0 | 0 | 0 | 0 | 0 | 0.72 | 0 | 0 | 0 | 0 | 0 | True |  | Non Federally-Regulated | 03/24/2017 |  | 01/23/2018
Lightheaded Lighting | Lightheaded Lighting | D4X-IC*A-*-**-3P1-120 + 2-120-*-**-SAS-XTM60-27-9807 | Light Emitting Diode | Inseparable Luminaire | Quick Connect | 0-10 VDC Controls | 53 | 2700 | 0.0002 | 98 | 95 | 450 | 0.96 | Elevated | 50000 |  |  | 99999 | 0.01 | 19 | 19 | 0.02 | 0 | 0 | 0 | 0 | 0 | 0.91 | 0 | 0 | 0 | 0 | 0 | 0.72 | 0 | 0 | 0 | 0 | 0 | True |  | Non Federally-Regulated | 03/24/2017 |  | 01/23/2018
Lightheaded Lighting | Lightheaded Lighting | D4X-IC*A-*-**-3P1-120 + 2-120-*-**-SAS-XTM28-30-9807 | Light Emitting Diode | Inseparable Luminaire | Quick Connect | 0-10 VDC Controls | 53 | 3000 | 0.0002 | 98 | 95 | 450 | 0.96 | Elevated | 50000 |  |  | 99999 | 0.01 | 19 | 19 | 0.02 | 0 | 0 | 0 | 0 | 0 | 0.91 | 0 | 0 | 0 | 0 | 0 | 0.72 | 0 | 0 | 0 | 0 | 0 | True |  | Non Federally-Regulated | 03/24/2017 |  | 01/23/2018
Lightheaded Lighting | Lightheaded Lighting | D4X-IC*A-*-**-3P1-120 + 2-120-*-**-SAS-XTM40-30-9807 | Light Emitting Diode | Inseparable Luminaire | Quick Connect | 0-10 VDC Controls | 60 | 3000 | 0.0002 | 98 | 95 | 450 | 0.96 | Elevated | 50000 |  |  | 99999 | 0.01 | 19 | 19 | 0.02 | 0 | 0 | 0 | 0 | 0 | 0.91 | 0 | 0 | 0 | 0 | 0 | 0.72 | 0 | 0 | 0 | 0 | 0 | True |  | Non Federally-Regulated | 03/24/2017 |  | 01/23/2018
Lightheaded Lighting | Lightheaded Lighting | D4X-IC*A-*-**-3P1-120 + 2-120-*-**-SAS-XTM60-30-9807 | Light Emitting Diode | Inseparable Luminaire | Quick Connect | 0-10 VDC Controls | 53 | 3000 | 0.0002 | 98 | 95 | 450 | 0.96 | Elevated | 50000 |  |  | 99999 | 0.01 | 19 | 19 | 0.02 | 0 | 0 | 0 | 0 | 0 | 0.91 | 0 | 0 | 0 | 0 | 0 | 0.72 | 0 | 0 | 0 | 0 | 0 | True |  | Non Federally-Regulated | 03/24/2017 |  | 01/23/2018
Lightheaded Lighting | Lightheaded Lighting | D4X-IC*A-*-**-3P1-120 + 2-120-*-**-SAS-XTM28-35-9807 | Light Emitting Diode | Inseparable Luminaire | Quick Connect | 0-10 VDC Controls | 53 | 3500 | 0.0002 | 98 | 95 | 450 | 0.96 | Elevated | 50000 |  |  | 99999 | 0.01 | 19 | 19 | 0.02 | 0 | 0 | 0 | 0 | 0 | 0.91 | 0 | 0 | 0 | 0 | 0 | 0.72 | 0 | 0 | 0 | 0 | 0 | True |  | Non Federally-Regulated | 03/24/2017 |  | 01/23/2018
Lightheaded Lighting | Lightheaded Lighting | D4X-IC*A-*-**-3P1-120 + 2-120-*-**-SAS-XTM40-35-9807 | Light Emitting Diode | Inseparable Luminaire | Quick Connect | 0-10 VDC Controls | 60 | 3500 | 0.0002 | 98 | 95 | 450 | 0.96 | Elevated | 50000 |  |  | 99999 | 0.01 | 19 | 19 | 0.02 | 0 | 0 | 0 | 0 | 0 | 0.91 | 0 | 0 | 0 | 0 | 0 | 0.72 | 0 | 0 | 0 | 0 | 0 | True |  | Non Federally-Regulated | 03/24/2017 |  | 01/23/2018
Lightheaded Lighting | Lightheaded Lighting | D4X-IC*A-*-**-3P1-120 + 2-120-*-**-SAS-XTM60-35-9807 | Light Emitting Diode | Inseparable Luminaire | Quick Connect | 0-10 VDC Controls | 53 | 3500 | 0.0002 | 98 | 95 | 450 | 0.96 | Elevated | 50000 |  |  | 99999 | 0.01 | 19 | 19 | 0.02 | 0 | 0 | 0 | 0 | 0 | 0.91 | 0 | 0 | 0 | 0 | 0 | 0.72 | 0 | 0 | 0 | 0 | 0 | True |  | Non Federally-Regulated | 03/24/2017 |  | 01/23/2018
Lightheaded Lighting | Lightheaded Lighting | D4X-IC*A-*-**-3P1-120 + 2-120-*-**-SAS-XTM28-40-9807 | Light Emitting Diode | Inseparable Luminaire | Quick Connect | 0-10 VDC Controls | 53 | 4000 | 0.0002 | 98 | 95 | 450 | 0.96 | Elevated | 50000 |  |  | 99999 | 0.01 | 19 | 19 | 0.02 | 0 | 0 | 0 | 0 | 0 | 0.91 | 0 | 0 | 0 | 0 | 0 | 0.72 | 0 | 0 | 0 | 0 | 0 | True |  | Non Federally-Regulated | 03/24/2017 |  | 01/23/2018
Lightheaded Lighting | Lightheaded Lighting | D4X-IC*A-*-**-3P1-120 + 2-120-*-**-SAS-XTM40-40-9807 | Light Emitting Diode | Inseparable Luminaire | Quick Connect | 0-10 VDC Controls | 60 | 4000 | 0.0002 | 98 | 95 | 450 | 0.96 | Elevated | 50000 |  |  | 99999 | 0.01 | 19 | 19 | 0.02 | 0 | 0 | 0 | 0 | 0 | 0.91 | 0 | 0 | 0 | 0 | 0 | 0.72 | 0 | 0 | 0 | 0 | 0 | True |  | Non Federally-Regulated | 03/24/2017 |  | 01/23/2018
Lightheaded Lighting | Lightheaded Lighting | D4X-IC*A-*-**-3P1-120 + 2-120-*-**-SAS-XTM60-40-9807 | Light Emitting Diode | Inseparable Luminaire | Quick Connect | 0-10 VDC Controls | 53 | 4000 | 0.0002 | 98 | 95 | 450 | 0.96 | Elevated | 50000 |  |  | 99999 | 0.01 | 19 | 19 | 0.02 | 0 | 0 | 0 | 0 | 0 | 0.91 | 0 | 0 | 0 | 0 | 0 | 0.72 | 0 | 0 | 0 | 0 | 0 | True |  | Non Federally-Regulated | 03/24/2017 |  | 01/23/2018
Lightheaded Lighting | Lightheaded Lighting | D4X-IC*A-*-**-3P1-120 + 2-120-*-**-WHO-XTM28-27-9807 | Light Emitting Diode | Inseparable Luminaire | Quick Connect | 0-10 VDC Controls | 53 | 2700 | 0.0002 | 98 | 95 | 450 | 0.96 | Elevated | 50000 |  |  | 99999 | 0.01 | 19 | 19 | 0.02 | 0 | 0 | 0 | 0 | 0 | 0.91 | 0 | 0 | 0 | 0 | 0 | 0.72 | 0 | 0 | 0 | 0 | 0 | True |  | Non Federally-Regulated | 03/24/2017 |  | 01/23/2018
Lightheaded Lighting | Lightheaded Lighting | D4X-IC*A-*-**-3P1-120 + 2-120-*-**-WHO-XTM40-27-9807 | Light Emitting Diode | Inseparable Luminaire | Quick Connect | 0-10 VDC Controls | 60 | 2700 | 0.0002 | 98 | 95 | 450 | 0.96 | Elevated | 50000 |  |  | 99999 | 0.01 | 19 | 19 | 0.02 | 0 | 0 | 0 | 0 | 0 | 0.91 | 0 | 0 | 0 | 0 | 0 | 0.72 | 0 | 0 | 0 | 0 | 0 | True |  | Non Federally-Regulated | 03/24/2017 |  | 01/23/2018
Lightheaded Lighting | Lightheaded Lighting | D4X-IC*A-*-**-3P1-120 + 2-120-*-**-WHO-XTM60-27-9807 | Light Emitting Diode | Inseparable Luminaire | Quick Connect | 0-10 VDC Controls | 53 | 2700 | 0.0002 | 98 | 95 | 450 | 0.96 | Elevated | 50000 |  |  | 99999 | 0.01 | 19 | 19 | 0.02 | 0 | 0 | 0 | 0 | 0 | 0.91 | 0 | 0 | 0 | 0 | 0 | 0.72 | 0 | 0 | 0 | 0 | 0 | True |  | Non Federally-Regulated | 03/24/2017 |  | 01/23/2018
Lightheaded Lighting | Lightheaded Lighting | D4X-IC*A-*-**-3P1-120 + 2-120-*-**-WHO-XTM28-30-9807 | Light Emitting Diode | Inseparable Luminaire | Quick Connect | 0-10 VDC Controls | 53 | 3000 | 0.0002 | 98 | 95 | 450 | 0.96 | Elevated | 50000 |  |  | 99999 | 0.01 | 19 | 19 | 0.02 | 0 | 0 | 0 | 0 | 0 | 0.91 | 0 | 0 | 0 | 0 | 0 | 0.72 | 0 | 0 | 0 | 0 | 0 | True |  | Non Federally-Regulated | 03/24/2017 |  | 01/23/2018
Lightheaded Lighting | Lightheaded Lighting | D4X-IC*A-*-**-3P1-120 + 2-120-*-**-WHO-XTM40-30-9807 | Light Emitting Diode | Inseparable Luminaire | Quick Connect | 0-10 VDC Controls | 60 | 3000 | 0.0002 | 98 | 95 | 450 | 0.96 | Elevated | 50000 |  |  | 99999 | 0.01 | 19 | 19 | 0.02 | 0 | 0 | 0 | 0 | 0 | 0.91 | 0 | 0 | 0 | 0 | 0 | 0.72 | 0 | 0 | 0 | 0 | 0 | True |  | Non Federally-Regulated | 03/24/2017 |  | 01/23/2018
Lightheaded Lighting | Lightheaded Lighting | D4X-IC*A-*-**-3P1-120 + 2-120-*-**-WHO-XTM60-30-9807 | Light Emitting Diode | Inseparable Luminaire | Quick Connect | 0-10 VDC Controls | 53 | 3000 | 0.0002 | 98 | 95 | 450 | 0.96 | Elevated | 50000 |  |  | 99999 | 0.01 | 19 | 19 | 0.02 | 0 | 0 | 0 | 0 | 0 | 0.91 | 0 | 0 | 0 | 0 | 0 | 0.72 | 0 | 0 | 0 | 0 | 0 | True |  | Non Federally-Regulated | 03/24/2017 |  | 01/23/2018
Lightheaded Lighting | Lightheaded Lighting | D4X-IC*A-*-**-3P1-120 + 2-120-*-**-WHO-XTM28-35-9807 | Light Emitting Diode | Inseparable Luminaire | Quick Connect | 0-10 VDC Controls | 53 | 3500 | 0.0002 | 98 | 95 | 450 | 0.96 | Elevated | 50000 |  |  | 99999 | 0.01 | 19 | 19 | 0.02 | 0 | 0 | 0 | 0 | 0 | 0.91 | 0 | 0 | 0 | 0 | 0 | 0.72 | 0 | 0 | 0 | 0 | 0 | True |  | Non Federally-Regulated | 03/24/2017 |  | 01/23/2018
Lightheaded Lighting | Lightheaded Lighting | D4X-IC*A-*-**-3P1-120 + 2-120-*-**-WHO-XTM40-35-9807 | Light Emitting Diode | Inseparable Luminaire | Quick Connect | 0-10 VDC Controls | 60 | 3500 | 0.0002 | 98 | 95 | 450 | 0.96 | Elevated | 50000 |  |  | 99999 | 0.01 | 19 | 19 | 0.02 | 0 | 0 | 0 | 0 | 0 | 0.91 | 0 | 0 | 0 | 0 | 0 | 0.72 | 0 | 0 | 0 | 0 | 0 | True |  | Non Federally-Regulated | 03/24/2017 |  | 01/23/2018
Lightheaded Lighting | Lightheaded Lighting | D4X-IC*A-*-**-3P1-120 + 2-120-*-**-WHO-XTM60-35-9807 | Light Emitting Diode | Inseparable Luminaire | Quick Connect | 0-10 VDC Controls | 53 | 3500 | 0.0002 | 98 | 95 | 450 | 0.96 | Elevated | 50000 |  |  | 99999 | 0.01 | 19 | 19 | 0.02 | 0 | 0 | 0 | 0 | 0 | 0.91 | 0 | 0 | 0 | 0 | 0 | 0.72 | 0 | 0 | 0 | 0 | 0 | True |  | Non Federally-Regulated | 03/24/2017 |  | 01/23/2018
Lightheaded Lighting | Lightheaded Lighting | D4X-IC*A-*-**-3P1-120 + 2-120-*-**-WHO-XTM28-40-9807 | Light Emitting Diode | Inseparable Luminaire | Quick Connect | 0-10 VDC Controls | 53 | 4000 | 0.0002 | 98 | 95 | 450 | 0.96 | Elevated | 50000 |  |  | 99999 | 0.01 | 19 | 19 | 0.02 | 0 | 0 | 0 | 0 | 0 | 0.91 | 0 | 0 | 0 | 0 | 0 | 0.72 | 0 | 0 | 0 | 0 | 0 | True |  | Non Federally-Regulated | 03/24/2017 |  | 01/23/2018
Lightheaded Lighting | Lightheaded Lighting | D4X-IC*A-*-**-3P1-120 + 2-120-*-**-WHO-XTM40-40-9807 | Light Emitting Diode | Inseparable Luminaire | Quick Connect | 0-10 VDC Controls | 60 | 4000 | 0.0002 | 98 | 95 | 450 | 0.96 | Elevated | 50000 |  |  | 99999 | 0.01 | 19 | 19 | 0.02 | 0 | 0 | 0 | 0 | 0 | 0.91 | 0 | 0 | 0 | 0 | 0 | 0.72 | 0 | 0 | 0 | 0 | 0 | True |  | Non Federally-Regulated | 03/24/2017 |  | 01/23/2018
Lightheaded Lighting | Lightheaded Lighting | D4X-IC*A-*-**-3P1-120 + 2-120-*-**-WHO-XTM60-40-9807 | Light Emitting Diode | Inseparable Luminaire | Quick Connect | 0-10 VDC Controls | 53 | 4000 | 0.0002 | 98 | 95 | 450 | 0.96 | Elevated | 50000 |  |  | 99999 | 0.01 | 19 | 19 | 0.02 | 0 | 0 | 0 | 0 | 0 | 0.91 | 0 | 0 | 0 | 0 | 0 | 0.72 | 0 | 0 | 0 | 0 | 0 | True |  | Non Federally-Regulated | 03/24/2017 |  | 01/23/2018
Lightheaded Lighting | Lightheaded Lighting | D4X-IC*A-*-**-5P1-120 + 2-120-*-**-SAS-XTM28-27-9810 | Light Emitting Diode | Inseparable Luminaire | Quick Connect | 0-10 VDC Controls | 57 | 2700 | 0.0002 | 98 | 95 | 450 | 0.96 | Elevated | 50000 |  |  | 99999 | 0.01 | 19 | 19 | 0.02 | 0 | 0 | 0 | 0 | 0 | 0.91 | 0 | 0 | 0 | 0 | 0 | 0.72 | 0 | 0 | 0 | 0 | 0 | True |  | Non Federally-Regulated | 03/24/2017 |  | 01/23/2018
Lightheaded Lighting | Lightheaded Lighting | D4X-IC*A-*-**-5P1-120 + 2-120-*-**-SAS-XTM40-27-9810 | Light Emitting Diode | Inseparable Luminaire | Quick Connect | 0-10 VDC Controls | 63 | 2700 | 0.0002 | 98 | 95 | 450 | 0.96 | Elevated | 50000 |  |  | 99999 | 0.01 | 19 | 19 | 0.02 | 0 | 0 | 0 | 0 | 0 | 0.91 | 0 | 0 | 0 | 0 | 0 | 0.72 | 0 | 0 | 0 | 0 | 0 | True |  | Non Federally-Regulated | 03/24/2017 |  | 01/23/2018
Lightheaded Lighting | Lightheaded Lighting | D4X-IC*A-*-**-5P1-120 + 2-120-*-**-SAS-XTM60-27-9810 | Light Emitting Diode | Inseparable Luminaire | Quick Connect | 0-10 VDC Controls | 57 | 2700 | 0.0002 | 98 | 95 | 450 | 0.96 | Elevated | 50000 |  |  | 99999 | 0.01 | 19 | 19 | 0.02 | 0 | 0 | 0 | 0 | 0 | 0.91 | 0 | 0 | 0 | 0 | 0 | 0.72 | 0 | 0 | 0 | 0 | 0 | True |  | Non Federally-Regulated | 03/24/2017 |  | 01/23/2018
Lightheaded Lighting | Lightheaded Lighting | D4X-IC*A-*-**-5P1-120 + 2-120-*-**-SAS-XTM28-30-9810 | Light Emitting Diode | Inseparable Luminaire | Quick Connect | 0-10 VDC Controls | 57 | 3000 | 0.0002 | 98 | 95 | 450 | 0.96 | Elevated | 50000 |  |  | 99999 | 0.01 | 19 | 19 | 0.02 | 0 | 0 | 0 | 0 | 0 | 0.91 | 0 | 0 | 0 | 0 | 0 | 0.72 | 0 | 0 | 0 | 0 | 0 | True |  | Non Federally-Regulated | 03/24/2017 |  | 01/23/2018
Lightheaded Lighting | Lightheaded Lighting | D4X-IC*A-*-**-5P1-120 + 2-120-*-**-SAS-XTM40-30-9810 | Light Emitting Diode | Inseparable Luminaire | Quick Connect | 0-10 VDC Controls | 63 | 3000 | 0.0002 | 98 | 95 | 450 | 0.96 | Elevated | 50000 |  |  | 99999 | 0.01 | 19 | 19 | 0.02 | 0 | 0 | 0 | 0 | 0 | 0.91 | 0 | 0 | 0 | 0 | 0 | 0.72 | 0 | 0 | 0 | 0 | 0 | True |  | Non Federally-Regulated | 03/24/2017 |  | 01/23/2018
Lightheaded Lighting | Lightheaded Lighting | D4X-IC*A-*-**-5P1-120 + 2-120-*-**-SAS-XTM60-30-9810 | Light Emitting Diode | Inseparable Luminaire | Quick Connect | 0-10 VDC Controls | 57 | 3000 | 0.0002 | 98 | 95 | 450 | 0.96 | Elevated | 50000 |  |  | 99999 | 0.01 | 19 | 19 | 0.02 | 0 | 0 | 0 | 0 | 0 | 0.91 | 0 | 0 | 0 | 0 | 0 | 0.72 | 0 | 0 | 0 | 0 | 0 | True |  | Non Federally-Regulated | 03/24/2017 |  | 01/23/2018
Lightheaded Lighting | Lightheaded Lighting | D4X-IC*A-*-**-5P1-120 + 2-120-*-**-SAS-XTM28-35-9810 | Light Emitting Diode | Inseparable Luminaire | Quick Connect | 0-10 VDC Controls | 57 | 3500 | 0.0002 | 98 | 95 | 450 | 0.96 | Elevated | 50000 |  |  | 99999 | 0.01 | 19 | 19 | 0.02 | 0 | 0 | 0 | 0 | 0 | 0.91 | 0 | 0 | 0 | 0 | 0 | 0.72 | 0 | 0 | 0 | 0 | 0 | True |  | Non Federally-Regulated | 03/24/2017 |  | 01/23/2018
Lightheaded Lighting | Lightheaded Lighting | D4X-IC*A-*-**-5P1-120 + 2-120-*-**-SAS-XTM40-35-9810 | Light Emitting Diode | Inseparable Luminaire | Quick Connect | 0-10 VDC Controls | 63 | 3500 | 0.0002 | 98 | 95 | 450 | 0.96 | Elevated | 50000 |  |  | 99999 | 0.01 | 19 | 19 | 0.02 | 0 | 0 | 0 | 0 | 0 | 0.91 | 0 | 0 | 0 | 0 | 0 | 0.72 | 0 | 0 | 0 | 0 | 0 | True |  | Non Federally-Regulated | 03/24/2017 |  | 01/23/2018
Lightheaded Lighting | Lightheaded Lighting | D4X-IC*A-*-**-5P1-120 + 2-120-*-**-SAS-XTM60-35-9810 | Light Emitting Diode | Inseparable Luminaire | Quick Connect | 0-10 VDC Controls | 57 | 3500 | 0.0002 | 98 | 95 | 450 | 0.96 | Elevated | 50000 |  |  | 99999 | 0.01 | 19 | 19 | 0.02 | 0 | 0 | 0 | 0 | 0 | 0.91 | 0 | 0 | 0 | 0 | 0 | 0.72 | 0 | 0 | 0 | 0 | 0 | True |  | Non Federally-Regulated | 03/24/2017 |  | 01/23/2018
Lightheaded Lighting | Lightheaded Lighting | D4X-IC*A-*-**-5P1-120 + 2-120-*-**-SAS-XTM28-40-9810 | Light Emitting Diode | Inseparable Luminaire | Quick Connect | 0-10 VDC Controls | 57 | 4000 | 0.0002 | 98 | 95 | 450 | 0.96 | Elevated | 50000 |  |  | 99999 | 0.01 | 19 | 19 | 0.02 | 0 | 0 | 0 | 0 | 0 | 0.91 | 0 | 0 | 0 | 0 | 0 | 0.72 | 0 | 0 | 0 | 0 | 0 | True |  | Non Federally-Regulated | 03/24/2017 |  | 01/23/2018
Lightheaded Lighting | Lightheaded Lighting | D4X-IC*A-*-**-5P1-120 + 2-120-*-**-SAS-XTM40-40-9810 | Light Emitting Diode | Inseparable Luminaire | Quick Connect | 0-10 VDC Controls | 63 | 4000 | 0.0002 | 98 | 95 | 450 | 0.96 | Elevated | 50000 |  |  | 99999 | 0.01 | 19 | 19 | 0.02 | 0 | 0 | 0 | 0 | 0 | 0.91 | 0 | 0 | 0 | 0 | 0 | 0.72 | 0 | 0 | 0 | 0 | 0 | True |  | Non Federally-Regulated | 03/24/2017 |  | 01/23/2018
Lightheaded Lighting | Lightheaded Lighting | D4X-IC*A-*-**-5P1-120 + 2-120-*-**-SAS-XTM60-40-9810 | Light Emitting Diode | Inseparable Luminaire | Quick Connect | 0-10 VDC Controls | 57 | 4000 | 0.0002 | 98 | 95 | 450 | 0.96 | Elevated | 50000 |  |  | 99999 | 0.01 | 19 | 19 | 0.02 | 0 | 0 | 0 | 0 | 0 | 0.91 | 0 | 0 | 0 | 0 | 0 | 0.72 | 0 | 0 | 0 | 0 | 0 | True |  | Non Federally-Regulated | 03/24/2017 |  | 01/23/2018
Lightheaded Lighting | Lightheaded Lighting | D4X-IC*A-*-**-5P1-120 + 2-120-*-**-WHO-XTM28-27-9810 | Light Emitting Diode | Inseparable Luminaire | Quick Connect | 0-10 VDC Controls | 57 | 2700 | 0.0002 | 98 | 95 | 450 | 0.96 | Elevated | 50000 |  |  | 99999 | 0.01 | 19 | 19 | 0.02 | 0 | 0 | 0 | 0 | 0 | 0.91 | 0 | 0 | 0 | 0 | 0 | 0.72 | 0 | 0 | 0 | 0 | 0 | True |  | Non Federally-Regulated | 03/24/2017 |  | 01/23/2018
Lightheaded Lighting | Lightheaded Lighting | D4X-IC*A-*-**-5P1-120 + 2-120-*-**-WHO-XTM40-27-9810 | Light Emitting Diode | Inseparable Luminaire | Quick Connect | 0-10 VDC Controls | 63 | 2700 | 0.0002 | 98 | 95 | 450 | 0.96 | Elevated | 50000 |  |  | 99999 | 0.01 | 19 | 19 | 0.02 | 0 | 0 | 0 | 0 | 0 | 0.91 | 0 | 0 | 0 | 0 | 0 | 0.72 | 0 | 0 | 0 | 0 | 0 | True |  | Non Federally-Regulated | 03/24/2017 |  | 01/23/2018
Lightheaded Lighting | Lightheaded Lighting | D4X-IC*A-*-**-5P1-120 + 2-120-*-**-WHO-XTM60-27-9810 | Light Emitting Diode | Inseparable Luminaire | Quick Connect | 0-10 VDC Controls | 57 | 2700 | 0.0002 | 98 | 95 | 450 | 0.96 | Elevated | 50000 |  |  | 99999 | 0.01 | 19 | 19 | 0.02 | 0 | 0 | 0 | 0 | 0 | 0.91 | 0 | 0 | 0 | 0 | 0 | 0.72 | 0 | 0 | 0 | 0 | 0 | True |  | Non Federally-Regulated | 03/24/2017 |  | 01/23/2018
Lightheaded Lighting | Lightheaded Lighting | D4X-IC*A-*-**-5P1-120 + 2-120-*-**-WHO-XTM28-30-9810 | Light Emitting Diode | Inseparable Luminaire | Quick Connect | 0-10 VDC Controls | 57 | 3000 | 0.0002 | 98 | 95 | 450 | 0.96 | Elevated | 50000 |  |  | 99999 | 0.01 | 19 | 19 | 0.02 | 0 | 0 | 0 | 0 | 0 | 0.91 | 0 | 0 | 0 | 0 | 0 | 0.72 | 0 | 0 | 0 | 0 | 0 | True |  | Non Federally-Regulated | 03/24/2017 |  | 01/23/2018
Lightheaded Lighting | Lightheaded Lighting | D4X-IC*A-*-**-5P1-120 + 2-120-*-**-WHO-XTM40-30-9810 | Light Emitting Diode | Inseparable Luminaire | Quick Connect | 0-10 VDC Controls | 63 | 3000 | 0.0002 | 98 | 95 | 450 | 0.96 | Elevated | 50000 |  |  | 99999 | 0.01 | 19 | 19 | 0.02 | 0 | 0 | 0 | 0 | 0 | 0.91 | 0 | 0 | 0 | 0 | 0 | 0.72 | 0 | 0 | 0 | 0 | 0 | True |  | Non Federally-Regulated | 03/24/2017 |  | 01/23/2018
Lightheaded Lighting | Lightheaded Lighting | D4X-IC*A-*-**-5P1-120 + 2-120-*-**-WHO-XTM60-30-9810 | Light Emitting Diode | Inseparable Luminaire | Quick Connect | 0-10 VDC Controls | 57 | 3000 | 0.0002 | 98 | 95 | 450 | 0.96 | Elevated | 50000 |  |  | 99999 | 0.01 | 19 | 19 | 0.02 | 0 | 0 | 0 | 0 | 0 | 0.91 | 0 | 0 | 0 | 0 | 0 | 0.72 | 0 | 0 | 0 | 0 | 0 | True |  | Non Federally-Regulated | 03/24/2017 |  | 01/23/2018
Lightheaded Lighting | Lightheaded Lighting | D4X-IC*A-*-**-5P1-120 + 2-120-*-**-WHO-XTM28-35-9810 | Light Emitting Diode | Inseparable Luminaire | Quick Connect | 0-10 VDC Controls | 57 | 3500 | 0.0002 | 98 | 95 | 450 | 0.96 | Elevated | 50000 |  |  | 99999 | 0.01 | 19 | 19 | 0.02 | 0 | 0 | 0 | 0 | 0 | 0.91 | 0 | 0 | 0 | 0 | 0 | 0.72 | 0 | 0 | 0 | 0 | 0 | True |  | Non Federally-Regulated | 03/24/2017 |  | 01/23/2018
Lightheaded Lighting | Lightheaded Lighting | D4X-IC*A-*-**-5P1-120 + 2-120-*-**-WHO-XTM40-35-9810 | Light Emitting Diode | Inseparable Luminaire | Quick Connect | 0-10 VDC Controls | 63 | 3500 | 0.0002 | 98 | 95 | 450 | 0.96 | Elevated | 50000 |  |  | 99999 | 0.01 | 19 | 19 | 0.02 | 0 | 0 | 0 | 0 | 0 | 0.91 | 0 | 0 | 0 | 0 | 0 | 0.72 | 0 | 0 | 0 | 0 | 0 | True |  | Non Federally-Regulated | 03/24/2017 |  | 01/23/2018
Lightheaded Lighting | Lightheaded Lighting | D4X-IC*A-*-**-5P1-120 + 2-120-*-**-WHO-XTM60-35-9810 | Light Emitting Diode | Inseparable Luminaire | Quick Connect | 0-10 VDC Controls | 57 | 3500 | 0.0002 | 98 | 95 | 450 | 0.96 | Elevated | 50000 |  |  | 99999 | 0.01 | 19 | 19 | 0.02 | 0 | 0 | 0 | 0 | 0 | 0.91 | 0 | 0 | 0 | 0 | 0 | 0.72 | 0 | 0 | 0 | 0 | 0 | True |  | Non Federally-Regulated | 03/24/2017 |  | 01/23/2018
Lightheaded Lighting | Lightheaded Lighting | D4X-IC*A-*-**-5P1-120 + 2-120-*-**-WHO-XTM28-40-9810 | Light Emitting Diode | Inseparable Luminaire | Quick Connect | 0-10 VDC Controls | 57 | 4000 | 0.0002 | 98 | 95 | 450 | 0.96 | Elevated | 50000 |  |  | 99999 | 0.01 | 19 | 19 | 0.02 | 0 | 0 | 0 | 0 | 0 | 0.91 | 0 | 0 | 0 | 0 | 0 | 0.72 | 0 | 0 | 0 | 0 | 0 | True |  | Non Federally-Regulated | 03/24/2017 |  | 01/23/2018
Lightheaded Lighting | Lightheaded Lighting | D4X-IC*A-*-**-5P1-120 + 2-120-*-**-WHO-XTM40-40-9810 | Light Emitting Diode | Inseparable Luminaire | Quick Connect | 0-10 VDC Controls | 63 | 4000 | 0.0002 | 98 | 95 | 450 | 0.96 | Elevated | 50000 |  |  | 99999 | 0.01 | 19 | 19 | 0.02 | 0 | 0 | 0 | 0 | 0 | 0.91 | 0 | 0 | 0 | 0 | 0 | 0.72 | 0 | 0 | 0 | 0 | 0 | True |  | Non Federally-Regulated | 03/24/2017 |  | 01/23/2018
Lightheaded Lighting | Lightheaded Lighting | D4X-IC*A-*-**-5P1-120 + 2-120-*-**-WHO-XTM60-40-9810 | Light Emitting Diode | Inseparable Luminaire | Quick Connect | 0-10 VDC Controls | 57 | 4000 | 0.0002 | 98 | 95 | 450 | 0.96 | Elevated | 50000 |  |  | 99999 | 0.01 | 19 | 19 | 0.02 | 0 | 0 | 0 | 0 | 0 | 0.91 | 0 | 0 | 0 | 0 | 0 | 0.72 | 0 | 0 | 0 | 0 | 0 | True |  | Non Federally-Regulated | 03/24/2017 |  | 01/23/2018
Lightheaded Lighting | Lightheaded Lighting | D4X-IC*A-*-**-3P1-120 + 2-112-*-**-XTM40-27-9807 | Light Emitting Diode | Inseparable Luminaire | Quick Connect | 0-10 VDC Controls | 47 | 2700 | 0.0002 | 98 | 95 | 450 | 0.96 | Elevated | 50000 |  |  | 99999 | 0.01 | 19 | 19 | 0.02 | 0 | 0 | 0 | 0 | 0 | 0.91 | 0 | 0 | 0 | 0 | 0 | 0.72 | 0 | 0 | 0 | 0 | 0 | True |  | Non Federally-Regulated | 03/24/2017 |  | 01/23/2018
Lightheaded Lighting | Lightheaded Lighting | D4X-IC*A-*-**-3P1-120 + 2-112-*-**-XTM40-30-9807 | Light Emitting Diode | Inseparable Luminaire | Quick Connect | 0-10 VDC Controls | 47 | 3000 | 0.0002 | 98 | 95 | 450 | 0.96 | Elevated | 50000 |  |  | 99999 | 0.01 | 19 | 19 | 0.02 | 0 | 0 | 0 | 0 | 0 | 0.91 | 0 | 0 | 0 | 0 | 0 | 0.72 | 0 | 0 | 0 | 0 | 0 | True |  | Non Federally-Regulated | 03/24/2017 |  | 01/23/2018
Lightheaded Lighting | Lightheaded Lighting | D4X-IC*A-*-**-3P1-120 + 2-112-*-**-XTM40-35-9807 | Light Emitting Diode | Inseparable Luminaire | Quick Connect | 0-10 VDC Controls | 47 | 3500 | 0.0002 | 98 | 95 | 450 | 0.96 | Elevated | 50000 |  |  | 99999 | 0.01 | 19 | 19 | 0.02 | 0 | 0 | 0 | 0 | 0 | 0.91 | 0 | 0 | 0 | 0 | 0 | 0.72 | 0 | 0 | 0 | 0 | 0 | True |  | Non Federally-Regulated | 03/24/2017 |  | 01/23/2018
Lightheaded Lighting | Lightheaded Lighting | D4X-IC*A-*-**-3P1-120 + 2-112-*-**-XTM40-40-9807 | Light Emitting Diode | Inseparable Luminaire | Quick Connect | 0-10 VDC Controls | 47 | 4000 | 0.0002 | 98 | 95 | 450 | 0.96 | Elevated | 50000 |  |  | 99999 | 0.01 | 19 | 19 | 0.02 | 0 | 0 | 0 | 0 | 0 | 0.91 | 0 | 0 | 0 | 0 | 0 | 0.72 | 0 | 0 | 0 | 0 | 0 | True |  | Non Federally-Regulated | 03/24/2017 |  | 01/23/2018
Lightheaded Lighting | Lightheaded Lighting | D4X-IC*A-*-**-3P1-120 + 2-112-*-**-XTM40-27-9810 | Light Emitting Diode | Inseparable Luminaire | Quick Connect | 0-10 VDC Controls | 50 | 2700 | 0.0002 | 98 | 95 | 450 | 0.96 | Elevated | 50000 |  |  | 99999 | 0.01 | 19 | 19 | 0.02 | 0 | 0 | 0 | 0 | 0 | 0.91 | 0 | 0 | 0 | 0 | 0 | 0.72 | 0 | 0 | 0 | 0 | 0 | True |  | Non Federally-Regulated | 03/24/2017 |  | 01/23/2018
Lightheaded Lighting | Lightheaded Lighting | D4X-IC*A-*-**-3P1-120 + 2-112-*-**-XTM40-30-9810 | Light Emitting Diode | Inseparable Luminaire | Quick Connect | 0-10 VDC Controls | 50 | 3000 | 0.0002 | 98 | 95 | 450 | 0.96 | Elevated | 50000 |  |  | 99999 | 0.01 | 19 | 19 | 0.02 | 0 | 0 | 0 | 0 | 0 | 0.91 | 0 | 0 | 0 | 0 | 0 | 0.72 | 0 | 0 | 0 | 0 | 0 | True |  | Non Federally-Regulated | 03/24/2017 |  | 01/23/2018
Lightheaded Lighting | Lightheaded Lighting | D4X-IC*A-*-**-3P1-120 + 2-112-*-**-XTM40-35-9810 | Light Emitting Diode | Inseparable Luminaire | Quick Connect | 0-10 VDC Controls | 50 | 3500 | 0.0002 | 98 | 95 | 450 | 0.96 | Elevated | 50000 |  |  | 99999 | 0.01 | 19 | 19 | 0.02 | 0 | 0 | 0 | 0 | 0 | 0.91 | 0 | 0 | 0 | 0 | 0 | 0.72 | 0 | 0 | 0 | 0 | 0 | True |  | Non Federally-Regulated | 03/24/2017 |  | 01/23/2018
Lightheaded Lighting | Lightheaded Lighting | D4X-IC*A-*-**-3P1-120 + 2-112-*-**-XTM40-40-9810 | Light Emitting Diode | Inseparable Luminaire | Quick Connect | 0-10 VDC Controls | 50 | 4000 | 0.0002 | 98 | 95 | 450 | 0.96 | Elevated | 50000 |  |  | 99999 | 0.01 | 19 | 19 | 0.02 | 0 | 0 | 0 | 0 | 0 | 0.91 | 0 | 0 | 0 | 0 | 0 | 0.72 | 0 | 0 | 0 | 0 | 0 | True |  | Non Federally-Regulated | 03/24/2017 |  | 01/23/2018
Lightheaded Lighting | Lightheaded Lighting | D4X-IC*A-*-**-3P1-120 + 2-115-*-**-C-XTM40-27-9807 | Light Emitting Diode | Inseparable Luminaire | Quick Connect | 0-10 VDC Controls | 58 | 2700 | 0.0002 | 98 | 95 | 450 | 0.96 | Elevated | 50000 |  |  | 99999 | 0.01 | 19 | 19 | 0.02 | 0 | 0 | 0 | 0 | 0 | 0.91 | 0 | 0 | 0 | 0 | 0 | 0.72 | 0 | 0 | 0 | 0 | 0 | True |  | Non Federally-Regulated | 03/24/2017 |  | 01/23/2018
Lightheaded Lighting | Lightheaded Lighting | D4X-IC*A-*-**-3P1-120 + 2-115-*-**-C-XTM40-30-9807 | Light Emitting Diode | Inseparable Luminaire | Quick Connect | 0-10 VDC Controls | 58 | 3000 | 0.0002 | 98 | 95 | 450 | 0.96 | Elevated | 50000 |  |  | 99999 | 0.01 | 19 | 19 | 0.02 | 0 | 0 | 0 | 0 | 0 | 0.91 | 0 | 0 | 0 | 0 | 0 | 0.72 | 0 | 0 | 0 | 0 | 0 | True |  | Non Federally-Regulated | 03/24/2017 |  | 01/23/2018
Lightheaded Lighting | Lightheaded Lighting | D4X-IC*A-*-**-3P1-120 + 2-115-*-**-C-XTM40-35-9807 | Light Emitting Diode | Inseparable Luminaire | Quick Connect | 0-10 VDC Controls | 58 | 3500 | 0.0002 | 98 | 95 | 450 | 0.96 | Elevated | 50000 |  |  | 99999 | 0.01 | 19 | 19 | 0.02 | 0 | 0 | 0 | 0 | 0 | 0.91 | 0 | 0 | 0 | 0 | 0 | 0.72 | 0 | 0 | 0 | 0 | 0 | True |  | Non Federally-Regulated | 03/24/2017 |  | 01/23/2018
Lightheaded Lighting | Lightheaded Lighting | D4X-IC*A-*-**-3P1-120 + 2-115-*-**-C-XTM40-40-9807 | Light Emitting Diode | Inseparable Luminaire | Quick Connect | 0-10 VDC Controls | 58 | 4000 | 0.0002 | 98 | 95 | 450 | 0.96 | Elevated | 50000 |  |  | 99999 | 0.01 | 19 | 19 | 0.02 | 0 | 0 | 0 | 0 | 0 | 0.91 | 0 | 0 | 0 | 0 | 0 | 0.72 | 0 | 0 | 0 | 0 | 0 | True |  | Non Federally-Regulated | 03/24/2017 |  | 01/23/2018
Lightheaded Lighting | Lightheaded Lighting | D4X-IC*A-*-**-3P1-120 + 2-115-*-**-C-XTM40-27-9810 | Light Emitting Diode | Inseparable Luminaire | Quick Connect | 0-10 VDC Controls | 62 | 2700 | 0.0002 | 98 | 95 | 450 | 0.96 | Elevated | 50000 |  |  | 99999 | 0.01 | 19 | 19 | 0.02 | 0 | 0 | 0 | 0 | 0 | 0.91 | 0 | 0 | 0 | 0 | 0 | 0.72 | 0 | 0 | 0 | 0 | 0 | True |  | Non Federally-Regulated | 03/24/2017 |  | 01/23/2018
Lightheaded Lighting | Lightheaded Lighting | D4X-IC*A-*-**-3P1-120 + 2-115-*-**-C-XTM40-30-9810 | Light Emitting Diode | Inseparable Luminaire | Quick Connect | 0-10 VDC Controls | 62 | 3000 | 0.0002 | 98 | 95 | 450 | 0.96 | Elevated | 50000 |  |  | 99999 | 0.01 | 19 | 19 | 0.02 | 0 | 0 | 0 | 0 | 0 | 0.91 | 0 | 0 | 0 | 0 | 0 | 0.72 | 0 | 0 | 0 | 0 | 0 | True |  | Non Federally-Regulated | 03/24/2017 |  | 01/23/2018
Lightheaded Lighting | Lightheaded Lighting | D4X-IC*A-*-**-3P1-120 + 2-115-*-**-C-XTM40-35-9810 | Light Emitting Diode | Inseparable Luminaire | Quick Connect | 0-10 VDC Controls | 62 | 3500 | 0.0002 | 98 | 95 | 450 | 0.96 | Elevated | 50000 |  |  | 99999 | 0.01 | 19 | 19 | 0.02 | 0 | 0 | 0 | 0 | 0 | 0.91 | 0 | 0 | 0 | 0 | 0 | 0.72 | 0 | 0 | 0 | 0 | 0 | True |  | Non Federally-Regulated | 03/24/2017 |  | 01/23/2018
Lightheaded Lighting | Lightheaded Lighting | D4X-IC*A-*-**-3P1-120 + 2-115-*-**-C-XTM40-40-9810 | Light Emitting Diode | Inseparable Luminaire | Quick Connect | 0-10 VDC Controls | 62 | 4000 | 0.0002 | 98 | 95 | 450 | 0.96 | Elevated | 50000 |  |  | 99999 | 0.01 | 19 | 19 | 0.02 | 0 | 0 | 0 | 0 | 0 | 0.91 | 0 | 0 | 0 | 0 | 0 | 0.72 | 0 | 0 | 0 | 0 | 0 | True |  | Non Federally-Regulated | 03/24/2017 |  | 01/23/2018
Lightheaded Lighting | Lightheaded Lighting | D4X-IC*A-*-**-3P1-120 + 2-115-*-**-C-XTM60-27-9807 | Light Emitting Diode | Inseparable Luminaire | Quick Connect | 0-10 VDC Controls | 51 | 2700 | 0.0002 | 98 | 95 | 450 | 0.96 | Elevated | 50000 |  |  | 99999 | 0.01 | 19 | 19 | 0.02 | 0 | 0 | 0 | 0 | 0 | 0.91 | 0 | 0 | 0 | 0 | 0 | 0.72 | 0 | 0 | 0 | 0 | 0 | True |  | Non Federally-Regulated | 03/24/2017 |  | 01/23/2018
Lightheaded Lighting | Lightheaded Lighting | D4X-IC*A-*-**-3P1-120 + 2-115-*-**-C-XTM60-30-9807 | Light Emitting Diode | Inseparable Luminaire | Quick Connect | 0-10 VDC Controls | 51 | 3000 | 0.0002 | 98 | 95 | 450 | 0.96 | Elevated | 50000 |  |  | 99999 | 0.01 | 19 | 19 | 0.02 | 0 | 0 | 0 | 0 | 0 | 0.91 | 0 | 0 | 0 | 0 | 0 | 0.72 | 0 | 0 | 0 | 0 | 0 | True |  | Non Federally-Regulated | 03/24/2017 |  | 01/23/2018
Lightheaded Lighting | Lightheaded Lighting | D4X-IC*A-*-**-3P1-120 + 2-115-*-**-C-XTM60-35-9807 | Light Emitting Diode | Inseparable Luminaire | Quick Connect | 0-10 VDC Controls | 51 | 3500 | 0.0002 | 98 | 95 | 450 | 0.96 | Elevated | 50000 |  |  | 99999 | 0.01 | 19 | 19 | 0.02 | 0 | 0 | 0 | 0 | 0 | 0.91 | 0 | 0 | 0 | 0 | 0 | 0.72 | 0 | 0 | 0 | 0 | 0 | True |  | Non Federally-Regulated | 03/24/2017 |  | 01/23/2018
Lightheaded Lighting | Lightheaded Lighting | D4X-IC*A-*-**-3P1-120 + 2-115-*-**-C-XTM60-40-9807 | Light Emitting Diode | Inseparable Luminaire | Quick Connect | 0-10 VDC Controls | 51 | 4000 | 0.0002 | 98 | 95 | 450 | 0.96 | Elevated | 50000 |  |  | 99999 | 0.01 | 19 | 19 | 0.02 | 0 | 0 | 0 | 0 | 0 | 0.91 | 0 | 0 | 0 | 0 | 0 | 0.72 | 0 | 0 | 0 | 0 | 0 | True |  | Non Federally-Regulated | 03/24/2017 |  | 01/23/2018
Lightheaded Lighting | Lightheaded Lighting | D4X-IC*A-*-**-3P1-120 + 2-115-*-**-C-XTM60-27-9810 | Light Emitting Diode | Inseparable Luminaire | Quick Connect | 0-10 VDC Controls | 55 | 2700 | 0.0002 | 98 | 95 | 450 | 0.96 | Elevated | 50000 |  |  | 99999 | 0.01 | 19 | 19 | 0.02 | 0 | 0 | 0 | 0 | 0 | 0.91 | 0 | 0 | 0 | 0 | 0 | 0.72 | 0 | 0 | 0 | 0 | 0 | True |  | Non Federally-Regulated | 03/24/2017 |  | 01/23/2018
Lightheaded Lighting | Lightheaded Lighting | D4X-IC*A-*-**-3P1-120 + 2-115-*-**-C-XTM60-30-9810 | Light Emitting Diode | Inseparable Luminaire | Quick Connect | 0-10 VDC Controls | 55 | 3000 | 0.0002 | 98 | 95 | 450 | 0.96 | Elevated | 50000 |  |  | 99999 | 0.01 | 19 | 19 | 0.02 | 0 | 0 | 0 | 0 | 0 | 0.91 | 0 | 0 | 0 | 0 | 0 | 0.72 | 0 | 0 | 0 | 0 | 0 | True |  | Non Federally-Regulated | 03/24/2017 |  | 01/23/2018
Lightheaded Lighting | Lightheaded Lighting | D4X-IC*A-*-**-3P1-120 + 2-115-*-**-C-XTM60-35-9810 | Light Emitting Diode | Inseparable Luminaire | Quick Connect | 0-10 VDC Controls | 55 | 3500 | 0.0002 | 98 | 95 | 450 | 0.96 | Elevated | 50000 |  |  | 99999 | 0.01 | 19 | 19 | 0.02 | 0 | 0 | 0 | 0 | 0 | 0.91 | 0 | 0 | 0 | 0 | 0 | 0.72 | 0 | 0 | 0 | 0 | 0 | True |  | Non Federally-Regulated | 03/24/2017 |  | 01/23/2018
Lightheaded Lighting | Lightheaded Lighting | D4X-IC*A-*-**-3P1-120 + 2-115-*-**-C-XTM60-40-9810 | Light Emitting Diode | Inseparable Luminaire | Quick Connect | 0-10 VDC Controls | 55 | 4000 | 0.0002 | 98 | 95 | 450 | 0.96 | Elevated | 50000 |  |  | 99999 | 0.01 | 19 | 19 | 0.02 | 0 | 0 | 0 | 0 | 0 | 0.91 | 0 | 0 | 0 | 0 | 0 | 0.72 | 0 | 0 | 0 | 0 | 0 | True |  | Non Federally-Regulated | 03/24/2017 |  | 01/23/2018
Lightheaded Lighting | Lightheaded Lighting | D4X-IC*A-*-**-3P1-120 + 2-117-*-**-C-XTM20-27-9807 | Light Emitting Diode | Inseparable Luminaire | Quick Connect | 0-10 VDC Controls | 63 | 2700 | 0.0002 | 98 | 95 | 450 | 0.96 | Elevated | 50000 |  |  | 99999 | 0.01 | 19 | 19 | 0.02 | 0 | 0 | 0 | 0 | 0 | 0.91 | 0 | 0 | 0 | 0 | 0 | 0.72 | 0 | 0 | 0 | 0 | 0 | True |  | Non Federally-Regulated | 03/24/2017 |  | 01/23/2018
Lightheaded Lighting | Lightheaded Lighting | D4X-IC*A-*-**-3P1-120 + 2-117-*-**-C-XTM20-30-9807 | Light Emitting Diode | Inseparable Luminaire | Quick Connect | 0-10 VDC Controls | 63 | 3000 | 0.0002 | 98 | 95 | 450 | 0.96 | Elevated | 50000 |  |  | 99999 | 0.01 | 19 | 19 | 0.02 | 0 | 0 | 0 | 0 | 0 | 0.91 | 0 | 0 | 0 | 0 | 0 | 0.72 | 0 | 0 | 0 | 0 | 0 | True |  | Non Federally-Regulated | 03/24/2017 |  | 01/23/2018
Lightheaded Lighting | Lightheaded Lighting | D4X-IC*A-*-**-3P1-120 + 2-117-*-**-C-XTM20-35-9807 | Light Emitting Diode | Inseparable Luminaire | Quick Connect | 0-10 VDC Controls | 63 | 3500 | 0.0002 | 98 | 95 | 450 | 0.96 | Elevated | 50000 |  |  | 99999 | 0.01 | 19 | 19 | 0.02 | 0 | 0 | 0 | 0 | 0 | 0.91 | 0 | 0 | 0 | 0 | 0 | 0.72 | 0 | 0 | 0 | 0 | 0 | True |  | Non Federally-Regulated | 03/24/2017 |  | 01/23/2018
Lightheaded Lighting | Lightheaded Lighting | D4X-IC*A-*-**-3P1-120 + 2-117-*-**-C-XTM20-40-9807 | Light Emitting Diode | Inseparable Luminaire | Quick Connect | 0-10 VDC Controls | 63 | 4000 | 0.0002 | 98 | 95 | 450 | 0.96 | Elevated | 50000 |  |  | 99999 | 0.01 | 19 | 19 | 0.02 | 0 | 0 | 0 | 0 | 0 | 0.91 | 0 | 0 | 0 | 0 | 0 | 0.72 | 0 | 0 | 0 | 0 | 0 | True |  | Non Federally-Regulated | 03/24/2017 |  | 01/23/2018
Lightheaded Lighting | Lightheaded Lighting | D4X-IC*A-*-**-3P1-120 + 2-117-*-**-C-XTM20-27-9810 | Light Emitting Diode | Inseparable Luminaire | Quick Connect | 0-10 VDC Controls | 67 | 2700 | 0.0002 | 98 | 95 | 450 | 0.96 | Elevated | 50000 |  |  | 99999 | 0.01 | 19 | 19 | 0.02 | 0 | 0 | 0 | 0 | 0 | 0.91 | 0 | 0 | 0 | 0 | 0 | 0.72 | 0 | 0 | 0 | 0 | 0 | True |  | Non Federally-Regulated | 03/24/2017 |  | 01/23/2018
Lightheaded Lighting | Lightheaded Lighting | D4X-IC*A-*-**-3P1-120 + 2-117-*-**-C-XTM20-30-9810 | Light Emitting Diode | Inseparable Luminaire | Quick Connect | 0-10 VDC Controls | 67 | 3000 | 0.0002 | 98 | 95 | 450 | 0.96 | Elevated | 50000 |  |  | 99999 | 0.01 | 19 | 19 | 0.02 | 0 | 0 | 0 | 0 | 0 | 0.91 | 0 | 0 | 0 | 0 | 0 | 0.72 | 0 | 0 | 0 | 0 | 0 | True |  | Non Federally-Regulated | 03/24/2017 |  | 01/23/2018
Lightheaded Lighting | Lightheaded Lighting | D4X-IC*A-*-**-3P1-120 + 2-117-*-**-C-XTM20-35-9810 | Light Emitting Diode | Inseparable Luminaire | Quick Connect | 0-10 VDC Controls | 67 | 3500 | 0.0002 | 98 | 95 | 450 | 0.96 | Elevated | 50000 |  |  | 99999 | 0.01 | 19 | 19 | 0.02 | 0 | 0 | 0 | 0 | 0 | 0.91 | 0 | 0 | 0 | 0 | 0 | 0.72 | 0 | 0 | 0 | 0 | 0 | True |  | Non Federally-Regulated | 03/24/2017 |  | 01/23/2018
Lightheaded Lighting | Lightheaded Lighting | D4X-IC*A-*-**-3P1-120 + 2-117-*-**-C-XTM20-40-9810 | Light Emitting Diode | Inseparable Luminaire | Quick Connect | 0-10 VDC Controls | 67 | 4000 | 0.0002 | 98 | 95 | 450 | 0.96 | Elevated | 50000 |  |  | 99999 | 0.01 | 19 | 19 | 0.02 | 0 | 0 | 0 | 0 | 0 | 0.91 | 0 | 0 | 0 | 0 | 0 | 0.72 | 0 | 0 | 0 | 0 | 0 | True |  | Non Federally-Regulated | 03/24/2017 |  | 01/23/2018
Lightheaded Lighting | Lightheaded Lighting | D4X-IC*A-*-**-3P1-120 + 2-117-*-**-C-XTM40-27-9807 | Light Emitting Diode | Inseparable Luminaire | Quick Connect | 0-10 VDC Controls | 62 | 2700 | 0.0002 | 98 | 95 | 450 | 0.96 | Elevated | 50000 |  |  | 99999 | 0.01 | 19 | 19 | 0.02 | 0 | 0 | 0 | 0 | 0 | 0.91 | 0 | 0 | 0 | 0 | 0 | 0.72 | 0 | 0 | 0 | 0 | 0 | True |  | Non Federally-Regulated | 03/24/2017 |  | 01/23/2018
Lightheaded Lighting | Lightheaded Lighting | D4X-IC*A-*-**-3P1-120 + 2-117-*-**-C-XTM40-30-9807 | Light Emitting Diode | Inseparable Luminaire | Quick Connect | 0-10 VDC Controls | 62 | 3000 | 0.0002 | 98 | 95 | 450 | 0.96 | Elevated | 50000 |  |  | 99999 | 0.01 | 19 | 19 | 0.02 | 0 | 0 | 0 | 0 | 0 | 0.91 | 0 | 0 | 0 | 0 | 0 | 0.72 | 0 | 0 | 0 | 0 | 0 | True |  | Non Federally-Regulated | 03/24/2017 |  | 01/23/2018
Lightheaded Lighting | Lightheaded Lighting | D4X-IC*A-*-**-3P1-120 + 2-117-*-**-C-XTM40-35-9807 | Light Emitting Diode | Inseparable Luminaire | Quick Connect | 0-10 VDC Controls | 62 | 3500 | 0.0002 | 98 | 95 | 450 | 0.96 | Elevated | 50000 |  |  | 99999 | 0.01 | 19 | 19 | 0.02 | 0 | 0 | 0 | 0 | 0 | 0.91 | 0 | 0 | 0 | 0 | 0 | 0.72 | 0 | 0 | 0 | 0 | 0 | True |  | Non Federally-Regulated | 03/24/2017 |  | 01/23/2018
Lightheaded Lighting | Lightheaded Lighting | D4X-IC*A-*-**-3P1-120 + 2-117-*-**-C-XTM40-40-9807 | Light Emitting Diode | Inseparable Luminaire | Quick Connect | 0-10 VDC Controls | 62 | 4000 | 0.0002 | 98 | 95 | 450 | 0.96 | Elevated | 50000 |  |  | 99999 | 0.01 | 19 | 19 | 0.02 | 0 | 0 | 0 | 0 | 0 | 0.91 | 0 | 0 | 0 | 0 | 0 | 0.72 | 0 | 0 | 0 | 0 | 0 | True |  | Non Federally-Regulated | 03/24/2017 |  | 01/23/2018
Lightheaded Lighting | Lightheaded Lighting | D4X-IC*A-*-**-3P1-120 + 2-117-*-**-C-XTM40-27-9810 | Light Emitting Diode | Inseparable Luminaire | Quick Connect | 0-10 VDC Controls | 66 | 2700 | 0.0002 | 98 | 95 | 450 | 0.96 | Elevated | 50000 |  |  | 99999 | 0.01 | 19 | 19 | 0.02 | 0 | 0 | 0 | 0 | 0 | 0.91 | 0 | 0 | 0 | 0 | 0 | 0.72 | 0 | 0 | 0 | 0 | 0 | True |  | Non Federally-Regulated | 03/24/2017 |  | 01/23/2018
Lightheaded Lighting | Lightheaded Lighting | D4X-IC*A-*-**-3P1-120 + 2-117-*-**-C-XTM40-30-9810 | Light Emitting Diode | Inseparable Luminaire | Quick Connect | 0-10 VDC Controls | 66 | 3000 | 0.0002 | 98 | 95 | 450 | 0.96 | Elevated | 50000 |  |  | 99999 | 0.01 | 19 | 19 | 0.02 | 0 | 0 | 0 | 0 | 0 | 0.91 | 0 | 0 | 0 | 0 | 0 | 0.72 | 0 | 0 | 0 | 0 | 0 | True |  | Non Federally-Regulated | 03/24/2017 |  | 01/23/2018
Lightheaded Lighting | Lightheaded Lighting | D4X-IC*A-*-**-3P1-120 + 2-117-*-**-C-XTM40-35-9810 | Light Emitting Diode | Inseparable Luminaire | Quick Connect | 0-10 VDC Controls | 66 | 3500 | 0.0002 | 98 | 95 | 450 | 0.96 | Elevated | 50000 |  |  | 99999 | 0.01 | 19 | 19 | 0.02 | 0 | 0 | 0 | 0 | 0 | 0.91 | 0 | 0 | 0 | 0 | 0 | 0.72 | 0 | 0 | 0 | 0 | 0 | True |  | Non Federally-Regulated | 03/24/2017 |  | 01/23/2018
Lightheaded Lighting | Lightheaded Lighting | D4X-IC*A-*-**-3P1-120 + 2-117-*-**-C-XTM40-40-9810 | Light Emitting Diode | Inseparable Luminaire | Quick Connect | 0-10 VDC Controls | 66 | 4000 | 0.0002 | 98 | 95 | 450 | 0.96 | Elevated | 50000 |  |  | 99999 | 0.01 | 19 | 19 | 0.02 | 0 | 0 | 0 | 0 | 0 | 0.91 | 0 | 0 | 0 | 0 | 0 | 0.72 | 0 | 0 | 0 | 0 | 0 | True |  | Non Federally-Regulated | 03/24/2017 |  | 01/23/2018
Lightheaded Lighting | Lightheaded Lighting | D4X-IC*A-*-**-3P1-120 + 2-117-*-**-C-XTM60-27-9807 | Light Emitting Diode | Inseparable Luminaire | Quick Connect | 0-10 VDC Controls | 62 | 2700 | 0.0002 | 98 | 95 | 450 | 0.96 | Elevated | 50000 |  |  | 99999 | 0.01 | 19 | 19 | 0.02 | 0 | 0 | 0 | 0 | 0 | 0.91 | 0 | 0 | 0 | 0 | 0 | 0.72 | 0 | 0 | 0 | 0 | 0 | True |  | Non Federally-Regulated | 03/24/2017 |  | 01/23/2018
Lightheaded Lighting | Lightheaded Lighting | D4X-IC*A-*-**-3P1-120 + 2-117-*-**-C-XTM60-30-9807 | Light Emitting Diode | Inseparable Luminaire | Quick Connect | 0-10 VDC Controls | 62 | 3000 | 0.0002 | 98 | 95 | 450 | 0.96 | Elevated | 50000 |  |  | 99999 | 0.01 | 19 | 19 | 0.02 | 0 | 0 | 0 | 0 | 0 | 0.91 | 0 | 0 | 0 | 0 | 0 | 0.72 | 0 | 0 | 0 | 0 | 0 | True |  | Non Federally-Regulated | 03/24/2017 |  | 01/23/2018
Lightheaded Lighting | Lightheaded Lighting | D4X-IC*A-*-**-3P1-120 + 2-117-*-**-C-XTM60-35-9807 | Light Emitting Diode | Inseparable Luminaire | Quick Connect | 0-10 VDC Controls | 62 | 3500 | 0.0002 | 98 | 95 | 450 | 0.96 | Elevated | 50000 |  |  | 99999 | 0.01 | 19 | 19 | 0.02 | 0 | 0 | 0 | 0 | 0 | 0.91 | 0 | 0 | 0 | 0 | 0 | 0.72 | 0 | 0 | 0 | 0 | 0 | True |  | Non Federally-Regulated | 03/24/2017 |  | 01/23/2018
Lightheaded Lighting | Lightheaded Lighting | D4X-IC*A-*-**-3P1-120 + 2-117-*-**-C-XTM60-40-9807 | Light Emitting Diode | Inseparable Luminaire | Quick Connect | 0-10 VDC Controls | 62 | 4000 | 0.0002 | 98 | 95 | 450 | 0.96 | Elevated | 50000 |  |  | 99999 | 0.01 | 19 | 19 | 0.02 | 0 | 0 | 0 | 0 | 0 | 0.91 | 0 | 0 | 0 | 0 | 0 | 0.72 | 0 | 0 | 0 | 0 | 0 | True |  | Non Federally-Regulated | 03/24/2017 |  | 01/23/2018
Lightheaded Lighting | Lightheaded Lighting | D4X-IC*A-*-**-3P1-120 + 2-117-*-**-C-XTM60-27-9810 | Light Emitting Diode | Inseparable Luminaire | Quick Connect | 0-10 VDC Controls | 67 | 2700 | 0.0002 | 98 | 95 | 450 | 0.96 | Elevated | 50000 |  |  | 99999 | 0.01 | 19 | 19 | 0.02 | 0 | 0 | 0 | 0 | 0 | 0.91 | 0 | 0 | 0 | 0 | 0 | 0.72 | 0 | 0 | 0 | 0 | 0 | True |  | Non Federally-Regulated | 03/24/2017 |  | 01/23/2018
Lightheaded Lighting | Lightheaded Lighting | D4X-IC*A-*-**-3P1-120 + 2-117-*-**-C-XTM60-30-9810 | Light Emitting Diode | Inseparable Luminaire | Quick Connect | 0-10 VDC Controls | 67 | 3000 | 0.0002 | 98 | 95 | 450 | 0.96 | Elevated | 50000 |  |  | 99999 | 0.01 | 19 | 19 | 0.02 | 0 | 0 | 0 | 0 | 0 | 0.91 | 0 | 0 | 0 | 0 | 0 | 0.72 | 0 | 0 | 0 | 0 | 0 | True |  | Non Federally-Regulated | 03/24/2017 |  | 01/23/2018
Lightheaded Lighting | Lightheaded Lighting | D4X-IC*A-*-**-3P1-120 + 2-117-*-**-C-XTM60-35-9810 | Light Emitting Diode | Inseparable Luminaire | Quick Connect | 0-10 VDC Controls | 67 | 3500 | 0.0002 | 98 | 95 | 450 | 0.96 | Elevated | 50000 |  |  | 99999 | 0.01 | 19 | 19 | 0.02 | 0 | 0 | 0 | 0 | 0 | 0.91 | 0 | 0 | 0 | 0 | 0 | 0.72 | 0 | 0 | 0 | 0 | 0 | True |  | Non Federally-Regulated | 03/24/2017 |  | 01/23/2018
Lightheaded Lighting | Lightheaded Lighting | D4X-IC*A-*-**-3P1-120 + 2-117-*-**-C-XTM60-40-9810 | Light Emitting Diode | Inseparable Luminaire | Quick Connect | 0-10 VDC Controls | 67 | 4000 | 0.0002 | 98 | 95 | 450 | 0.96 | Elevated | 50000 |  |  | 99999 | 0.01 | 19 | 19 | 0.02 | 0 | 0 | 0 | 0 | 0 | 0.91 | 0 | 0 | 0 | 0 | 0 | 0.72 | 0 | 0 | 0 | 0 | 0 | True |  | Non Federally-Regulated | 03/24/2017 |  | 01/23/2018
Lightheaded Lighting | Lightheaded Lighting | D4X-IC*A-*-**-3P1-120 + 2-125-*-**-SAS-XTM40-27-9807 | Light Emitting Diode | Inseparable Luminaire | Quick Connect | 0-10 VDC Controls | 64 | 2700 | 0.0002 | 98 | 95 | 450 | 0.96 | Elevated | 50000 |  |  | 99999 | 0.01 | 19 | 19 | 0.02 | 0 | 0 | 0 | 0 | 0 | 0.91 | 0 | 0 | 0 | 0 | 0 | 0.72 | 0 | 0 | 0 | 0 | 0 | True |  | Non Federally-Regulated | 03/24/2017 |  | 01/23/2018
Lightheaded Lighting | Lightheaded Lighting | D4X-IC*A-*-**-3P1-120 + 2-125-*-**-SAS-XTM40-30-9807 | Light Emitting Diode | Inseparable Luminaire | Quick Connect | 0-10 VDC Controls | 64 | 3000 | 0.0002 | 98 | 95 | 450 | 0.96 | Elevated | 50000 |  |  | 99999 | 0.01 | 19 | 19 | 0.02 | 0 | 0 | 0 | 0 | 0 | 0.91 | 0 | 0 | 0 | 0 | 0 | 0.72 | 0 | 0 | 0 | 0 | 0 | True |  | Non Federally-Regulated | 03/24/2017 |  | 01/23/2018
Lightheaded Lighting | Lightheaded Lighting | D4X-IC*A-*-**-3P1-120 + 2-125-*-**-SAS-XTM40-35-9807 | Light Emitting Diode | Inseparable Luminaire | Quick Connect | 0-10 VDC Controls | 64 | 3500 | 0.0002 | 98 | 95 | 450 | 0.96 | Elevated | 50000 |  |  | 99999 | 0.01 | 19 | 19 | 0.02 | 0 | 0 | 0 | 0 | 0 | 0.91 | 0 | 0 | 0 | 0 | 0 | 0.72 | 0 | 0 | 0 | 0 | 0 | True |  | Non Federally-Regulated | 03/24/2017 |  | 01/23/2018
Lightheaded Lighting | Lightheaded Lighting | D4X-IC*A-*-**-3P1-120 + 2-125-*-**-SAS-XTM40-40-9807 | Light Emitting Diode | Inseparable Luminaire | Quick Connect | 0-10 VDC Controls | 64 | 4000 | 0.0002 | 98 | 95 | 450 | 0.96 | Elevated | 50000 |  |  | 99999 | 0.01 | 19 | 19 | 0.02 | 0 | 0 | 0 | 0 | 0 | 0.91 | 0 | 0 | 0 | 0 | 0 | 0.72 | 0 | 0 | 0 | 0 | 0 | True |  | Non Federally-Regulated | 03/24/2017 |  | 01/23/2018
Lightheaded Lighting | Lightheaded Lighting | D4X-IC*A-*-**-3P1-120 + 2-125-*-**-SAS-XTM40-27-9810 | Light Emitting Diode | Inseparable Luminaire | Quick Connect | 0-10 VDC Controls | 68 | 2700 | 0.0002 | 98 | 95 | 450 | 0.96 | Elevated | 50000 |  |  | 99999 | 0.01 | 19 | 19 | 0.02 | 0 | 0 | 0 | 0 | 0 | 0.91 | 0 | 0 | 0 | 0 | 0 | 0.72 | 0 | 0 | 0 | 0 | 0 | True |  | Non Federally-Regulated | 03/24/2017 |  | 01/23/2018
Lightheaded Lighting | Lightheaded Lighting | D4X-IC*A-*-**-3P1-120 + 2-125-*-**-SAS-XTM40-30-9810 | Light Emitting Diode | Inseparable Luminaire | Quick Connect | 0-10 VDC Controls | 68 | 3000 | 0.0002 | 98 | 95 | 450 | 0.96 | Elevated | 50000 |  |  | 99999 | 0.01 | 19 | 19 | 0.02 | 0 | 0 | 0 | 0 | 0 | 0.91 | 0 | 0 | 0 | 0 | 0 | 0.72 | 0 | 0 | 0 | 0 | 0 | True |  | Non Federally-Regulated | 03/24/2017 |  | 01/23/2018
Lightheaded Lighting | Lightheaded Lighting | D4X-IC*A-*-**-3P1-120 + 2-125-*-**-SAS-XTM40-35-9810 | Light Emitting Diode | Inseparable Luminaire | Quick Connect | 0-10 VDC Controls | 68 | 3500 | 0.0002 | 98 | 95 | 450 | 0.96 | Elevated | 50000 |  |  | 99999 | 0.01 | 19 | 19 | 0.02 | 0 | 0 | 0 | 0 | 0 | 0.91 | 0 | 0 | 0 | 0 | 0 | 0.72 | 0 | 0 | 0 | 0 | 0 | True |  | Non Federally-Regulated | 03/24/2017 |  | 01/23/2018
Lightheaded Lighting | Lightheaded Lighting | D4X-IC*A-*-**-3P1-120 + 2-125-*-**-SAS-XTM40-40-9810 | Light Emitting Diode | Inseparable Luminaire | Quick Connect | 0-10 VDC Controls | 68 | 4000 | 0.0002 | 98 | 95 | 450 | 0.96 | Elevated | 50000 |  |  | 99999 | 0.01 | 19 | 19 | 0.02 | 0 | 0 | 0 | 0 | 0 | 0.91 | 0 | 0 | 0 | 0 | 0 | 0.72 | 0 | 0 | 0 | 0 | 0 | True |  | Non Federally-Regulated | 03/24/2017 |  | 01/23/2018
Lightheaded Lighting | Lightheaded Lighting | D4X-IC*A-*-**-3P1-120 + 2-125-*-**-SAS-XTM60-27-9807 | Light Emitting Diode | Inseparable Luminaire | Quick Connect | 0-10 VDC Controls | 57 | 2700 | 0.0002 | 98 | 95 | 450 | 0.96 | Elevated | 50000 |  |  | 99999 | 0.01 | 19 | 19 | 0.02 | 0 | 0 | 0 | 0 | 0 | 0.91 | 0 | 0 | 0 | 0 | 0 | 0.72 | 0 | 0 | 0 | 0 | 0 | True |  | Non Federally-Regulated | 03/24/2017 |  | 01/23/2018
Lightheaded Lighting | Lightheaded Lighting | D4X-IC*A-*-**-3P1-120 + 2-125-*-**-SAS-XTM60-30-9807 | Light Emitting Diode | Inseparable Luminaire | Quick Connect | 0-10 VDC Controls | 57 | 3000 | 0.0002 | 98 | 95 | 450 | 0.96 | Elevated | 50000 |  |  | 99999 | 0.01 | 19 | 19 | 0.02 | 0 | 0 | 0 | 0 | 0 | 0.91 | 0 | 0 | 0 | 0 | 0 | 0.72 | 0 | 0 | 0 | 0 | 0 | True |  | Non Federally-Regulated | 03/24/2017 |  | 01/23/2018
Lightheaded Lighting | Lightheaded Lighting | D4X-IC*A-*-**-3P1-120 + 2-125-*-**-SAS-XTM60-35-9807 | Light Emitting Diode | Inseparable Luminaire | Quick Connect | 0-10 VDC Controls | 57 | 3500 | 0.0002 | 98 | 95 | 450 | 0.96 | Elevated | 50000 |  |  | 99999 | 0.01 | 19 | 19 | 0.02 | 0 | 0 | 0 | 0 | 0 | 0.91 | 0 | 0 | 0 | 0 | 0 | 0.72 | 0 | 0 | 0 | 0 | 0 | True |  | Non Federally-Regulated | 03/24/2017 |  | 01/23/2018
Lightheaded Lighting | Lightheaded Lighting | D4X-IC*A-*-**-3P1-120 + 2-125-*-**-SAS-XTM60-40-9807 | Light Emitting Diode | Inseparable Luminaire | Quick Connect | 0-10 VDC Controls | 57 | 4000 | 0.0002 | 98 | 95 | 450 | 0.96 | Elevated | 50000 |  |  | 99999 | 0.01 | 19 | 19 | 0.02 | 0 | 0 | 0 | 0 | 0 | 0.91 | 0 | 0 | 0 | 0 | 0 | 0.72 | 0 | 0 | 0 | 0 | 0 | True |  | Non Federally-Regulated | 03/24/2017 |  | 01/23/2018
Lightheaded Lighting | Lightheaded Lighting | D4X-IC*A-*-**-3P1-120 + 2-125-*-**-SAS-XTM60-27-9810 | Light Emitting Diode | Inseparable Luminaire | Quick Connect | 0-10 VDC Controls | 61 | 2700 | 0.0002 | 98 | 95 | 450 | 0.96 | Elevated | 50000 |  |  | 99999 | 0.01 | 19 | 19 | 0.02 | 0 | 0 | 0 | 0 | 0 | 0.91 | 0 | 0 | 0 | 0 | 0 | 0.72 | 0 | 0 | 0 | 0 | 0 | True |  | Non Federally-Regulated | 03/24/2017 |  | 01/23/2018
Lightheaded Lighting | Lightheaded Lighting | D4X-IC*A-*-**-3P1-120 + 2-125-*-**-SAS-XTM60-30-9810 | Light Emitting Diode | Inseparable Luminaire | Quick Connect | 0-10 VDC Controls | 61 | 3000 | 0.0002 | 98 | 95 | 450 | 0.96 | Elevated | 50000 |  |  | 99999 | 0.01 | 19 | 19 | 0.02 | 0 | 0 | 0 | 0 | 0 | 0.91 | 0 | 0 | 0 | 0 | 0 | 0.72 | 0 | 0 | 0 | 0 | 0 | True |  | Non Federally-Regulated | 03/24/2017 |  | 01/23/2018
Lightheaded Lighting | Lightheaded Lighting | D4X-IC*A-*-**-3P1-120 + 2-125-*-**-SAS-XTM60-35-9810 | Light Emitting Diode | Inseparable Luminaire | Quick Connect | 0-10 VDC Controls | 61 | 3500 | 0.0002 | 98 | 95 | 450 | 0.96 | Elevated | 50000 |  |  | 99999 | 0.01 | 19 | 19 | 0.02 | 0 | 0 | 0 | 0 | 0 | 0.91 | 0 | 0 | 0 | 0 | 0 | 0.72 | 0 | 0 | 0 | 0 | 0 | True |  | Non Federally-Regulated | 03/24/2017 |  | 01/23/2018
Lightheaded Lighting | Lightheaded Lighting | D4X-IC*A-*-**-3P1-120 + 2-125-*-**-SAS-XTM60-40-9810 | Light Emitting Diode | Inseparable Luminaire | Quick Connect | 0-10 VDC Controls | 61 | 4000 | 0.0002 | 98 | 95 | 450 | 0.96 | Elevated | 50000 |  |  | 99999 | 0.01 | 19 | 19 | 0.02 | 0 | 0 | 0 | 0 | 0 | 0.91 | 0 | 0 | 0 | 0 | 0 | 0.72 | 0 | 0 | 0 | 0 | 0 | True |  | Non Federally-Regulated | 03/24/2017 |  | 01/23/2018
Lightheaded Lighting | Lightheaded Lighting | D4X-IC*A-*-**-3P1-120 + 2-125-*-**-WHO-XTM40-27-9807 | Light Emitting Diode | Inseparable Luminaire | Quick Connect | 0-10 VDC Controls | 64 | 2700 | 0.0002 | 98 | 95 | 450 | 0.96 | Elevated | 50000 |  |  | 99999 | 0.01 | 19 | 19 | 0.02 | 0 | 0 | 0 | 0 | 0 | 0.91 | 0 | 0 | 0 | 0 | 0 | 0.72 | 0 | 0 | 0 | 0 | 0 | True |  | Non Federally-Regulated | 03/24/2017 |  | 01/23/2018
Lightheaded Lighting | Lightheaded Lighting | D4X-IC*A-*-**-3P1-120 + 2-125-*-**-WHO-XTM40-30-9807 | Light Emitting Diode | Inseparable Luminaire | Quick Connect | 0-10 VDC Controls | 64 | 3000 | 0.0002 | 98 | 95 | 450 | 0.96 | Elevated | 50000 |  |  | 99999 | 0.01 | 19 | 19 | 0.02 | 0 | 0 | 0 | 0 | 0 | 0.91 | 0 | 0 | 0 | 0 | 0 | 0.72 | 0 | 0 | 0 | 0 | 0 | True |  | Non Federally-Regulated | 03/24/2017 |  | 01/23/2018
Lightheaded Lighting | Lightheaded Lighting | D4X-IC*A-*-**-3P1-120 + 2-125-*-**-WHO-XTM40-35-9807 | Light Emitting Diode | Inseparable Luminaire | Quick Connect | 0-10 VDC Controls | 64 | 3500 | 0.0002 | 98 | 95 | 450 | 0.96 | Elevated | 50000 |  |  | 99999 | 0.01 | 19 | 19 | 0.02 | 0 | 0 | 0 | 0 | 0 | 0.91 | 0 | 0 | 0 | 0 | 0 | 0.72 | 0 | 0 | 0 | 0 | 0 | True |  | Non Federally-Regulated | 03/24/2017 |  | 01/23/2018
Lightheaded Lighting | Lightheaded Lighting | D4X-IC*A-*-**-3P1-120 + 2-125-*-**-WHO-XTM40-40-9807 | Light Emitting Diode | Inseparable Luminaire | Quick Connect | 0-10 VDC Controls | 64 | 4000 | 0.0002 | 98 | 95 | 450 | 0.96 | Elevated | 50000 |  |  | 99999 | 0.01 | 19 | 19 | 0.02 | 0 | 0 | 0 | 0 | 0 | 0.91 | 0 | 0 | 0 | 0 | 0 | 0.72 | 0 | 0 | 0 | 0 | 0 | True |  | Non Federally-Regulated | 03/24/2017 |  | 01/23/2018
Lightheaded Lighting | Lightheaded Lighting | D4X-IC*A-*-**-3P1-120 + 2-125-*-**-WHO-XTM40-27-9810 | Light Emitting Diode | Inseparable Luminaire | Quick Connect | 0-10 VDC Controls | 68 | 2700 | 0.0002 | 98 | 95 | 450 | 0.96 | Elevated | 50000 |  |  | 99999 | 0.01 | 19 | 19 | 0.02 | 0 | 0 | 0 | 0 | 0 | 0.91 | 0 | 0 | 0 | 0 | 0 | 0.72 | 0 | 0 | 0 | 0 | 0 | True |  | Non Federally-Regulated | 03/24/2017 |  | 01/23/2018
Lightheaded Lighting | Lightheaded Lighting | D4X-IC*A-*-**-3P1-120 + 2-125-*-**-WHO-XTM40-30-9810 | Light Emitting Diode | Inseparable Luminaire | Quick Connect | 0-10 VDC Controls | 68 | 3000 | 0.0002 | 98 | 95 | 450 | 0.96 | Elevated | 50000 |  |  | 99999 | 0.01 | 19 | 19 | 0.02 | 0 | 0 | 0 | 0 | 0 | 0.91 | 0 | 0 | 0 | 0 | 0 | 0.72 | 0 | 0 | 0 | 0 | 0 | True |  | Non Federally-Regulated | 03/24/2017 |  | 01/23/2018
Lightheaded Lighting | Lightheaded Lighting | D4X-IC*A-*-**-3P1-120 + 2-125-*-**-WHO-XTM40-35-9810 | Light Emitting Diode | Inseparable Luminaire | Quick Connect | 0-10 VDC Controls | 68 | 3500 | 0.0002 | 98 | 95 | 450 | 0.96 | Elevated | 50000 |  |  | 99999 | 0.01 | 19 | 19 | 0.02 | 0 | 0 | 0 | 0 | 0 | 0.91 | 0 | 0 | 0 | 0 | 0 | 0.72 | 0 | 0 | 0 | 0 | 0 | True |  | Non Federally-Regulated | 03/24/2017 |  | 01/23/2018
Lightheaded Lighting | Lightheaded Lighting | D4X-IC*A-*-**-3P1-120 + 2-125-*-**-WHO-XTM40-40-9810 | Light Emitting Diode | Inseparable Luminaire | Quick Connect | 0-10 VDC Controls | 68 | 4000 | 0.0002 | 98 | 95 | 450 | 0.96 | Elevated | 50000 |  |  | 99999 | 0.01 | 19 | 19 | 0.02 | 0 | 0 | 0 | 0 | 0 | 0.91 | 0 | 0 | 0 | 0 | 0 | 0.72 | 0 | 0 | 0 | 0 | 0 | True |  | Non Federally-Regulated | 03/24/2017 |  | 01/23/2018
Lightheaded Lighting | Lightheaded Lighting | D4X-IC*A-*-**-3P1-120 + 2-125-*-**-WHO-XTM60-27-9807 | Light Emitting Diode | Inseparable Luminaire | Quick Connect | 0-10 VDC Controls | 57 | 2700 | 0.0002 | 98 | 95 | 450 | 0.96 | Elevated | 50000 |  |  | 99999 | 0.01 | 19 | 19 | 0.02 | 0 | 0 | 0 | 0 | 0 | 0.91 | 0 | 0 | 0 | 0 | 0 | 0.72 | 0 | 0 | 0 | 0 | 0 | True |  | Non Federally-Regulated | 03/24/2017 |  | 01/23/2018
Lightheaded Lighting | Lightheaded Lighting | D4X-IC*A-*-**-3P1-120 + 2-125-*-**-WHO-XTM60-30-9807 | Light Emitting Diode | Inseparable Luminaire | Quick Connect | 0-10 VDC Controls | 57 | 3000 | 0.0002 | 98 | 95 | 450 | 0.96 | Elevated | 50000 |  |  | 99999 | 0.01 | 19 | 19 | 0.02 | 0 | 0 | 0 | 0 | 0 | 0.91 | 0 | 0 | 0 | 0 | 0 | 0.72 | 0 | 0 | 0 | 0 | 0 | True |  | Non Federally-Regulated | 03/24/2017 |  | 01/23/2018
Lightheaded Lighting | Lightheaded Lighting | D4X-IC*A-*-**-3P1-120 + 2-125-*-**-WHO-XTM60-35-9807 | Light Emitting Diode | Inseparable Luminaire | Quick Connect | 0-10 VDC Controls | 57 | 3500 | 0.0002 | 98 | 95 | 450 | 0.96 | Elevated | 50000 |  |  | 99999 | 0.01 | 19 | 19 | 0.02 | 0 | 0 | 0 | 0 | 0 | 0.91 | 0 | 0 | 0 | 0 | 0 | 0.72 | 0 | 0 | 0 | 0 | 0 | True |  | Non Federally-Regulated | 03/24/2017 |  | 01/23/2018
Lightheaded Lighting | Lightheaded Lighting | D4X-IC*A-*-**-3P1-120 + 2-125-*-**-WHO-XTM60-40-9807 | Light Emitting Diode | Inseparable Luminaire | Quick Connect | 0-10 VDC Controls | 57 | 4000 | 0.0002 | 98 | 95 | 450 | 0.96 | Elevated | 50000 |  |  | 99999 | 0.01 | 19 | 19 | 0.02 | 0 | 0 | 0 | 0 | 0 | 0.91 | 0 | 0 | 0 | 0 | 0 | 0.72 | 0 | 0 | 0 | 0 | 0 | True |  | Non Federally-Regulated | 03/24/2017 |  | 01/23/2018
Lightheaded Lighting | Lightheaded Lighting | D4X-IC*A-*-**-3P1-120 + 2-125-*-**-WHO-XTM60-27-9810 | Light Emitting Diode | Inseparable Luminaire | Quick Connect | 0-10 VDC Controls | 61 | 2700 | 0.0002 | 98 | 95 | 450 | 0.96 | Elevated | 50000 |  |  | 99999 | 0.01 | 19 | 19 | 0.02 | 0 | 0 | 0 | 0 | 0 | 0.91 | 0 | 0 | 0 | 0 | 0 | 0.72 | 0 | 0 | 0 | 0 | 0 | True |  | Non Federally-Regulated | 03/24/2017 |  | 01/23/2018
Lightheaded Lighting | Lightheaded Lighting | D4X-IC*A-*-**-3P1-120 + 2-125-*-**-WHO-XTM60-30-9810 | Light Emitting Diode | Inseparable Luminaire | Quick Connect | 0-10 VDC Controls | 61 | 3000 | 0.0002 | 98 | 95 | 450 | 0.96 | Elevated | 50000 |  |  | 99999 | 0.01 | 19 | 19 | 0.02 | 0 | 0 | 0 | 0 | 0 | 0.91 | 0 | 0 | 0 | 0 | 0 | 0.72 | 0 | 0 | 0 | 0 | 0 | True |  | Non Federally-Regulated | 03/24/2017 |  | 01/23/2018
Lightheaded Lighting | Lightheaded Lighting | D4X-IC*A-*-**-3P1-120 + 2-125-*-**-WHO-XTM60-35-9810 | Light Emitting Diode | Inseparable Luminaire | Quick Connect | 0-10 VDC Controls | 61 | 3500 | 0.0002 | 98 | 95 | 450 | 0.96 | Elevated | 50000 |  |  | 99999 | 0.01 | 19 | 19 | 0.02 | 0 | 0 | 0 | 0 | 0 | 0.91 | 0 | 0 | 0 | 0 | 0 | 0.72 | 0 | 0 | 0 | 0 | 0 | True |  | Non Federally-Regulated | 03/24/2017 |  | 01/23/2018
Lightheaded Lighting | Lightheaded Lighting | D4X-IC*A-*-**-3P1-120 + 2-125-*-**-WHO-XTM60-40-9810 | Light Emitting Diode | Inseparable Luminaire | Quick Connect | 0-10 VDC Controls | 61 | 4000 | 0.0002 | 98 | 95 | 450 | 0.96 | Elevated | 50000 |  |  | 99999 | 0.01 | 19 | 19 | 0.02 | 0 | 0 | 0 | 0 | 0 | 0.91 | 0 | 0 | 0 | 0 | 0 | 0.72 | 0 | 0 | 0 | 0 | 0 | True |  | Non Federally-Regulated | 03/24/2017 |  | 01/23/2018
Lightheaded Lighting | Lightheaded Lighting | D4X-IC*A-*-**-3P1-120 + 2-127-*-**-XTM20-27-9807 | Light Emitting Diode | Inseparable Luminaire | Quick Connect | 0-10 VDC Controls | 65 | 2700 | 0.0002 | 98 | 95 | 450 | 0.96 | Elevated | 50000 |  |  | 99999 | 0.01 | 19 | 19 | 0.02 | 0 | 0 | 0 | 0 | 0 | 0.91 | 0 | 0 | 0 | 0 | 0 | 0.72 | 0 | 0 | 0 | 0 | 0 | True |  | Non Federally-Regulated | 03/24/2017 |  | 01/23/2018
Lightheaded Lighting | Lightheaded Lighting | D4X-IC*A-*-**-3P1-120 + 2-127-*-**-XTM20-30-9807 | Light Emitting Diode | Inseparable Luminaire | Quick Connect | 0-10 VDC Controls | 65 | 3000 | 0.0002 | 98 | 95 | 450 | 0.96 | Elevated | 50000 |  |  | 99999 | 0.01 | 19 | 19 | 0.02 | 0 | 0 | 0 | 0 | 0 | 0.91 | 0 | 0 | 0 | 0 | 0 | 0.72 | 0 | 0 | 0 | 0 | 0 | True |  | Non Federally-Regulated | 03/24/2017 |  | 01/23/2018
Lightheaded Lighting | Lightheaded Lighting | D4X-IC*A-*-**-3P1-120 + 2-127-*-**-XTM20-35-9807 | Light Emitting Diode | Inseparable Luminaire | Quick Connect | 0-10 VDC Controls | 65 | 3500 | 0.0002 | 98 | 95 | 450 | 0.96 | Elevated | 50000 |  |  | 99999 | 0.01 | 19 | 19 | 0.02 | 0 | 0 | 0 | 0 | 0 | 0.91 | 0 | 0 | 0 | 0 | 0 | 0.72 | 0 | 0 | 0 | 0 | 0 | True |  | Non Federally-Regulated | 03/24/2017 |  | 01/23/2018
Lightheaded Lighting | Lightheaded Lighting | D4X-IC*A-*-**-3P1-120 + 2-127-*-**-XTM20-40-9807 | Light Emitting Diode | Inseparable Luminaire | Quick Connect | 0-10 VDC Controls | 65 | 4000 | 0.0002 | 98 | 95 | 450 | 0.96 | Elevated | 50000 |  |  | 99999 | 0.01 | 19 | 19 | 0.02 | 0 | 0 | 0 | 0 | 0 | 0.91 | 0 | 0 | 0 | 0 | 0 | 0.72 | 0 | 0 | 0 | 0 | 0 | True |  | Non Federally-Regulated | 03/24/2017 |  | 01/23/2018
Lightheaded Lighting | Lightheaded Lighting | D4X-IC*A-*-**-3P1-120 + 2-127-*-**-XTM20-27-9810 | Light Emitting Diode | Inseparable Luminaire | Quick Connect | 0-10 VDC Controls | 69 | 2700 | 0.0002 | 98 | 95 | 450 | 0.96 | Elevated | 50000 |  |  | 99999 | 0.01 | 19 | 19 | 0.02 | 0 | 0 | 0 | 0 | 0 | 0.91 | 0 | 0 | 0 | 0 | 0 | 0.72 | 0 | 0 | 0 | 0 | 0 | True |  | Non Federally-Regulated | 03/24/2017 |  | 01/23/2018
Lightheaded Lighting | Lightheaded Lighting | D4X-IC*A-*-**-3P1-120 + 2-127-*-**-XTM20-30-9810 | Light Emitting Diode | Inseparable Luminaire | Quick Connect | 0-10 VDC Controls | 69 | 3000 | 0.0002 | 98 | 95 | 450 | 0.96 | Elevated | 50000 |  |  | 99999 | 0.01 | 19 | 19 | 0.02 | 0 | 0 | 0 | 0 | 0 | 0.91 | 0 | 0 | 0 | 0 | 0 | 0.72 | 0 | 0 | 0 | 0 | 0 | True |  | Non Federally-Regulated | 03/24/2017 |  | 01/23/2018
Lightheaded Lighting | Lightheaded Lighting | D4X-IC*A-*-**-3P1-120 + 2-127-*-**-XTM20-35-9810 | Light Emitting Diode | Inseparable Luminaire | Quick Connect | 0-10 VDC Controls | 69 | 3500 | 0.0002 | 98 | 95 | 450 | 0.96 | Elevated | 50000 |  |  | 99999 | 0.01 | 19 | 19 | 0.02 | 0 | 0 | 0 | 0 | 0 | 0.91 | 0 | 0 | 0 | 0 | 0 | 0.72 | 0 | 0 | 0 | 0 | 0 | True |  | Non Federally-Regulated | 03/24/2017 |  | 01/23/2018
Lightheaded Lighting | Lightheaded Lighting | D4X-IC*A-*-**-3P1-120 + 2-127-*-**-XTM20-40-9810 | Light Emitting Diode | Inseparable Luminaire | Quick Connect | 0-10 VDC Controls | 69 | 4000 | 0.0002 | 98 | 95 | 450 | 0.96 | Elevated | 50000 |  |  | 99999 | 0.01 | 19 | 19 | 0.02 | 0 | 0 | 0 | 0 | 0 | 0.91 | 0 | 0 | 0 | 0 | 0 | 0.72 | 0 | 0 | 0 | 0 | 0 | True |  | Non Federally-Regulated | 03/24/2017 |  | 01/23/2018
Lightheaded Lighting | Lightheaded Lighting | D4X-IC*A-*-**-3P1-120 + 2-127-*-**-XTM40-27-9807 | Light Emitting Diode | Inseparable Luminaire | Quick Connect | 0-10 VDC Controls | 64 | 2700 | 0.0002 | 98 | 95 | 450 | 0.96 | Elevated | 50000 |  |  | 99999 | 0.01 | 19 | 19 | 0.02 | 0 | 0 | 0 | 0 | 0 | 0.91 | 0 | 0 | 0 | 0 | 0 | 0.72 | 0 | 0 | 0 | 0 | 0 | True |  | Non Federally-Regulated | 03/24/2017 |  | 01/23/2018
Lightheaded Lighting | Lightheaded Lighting | D4X-IC*A-*-**-3P1-120 + 2-127-*-**-XTM40-30-9807 | Light Emitting Diode | Inseparable Luminaire | Quick Connect | 0-10 VDC Controls | 64 | 3000 | 0.0002 | 98 | 95 | 450 | 0.96 | Elevated | 50000 |  |  | 99999 | 0.01 | 19 | 19 | 0.02 | 0 | 0 | 0 | 0 | 0 | 0.91 | 0 | 0 | 0 | 0 | 0 | 0.72 | 0 | 0 | 0 | 0 | 0 | True |  | Non Federally-Regulated | 03/24/2017 |  | 01/23/2018
Lightheaded Lighting | Lightheaded Lighting | D4X-IC*A-*-**-3P1-120 + 2-127-*-**-XTM40-35-9807 | Light Emitting Diode | Inseparable Luminaire | Quick Connect | 0-10 VDC Controls | 64 | 3500 | 0.0002 | 98 | 95 | 450 | 0.96 | Elevated | 50000 |  |  | 99999 | 0.01 | 19 | 19 | 0.02 | 0 | 0 | 0 | 0 | 0 | 0.91 | 0 | 0 | 0 | 0 | 0 | 0.72 | 0 | 0 | 0 | 0 | 0 | True |  | Non Federally-Regulated | 03/24/2017 |  | 01/23/2018
Lightheaded Lighting | Lightheaded Lighting | D4X-IC*A-*-**-3P1-120 + 2-127-*-**-XTM40-40-9807 | Light Emitting Diode | Inseparable Luminaire | Quick Connect | 0-10 VDC Controls | 64 | 4000 | 0.0002 | 98 | 95 | 450 | 0.96 | Elevated | 50000 |  |  | 99999 | 0.01 | 19 | 19 | 0.02 | 0 | 0 | 0 | 0 | 0 | 0.91 | 0 | 0 | 0 | 0 | 0 | 0.72 | 0 | 0 | 0 | 0 | 0 | True |  | Non Federally-Regulated | 03/24/2017 |  | 01/23/2018
Lightheaded Lighting | Lightheaded Lighting | D4X-IC*A-*-**-3P1-120 + 2-127-*-**-XTM40-27-9810 | Light Emitting Diode | Inseparable Luminaire | Quick Connect | 0-10 VDC Controls | 68 | 2700 | 0.0002 | 98 | 95 | 450 | 0.96 | Elevated | 50000 |  |  | 99999 | 0.01 | 19 | 19 | 0.02 | 0 | 0 | 0 | 0 | 0 | 0.91 | 0 | 0 | 0 | 0 | 0 | 0.72 | 0 | 0 | 0 | 0 | 0 | True |  | Non Federally-Regulated | 03/24/2017 |  | 01/23/2018
Lightheaded Lighting | Lightheaded Lighting | D4X-IC*A-*-**-3P1-120 + 2-127-*-**-XTM40-30-9810 | Light Emitting Diode | Inseparable Luminaire | Quick Connect | 0-10 VDC Controls | 68 | 3000 | 0.0002 | 98 | 95 | 450 | 0.96 | Elevated | 50000 |  |  | 99999 | 0.01 | 19 | 19 | 0.02 | 0 | 0 | 0 | 0 | 0 | 0.91 | 0 | 0 | 0 | 0 | 0 | 0.72 | 0 | 0 | 0 | 0 | 0 | True |  | Non Federally-Regulated | 03/24/2017 |  | 01/23/2018
Lightheaded Lighting | Lightheaded Lighting | D4X-IC*A-*-**-3P1-120 + 2-127-*-**-XTM40-35-9810 | Light Emitting Diode | Inseparable Luminaire | Quick Connect | 0-10 VDC Controls | 68 | 3500 | 0.0002 | 98 | 95 | 450 | 0.96 | Elevated | 50000 |  |  | 99999 | 0.01 | 19 | 19 | 0.02 | 0 | 0 | 0 | 0 | 0 | 0.91 | 0 | 0 | 0 | 0 | 0 | 0.72 | 0 | 0 | 0 | 0 | 0 | True |  | Non Federally-Regulated | 03/24/2017 |  | 01/23/2018
Lightheaded Lighting | Lightheaded Lighting | D4X-IC*A-*-**-3P1-120 + 2-127-*-**-XTM40-40-9810 | Light Emitting Diode | Inseparable Luminaire | Quick Connect | 0-10 VDC Controls | 68 | 4000 | 0.0002 | 98 | 95 | 450 | 0.96 | Elevated | 50000 |  |  | 99999 | 0.01 | 19 | 19 | 0.02 | 0 | 0 | 0 | 0 | 0 | 0.91 | 0 | 0 | 0 | 0 | 0 | 0.72 | 0 | 0 | 0 | 0 | 0 | True |  | Non Federally-Regulated | 03/24/2017 |  | 01/23/2018
Lightheaded Lighting | Lightheaded Lighting | D4X-IC*A-*-**-3P1-120 + 2-127-*-**-XTM60-27-9807 | Light Emitting Diode | Inseparable Luminaire | Quick Connect | 0-10 VDC Controls | 65 | 2700 | 0.0002 | 98 | 95 | 450 | 0.96 | Elevated | 50000 |  |  | 99999 | 0.01 | 19 | 19 | 0.02 | 0 | 0 | 0 | 0 | 0 | 0.91 | 0 | 0 | 0 | 0 | 0 | 0.72 | 0 | 0 | 0 | 0 | 0 | True |  | Non Federally-Regulated | 03/24/2017 |  | 01/23/2018
Lightheaded Lighting | Lightheaded Lighting | D4X-IC*A-*-**-3P1-120 + 2-127-*-**-XTM60-30-9807 | Light Emitting Diode | Inseparable Luminaire | Quick Connect | 0-10 VDC Controls | 65 | 3000 | 0.0002 | 98 | 95 | 450 | 0.96 | Elevated | 50000 |  |  | 99999 | 0.01 | 19 | 19 | 0.02 | 0 | 0 | 0 | 0 | 0 | 0.91 | 0 | 0 | 0 | 0 | 0 | 0.72 | 0 | 0 | 0 | 0 | 0 | True |  | Non Federally-Regulated | 03/24/2017 |  | 01/23/2018
Lightheaded Lighting | Lightheaded Lighting | D4X-IC*A-*-**-3P1-120 + 2-127-*-**-XTM60-35-9807 | Light Emitting Diode | Inseparable Luminaire | Quick Connect | 0-10 VDC Controls | 65 | 3500 | 0.0002 | 98 | 95 | 450 | 0.96 | Elevated | 50000 |  |  | 99999 | 0.01 | 19 | 19 | 0.02 | 0 | 0 | 0 | 0 | 0 | 0.91 | 0 | 0 | 0 | 0 | 0 | 0.72 | 0 | 0 | 0 | 0 | 0 | True |  | Non Federally-Regulated | 03/24/2017 |  | 01/23/2018
Lightheaded Lighting | Lightheaded Lighting | D4X-IC*A-*-**-3P1-120 + 2-127-*-**-XTM60-40-9807 | Light Emitting Diode | Inseparable Luminaire | Quick Connect | 0-10 VDC Controls | 65 | 4000 | 0.0002 | 98 | 95 | 450 | 0.96 | Elevated | 50000 |  |  | 99999 | 0.01 | 19 | 19 | 0.02 | 0 | 0 | 0 | 0 | 0 | 0.91 | 0 | 0 | 0 | 0 | 0 | 0.72 | 0 | 0 | 0 | 0 | 0 | True |  | Non Federally-Regulated | 03/24/2017 |  | 01/23/2018
Lightheaded Lighting | Lightheaded Lighting | D4X-IC*A-*-**-3P1-120 + 2-127-*-**-XTM60-27-9810 | Light Emitting Diode | Inseparable Luminaire | Quick Connect | 0-10 VDC Controls | 69 | 2700 | 0.0002 | 98 | 95 | 450 | 0.96 | Elevated | 50000 |  |  | 99999 | 0.01 | 19 | 19 | 0.02 | 0 | 0 | 0 | 0 | 0 | 0.91 | 0 | 0 | 0 | 0 | 0 | 0.72 | 0 | 0 | 0 | 0 | 0 | True |  | Non Federally-Regulated | 03/24/2017 |  | 01/23/2018
Lightheaded Lighting | Lightheaded Lighting | D4X-IC*A-*-**-3P1-120 + 2-127-*-**-XTM60-30-9810 | Light Emitting Diode | Inseparable Luminaire | Quick Connect | 0-10 VDC Controls | 69 | 3000 | 0.0002 | 98 | 95 | 450 | 0.96 | Elevated | 50000 |  |  | 99999 | 0.01 | 19 | 19 | 0.02 | 0 | 0 | 0 | 0 | 0 | 0.91 | 0 | 0 | 0 | 0 | 0 | 0.72 | 0 | 0 | 0 | 0 | 0 | True |  | Non Federally-Regulated | 03/24/2017 |  | 01/23/2018
Lightheaded Lighting | Lightheaded Lighting | D4X-IC*A-*-**-3P1-120 + 2-127-*-**-XTM60-35-9810 | Light Emitting Diode | Inseparable Luminaire | Quick Connect | 0-10 VDC Controls | 69 | 3500 | 0.0002 | 98 | 95 | 450 | 0.96 | Elevated | 50000 |  |  | 99999 | 0.01 | 19 | 19 | 0.02 | 0 | 0 | 0 | 0 | 0 | 0.91 | 0 | 0 | 0 | 0 | 0 | 0.72 | 0 | 0 | 0 | 0 | 0 | True |  | Non Federally-Regulated | 03/24/2017 |  | 01/23/2018
Lightheaded Lighting | Lightheaded Lighting | D4X-IC*A-*-**-3P1-120 + 2-127-*-**-XTM60-40-9810 | Light Emitting Diode | Inseparable Luminaire | Quick Connect | 0-10 VDC Controls | 69 | 4000 | 0.0002 | 98 | 95 | 450 | 0.96 | Elevated | 50000 |  |  | 99999 | 0.01 | 19 | 19 | 0.02 | 0 | 0 | 0 | 0 | 0 | 0.91 | 0 | 0 | 0 | 0 | 0 | 0.72 | 0 | 0 | 0 | 0 | 0 | True |  | Non Federally-Regulated | 03/24/2017 |  | 01/23/2018
Lightheaded Lighting | Lightheaded Lighting | D4X-IC*A-*-**-3P1-120 + 2-145-*-**-XTM20-27-9807 | Light Emitting Diode | Inseparable Luminaire | Quick Connect | 0-10 VDC Controls | 54 | 2700 | 0.0002 | 98 | 95 | 450 | 0.96 | Elevated | 50000 |  |  | 99999 | 0.01 | 19 | 19 | 0.02 | 0 | 0 | 0 | 0 | 0 | 0.91 | 0 | 0 | 0 | 0 | 0 | 0.72 | 0 | 0 | 0 | 0 | 0 | True |  | Non Federally-Regulated | 03/24/2017 |  | 01/23/2018
Lightheaded Lighting | Lightheaded Lighting | D4X-IC*A-*-**-3P1-120 + 2-145-*-**-XTM20-30-9807 | Light Emitting Diode | Inseparable Luminaire | Quick Connect | 0-10 VDC Controls | 54 | 3000 | 0.0002 | 98 | 95 | 450 | 0.96 | Elevated | 50000 |  |  | 99999 | 0.01 | 19 | 19 | 0.02 | 0 | 0 | 0 | 0 | 0 | 0.91 | 0 | 0 | 0 | 0 | 0 | 0.72 | 0 | 0 | 0 | 0 | 0 | True |  | Non Federally-Regulated | 03/24/2017 |  | 01/23/2018
Lightheaded Lighting | Lightheaded Lighting | D4X-IC*A-*-**-3P1-120 + 2-145-*-**-XTM20-35-9807 | Light Emitting Diode | Inseparable Luminaire | Quick Connect | 0-10 VDC Controls | 54 | 3500 | 0.0002 | 98 | 95 | 450 | 0.96 | Elevated | 50000 |  |  | 99999 | 0.01 | 19 | 19 | 0.02 | 0 | 0 | 0 | 0 | 0 | 0.91 | 0 | 0 | 0 | 0 | 0 | 0.72 | 0 | 0 | 0 | 0 | 0 | True |  | Non Federally-Regulated | 03/24/2017 |  | 01/23/2018
Lightheaded Lighting | Lightheaded Lighting | D4X-IC*A-*-**-3P1-120 + 2-145-*-**-XTM20-40-9807 | Light Emitting Diode | Inseparable Luminaire | Quick Connect | 0-10 VDC Controls | 54 | 4000 | 0.0002 | 98 | 95 | 450 | 0.96 | Elevated | 50000 |  |  | 99999 | 0.01 | 19 | 19 | 0.02 | 0 | 0 | 0 | 0 | 0 | 0.91 | 0 | 0 | 0 | 0 | 0 | 0.72 | 0 | 0 | 0 | 0 | 0 | True |  | Non Federally-Regulated | 03/24/2017 |  | 01/23/2018
Lightheaded Lighting | Lightheaded Lighting | D4X-IC*A-*-**-3P1-120 + 2-145-*-**-XTM20-27-9810 | Light Emitting Diode | Inseparable Luminaire | Quick Connect | 0-10 VDC Controls | 58 | 2700 | 0.0002 | 98 | 95 | 450 | 0.96 | Elevated | 50000 |  |  | 99999 | 0.01 | 19 | 19 | 0.02 | 0 | 0 | 0 | 0 | 0 | 0.91 | 0 | 0 | 0 | 0 | 0 | 0.72 | 0 | 0 | 0 | 0 | 0 | True |  | Non Federally-Regulated | 03/24/2017 |  | 01/23/2018
Lightheaded Lighting | Lightheaded Lighting | D4X-IC*A-*-**-3P1-120 + 2-145-*-**-XTM20-30-9810 | Light Emitting Diode | Inseparable Luminaire | Quick Connect | 0-10 VDC Controls | 58 | 3000 | 0.0002 | 98 | 95 | 450 | 0.96 | Elevated | 50000 |  |  | 99999 | 0.01 | 19 | 19 | 0.02 | 0 | 0 | 0 | 0 | 0 | 0.91 | 0 | 0 | 0 | 0 | 0 | 0.72 | 0 | 0 | 0 | 0 | 0 | True |  | Non Federally-Regulated | 03/24/2017 |  | 01/23/2018
Lightheaded Lighting | Lightheaded Lighting | D4X-IC*A-*-**-3P1-120 + 2-145-*-**-XTM20-35-9810 | Light Emitting Diode | Inseparable Luminaire | Quick Connect | 0-10 VDC Controls | 58 | 3500 | 0.0002 | 98 | 95 | 450 | 0.96 | Elevated | 50000 |  |  | 99999 | 0.01 | 19 | 19 | 0.02 | 0 | 0 | 0 | 0 | 0 | 0.91 | 0 | 0 | 0 | 0 | 0 | 0.72 | 0 | 0 | 0 | 0 | 0 | True |  | Non Federally-Regulated | 03/24/2017 |  | 01/23/2018
Lightheaded Lighting | Lightheaded Lighting | D4X-IC*A-*-**-3P1-120 + 2-145-*-**-XTM20-40-9810 | Light Emitting Diode | Inseparable Luminaire | Quick Connect | 0-10 VDC Controls | 58 | 4000 | 0.0002 | 98 | 95 | 450 | 0.96 | Elevated | 50000 |  |  | 99999 | 0.01 | 19 | 19 | 0.02 | 0 | 0 | 0 | 0 | 0 | 0.91 | 0 | 0 | 0 | 0 | 0 | 0.72 | 0 | 0 | 0 | 0 | 0 | True |  | Non Federally-Regulated | 03/24/2017 |  | 01/23/2018
Lightheaded Lighting | Lightheaded Lighting | D4X-IC*A-*-**-3P1-120 + 2-145-*-**-XTM40-27-9807 | Light Emitting Diode | Inseparable Luminaire | Quick Connect | 0-10 VDC Controls | 63 | 2700 | 0.0002 | 98 | 95 | 450 | 0.96 | Elevated | 50000 |  |  | 99999 | 0.01 | 19 | 19 | 0.02 | 0 | 0 | 0 | 0 | 0 | 0.91 | 0 | 0 | 0 | 0 | 0 | 0.72 | 0 | 0 | 0 | 0 | 0 | True |  | Non Federally-Regulated | 03/24/2017 |  | 01/23/2018
Lightheaded Lighting | Lightheaded Lighting | D4X-IC*A-*-**-3P1-120 + 2-145-*-**-XTM40-30-9807 | Light Emitting Diode | Inseparable Luminaire | Quick Connect | 0-10 VDC Controls | 63 | 3000 | 0.0002 | 98 | 95 | 450 | 0.96 | Elevated | 50000 |  |  | 99999 | 0.01 | 19 | 19 | 0.02 | 0 | 0 | 0 | 0 | 0 | 0.91 | 0 | 0 | 0 | 0 | 0 | 0.72 | 0 | 0 | 0 | 0 | 0 | True |  | Non Federally-Regulated | 03/24/2017 |  | 01/23/2018
Lightheaded Lighting | Lightheaded Lighting | D4X-IC*A-*-**-3P1-120 + 2-145-*-**-XTM40-35-9807 | Light Emitting Diode | Inseparable Luminaire | Quick Connect | 0-10 VDC Controls | 63 | 3500 | 0.0002 | 98 | 95 | 450 | 0.96 | Elevated | 50000 |  |  | 99999 | 0.01 | 19 | 19 | 0.02 | 0 | 0 | 0 | 0 | 0 | 0.91 | 0 | 0 | 0 | 0 | 0 | 0.72 | 0 | 0 | 0 | 0 | 0 | True |  | Non Federally-Regulated | 03/24/2017 |  | 01/23/2018
Lightheaded Lighting | Lightheaded Lighting | D4X-IC*A-*-**-3P1-120 + 2-145-*-**-XTM40-40-9807 | Light Emitting Diode | Inseparable Luminaire | Quick Connect | 0-10 VDC Controls | 63 | 4000 | 0.0002 | 98 | 95 | 450 | 0.96 | Elevated | 50000 |  |  | 99999 | 0.01 | 19 | 19 | 0.02 | 0 | 0 | 0 | 0 | 0 | 0.91 | 0 | 0 | 0 | 0 | 0 | 0.72 | 0 | 0 | 0 | 0 | 0 | True |  | Non Federally-Regulated | 03/24/2017 |  | 01/23/2018
Lightheaded Lighting | Lightheaded Lighting | D4X-IC*A-*-**-3P1-120 + 2-145-*-**-XTM40-27-9810 | Light Emitting Diode | Inseparable Luminaire | Quick Connect | 0-10 VDC Controls | 67 | 2700 | 0.0002 | 98 | 95 | 450 | 0.96 | Elevated | 50000 |  |  | 99999 | 0.01 | 19 | 19 | 0.02 | 0 | 0 | 0 | 0 | 0 | 0.91 | 0 | 0 | 0 | 0 | 0 | 0.72 | 0 | 0 | 0 | 0 | 0 | True |  | Non Federally-Regulated | 03/24/2017 |  | 01/23/2018
Lightheaded Lighting | Lightheaded Lighting | D4X-IC*A-*-**-3P1-120 + 2-145-*-**-XTM40-30-9810 | Light Emitting Diode | Inseparable Luminaire | Quick Connect | 0-10 VDC Controls | 67 | 3000 | 0.0002 | 98 | 95 | 450 | 0.96 | Elevated | 50000 |  |  | 99999 | 0.01 | 19 | 19 | 0.02 | 0 | 0 | 0 | 0 | 0 | 0.91 | 0 | 0 | 0 | 0 | 0 | 0.72 | 0 | 0 | 0 | 0 | 0 | True |  | Non Federally-Regulated | 03/24/2017 |  | 01/23/2018
Lightheaded Lighting | Lightheaded Lighting | D4X-IC*A-*-**-3P1-120 + 2-145-*-**-XTM40-35-9810 | Light Emitting Diode | Inseparable Luminaire | Quick Connect | 0-10 VDC Controls | 67 | 3500 | 0.0002 | 98 | 95 | 450 | 0.96 | Elevated | 50000 |  |  | 99999 | 0.01 | 19 | 19 | 0.02 | 0 | 0 | 0 | 0 | 0 | 0.91 | 0 | 0 | 0 | 0 | 0 | 0.72 | 0 | 0 | 0 | 0 | 0 | True |  | Non Federally-Regulated | 03/24/2017 |  | 01/23/2018
Lightheaded Lighting | Lightheaded Lighting | D4X-IC*A-*-**-3P1-120 + 2-145-*-**-XTM40-40-9810 | Light Emitting Diode | Inseparable Luminaire | Quick Connect | 0-10 VDC Controls | 67 | 4000 | 0.0002 | 98 | 95 | 450 | 0.96 | Elevated | 50000 |  |  | 99999 | 0.01 | 19 | 19 | 0.02 | 0 | 0 | 0 | 0 | 0 | 0.91 | 0 | 0 | 0 | 0 | 0 | 0.72 | 0 | 0 | 0 | 0 | 0 | True |  | Non Federally-Regulated | 03/24/2017 |  | 01/23/2018
Lightheaded Lighting | Lightheaded Lighting | D4X-IC*A-*-**-3P1-120 + 2-145-*-**-XTM60-27-9807 | Light Emitting Diode | Inseparable Luminaire | Quick Connect | 0-10 VDC Controls | 52 | 2700 | 0.0002 | 98 | 95 | 450 | 0.96 | Elevated | 50000 |  |  | 99999 | 0.01 | 19 | 19 | 0.02 | 0 | 0 | 0 | 0 | 0 | 0.91 | 0 | 0 | 0 | 0 | 0 | 0.72 | 0 | 0 | 0 | 0 | 0 | True |  | Non Federally-Regulated | 03/24/2017 |  | 01/23/2018
Lightheaded Lighting | Lightheaded Lighting | D4X-IC*A-*-**-3P1-120 + 2-145-*-**-XTM60-30-9807 | Light Emitting Diode | Inseparable Luminaire | Quick Connect | 0-10 VDC Controls | 52 | 3000 | 0.0002 | 98 | 95 | 450 | 0.96 | Elevated | 50000 |  |  | 99999 | 0.01 | 19 | 19 | 0.02 | 0 | 0 | 0 | 0 | 0 | 0.91 | 0 | 0 | 0 | 0 | 0 | 0.72 | 0 | 0 | 0 | 0 | 0 | True |  | Non Federally-Regulated | 03/24/2017 |  | 01/23/2018
Lightheaded Lighting | Lightheaded Lighting | D4X-IC*A-*-**-3P1-120 + 2-145-*-**-XTM60-35-9807 | Light Emitting Diode | Inseparable Luminaire | Quick Connect | 0-10 VDC Controls | 52 | 3500 | 0.0002 | 98 | 95 | 450 | 0.96 | Elevated | 50000 |  |  | 99999 | 0.01 | 19 | 19 | 0.02 | 0 | 0 | 0 | 0 | 0 | 0.91 | 0 | 0 | 0 | 0 | 0 | 0.72 | 0 | 0 | 0 | 0 | 0 | True |  | Non Federally-Regulated | 03/24/2017 |  | 01/23/2018
Lightheaded Lighting | Lightheaded Lighting | D4X-IC*A-*-**-3P1-120 + 2-145-*-**-XTM60-40-9807 | Light Emitting Diode | Inseparable Luminaire | Quick Connect | 0-10 VDC Controls | 52 | 4000 | 0.0002 | 98 | 95 | 450 | 0.96 | Elevated | 50000 |  |  | 99999 | 0.01 | 19 | 19 | 0.02 | 0 | 0 | 0 | 0 | 0 | 0.91 | 0 | 0 | 0 | 0 | 0 | 0.72 | 0 | 0 | 0 | 0 | 0 | True |  | Non Federally-Regulated | 03/24/2017 |  | 01/23/2018
Lightheaded Lighting | Lightheaded Lighting | D4X-IC*A-*-**-3P1-120 + 2-145-*-**-XTM60-27-9810 | Light Emitting Diode | Inseparable Luminaire | Quick Connect | 0-10 VDC Controls | 64 | 2700 | 0.0002 | 98 | 95 | 450 | 0.96 | Elevated | 50000 |  |  | 99999 | 0.01 | 19 | 19 | 0.02 | 0 | 0 | 0 | 0 | 0 | 0.91 | 0 | 0 | 0 | 0 | 0 | 0.72 | 0 | 0 | 0 | 0 | 0 | True |  | Non Federally-Regulated | 03/24/2017 |  | 01/23/2018
Lightheaded Lighting | Lightheaded Lighting | D4X-IC*A-*-**-3P1-120 + 2-145-*-**-XTM60-30-9810 | Light Emitting Diode | Inseparable Luminaire | Quick Connect | 0-10 VDC Controls | 64 | 3000 | 0.0002 | 98 | 95 | 450 | 0.96 | Elevated | 50000 |  |  | 99999 | 0.01 | 19 | 19 | 0.02 | 0 | 0 | 0 | 0 | 0 | 0.91 | 0 | 0 | 0 | 0 | 0 | 0.72 | 0 | 0 | 0 | 0 | 0 | True |  | Non Federally-Regulated | 03/24/2017 |  | 01/23/2018
Lightheaded Lighting | Lightheaded Lighting | D4X-IC*A-*-**-3P1-120 + 2-145-*-**-XTM60-35-9810 | Light Emitting Diode | Inseparable Luminaire | Quick Connect | 0-10 VDC Controls | 64 | 3500 | 0.0002 | 98 | 95 | 450 | 0.96 | Elevated | 50000 |  |  | 99999 | 0.01 | 19 | 19 | 0.02 | 0 | 0 | 0 | 0 | 0 | 0.91 | 0 | 0 | 0 | 0 | 0 | 0.72 | 0 | 0 | 0 | 0 | 0 | True |  | Non Federally-Regulated | 03/24/2017 |  | 01/23/2018
Lightheaded Lighting | Lightheaded Lighting | D4X-IC*A-*-**-3P1-120 + 2-145-*-**-XTM60-40-9810 | Light Emitting Diode | Inseparable Luminaire | Quick Connect | 0-10 VDC Controls | 64 | 4000 | 0.0002 | 98 | 95 | 450 | 0.96 | Elevated | 50000 |  |  | 99999 | 0.01 | 19 | 19 | 0.02 | 0 | 0 | 0 | 0 | 0 | 0.91 | 0 | 0 | 0 | 0 | 0 | 0.72 | 0 | 0 | 0 | 0 | 0 | True |  | Non Federally-Regulated | 03/24/2017 |  | 01/23/2018
Lightheaded Lighting | Lightheaded Lighting | D4X-IC*A-*-**-3P1-120 + 2-167-*-**-XTM20-27-9807 | Light Emitting Diode | Inseparable Luminaire | Quick Connect | 0-10 VDC Controls | 54 | 2700 | 0.0002 | 98 | 95 | 450 | 0.96 | Elevated | 50000 |  |  | 99999 | 0.01 | 19 | 19 | 0.02 | 0 | 0 | 0 | 0 | 0 | 0.91 | 0 | 0 | 0 | 0 | 0 | 0.72 | 0 | 0 | 0 | 0 | 0 | True |  | Non Federally-Regulated | 03/24/2017 |  | 01/23/2018
Lightheaded Lighting | Lightheaded Lighting | D4X-IC*A-*-**-3P1-120 + 2-167-*-**-XTM20-30-9807 | Light Emitting Diode | Inseparable Luminaire | Quick Connect | 0-10 VDC Controls | 54 | 3000 | 0.0002 | 98 | 95 | 450 | 0.96 | Elevated | 50000 |  |  | 99999 | 0.01 | 19 | 19 | 0.02 | 0 | 0 | 0 | 0 | 0 | 0.91 | 0 | 0 | 0 | 0 | 0 | 0.72 | 0 | 0 | 0 | 0 | 0 | True |  | Non Federally-Regulated | 03/24/2017 |  | 01/23/2018
Lightheaded Lighting | Lightheaded Lighting | D4X-IC*A-*-**-3P1-120 + 2-167-*-**-XTM20-35-9807 | Light Emitting Diode | Inseparable Luminaire | Quick Connect | 0-10 VDC Controls | 54 | 3500 | 0.0002 | 98 | 95 | 450 | 0.96 | Elevated | 50000 |  |  | 99999 | 0.01 | 19 | 19 | 0.02 | 0 | 0 | 0 | 0 | 0 | 0.91 | 0 | 0 | 0 | 0 | 0 | 0.72 | 0 | 0 | 0 | 0 | 0 | True |  | Non Federally-Regulated | 03/24/2017 |  | 01/23/2018
Lightheaded Lighting | Lightheaded Lighting | D4X-IC*A-*-**-3P1-120 + 2-167-*-**-XTM20-40-9807 | Light Emitting Diode | Inseparable Luminaire | Quick Connect | 0-10 VDC Controls | 54 | 4000 | 0.0002 | 98 | 95 | 450 | 0.96 | Elevated | 50000 |  |  | 99999 | 0.01 | 19 | 19 | 0.02 | 0 | 0 | 0 | 0 | 0 | 0.91 | 0 | 0 | 0 | 0 | 0 | 0.72 | 0 | 0 | 0 | 0 | 0 | True |  | Non Federally-Regulated | 03/24/2017 |  | 01/23/2018
Lightheaded Lighting | Lightheaded Lighting | D4X-IC*A-*-**-3P1-120 + 2-167-*-**-XTM20-27-9810 | Light Emitting Diode | Inseparable Luminaire | Quick Connect | 0-10 VDC Controls | 58 | 2700 | 0.0002 | 98 | 95 | 450 | 0.96 | Elevated | 50000 |  |  | 99999 | 0.01 | 19 | 19 | 0.02 | 0 | 0 | 0 | 0 | 0 | 0.91 | 0 | 0 | 0 | 0 | 0 | 0.72 | 0 | 0 | 0 | 0 | 0 | True |  | Non Federally-Regulated | 03/24/2017 |  | 01/23/2018
Lightheaded Lighting | Lightheaded Lighting | D4X-IC*A-*-**-3P1-120 + 2-167-*-**-XTM20-30-9810 | Light Emitting Diode | Inseparable Luminaire | Quick Connect | 0-10 VDC Controls | 58 | 3000 | 0.0002 | 98 | 95 | 450 | 0.96 | Elevated | 50000 |  |  | 99999 | 0.01 | 19 | 19 | 0.02 | 0 | 0 | 0 | 0 | 0 | 0.91 | 0 | 0 | 0 | 0 | 0 | 0.72 | 0 | 0 | 0 | 0 | 0 | True |  | Non Federally-Regulated | 03/24/2017 |  | 01/23/2018
Lightheaded Lighting | Lightheaded Lighting | D4X-IC*A-*-**-3P1-120 + 2-167-*-**-XTM20-35-9810 | Light Emitting Diode | Inseparable Luminaire | Quick Connect | 0-10 VDC Controls | 58 | 3500 | 0.0002 | 98 | 95 | 450 | 0.96 | Elevated | 50000 |  |  | 99999 | 0.01 | 19 | 19 | 0.02 | 0 | 0 | 0 | 0 | 0 | 0.91 | 0 | 0 | 0 | 0 | 0 | 0.72 | 0 | 0 | 0 | 0 | 0 | True |  | Non Federally-Regulated | 03/24/2017 |  | 01/23/2018
Lightheaded Lighting | Lightheaded Lighting | D4X-IC*A-*-**-3P1-120 + 2-167-*-**-XTM20-40-9810 | Light Emitting Diode | Inseparable Luminaire | Quick Connect | 0-10 VDC Controls | 58 | 4000 | 0.0002 | 98 | 95 | 450 | 0.96 | Elevated | 50000 |  |  | 99999 | 0.01 | 19 | 19 | 0.02 | 0 | 0 | 0 | 0 | 0 | 0.91 | 0 | 0 | 0 | 0 | 0 | 0.72 | 0 | 0 | 0 | 0 | 0 | True |  | Non Federally-Regulated | 03/24/2017 |  | 01/23/2018
Lightheaded Lighting | Lightheaded Lighting | D4X-IC*A-*-**-3P1-120 + 2-167-*-**-XTM40-27-9807 | Light Emitting Diode | Inseparable Luminaire | Quick Connect | 0-10 VDC Controls | 63 | 2700 | 0.0002 | 98 | 95 | 450 | 0.96 | Elevated | 50000 |  |  | 99999 | 0.01 | 19 | 19 | 0.02 | 0 | 0 | 0 | 0 | 0 | 0.91 | 0 | 0 | 0 | 0 | 0 | 0.72 | 0 | 0 | 0 | 0 | 0 | True |  | Non Federally-Regulated | 03/24/2017 |  | 01/23/2018
Lightheaded Lighting | Lightheaded Lighting | D4X-IC*A-*-**-3P1-120 + 2-167-*-**-XTM40-30-9807 | Light Emitting Diode | Inseparable Luminaire | Quick Connect | 0-10 VDC Controls | 63 | 3000 | 0.0002 | 98 | 95 | 450 | 0.96 | Elevated | 50000 |  |  | 99999 | 0.01 | 19 | 19 | 0.02 | 0 | 0 | 0 | 0 | 0 | 0.91 | 0 | 0 | 0 | 0 | 0 | 0.72 | 0 | 0 | 0 | 0 | 0 | True |  | Non Federally-Regulated | 03/24/2017 |  | 01/23/2018
Lightheaded Lighting | Lightheaded Lighting | D4X-IC*A-*-**-3P1-120 + 2-167-*-**-XTM40-35-9807 | Light Emitting Diode | Inseparable Luminaire | Quick Connect | 0-10 VDC Controls | 63 | 3500 | 0.0002 | 98 | 95 | 450 | 0.96 | Elevated | 50000 |  |  | 99999 | 0.01 | 19 | 19 | 0.02 | 0 | 0 | 0 | 0 | 0 | 0.91 | 0 | 0 | 0 | 0 | 0 | 0.72 | 0 | 0 | 0 | 0 | 0 | True |  | Non Federally-Regulated | 03/24/2017 |  | 01/23/2018
Lightheaded Lighting | Lightheaded Lighting | D4X-IC*A-*-**-3P1-120 + 2-167-*-**-XTM40-40-9807 | Light Emitting Diode | Inseparable Luminaire | Quick Connect | 0-10 VDC Controls | 63 | 4000 | 0.0002 | 98 | 95 | 450 | 0.96 | Elevated | 50000 |  |  | 99999 | 0.01 | 19 | 19 | 0.02 | 0 | 0 | 0 | 0 | 0 | 0.91 | 0 | 0 | 0 | 0 | 0 | 0.72 | 0 | 0 | 0 | 0 | 0 | True |  | Non Federally-Regulated | 03/24/2017 |  | 01/23/2018
Lightheaded Lighting | Lightheaded Lighting | D4X-IC*A-*-**-3P1-120 + 2-167-*-**-XTM40-27-9810 | Light Emitting Diode | Inseparable Luminaire | Quick Connect | 0-10 VDC Controls | 67 | 2700 | 0.0002 | 98 | 95 | 450 | 0.96 | Elevated | 50000 |  |  | 99999 | 0.01 | 19 | 19 | 0.02 | 0 | 0 | 0 | 0 | 0 | 0.91 | 0 | 0 | 0 | 0 | 0 | 0.72 | 0 | 0 | 0 | 0 | 0 | True |  | Non Federally-Regulated | 03/24/2017 |  | 01/23/2018
Lightheaded Lighting | Lightheaded Lighting | D4X-IC*A-*-**-3P1-120 + 2-167-*-**-XTM40-30-9810 | Light Emitting Diode | Inseparable Luminaire | Quick Connect | 0-10 VDC Controls | 67 | 3000 | 0.0002 | 98 | 95 | 450 | 0.96 | Elevated | 50000 |  |  | 99999 | 0.01 | 19 | 19 | 0.02 | 0 | 0 | 0 | 0 | 0 | 0.91 | 0 | 0 | 0 | 0 | 0 | 0.72 | 0 | 0 | 0 | 0 | 0 | True |  | Non Federally-Regulated | 03/24/2017 |  | 01/23/2018
Lightheaded Lighting | Lightheaded Lighting | D4X-IC*A-*-**-3P1-120 + 2-167-*-**-XTM40-35-9810 | Light Emitting Diode | Inseparable Luminaire | Quick Connect | 0-10 VDC Controls | 67 | 3500 | 0.0002 | 98 | 95 | 450 | 0.96 | Elevated | 50000 |  |  | 99999 | 0.01 | 19 | 19 | 0.02 | 0 | 0 | 0 | 0 | 0 | 0.91 | 0 | 0 | 0 | 0 | 0 | 0.72 | 0 | 0 | 0 | 0 | 0 | True |  | Non Federally-Regulated | 03/24/2017 |  | 01/23/2018
Lightheaded Lighting | Lightheaded Lighting | D4X-IC*A-*-**-3P1-120 + 2-167-*-**-XTM40-40-9810 | Light Emitting Diode | Inseparable Luminaire | Quick Connect | 0-10 VDC Controls | 67 | 4000 | 0.0002 | 98 | 95 | 450 | 0.96 | Elevated | 50000 |  |  | 99999 | 0.01 | 19 | 19 | 0.02 | 0 | 0 | 0 | 0 | 0 | 0.91 | 0 | 0 | 0 | 0 | 0 | 0.72 | 0 | 0 | 0 | 0 | 0 | True |  | Non Federally-Regulated | 03/24/2017 |  | 01/23/2018
Lightheaded Lighting | Lightheaded Lighting | D4X-IC*A-*-**-3P1-120 + 2-167-*-**-XTM60-27-9807 | Light Emitting Diode | Inseparable Luminaire | Quick Connect | 0-10 VDC Controls | 52 | 2700 | 0.0002 | 98 | 95 | 450 | 0.96 | Elevated | 50000 |  |  | 99999 | 0.01 | 19 | 19 | 0.02 | 0 | 0 | 0 | 0 | 0 | 0.91 | 0 | 0 | 0 | 0 | 0 | 0.72 | 0 | 0 | 0 | 0 | 0 | True |  | Non Federally-Regulated | 03/24/2017 |  | 01/23/2018
Lightheaded Lighting | Lightheaded Lighting | D4X-IC*A-*-**-3P1-120 + 2-167-*-**-XTM60-30-9807 | Light Emitting Diode | Inseparable Luminaire | Quick Connect | 0-10 VDC Controls | 52 | 3000 | 0.0002 | 98 | 95 | 450 | 0.96 | Elevated | 50000 |  |  | 99999 | 0.01 | 19 | 19 | 0.02 | 0 | 0 | 0 | 0 | 0 | 0.91 | 0 | 0 | 0 | 0 | 0 | 0.72 | 0 | 0 | 0 | 0 | 0 | True |  | Non Federally-Regulated | 03/24/2017 |  | 01/23/2018
Lightheaded Lighting | Lightheaded Lighting | D4X-IC*A-*-**-3P1-120 + 2-167-*-**-XTM60-35-9807 | Light Emitting Diode | Inseparable Luminaire | Quick Connect | 0-10 VDC Controls | 52 | 3500 | 0.0002 | 98 | 95 | 450 | 0.96 | Elevated | 50000 |  |  | 99999 | 0.01 | 19 | 19 | 0.02 | 0 | 0 | 0 | 0 | 0 | 0.91 | 0 | 0 | 0 | 0 | 0 | 0.72 | 0 | 0 | 0 | 0 | 0 | True |  | Non Federally-Regulated | 03/24/2017 |  | 01/23/2018
Lightheaded Lighting | Lightheaded Lighting | D4X-IC*A-*-**-3P1-120 + 2-167-*-**-XTM60-40-9807 | Light Emitting Diode | Inseparable Luminaire | Quick Connect | 0-10 VDC Controls | 52 | 4000 | 0.0002 | 98 | 95 | 450 | 0.96 | Elevated | 50000 |  |  | 99999 | 0.01 | 19 | 19 | 0.02 | 0 | 0 | 0 | 0 | 0 | 0.91 | 0 | 0 | 0 | 0 | 0 | 0.72 | 0 | 0 | 0 | 0 | 0 | True |  | Non Federally-Regulated | 03/24/2017 |  | 01/23/2018
Lightheaded Lighting | Lightheaded Lighting | D4X-IC*A-*-**-3P1-120 + 2-167-*-**-XTM60-27-9810 | Light Emitting Diode | Inseparable Luminaire | Quick Connect | 0-10 VDC Controls | 64 | 2700 | 0.0002 | 98 | 95 | 450 | 0.96 | Elevated | 50000 |  |  | 99999 | 0.01 | 19 | 19 | 0.02 | 0 | 0 | 0 | 0 | 0 | 0.91 | 0 | 0 | 0 | 0 | 0 | 0.72 | 0 | 0 | 0 | 0 | 0 | True |  | Non Federally-Regulated | 03/24/2017 |  | 01/23/2018
Lightheaded Lighting | Lightheaded Lighting | D4X-IC*A-*-**-3P1-120 + 2-167-*-**-XTM60-30-9810 | Light Emitting Diode | Inseparable Luminaire | Quick Connect | 0-10 VDC Controls | 64 | 3000 | 0.0002 | 98 | 95 | 450 | 0.96 | Elevated | 50000 |  |  | 99999 | 0.01 | 19 | 19 | 0.02 | 0 | 0 | 0 | 0 | 0 | 0.91 | 0 | 0 | 0 | 0 | 0 | 0.72 | 0 | 0 | 0 | 0 | 0 | True |  | Non Federally-Regulated | 03/24/2017 |  | 01/23/2018
Lightheaded Lighting | Lightheaded Lighting | D4X-IC*A-*-**-3P1-120 + 2-167-*-**-XTM60-35-9810 | Light Emitting Diode | Inseparable Luminaire | Quick Connect | 0-10 VDC Controls | 64 | 3500 | 0.0002 | 98 | 95 | 450 | 0.96 | Elevated | 50000 |  |  | 99999 | 0.01 | 19 | 19 | 0.02 | 0 | 0 | 0 | 0 | 0 | 0.91 | 0 | 0 | 0 | 0 | 0 | 0.72 | 0 | 0 | 0 | 0 | 0 | True |  | Non Federally-Regulated | 03/24/2017 |  | 01/23/2018
Lightheaded Lighting | Lightheaded Lighting | D4X-IC*A-*-**-3P1-120 + 2-167-*-**-XTM60-40-9810 | Light Emitting Diode | Inseparable Luminaire | Quick Connect | 0-10 VDC Controls | 64 | 4000 | 0.0002 | 98 | 95 | 450 | 0.96 | Elevated | 50000 |  |  | 99999 | 0.01 | 19 | 19 | 0.02 | 0 | 0 | 0 | 0 | 0 | 0.91 | 0 | 0 | 0 | 0 | 0 | 0.72 | 0 | 0 | 0 | 0 | 0 | True |  | Non Federally-Regulated | 03/24/2017 |  | 01/23/2018
Lightheaded Lighting | Lightheaded Lighting | D4X-IC*A-*-**-3P1-120 + 2-168-*-**-XTM20-27-9807 | Light Emitting Diode | Inseparable Luminaire | Quick Connect | 0-10 VDC Controls | 65 | 2700 | 0.0002 | 98 | 95 | 450 | 0.96 | Elevated | 50000 |  |  | 99999 | 0.01 | 19 | 19 | 0.02 | 0 | 0 | 0 | 0 | 0 | 0.91 | 0 | 0 | 0 | 0 | 0 | 0.72 | 0 | 0 | 0 | 0 | 0 | True |  | Non Federally-Regulated | 03/24/2017 |  | 01/23/2018
Lightheaded Lighting | Lightheaded Lighting | D4X-IC*A-*-**-3P1-120 + 2-168-*-**-XTM20-30-9807 | Light Emitting Diode | Inseparable Luminaire | Quick Connect | 0-10 VDC Controls | 65 | 3000 | 0.0002 | 98 | 95 | 450 | 0.96 | Elevated | 50000 |  |  | 99999 | 0.01 | 19 | 19 | 0.02 | 0 | 0 | 0 | 0 | 0 | 0.91 | 0 | 0 | 0 | 0 | 0 | 0.72 | 0 | 0 | 0 | 0 | 0 | True |  | Non Federally-Regulated | 03/24/2017 |  | 01/23/2018
Lightheaded Lighting | Lightheaded Lighting | D4X-IC*A-*-**-3P1-120 + 2-168-*-**-XTM20-35-9807 | Light Emitting Diode | Inseparable Luminaire | Quick Connect | 0-10 VDC Controls | 65 | 3500 | 0.0002 | 98 | 95 | 450 | 0.96 | Elevated | 50000 |  |  | 99999 | 0.01 | 19 | 19 | 0.02 | 0 | 0 | 0 | 0 | 0 | 0.91 | 0 | 0 | 0 | 0 | 0 | 0.72 | 0 | 0 | 0 | 0 | 0 | True |  | Non Federally-Regulated | 03/24/2017 |  | 01/23/2018
Lightheaded Lighting | Lightheaded Lighting | D4X-IC*A-*-**-3P1-120 + 2-168-*-**-XTM20-40-9807 | Light Emitting Diode | Inseparable Luminaire | Quick Connect | 0-10 VDC Controls | 65 | 4000 | 0.0002 | 98 | 95 | 450 | 0.96 | Elevated | 50000 |  |  | 99999 | 0.01 | 19 | 19 | 0.02 | 0 | 0 | 0 | 0 | 0 | 0.91 | 0 | 0 | 0 | 0 | 0 | 0.72 | 0 | 0 | 0 | 0 | 0 | True |  | Non Federally-Regulated | 03/24/2017 |  | 01/23/2018
Lightheaded Lighting | Lightheaded Lighting | D4X-IC*A-*-**-3P1-120 + 2-168-*-**-XTM20-27-9810 | Light Emitting Diode | Inseparable Luminaire | Quick Connect | 0-10 VDC Controls | 69 | 2700 | 0.0002 | 98 | 95 | 450 | 0.96 | Elevated | 50000 |  |  | 99999 | 0.01 | 19 | 19 | 0.02 | 0 | 0 | 0 | 0 | 0 | 0.91 | 0 | 0 | 0 | 0 | 0 | 0.72 | 0 | 0 | 0 | 0 | 0 | True |  | Non Federally-Regulated | 03/24/2017 |  | 01/23/2018
Lightheaded Lighting | Lightheaded Lighting | D4X-IC*A-*-**-3P1-120 + 2-168-*-**-XTM20-30-9810 | Light Emitting Diode | Inseparable Luminaire | Quick Connect | 0-10 VDC Controls | 69 | 3000 | 0.0002 | 98 | 95 | 450 | 0.96 | Elevated | 50000 |  |  | 99999 | 0.01 | 19 | 19 | 0.02 | 0 | 0 | 0 | 0 | 0 | 0.91 | 0 | 0 | 0 | 0 | 0 | 0.72 | 0 | 0 | 0 | 0 | 0 | True |  | Non Federally-Regulated | 03/24/2017 |  | 01/23/2018
Lightheaded Lighting | Lightheaded Lighting | D4X-IC*A-*-**-3P1-120 + 2-168-*-**-XTM20-35-9810 | Light Emitting Diode | Inseparable Luminaire | Quick Connect | 0-10 VDC Controls | 69 | 3500 | 0.0002 | 98 | 95 | 450 | 0.96 | Elevated | 50000 |  |  | 99999 | 0.01 | 19 | 19 | 0.02 | 0 | 0 | 0 | 0 | 0 | 0.91 | 0 | 0 | 0 | 0 | 0 | 0.72 | 0 | 0 | 0 | 0 | 0 | True |  | Non Federally-Regulated | 03/24/2017 |  | 01/23/2018
Lightheaded Lighting | Lightheaded Lighting | D4X-IC*A-*-**-3P1-120 + 2-168-*-**-XTM20-40-9810 | Light Emitting Diode | Inseparable Luminaire | Quick Connect | 0-10 VDC Controls | 69 | 4000 | 0.0002 | 98 | 95 | 450 | 0.96 | Elevated | 50000 |  |  | 99999 | 0.01 | 19 | 19 | 0.02 | 0 | 0 | 0 | 0 | 0 | 0.91 | 0 | 0 | 0 | 0 | 0 | 0.72 | 0 | 0 | 0 | 0 | 0 | True |  | Non Federally-Regulated | 03/24/2017 |  | 01/23/2018
Lightheaded Lighting | Lightheaded Lighting | D4X-IC*A-*-**-3P1-120 + 2-168-*-**-XTM40-27-9807 | Light Emitting Diode | Inseparable Luminaire | Quick Connect | 0-10 VDC Controls | 64 | 2700 | 0.0002 | 98 | 95 | 450 | 0.96 | Elevated | 50000 |  |  | 99999 | 0.01 | 19 | 19 | 0.02 | 0 | 0 | 0 | 0 | 0 | 0.91 | 0 | 0 | 0 | 0 | 0 | 0.72 | 0 | 0 | 0 | 0 | 0 | True |  | Non Federally-Regulated | 03/24/2017 |  | 01/23/2018
Lightheaded Lighting | Lightheaded Lighting | D4X-IC*A-*-**-3P1-120 + 2-168-*-**-XTM40-30-9807 | Light Emitting Diode | Inseparable Luminaire | Quick Connect | 0-10 VDC Controls | 64 | 3000 | 0.0002 | 98 | 95 | 450 | 0.96 | Elevated | 50000 |  |  | 99999 | 0.01 | 19 | 19 | 0.02 | 0 | 0 | 0 | 0 | 0 | 0.91 | 0 | 0 | 0 | 0 | 0 | 0.72 | 0 | 0 | 0 | 0 | 0 | True |  | Non Federally-Regulated | 03/24/2017 |  | 01/23/2018
Lightheaded Lighting | Lightheaded Lighting | D4X-IC*A-*-**-3P1-120 + 2-168-*-**-XTM40-35-9807 | Light Emitting Diode | Inseparable Luminaire | Quick Connect | 0-10 VDC Controls | 64 | 3500 | 0.0002 | 98 | 95 | 450 | 0.96 | Elevated | 50000 |  |  | 99999 | 0.01 | 19 | 19 | 0.02 | 0 | 0 | 0 | 0 | 0 | 0.91 | 0 | 0 | 0 | 0 | 0 | 0.72 | 0 | 0 | 0 | 0 | 0 | True |  | Non Federally-Regulated | 03/24/2017 |  | 01/23/2018
Lightheaded Lighting | Lightheaded Lighting | D4X-IC*A-*-**-3P1-120 + 2-168-*-**-XTM40-40-9807 | Light Emitting Diode | Inseparable Luminaire | Quick Connect | 0-10 VDC Controls | 64 | 4000 | 0.0002 | 98 | 95 | 450 | 0.96 | Elevated | 50000 |  |  | 99999 | 0.01 | 19 | 19 | 0.02 | 0 | 0 | 0 | 0 | 0 | 0.91 | 0 | 0 | 0 | 0 | 0 | 0.72 | 0 | 0 | 0 | 0 | 0 | True |  | Non Federally-Regulated | 03/24/2017 |  | 01/23/2018
Lightheaded Lighting | Lightheaded Lighting | D4X-IC*A-*-**-3P1-120 + 2-168-*-**-XTM40-27-9810 | Light Emitting Diode | Inseparable Luminaire | Quick Connect | 0-10 VDC Controls | 68 | 2700 | 0.0002 | 98 | 95 | 450 | 0.96 | Elevated | 50000 |  |  | 99999 | 0.01 | 19 | 19 | 0.02 | 0 | 0 | 0 | 0 | 0 | 0.91 | 0 | 0 | 0 | 0 | 0 | 0.72 | 0 | 0 | 0 | 0 | 0 | True |  | Non Federally-Regulated | 03/24/2017 |  | 01/23/2018
Lightheaded Lighting | Lightheaded Lighting | D4X-IC*A-*-**-3P1-120 + 2-168-*-**-XTM40-30-9810 | Light Emitting Diode | Inseparable Luminaire | Quick Connect | 0-10 VDC Controls | 68 | 3000 | 0.0002 | 98 | 95 | 450 | 0.96 | Elevated | 50000 |  |  | 99999 | 0.01 | 19 | 19 | 0.02 | 0 | 0 | 0 | 0 | 0 | 0.91 | 0 | 0 | 0 | 0 | 0 | 0.72 | 0 | 0 | 0 | 0 | 0 | True |  | Non Federally-Regulated | 03/24/2017 |  | 01/23/2018
Lightheaded Lighting | Lightheaded Lighting | D4X-IC*A-*-**-3P1-120 + 2-168-*-**-XTM40-35-9810 | Light Emitting Diode | Inseparable Luminaire | Quick Connect | 0-10 VDC Controls | 68 | 3500 | 0.0002 | 98 | 95 | 450 | 0.96 | Elevated | 50000 |  |  | 99999 | 0.01 | 19 | 19 | 0.02 | 0 | 0 | 0 | 0 | 0 | 0.91 | 0 | 0 | 0 | 0 | 0 | 0.72 | 0 | 0 | 0 | 0 | 0 | True |  | Non Federally-Regulated | 03/24/2017 |  | 01/23/2018
Lightheaded Lighting | Lightheaded Lighting | D4X-IC*A-*-**-3P1-120 + 2-168-*-**-XTM40-40-9810 | Light Emitting Diode | Inseparable Luminaire | Quick Connect | 0-10 VDC Controls | 68 | 4000 | 0.0002 | 98 | 95 | 450 | 0.96 | Elevated | 50000 |  |  | 99999 | 0.01 | 19 | 19 | 0.02 | 0 | 0 | 0 | 0 | 0 | 0.91 | 0 | 0 | 0 | 0 | 0 | 0.72 | 0 | 0 | 0 | 0 | 0 | True |  | Non Federally-Regulated | 03/24/2017 |  | 01/23/2018
Lightheaded Lighting | Lightheaded Lighting | D4X-IC*A-*-**-3P1-120 + 2-168-*-**-XTM60-27-9807 | Light Emitting Diode | Inseparable Luminaire | Quick Connect | 0-10 VDC Controls | 65 | 2700 | 0.0002 | 98 | 95 | 450 | 0.96 | Elevated | 50000 |  |  | 99999 | 0.01 | 19 | 19 | 0.02 | 0 | 0 | 0 | 0 | 0 | 0.91 | 0 | 0 | 0 | 0 | 0 | 0.72 | 0 | 0 | 0 | 0 | 0 | True |  | Non Federally-Regulated | 03/24/2017 |  | 01/23/2018
Lightheaded Lighting | Lightheaded Lighting | D4X-IC*A-*-**-3P1-120 + 2-168-*-**-XTM60-30-9807 | Light Emitting Diode | Inseparable Luminaire | Quick Connect | 0-10 VDC Controls | 65 | 3000 | 0.0002 | 98 | 95 | 450 | 0.96 | Elevated | 50000 |  |  | 99999 | 0.01 | 19 | 19 | 0.02 | 0 | 0 | 0 | 0 | 0 | 0.91 | 0 | 0 | 0 | 0 | 0 | 0.72 | 0 | 0 | 0 | 0 | 0 | True |  | Non Federally-Regulated | 03/24/2017 |  | 01/23/2018
Lightheaded Lighting | Lightheaded Lighting | D4X-IC*A-*-**-3P1-120 + 2-168-*-**-XTM60-35-9807 | Light Emitting Diode | Inseparable Luminaire | Quick Connect | 0-10 VDC Controls | 65 | 3500 | 0.0002 | 98 | 95 | 450 | 0.96 | Elevated | 50000 |  |  | 99999 | 0.01 | 19 | 19 | 0.02 | 0 | 0 | 0 | 0 | 0 | 0.91 | 0 | 0 | 0 | 0 | 0 | 0.72 | 0 | 0 | 0 | 0 | 0 | True |  | Non Federally-Regulated | 03/24/2017 |  | 01/23/2018
Lightheaded Lighting | Lightheaded Lighting | D4X-IC*A-*-**-3P1-120 + 2-168-*-**-XTM60-40-9807 | Light Emitting Diode | Inseparable Luminaire | Quick Connect | 0-10 VDC Controls | 65 | 4000 | 0.0002 | 98 | 95 | 450 | 0.96 | Elevated | 50000 |  |  | 99999 | 0.01 | 19 | 19 | 0.02 | 0 | 0 | 0 | 0 | 0 | 0.91 | 0 | 0 | 0 | 0 | 0 | 0.72 | 0 | 0 | 0 | 0 | 0 | True |  | Non Federally-Regulated | 03/24/2017 |  | 01/23/2018
Lightheaded Lighting | Lightheaded Lighting | D4X-IC*A-*-**-3P1-120 + 2-168-*-**-XTM60-27-9810 | Light Emitting Diode | Inseparable Luminaire | Quick Connect | 0-10 VDC Controls | 69 | 2700 | 0.0002 | 98 | 95 | 450 | 0.96 | Elevated | 50000 |  |  | 99999 | 0.01 | 19 | 19 | 0.02 | 0 | 0 | 0 | 0 | 0 | 0.91 | 0 | 0 | 0 | 0 | 0 | 0.72 | 0 | 0 | 0 | 0 | 0 | True |  | Non Federally-Regulated | 03/24/2017 |  | 01/23/2018
Lightheaded Lighting | Lightheaded Lighting | D4X-IC*A-*-**-3P1-120 + 2-168-*-**-XTM60-30-9810 | Light Emitting Diode | Inseparable Luminaire | Quick Connect | 0-10 VDC Controls | 69 | 3000 | 0.0002 | 98 | 95 | 450 | 0.96 | Elevated | 50000 |  |  | 99999 | 0.01 | 19 | 19 | 0.02 | 0 | 0 | 0 | 0 | 0 | 0.91 | 0 | 0 | 0 | 0 | 0 | 0.72 | 0 | 0 | 0 | 0 | 0 | True |  | Non Federally-Regulated | 03/24/2017 |  | 01/23/2018
Lightheaded Lighting | Lightheaded Lighting | D4X-IC*A-*-**-3P1-120 + 2-168-*-**-XTM60-35-9810 | Light Emitting Diode | Inseparable Luminaire | Quick Connect | 0-10 VDC Controls | 69 | 3500 | 0.0002 | 98 | 95 | 450 | 0.96 | Elevated | 50000 |  |  | 99999 | 0.01 | 19 | 19 | 0.02 | 0 | 0 | 0 | 0 | 0 | 0.91 | 0 | 0 | 0 | 0 | 0 | 0.72 | 0 | 0 | 0 | 0 | 0 | True |  | Non Federally-Regulated | 03/24/2017 |  | 01/23/2018
Lightheaded Lighting | Lightheaded Lighting | D4X-IC*A-*-**-3P1-120 + 2-168-*-**-XTM60-40-9810 | Light Emitting Diode | Inseparable Luminaire | Quick Connect | 0-10 VDC Controls | 69 | 4000 | 0.0002 | 98 | 95 | 450 | 0.96 | Elevated | 50000 |  |  | 99999 | 0.01 | 19 | 19 | 0.02 | 0 | 0 | 0 | 0 | 0 | 0.91 | 0 | 0 | 0 | 0 | 0 | 0.72 | 0 | 0 | 0 | 0 | 0 | True |  | Non Federally-Regulated | 03/24/2017 |  | 01/23/2018
Lightheaded Lighting | Lightheaded Lighting | D4X-IC*A-*-**-3P1-120 + 2-175-*-**-FDT-XTM40-27-9807 | Light Emitting Diode | Inseparable Luminaire | Quick Connect | 0-10 VDC Controls | 65 | 2700 | 0.0002 | 98 | 95 | 450 | 0.96 | Elevated | 50000 |  |  | 99999 | 0.01 | 19 | 19 | 0.02 | 0 | 0 | 0 | 0 | 0 | 0.91 | 0 | 0 | 0 | 0 | 0 | 0.72 | 0 | 0 | 0 | 0 | 0 | True |  | Non Federally-Regulated | 03/24/2017 |  | 01/23/2018
Lightheaded Lighting | Lightheaded Lighting | D4X-IC*A-*-**-3P1-120 + 2-175-*-**-FDT-XTM40-30-9807 | Light Emitting Diode | Inseparable Luminaire | Quick Connect | 0-10 VDC Controls | 65 | 3000 | 0.0002 | 98 | 95 | 450 | 0.96 | Elevated | 50000 |  |  | 99999 | 0.01 | 19 | 19 | 0.02 | 0 | 0 | 0 | 0 | 0 | 0.91 | 0 | 0 | 0 | 0 | 0 | 0.72 | 0 | 0 | 0 | 0 | 0 | True |  | Non Federally-Regulated | 03/24/2017 |  | 01/23/2018
Lightheaded Lighting | Lightheaded Lighting | D4X-IC*A-*-**-3P1-120 + 2-175-*-**-FDT-XTM40-35-9807 | Light Emitting Diode | Inseparable Luminaire | Quick Connect | 0-10 VDC Controls | 65 | 3500 | 0.0002 | 98 | 95 | 450 | 0.96 | Elevated | 50000 |  |  | 99999 | 0.01 | 19 | 19 | 0.02 | 0 | 0 | 0 | 0 | 0 | 0.91 | 0 | 0 | 0 | 0 | 0 | 0.72 | 0 | 0 | 0 | 0 | 0 | True |  | Non Federally-Regulated | 03/24/2017 |  | 01/23/2018
Lightheaded Lighting | Lightheaded Lighting | D4X-IC*A-*-**-3P1-120 + 2-175-*-**-FDT-XTM40-40-9807 | Light Emitting Diode | Inseparable Luminaire | Quick Connect | 0-10 VDC Controls | 65 | 4000 | 0.0002 | 98 | 95 | 450 | 0.96 | Elevated | 50000 |  |  | 99999 | 0.01 | 19 | 19 | 0.02 | 0 | 0 | 0 | 0 | 0 | 0.91 | 0 | 0 | 0 | 0 | 0 | 0.72 | 0 | 0 | 0 | 0 | 0 | True |  | Non Federally-Regulated | 03/24/2017 |  | 01/23/2018
Lightheaded Lighting | Lightheaded Lighting | D4X-IC*A-*-**-3P1-120 + 2-175-*-**-FDT-XTM40-27-9810 | Light Emitting Diode | Inseparable Luminaire | Quick Connect | 0-10 VDC Controls | 70 | 2700 | 0.0002 | 98 | 95 | 450 | 0.96 | Elevated | 50000 |  |  | 99999 | 0.01 | 19 | 19 | 0.02 | 0 | 0 | 0 | 0 | 0 | 0.91 | 0 | 0 | 0 | 0 | 0 | 0.72 | 0 | 0 | 0 | 0 | 0 | True |  | Non Federally-Regulated | 03/24/2017 |  | 01/23/2018
Lightheaded Lighting | Lightheaded Lighting | D4X-IC*A-*-**-3P1-120 + 2-175-*-**-FDT-XTM40-30-9810 | Light Emitting Diode | Inseparable Luminaire | Quick Connect | 0-10 VDC Controls | 70 | 3000 | 0.0002 | 98 | 95 | 450 | 0.96 | Elevated | 50000 |  |  | 99999 | 0.01 | 19 | 19 | 0.02 | 0 | 0 | 0 | 0 | 0 | 0.91 | 0 | 0 | 0 | 0 | 0 | 0.72 | 0 | 0 | 0 | 0 | 0 | True |  | Non Federally-Regulated | 03/24/2017 |  | 01/23/2018
Lightheaded Lighting | Lightheaded Lighting | D4X-IC*A-*-**-3P1-120 + 2-175-*-**-FDT-XTM40-35-9810 | Light Emitting Diode | Inseparable Luminaire | Quick Connect | 0-10 VDC Controls | 70 | 3500 | 0.0002 | 98 | 95 | 450 | 0.96 | Elevated | 50000 |  |  | 99999 | 0.01 | 19 | 19 | 0.02 | 0 | 0 | 0 | 0 | 0 | 0.91 | 0 | 0 | 0 | 0 | 0 | 0.72 | 0 | 0 | 0 | 0 | 0 | True |  | Non Federally-Regulated | 03/24/2017 |  | 01/23/2018
Lightheaded Lighting | Lightheaded Lighting | D4X-IC*A-*-**-3P1-120 + 2-175-*-**-FDT-XTM40-40-9810 | Light Emitting Diode | Inseparable Luminaire | Quick Connect | 0-10 VDC Controls | 70 | 4000 | 0.0002 | 98 | 95 | 450 | 0.96 | Elevated | 50000 |  |  | 99999 | 0.01 | 19 | 19 | 0.02 | 0 | 0 | 0 | 0 | 0 | 0.91 | 0 | 0 | 0 | 0 | 0 | 0.72 | 0 | 0 | 0 | 0 | 0 | True |  | Non Federally-Regulated | 03/24/2017 |  | 01/23/2018
Lightheaded Lighting | Lightheaded Lighting | D4X-IC*A-*-**-3P1-120 + 2-180-*-**-XTM40-27-9807 | Light Emitting Diode | Inseparable Luminaire | Quick Connect | 0-10 VDC Controls | 48 | 2700 | 0.0002 | 98 | 95 | 450 | 0.96 | Elevated | 50000 |  |  | 99999 | 0.01 | 19 | 19 | 0.02 | 0 | 0 | 0 | 0 | 0 | 0.91 | 0 | 0 | 0 | 0 | 0 | 0.72 | 0 | 0 | 0 | 0 | 0 | True |  | Non Federally-Regulated | 03/24/2017 |  | 01/23/2018
Lightheaded Lighting | Lightheaded Lighting | D4X-IC*A-*-**-3P1-120 + 2-180-*-**-XTM40-30-9807 | Light Emitting Diode | Inseparable Luminaire | Quick Connect | 0-10 VDC Controls | 48 | 3000 | 0.0002 | 98 | 95 | 450 | 0.96 | Elevated | 50000 |  |  | 99999 | 0.01 | 19 | 19 | 0.02 | 0 | 0 | 0 | 0 | 0 | 0.91 | 0 | 0 | 0 | 0 | 0 | 0.72 | 0 | 0 | 0 | 0 | 0 | True |  | Non Federally-Regulated | 03/24/2017 |  | 01/23/2018
Lightheaded Lighting | Lightheaded Lighting | D4X-IC*A-*-**-3P1-120 + 2-180-*-**-XTM40-35-9807 | Light Emitting Diode | Inseparable Luminaire | Quick Connect | 0-10 VDC Controls | 48 | 3500 | 0.0002 | 98 | 95 | 450 | 0.96 | Elevated | 50000 |  |  | 99999 | 0.01 | 19 | 19 | 0.02 | 0 | 0 | 0 | 0 | 0 | 0.91 | 0 | 0 | 0 | 0 | 0 | 0.72 | 0 | 0 | 0 | 0 | 0 | True |  | Non Federally-Regulated | 03/24/2017 |  | 01/23/2018
Lightheaded Lighting | Lightheaded Lighting | D4X-IC*A-*-**-3P1-120 + 2-180-*-**-XTM40-40-9807 | Light Emitting Diode | Inseparable Luminaire | Quick Connect | 0-10 VDC Controls | 48 | 4000 | 0.0002 | 98 | 95 | 450 | 0.96 | Elevated | 50000 |  |  | 99999 | 0.01 | 19 | 19 | 0.02 | 0 | 0 | 0 | 0 | 0 | 0.91 | 0 | 0 | 0 | 0 | 0 | 0.72 | 0 | 0 | 0 | 0 | 0 | True |  | Non Federally-Regulated | 03/24/2017 |  | 01/23/2018
Lightheaded Lighting | Lightheaded Lighting | D4X-IC*A-*-**-3P1-120 + 2-180-*-**-XTM40-27-9810 | Light Emitting Diode | Inseparable Luminaire | Quick Connect | 0-10 VDC Controls | 51 | 2700 | 0.0002 | 98 | 95 | 450 | 0.96 | Elevated | 50000 |  |  | 99999 | 0.01 | 19 | 19 | 0.02 | 0 | 0 | 0 | 0 | 0 | 0.91 | 0 | 0 | 0 | 0 | 0 | 0.72 | 0 | 0 | 0 | 0 | 0 | True |  | Non Federally-Regulated | 03/24/2017 |  | 01/23/2018
Lightheaded Lighting | Lightheaded Lighting | D4X-IC*A-*-**-3P1-120 + 2-180-*-**-XTM40-30-9810 | Light Emitting Diode | Inseparable Luminaire | Quick Connect | 0-10 VDC Controls | 51 | 3000 | 0.0002 | 98 | 95 | 450 | 0.96 | Elevated | 50000 |  |  | 99999 | 0.01 | 19 | 19 | 0.02 | 0 | 0 | 0 | 0 | 0 | 0.91 | 0 | 0 | 0 | 0 | 0 | 0.72 | 0 | 0 | 0 | 0 | 0 | True |  | Non Federally-Regulated | 03/24/2017 |  | 01/23/2018
Lightheaded Lighting | Lightheaded Lighting | D4X-IC*A-*-**-3P1-120 + 2-180-*-**-XTM40-35-9810 | Light Emitting Diode | Inseparable Luminaire | Quick Connect | 0-10 VDC Controls | 51 | 3500 | 0.0002 | 98 | 95 | 450 | 0.96 | Elevated | 50000 |  |  | 99999 | 0.01 | 19 | 19 | 0.02 | 0 | 0 | 0 | 0 | 0 | 0.91 | 0 | 0 | 0 | 0 | 0 | 0.72 | 0 | 0 | 0 | 0 | 0 | True |  | Non Federally-Regulated | 03/24/2017 |  | 01/23/2018
Lightheaded Lighting | Lightheaded Lighting | D4X-IC*A-*-**-3P1-120 + 2-180-*-**-XTM40-40-9810 | Light Emitting Diode | Inseparable Luminaire | Quick Connect | 0-10 VDC Controls | 51 | 4000 | 0.0002 | 98 | 95 | 450 | 0.96 | Elevated | 50000 |  |  | 99999 | 0.01 | 19 | 19 | 0.02 | 0 | 0 | 0 | 0 | 0 | 0.91 | 0 | 0 | 0 | 0 | 0 | 0.72 | 0 | 0 | 0 | 0 | 0 | True |  | Non Federally-Regulated | 03/24/2017 |  | 01/23/2018
Lightheaded Lighting | Lightheaded Lighting | D4X-IC*A-*-**-3P1-120 + 2-197-*-**-XTM40-27-9807 | Light Emitting Diode | Inseparable Luminaire | Quick Connect | 0-10 VDC Controls | 48 | 2700 | 0.0002 | 98 | 95 | 450 | 0.96 | Elevated | 50000 |  |  | 99999 | 0.01 | 19 | 19 | 0.02 | 0 | 0 | 0 | 0 | 0 | 0.91 | 0 | 0 | 0 | 0 | 0 | 0.72 | 0 | 0 | 0 | 0 | 0 | True |  | Non Federally-Regulated | 03/24/2017 |  | 01/23/2018
Lightheaded Lighting | Lightheaded Lighting | D4X-IC*A-*-**-3P1-120 + 2-197-*-**-XTM40-30-9807 | Light Emitting Diode | Inseparable Luminaire | Quick Connect | 0-10 VDC Controls | 48 | 3000 | 0.0002 | 98 | 95 | 450 | 0.96 | Elevated | 50000 |  |  | 99999 | 0.01 | 19 | 19 | 0.02 | 0 | 0 | 0 | 0 | 0 | 0.91 | 0 | 0 | 0 | 0 | 0 | 0.72 | 0 | 0 | 0 | 0 | 0 | True |  | Non Federally-Regulated | 03/24/2017 |  | 01/23/2018
Lightheaded Lighting | Lightheaded Lighting | D4X-IC*A-*-**-3P1-120 + 2-197-*-**-XTM40-35-9807 | Light Emitting Diode | Inseparable Luminaire | Quick Connect | 0-10 VDC Controls | 48 | 3500 | 0.0002 | 98 | 95 | 450 | 0.96 | Elevated | 50000 |  |  | 99999 | 0.01 | 19 | 19 | 0.02 | 0 | 0 | 0 | 0 | 0 | 0.91 | 0 | 0 | 0 | 0 | 0 | 0.72 | 0 | 0 | 0 | 0 | 0 | True |  | Non Federally-Regulated | 03/24/2017 |  | 01/23/2018
Lightheaded Lighting | Lightheaded Lighting | D4X-IC*A-*-**-3P1-120 + 2-197-*-**-XTM40-40-9807 | Light Emitting Diode | Inseparable Luminaire | Quick Connect | 0-10 VDC Controls | 48 | 4000 | 0.0002 | 98 | 95 | 450 | 0.96 | Elevated | 50000 |  |  | 99999 | 0.01 | 19 | 19 | 0.02 | 0 | 0 | 0 | 0 | 0 | 0.91 | 0 | 0 | 0 | 0 | 0 | 0.72 | 0 | 0 | 0 | 0 | 0 | True |  | Non Federally-Regulated | 03/24/2017 |  | 01/23/2018
Lightheaded Lighting | Lightheaded Lighting | D4X-IC*A-*-**-3P1-120 + 2-197-*-**-XTM40-27-9810 | Light Emitting Diode | Inseparable Luminaire | Quick Connect | 0-10 VDC Controls | 51 | 2700 | 0.0002 | 98 | 95 | 450 | 0.96 | Elevated | 50000 |  |  | 99999 | 0.01 | 19 | 19 | 0.02 | 0 | 0 | 0 | 0 | 0 | 0.91 | 0 | 0 | 0 | 0 | 0 | 0.72 | 0 | 0 | 0 | 0 | 0 | True |  | Non Federally-Regulated | 03/24/2017 |  | 01/23/2018
Lightheaded Lighting | Lightheaded Lighting | D4X-IC*A-*-**-3P1-120 + 2-197-*-**-XTM40-30-9810 | Light Emitting Diode | Inseparable Luminaire | Quick Connect | 0-10 VDC Controls | 51 | 3000 | 0.0002 | 98 | 95 | 450 | 0.96 | Elevated | 50000 |  |  | 99999 | 0.01 | 19 | 19 | 0.02 | 0 | 0 | 0 | 0 | 0 | 0.91 | 0 | 0 | 0 | 0 | 0 | 0.72 | 0 | 0 | 0 | 0 | 0 | True |  | Non Federally-Regulated | 03/24/2017 |  | 01/23/2018
Lightheaded Lighting | Lightheaded Lighting | D4X-IC*A-*-**-3P1-120 + 2-197-*-**-XTM40-35-9810 | Light Emitting Diode | Inseparable Luminaire | Quick Connect | 0-10 VDC Controls | 51 | 3500 | 0.0002 | 98 | 95 | 450 | 0.96 | Elevated | 50000 |  |  | 99999 | 0.01 | 19 | 19 | 0.02 | 0 | 0 | 0 | 0 | 0 | 0.91 | 0 | 0 | 0 | 0 | 0 | 0.72 | 0 | 0 | 0 | 0 | 0 | True |  | Non Federally-Regulated | 03/24/2017 |  | 01/23/2018
Lightheaded Lighting | Lightheaded Lighting | D4X-IC*A-*-**-3P1-120 + 2-197-*-**-XTM40-40-9810 | Light Emitting Diode | Inseparable Luminaire | Quick Connect | 0-10 VDC Controls | 51 | 4000 | 0.0002 | 98 | 95 | 450 | 0.96 | Elevated | 50000 |  |  | 99999 | 0.01 | 19 | 19 | 0.02 | 0 | 0 | 0 | 0 | 0 | 0.91 | 0 | 0 | 0 | 0 | 0 | 0.72 | 0 | 0 | 0 | 0 | 0 | True |  | Non Federally-Regulated | 03/24/2017 |  | 01/23/2018
Lightheaded Lighting | Lightheaded Lighting | D4X-IC*A-*-**-3P1-120 + 2-500-*-**-XTM40-27-9807 | Light Emitting Diode | Inseparable Luminaire | Quick Connect | 0-10 VDC Controls | 66 | 2700 | 0.0002 | 98 | 95 | 450 | 0.96 | Elevated | 50000 |  |  | 99999 | 0.01 | 19 | 19 | 0.02 | 0 | 0 | 0 | 0 | 0 | 0.91 | 0 | 0 | 0 | 0 | 0 | 0.72 | 0 | 0 | 0 | 0 | 0 | True |  | Non Federally-Regulated | 03/24/2017 |  | 01/23/2018
Lightheaded Lighting | Lightheaded Lighting | D4X-IC*A-*-**-3P1-120 + 2-500-*-**-XTM40-30-9807 | Light Emitting Diode | Inseparable Luminaire | Quick Connect | 0-10 VDC Controls | 66 | 3000 | 0.0002 | 98 | 95 | 450 | 0.96 | Elevated | 50000 |  |  | 99999 | 0.01 | 19 | 19 | 0.02 | 0 | 0 | 0 | 0 | 0 | 0.91 | 0 | 0 | 0 | 0 | 0 | 0.72 | 0 | 0 | 0 | 0 | 0 | True |  | Non Federally-Regulated | 03/24/2017 |  | 01/23/2018
Lightheaded Lighting | Lightheaded Lighting | D4X-IC*A-*-**-3P1-120 + 2-500-*-**-XTM40-35-9807 | Light Emitting Diode | Inseparable Luminaire | Quick Connect | 0-10 VDC Controls | 66 | 3500 | 0.0002 | 98 | 95 | 450 | 0.96 | Elevated | 50000 |  |  | 99999 | 0.01 | 19 | 19 | 0.02 | 0 | 0 | 0 | 0 | 0 | 0.91 | 0 | 0 | 0 | 0 | 0 | 0.72 | 0 | 0 | 0 | 0 | 0 | True |  | Non Federally-Regulated | 03/24/2017 |  | 01/23/2018
Lightheaded Lighting | Lightheaded Lighting | D4X-IC*A-*-**-3P1-120 + 2-500-*-**-XTM40-40-9807 | Light Emitting Diode | Inseparable Luminaire | Quick Connect | 0-10 VDC Controls | 66 | 4000 | 0.0002 | 98 | 95 | 450 | 0.96 | Elevated | 50000 |  |  | 99999 | 0.01 | 19 | 19 | 0.02 | 0 | 0 | 0 | 0 | 0 | 0.91 | 0 | 0 | 0 | 0 | 0 | 0.72 | 0 | 0 | 0 | 0 | 0 | True |  | Non Federally-Regulated | 03/24/2017 |  | 01/23/2018
Lightheaded Lighting | Lightheaded Lighting | D4X-IC*A-*-**-3P1-120 + 2-500-*-**-XTM40-27-9810 | Light Emitting Diode | Inseparable Luminaire | Quick Connect | 0-10 VDC Controls | 70 | 2700 | 0.0002 | 98 | 95 | 450 | 0.96 | Elevated | 50000 |  |  | 99999 | 0.01 | 19 | 19 | 0.02 | 0 | 0 | 0 | 0 | 0 | 0.91 | 0 | 0 | 0 | 0 | 0 | 0.72 | 0 | 0 | 0 | 0 | 0 | True |  | Non Federally-Regulated | 03/24/2017 |  | 01/23/2018
Lightheaded Lighting | Lightheaded Lighting | D4X-IC*A-*-**-3P1-120 + 2-500-*-**-XTM40-30-9810 | Light Emitting Diode | Inseparable Luminaire | Quick Connect | 0-10 VDC Controls | 70 | 3000 | 0.0002 | 98 | 95 | 450 | 0.96 | Elevated | 50000 |  |  | 99999 | 0.01 | 19 | 19 | 0.02 | 0 | 0 | 0 | 0 | 0 | 0.91 | 0 | 0 | 0 | 0 | 0 | 0.72 | 0 | 0 | 0 | 0 | 0 | True |  | Non Federally-Regulated | 03/24/2017 |  | 01/23/2018
Lightheaded Lighting | Lightheaded Lighting | D4X-IC*A-*-**-3P1-120 + 2-500-*-**-XTM40-35-9810 | Light Emitting Diode | Inseparable Luminaire | Quick Connect | 0-10 VDC Controls | 70 | 3500 | 0.0002 | 98 | 95 | 450 | 0.96 | Elevated | 50000 |  |  | 99999 | 0.01 | 19 | 19 | 0.02 | 0 | 0 | 0 | 0 | 0 | 0.91 | 0 | 0 | 0 | 0 | 0 | 0.72 | 0 | 0 | 0 | 0 | 0 | True |  | Non Federally-Regulated | 03/24/2017 |  | 01/23/2018
Lightheaded Lighting | Lightheaded Lighting | D4X-IC*A-*-**-3P1-120 + 2-500-*-**-XTM40-40-9810 | Light Emitting Diode | Inseparable Luminaire | Quick Connect | 0-10 VDC Controls | 70 | 4000 | 0.0002 | 98 | 95 | 450 | 0.96 | Elevated | 50000 |  |  | 99999 | 0.01 | 19 | 19 | 0.02 | 0 | 0 | 0 | 0 | 0 | 0.91 | 0 | 0 | 0 | 0 | 0 | 0.72 | 0 | 0 | 0 | 0 | 0 | True |  | Non Federally-Regulated | 03/24/2017 |  | 01/23/2018
Lightheaded Lighting | Lightheaded Lighting | D4X-IC*A-*-**-3P1-120 + 2-500-*-**-XTM60-27-9807 | Light Emitting Diode | Inseparable Luminaire | Quick Connect | 0-10 VDC Controls | 54 | 2700 | 0.0002 | 98 | 95 | 450 | 0.96 | Elevated | 50000 |  |  | 99999 | 0.01 | 19 | 19 | 0.02 | 0 | 0 | 0 | 0 | 0 | 0.91 | 0 | 0 | 0 | 0 | 0 | 0.72 | 0 | 0 | 0 | 0 | 0 | True |  | Non Federally-Regulated | 03/24/2017 |  | 01/23/2018
Lightheaded Lighting | Lightheaded Lighting | D4X-IC*A-*-**-3P1-120 + 2-500-*-**-XTM60-30-9807 | Light Emitting Diode | Inseparable Luminaire | Quick Connect | 0-10 VDC Controls | 54 | 3000 | 0.0002 | 98 | 95 | 450 | 0.96 | Elevated | 50000 |  |  | 99999 | 0.01 | 19 | 19 | 0.02 | 0 | 0 | 0 | 0 | 0 | 0.91 | 0 | 0 | 0 | 0 | 0 | 0.72 | 0 | 0 | 0 | 0 | 0 | True |  | Non Federally-Regulated | 03/24/2017 |  | 01/23/2018
Lightheaded Lighting | Lightheaded Lighting | D4X-IC*A-*-**-3P1-120 + 2-500-*-**-XTM60-35-9807 | Light Emitting Diode | Inseparable Luminaire | Quick Connect | 0-10 VDC Controls | 54 | 3500 | 0.0002 | 98 | 95 | 450 | 0.96 | Elevated | 50000 |  |  | 99999 | 0.01 | 19 | 19 | 0.02 | 0 | 0 | 0 | 0 | 0 | 0.91 | 0 | 0 | 0 | 0 | 0 | 0.72 | 0 | 0 | 0 | 0 | 0 | True |  | Non Federally-Regulated | 03/24/2017 |  | 01/23/2018
Lightheaded Lighting | Lightheaded Lighting | D4X-IC*A-*-**-3P1-120 + 2-500-*-**-XTM60-40-9807 | Light Emitting Diode | Inseparable Luminaire | Quick Connect | 0-10 VDC Controls | 54 | 4000 | 0.0002 | 98 | 95 | 450 | 0.96 | Elevated | 50000 |  |  | 99999 | 0.01 | 19 | 19 | 0.02 | 0 | 0 | 0 | 0 | 0 | 0.91 | 0 | 0 | 0 | 0 | 0 | 0.72 | 0 | 0 | 0 | 0 | 0 | True |  | Non Federally-Regulated | 03/24/2017 |  | 01/23/2018
Lightheaded Lighting | Lightheaded Lighting | D4X-IC*A-*-**-3P1-120 + 2-500-*-**-XTM60-27-9810 | Light Emitting Diode | Inseparable Luminaire | Quick Connect | 0-10 VDC Controls | 57 | 2700 | 0.0002 | 98 | 95 | 450 | 0.96 | Elevated | 50000 |  |  | 99999 | 0.01 | 19 | 19 | 0.02 | 0 | 0 | 0 | 0 | 0 | 0.91 | 0 | 0 | 0 | 0 | 0 | 0.72 | 0 | 0 | 0 | 0 | 0 | True |  | Non Federally-Regulated | 03/24/2017 |  | 01/23/2018
Lightheaded Lighting | Lightheaded Lighting | D4X-IC*A-*-**-3P1-120 + 2-500-*-**-XTM60-30-9810 | Light Emitting Diode | Inseparable Luminaire | Quick Connect | 0-10 VDC Controls | 57 | 3000 | 0.0002 | 98 | 95 | 450 | 0.96 | Elevated | 50000 |  |  | 99999 | 0.01 | 19 | 19 | 0.02 | 0 | 0 | 0 | 0 | 0 | 0.91 | 0 | 0 | 0 | 0 | 0 | 0.72 | 0 | 0 | 0 | 0 | 0 | True |  | Non Federally-Regulated | 03/24/2017 |  | 01/23/2018
Lightheaded Lighting | Lightheaded Lighting | D4X-IC*A-*-**-3P1-120 + 2-500-*-**-XTM60-35-9810 | Light Emitting Diode | Inseparable Luminaire | Quick Connect | 0-10 VDC Controls | 57 | 3500 | 0.0002 | 98 | 95 | 450 | 0.96 | Elevated | 50000 |  |  | 99999 | 0.01 | 19 | 19 | 0.02 | 0 | 0 | 0 | 0 | 0 | 0.91 | 0 | 0 | 0 | 0 | 0 | 0.72 | 0 | 0 | 0 | 0 | 0 | True |  | Non Federally-Regulated | 03/24/2017 |  | 01/23/2018
Lightheaded Lighting | Lightheaded Lighting | D4X-IC*A-*-**-3P1-120 + 2-500-*-**-XTM60-40-9810 | Light Emitting Diode | Inseparable Luminaire | Quick Connect | 0-10 VDC Controls | 57 | 4000 | 0.0002 | 98 | 95 | 450 | 0.96 | Elevated | 50000 |  |  | 99999 | 0.01 | 19 | 19 | 0.02 | 0 | 0 | 0 | 0 | 0 | 0.91 | 0 | 0 | 0 | 0 | 0 | 0.72 | 0 | 0 | 0 | 0 | 0 | True |  | Non Federally-Regulated | 03/24/2017 |  | 01/23/2018
Lightheaded Lighting | Lightheaded Lighting | D4X-IC*A-*-**-3P1-120 + 2-520-*-**-SAS-XTM20-27-9807 | Light Emitting Diode | Inseparable Luminaire | Quick Connect | 0-10 VDC Controls | 53 | 2700 | 0.0002 | 98 | 95 | 450 | 0.96 | Elevated | 50000 |  |  | 99999 | 0.01 | 19 | 19 | 0.02 | 0 | 0 | 0 | 0 | 0 | 0.91 | 0 | 0 | 0 | 0 | 0 | 0.72 | 0 | 0 | 0 | 0 | 0 | True |  | Non Federally-Regulated | 03/24/2017 |  | 01/23/2018
Lightheaded Lighting | Lightheaded Lighting | D4X-IC*A-*-**-3P1-120 + 2-520-*-**-SAS-XTM20-30-9807 | Light Emitting Diode | Inseparable Luminaire | Quick Connect | 0-10 VDC Controls | 53 | 3000 | 0.0002 | 98 | 95 | 450 | 0.96 | Elevated | 50000 |  |  | 99999 | 0.01 | 19 | 19 | 0.02 | 0 | 0 | 0 | 0 | 0 | 0.91 | 0 | 0 | 0 | 0 | 0 | 0.72 | 0 | 0 | 0 | 0 | 0 | True |  | Non Federally-Regulated | 03/24/2017 |  | 01/23/2018
Lightheaded Lighting | Lightheaded Lighting | D4X-IC*A-*-**-3P1-120 + 2-520-*-**-SAS-XTM20-35-9807 | Light Emitting Diode | Inseparable Luminaire | Quick Connect | 0-10 VDC Controls | 53 | 3500 | 0.0002 | 98 | 95 | 450 | 0.96 | Elevated | 50000 |  |  | 99999 | 0.01 | 19 | 19 | 0.02 | 0 | 0 | 0 | 0 | 0 | 0.91 | 0 | 0 | 0 | 0 | 0 | 0.72 | 0 | 0 | 0 | 0 | 0 | True |  | Non Federally-Regulated | 03/24/2017 |  | 01/23/2018
Lightheaded Lighting | Lightheaded Lighting | D4X-IC*A-*-**-3P1-120 + 2-520-*-**-SAS-XTM20-40-9807 | Light Emitting Diode | Inseparable Luminaire | Quick Connect | 0-10 VDC Controls | 53 | 4000 | 0.0002 | 98 | 95 | 450 | 0.96 | Elevated | 50000 |  |  | 99999 | 0.01 | 19 | 19 | 0.02 | 0 | 0 | 0 | 0 | 0 | 0.91 | 0 | 0 | 0 | 0 | 0 | 0.72 | 0 | 0 | 0 | 0 | 0 | True |  | Non Federally-Regulated | 03/24/2017 |  | 01/23/2018
Lightheaded Lighting | Lightheaded Lighting | D4X-IC*A-*-**-3P1-120 + 2-520-*-**-SAS-XTM20-27-9810 | Light Emitting Diode | Inseparable Luminaire | Quick Connect | 0-10 VDC Controls | 57 | 2700 | 0.0002 | 98 | 95 | 450 | 0.96 | Elevated | 50000 |  |  | 99999 | 0.01 | 19 | 19 | 0.02 | 0 | 0 | 0 | 0 | 0 | 0.91 | 0 | 0 | 0 | 0 | 0 | 0.72 | 0 | 0 | 0 | 0 | 0 | True |  | Non Federally-Regulated | 03/24/2017 |  | 01/23/2018
Lightheaded Lighting | Lightheaded Lighting | D4X-IC*A-*-**-3P1-120 + 2-520-*-**-SAS-XTM20-30-9810 | Light Emitting Diode | Inseparable Luminaire | Quick Connect | 0-10 VDC Controls | 57 | 3000 | 0.0002 | 98 | 95 | 450 | 0.96 | Elevated | 50000 |  |  | 99999 | 0.01 | 19 | 19 | 0.02 | 0 | 0 | 0 | 0 | 0 | 0.91 | 0 | 0 | 0 | 0 | 0 | 0.72 | 0 | 0 | 0 | 0 | 0 | True |  | Non Federally-Regulated | 03/24/2017 |  | 01/23/2018
Lightheaded Lighting | Lightheaded Lighting | D4X-IC*A-*-**-3P1-120 + 2-520-*-**-SAS-XTM20-35-9810 | Light Emitting Diode | Inseparable Luminaire | Quick Connect | 0-10 VDC Controls | 57 | 3500 | 0.0002 | 98 | 95 | 450 | 0.96 | Elevated | 50000 |  |  | 99999 | 0.01 | 19 | 19 | 0.02 | 0 | 0 | 0 | 0 | 0 | 0.91 | 0 | 0 | 0 | 0 | 0 | 0.72 | 0 | 0 | 0 | 0 | 0 | True |  | Non Federally-Regulated | 03/24/2017 |  | 01/23/2018
Lightheaded Lighting | Lightheaded Lighting | D4X-IC*A-*-**-3P1-120 + 2-520-*-**-SAS-XTM20-40-9810 | Light Emitting Diode | Inseparable Luminaire | Quick Connect | 0-10 VDC Controls | 57 | 4000 | 0.0002 | 98 | 95 | 450 | 0.96 | Elevated | 50000 |  |  | 99999 | 0.01 | 19 | 19 | 0.02 | 0 | 0 | 0 | 0 | 0 | 0.91 | 0 | 0 | 0 | 0 | 0 | 0.72 | 0 | 0 | 0 | 0 | 0 | True |  | Non Federally-Regulated | 03/24/2017 |  | 01/23/2018
Lightheaded Lighting | Lightheaded Lighting | D4X-IC*A-*-**-3P1-120 + 2-520-*-**-SAS-XTM40-27-9807 | Light Emitting Diode | Inseparable Luminaire | Quick Connect | 0-10 VDC Controls | 66 | 2700 | 0.0002 | 98 | 95 | 450 | 0.96 | Elevated | 50000 |  |  | 99999 | 0.01 | 19 | 19 | 0.02 | 0 | 0 | 0 | 0 | 0 | 0.91 | 0 | 0 | 0 | 0 | 0 | 0.72 | 0 | 0 | 0 | 0 | 0 | True |  | Non Federally-Regulated | 03/24/2017 |  | 01/23/2018
Lightheaded Lighting | Lightheaded Lighting | D4X-IC*A-*-**-3P1-120 + 2-520-*-**-SAS-XTM40-30-9807 | Light Emitting Diode | Inseparable Luminaire | Quick Connect | 0-10 VDC Controls | 66 | 3000 | 0.0002 | 98 | 95 | 450 | 0.96 | Elevated | 50000 |  |  | 99999 | 0.01 | 19 | 19 | 0.02 | 0 | 0 | 0 | 0 | 0 | 0.91 | 0 | 0 | 0 | 0 | 0 | 0.72 | 0 | 0 | 0 | 0 | 0 | True |  | Non Federally-Regulated | 03/24/2017 |  | 01/23/2018
Lightheaded Lighting | Lightheaded Lighting | D4X-IC*A-*-**-3P1-120 + 2-520-*-**-SAS-XTM40-35-9807 | Light Emitting Diode | Inseparable Luminaire | Quick Connect | 0-10 VDC Controls | 66 | 3500 | 0.0002 | 98 | 95 | 450 | 0.96 | Elevated | 50000 |  |  | 99999 | 0.01 | 19 | 19 | 0.02 | 0 | 0 | 0 | 0 | 0 | 0.91 | 0 | 0 | 0 | 0 | 0 | 0.72 | 0 | 0 | 0 | 0 | 0 | True |  | Non Federally-Regulated | 03/24/2017 |  | 01/23/2018
Lightheaded Lighting | Lightheaded Lighting | D4X-IC*A-*-**-3P1-120 + 2-520-*-**-SAS-XTM40-40-9807 | Light Emitting Diode | Inseparable Luminaire | Quick Connect | 0-10 VDC Controls | 66 | 4000 | 0.0002 | 98 | 95 | 450 | 0.96 | Elevated | 50000 |  |  | 99999 | 0.01 | 19 | 19 | 0.02 | 0 | 0 | 0 | 0 | 0 | 0.91 | 0 | 0 | 0 | 0 | 0 | 0.72 | 0 | 0 | 0 | 0 | 0 | True |  | Non Federally-Regulated | 03/24/2017 |  | 01/23/2018
Lightheaded Lighting | Lightheaded Lighting | D4X-IC*A-*-**-3P1-120 + 2-520-*-**-SAS-XTM40-27-9810 | Light Emitting Diode | Inseparable Luminaire | Quick Connect | 0-10 VDC Controls | 70 | 2700 | 0.0002 | 98 | 95 | 450 | 0.96 | Elevated | 50000 |  |  | 99999 | 0.01 | 19 | 19 | 0.02 | 0 | 0 | 0 | 0 | 0 | 0.91 | 0 | 0 | 0 | 0 | 0 | 0.72 | 0 | 0 | 0 | 0 | 0 | True |  | Non Federally-Regulated | 03/24/2017 |  | 01/23/2018
Lightheaded Lighting | Lightheaded Lighting | D4X-IC*A-*-**-3P1-120 + 2-520-*-**-SAS-XTM40-30-9810 | Light Emitting Diode | Inseparable Luminaire | Quick Connect | 0-10 VDC Controls | 70 | 3000 | 0.0002 | 98 | 95 | 450 | 0.96 | Elevated | 50000 |  |  | 99999 | 0.01 | 19 | 19 | 0.02 | 0 | 0 | 0 | 0 | 0 | 0.91 | 0 | 0 | 0 | 0 | 0 | 0.72 | 0 | 0 | 0 | 0 | 0 | True |  | Non Federally-Regulated | 03/24/2017 |  | 01/23/2018
Lightheaded Lighting | Lightheaded Lighting | D4X-IC*A-*-**-3P1-120 + 2-520-*-**-SAS-XTM40-35-9810 | Light Emitting Diode | Inseparable Luminaire | Quick Connect | 0-10 VDC Controls | 70 | 3500 | 0.0002 | 98 | 95 | 450 | 0.96 | Elevated | 50000 |  |  | 99999 | 0.01 | 19 | 19 | 0.02 | 0 | 0 | 0 | 0 | 0 | 0.91 | 0 | 0 | 0 | 0 | 0 | 0.72 | 0 | 0 | 0 | 0 | 0 | True |  | Non Federally-Regulated | 03/24/2017 |  | 01/23/2018
Lightheaded Lighting | Lightheaded Lighting | D4X-IC*A-*-**-3P1-120 + 2-520-*-**-SAS-XTM40-40-9810 | Light Emitting Diode | Inseparable Luminaire | Quick Connect | 0-10 VDC Controls | 70 | 4000 | 0.0002 | 98 | 95 | 450 | 0.96 | Elevated | 50000 |  |  | 99999 | 0.01 | 19 | 19 | 0.02 | 0 | 0 | 0 | 0 | 0 | 0.91 | 0 | 0 | 0 | 0 | 0 | 0.72 | 0 | 0 | 0 | 0 | 0 | True |  | Non Federally-Regulated | 03/24/2017 |  | 01/23/2018
Lightheaded Lighting | Lightheaded Lighting | D4X-IC*A-*-**-3P1-120 + 2-520-*-**-SAS-XTM60-27-9807 | Light Emitting Diode | Inseparable Luminaire | Quick Connect | 0-10 VDC Controls | 60 | 2700 | 0.0002 | 98 | 95 | 450 | 0.96 | Elevated | 50000 |  |  | 99999 | 0.01 | 19 | 19 | 0.02 | 0 | 0 | 0 | 0 | 0 | 0.91 | 0 | 0 | 0 | 0 | 0 | 0.72 | 0 | 0 | 0 | 0 | 0 | True |  | Non Federally-Regulated | 03/24/2017 |  | 01/23/2018
Lightheaded Lighting | Lightheaded Lighting | D4X-IC*A-*-**-3P1-120 + 2-520-*-**-SAS-XTM60-30-9807 | Light Emitting Diode | Inseparable Luminaire | Quick Connect | 0-10 VDC Controls | 60 | 3000 | 0.0002 | 98 | 95 | 450 | 0.96 | Elevated | 50000 |  |  | 99999 | 0.01 | 19 | 19 | 0.02 | 0 | 0 | 0 | 0 | 0 | 0.91 | 0 | 0 | 0 | 0 | 0 | 0.72 | 0 | 0 | 0 | 0 | 0 | True |  | Non Federally-Regulated | 03/24/2017 |  | 01/23/2018
Lightheaded Lighting | Lightheaded Lighting | D4X-IC*A-*-**-3P1-120 + 2-520-*-**-SAS-XTM60-35-9807 | Light Emitting Diode | Inseparable Luminaire | Quick Connect | 0-10 VDC Controls | 60 | 3500 | 0.0002 | 98 | 95 | 450 | 0.96 | Elevated | 50000 |  |  | 99999 | 0.01 | 19 | 19 | 0.02 | 0 | 0 | 0 | 0 | 0 | 0.91 | 0 | 0 | 0 | 0 | 0 | 0.72 | 0 | 0 | 0 | 0 | 0 | True |  | Non Federally-Regulated | 03/24/2017 |  | 01/23/2018
Lightheaded Lighting | Lightheaded Lighting | D4X-IC*A-*-**-3P1-120 + 2-520-*-**-SAS-XTM60-40-9807 | Light Emitting Diode | Inseparable Luminaire | Quick Connect | 0-10 VDC Controls | 60 | 4000 | 0.0002 | 98 | 95 | 450 | 0.96 | Elevated | 50000 |  |  | 99999 | 0.01 | 19 | 19 | 0.02 | 0 | 0 | 0 | 0 | 0 | 0.91 | 0 | 0 | 0 | 0 | 0 | 0.72 | 0 | 0 | 0 | 0 | 0 | True |  | Non Federally-Regulated | 03/24/2017 |  | 01/23/2018
Lightheaded Lighting | Lightheaded Lighting | D4X-IC*A-*-**-3P1-120 + 2-520-*-**-SAS-XTM60-27-9810 | Light Emitting Diode | Inseparable Luminaire | Quick Connect | 0-10 VDC Controls | 64 | 2700 | 0.0002 | 98 | 95 | 450 | 0.96 | Elevated | 50000 |  |  | 99999 | 0.01 | 19 | 19 | 0.02 | 0 | 0 | 0 | 0 | 0 | 0.91 | 0 | 0 | 0 | 0 | 0 | 0.72 | 0 | 0 | 0 | 0 | 0 | True |  | Non Federally-Regulated | 03/24/2017 |  | 01/23/2018
Lightheaded Lighting | Lightheaded Lighting | D4X-IC*A-*-**-3P1-120 + 2-520-*-**-SAS-XTM60-30-9810 | Light Emitting Diode | Inseparable Luminaire | Quick Connect | 0-10 VDC Controls | 64 | 3000 | 0.0002 | 98 | 95 | 450 | 0.96 | Elevated | 50000 |  |  | 99999 | 0.01 | 19 | 19 | 0.02 | 0 | 0 | 0 | 0 | 0 | 0.91 | 0 | 0 | 0 | 0 | 0 | 0.72 | 0 | 0 | 0 | 0 | 0 | True |  | Non Federally-Regulated | 03/24/2017 |  | 01/23/2018
Lightheaded Lighting | Lightheaded Lighting | D4X-IC*A-*-**-3P1-120 + 2-520-*-**-SAS-XTM60-35-9810 | Light Emitting Diode | Inseparable Luminaire | Quick Connect | 0-10 VDC Controls | 64 | 3500 | 0.0002 | 98 | 95 | 450 | 0.96 | Elevated | 50000 |  |  | 99999 | 0.01 | 19 | 19 | 0.02 | 0 | 0 | 0 | 0 | 0 | 0.91 | 0 | 0 | 0 | 0 | 0 | 0.72 | 0 | 0 | 0 | 0 | 0 | True |  | Non Federally-Regulated | 03/24/2017 |  | 01/23/2018
Lightheaded Lighting | Lightheaded Lighting | D4X-IC*A-*-**-3P1-120 + 2-520-*-**-SAS-XTM60-40-9810 | Light Emitting Diode | Inseparable Luminaire | Quick Connect | 0-10 VDC Controls | 64 | 4000 | 0.0002 | 98 | 95 | 450 | 0.96 | Elevated | 50000 |  |  | 99999 | 0.01 | 19 | 19 | 0.02 | 0 | 0 | 0 | 0 | 0 | 0.91 | 0 | 0 | 0 | 0 | 0 | 0.72 | 0 | 0 | 0 | 0 | 0 | True |  | Non Federally-Regulated | 03/24/2017 |  | 01/23/2018
Lightheaded Lighting | Lightheaded Lighting | D4X-IC*A-*-**-3P1-120 + 2-520-*-**-WHO-XTM20-27-9807 | Light Emitting Diode | Inseparable Luminaire | Quick Connect | 0-10 VDC Controls | 53 | 2700 | 0.0002 | 98 | 95 | 450 | 0.96 | Elevated | 50000 |  |  | 99999 | 0.01 | 19 | 19 | 0.02 | 0 | 0 | 0 | 0 | 0 | 0.91 | 0 | 0 | 0 | 0 | 0 | 0.72 | 0 | 0 | 0 | 0 | 0 | True |  | Non Federally-Regulated | 03/24/2017 |  | 01/23/2018
Lightheaded Lighting | Lightheaded Lighting | D4X-IC*A-*-**-3P1-120 + 2-520-*-**-WHO-XTM20-30-9807 | Light Emitting Diode | Inseparable Luminaire | Quick Connect | 0-10 VDC Controls | 53 | 3000 | 0.0002 | 98 | 95 | 450 | 0.96 | Elevated | 50000 |  |  | 99999 | 0.01 | 19 | 19 | 0.02 | 0 | 0 | 0 | 0 | 0 | 0.91 | 0 | 0 | 0 | 0 | 0 | 0.72 | 0 | 0 | 0 | 0 | 0 | True |  | Non Federally-Regulated | 03/24/2017 |  | 01/23/2018
Lightheaded Lighting | Lightheaded Lighting | D4X-IC*A-*-**-3P1-120 + 2-520-*-**-WHO-XTM20-35-9807 | Light Emitting Diode | Inseparable Luminaire | Quick Connect | 0-10 VDC Controls | 53 | 3500 | 0.0002 | 98 | 95 | 450 | 0.96 | Elevated | 50000 |  |  | 99999 | 0.01 | 19 | 19 | 0.02 | 0 | 0 | 0 | 0 | 0 | 0.91 | 0 | 0 | 0 | 0 | 0 | 0.72 | 0 | 0 | 0 | 0 | 0 | True |  | Non Federally-Regulated | 03/24/2017 |  | 01/23/2018
Lightheaded Lighting | Lightheaded Lighting | D4X-IC*A-*-**-3P1-120 + 2-520-*-**-WHO-XTM20-40-9807 | Light Emitting Diode | Inseparable Luminaire | Quick Connect | 0-10 VDC Controls | 53 | 4000 | 0.0002 | 98 | 95 | 450 | 0.96 | Elevated | 50000 |  |  | 99999 | 0.01 | 19 | 19 | 0.02 | 0 | 0 | 0 | 0 | 0 | 0.91 | 0 | 0 | 0 | 0 | 0 | 0.72 | 0 | 0 | 0 | 0 | 0 | True |  | Non Federally-Regulated | 03/24/2017 |  | 01/23/2018
Lightheaded Lighting | Lightheaded Lighting | D4X-IC*A-*-**-3P1-120 + 2-520-*-**-WHO-XTM20-27-9810 | Light Emitting Diode | Inseparable Luminaire | Quick Connect | 0-10 VDC Controls | 57 | 2700 | 0.0002 | 98 | 95 | 450 | 0.96 | Elevated | 50000 |  |  | 99999 | 0.01 | 19 | 19 | 0.02 | 0 | 0 | 0 | 0 | 0 | 0.91 | 0 | 0 | 0 | 0 | 0 | 0.72 | 0 | 0 | 0 | 0 | 0 | True |  | Non Federally-Regulated | 03/24/2017 |  | 01/23/2018
Lightheaded Lighting | Lightheaded Lighting | D4X-IC*A-*-**-3P1-120 + 2-520-*-**-WHO-XTM20-30-9810 | Light Emitting Diode | Inseparable Luminaire | Quick Connect | 0-10 VDC Controls | 57 | 3000 | 0.0002 | 98 | 95 | 450 | 0.96 | Elevated | 50000 |  |  | 99999 | 0.01 | 19 | 19 | 0.02 | 0 | 0 | 0 | 0 | 0 | 0.91 | 0 | 0 | 0 | 0 | 0 | 0.72 | 0 | 0 | 0 | 0 | 0 | True |  | Non Federally-Regulated | 03/24/2017 |  | 01/23/2018
Lightheaded Lighting | Lightheaded Lighting | D4X-IC*A-*-**-3P1-120 + 2-520-*-**-WHO-XTM20-35-9810 | Light Emitting Diode | Inseparable Luminaire | Quick Connect | 0-10 VDC Controls | 57 | 3500 | 0.0002 | 98 | 95 | 450 | 0.96 | Elevated | 50000 |  |  | 99999 | 0.01 | 19 | 19 | 0.02 | 0 | 0 | 0 | 0 | 0 | 0.91 | 0 | 0 | 0 | 0 | 0 | 0.72 | 0 | 0 | 0 | 0 | 0 | True |  | Non Federally-Regulated | 03/24/2017 |  | 01/23/2018
Lightheaded Lighting | Lightheaded Lighting | D4X-IC*A-*-**-3P1-120 + 2-520-*-**-WHO-XTM20-40-9810 | Light Emitting Diode | Inseparable Luminaire | Quick Connect | 0-10 VDC Controls | 57 | 4000 | 0.0002 | 98 | 95 | 450 | 0.96 | Elevated | 50000 |  |  | 99999 | 0.01 | 19 | 19 | 0.02 | 0 | 0 | 0 | 0 | 0 | 0.91 | 0 | 0 | 0 | 0 | 0 | 0.72 | 0 | 0 | 0 | 0 | 0 | True |  | Non Federally-Regulated | 03/24/2017 |  | 01/23/2018
Lightheaded Lighting | Lightheaded Lighting | D4X-IC*A-*-**-3P1-120 + 2-520-*-**-WHO-XTM40-27-9807 | Light Emitting Diode | Inseparable Luminaire | Quick Connect | 0-10 VDC Controls | 66 | 2700 | 0.0002 | 98 | 95 | 450 | 0.96 | Elevated | 50000 |  |  | 99999 | 0.01 | 19 | 19 | 0.02 | 0 | 0 | 0 | 0 | 0 | 0.91 | 0 | 0 | 0 | 0 | 0 | 0.72 | 0 | 0 | 0 | 0 | 0 | True |  | Non Federally-Regulated | 03/24/2017 |  | 01/23/2018
Lightheaded Lighting | Lightheaded Lighting | D4X-IC*A-*-**-3P1-120 + 2-520-*-**-WHO-XTM40-30-9807 | Light Emitting Diode | Inseparable Luminaire | Quick Connect | 0-10 VDC Controls | 66 | 3000 | 0.0002 | 98 | 95 | 450 | 0.96 | Elevated | 50000 |  |  | 99999 | 0.01 | 19 | 19 | 0.02 | 0 | 0 | 0 | 0 | 0 | 0.91 | 0 | 0 | 0 | 0 | 0 | 0.72 | 0 | 0 | 0 | 0 | 0 | True |  | Non Federally-Regulated | 03/24/2017 |  | 01/23/2018
Lightheaded Lighting | Lightheaded Lighting | D4X-IC*A-*-**-3P1-120 + 2-520-*-**-WHO-XTM40-35-9807 | Light Emitting Diode | Inseparable Luminaire | Quick Connect | 0-10 VDC Controls | 66 | 3500 | 0.0002 | 98 | 95 | 450 | 0.96 | Elevated | 50000 |  |  | 99999 | 0.01 | 19 | 19 | 0.02 | 0 | 0 | 0 | 0 | 0 | 0.91 | 0 | 0 | 0 | 0 | 0 | 0.72 | 0 | 0 | 0 | 0 | 0 | True |  | Non Federally-Regulated | 03/24/2017 |  | 01/23/2018
Lightheaded Lighting | Lightheaded Lighting | D4X-IC*A-*-**-3P1-120 + 2-520-*-**-WHO-XTM40-40-9807 | Light Emitting Diode | Inseparable Luminaire | Quick Connect | 0-10 VDC Controls | 66 | 4000 | 0.0002 | 98 | 95 | 450 | 0.96 | Elevated | 50000 |  |  | 99999 | 0.01 | 19 | 19 | 0.02 | 0 | 0 | 0 | 0 | 0 | 0.91 | 0 | 0 | 0 | 0 | 0 | 0.72 | 0 | 0 | 0 | 0 | 0 | True |  | Non Federally-Regulated | 03/24/2017 |  | 01/23/2018
Lightheaded Lighting | Lightheaded Lighting | D4X-IC*A-*-**-3P1-120 + 2-520-*-**-WHO-XTM40-27-9810 | Light Emitting Diode | Inseparable Luminaire | Quick Connect | 0-10 VDC Controls | 70 | 2700 | 0.0002 | 98 | 95 | 450 | 0.96 | Elevated | 50000 |  |  | 99999 | 0.01 | 19 | 19 | 0.02 | 0 | 0 | 0 | 0 | 0 | 0.91 | 0 | 0 | 0 | 0 | 0 | 0.72 | 0 | 0 | 0 | 0 | 0 | True |  | Non Federally-Regulated | 03/24/2017 |  | 01/23/2018
Lightheaded Lighting | Lightheaded Lighting | D4X-IC*A-*-**-3P1-120 + 2-520-*-**-WHO-XTM40-30-9810 | Light Emitting Diode | Inseparable Luminaire | Quick Connect | 0-10 VDC Controls | 70 | 3000 | 0.0002 | 98 | 95 | 450 | 0.96 | Elevated | 50000 |  |  | 99999 | 0.01 | 19 | 19 | 0.02 | 0 | 0 | 0 | 0 | 0 | 0.91 | 0 | 0 | 0 | 0 | 0 | 0.72 | 0 | 0 | 0 | 0 | 0 | True |  | Non Federally-Regulated | 03/24/2017 |  | 01/23/2018
Lightheaded Lighting | Lightheaded Lighting | D4X-IC*A-*-**-3P1-120 + 2-520-*-**-WHO-XTM40-35-9810 | Light Emitting Diode | Inseparable Luminaire | Quick Connect | 0-10 VDC Controls | 70 | 3500 | 0.0002 | 98 | 95 | 450 | 0.96 | Elevated | 50000 |  |  | 99999 | 0.01 | 19 | 19 | 0.02 | 0 | 0 | 0 | 0 | 0 | 0.91 | 0 | 0 | 0 | 0 | 0 | 0.72 | 0 | 0 | 0 | 0 | 0 | True |  | Non Federally-Regulated | 03/24/2017 |  | 01/23/2018
Lightheaded Lighting | Lightheaded Lighting | D4X-IC*A-*-**-3P1-120 + 2-520-*-**-WHO-XTM40-40-9810 | Light Emitting Diode | Inseparable Luminaire | Quick Connect | 0-10 VDC Controls | 70 | 4000 | 0.0002 | 98 | 95 | 450 | 0.96 | Elevated | 50000 |  |  | 99999 | 0.01 | 19 | 19 | 0.02 | 0 | 0 | 0 | 0 | 0 | 0.91 | 0 | 0 | 0 | 0 | 0 | 0.72 | 0 | 0 | 0 | 0 | 0 | True |  | Non Federally-Regulated | 03/24/2017 |  | 01/23/2018
Lightheaded Lighting | Lightheaded Lighting | D4X-IC*A-*-**-3P1-120 + 2-520-*-**-WHO-XTM60-27-9807 | Light Emitting Diode | Inseparable Luminaire | Quick Connect | 0-10 VDC Controls | 60 | 2700 | 0.0002 | 98 | 95 | 450 | 0.96 | Elevated | 50000 |  |  | 99999 | 0.01 | 19 | 19 | 0.02 | 0 | 0 | 0 | 0 | 0 | 0.91 | 0 | 0 | 0 | 0 | 0 | 0.72 | 0 | 0 | 0 | 0 | 0 | True |  | Non Federally-Regulated | 03/24/2017 |  | 01/23/2018
Lightheaded Lighting | Lightheaded Lighting | D4X-IC*A-*-**-3P1-120 + 2-520-*-**-WHO-XTM60-30-9807 | Light Emitting Diode | Inseparable Luminaire | Quick Connect | 0-10 VDC Controls | 60 | 3000 | 0.0002 | 98 | 95 | 450 | 0.96 | Elevated | 50000 |  |  | 99999 | 0.01 | 19 | 19 | 0.02 | 0 | 0 | 0 | 0 | 0 | 0.91 | 0 | 0 | 0 | 0 | 0 | 0.72 | 0 | 0 | 0 | 0 | 0 | True |  | Non Federally-Regulated | 03/24/2017 |  | 01/23/2018
Lightheaded Lighting | Lightheaded Lighting | D4X-IC*A-*-**-3P1-120 + 2-520-*-**-WHO-XTM60-35-9807 | Light Emitting Diode | Inseparable Luminaire | Quick Connect | 0-10 VDC Controls | 60 | 3500 | 0.0002 | 98 | 95 | 450 | 0.96 | Elevated | 50000 |  |  | 99999 | 0.01 | 19 | 19 | 0.02 | 0 | 0 | 0 | 0 | 0 | 0.91 | 0 | 0 | 0 | 0 | 0 | 0.72 | 0 | 0 | 0 | 0 | 0 | True |  | Non Federally-Regulated | 03/24/2017 |  | 01/23/2018
Lightheaded Lighting | Lightheaded Lighting | D4X-IC*A-*-**-3P1-120 + 2-520-*-**-WHO-XTM60-40-9807 | Light Emitting Diode | Inseparable Luminaire | Quick Connect | 0-10 VDC Controls | 60 | 4000 | 0.0002 | 98 | 95 | 450 | 0.96 | Elevated | 50000 |  |  | 99999 | 0.01 | 19 | 19 | 0.02 | 0 | 0 | 0 | 0 | 0 | 0.91 | 0 | 0 | 0 | 0 | 0 | 0.72 | 0 | 0 | 0 | 0 | 0 | True |  | Non Federally-Regulated | 03/24/2017 |  | 01/23/2018
Lightheaded Lighting | Lightheaded Lighting | D4X-IC*A-*-**-3P1-120 + 2-520-*-**-WHO-XTM60-27-9810 | Light Emitting Diode | Inseparable Luminaire | Quick Connect | 0-10 VDC Controls | 64 | 2700 | 0.0002 | 98 | 95 | 450 | 0.96 | Elevated | 50000 |  |  | 99999 | 0.01 | 19 | 19 | 0.02 | 0 | 0 | 0 | 0 | 0 | 0.91 | 0 | 0 | 0 | 0 | 0 | 0.72 | 0 | 0 | 0 | 0 | 0 | True |  | Non Federally-Regulated | 03/24/2017 |  | 01/23/2018
Lightheaded Lighting | Lightheaded Lighting | D4X-IC*A-*-**-3P1-120 + 2-520-*-**-WHO-XTM60-30-9810 | Light Emitting Diode | Inseparable Luminaire | Quick Connect | 0-10 VDC Controls | 64 | 3000 | 0.0002 | 98 | 95 | 450 | 0.96 | Elevated | 50000 |  |  | 99999 | 0.01 | 19 | 19 | 0.02 | 0 | 0 | 0 | 0 | 0 | 0.91 | 0 | 0 | 0 | 0 | 0 | 0.72 | 0 | 0 | 0 | 0 | 0 | True |  | Non Federally-Regulated | 03/24/2017 |  | 01/23/2018
Lightheaded Lighting | Lightheaded Lighting | D4X-IC*A-*-**-3P1-120 + 2-520-*-**-WHO-XTM60-35-9810 | Light Emitting Diode | Inseparable Luminaire | Quick Connect | 0-10 VDC Controls | 64 | 3500 | 0.0002 | 98 | 95 | 450 | 0.96 | Elevated | 50000 |  |  | 99999 | 0.01 | 19 | 19 | 0.02 | 0 | 0 | 0 | 0 | 0 | 0.91 | 0 | 0 | 0 | 0 | 0 | 0.72 | 0 | 0 | 0 | 0 | 0 | True |  | Non Federally-Regulated | 03/24/2017 |  | 01/23/2018
Lightheaded Lighting | Lightheaded Lighting | D4X-IC*A-*-**-3P1-120 + 2-520-*-**-WHO-XTM60-40-9810 | Light Emitting Diode | Inseparable Luminaire | Quick Connect | 0-10 VDC Controls | 64 | 4000 | 0.0002 | 98 | 95 | 450 | 0.96 | Elevated | 50000 |  |  | 99999 | 0.01 | 19 | 19 | 0.02 | 0 | 0 | 0 | 0 | 0 | 0.91 | 0 | 0 | 0 | 0 | 0 | 0.72 | 0 | 0 | 0 | 0 | 0 | True |  | Non Federally-Regulated | 03/24/2017 |  | 01/23/2018
Lightheaded Lighting | Lightheaded Lighting | D4X-IC*A-*-**-3P1-120 + 2-550-*-**-C-XTM40-27-9807 | Light Emitting Diode | Inseparable Luminaire | Quick Connect | 0-10 VDC Controls | 63 | 2700 | 0.0002 | 98 | 95 | 450 | 0.96 | Elevated | 50000 |  |  | 99999 | 0.01 | 19 | 19 | 0.02 | 0 | 0 | 0 | 0 | 0 | 0.91 | 0 | 0 | 0 | 0 | 0 | 0.72 | 0 | 0 | 0 | 0 | 0 | True |  | Non Federally-Regulated | 03/24/2017 |  | 01/23/2018
Lightheaded Lighting | Lightheaded Lighting | D4X-IC*A-*-**-3P1-120 + 2-550-*-**-C-XTM40-30-9807 | Light Emitting Diode | Inseparable Luminaire | Quick Connect | 0-10 VDC Controls | 63 | 3000 | 0.0002 | 98 | 95 | 450 | 0.96 | Elevated | 50000 |  |  | 99999 | 0.01 | 19 | 19 | 0.02 | 0 | 0 | 0 | 0 | 0 | 0.91 | 0 | 0 | 0 | 0 | 0 | 0.72 | 0 | 0 | 0 | 0 | 0 | True |  | Non Federally-Regulated | 03/24/2017 |  | 01/23/2018
Lightheaded Lighting | Lightheaded Lighting | D4X-IC*A-*-**-3P1-120 + 2-550-*-**-C-XTM40-35-9807 | Light Emitting Diode | Inseparable Luminaire | Quick Connect | 0-10 VDC Controls | 63 | 3500 | 0.0002 | 98 | 95 | 450 | 0.96 | Elevated | 50000 |  |  | 99999 | 0.01 | 19 | 19 | 0.02 | 0 | 0 | 0 | 0 | 0 | 0.91 | 0 | 0 | 0 | 0 | 0 | 0.72 | 0 | 0 | 0 | 0 | 0 | True |  | Non Federally-Regulated | 03/24/2017 |  | 01/23/2018
Lightheaded Lighting | Lightheaded Lighting | D4X-IC*A-*-**-3P1-120 + 2-550-*-**-C-XTM40-40-9807 | Light Emitting Diode | Inseparable Luminaire | Quick Connect | 0-10 VDC Controls | 63 | 4000 | 0.0002 | 98 | 95 | 450 | 0.96 | Elevated | 50000 |  |  | 99999 | 0.01 | 19 | 19 | 0.02 | 0 | 0 | 0 | 0 | 0 | 0.91 | 0 | 0 | 0 | 0 | 0 | 0.72 | 0 | 0 | 0 | 0 | 0 | True |  | Non Federally-Regulated | 03/24/2017 |  | 01/23/2018
Lightheaded Lighting | Lightheaded Lighting | D4X-IC*A-*-**-3P1-120 + 2-550-*-**-C-XTM40-27-9810 | Light Emitting Diode | Inseparable Luminaire | Quick Connect | 0-10 VDC Controls | 67 | 2700 | 0.0002 | 98 | 95 | 450 | 0.96 | Elevated | 50000 |  |  | 99999 | 0.01 | 19 | 19 | 0.02 | 0 | 0 | 0 | 0 | 0 | 0.91 | 0 | 0 | 0 | 0 | 0 | 0.72 | 0 | 0 | 0 | 0 | 0 | True |  | Non Federally-Regulated | 03/24/2017 |  | 01/23/2018
Lightheaded Lighting | Lightheaded Lighting | D4X-IC*A-*-**-3P1-120 + 2-550-*-**-C-XTM40-30-9810 | Light Emitting Diode | Inseparable Luminaire | Quick Connect | 0-10 VDC Controls | 67 | 3000 | 0.0002 | 98 | 95 | 450 | 0.96 | Elevated | 50000 |  |  | 99999 | 0.01 | 19 | 19 | 0.02 | 0 | 0 | 0 | 0 | 0 | 0.91 | 0 | 0 | 0 | 0 | 0 | 0.72 | 0 | 0 | 0 | 0 | 0 | True |  | Non Federally-Regulated | 03/24/2017 |  | 01/23/2018
Lightheaded Lighting | Lightheaded Lighting | D4X-IC*A-*-**-3P1-120 + 2-550-*-**-C-XTM40-35-9810 | Light Emitting Diode | Inseparable Luminaire | Quick Connect | 0-10 VDC Controls | 67 | 3500 | 0.0002 | 98 | 95 | 450 | 0.96 | Elevated | 50000 |  |  | 99999 | 0.01 | 19 | 19 | 0.02 | 0 | 0 | 0 | 0 | 0 | 0.91 | 0 | 0 | 0 | 0 | 0 | 0.72 | 0 | 0 | 0 | 0 | 0 | True |  | Non Federally-Regulated | 03/24/2017 |  | 01/23/2018
Lightheaded Lighting | Lightheaded Lighting | D4X-IC*A-*-**-3P1-120 + 2-550-*-**-C-XTM40-40-9810 | Light Emitting Diode | Inseparable Luminaire | Quick Connect | 0-10 VDC Controls | 67 | 4000 | 0.0002 | 98 | 95 | 450 | 0.96 | Elevated | 50000 |  |  | 99999 | 0.01 | 19 | 19 | 0.02 | 0 | 0 | 0 | 0 | 0 | 0.91 | 0 | 0 | 0 | 0 | 0 | 0.72 | 0 | 0 | 0 | 0 | 0 | True |  | Non Federally-Regulated | 03/24/2017 |  | 01/23/2018
Lightheaded Lighting | Lightheaded Lighting | D4X-IC*A-*-**-3P1-120 + 2-550-*-**-C-XTM60-27-9807 | Light Emitting Diode | Inseparable Luminaire | Quick Connect | 0-10 VDC Controls | 52 | 2700 | 0.0002 | 98 | 95 | 450 | 0.96 | Elevated | 50000 |  |  | 99999 | 0.01 | 19 | 19 | 0.02 | 0 | 0 | 0 | 0 | 0 | 0.91 | 0 | 0 | 0 | 0 | 0 | 0.72 | 0 | 0 | 0 | 0 | 0 | True |  | Non Federally-Regulated | 03/24/2017 |  | 01/23/2018
Lightheaded Lighting | Lightheaded Lighting | D4X-IC*A-*-**-3P1-120 + 2-550-*-**-C-XTM60-30-9807 | Light Emitting Diode | Inseparable Luminaire | Quick Connect | 0-10 VDC Controls | 52 | 3000 | 0.0002 | 98 | 95 | 450 | 0.96 | Elevated | 50000 |  |  | 99999 | 0.01 | 19 | 19 | 0.02 | 0 | 0 | 0 | 0 | 0 | 0.91 | 0 | 0 | 0 | 0 | 0 | 0.72 | 0 | 0 | 0 | 0 | 0 | True |  | Non Federally-Regulated | 03/24/2017 |  | 01/23/2018
Lightheaded Lighting | Lightheaded Lighting | D4X-IC*A-*-**-3P1-120 + 2-550-*-**-C-XTM60-35-9807 | Light Emitting Diode | Inseparable Luminaire | Quick Connect | 0-10 VDC Controls | 52 | 3500 | 0.0002 | 98 | 95 | 450 | 0.96 | Elevated | 50000 |  |  | 99999 | 0.01 | 19 | 19 | 0.02 | 0 | 0 | 0 | 0 | 0 | 0.91 | 0 | 0 | 0 | 0 | 0 | 0.72 | 0 | 0 | 0 | 0 | 0 | True |  | Non Federally-Regulated | 03/24/2017 |  | 01/23/2018
Lightheaded Lighting | Lightheaded Lighting | D4X-IC*A-*-**-3P1-120 + 2-550-*-**-C-XTM60-40-9807 | Light Emitting Diode | Inseparable Luminaire | Quick Connect | 0-10 VDC Controls | 52 | 4000 | 0.0002 | 98 | 95 | 450 | 0.96 | Elevated | 50000 |  |  | 99999 | 0.01 | 19 | 19 | 0.02 | 0 | 0 | 0 | 0 | 0 | 0.91 | 0 | 0 | 0 | 0 | 0 | 0.72 | 0 | 0 | 0 | 0 | 0 | True |  | Non Federally-Regulated | 03/24/2017 |  | 01/23/2018
Lightheaded Lighting | Lightheaded Lighting | D4X-IC*A-*-**-3P1-120 + 2-550-*-**-C-XTM60-27-9810 | Light Emitting Diode | Inseparable Luminaire | Quick Connect | 0-10 VDC Controls | 55 | 2700 | 0.0002 | 98 | 95 | 450 | 0.96 | Elevated | 50000 |  |  | 99999 | 0.01 | 19 | 19 | 0.02 | 0 | 0 | 0 | 0 | 0 | 0.91 | 0 | 0 | 0 | 0 | 0 | 0.72 | 0 | 0 | 0 | 0 | 0 | True |  | Non Federally-Regulated | 03/24/2017 |  | 01/23/2018
Lightheaded Lighting | Lightheaded Lighting | D4X-IC*A-*-**-3P1-120 + 2-550-*-**-C-XTM60-30-9810 | Light Emitting Diode | Inseparable Luminaire | Quick Connect | 0-10 VDC Controls | 55 | 3000 | 0.0002 | 98 | 95 | 450 | 0.96 | Elevated | 50000 |  |  | 99999 | 0.01 | 19 | 19 | 0.02 | 0 | 0 | 0 | 0 | 0 | 0.91 | 0 | 0 | 0 | 0 | 0 | 0.72 | 0 | 0 | 0 | 0 | 0 | True |  | Non Federally-Regulated | 03/24/2017 |  | 01/23/2018
Lightheaded Lighting | Lightheaded Lighting | D4X-IC*A-*-**-3P1-120 + 2-550-*-**-C-XTM60-35-9810 | Light Emitting Diode | Inseparable Luminaire | Quick Connect | 0-10 VDC Controls | 55 | 3500 | 0.0002 | 98 | 95 | 450 | 0.96 | Elevated | 50000 |  |  | 99999 | 0.01 | 19 | 19 | 0.02 | 0 | 0 | 0 | 0 | 0 | 0.91 | 0 | 0 | 0 | 0 | 0 | 0.72 | 0 | 0 | 0 | 0 | 0 | True |  | Non Federally-Regulated | 03/24/2017 |  | 01/23/2018
Lightheaded Lighting | Lightheaded Lighting | D4X-IC*A-*-**-3P1-120 + 2-550-*-**-C-XTM60-40-9810 | Light Emitting Diode | Inseparable Luminaire | Quick Connect | 0-10 VDC Controls | 55 | 4000 | 0.0002 | 98 | 95 | 450 | 0.96 | Elevated | 50000 |  |  | 99999 | 0.01 | 19 | 19 | 0.02 | 0 | 0 | 0 | 0 | 0 | 0.91 | 0 | 0 | 0 | 0 | 0 | 0.72 | 0 | 0 | 0 | 0 | 0 | True |  | Non Federally-Regulated | 03/24/2017 |  | 01/23/2018
Lightheaded Lighting | Lightheaded Lighting | D4X-IC*A-*-**-3P1-120 + 2-580-*-**-XTM40-27-9807 | Light Emitting Diode | Inseparable Luminaire | Quick Connect | 0-10 VDC Controls | 53 | 2700 | 0.0002 | 98 | 95 | 450 | 0.96 | Elevated | 50000 |  |  | 99999 | 0.01 | 19 | 19 | 0.02 | 0 | 0 | 0 | 0 | 0 | 0.91 | 0 | 0 | 0 | 0 | 0 | 0.72 | 0 | 0 | 0 | 0 | 0 | True |  | Non Federally-Regulated | 03/24/2017 |  | 01/23/2018
Lightheaded Lighting | Lightheaded Lighting | D4X-IC*A-*-**-3P1-120 + 2-580-*-**-XTM40-30-9807 | Light Emitting Diode | Inseparable Luminaire | Quick Connect | 0-10 VDC Controls | 53 | 3000 | 0.0002 | 98 | 95 | 450 | 0.96 | Elevated | 50000 |  |  | 99999 | 0.01 | 19 | 19 | 0.02 | 0 | 0 | 0 | 0 | 0 | 0.91 | 0 | 0 | 0 | 0 | 0 | 0.72 | 0 | 0 | 0 | 0 | 0 | True |  | Non Federally-Regulated | 03/24/2017 |  | 01/23/2018
Lightheaded Lighting | Lightheaded Lighting | D4X-IC*A-*-**-3P1-120 + 2-580-*-**-XTM40-35-9807 | Light Emitting Diode | Inseparable Luminaire | Quick Connect | 0-10 VDC Controls | 53 | 3500 | 0.0002 | 98 | 95 | 450 | 0.96 | Elevated | 50000 |  |  | 99999 | 0.01 | 19 | 19 | 0.02 | 0 | 0 | 0 | 0 | 0 | 0.91 | 0 | 0 | 0 | 0 | 0 | 0.72 | 0 | 0 | 0 | 0 | 0 | True |  | Non Federally-Regulated | 03/24/2017 |  | 01/23/2018
Lightheaded Lighting | Lightheaded Lighting | D4X-IC*A-*-**-3P1-120 + 2-580-*-**-XTM40-40-9807 | Light Emitting Diode | Inseparable Luminaire | Quick Connect | 0-10 VDC Controls | 53 | 4000 | 0.0002 | 98 | 95 | 450 | 0.96 | Elevated | 50000 |  |  | 99999 | 0.01 | 19 | 19 | 0.02 | 0 | 0 | 0 | 0 | 0 | 0.91 | 0 | 0 | 0 | 0 | 0 | 0.72 | 0 | 0 | 0 | 0 | 0 | True |  | Non Federally-Regulated | 03/24/2017 |  | 01/23/2018
Lightheaded Lighting | Lightheaded Lighting | D4X-IC*A-*-**-3P1-120 + 2-580-*-**-XTM40-27-9810 | Light Emitting Diode | Inseparable Luminaire | Quick Connect | 0-10 VDC Controls | 57 | 2700 | 0.0002 | 98 | 95 | 450 | 0.96 | Elevated | 50000 |  |  | 99999 | 0.01 | 19 | 19 | 0.02 | 0 | 0 | 0 | 0 | 0 | 0.91 | 0 | 0 | 0 | 0 | 0 | 0.72 | 0 | 0 | 0 | 0 | 0 | True |  | Non Federally-Regulated | 03/24/2017 |  | 01/23/2018
Lightheaded Lighting | Lightheaded Lighting | D4X-IC*A-*-**-3P1-120 + 2-580-*-**-XTM40-30-9810 | Light Emitting Diode | Inseparable Luminaire | Quick Connect | 0-10 VDC Controls | 57 | 3000 | 0.0002 | 98 | 95 | 450 | 0.96 | Elevated | 50000 |  |  | 99999 | 0.01 | 19 | 19 | 0.02 | 0 | 0 | 0 | 0 | 0 | 0.91 | 0 | 0 | 0 | 0 | 0 | 0.72 | 0 | 0 | 0 | 0 | 0 | True |  | Non Federally-Regulated | 03/24/2017 |  | 01/23/2018
Lightheaded Lighting | Lightheaded Lighting | D4X-IC*A-*-**-3P1-120 + 2-580-*-**-XTM40-35-9810 | Light Emitting Diode | Inseparable Luminaire | Quick Connect | 0-10 VDC Controls | 57 | 3500 | 0.0002 | 98 | 95 | 450 | 0.96 | Elevated | 50000 |  |  | 99999 | 0.01 | 19 | 19 | 0.02 | 0 | 0 | 0 | 0 | 0 | 0.91 | 0 | 0 | 0 | 0 | 0 | 0.72 | 0 | 0 | 0 | 0 | 0 | True |  | Non Federally-Regulated | 03/24/2017 |  | 01/23/2018
Lightheaded Lighting | Lightheaded Lighting | D4X-IC*A-*-**-3P1-120 + 2-580-*-**-XTM40-40-9810 | Light Emitting Diode | Inseparable Luminaire | Quick Connect | 0-10 VDC Controls | 57 | 4000 | 0.0002 | 98 | 95 | 450 | 0.96 | Elevated | 50000 |  |  | 99999 | 0.01 | 19 | 19 | 0.02 | 0 | 0 | 0 | 0 | 0 | 0.91 | 0 | 0 | 0 | 0 | 0 | 0.72 | 0 | 0 | 0 | 0 | 0 | True |  | Non Federally-Regulated | 03/24/2017 |  | 01/23/2018
Lightheaded Lighting | Lightheaded Lighting | D4X-IC*A-*-**-3P1-120 + 2-597-*-**-XTM40-27-9807 | Light Emitting Diode | Inseparable Luminaire | Quick Connect | 0-10 VDC Controls | 53 | 2700 | 0.0002 | 98 | 95 | 450 | 0.96 | Elevated | 50000 |  |  | 99999 | 0.01 | 19 | 19 | 0.02 | 0 | 0 | 0 | 0 | 0 | 0.91 | 0 | 0 | 0 | 0 | 0 | 0.72 | 0 | 0 | 0 | 0 | 0 | True |  | Non Federally-Regulated | 03/24/2017 |  | 01/23/2018
Lightheaded Lighting | Lightheaded Lighting | D4X-IC*A-*-**-3P1-120 + 2-597-*-**-XTM40-30-9807 | Light Emitting Diode | Inseparable Luminaire | Quick Connect | 0-10 VDC Controls | 53 | 3000 | 0.0002 | 98 | 95 | 450 | 0.96 | Elevated | 50000 |  |  | 99999 | 0.01 | 19 | 19 | 0.02 | 0 | 0 | 0 | 0 | 0 | 0.91 | 0 | 0 | 0 | 0 | 0 | 0.72 | 0 | 0 | 0 | 0 | 0 | True |  | Non Federally-Regulated | 03/24/2017 |  | 01/23/2018
Lightheaded Lighting | Lightheaded Lighting | D4X-IC*A-*-**-3P1-120 + 2-597-*-**-XTM40-35-9807 | Light Emitting Diode | Inseparable Luminaire | Quick Connect | 0-10 VDC Controls | 53 | 3500 | 0.0002 | 98 | 95 | 450 | 0.96 | Elevated | 50000 |  |  | 99999 | 0.01 | 19 | 19 | 0.02 | 0 | 0 | 0 | 0 | 0 | 0.91 | 0 | 0 | 0 | 0 | 0 | 0.72 | 0 | 0 | 0 | 0 | 0 | True |  | Non Federally-Regulated | 03/24/2017 |  | 01/23/2018
Lightheaded Lighting | Lightheaded Lighting | D4X-IC*A-*-**-3P1-120 + 2-597-*-**-XTM40-40-9807 | Light Emitting Diode | Inseparable Luminaire | Quick Connect | 0-10 VDC Controls | 53 | 4000 | 0.0002 | 98 | 95 | 450 | 0.96 | Elevated | 50000 |  |  | 99999 | 0.01 | 19 | 19 | 0.02 | 0 | 0 | 0 | 0 | 0 | 0.91 | 0 | 0 | 0 | 0 | 0 | 0.72 | 0 | 0 | 0 | 0 | 0 | True |  | Non Federally-Regulated | 03/24/2017 |  | 01/23/2018
Lightheaded Lighting | Lightheaded Lighting | D4X-IC*A-*-**-3P1-120 + 2-597-*-**-XTM40-27-9810 | Light Emitting Diode | Inseparable Luminaire | Quick Connect | 0-10 VDC Controls | 57 | 2700 | 0.0002 | 98 | 95 | 450 | 0.96 | Elevated | 50000 |  |  | 99999 | 0.01 | 19 | 19 | 0.02 | 0 | 0 | 0 | 0 | 0 | 0.91 | 0 | 0 | 0 | 0 | 0 | 0.72 | 0 | 0 | 0 | 0 | 0 | True |  | Non Federally-Regulated | 03/24/2017 |  | 01/23/2018
Lightheaded Lighting | Lightheaded Lighting | D4X-IC*A-*-**-3P1-120 + 2-597-*-**-XTM40-30-9810 | Light Emitting Diode | Inseparable Luminaire | Quick Connect | 0-10 VDC Controls | 57 | 3000 | 0.0002 | 98 | 95 | 450 | 0.96 | Elevated | 50000 |  |  | 99999 | 0.01 | 19 | 19 | 0.02 | 0 | 0 | 0 | 0 | 0 | 0.91 | 0 | 0 | 0 | 0 | 0 | 0.72 | 0 | 0 | 0 | 0 | 0 | True |  | Non Federally-Regulated | 03/24/2017 |  | 01/23/2018
Lightheaded Lighting | Lightheaded Lighting | D4X-IC*A-*-**-3P1-120 + 2-597-*-**-XTM40-35-9810 | Light Emitting Diode | Inseparable Luminaire | Quick Connect | 0-10 VDC Controls | 57 | 3500 | 0.0002 | 98 | 95 | 450 | 0.96 | Elevated | 50000 |  |  | 99999 | 0.01 | 19 | 19 | 0.02 | 0 | 0 | 0 | 0 | 0 | 0.91 | 0 | 0 | 0 | 0 | 0 | 0.72 | 0 | 0 | 0 | 0 | 0 | True |  | Non Federally-Regulated | 03/24/2017 |  | 01/23/2018
Lightheaded Lighting | Lightheaded Lighting | D4X-IC*A-*-**-3P1-120 + 2-597-*-**-XTM40-40-9810 | Light Emitting Diode | Inseparable Luminaire | Quick Connect | 0-10 VDC Controls | 57 | 4000 | 0.0002 | 98 | 95 | 450 | 0.96 | Elevated | 50000 |  |  | 99999 | 0.01 | 19 | 19 | 0.02 | 0 | 0 | 0 | 0 | 0 | 0.91 | 0 | 0 | 0 | 0 | 0 | 0.72 | 0 | 0 | 0 | 0 | 0 | True |  | Non Federally-Regulated | 03/24/2017 |  | 01/23/2018
Lightheaded Lighting | Lightheaded Lighting | L4X-IC*A-*-**-3P1-120 + 4-124-**-**-**-GSL-XTM28-27-9807 | Light Emitting Diode | Inseparable Luminaire | Quick Connect | 0-10 VDC Controls | 51 | 2700 | 0.0002 | 98 | 95 | 450 | 0.96 | Elevated | 50000 |  |  | 99999 | 0.01 | 19 | 19 | 0.02 | 0 | 0 | 0 | 0 | 0 | 0.91 | 0 | 0 | 0 | 0 | 0 | 0.72 | 0 | 0 | 0 | 0 | 0 | True |  | Non Federally-Regulated | 11/01/2017 |  | 01/23/2018
Lightheaded Lighting | Lightheaded Lighting | L4X-IC*A-*-**-3P1-120 + 4-124-**-**-**-GSL-XTM28-30-9807 | Light Emitting Diode | Inseparable Luminaire | Quick Connect | 0-10 VDC Controls | 51 | 3000 | 0.0002 | 98 | 95 | 450 | 0.96 | Elevated | 50000 |  |  | 99999 | 0.01 | 19 | 19 | 0.02 | 0 | 0 | 0 | 0 | 0 | 0.91 | 0 | 0 | 0 | 0 | 0 | 0.72 | 0 | 0 | 0 | 0 | 0 | True |  | Non Federally-Regulated | 11/01/2017 |  | 01/23/2018
Lightheaded Lighting | Lightheaded Lighting | L4X-IC*A-*-**-3P1-120 + 4-124-**-**-**-GSL-XTM28-35-9807 | Light Emitting Diode | Inseparable Luminaire | Quick Connect | 0-10 VDC Controls | 51 | 3500 | 0.0002 | 98 | 95 | 450 | 0.96 | Elevated | 50000 |  |  | 99999 | 0.01 | 19 | 19 | 0.02 | 0 | 0 | 0 | 0 | 0 | 0.91 | 0 | 0 | 0 | 0 | 0 | 0.72 | 0 | 0 | 0 | 0 | 0 | True |  | Non Federally-Regulated | 11/01/2017 |  | 01/23/2018
Lightheaded Lighting | Lightheaded Lighting | L4X-IC*A-*-**-3P1-120 + 4-124-**-**-**-GSL-XTM28-40-9807 | Light Emitting Diode | Inseparable Luminaire | Quick Connect | 0-10 VDC Controls | 51 | 4000 | 0.0002 | 98 | 95 | 450 | 0.96 | Elevated | 50000 |  |  | 99999 | 0.01 | 19 | 19 | 0.02 | 0 | 0 | 0 | 0 | 0 | 0.91 | 0 | 0 | 0 | 0 | 0 | 0.72 | 0 | 0 | 0 | 0 | 0 | True |  | Non Federally-Regulated | 11/01/2017 |  | 01/23/2018
Lightheaded Lighting | Lightheaded Lighting | L4X-IC*A-*-**-3P1-120 + 4-124-**-**-**-GSL-XTM28-27-9810 | Light Emitting Diode | Inseparable Luminaire | Quick Connect | 0-10 VDC Controls | 51 | 2700 | 0.0002 | 98 | 95 | 450 | 0.96 | Elevated | 50000 |  |  | 99999 | 0.01 | 19 | 19 | 0.02 | 0 | 0 | 0 | 0 | 0 | 0.91 | 0 | 0 | 0 | 0 | 0 | 0.72 | 0 | 0 | 0 | 0 | 0 | True |  | Non Federally-Regulated | 11/01/2017 |  | 01/23/2018
Lightheaded Lighting | Lightheaded Lighting | L4X-IC*A-*-**-3P1-120 + 4-124-**-**-**-GSL-XTM28-30-9810 | Light Emitting Diode | Inseparable Luminaire | Quick Connect | 0-10 VDC Controls | 51 | 3000 | 0.0002 | 98 | 95 | 450 | 0.96 | Elevated | 50000 |  |  | 99999 | 0.01 | 19 | 19 | 0.02 | 0 | 0 | 0 | 0 | 0 | 0.91 | 0 | 0 | 0 | 0 | 0 | 0.72 | 0 | 0 | 0 | 0 | 0 | True |  | Non Federally-Regulated | 11/01/2017 |  | 01/23/2018
Lightheaded Lighting | Lightheaded Lighting | L4X-IC*A-*-**-3P1-120 + 4-124-**-**-**-GSL-XTM28-35-9810 | Light Emitting Diode | Inseparable Luminaire | Quick Connect | 0-10 VDC Controls | 51 | 3500 | 0.0002 | 98 | 95 | 450 | 0.96 | Elevated | 50000 |  |  | 99999 | 0.01 | 19 | 19 | 0.02 | 0 | 0 | 0 | 0 | 0 | 0.91 | 0 | 0 | 0 | 0 | 0 | 0.72 | 0 | 0 | 0 | 0 | 0 | True |  | Non Federally-Regulated | 11/01/2017 |  | 01/23/2018
Lightheaded Lighting | Lightheaded Lighting | L4X-IC*A-*-**-3P1-120 + 4-124-**-**-**-GSL-XTM28-40-9810 | Light Emitting Diode | Inseparable Luminaire | Quick Connect | 0-10 VDC Controls | 51 | 4000 | 0.0002 | 98 | 95 | 450 | 0.96 | Elevated | 50000 |  |  | 99999 | 0.01 | 19 | 19 | 0.02 | 0 | 0 | 0 | 0 | 0 | 0.91 | 0 | 0 | 0 | 0 | 0 | 0.72 | 0 | 0 | 0 | 0 | 0 | True |  | Non Federally-Regulated | 11/01/2017 |  | 01/23/2018
Lightheaded Lighting | Lightheaded Lighting | L4X-IC*A-*-**-3P1-120 + 4-124-**-**-**-GSL-XTM40-27-9807 | Light Emitting Diode | Inseparable Luminaire | Quick Connect | 0-10 VDC Controls | 51 | 2700 | 0.0002 | 98 | 95 | 450 | 0.96 | Elevated | 50000 |  |  | 99999 | 0.01 | 19 | 19 | 0.02 | 0 | 0 | 0 | 0 | 0 | 0.91 | 0 | 0 | 0 | 0 | 0 | 0.72 | 0 | 0 | 0 | 0 | 0 | True |  | Non Federally-Regulated | 11/01/2017 |  | 01/23/2018
Lightheaded Lighting | Lightheaded Lighting | L4X-IC*A-*-**-3P1-120 + 4-124-**-**-**-GSL-XTM40-30-9807 | Light Emitting Diode | Inseparable Luminaire | Quick Connect | 0-10 VDC Controls | 51 | 3000 | 0.0002 | 98 | 95 | 450 | 0.96 | Elevated | 50000 |  |  | 99999 | 0.01 | 19 | 19 | 0.02 | 0 | 0 | 0 | 0 | 0 | 0.91 | 0 | 0 | 0 | 0 | 0 | 0.72 | 0 | 0 | 0 | 0 | 0 | True |  | Non Federally-Regulated | 11/01/2017 |  | 01/23/2018
Lightheaded Lighting | Lightheaded Lighting | L4X-IC*A-*-**-3P1-120 + 4-124-**-**-**-GSL-XTM40-35-9807 | Light Emitting Diode | Inseparable Luminaire | Quick Connect | 0-10 VDC Controls | 51 | 3500 | 0.0002 | 98 | 95 | 450 | 0.96 | Elevated | 50000 |  |  | 99999 | 0.01 | 19 | 19 | 0.02 | 0 | 0 | 0 | 0 | 0 | 0.91 | 0 | 0 | 0 | 0 | 0 | 0.72 | 0 | 0 | 0 | 0 | 0 | True |  | Non Federally-Regulated | 11/01/2017 |  | 01/23/2018
Lightheaded Lighting | Lightheaded Lighting | L4X-IC*A-*-**-3P1-120 + 4-124-**-**-**-GSL-XTM40-40-9807 | Light Emitting Diode | Inseparable Luminaire | Quick Connect | 0-10 VDC Controls | 51 | 4000 | 0.0002 | 98 | 95 | 450 | 0.96 | Elevated | 50000 |  |  | 99999 | 0.01 | 19 | 19 | 0.02 | 0 | 0 | 0 | 0 | 0 | 0.91 | 0 | 0 | 0 | 0 | 0 | 0.72 | 0 | 0 | 0 | 0 | 0 | True |  | Non Federally-Regulated | 11/01/2017 |  | 01/23/2018
Lightheaded Lighting | Lightheaded Lighting | L4X-IC*A-*-**-3P1-120 + 4-124-**-**-**-GSL-XTM40-27-9810 | Light Emitting Diode | Inseparable Luminaire | Quick Connect | 0-10 VDC Controls | 51 | 2700 | 0.0002 | 98 | 95 | 450 | 0.96 | Elevated | 50000 |  |  | 99999 | 0.01 | 19 | 19 | 0.02 | 0 | 0 | 0 | 0 | 0 | 0.91 | 0 | 0 | 0 | 0 | 0 | 0.72 | 0 | 0 | 0 | 0 | 0 | True |  | Non Federally-Regulated | 11/01/2017 |  | 01/23/2018
Lightheaded Lighting | Lightheaded Lighting | L4X-IC*A-*-**-3P1-120 + 4-124-**-**-**-GSL-XTM40-30-9810 | Light Emitting Diode | Inseparable Luminaire | Quick Connect | 0-10 VDC Controls | 51 | 3000 | 0.0002 | 98 | 95 | 450 | 0.96 | Elevated | 50000 |  |  | 99999 | 0.01 | 19 | 19 | 0.02 | 0 | 0 | 0 | 0 | 0 | 0.91 | 0 | 0 | 0 | 0 | 0 | 0.72 | 0 | 0 | 0 | 0 | 0 | True |  | Non Federally-Regulated | 11/01/2017 |  | 01/23/2018
Lightheaded Lighting | Lightheaded Lighting | L4X-IC*A-*-**-3P1-120 + 4-124-**-**-**-GSL-XTM40-35-9810 | Light Emitting Diode | Inseparable Luminaire | Quick Connect | 0-10 VDC Controls | 51 | 3500 | 0.0002 | 98 | 95 | 450 | 0.96 | Elevated | 50000 |  |  | 99999 | 0.01 | 19 | 19 | 0.02 | 0 | 0 | 0 | 0 | 0 | 0.91 | 0 | 0 | 0 | 0 | 0 | 0.72 | 0 | 0 | 0 | 0 | 0 | True |  | Non Federally-Regulated | 11/01/2017 |  | 01/23/2018
Lightheaded Lighting | Lightheaded Lighting | L4X-IC*A-*-**-3P1-120 + 4-124-**-**-**-GSL-XTM40-40-9810 | Light Emitting Diode | Inseparable Luminaire | Quick Connect | 0-10 VDC Controls | 51 | 4000 | 0.0002 | 98 | 95 | 450 | 0.96 | Elevated | 50000 |  |  | 99999 | 0.01 | 19 | 19 | 0.02 | 0 | 0 | 0 | 0 | 0 | 0.91 | 0 | 0 | 0 | 0 | 0 | 0.72 | 0 | 0 | 0 | 0 | 0 | True |  | Non Federally-Regulated | 11/01/2017 |  | 01/23/2018
Lightheaded Lighting | Lightheaded Lighting | L4X-IC*A-*-**-3P1-120 + 4-124-**-**-**-GSL-XTM60-27-9807 | Light Emitting Diode | Inseparable Luminaire | Quick Connect | 0-10 VDC Controls | 51 | 2700 | 0.0002 | 98 | 95 | 450 | 0.96 | Elevated | 50000 |  |  | 99999 | 0.01 | 19 | 19 | 0.02 | 0 | 0 | 0 | 0 | 0 | 0.91 | 0 | 0 | 0 | 0 | 0 | 0.72 | 0 | 0 | 0 | 0 | 0 | True |  | Non Federally-Regulated | 11/01/2017 |  | 01/23/2018
Lightheaded Lighting | Lightheaded Lighting | L4X-IC*A-*-**-3P1-120 + 4-124-**-**-**-GSL-XTM60-30-9807 | Light Emitting Diode | Inseparable Luminaire | Quick Connect | 0-10 VDC Controls | 51 | 3000 | 0.0002 | 98 | 95 | 450 | 0.96 | Elevated | 50000 |  |  | 99999 | 0.01 | 19 | 19 | 0.02 | 0 | 0 | 0 | 0 | 0 | 0.91 | 0 | 0 | 0 | 0 | 0 | 0.72 | 0 | 0 | 0 | 0 | 0 | True |  | Non Federally-Regulated | 11/01/2017 |  | 01/23/2018
Lightheaded Lighting | Lightheaded Lighting | L4X-IC*A-*-**-3P1-120 + 4-124-**-**-**-GSL-XTM60-35-9807 | Light Emitting Diode | Inseparable Luminaire | Quick Connect | 0-10 VDC Controls | 51 | 3500 | 0.0002 | 98 | 95 | 450 | 0.96 | Elevated | 50000 |  |  | 99999 | 0.01 | 19 | 19 | 0.02 | 0 | 0 | 0 | 0 | 0 | 0.91 | 0 | 0 | 0 | 0 | 0 | 0.72 | 0 | 0 | 0 | 0 | 0 | True |  | Non Federally-Regulated | 11/01/2017 |  | 01/23/2018
Lightheaded Lighting | Lightheaded Lighting | L4X-IC*A-*-**-3P1-120 + 4-124-**-**-**-GSL-XTM60-40-9807 | Light Emitting Diode | Inseparable Luminaire | Quick Connect | 0-10 VDC Controls | 51 | 4000 | 0.0002 | 98 | 95 | 450 | 0.96 | Elevated | 50000 |  |  | 99999 | 0.01 | 19 | 19 | 0.02 | 0 | 0 | 0 | 0 | 0 | 0.91 | 0 | 0 | 0 | 0 | 0 | 0.72 | 0 | 0 | 0 | 0 | 0 | True |  | Non Federally-Regulated | 11/01/2017 |  | 01/23/2018
Lightheaded Lighting | Lightheaded Lighting | L4X-IC*A-*-**-3P1-120 + 4-124-**-**-**-GSL-XTM60-27-9810 | Light Emitting Diode | Inseparable Luminaire | Quick Connect | 0-10 VDC Controls | 51 | 2700 | 0.0002 | 98 | 95 | 450 | 0.96 | Elevated | 50000 |  |  | 99999 | 0.01 | 19 | 19 | 0.02 | 0 | 0 | 0 | 0 | 0 | 0.91 | 0 | 0 | 0 | 0 | 0 | 0.72 | 0 | 0 | 0 | 0 | 0 | True |  | Non Federally-Regulated | 11/01/2017 |  | 01/23/2018
Lightheaded Lighting | Lightheaded Lighting | L4X-IC*A-*-**-3P1-120 + 4-124-**-**-**-GSL-XTM60-30-9810 | Light Emitting Diode | Inseparable Luminaire | Quick Connect | 0-10 VDC Controls | 51 | 3000 | 0.0002 | 98 | 95 | 450 | 0.96 | Elevated | 50000 |  |  | 99999 | 0.01 | 19 | 19 | 0.02 | 0 | 0 | 0 | 0 | 0 | 0.91 | 0 | 0 | 0 | 0 | 0 | 0.72 | 0 | 0 | 0 | 0 | 0 | True |  | Non Federally-Regulated | 11/01/2017 |  | 01/23/2018
Lightheaded Lighting | Lightheaded Lighting | L4X-IC*A-*-**-3P1-120 + 4-124-**-**-**-GSL-XTM60-35-9810 | Light Emitting Diode | Inseparable Luminaire | Quick Connect | 0-10 VDC Controls | 51 | 3500 | 0.0002 | 98 | 95 | 450 | 0.96 | Elevated | 50000 |  |  | 99999 | 0.01 | 19 | 19 | 0.02 | 0 | 0 | 0 | 0 | 0 | 0.91 | 0 | 0 | 0 | 0 | 0 | 0.72 | 0 | 0 | 0 | 0 | 0 | True |  | Non Federally-Regulated | 11/01/2017 |  | 01/23/2018
Lightheaded Lighting | Lightheaded Lighting | L4X-IC*A-*-**-3P1-120 + 4-124-**-**-**-GSL-XTM60-40-9810 | Light Emitting Diode | Inseparable Luminaire | Quick Connect | 0-10 VDC Controls | 51 | 4000 | 0.0002 | 98 | 95 | 450 | 0.96 | Elevated | 50000 |  |  | 99999 | 0.01 | 19 | 19 | 0.02 | 0 | 0 | 0 | 0 | 0 | 0.91 | 0 | 0 | 0 | 0 | 0 | 0.72 | 0 | 0 | 0 | 0 | 0 | True |  | Non Federally-Regulated | 11/01/2017 |  | 01/23/2018
Lightheaded Lighting | Lightheaded Lighting | L4X-IC*A-*-**-3P1-120 + 4-164-**-**-**-GSL-XTM28-27-9807 | Light Emitting Diode | Inseparable Luminaire | Quick Connect | 0-10 VDC Controls | 51 | 2700 | 0.0002 | 98 | 95 | 450 | 0.96 | Elevated | 50000 |  |  | 99999 | 0.01 | 19 | 19 | 0.02 | 0 | 0 | 0 | 0 | 0 | 0.91 | 0 | 0 | 0 | 0 | 0 | 0.72 | 0 | 0 | 0 | 0 | 0 | True |  | Non Federally-Regulated | 11/01/2017 |  | 01/23/2018
Lightheaded Lighting | Lightheaded Lighting | L4X-IC*A-*-**-3P1-120 + 4-164-**-**-**-GSL-XTM28-30-9807 | Light Emitting Diode | Inseparable Luminaire | Quick Connect | 0-10 VDC Controls | 51 | 3000 | 0.0002 | 98 | 95 | 450 | 0.96 | Elevated | 50000 |  |  | 99999 | 0.01 | 19 | 19 | 0.02 | 0 | 0 | 0 | 0 | 0 | 0.91 | 0 | 0 | 0 | 0 | 0 | 0.72 | 0 | 0 | 0 | 0 | 0 | True |  | Non Federally-Regulated | 11/01/2017 |  | 01/23/2018
Lightheaded Lighting | Lightheaded Lighting | L4X-IC*A-*-**-3P1-120 + 4-164-**-**-**-GSL-XTM28-35-9807 | Light Emitting Diode | Inseparable Luminaire | Quick Connect | 0-10 VDC Controls | 51 | 3500 | 0.0002 | 98 | 95 | 450 | 0.96 | Elevated | 50000 |  |  | 99999 | 0.01 | 19 | 19 | 0.02 | 0 | 0 | 0 | 0 | 0 | 0.91 | 0 | 0 | 0 | 0 | 0 | 0.72 | 0 | 0 | 0 | 0 | 0 | True |  | Non Federally-Regulated | 11/01/2017 |  | 01/23/2018
Lightheaded Lighting | Lightheaded Lighting | L4X-IC*A-*-**-3P1-120 + 4-164-**-**-**-GSL-XTM28-40-9807 | Light Emitting Diode | Inseparable Luminaire | Quick Connect | 0-10 VDC Controls | 51 | 4000 | 0.0002 | 98 | 95 | 450 | 0.96 | Elevated | 50000 |  |  | 99999 | 0.01 | 19 | 19 | 0.02 | 0 | 0 | 0 | 0 | 0 | 0.91 | 0 | 0 | 0 | 0 | 0 | 0.72 | 0 | 0 | 0 | 0 | 0 | True |  | Non Federally-Regulated | 11/01/2017 |  | 01/23/2018
Lightheaded Lighting | Lightheaded Lighting | L4X-IC*A-*-**-3P1-120 + 4-164-**-**-**-GSL-XTM28-27-9810 | Light Emitting Diode | Inseparable Luminaire | Quick Connect | 0-10 VDC Controls | 51 | 2700 | 0.0002 | 98 | 95 | 450 | 0.96 | Elevated | 50000 |  |  | 99999 | 0.01 | 19 | 19 | 0.02 | 0 | 0 | 0 | 0 | 0 | 0.91 | 0 | 0 | 0 | 0 | 0 | 0.72 | 0 | 0 | 0 | 0 | 0 | True |  | Non Federally-Regulated | 11/01/2017 |  | 01/23/2018
Lightheaded Lighting | Lightheaded Lighting | L4X-IC*A-*-**-3P1-120 + 4-164-**-**-**-GSL-XTM28-30-9810 | Light Emitting Diode | Inseparable Luminaire | Quick Connect | 0-10 VDC Controls | 51 | 3000 | 0.0002 | 98 | 95 | 450 | 0.96 | Elevated | 50000 |  |  | 99999 | 0.01 | 19 | 19 | 0.02 | 0 | 0 | 0 | 0 | 0 | 0.91 | 0 | 0 | 0 | 0 | 0 | 0.72 | 0 | 0 | 0 | 0 | 0 | True |  | Non Federally-Regulated | 11/01/2017 |  | 01/23/2018
Lightheaded Lighting | Lightheaded Lighting | L4X-IC*A-*-**-3P1-120 + 4-164-**-**-**-GSL-XTM28-35-9810 | Light Emitting Diode | Inseparable Luminaire | Quick Connect | 0-10 VDC Controls | 51 | 3500 | 0.0002 | 98 | 95 | 450 | 0.96 | Elevated | 50000 |  |  | 99999 | 0.01 | 19 | 19 | 0.02 | 0 | 0 | 0 | 0 | 0 | 0.91 | 0 | 0 | 0 | 0 | 0 | 0.72 | 0 | 0 | 0 | 0 | 0 | True |  | Non Federally-Regulated | 11/01/2017 |  | 01/23/2018
Lightheaded Lighting | Lightheaded Lighting | L4X-IC*A-*-**-3P1-120 + 4-164-**-**-**-GSL-XTM28-40-9810 | Light Emitting Diode | Inseparable Luminaire | Quick Connect | 0-10 VDC Controls | 51 | 4000 | 0.0002 | 98 | 95 | 450 | 0.96 | Elevated | 50000 |  |  | 99999 | 0.01 | 19 | 19 | 0.02 | 0 | 0 | 0 | 0 | 0 | 0.91 | 0 | 0 | 0 | 0 | 0 | 0.72 | 0 | 0 | 0 | 0 | 0 | True |  | Non Federally-Regulated | 11/01/2017 |  | 01/23/2018
Lightheaded Lighting | Lightheaded Lighting | L4X-IC*A-*-**-3P1-120 + 4-164-**-**-**-GSL-XTM40-27-9807 | Light Emitting Diode | Inseparable Luminaire | Quick Connect | 0-10 VDC Controls | 51 | 2700 | 0.0002 | 98 | 95 | 450 | 0.96 | Elevated | 50000 |  |  | 99999 | 0.01 | 19 | 19 | 0.02 | 0 | 0 | 0 | 0 | 0 | 0.91 | 0 | 0 | 0 | 0 | 0 | 0.72 | 0 | 0 | 0 | 0 | 0 | True |  | Non Federally-Regulated | 11/01/2017 |  | 01/23/2018
Lightheaded Lighting | Lightheaded Lighting | L4X-IC*A-*-**-3P1-120 + 4-164-**-**-**-GSL-XTM40-30-9807 | Light Emitting Diode | Inseparable Luminaire | Quick Connect | 0-10 VDC Controls | 51 | 3000 | 0.0002 | 98 | 95 | 450 | 0.96 | Elevated | 50000 |  |  | 99999 | 0.01 | 19 | 19 | 0.02 | 0 | 0 | 0 | 0 | 0 | 0.91 | 0 | 0 | 0 | 0 | 0 | 0.72 | 0 | 0 | 0 | 0 | 0 | True |  | Non Federally-Regulated | 11/01/2017 |  | 01/23/2018
Lightheaded Lighting | Lightheaded Lighting | L4X-IC*A-*-**-3P1-120 + 4-164-**-**-**-GSL-XTM40-35-9807 | Light Emitting Diode | Inseparable Luminaire | Quick Connect | 0-10 VDC Controls | 51 | 3500 | 0.0002 | 98 | 95 | 450 | 0.96 | Elevated | 50000 |  |  | 99999 | 0.01 | 19 | 19 | 0.02 | 0 | 0 | 0 | 0 | 0 | 0.91 | 0 | 0 | 0 | 0 | 0 | 0.72 | 0 | 0 | 0 | 0 | 0 | True |  | Non Federally-Regulated | 11/01/2017 |  | 01/23/2018
Lightheaded Lighting | Lightheaded Lighting | L4X-IC*A-*-**-3P1-120 + 4-164-**-**-**-GSL-XTM40-40-9807 | Light Emitting Diode | Inseparable Luminaire | Quick Connect | 0-10 VDC Controls | 51 | 4000 | 0.0002 | 98 | 95 | 450 | 0.96 | Elevated | 50000 |  |  | 99999 | 0.01 | 19 | 19 | 0.02 | 0 | 0 | 0 | 0 | 0 | 0.91 | 0 | 0 | 0 | 0 | 0 | 0.72 | 0 | 0 | 0 | 0 | 0 | True |  | Non Federally-Regulated | 11/01/2017 |  | 01/23/2018
Lightheaded Lighting | Lightheaded Lighting | L4X-IC*A-*-**-3P1-120 + 4-164-**-**-**-GSL-XTM40-27-9810 | Light Emitting Diode | Inseparable Luminaire | Quick Connect | 0-10 VDC Controls | 51 | 2700 | 0.0002 | 98 | 95 | 450 | 0.96 | Elevated | 50000 |  |  | 99999 | 0.01 | 19 | 19 | 0.02 | 0 | 0 | 0 | 0 | 0 | 0.91 | 0 | 0 | 0 | 0 | 0 | 0.72 | 0 | 0 | 0 | 0 | 0 | True |  | Non Federally-Regulated | 11/01/2017 |  | 01/23/2018
Lightheaded Lighting | Lightheaded Lighting | L4X-IC*A-*-**-3P1-120 + 4-164-**-**-**-GSL-XTM40-30-9810 | Light Emitting Diode | Inseparable Luminaire | Quick Connect | 0-10 VDC Controls | 51 | 3000 | 0.0002 | 98 | 95 | 450 | 0.96 | Elevated | 50000 |  |  | 99999 | 0.01 | 19 | 19 | 0.02 | 0 | 0 | 0 | 0 | 0 | 0.91 | 0 | 0 | 0 | 0 | 0 | 0.72 | 0 | 0 | 0 | 0 | 0 | True |  | Non Federally-Regulated | 11/01/2017 |  | 01/23/2018
Lightheaded Lighting | Lightheaded Lighting | L4X-IC*A-*-**-3P1-120 + 4-164-**-**-**-GSL-XTM40-35-9810 | Light Emitting Diode | Inseparable Luminaire | Quick Connect | 0-10 VDC Controls | 51 | 3500 | 0.0002 | 98 | 95 | 450 | 0.96 | Elevated | 50000 |  |  | 99999 | 0.01 | 19 | 19 | 0.02 | 0 | 0 | 0 | 0 | 0 | 0.91 | 0 | 0 | 0 | 0 | 0 | 0.72 | 0 | 0 | 0 | 0 | 0 | True |  | Non Federally-Regulated | 11/01/2017 |  | 01/23/2018
Lightheaded Lighting | Lightheaded Lighting | L4X-IC*A-*-**-3P1-120 + 4-164-**-**-**-GSL-XTM40-40-9810 | Light Emitting Diode | Inseparable Luminaire | Quick Connect | 0-10 VDC Controls | 51 | 4000 | 0.0002 | 98 | 95 | 450 | 0.96 | Elevated | 50000 |  |  | 99999 | 0.01 | 19 | 19 | 0.02 | 0 | 0 | 0 | 0 | 0 | 0.91 | 0 | 0 | 0 | 0 | 0 | 0.72 | 0 | 0 | 0 | 0 | 0 | True |  | Non Federally-Regulated | 11/01/2017 |  | 01/23/2018
Lightheaded Lighting | Lightheaded Lighting | L4X-IC*A-*-**-3P1-120 + 4-164-**-**-**-GSL-XTM60-27-9807 | Light Emitting Diode | Inseparable Luminaire | Quick Connect | 0-10 VDC Controls | 51 | 2700 | 0.0002 | 98 | 95 | 450 | 0.96 | Elevated | 50000 |  |  | 99999 | 0.01 | 19 | 19 | 0.02 | 0 | 0 | 0 | 0 | 0 | 0.91 | 0 | 0 | 0 | 0 | 0 | 0.72 | 0 | 0 | 0 | 0 | 0 | True |  | Non Federally-Regulated | 11/01/2017 |  | 01/23/2018
Lightheaded Lighting | Lightheaded Lighting | L4X-IC*A-*-**-3P1-120 + 4-164-**-**-**-GSL-XTM60-30-9807 | Light Emitting Diode | Inseparable Luminaire | Quick Connect | 0-10 VDC Controls | 51 | 3000 | 0.0002 | 98 | 95 | 450 | 0.96 | Elevated | 50000 |  |  | 99999 | 0.01 | 19 | 19 | 0.02 | 0 | 0 | 0 | 0 | 0 | 0.91 | 0 | 0 | 0 | 0 | 0 | 0.72 | 0 | 0 | 0 | 0 | 0 | True |  | Non Federally-Regulated | 11/01/2017 |  | 01/23/2018
Lightheaded Lighting | Lightheaded Lighting | L4X-IC*A-*-**-3P1-120 + 4-164-**-**-**-GSL-XTM60-35-9807 | Light Emitting Diode | Inseparable Luminaire | Quick Connect | 0-10 VDC Controls | 51 | 3500 | 0.0002 | 98 | 95 | 450 | 0.96 | Elevated | 50000 |  |  | 99999 | 0.01 | 19 | 19 | 0.02 | 0 | 0 | 0 | 0 | 0 | 0.91 | 0 | 0 | 0 | 0 | 0 | 0.72 | 0 | 0 | 0 | 0 | 0 | True |  | Non Federally-Regulated | 11/01/2017 |  | 01/23/2018
Lightheaded Lighting | Lightheaded Lighting | L4X-IC*A-*-**-3P1-120 + 4-164-**-**-**-GSL-XTM60-40-9807 | Light Emitting Diode | Inseparable Luminaire | Quick Connect | 0-10 VDC Controls | 51 | 4000 | 0.0002 | 98 | 95 | 450 | 0.96 | Elevated | 50000 |  |  | 99999 | 0.01 | 19 | 19 | 0.02 | 0 | 0 | 0 | 0 | 0 | 0.91 | 0 | 0 | 0 | 0 | 0 | 0.72 | 0 | 0 | 0 | 0 | 0 | True |  | Non Federally-Regulated | 11/01/2017 |  | 01/23/2018
Lightheaded Lighting | Lightheaded Lighting | L4X-IC*A-*-**-3P1-120 + 4-164-**-**-**-GSL-XTM60-27-9810 | Light Emitting Diode | Inseparable Luminaire | Quick Connect | 0-10 VDC Controls | 51 | 2700 | 0.0002 | 98 | 95 | 450 | 0.96 | Elevated | 50000 |  |  | 99999 | 0.01 | 19 | 19 | 0.02 | 0 | 0 | 0 | 0 | 0 | 0.91 | 0 | 0 | 0 | 0 | 0 | 0.72 | 0 | 0 | 0 | 0 | 0 | True |  | Non Federally-Regulated | 11/01/2017 |  | 01/23/2018
Lightheaded Lighting | Lightheaded Lighting | L4X-IC*A-*-**-3P1-120 + 4-164-**-**-**-GSL-XTM60-30-9810 | Light Emitting Diode | Inseparable Luminaire | Quick Connect | 0-10 VDC Controls | 51 | 3000 | 0.0002 | 98 | 95 | 450 | 0.96 | Elevated | 50000 |  |  | 99999 | 0.01 | 19 | 19 | 0.02 | 0 | 0 | 0 | 0 | 0 | 0.91 | 0 | 0 | 0 | 0 | 0 | 0.72 | 0 | 0 | 0 | 0 | 0 | True |  | Non Federally-Regulated | 11/01/2017 |  | 01/23/2018
Lightheaded Lighting | Lightheaded Lighting | L4X-IC*A-*-**-3P1-120 + 4-164-**-**-**-GSL-XTM60-35-9810 | Light Emitting Diode | Inseparable Luminaire | Quick Connect | 0-10 VDC Controls | 51 | 3500 | 0.0002 | 98 | 95 | 450 | 0.96 | Elevated | 50000 |  |  | 99999 | 0.01 | 19 | 19 | 0.02 | 0 | 0 | 0 | 0 | 0 | 0.91 | 0 | 0 | 0 | 0 | 0 | 0.72 | 0 | 0 | 0 | 0 | 0 | True |  | Non Federally-Regulated | 11/01/2017 |  | 01/23/2018
Lightheaded Lighting | Lightheaded Lighting | L4X-IC*A-*-**-3P1-120 + 4-164-**-**-**-GSL-XTM60-40-9810 | Light Emitting Diode | Inseparable Luminaire | Quick Connect | 0-10 VDC Controls | 51 | 4000 | 0.0002 | 98 | 95 | 450 | 0.96 | Elevated | 50000 |  |  | 99999 | 0.01 | 19 | 19 | 0.02 | 0 | 0 | 0 | 0 | 0 | 0.91 | 0 | 0 | 0 | 0 | 0 | 0.72 | 0 | 0 | 0 | 0 | 0 | True |  | Non Federally-Regulated | 11/01/2017 |  | 01/23/2018
Lightheaded Lighting | Lightheaded Lighting | L4X-IC*A-*-**-3P1-120 + 4-524-**-**-**-GSL-XTM28-27-9807 | Light Emitting Diode | Inseparable Luminaire | Quick Connect | 0-10 VDC Controls | 51 | 2700 | 0.0002 | 98 | 95 | 450 | 0.96 | Elevated | 50000 |  |  | 99999 | 0.01 | 19 | 19 | 0.02 | 0 | 0 | 0 | 0 | 0 | 0.91 | 0 | 0 | 0 | 0 | 0 | 0.72 | 0 | 0 | 0 | 0 | 0 | True |  | Non Federally-Regulated | 11/01/2017 |  | 01/23/2018
Lightheaded Lighting | Lightheaded Lighting | L4X-IC*A-*-**-3P1-120 + 4-524-**-**-**-GSL-XTM28-30-9807 | Light Emitting Diode | Inseparable Luminaire | Quick Connect | 0-10 VDC Controls | 51 | 3000 | 0.0002 | 98 | 95 | 450 | 0.96 | Elevated | 50000 |  |  | 99999 | 0.01 | 19 | 19 | 0.02 | 0 | 0 | 0 | 0 | 0 | 0.91 | 0 | 0 | 0 | 0 | 0 | 0.72 | 0 | 0 | 0 | 0 | 0 | True |  | Non Federally-Regulated | 11/01/2017 |  | 01/23/2018
Lightheaded Lighting | Lightheaded Lighting | L4X-IC*A-*-**-3P1-120 + 4-524-**-**-**-GSL-XTM28-35-9807 | Light Emitting Diode | Inseparable Luminaire | Quick Connect | 0-10 VDC Controls | 51 | 3500 | 0.0002 | 98 | 95 | 450 | 0.96 | Elevated | 50000 |  |  | 99999 | 0.01 | 19 | 19 | 0.02 | 0 | 0 | 0 | 0 | 0 | 0.91 | 0 | 0 | 0 | 0 | 0 | 0.72 | 0 | 0 | 0 | 0 | 0 | True |  | Non Federally-Regulated | 11/01/2017 |  | 01/23/2018
Lightheaded Lighting | Lightheaded Lighting | L4X-IC*A-*-**-3P1-120 + 4-524-**-**-**-GSL-XTM28-40-9807 | Light Emitting Diode | Inseparable Luminaire | Quick Connect | 0-10 VDC Controls | 51 | 4000 | 0.0002 | 98 | 95 | 450 | 0.96 | Elevated | 50000 |  |  | 99999 | 0.01 | 19 | 19 | 0.02 | 0 | 0 | 0 | 0 | 0 | 0.91 | 0 | 0 | 0 | 0 | 0 | 0.72 | 0 | 0 | 0 | 0 | 0 | True |  | Non Federally-Regulated | 11/01/2017 |  | 01/23/2018
Lightheaded Lighting | Lightheaded Lighting | L4X-IC*A-*-**-3P1-120 + 4-524-**-**-**-GSL-XTM28-27-9810 | Light Emitting Diode | Inseparable Luminaire | Quick Connect | 0-10 VDC Controls | 51 | 2700 | 0.0002 | 98 | 95 | 450 | 0.96 | Elevated | 50000 |  |  | 99999 | 0.01 | 19 | 19 | 0.02 | 0 | 0 | 0 | 0 | 0 | 0.91 | 0 | 0 | 0 | 0 | 0 | 0.72 | 0 | 0 | 0 | 0 | 0 | True |  | Non Federally-Regulated | 11/01/2017 |  | 01/23/2018
Lightheaded Lighting | Lightheaded Lighting | L4X-IC*A-*-**-3P1-120 + 4-524-**-**-**-GSL-XTM28-30-9810 | Light Emitting Diode | Inseparable Luminaire | Quick Connect | 0-10 VDC Controls | 51 | 3000 | 0.0002 | 98 | 95 | 450 | 0.96 | Elevated | 50000 |  |  | 99999 | 0.01 | 19 | 19 | 0.02 | 0 | 0 | 0 | 0 | 0 | 0.91 | 0 | 0 | 0 | 0 | 0 | 0.72 | 0 | 0 | 0 | 0 | 0 | True |  | Non Federally-Regulated | 11/01/2017 |  | 01/23/2018
Lightheaded Lighting | Lightheaded Lighting | L4X-IC*A-*-**-3P1-120 + 4-524-**-**-**-GSL-XTM28-35-9810 | Light Emitting Diode | Inseparable Luminaire | Quick Connect | 0-10 VDC Controls | 51 | 3500 | 0.0002 | 98 | 95 | 450 | 0.96 | Elevated | 50000 |  |  | 99999 | 0.01 | 19 | 19 | 0.02 | 0 | 0 | 0 | 0 | 0 | 0.91 | 0 | 0 | 0 | 0 | 0 | 0.72 | 0 | 0 | 0 | 0 | 0 | True |  | Non Federally-Regulated | 11/01/2017 |  | 01/23/2018
Lightheaded Lighting | Lightheaded Lighting | L4X-IC*A-*-**-3P1-120 + 4-524-**-**-**-GSL-XTM28-40-9810 | Light Emitting Diode | Inseparable Luminaire | Quick Connect | 0-10 VDC Controls | 51 | 4000 | 0.0002 | 98 | 95 | 450 | 0.96 | Elevated | 50000 |  |  | 99999 | 0.01 | 19 | 19 | 0.02 | 0 | 0 | 0 | 0 | 0 | 0.91 | 0 | 0 | 0 | 0 | 0 | 0.72 | 0 | 0 | 0 | 0 | 0 | True |  | Non Federally-Regulated | 11/01/2017 |  | 01/23/2018
Lightheaded Lighting | Lightheaded Lighting | L4X-IC*A-*-**-3P1-120 + 4-524-**-**-**-GSL-XTM40-27-9807 | Light Emitting Diode | Inseparable Luminaire | Quick Connect | 0-10 VDC Controls | 51 | 2700 | 0.0002 | 98 | 95 | 450 | 0.96 | Elevated | 50000 |  |  | 99999 | 0.01 | 19 | 19 | 0.02 | 0 | 0 | 0 | 0 | 0 | 0.91 | 0 | 0 | 0 | 0 | 0 | 0.72 | 0 | 0 | 0 | 0 | 0 | True |  | Non Federally-Regulated | 11/01/2017 |  | 01/23/2018
Lightheaded Lighting | Lightheaded Lighting | L4X-IC*A-*-**-3P1-120 + 4-524-**-**-**-GSL-XTM40-30-9807 | Light Emitting Diode | Inseparable Luminaire | Quick Connect | 0-10 VDC Controls | 51 | 3000 | 0.0002 | 98 | 95 | 450 | 0.96 | Elevated | 50000 |  |  | 99999 | 0.01 | 19 | 19 | 0.02 | 0 | 0 | 0 | 0 | 0 | 0.91 | 0 | 0 | 0 | 0 | 0 | 0.72 | 0 | 0 | 0 | 0 | 0 | True |  | Non Federally-Regulated | 11/01/2017 |  | 01/23/2018
Lightheaded Lighting | Lightheaded Lighting | L4X-IC*A-*-**-3P1-120 + 4-524-**-**-**-GSL-XTM40-35-9807 | Light Emitting Diode | Inseparable Luminaire | Quick Connect | 0-10 VDC Controls | 51 | 3500 | 0.0002 | 98 | 95 | 450 | 0.96 | Elevated | 50000 |  |  | 99999 | 0.01 | 19 | 19 | 0.02 | 0 | 0 | 0 | 0 | 0 | 0.91 | 0 | 0 | 0 | 0 | 0 | 0.72 | 0 | 0 | 0 | 0 | 0 | True |  | Non Federally-Regulated | 11/01/2017 |  | 01/23/2018
Lightheaded Lighting | Lightheaded Lighting | L4X-IC*A-*-**-3P1-120 + 4-524-**-**-**-GSL-XTM40-40-9807 | Light Emitting Diode | Inseparable Luminaire | Quick Connect | 0-10 VDC Controls | 51 | 4000 | 0.0002 | 98 | 95 | 450 | 0.96 | Elevated | 50000 |  |  | 99999 | 0.01 | 19 | 19 | 0.02 | 0 | 0 | 0 | 0 | 0 | 0.91 | 0 | 0 | 0 | 0 | 0 | 0.72 | 0 | 0 | 0 | 0 | 0 | True |  | Non Federally-Regulated | 11/01/2017 |  | 01/23/2018
Lightheaded Lighting | Lightheaded Lighting | L4X-IC*A-*-**-3P1-120 + 4-524-**-**-**-GSL-XTM40-27-9810 | Light Emitting Diode | Inseparable Luminaire | Quick Connect | 0-10 VDC Controls | 51 | 2700 | 0.0002 | 98 | 95 | 450 | 0.96 | Elevated | 50000 |  |  | 99999 | 0.01 | 19 | 19 | 0.02 | 0 | 0 | 0 | 0 | 0 | 0.91 | 0 | 0 | 0 | 0 | 0 | 0.72 | 0 | 0 | 0 | 0 | 0 | True |  | Non Federally-Regulated | 11/01/2017 |  | 01/23/2018
Lightheaded Lighting | Lightheaded Lighting | L4X-IC*A-*-**-3P1-120 + 4-524-**-**-**-GSL-XTM40-30-9810 | Light Emitting Diode | Inseparable Luminaire | Quick Connect | 0-10 VDC Controls | 51 | 3000 | 0.0002 | 98 | 95 | 450 | 0.96 | Elevated | 50000 |  |  | 99999 | 0.01 | 19 | 19 | 0.02 | 0 | 0 | 0 | 0 | 0 | 0.91 | 0 | 0 | 0 | 0 | 0 | 0.72 | 0 | 0 | 0 | 0 | 0 | True |  | Non Federally-Regulated | 11/01/2017 |  | 01/23/2018
Lightheaded Lighting | Lightheaded Lighting | L4X-IC*A-*-**-3P1-120 + 4-524-**-**-**-GSL-XTM40-35-9810 | Light Emitting Diode | Inseparable Luminaire | Quick Connect | 0-10 VDC Controls | 51 | 3500 | 0.0002 | 98 | 95 | 450 | 0.96 | Elevated | 50000 |  |  | 99999 | 0.01 | 19 | 19 | 0.02 | 0 | 0 | 0 | 0 | 0 | 0.91 | 0 | 0 | 0 | 0 | 0 | 0.72 | 0 | 0 | 0 | 0 | 0 | True |  | Non Federally-Regulated | 11/01/2017 |  | 01/23/2018
Lightheaded Lighting | Lightheaded Lighting | L4X-IC*A-*-**-3P1-120 + 4-524-**-**-**-GSL-XTM40-40-9810 | Light Emitting Diode | Inseparable Luminaire | Quick Connect | 0-10 VDC Controls | 51 | 4000 | 0.0002 | 98 | 95 | 450 | 0.96 | Elevated | 50000 |  |  | 99999 | 0.01 | 19 | 19 | 0.02 | 0 | 0 | 0 | 0 | 0 | 0.91 | 0 | 0 | 0 | 0 | 0 | 0.72 | 0 | 0 | 0 | 0 | 0 | True |  | Non Federally-Regulated | 11/01/2017 |  | 01/23/2018
Lightheaded Lighting | Lightheaded Lighting | L4X-IC*A-*-**-3P1-120 + 4-524-**-**-**-GSL-XTM60-27-9807 | Light Emitting Diode | Inseparable Luminaire | Quick Connect | 0-10 VDC Controls | 51 | 2700 | 0.0002 | 98 | 95 | 450 | 0.96 | Elevated | 50000 |  |  | 99999 | 0.01 | 19 | 19 | 0.02 | 0 | 0 | 0 | 0 | 0 | 0.91 | 0 | 0 | 0 | 0 | 0 | 0.72 | 0 | 0 | 0 | 0 | 0 | True |  | Non Federally-Regulated | 11/01/2017 |  | 01/23/2018
Lightheaded Lighting | Lightheaded Lighting | L4X-IC*A-*-**-3P1-120 + 4-524-**-**-**-GSL-XTM60-30-9807 | Light Emitting Diode | Inseparable Luminaire | Quick Connect | 0-10 VDC Controls | 51 | 3000 | 0.0002 | 98 | 95 | 450 | 0.96 | Elevated | 50000 |  |  | 99999 | 0.01 | 19 | 19 | 0.02 | 0 | 0 | 0 | 0 | 0 | 0.91 | 0 | 0 | 0 | 0 | 0 | 0.72 | 0 | 0 | 0 | 0 | 0 | True |  | Non Federally-Regulated | 11/01/2017 |  | 01/23/2018
Lightheaded Lighting | Lightheaded Lighting | L4X-IC*A-*-**-3P1-120 + 4-524-**-**-**-GSL-XTM60-35-9807 | Light Emitting Diode | Inseparable Luminaire | Quick Connect | 0-10 VDC Controls | 51 | 3500 | 0.0002 | 98 | 95 | 450 | 0.96 | Elevated | 50000 |  |  | 99999 | 0.01 | 19 | 19 | 0.02 | 0 | 0 | 0 | 0 | 0 | 0.91 | 0 | 0 | 0 | 0 | 0 | 0.72 | 0 | 0 | 0 | 0 | 0 | True |  | Non Federally-Regulated | 11/01/2017 |  | 01/23/2018
Lightheaded Lighting | Lightheaded Lighting | L4X-IC*A-*-**-3P1-120 + 4-524-**-**-**-GSL-XTM60-40-9807 | Light Emitting Diode | Inseparable Luminaire | Quick Connect | 0-10 VDC Controls | 51 | 4000 | 0.0002 | 98 | 95 | 450 | 0.96 | Elevated | 50000 |  |  | 99999 | 0.01 | 19 | 19 | 0.02 | 0 | 0 | 0 | 0 | 0 | 0.91 | 0 | 0 | 0 | 0 | 0 | 0.72 | 0 | 0 | 0 | 0 | 0 | True |  | Non Federally-Regulated | 11/01/2017 |  | 01/23/2018
Lightheaded Lighting | Lightheaded Lighting | L4X-IC*A-*-**-3P1-120 + 4-524-**-**-**-GSL-XTM60-27-9810 | Light Emitting Diode | Inseparable Luminaire | Quick Connect | 0-10 VDC Controls | 51 | 2700 | 0.0002 | 98 | 95 | 450 | 0.96 | Elevated | 50000 |  |  | 99999 | 0.01 | 19 | 19 | 0.02 | 0 | 0 | 0 | 0 | 0 | 0.91 | 0 | 0 | 0 | 0 | 0 | 0.72 | 0 | 0 | 0 | 0 | 0 | True |  | Non Federally-Regulated | 11/01/2017 |  | 01/23/2018
Lightheaded Lighting | Lightheaded Lighting | L4X-IC*A-*-**-3P1-120 + 4-524-**-**-**-GSL-XTM60-30-9810 | Light Emitting Diode | Inseparable Luminaire | Quick Connect | 0-10 VDC Controls | 51 | 3000 | 0.0002 | 98 | 95 | 450 | 0.96 | Elevated | 50000 |  |  | 99999 | 0.01 | 19 | 19 | 0.02 | 0 | 0 | 0 | 0 | 0 | 0.91 | 0 | 0 | 0 | 0 | 0 | 0.72 | 0 | 0 | 0 | 0 | 0 | True |  | Non Federally-Regulated | 11/01/2017 |  | 01/23/2018
Lightheaded Lighting | Lightheaded Lighting | L4X-IC*A-*-**-3P1-120 + 4-524-**-**-**-GSL-XTM60-35-9810 | Light Emitting Diode | Inseparable Luminaire | Quick Connect | 0-10 VDC Controls | 51 | 3500 | 0.0002 | 98 | 95 | 450 | 0.96 | Elevated | 50000 |  |  | 99999 | 0.01 | 19 | 19 | 0.02 | 0 | 0 | 0 | 0 | 0 | 0.91 | 0 | 0 | 0 | 0 | 0 | 0.72 | 0 | 0 | 0 | 0 | 0 | True |  | Non Federally-Regulated | 11/01/2017 |  | 01/23/2018
Lightheaded Lighting | Lightheaded Lighting | L4X-IC*A-*-**-3P1-120 + 4-524-**-**-**-GSL-XTM60-40-9810 | Light Emitting Diode | Inseparable Luminaire | Quick Connect | 0-10 VDC Controls | 51 | 4000 | 0.0002 | 98 | 95 | 450 | 0.96 | Elevated | 50000 |  |  | 99999 | 0.01 | 19 | 19 | 0.02 | 0 | 0 | 0 | 0 | 0 | 0.91 | 0 | 0 | 0 | 0 | 0 | 0.72 | 0 | 0 | 0 | 0 | 0 | True |  | Non Federally-Regulated | 11/01/2017 |  | 01/23/2018
Lightheaded Lighting | Lightheaded Lighting | L4X-IC*A-*-**-3P1-120 + 4-564-**-**-**-GSL-XTM28-27-9807 | Light Emitting Diode | Inseparable Luminaire | Quick Connect | 0-10 VDC Controls | 51 | 2700 | 0.0002 | 98 | 95 | 450 | 0.96 | Elevated | 50000 |  |  | 99999 | 0.01 | 19 | 19 | 0.02 | 0 | 0 | 0 | 0 | 0 | 0.91 | 0 | 0 | 0 | 0 | 0 | 0.72 | 0 | 0 | 0 | 0 | 0 | True |  | Non Federally-Regulated | 11/01/2017 |  | 01/23/2018
Lightheaded Lighting | Lightheaded Lighting | L4X-IC*A-*-**-3P1-120 + 4-564-**-**-**-GSL-XTM28-30-9807 | Light Emitting Diode | Inseparable Luminaire | Quick Connect | 0-10 VDC Controls | 51 | 3000 | 0.0002 | 98 | 95 | 450 | 0.96 | Elevated | 50000 |  |  | 99999 | 0.01 | 19 | 19 | 0.02 | 0 | 0 | 0 | 0 | 0 | 0.91 | 0 | 0 | 0 | 0 | 0 | 0.72 | 0 | 0 | 0 | 0 | 0 | True |  | Non Federally-Regulated | 11/01/2017 |  | 01/23/2018
Lightheaded Lighting | Lightheaded Lighting | L4X-IC*A-*-**-3P1-120 + 4-564-**-**-**-GSL-XTM28-35-9807 | Light Emitting Diode | Inseparable Luminaire | Quick Connect | 0-10 VDC Controls | 51 | 3500 | 0.0002 | 98 | 95 | 450 | 0.96 | Elevated | 50000 |  |  | 99999 | 0.01 | 19 | 19 | 0.02 | 0 | 0 | 0 | 0 | 0 | 0.91 | 0 | 0 | 0 | 0 | 0 | 0.72 | 0 | 0 | 0 | 0 | 0 | True |  | Non Federally-Regulated | 11/01/2017 |  | 01/23/2018
Lightheaded Lighting | Lightheaded Lighting | L4X-IC*A-*-**-3P1-120 + 4-564-**-**-**-GSL-XTM28-40-9807 | Light Emitting Diode | Inseparable Luminaire | Quick Connect | 0-10 VDC Controls | 51 | 4000 | 0.0002 | 98 | 95 | 450 | 0.96 | Elevated | 50000 |  |  | 99999 | 0.01 | 19 | 19 | 0.02 | 0 | 0 | 0 | 0 | 0 | 0.91 | 0 | 0 | 0 | 0 | 0 | 0.72 | 0 | 0 | 0 | 0 | 0 | True |  | Non Federally-Regulated | 11/01/2017 |  | 01/23/2018
Lightheaded Lighting | Lightheaded Lighting | L4X-IC*A-*-**-3P1-120 + 4-564-**-**-**-GSL-XTM28-27-9810 | Light Emitting Diode | Inseparable Luminaire | Quick Connect | 0-10 VDC Controls | 51 | 2700 | 0.0002 | 98 | 95 | 450 | 0.96 | Elevated | 50000 |  |  | 99999 | 0.01 | 19 | 19 | 0.02 | 0 | 0 | 0 | 0 | 0 | 0.91 | 0 | 0 | 0 | 0 | 0 | 0.72 | 0 | 0 | 0 | 0 | 0 | True |  | Non Federally-Regulated | 11/01/2017 |  | 01/23/2018
Lightheaded Lighting | Lightheaded Lighting | L4X-IC*A-*-**-3P1-120 + 4-564-**-**-**-GSL-XTM28-30-9810 | Light Emitting Diode | Inseparable Luminaire | Quick Connect | 0-10 VDC Controls | 51 | 3000 | 0.0002 | 98 | 95 | 450 | 0.96 | Elevated | 50000 |  |  | 99999 | 0.01 | 19 | 19 | 0.02 | 0 | 0 | 0 | 0 | 0 | 0.91 | 0 | 0 | 0 | 0 | 0 | 0.72 | 0 | 0 | 0 | 0 | 0 | True |  | Non Federally-Regulated | 11/01/2017 |  | 01/23/2018
Lightheaded Lighting | Lightheaded Lighting | L4X-IC*A-*-**-3P1-120 + 4-564-**-**-**-GSL-XTM28-35-9810 | Light Emitting Diode | Inseparable Luminaire | Quick Connect | 0-10 VDC Controls | 51 | 3500 | 0.0002 | 98 | 95 | 450 | 0.96 | Elevated | 50000 |  |  | 99999 | 0.01 | 19 | 19 | 0.02 | 0 | 0 | 0 | 0 | 0 | 0.91 | 0 | 0 | 0 | 0 | 0 | 0.72 | 0 | 0 | 0 | 0 | 0 | True |  | Non Federally-Regulated | 11/01/2017 |  | 01/23/2018
Lightheaded Lighting | Lightheaded Lighting | L4X-IC*A-*-**-3P1-120 + 4-564-**-**-**-GSL-XTM28-40-9810 | Light Emitting Diode | Inseparable Luminaire | Quick Connect | 0-10 VDC Controls | 51 | 4000 | 0.0002 | 98 | 95 | 450 | 0.96 | Elevated | 50000 |  |  | 99999 | 0.01 | 19 | 19 | 0.02 | 0 | 0 | 0 | 0 | 0 | 0.91 | 0 | 0 | 0 | 0 | 0 | 0.72 | 0 | 0 | 0 | 0 | 0 | True |  | Non Federally-Regulated | 11/01/2017 |  | 01/23/2018
Lightheaded Lighting | Lightheaded Lighting | L4X-IC*A-*-**-3P1-120 + 4-564-**-**-**-GSL-XTM40-27-9807 | Light Emitting Diode | Inseparable Luminaire | Quick Connect | 0-10 VDC Controls | 51 | 2700 | 0.0002 | 98 | 95 | 450 | 0.96 | Elevated | 50000 |  |  | 99999 | 0.01 | 19 | 19 | 0.02 | 0 | 0 | 0 | 0 | 0 | 0.91 | 0 | 0 | 0 | 0 | 0 | 0.72 | 0 | 0 | 0 | 0 | 0 | True |  | Non Federally-Regulated | 11/01/2017 |  | 01/23/2018
Lightheaded Lighting | Lightheaded Lighting | L4X-IC*A-*-**-3P1-120 + 4-564-**-**-**-GSL-XTM40-30-9807 | Light Emitting Diode | Inseparable Luminaire | Quick Connect | 0-10 VDC Controls | 51 | 3000 | 0.0002 | 98 | 95 | 450 | 0.96 | Elevated | 50000 |  |  | 99999 | 0.01 | 19 | 19 | 0.02 | 0 | 0 | 0 | 0 | 0 | 0.91 | 0 | 0 | 0 | 0 | 0 | 0.72 | 0 | 0 | 0 | 0 | 0 | True |  | Non Federally-Regulated | 11/01/2017 |  | 01/23/2018
Lightheaded Lighting | Lightheaded Lighting | L4X-IC*A-*-**-3P1-120 + 4-564-**-**-**-GSL-XTM40-35-9807 | Light Emitting Diode | Inseparable Luminaire | Quick Connect | 0-10 VDC Controls | 51 | 3500 | 0.0002 | 98 | 95 | 450 | 0.96 | Elevated | 50000 |  |  | 99999 | 0.01 | 19 | 19 | 0.02 | 0 | 0 | 0 | 0 | 0 | 0.91 | 0 | 0 | 0 | 0 | 0 | 0.72 | 0 | 0 | 0 | 0 | 0 | True |  | Non Federally-Regulated | 11/01/2017 |  | 01/23/2018
Lightheaded Lighting | Lightheaded Lighting | L4X-IC*A-*-**-3P1-120 + 4-564-**-**-**-GSL-XTM40-40-9807 | Light Emitting Diode | Inseparable Luminaire | Quick Connect | 0-10 VDC Controls | 51 | 4000 | 0.0002 | 98 | 95 | 450 | 0.96 | Elevated | 50000 |  |  | 99999 | 0.01 | 19 | 19 | 0.02 | 0 | 0 | 0 | 0 | 0 | 0.91 | 0 | 0 | 0 | 0 | 0 | 0.72 | 0 | 0 | 0 | 0 | 0 | True |  | Non Federally-Regulated | 11/01/2017 |  | 01/23/2018
Lightheaded Lighting | Lightheaded Lighting | L4X-IC*A-*-**-3P1-120 + 4-564-**-**-**-GSL-XTM40-27-9810 | Light Emitting Diode | Inseparable Luminaire | Quick Connect | 0-10 VDC Controls | 51 | 2700 | 0.0002 | 98 | 95 | 450 | 0.96 | Elevated | 50000 |  |  | 99999 | 0.01 | 19 | 19 | 0.02 | 0 | 0 | 0 | 0 | 0 | 0.91 | 0 | 0 | 0 | 0 | 0 | 0.72 | 0 | 0 | 0 | 0 | 0 | True |  | Non Federally-Regulated | 11/01/2017 |  | 01/23/2018
Lightheaded Lighting | Lightheaded Lighting | L4X-IC*A-*-**-3P1-120 + 4-564-**-**-**-GSL-XTM40-30-9810 | Light Emitting Diode | Inseparable Luminaire | Quick Connect | 0-10 VDC Controls | 51 | 3000 | 0.0002 | 98 | 95 | 450 | 0.96 | Elevated | 50000 |  |  | 99999 | 0.01 | 19 | 19 | 0.02 | 0 | 0 | 0 | 0 | 0 | 0.91 | 0 | 0 | 0 | 0 | 0 | 0.72 | 0 | 0 | 0 | 0 | 0 | True |  | Non Federally-Regulated | 11/01/2017 |  | 01/23/2018
Lightheaded Lighting | Lightheaded Lighting | L4X-IC*A-*-**-3P1-120 + 4-564-**-**-**-GSL-XTM40-35-9810 | Light Emitting Diode | Inseparable Luminaire | Quick Connect | 0-10 VDC Controls | 51 | 3500 | 0.0002 | 98 | 95 | 450 | 0.96 | Elevated | 50000 |  |  | 99999 | 0.01 | 19 | 19 | 0.02 | 0 | 0 | 0 | 0 | 0 | 0.91 | 0 | 0 | 0 | 0 | 0 | 0.72 | 0 | 0 | 0 | 0 | 0 | True |  | Non Federally-Regulated | 11/01/2017 |  | 01/23/2018
Lightheaded Lighting | Lightheaded Lighting | L4X-IC*A-*-**-3P1-120 + 4-564-**-**-**-GSL-XTM40-40-9810 | Light Emitting Diode | Inseparable Luminaire | Quick Connect | 0-10 VDC Controls | 51 | 4000 | 0.0002 | 98 | 95 | 450 | 0.96 | Elevated | 50000 |  |  | 99999 | 0.01 | 19 | 19 | 0.02 | 0 | 0 | 0 | 0 | 0 | 0.91 | 0 | 0 | 0 | 0 | 0 | 0.72 | 0 | 0 | 0 | 0 | 0 | True |  | Non Federally-Regulated | 11/01/2017 |  | 01/23/2018
Lightheaded Lighting | Lightheaded Lighting | L4X-IC*A-*-**-3P1-120 + 4-564-**-**-**-GSL-XTM60-27-9807 | Light Emitting Diode | Inseparable Luminaire | Quick Connect | 0-10 VDC Controls | 51 | 2700 | 0.0002 | 98 | 95 | 450 | 0.96 | Elevated | 50000 |  |  | 99999 | 0.01 | 19 | 19 | 0.02 | 0 | 0 | 0 | 0 | 0 | 0.91 | 0 | 0 | 0 | 0 | 0 | 0.72 | 0 | 0 | 0 | 0 | 0 | True |  | Non Federally-Regulated | 11/01/2017 |  | 01/23/2018
Lightheaded Lighting | Lightheaded Lighting | L4X-IC*A-*-**-3P1-120 + 4-564-**-**-**-GSL-XTM60-30-9807 | Light Emitting Diode | Inseparable Luminaire | Quick Connect | 0-10 VDC Controls | 51 | 3000 | 0.0002 | 98 | 95 | 450 | 0.96 | Elevated | 50000 |  |  | 99999 | 0.01 | 19 | 19 | 0.02 | 0 | 0 | 0 | 0 | 0 | 0.91 | 0 | 0 | 0 | 0 | 0 | 0.72 | 0 | 0 | 0 | 0 | 0 | True |  | Non Federally-Regulated | 11/01/2017 |  | 01/23/2018
Lightheaded Lighting | Lightheaded Lighting | L4X-IC*A-*-**-3P1-120 + 4-564-**-**-**-GSL-XTM60-35-9807 | Light Emitting Diode | Inseparable Luminaire | Quick Connect | 0-10 VDC Controls | 51 | 3500 | 0.0002 | 98 | 95 | 450 | 0.96 | Elevated | 50000 |  |  | 99999 | 0.01 | 19 | 19 | 0.02 | 0 | 0 | 0 | 0 | 0 | 0.91 | 0 | 0 | 0 | 0 | 0 | 0.72 | 0 | 0 | 0 | 0 | 0 | True |  | Non Federally-Regulated | 11/01/2017 |  | 01/23/2018
Lightheaded Lighting | Lightheaded Lighting | L4X-IC*A-*-**-3P1-120 + 4-564-**-**-**-GSL-XTM60-40-9807 | Light Emitting Diode | Inseparable Luminaire | Quick Connect | 0-10 VDC Controls | 51 | 4000 | 0.0002 | 98 | 95 | 450 | 0.96 | Elevated | 50000 |  |  | 99999 | 0.01 | 19 | 19 | 0.02 | 0 | 0 | 0 | 0 | 0 | 0.91 | 0 | 0 | 0 | 0 | 0 | 0.72 | 0 | 0 | 0 | 0 | 0 | True |  | Non Federally-Regulated | 11/01/2017 |  | 01/23/2018
Lightheaded Lighting | Lightheaded Lighting | L4X-IC*A-*-**-3P1-120 + 4-564-**-**-**-GSL-XTM60-27-9810 | Light Emitting Diode | Inseparable Luminaire | Quick Connect | 0-10 VDC Controls | 51 | 2700 | 0.0002 | 98 | 95 | 450 | 0.96 | Elevated | 50000 |  |  | 99999 | 0.01 | 19 | 19 | 0.02 | 0 | 0 | 0 | 0 | 0 | 0.91 | 0 | 0 | 0 | 0 | 0 | 0.72 | 0 | 0 | 0 | 0 | 0 | True |  | Non Federally-Regulated | 11/01/2017 |  | 01/23/2018
Lightheaded Lighting | Lightheaded Lighting | L4X-IC*A-*-**-3P1-120 + 4-564-**-**-**-GSL-XTM60-30-9810 | Light Emitting Diode | Inseparable Luminaire | Quick Connect | 0-10 VDC Controls | 51 | 3000 | 0.0002 | 98 | 95 | 450 | 0.96 | Elevated | 50000 |  |  | 99999 | 0.01 | 19 | 19 | 0.02 | 0 | 0 | 0 | 0 | 0 | 0.91 | 0 | 0 | 0 | 0 | 0 | 0.72 | 0 | 0 | 0 | 0 | 0 | True |  | Non Federally-Regulated | 11/01/2017 |  | 01/23/2018
Lightheaded Lighting | Lightheaded Lighting | L4X-IC*A-*-**-3P1-120 + 4-564-**-**-**-GSL-XTM60-35-9810 | Light Emitting Diode | Inseparable Luminaire | Quick Connect | 0-10 VDC Controls | 51 | 3500 | 0.0002 | 98 | 95 | 450 | 0.96 | Elevated | 50000 |  |  | 99999 | 0.01 | 19 | 19 | 0.02 | 0 | 0 | 0 | 0 | 0 | 0.91 | 0 | 0 | 0 | 0 | 0 | 0.72 | 0 | 0 | 0 | 0 | 0 | True |  | Non Federally-Regulated | 11/01/2017 |  | 01/23/2018
Lightheaded Lighting | Lightheaded Lighting | L4X-IC*A-*-**-3P1-120 + 4-564-**-**-**-GSL-XTM60-40-9810 | Light Emitting Diode | Inseparable Luminaire | Quick Connect | 0-10 VDC Controls | 51 | 4000 | 0.0002 | 98 | 95 | 450 | 0.96 | Elevated | 50000 |  |  | 99999 | 0.01 | 19 | 19 | 0.02 | 0 | 0 | 0 | 0 | 0 | 0.91 | 0 | 0 | 0 | 0 | 0 | 0.72 | 0 | 0 | 0 | 0 | 0 | True |  | Non Federally-Regulated | 11/01/2017 |  | 01/23/2018
Lightheaded Lighting | Lightheaded Lighting | L4X-IC*A-*-**-3P1-120 + 4-124-**-**-**-GFRO-XTM28-27-9807 | Light Emitting Diode | Inseparable Luminaire | Quick Connect | 0-10 VDC Controls | 51 | 2700 | 0.0002 | 98 | 95 | 450 | 0.96 | Elevated | 50000 |  |  | 99999 | 0.01 | 19 | 19 | 0.02 | 0 | 0 | 0 | 0 | 0 | 0.91 | 0 | 0 | 0 | 0 | 0 | 0.72 | 0 | 0 | 0 | 0 | 0 | True |  | Non Federally-Regulated | 11/01/2017 |  | 01/23/2018
Lightheaded Lighting | Lightheaded Lighting | L4X-IC*A-*-**-3P1-120 + 4-124-**-**-**-GFRO-XTM28-30-9807 | Light Emitting Diode | Inseparable Luminaire | Quick Connect | 0-10 VDC Controls | 51 | 3000 | 0.0002 | 98 | 95 | 450 | 0.96 | Elevated | 50000 |  |  | 99999 | 0.01 | 19 | 19 | 0.02 | 0 | 0 | 0 | 0 | 0 | 0.91 | 0 | 0 | 0 | 0 | 0 | 0.72 | 0 | 0 | 0 | 0 | 0 | True |  | Non Federally-Regulated | 11/01/2017 |  | 01/23/2018
Lightheaded Lighting | Lightheaded Lighting | L4X-IC*A-*-**-3P1-120 + 4-124-**-**-**-GFRO-XTM28-35-9807 | Light Emitting Diode | Inseparable Luminaire | Quick Connect | 0-10 VDC Controls | 51 | 3500 | 0.0002 | 98 | 95 | 450 | 0.96 | Elevated | 50000 |  |  | 99999 | 0.01 | 19 | 19 | 0.02 | 0 | 0 | 0 | 0 | 0 | 0.91 | 0 | 0 | 0 | 0 | 0 | 0.72 | 0 | 0 | 0 | 0 | 0 | True |  | Non Federally-Regulated | 11/01/2017 |  | 01/23/2018
Lightheaded Lighting | Lightheaded Lighting | L4X-IC*A-*-**-3P1-120 + 4-124-**-**-**-GFRO-XTM28-40-9807 | Light Emitting Diode | Inseparable Luminaire | Quick Connect | 0-10 VDC Controls | 51 | 4000 | 0.0002 | 98 | 95 | 450 | 0.96 | Elevated | 50000 |  |  | 99999 | 0.01 | 19 | 19 | 0.02 | 0 | 0 | 0 | 0 | 0 | 0.91 | 0 | 0 | 0 | 0 | 0 | 0.72 | 0 | 0 | 0 | 0 | 0 | True |  | Non Federally-Regulated | 11/01/2017 |  | 01/23/2018
Lightheaded Lighting | Lightheaded Lighting | L4X-IC*A-*-**-3P1-120 + 4-124-**-**-**-GFRO-XTM28-27-9810 | Light Emitting Diode | Inseparable Luminaire | Quick Connect | 0-10 VDC Controls | 51 | 2700 | 0.0002 | 98 | 95 | 450 | 0.96 | Elevated | 50000 |  |  | 99999 | 0.01 | 19 | 19 | 0.02 | 0 | 0 | 0 | 0 | 0 | 0.91 | 0 | 0 | 0 | 0 | 0 | 0.72 | 0 | 0 | 0 | 0 | 0 | True |  | Non Federally-Regulated | 11/01/2017 |  | 01/23/2018
Lightheaded Lighting | Lightheaded Lighting | L4X-IC*A-*-**-3P1-120 + 4-124-**-**-**-GFRO-XTM28-30-9810 | Light Emitting Diode | Inseparable Luminaire | Quick Connect | 0-10 VDC Controls | 51 | 3000 | 0.0002 | 98 | 95 | 450 | 0.96 | Elevated | 50000 |  |  | 99999 | 0.01 | 19 | 19 | 0.02 | 0 | 0 | 0 | 0 | 0 | 0.91 | 0 | 0 | 0 | 0 | 0 | 0.72 | 0 | 0 | 0 | 0 | 0 | True |  | Non Federally-Regulated | 11/01/2017 |  | 01/23/2018
Lightheaded Lighting | Lightheaded Lighting | L4X-IC*A-*-**-3P1-120 + 4-124-**-**-**-GFRO-XTM28-35-9810 | Light Emitting Diode | Inseparable Luminaire | Quick Connect | 0-10 VDC Controls | 51 | 3500 | 0.0002 | 98 | 95 | 450 | 0.96 | Elevated | 50000 |  |  | 99999 | 0.01 | 19 | 19 | 0.02 | 0 | 0 | 0 | 0 | 0 | 0.91 | 0 | 0 | 0 | 0 | 0 | 0.72 | 0 | 0 | 0 | 0 | 0 | True |  | Non Federally-Regulated | 11/01/2017 |  | 01/23/2018
Lightheaded Lighting | Lightheaded Lighting | L4X-IC*A-*-**-3P1-120 + 4-124-**-**-**-GFRO-XTM28-40-9810 | Light Emitting Diode | Inseparable Luminaire | Quick Connect | 0-10 VDC Controls | 51 | 4000 | 0.0002 | 98 | 95 | 450 | 0.96 | Elevated | 50000 |  |  | 99999 | 0.01 | 19 | 19 | 0.02 | 0 | 0 | 0 | 0 | 0 | 0.91 | 0 | 0 | 0 | 0 | 0 | 0.72 | 0 | 0 | 0 | 0 | 0 | True |  | Non Federally-Regulated | 11/01/2017 |  | 01/23/2018
Lightheaded Lighting | Lightheaded Lighting | L4X-IC*A-*-**-3P1-120 + 4-124-**-**-**-GFRO-XTM40-27-9807 | Light Emitting Diode | Inseparable Luminaire | Quick Connect | 0-10 VDC Controls | 51 | 2700 | 0.0002 | 98 | 95 | 450 | 0.96 | Elevated | 50000 |  |  | 99999 | 0.01 | 19 | 19 | 0.02 | 0 | 0 | 0 | 0 | 0 | 0.91 | 0 | 0 | 0 | 0 | 0 | 0.72 | 0 | 0 | 0 | 0 | 0 | True |  | Non Federally-Regulated | 11/01/2017 |  | 01/23/2018
Lightheaded Lighting | Lightheaded Lighting | L4X-IC*A-*-**-3P1-120 + 4-124-**-**-**-GFRO-XTM40-30-9807 | Light Emitting Diode | Inseparable Luminaire | Quick Connect | 0-10 VDC Controls | 51 | 3000 | 0.0002 | 98 | 95 | 450 | 0.96 | Elevated | 50000 |  |  | 99999 | 0.01 | 19 | 19 | 0.02 | 0 | 0 | 0 | 0 | 0 | 0.91 | 0 | 0 | 0 | 0 | 0 | 0.72 | 0 | 0 | 0 | 0 | 0 | True |  | Non Federally-Regulated | 11/01/2017 |  | 01/23/2018
Lightheaded Lighting | Lightheaded Lighting | L4X-IC*A-*-**-3P1-120 + 4-124-**-**-**-GFRO-XTM40-35-9807 | Light Emitting Diode | Inseparable Luminaire | Quick Connect | 0-10 VDC Controls | 51 | 3500 | 0.0002 | 98 | 95 | 450 | 0.96 | Elevated | 50000 |  |  | 99999 | 0.01 | 19 | 19 | 0.02 | 0 | 0 | 0 | 0 | 0 | 0.91 | 0 | 0 | 0 | 0 | 0 | 0.72 | 0 | 0 | 0 | 0 | 0 | True |  | Non Federally-Regulated | 11/01/2017 |  | 01/23/2018
Lightheaded Lighting | Lightheaded Lighting | L4X-IC*A-*-**-3P1-120 + 4-124-**-**-**-GFRO-XTM40-40-9807 | Light Emitting Diode | Inseparable Luminaire | Quick Connect | 0-10 VDC Controls | 51 | 4000 | 0.0002 | 98 | 95 | 450 | 0.96 | Elevated | 50000 |  |  | 99999 | 0.01 | 19 | 19 | 0.02 | 0 | 0 | 0 | 0 | 0 | 0.91 | 0 | 0 | 0 | 0 | 0 | 0.72 | 0 | 0 | 0 | 0 | 0 | True |  | Non Federally-Regulated | 11/01/2017 |  | 01/23/2018
Lightheaded Lighting | Lightheaded Lighting | L4X-IC*A-*-**-3P1-120 + 4-124-**-**-**-GFRO-XTM40-27-9810 | Light Emitting Diode | Inseparable Luminaire | Quick Connect | 0-10 VDC Controls | 51 | 2700 | 0.0002 | 98 | 95 | 450 | 0.96 | Elevated | 50000 |  |  | 99999 | 0.01 | 19 | 19 | 0.02 | 0 | 0 | 0 | 0 | 0 | 0.91 | 0 | 0 | 0 | 0 | 0 | 0.72 | 0 | 0 | 0 | 0 | 0 | True |  | Non Federally-Regulated | 11/01/2017 |  | 01/23/2018
Lightheaded Lighting | Lightheaded Lighting | L4X-IC*A-*-**-3P1-120 + 4-124-**-**-**-GFRO-XTM40-30-9810 | Light Emitting Diode | Inseparable Luminaire | Quick Connect | 0-10 VDC Controls | 51 | 3000 | 0.0002 | 98 | 95 | 450 | 0.96 | Elevated | 50000 |  |  | 99999 | 0.01 | 19 | 19 | 0.02 | 0 | 0 | 0 | 0 | 0 | 0.91 | 0 | 0 | 0 | 0 | 0 | 0.72 | 0 | 0 | 0 | 0 | 0 | True |  | Non Federally-Regulated | 11/01/2017 |  | 01/23/2018
Lightheaded Lighting | Lightheaded Lighting | L4X-IC*A-*-**-3P1-120 + 4-124-**-**-**-GFRO-XTM40-35-9810 | Light Emitting Diode | Inseparable Luminaire | Quick Connect | 0-10 VDC Controls | 51 | 3500 | 0.0002 | 98 | 95 | 450 | 0.96 | Elevated | 50000 |  |  | 99999 | 0.01 | 19 | 19 | 0.02 | 0 | 0 | 0 | 0 | 0 | 0.91 | 0 | 0 | 0 | 0 | 0 | 0.72 | 0 | 0 | 0 | 0 | 0 | True |  | Non Federally-Regulated | 11/01/2017 |  | 01/23/2018
Lightheaded Lighting | Lightheaded Lighting | L4X-IC*A-*-**-3P1-120 + 4-124-**-**-**-GFRO-XTM40-40-9810 | Light Emitting Diode | Inseparable Luminaire | Quick Connect | 0-10 VDC Controls | 51 | 4000 | 0.0002 | 98 | 95 | 450 | 0.96 | Elevated | 50000 |  |  | 99999 | 0.01 | 19 | 19 | 0.02 | 0 | 0 | 0 | 0 | 0 | 0.91 | 0 | 0 | 0 | 0 | 0 | 0.72 | 0 | 0 | 0 | 0 | 0 | True |  | Non Federally-Regulated | 11/01/2017 |  | 01/23/2018
Lightheaded Lighting | Lightheaded Lighting | L4X-IC*A-*-**-3P1-120 + 4-124-**-**-**-GFRO-XTM60-27-9807 | Light Emitting Diode | Inseparable Luminaire | Quick Connect | 0-10 VDC Controls | 51 | 2700 | 0.0002 | 98 | 95 | 450 | 0.96 | Elevated | 50000 |  |  | 99999 | 0.01 | 19 | 19 | 0.02 | 0 | 0 | 0 | 0 | 0 | 0.91 | 0 | 0 | 0 | 0 | 0 | 0.72 | 0 | 0 | 0 | 0 | 0 | True |  | Non Federally-Regulated | 11/01/2017 |  | 01/23/2018
Lightheaded Lighting | Lightheaded Lighting | L4X-IC*A-*-**-3P1-120 + 4-124-**-**-**-GFRO-XTM60-30-9807 | Light Emitting Diode | Inseparable Luminaire | Quick Connect | 0-10 VDC Controls | 51 | 3000 | 0.0002 | 98 | 95 | 450 | 0.96 | Elevated | 50000 |  |  | 99999 | 0.01 | 19 | 19 | 0.02 | 0 | 0 | 0 | 0 | 0 | 0.91 | 0 | 0 | 0 | 0 | 0 | 0.72 | 0 | 0 | 0 | 0 | 0 | True |  | Non Federally-Regulated | 11/01/2017 |  | 01/23/2018
Lightheaded Lighting | Lightheaded Lighting | L4X-IC*A-*-**-3P1-120 + 4-124-**-**-**-GFRO-XTM60-35-9807 | Light Emitting Diode | Inseparable Luminaire | Quick Connect | 0-10 VDC Controls | 51 | 3500 | 0.0002 | 98 | 95 | 450 | 0.96 | Elevated | 50000 |  |  | 99999 | 0.01 | 19 | 19 | 0.02 | 0 | 0 | 0 | 0 | 0 | 0.91 | 0 | 0 | 0 | 0 | 0 | 0.72 | 0 | 0 | 0 | 0 | 0 | True |  | Non Federally-Regulated | 11/01/2017 |  | 01/23/2018
Lightheaded Lighting | Lightheaded Lighting | L4X-IC*A-*-**-3P1-120 + 4-124-**-**-**-GFRO-XTM60-40-9807 | Light Emitting Diode | Inseparable Luminaire | Quick Connect | 0-10 VDC Controls | 51 | 4000 | 0.0002 | 98 | 95 | 450 | 0.96 | Elevated | 50000 |  |  | 99999 | 0.01 | 19 | 19 | 0.02 | 0 | 0 | 0 | 0 | 0 | 0.91 | 0 | 0 | 0 | 0 | 0 | 0.72 | 0 | 0 | 0 | 0 | 0 | True |  | Non Federally-Regulated | 11/01/2017 |  | 01/23/2018
Lightheaded Lighting | Lightheaded Lighting | L4X-IC*A-*-**-3P1-120 + 4-124-**-**-**-GFRO-XTM60-27-9810 | Light Emitting Diode | Inseparable Luminaire | Quick Connect | 0-10 VDC Controls | 51 | 2700 | 0.0002 | 98 | 95 | 450 | 0.96 | Elevated | 50000 |  |  | 99999 | 0.01 | 19 | 19 | 0.02 | 0 | 0 | 0 | 0 | 0 | 0.91 | 0 | 0 | 0 | 0 | 0 | 0.72 | 0 | 0 | 0 | 0 | 0 | True |  | Non Federally-Regulated | 11/01/2017 |  | 01/23/2018
Lightheaded Lighting | Lightheaded Lighting | L4X-IC*A-*-**-3P1-120 + 4-124-**-**-**-GFRO-XTM60-30-9810 | Light Emitting Diode | Inseparable Luminaire | Quick Connect | 0-10 VDC Controls | 51 | 3000 | 0.0002 | 98 | 95 | 450 | 0.96 | Elevated | 50000 |  |  | 99999 | 0.01 | 19 | 19 | 0.02 | 0 | 0 | 0 | 0 | 0 | 0.91 | 0 | 0 | 0 | 0 | 0 | 0.72 | 0 | 0 | 0 | 0 | 0 | True |  | Non Federally-Regulated | 11/01/2017 |  | 01/23/2018
Lightheaded Lighting | Lightheaded Lighting | L4X-IC*A-*-**-3P1-120 + 4-124-**-**-**-GFRO-XTM60-35-9810 | Light Emitting Diode | Inseparable Luminaire | Quick Connect | 0-10 VDC Controls | 51 | 3500 | 0.0002 | 98 | 95 | 450 | 0.96 | Elevated | 50000 |  |  | 99999 | 0.01 | 19 | 19 | 0.02 | 0 | 0 | 0 | 0 | 0 | 0.91 | 0 | 0 | 0 | 0 | 0 | 0.72 | 0 | 0 | 0 | 0 | 0 | True |  | Non Federally-Regulated | 11/01/2017 |  | 01/23/2018
Lightheaded Lighting | Lightheaded Lighting | L4X-IC*A-*-**-3P1-120 + 4-124-**-**-**-GFRO-XTM60-40-9810 | Light Emitting Diode | Inseparable Luminaire | Quick Connect | 0-10 VDC Controls | 51 | 4000 | 0.0002 | 98 | 95 | 450 | 0.96 | Elevated | 50000 |  |  | 99999 | 0.01 | 19 | 19 | 0.02 | 0 | 0 | 0 | 0 | 0 | 0.91 | 0 | 0 | 0 | 0 | 0 | 0.72 | 0 | 0 | 0 | 0 | 0 | True |  | Non Federally-Regulated | 11/01/2017 |  | 01/23/2018
Lightheaded Lighting | Lightheaded Lighting | L4X-IC*A-*-**-3P1-120 + 4-164-**-**-**-GFRO-XTM28-27-9807 | Light Emitting Diode | Inseparable Luminaire | Quick Connect | 0-10 VDC Controls | 51 | 2700 | 0.0002 | 98 | 95 | 450 | 0.96 | Elevated | 50000 |  |  | 99999 | 0.01 | 19 | 19 | 0.02 | 0 | 0 | 0 | 0 | 0 | 0.91 | 0 | 0 | 0 | 0 | 0 | 0.72 | 0 | 0 | 0 | 0 | 0 | True |  | Non Federally-Regulated | 11/01/2017 |  | 01/23/2018
Lightheaded Lighting | Lightheaded Lighting | L4X-IC*A-*-**-3P1-120 + 4-164-**-**-**-GFRO-XTM28-30-9807 | Light Emitting Diode | Inseparable Luminaire | Quick Connect | 0-10 VDC Controls | 51 | 3000 | 0.0002 | 98 | 95 | 450 | 0.96 | Elevated | 50000 |  |  | 99999 | 0.01 | 19 | 19 | 0.02 | 0 | 0 | 0 | 0 | 0 | 0.91 | 0 | 0 | 0 | 0 | 0 | 0.72 | 0 | 0 | 0 | 0 | 0 | True |  | Non Federally-Regulated | 11/01/2017 |  | 01/23/2018
Lightheaded Lighting | Lightheaded Lighting | L4X-IC*A-*-**-3P1-120 + 4-164-**-**-**-GFRO-XTM28-35-9807 | Light Emitting Diode | Inseparable Luminaire | Quick Connect | 0-10 VDC Controls | 51 | 3500 | 0.0002 | 98 | 95 | 450 | 0.96 | Elevated | 50000 |  |  | 99999 | 0.01 | 19 | 19 | 0.02 | 0 | 0 | 0 | 0 | 0 | 0.91 | 0 | 0 | 0 | 0 | 0 | 0.72 | 0 | 0 | 0 | 0 | 0 | True |  | Non Federally-Regulated | 11/01/2017 |  | 01/23/2018
Lightheaded Lighting | Lightheaded Lighting | L4X-IC*A-*-**-3P1-120 + 4-164-**-**-**-GFRO-XTM28-40-9807 | Light Emitting Diode | Inseparable Luminaire | Quick Connect | 0-10 VDC Controls | 51 | 4000 | 0.0002 | 98 | 95 | 450 | 0.96 | Elevated | 50000 |  |  | 99999 | 0.01 | 19 | 19 | 0.02 | 0 | 0 | 0 | 0 | 0 | 0.91 | 0 | 0 | 0 | 0 | 0 | 0.72 | 0 | 0 | 0 | 0 | 0 | True |  | Non Federally-Regulated | 11/01/2017 |  | 01/23/2018
Lightheaded Lighting | Lightheaded Lighting | L4X-IC*A-*-**-3P1-120 + 4-164-**-**-**-GFRO-XTM28-27-9810 | Light Emitting Diode | Inseparable Luminaire | Quick Connect | 0-10 VDC Controls | 51 | 2700 | 0.0002 | 98 | 95 | 450 | 0.96 | Elevated | 50000 |  |  | 99999 | 0.01 | 19 | 19 | 0.02 | 0 | 0 | 0 | 0 | 0 | 0.91 | 0 | 0 | 0 | 0 | 0 | 0.72 | 0 | 0 | 0 | 0 | 0 | True |  | Non Federally-Regulated | 11/01/2017 |  | 01/23/2018
Lightheaded Lighting | Lightheaded Lighting | L4X-IC*A-*-**-3P1-120 + 4-164-**-**-**-GFRO-XTM28-30-9810 | Light Emitting Diode | Inseparable Luminaire | Quick Connect | 0-10 VDC Controls | 51 | 3000 | 0.0002 | 98 | 95 | 450 | 0.96 | Elevated | 50000 |  |  | 99999 | 0.01 | 19 | 19 | 0.02 | 0 | 0 | 0 | 0 | 0 | 0.91 | 0 | 0 | 0 | 0 | 0 | 0.72 | 0 | 0 | 0 | 0 | 0 | True |  | Non Federally-Regulated | 11/01/2017 |  | 01/23/2018
Lightheaded Lighting | Lightheaded Lighting | L4X-IC*A-*-**-3P1-120 + 4-164-**-**-**-GFRO-XTM28-35-9810 | Light Emitting Diode | Inseparable Luminaire | Quick Connect | 0-10 VDC Controls | 51 | 3500 | 0.0002 | 98 | 95 | 450 | 0.96 | Elevated | 50000 |  |  | 99999 | 0.01 | 19 | 19 | 0.02 | 0 | 0 | 0 | 0 | 0 | 0.91 | 0 | 0 | 0 | 0 | 0 | 0.72 | 0 | 0 | 0 | 0 | 0 | True |  | Non Federally-Regulated | 11/01/2017 |  | 01/23/2018
Lightheaded Lighting | Lightheaded Lighting | L4X-IC*A-*-**-3P1-120 + 4-164-**-**-**-GFRO-XTM28-40-9810 | Light Emitting Diode | Inseparable Luminaire | Quick Connect | 0-10 VDC Controls | 51 | 4000 | 0.0002 | 98 | 95 | 450 | 0.96 | Elevated | 50000 |  |  | 99999 | 0.01 | 19 | 19 | 0.02 | 0 | 0 | 0 | 0 | 0 | 0.91 | 0 | 0 | 0 | 0 | 0 | 0.72 | 0 | 0 | 0 | 0 | 0 | True |  | Non Federally-Regulated | 11/01/2017 |  | 01/23/2018
Lightheaded Lighting | Lightheaded Lighting | L4X-IC*A-*-**-3P1-120 + 4-164-**-**-**-GFRO-XTM40-27-9807 | Light Emitting Diode | Inseparable Luminaire | Quick Connect | 0-10 VDC Controls | 51 | 2700 | 0.0002 | 98 | 95 | 450 | 0.96 | Elevated | 50000 |  |  | 99999 | 0.01 | 19 | 19 | 0.02 | 0 | 0 | 0 | 0 | 0 | 0.91 | 0 | 0 | 0 | 0 | 0 | 0.72 | 0 | 0 | 0 | 0 | 0 | True |  | Non Federally-Regulated | 11/01/2017 |  | 01/23/2018
Lightheaded Lighting | Lightheaded Lighting | L4X-IC*A-*-**-3P1-120 + 4-164-**-**-**-GFRO-XTM40-30-9807 | Light Emitting Diode | Inseparable Luminaire | Quick Connect | 0-10 VDC Controls | 51 | 3000 | 0.0002 | 98 | 95 | 450 | 0.96 | Elevated | 50000 |  |  | 99999 | 0.01 | 19 | 19 | 0.02 | 0 | 0 | 0 | 0 | 0 | 0.91 | 0 | 0 | 0 | 0 | 0 | 0.72 | 0 | 0 | 0 | 0 | 0 | True |  | Non Federally-Regulated | 11/01/2017 |  | 01/23/2018
Lightheaded Lighting | Lightheaded Lighting | L4X-IC*A-*-**-3P1-120 + 4-164-**-**-**-GFRO-XTM40-35-9807 | Light Emitting Diode | Inseparable Luminaire | Quick Connect | 0-10 VDC Controls | 51 | 3500 | 0.0002 | 98 | 95 | 450 | 0.96 | Elevated | 50000 |  |  | 99999 | 0.01 | 19 | 19 | 0.02 | 0 | 0 | 0 | 0 | 0 | 0.91 | 0 | 0 | 0 | 0 | 0 | 0.72 | 0 | 0 | 0 | 0 | 0 | True |  | Non Federally-Regulated | 11/01/2017 |  | 01/23/2018
Lightheaded Lighting | Lightheaded Lighting | L4X-IC*A-*-**-3P1-120 + 4-164-**-**-**-GFRO-XTM40-40-9807 | Light Emitting Diode | Inseparable Luminaire | Quick Connect | 0-10 VDC Controls | 51 | 4000 | 0.0002 | 98 | 95 | 450 | 0.96 | Elevated | 50000 |  |  | 99999 | 0.01 | 19 | 19 | 0.02 | 0 | 0 | 0 | 0 | 0 | 0.91 | 0 | 0 | 0 | 0 | 0 | 0.72 | 0 | 0 | 0 | 0 | 0 | True |  | Non Federally-Regulated | 11/01/2017 |  | 01/23/2018
Lightheaded Lighting | Lightheaded Lighting | L4X-IC*A-*-**-3P1-120 + 4-164-**-**-**-GFRO-XTM40-27-9810 | Light Emitting Diode | Inseparable Luminaire | Quick Connect | 0-10 VDC Controls | 51 | 2700 | 0.0002 | 98 | 95 | 450 | 0.96 | Elevated | 50000 |  |  | 99999 | 0.01 | 19 | 19 | 0.02 | 0 | 0 | 0 | 0 | 0 | 0.91 | 0 | 0 | 0 | 0 | 0 | 0.72 | 0 | 0 | 0 | 0 | 0 | True |  | Non Federally-Regulated | 11/01/2017 |  | 01/23/2018
Lightheaded Lighting | Lightheaded Lighting | L4X-IC*A-*-**-3P1-120 + 4-164-**-**-**-GFRO-XTM40-30-9810 | Light Emitting Diode | Inseparable Luminaire | Quick Connect | 0-10 VDC Controls | 51 | 3000 | 0.0002 | 98 | 95 | 450 | 0.96 | Elevated | 50000 |  |  | 99999 | 0.01 | 19 | 19 | 0.02 | 0 | 0 | 0 | 0 | 0 | 0.91 | 0 | 0 | 0 | 0 | 0 | 0.72 | 0 | 0 | 0 | 0 | 0 | True |  | Non Federally-Regulated | 11/01/2017 |  | 01/23/2018
Lightheaded Lighting | Lightheaded Lighting | L4X-IC*A-*-**-3P1-120 + 4-164-**-**-**-GFRO-XTM40-35-9810 | Light Emitting Diode | Inseparable Luminaire | Quick Connect | 0-10 VDC Controls | 51 | 3500 | 0.0002 | 98 | 95 | 450 | 0.96 | Elevated | 50000 |  |  | 99999 | 0.01 | 19 | 19 | 0.02 | 0 | 0 | 0 | 0 | 0 | 0.91 | 0 | 0 | 0 | 0 | 0 | 0.72 | 0 | 0 | 0 | 0 | 0 | True |  | Non Federally-Regulated | 11/01/2017 |  | 01/23/2018
Lightheaded Lighting | Lightheaded Lighting | L4X-IC*A-*-**-3P1-120 + 4-164-**-**-**-GFRO-XTM40-40-9810 | Light Emitting Diode | Inseparable Luminaire | Quick Connect | 0-10 VDC Controls | 51 | 4000 | 0.0002 | 98 | 95 | 450 | 0.96 | Elevated | 50000 |  |  | 99999 | 0.01 | 19 | 19 | 0.02 | 0 | 0 | 0 | 0 | 0 | 0.91 | 0 | 0 | 0 | 0 | 0 | 0.72 | 0 | 0 | 0 | 0 | 0 | True |  | Non Federally-Regulated | 11/01/2017 |  | 01/23/2018
Lightheaded Lighting | Lightheaded Lighting | L4X-IC*A-*-**-3P1-120 + 4-164-**-**-**-GFRO-XTM60-27-9807 | Light Emitting Diode | Inseparable Luminaire | Quick Connect | 0-10 VDC Controls | 51 | 2700 | 0.0002 | 98 | 95 | 450 | 0.96 | Elevated | 50000 |  |  | 99999 | 0.01 | 19 | 19 | 0.02 | 0 | 0 | 0 | 0 | 0 | 0.91 | 0 | 0 | 0 | 0 | 0 | 0.72 | 0 | 0 | 0 | 0 | 0 | True |  | Non Federally-Regulated | 11/01/2017 |  | 01/23/2018
Lightheaded Lighting | Lightheaded Lighting | L4X-IC*A-*-**-3P1-120 + 4-164-**-**-**-GFRO-XTM60-30-9807 | Light Emitting Diode | Inseparable Luminaire | Quick Connect | 0-10 VDC Controls | 51 | 3000 | 0.0002 | 98 | 95 | 450 | 0.96 | Elevated | 50000 |  |  | 99999 | 0.01 | 19 | 19 | 0.02 | 0 | 0 | 0 | 0 | 0 | 0.91 | 0 | 0 | 0 | 0 | 0 | 0.72 | 0 | 0 | 0 | 0 | 0 | True |  | Non Federally-Regulated | 11/01/2017 |  | 01/23/2018
Lightheaded Lighting | Lightheaded Lighting | L4X-IC*A-*-**-3P1-120 + 4-164-**-**-**-GFRO-XTM60-35-9807 | Light Emitting Diode | Inseparable Luminaire | Quick Connect | 0-10 VDC Controls | 51 | 3500 | 0.0002 | 98 | 95 | 450 | 0.96 | Elevated | 50000 |  |  | 99999 | 0.01 | 19 | 19 | 0.02 | 0 | 0 | 0 | 0 | 0 | 0.91 | 0 | 0 | 0 | 0 | 0 | 0.72 | 0 | 0 | 0 | 0 | 0 | True |  | Non Federally-Regulated | 11/01/2017 |  | 01/23/2018
Lightheaded Lighting | Lightheaded Lighting | L4X-IC*A-*-**-3P1-120 + 4-164-**-**-**-GFRO-XTM60-40-9807 | Light Emitting Diode | Inseparable Luminaire | Quick Connect | 0-10 VDC Controls | 51 | 4000 | 0.0002 | 98 | 95 | 450 | 0.96 | Elevated | 50000 |  |  | 99999 | 0.01 | 19 | 19 | 0.02 | 0 | 0 | 0 | 0 | 0 | 0.91 | 0 | 0 | 0 | 0 | 0 | 0.72 | 0 | 0 | 0 | 0 | 0 | True |  | Non Federally-Regulated | 11/01/2017 |  | 01/23/2018
Lightheaded Lighting | Lightheaded Lighting | L4X-IC*A-*-**-3P1-120 + 4-164-**-**-**-GFRO-XTM60-27-9810 | Light Emitting Diode | Inseparable Luminaire | Quick Connect | 0-10 VDC Controls | 51 | 2700 | 0.0002 | 98 | 95 | 450 | 0.96 | Elevated | 50000 |  |  | 99999 | 0.01 | 19 | 19 | 0.02 | 0 | 0 | 0 | 0 | 0 | 0.91 | 0 | 0 | 0 | 0 | 0 | 0.72 | 0 | 0 | 0 | 0 | 0 | True |  | Non Federally-Regulated | 11/01/2017 |  | 01/23/2018
Lightheaded Lighting | Lightheaded Lighting | L4X-IC*A-*-**-3P1-120 + 4-164-**-**-**-GFRO-XTM60-30-9810 | Light Emitting Diode | Inseparable Luminaire | Quick Connect | 0-10 VDC Controls | 51 | 3000 | 0.0002 | 98 | 95 | 450 | 0.96 | Elevated | 50000 |  |  | 99999 | 0.01 | 19 | 19 | 0.02 | 0 | 0 | 0 | 0 | 0 | 0.91 | 0 | 0 | 0 | 0 | 0 | 0.72 | 0 | 0 | 0 | 0 | 0 | True |  | Non Federally-Regulated | 11/01/2017 |  | 01/23/2018
Lightheaded Lighting | Lightheaded Lighting | L4X-IC*A-*-**-3P1-120 + 4-164-**-**-**-GFRO-XTM60-35-9810 | Light Emitting Diode | Inseparable Luminaire | Quick Connect | 0-10 VDC Controls | 51 | 3500 | 0.0002 | 98 | 95 | 450 | 0.96 | Elevated | 50000 |  |  | 99999 | 0.01 | 19 | 19 | 0.02 | 0 | 0 | 0 | 0 | 0 | 0.91 | 0 | 0 | 0 | 0 | 0 | 0.72 | 0 | 0 | 0 | 0 | 0 | True |  | Non Federally-Regulated | 11/01/2017 |  | 01/23/2018
Lightheaded Lighting | Lightheaded Lighting | L4X-IC*A-*-**-3P1-120 + 4-164-**-**-**-GFRO-XTM60-40-9810 | Light Emitting Diode | Inseparable Luminaire | Quick Connect | 0-10 VDC Controls | 51 | 4000 | 0.0002 | 98 | 95 | 450 | 0.96 | Elevated | 50000 |  |  | 99999 | 0.01 | 19 | 19 | 0.02 | 0 | 0 | 0 | 0 | 0 | 0.91 | 0 | 0 | 0 | 0 | 0 | 0.72 | 0 | 0 | 0 | 0 | 0 | True |  | Non Federally-Regulated | 11/01/2017 |  | 01/23/2018
Lightheaded Lighting | Lightheaded Lighting | L4X-IC*A-*-**-3P1-120 + 4-524-**-**-**-GFRO-XTM28-27-9807 | Light Emitting Diode | Inseparable Luminaire | Quick Connect | 0-10 VDC Controls | 51 | 2700 | 0.0002 | 98 | 95 | 450 | 0.96 | Elevated | 50000 |  |  | 99999 | 0.01 | 19 | 19 | 0.02 | 0 | 0 | 0 | 0 | 0 | 0.91 | 0 | 0 | 0 | 0 | 0 | 0.72 | 0 | 0 | 0 | 0 | 0 | True |  | Non Federally-Regulated | 11/01/2017 |  | 01/23/2018
Lightheaded Lighting | Lightheaded Lighting | L4X-IC*A-*-**-3P1-120 + 4-524-**-**-**-GFRO-XTM28-30-9807 | Light Emitting Diode | Inseparable Luminaire | Quick Connect | 0-10 VDC Controls | 51 | 3000 | 0.0002 | 98 | 95 | 450 | 0.96 | Elevated | 50000 |  |  | 99999 | 0.01 | 19 | 19 | 0.02 | 0 | 0 | 0 | 0 | 0 | 0.91 | 0 | 0 | 0 | 0 | 0 | 0.72 | 0 | 0 | 0 | 0 | 0 | True |  | Non Federally-Regulated | 11/01/2017 |  | 01/23/2018
Lightheaded Lighting | Lightheaded Lighting | L4X-IC*A-*-**-3P1-120 + 4-524-**-**-**-GFRO-XTM28-35-9807 | Light Emitting Diode | Inseparable Luminaire | Quick Connect | 0-10 VDC Controls | 51 | 3500 | 0.0002 | 98 | 95 | 450 | 0.96 | Elevated | 50000 |  |  | 99999 | 0.01 | 19 | 19 | 0.02 | 0 | 0 | 0 | 0 | 0 | 0.91 | 0 | 0 | 0 | 0 | 0 | 0.72 | 0 | 0 | 0 | 0 | 0 | True |  | Non Federally-Regulated | 11/01/2017 |  | 01/23/2018
Lightheaded Lighting | Lightheaded Lighting | L4X-IC*A-*-**-3P1-120 + 4-524-**-**-**-GFRO-XTM28-40-9807 | Light Emitting Diode | Inseparable Luminaire | Quick Connect | 0-10 VDC Controls | 51 | 4000 | 0.0002 | 98 | 95 | 450 | 0.96 | Elevated | 50000 |  |  | 99999 | 0.01 | 19 | 19 | 0.02 | 0 | 0 | 0 | 0 | 0 | 0.91 | 0 | 0 | 0 | 0 | 0 | 0.72 | 0 | 0 | 0 | 0 | 0 | True |  | Non Federally-Regulated | 11/01/2017 |  | 01/23/2018
Lightheaded Lighting | Lightheaded Lighting | L4X-IC*A-*-**-3P1-120 + 4-524-**-**-**-GFRO-XTM28-27-9810 | Light Emitting Diode | Inseparable Luminaire | Quick Connect | 0-10 VDC Controls | 51 | 2700 | 0.0002 | 98 | 95 | 450 | 0.96 | Elevated | 50000 |  |  | 99999 | 0.01 | 19 | 19 | 0.02 | 0 | 0 | 0 | 0 | 0 | 0.91 | 0 | 0 | 0 | 0 | 0 | 0.72 | 0 | 0 | 0 | 0 | 0 | True |  | Non Federally-Regulated | 11/01/2017 |  | 01/23/2018
Lightheaded Lighting | Lightheaded Lighting | L4X-IC*A-*-**-3P1-120 + 4-524-**-**-**-GFRO-XTM28-30-9810 | Light Emitting Diode | Inseparable Luminaire | Quick Connect | 0-10 VDC Controls | 51 | 3000 | 0.0002 | 98 | 95 | 450 | 0.96 | Elevated | 50000 |  |  | 99999 | 0.01 | 19 | 19 | 0.02 | 0 | 0 | 0 | 0 | 0 | 0.91 | 0 | 0 | 0 | 0 | 0 | 0.72 | 0 | 0 | 0 | 0 | 0 | True |  | Non Federally-Regulated | 11/01/2017 |  | 01/23/2018
Lightheaded Lighting | Lightheaded Lighting | L4X-IC*A-*-**-3P1-120 + 4-524-**-**-**-GFRO-XTM28-35-9810 | Light Emitting Diode | Inseparable Luminaire | Quick Connect | 0-10 VDC Controls | 51 | 3500 | 0.0002 | 98 | 95 | 450 | 0.96 | Elevated | 50000 |  |  | 99999 | 0.01 | 19 | 19 | 0.02 | 0 | 0 | 0 | 0 | 0 | 0.91 | 0 | 0 | 0 | 0 | 0 | 0.72 | 0 | 0 | 0 | 0 | 0 | True |  | Non Federally-Regulated | 11/01/2017 |  | 01/23/2018
Lightheaded Lighting | Lightheaded Lighting | L4X-IC*A-*-**-3P1-120 + 4-524-**-**-**-GFRO-XTM28-40-9810 | Light Emitting Diode | Inseparable Luminaire | Quick Connect | 0-10 VDC Controls | 51 | 4000 | 0.0002 | 98 | 95 | 450 | 0.96 | Elevated | 50000 |  |  | 99999 | 0.01 | 19 | 19 | 0.02 | 0 | 0 | 0 | 0 | 0 | 0.91 | 0 | 0 | 0 | 0 | 0 | 0.72 | 0 | 0 | 0 | 0 | 0 | True |  | Non Federally-Regulated | 11/01/2017 |  | 01/23/2018
Lightheaded Lighting | Lightheaded Lighting | L4X-IC*A-*-**-3P1-120 + 4-524-**-**-**-GFRO-XTM40-27-9807 | Light Emitting Diode | Inseparable Luminaire | Quick Connect | 0-10 VDC Controls | 51 | 2700 | 0.0002 | 98 | 95 | 450 | 0.96 | Elevated | 50000 |  |  | 99999 | 0.01 | 19 | 19 | 0.02 | 0 | 0 | 0 | 0 | 0 | 0.91 | 0 | 0 | 0 | 0 | 0 | 0.72 | 0 | 0 | 0 | 0 | 0 | True |  | Non Federally-Regulated | 11/01/2017 |  | 01/23/2018
Lightheaded Lighting | Lightheaded Lighting | L4X-IC*A-*-**-3P1-120 + 4-524-**-**-**-GFRO-XTM40-30-9807 | Light Emitting Diode | Inseparable Luminaire | Quick Connect | 0-10 VDC Controls | 51 | 3000 | 0.0002 | 98 | 95 | 450 | 0.96 | Elevated | 50000 |  |  | 99999 | 0.01 | 19 | 19 | 0.02 | 0 | 0 | 0 | 0 | 0 | 0.91 | 0 | 0 | 0 | 0 | 0 | 0.72 | 0 | 0 | 0 | 0 | 0 | True |  | Non Federally-Regulated | 11/01/2017 |  | 01/23/2018
Lightheaded Lighting | Lightheaded Lighting | L4X-IC*A-*-**-3P1-120 + 4-524-**-**-**-GFRO-XTM40-35-9807 | Light Emitting Diode | Inseparable Luminaire | Quick Connect | 0-10 VDC Controls | 51 | 3500 | 0.0002 | 98 | 95 | 450 | 0.96 | Elevated | 50000 |  |  | 99999 | 0.01 | 19 | 19 | 0.02 | 0 | 0 | 0 | 0 | 0 | 0.91 | 0 | 0 | 0 | 0 | 0 | 0.72 | 0 | 0 | 0 | 0 | 0 | True |  | Non Federally-Regulated | 11/01/2017 |  | 01/23/2018
Lightheaded Lighting | Lightheaded Lighting | L4X-IC*A-*-**-3P1-120 + 4-524-**-**-**-GFRO-XTM40-40-9807 | Light Emitting Diode | Inseparable Luminaire | Quick Connect | 0-10 VDC Controls | 51 | 4000 | 0.0002 | 98 | 95 | 450 | 0.96 | Elevated | 50000 |  |  | 99999 | 0.01 | 19 | 19 | 0.02 | 0 | 0 | 0 | 0 | 0 | 0.91 | 0 | 0 | 0 | 0 | 0 | 0.72 | 0 | 0 | 0 | 0 | 0 | True |  | Non Federally-Regulated | 11/01/2017 |  | 01/23/2018
Lightheaded Lighting | Lightheaded Lighting | L4X-IC*A-*-**-3P1-120 + 4-524-**-**-**-GFRO-XTM40-27-9810 | Light Emitting Diode | Inseparable Luminaire | Quick Connect | 0-10 VDC Controls | 51 | 2700 | 0.0002 | 98 | 95 | 450 | 0.96 | Elevated | 50000 |  |  | 99999 | 0.01 | 19 | 19 | 0.02 | 0 | 0 | 0 | 0 | 0 | 0.91 | 0 | 0 | 0 | 0 | 0 | 0.72 | 0 | 0 | 0 | 0 | 0 | True |  | Non Federally-Regulated | 11/01/2017 |  | 01/23/2018
Lightheaded Lighting | Lightheaded Lighting | L4X-IC*A-*-**-3P1-120 + 4-524-**-**-**-GFRO-XTM40-30-9810 | Light Emitting Diode | Inseparable Luminaire | Quick Connect | 0-10 VDC Controls | 51 | 3000 | 0.0002 | 98 | 95 | 450 | 0.96 | Elevated | 50000 |  |  | 99999 | 0.01 | 19 | 19 | 0.02 | 0 | 0 | 0 | 0 | 0 | 0.91 | 0 | 0 | 0 | 0 | 0 | 0.72 | 0 | 0 | 0 | 0 | 0 | True |  | Non Federally-Regulated | 11/01/2017 |  | 01/23/2018
Lightheaded Lighting | Lightheaded Lighting | L4X-IC*A-*-**-3P1-120 + 4-524-**-**-**-GFRO-XTM40-35-9810 | Light Emitting Diode | Inseparable Luminaire | Quick Connect | 0-10 VDC Controls | 51 | 3500 | 0.0002 | 98 | 95 | 450 | 0.96 | Elevated | 50000 |  |  | 99999 | 0.01 | 19 | 19 | 0.02 | 0 | 0 | 0 | 0 | 0 | 0.91 | 0 | 0 | 0 | 0 | 0 | 0.72 | 0 | 0 | 0 | 0 | 0 | True |  | Non Federally-Regulated | 11/01/2017 |  | 01/23/2018
Lightheaded Lighting | Lightheaded Lighting | L4X-IC*A-*-**-3P1-120 + 4-524-**-**-**-GFRO-XTM40-40-9810 | Light Emitting Diode | Inseparable Luminaire | Quick Connect | 0-10 VDC Controls | 51 | 4000 | 0.0002 | 98 | 95 | 450 | 0.96 | Elevated | 50000 |  |  | 99999 | 0.01 | 19 | 19 | 0.02 | 0 | 0 | 0 | 0 | 0 | 0.91 | 0 | 0 | 0 | 0 | 0 | 0.72 | 0 | 0 | 0 | 0 | 0 | True |  | Non Federally-Regulated | 11/01/2017 |  | 01/23/2018
Lightheaded Lighting | Lightheaded Lighting | L4X-IC*A-*-**-3P1-120 + 4-524-**-**-**-GFRO-XTM60-27-9807 | Light Emitting Diode | Inseparable Luminaire | Quick Connect | 0-10 VDC Controls | 51 | 2700 | 0.0002 | 98 | 95 | 450 | 0.96 | Elevated | 50000 |  |  | 99999 | 0.01 | 19 | 19 | 0.02 | 0 | 0 | 0 | 0 | 0 | 0.91 | 0 | 0 | 0 | 0 | 0 | 0.72 | 0 | 0 | 0 | 0 | 0 | True |  | Non Federally-Regulated | 11/01/2017 |  | 01/23/2018
Lightheaded Lighting | Lightheaded Lighting | L4X-IC*A-*-**-3P1-120 + 4-524-**-**-**-GFRO-XTM60-30-9807 | Light Emitting Diode | Inseparable Luminaire | Quick Connect | 0-10 VDC Controls | 51 | 3000 | 0.0002 | 98 | 95 | 450 | 0.96 | Elevated | 50000 |  |  | 99999 | 0.01 | 19 | 19 | 0.02 | 0 | 0 | 0 | 0 | 0 | 0.91 | 0 | 0 | 0 | 0 | 0 | 0.72 | 0 | 0 | 0 | 0 | 0 | True |  | Non Federally-Regulated | 11/01/2017 |  | 01/23/2018
Lightheaded Lighting | Lightheaded Lighting | L4X-IC*A-*-**-3P1-120 + 4-524-**-**-**-GFRO-XTM60-35-9807 | Light Emitting Diode | Inseparable Luminaire | Quick Connect | 0-10 VDC Controls | 51 | 3500 | 0.0002 | 98 | 95 | 450 | 0.96 | Elevated | 50000 |  |  | 99999 | 0.01 | 19 | 19 | 0.02 | 0 | 0 | 0 | 0 | 0 | 0.91 | 0 | 0 | 0 | 0 | 0 | 0.72 | 0 | 0 | 0 | 0 | 0 | True |  | Non Federally-Regulated | 11/01/2017 |  | 01/23/2018
Lightheaded Lighting | Lightheaded Lighting | L4X-IC*A-*-**-3P1-120 + 4-524-**-**-**-GFRO-XTM60-40-9807 | Light Emitting Diode | Inseparable Luminaire | Quick Connect | 0-10 VDC Controls | 51 | 4000 | 0.0002 | 98 | 95 | 450 | 0.96 | Elevated | 50000 |  |  | 99999 | 0.01 | 19 | 19 | 0.02 | 0 | 0 | 0 | 0 | 0 | 0.91 | 0 | 0 | 0 | 0 | 0 | 0.72 | 0 | 0 | 0 | 0 | 0 | True |  | Non Federally-Regulated | 11/01/2017 |  | 01/23/2018
Lightheaded Lighting | Lightheaded Lighting | L4X-IC*A-*-**-3P1-120 + 4-524-**-**-**-GFRO-XTM60-27-9810 | Light Emitting Diode | Inseparable Luminaire | Quick Connect | 0-10 VDC Controls | 51 | 2700 | 0.0002 | 98 | 95 | 450 | 0.96 | Elevated | 50000 |  |  | 99999 | 0.01 | 19 | 19 | 0.02 | 0 | 0 | 0 | 0 | 0 | 0.91 | 0 | 0 | 0 | 0 | 0 | 0.72 | 0 | 0 | 0 | 0 | 0 | True |  | Non Federally-Regulated | 11/01/2017 |  | 01/23/2018
Lightheaded Lighting | Lightheaded Lighting | L4X-IC*A-*-**-3P1-120 + 4-524-**-**-**-GFRO-XTM60-30-9810 | Light Emitting Diode | Inseparable Luminaire | Quick Connect | 0-10 VDC Controls | 51 | 3000 | 0.0002 | 98 | 95 | 450 | 0.96 | Elevated | 50000 |  |  | 99999 | 0.01 | 19 | 19 | 0.02 | 0 | 0 | 0 | 0 | 0 | 0.91 | 0 | 0 | 0 | 0 | 0 | 0.72 | 0 | 0 | 0 | 0 | 0 | True |  | Non Federally-Regulated | 11/01/2017 |  | 01/23/2018
Lightheaded Lighting | Lightheaded Lighting | L4X-IC*A-*-**-3P1-120 + 4-524-**-**-**-GFRO-XTM60-35-9810 | Light Emitting Diode | Inseparable Luminaire | Quick Connect | 0-10 VDC Controls | 51 | 3500 | 0.0002 | 98 | 95 | 450 | 0.96 | Elevated | 50000 |  |  | 99999 | 0.01 | 19 | 19 | 0.02 | 0 | 0 | 0 | 0 | 0 | 0.91 | 0 | 0 | 0 | 0 | 0 | 0.72 | 0 | 0 | 0 | 0 | 0 | True |  | Non Federally-Regulated | 11/01/2017 |  | 01/23/2018
Lightheaded Lighting | Lightheaded Lighting | L4X-IC*A-*-**-3P1-120 + 4-524-**-**-**-GFRO-XTM60-40-9810 | Light Emitting Diode | Inseparable Luminaire | Quick Connect | 0-10 VDC Controls | 51 | 4000 | 0.0002 | 98 | 95 | 450 | 0.96 | Elevated | 50000 |  |  | 99999 | 0.01 | 19 | 19 | 0.02 | 0 | 0 | 0 | 0 | 0 | 0.91 | 0 | 0 | 0 | 0 | 0 | 0.72 | 0 | 0 | 0 | 0 | 0 | True |  | Non Federally-Regulated | 11/01/2017 |  | 01/23/2018
Lightheaded Lighting | Lightheaded Lighting | L4X-IC*A-*-**-3P1-120 + 4-564-**-**-**-GFRO-XTM28-27-9807 | Light Emitting Diode | Inseparable Luminaire | Quick Connect | 0-10 VDC Controls | 51 | 2700 | 0.0002 | 98 | 95 | 450 | 0.96 | Elevated | 50000 |  |  | 99999 | 0.01 | 19 | 19 | 0.02 | 0 | 0 | 0 | 0 | 0 | 0.91 | 0 | 0 | 0 | 0 | 0 | 0.72 | 0 | 0 | 0 | 0 | 0 | True |  | Non Federally-Regulated | 11/01/2017 |  | 01/23/2018
Lightheaded Lighting | Lightheaded Lighting | L4X-IC*A-*-**-3P1-120 + 4-564-**-**-**-GFRO-XTM28-30-9807 | Light Emitting Diode | Inseparable Luminaire | Quick Connect | 0-10 VDC Controls | 51 | 3000 | 0.0002 | 98 | 95 | 450 | 0.96 | Elevated | 50000 |  |  | 99999 | 0.01 | 19 | 19 | 0.02 | 0 | 0 | 0 | 0 | 0 | 0.91 | 0 | 0 | 0 | 0 | 0 | 0.72 | 0 | 0 | 0 | 0 | 0 | True |  | Non Federally-Regulated | 11/01/2017 |  | 01/23/2018
Lightheaded Lighting | Lightheaded Lighting | L4X-IC*A-*-**-3P1-120 + 4-564-**-**-**-GFRO-XTM28-35-9807 | Light Emitting Diode | Inseparable Luminaire | Quick Connect | 0-10 VDC Controls | 51 | 3500 | 0.0002 | 98 | 95 | 450 | 0.96 | Elevated | 50000 |  |  | 99999 | 0.01 | 19 | 19 | 0.02 | 0 | 0 | 0 | 0 | 0 | 0.91 | 0 | 0 | 0 | 0 | 0 | 0.72 | 0 | 0 | 0 | 0 | 0 | True |  | Non Federally-Regulated | 11/01/2017 |  | 01/23/2018
Lightheaded Lighting | Lightheaded Lighting | L4X-IC*A-*-**-3P1-120 + 4-564-**-**-**-GFRO-XTM28-40-9807 | Light Emitting Diode | Inseparable Luminaire | Quick Connect | 0-10 VDC Controls | 51 | 4000 | 0.0002 | 98 | 95 | 450 | 0.96 | Elevated | 50000 |  |  | 99999 | 0.01 | 19 | 19 | 0.02 | 0 | 0 | 0 | 0 | 0 | 0.91 | 0 | 0 | 0 | 0 | 0 | 0.72 | 0 | 0 | 0 | 0 | 0 | True |  | Non Federally-Regulated | 11/01/2017 |  | 01/23/2018
Lightheaded Lighting | Lightheaded Lighting | L4X-IC*A-*-**-3P1-120 + 4-564-**-**-**-GFRO-XTM28-27-9810 | Light Emitting Diode | Inseparable Luminaire | Quick Connect | 0-10 VDC Controls | 51 | 2700 | 0.0002 | 98 | 95 | 450 | 0.96 | Elevated | 50000 |  |  | 99999 | 0.01 | 19 | 19 | 0.02 | 0 | 0 | 0 | 0 | 0 | 0.91 | 0 | 0 | 0 | 0 | 0 | 0.72 | 0 | 0 | 0 | 0 | 0 | True |  | Non Federally-Regulated | 11/01/2017 |  | 01/23/2018
Lightheaded Lighting | Lightheaded Lighting | L4X-IC*A-*-**-3P1-120 + 4-564-**-**-**-GFRO-XTM28-30-9810 | Light Emitting Diode | Inseparable Luminaire | Quick Connect | 0-10 VDC Controls | 51 | 3000 | 0.0002 | 98 | 95 | 450 | 0.96 | Elevated | 50000 |  |  | 99999 | 0.01 | 19 | 19 | 0.02 | 0 | 0 | 0 | 0 | 0 | 0.91 | 0 | 0 | 0 | 0 | 0 | 0.72 | 0 | 0 | 0 | 0 | 0 | True |  | Non Federally-Regulated | 11/01/2017 |  | 01/23/2018
Lightheaded Lighting | Lightheaded Lighting | L4X-IC*A-*-**-3P1-120 + 4-564-**-**-**-GFRO-XTM28-35-9810 | Light Emitting Diode | Inseparable Luminaire | Quick Connect | 0-10 VDC Controls | 51 | 3500 | 0.0002 | 98 | 95 | 450 | 0.96 | Elevated | 50000 |  |  | 99999 | 0.01 | 19 | 19 | 0.02 | 0 | 0 | 0 | 0 | 0 | 0.91 | 0 | 0 | 0 | 0 | 0 | 0.72 | 0 | 0 | 0 | 0 | 0 | True |  | Non Federally-Regulated | 11/01/2017 |  | 01/23/2018
Lightheaded Lighting | Lightheaded Lighting | L4X-IC*A-*-**-3P1-120 + 4-564-**-**-**-GFRO-XTM28-40-9810 | Light Emitting Diode | Inseparable Luminaire | Quick Connect | 0-10 VDC Controls | 51 | 4000 | 0.0002 | 98 | 95 | 450 | 0.96 | Elevated | 50000 |  |  | 99999 | 0.01 | 19 | 19 | 0.02 | 0 | 0 | 0 | 0 | 0 | 0.91 | 0 | 0 | 0 | 0 | 0 | 0.72 | 0 | 0 | 0 | 0 | 0 | True |  | Non Federally-Regulated | 11/01/2017 |  | 01/23/2018
Lightheaded Lighting | Lightheaded Lighting | L4X-IC*A-*-**-3P1-120 + 4-564-**-**-**-GFRO-XTM40-27-9807 | Light Emitting Diode | Inseparable Luminaire | Quick Connect | 0-10 VDC Controls | 51 | 2700 | 0.0002 | 98 | 95 | 450 | 0.96 | Elevated | 50000 |  |  | 99999 | 0.01 | 19 | 19 | 0.02 | 0 | 0 | 0 | 0 | 0 | 0.91 | 0 | 0 | 0 | 0 | 0 | 0.72 | 0 | 0 | 0 | 0 | 0 | True |  | Non Federally-Regulated | 11/01/2017 |  | 01/23/2018
Lightheaded Lighting | Lightheaded Lighting | L4X-IC*A-*-**-3P1-120 + 4-564-**-**-**-GFRO-XTM40-30-9807 | Light Emitting Diode | Inseparable Luminaire | Quick Connect | 0-10 VDC Controls | 51 | 3000 | 0.0002 | 98 | 95 | 450 | 0.96 | Elevated | 50000 |  |  | 99999 | 0.01 | 19 | 19 | 0.02 | 0 | 0 | 0 | 0 | 0 | 0.91 | 0 | 0 | 0 | 0 | 0 | 0.72 | 0 | 0 | 0 | 0 | 0 | True |  | Non Federally-Regulated | 11/01/2017 |  | 01/23/2018
Lightheaded Lighting | Lightheaded Lighting | L4X-IC*A-*-**-3P1-120 + 4-564-**-**-**-GFRO-XTM40-35-9807 | Light Emitting Diode | Inseparable Luminaire | Quick Connect | 0-10 VDC Controls | 51 | 3500 | 0.0002 | 98 | 95 | 450 | 0.96 | Elevated | 50000 |  |  | 99999 | 0.01 | 19 | 19 | 0.02 | 0 | 0 | 0 | 0 | 0 | 0.91 | 0 | 0 | 0 | 0 | 0 | 0.72 | 0 | 0 | 0 | 0 | 0 | True |  | Non Federally-Regulated | 11/01/2017 |  | 01/23/2018
Lightheaded Lighting | Lightheaded Lighting | L4X-IC*A-*-**-3P1-120 + 4-564-**-**-**-GFRO-XTM40-40-9807 | Light Emitting Diode | Inseparable Luminaire | Quick Connect | 0-10 VDC Controls | 51 | 4000 | 0.0002 | 98 | 95 | 450 | 0.96 | Elevated | 50000 |  |  | 99999 | 0.01 | 19 | 19 | 0.02 | 0 | 0 | 0 | 0 | 0 | 0.91 | 0 | 0 | 0 | 0 | 0 | 0.72 | 0 | 0 | 0 | 0 | 0 | True |  | Non Federally-Regulated | 11/01/2017 |  | 01/23/2018
Lightheaded Lighting | Lightheaded Lighting | L4X-IC*A-*-**-3P1-120 + 4-564-**-**-**-GFRO-XTM40-27-9810 | Light Emitting Diode | Inseparable Luminaire | Quick Connect | 0-10 VDC Controls | 51 | 2700 | 0.0002 | 98 | 95 | 450 | 0.96 | Elevated | 50000 |  |  | 99999 | 0.01 | 19 | 19 | 0.02 | 0 | 0 | 0 | 0 | 0 | 0.91 | 0 | 0 | 0 | 0 | 0 | 0.72 | 0 | 0 | 0 | 0 | 0 | True |  | Non Federally-Regulated | 11/01/2017 |  | 01/23/2018
Lightheaded Lighting | Lightheaded Lighting | L4X-IC*A-*-**-3P1-120 + 4-564-**-**-**-GFRO-XTM40-30-9810 | Light Emitting Diode | Inseparable Luminaire | Quick Connect | 0-10 VDC Controls | 51 | 3000 | 0.0002 | 98 | 95 | 450 | 0.96 | Elevated | 50000 |  |  | 99999 | 0.01 | 19 | 19 | 0.02 | 0 | 0 | 0 | 0 | 0 | 0.91 | 0 | 0 | 0 | 0 | 0 | 0.72 | 0 | 0 | 0 | 0 | 0 | True |  | Non Federally-Regulated | 11/01/2017 |  | 01/23/2018
Lightheaded Lighting | Lightheaded Lighting | L4X-IC*A-*-**-3P1-120 + 4-564-**-**-**-GFRO-XTM40-35-9810 | Light Emitting Diode | Inseparable Luminaire | Quick Connect | 0-10 VDC Controls | 51 | 3500 | 0.0002 | 98 | 95 | 450 | 0.96 | Elevated | 50000 |  |  | 99999 | 0.01 | 19 | 19 | 0.02 | 0 | 0 | 0 | 0 | 0 | 0.91 | 0 | 0 | 0 | 0 | 0 | 0.72 | 0 | 0 | 0 | 0 | 0 | True |  | Non Federally-Regulated | 11/01/2017 |  | 01/23/2018
Lightheaded Lighting | Lightheaded Lighting | L4X-IC*A-*-**-3P1-120 + 4-564-**-**-**-GFRO-XTM40-40-9810 | Light Emitting Diode | Inseparable Luminaire | Quick Connect | 0-10 VDC Controls | 51 | 4000 | 0.0002 | 98 | 95 | 450 | 0.96 | Elevated | 50000 |  |  | 99999 | 0.01 | 19 | 19 | 0.02 | 0 | 0 | 0 | 0 | 0 | 0.91 | 0 | 0 | 0 | 0 | 0 | 0.72 | 0 | 0 | 0 | 0 | 0 | True |  | Non Federally-Regulated | 11/01/2017 |  | 01/23/2018
Lightheaded Lighting | Lightheaded Lighting | L4X-IC*A-*-**-3P1-120 + 4-564-**-**-**-GFRO-XTM60-27-9807 | Light Emitting Diode | Inseparable Luminaire | Quick Connect | 0-10 VDC Controls | 51 | 2700 | 0.0002 | 98 | 95 | 450 | 0.96 | Elevated | 50000 |  |  | 99999 | 0.01 | 19 | 19 | 0.02 | 0 | 0 | 0 | 0 | 0 | 0.91 | 0 | 0 | 0 | 0 | 0 | 0.72 | 0 | 0 | 0 | 0 | 0 | True |  | Non Federally-Regulated | 11/01/2017 |  | 01/23/2018
Lightheaded Lighting | Lightheaded Lighting | L4X-IC*A-*-**-3P1-120 + 4-564-**-**-**-GFRO-XTM60-30-9807 | Light Emitting Diode | Inseparable Luminaire | Quick Connect | 0-10 VDC Controls | 51 | 3000 | 0.0002 | 98 | 95 | 450 | 0.96 | Elevated | 50000 |  |  | 99999 | 0.01 | 19 | 19 | 0.02 | 0 | 0 | 0 | 0 | 0 | 0.91 | 0 | 0 | 0 | 0 | 0 | 0.72 | 0 | 0 | 0 | 0 | 0 | True |  | Non Federally-Regulated | 11/01/2017 |  | 01/23/2018
Lightheaded Lighting | Lightheaded Lighting | L4X-IC*A-*-**-3P1-120 + 4-564-**-**-**-GFRO-XTM60-35-9807 | Light Emitting Diode | Inseparable Luminaire | Quick Connect | 0-10 VDC Controls | 51 | 3500 | 0.0002 | 98 | 95 | 450 | 0.96 | Elevated | 50000 |  |  | 99999 | 0.01 | 19 | 19 | 0.02 | 0 | 0 | 0 | 0 | 0 | 0.91 | 0 | 0 | 0 | 0 | 0 | 0.72 | 0 | 0 | 0 | 0 | 0 | True |  | Non Federally-Regulated | 11/01/2017 |  | 01/23/2018
Lightheaded Lighting | Lightheaded Lighting | L4X-IC*A-*-**-3P1-120 + 4-564-**-**-**-GFRO-XTM60-40-9807 | Light Emitting Diode | Inseparable Luminaire | Quick Connect | 0-10 VDC Controls | 51 | 4000 | 0.0002 | 98 | 95 | 450 | 0.96 | Elevated | 50000 |  |  | 99999 | 0.01 | 19 | 19 | 0.02 | 0 | 0 | 0 | 0 | 0 | 0.91 | 0 | 0 | 0 | 0 | 0 | 0.72 | 0 | 0 | 0 | 0 | 0 | True |  | Non Federally-Regulated | 11/01/2017 |  | 01/23/2018
Lightheaded Lighting | Lightheaded Lighting | L4X-IC*A-*-**-3P1-120 + 4-564-**-**-**-GFRO-XTM60-27-9810 | Light Emitting Diode | Inseparable Luminaire | Quick Connect | 0-10 VDC Controls | 51 | 2700 | 0.0002 | 98 | 95 | 450 | 0.96 | Elevated | 50000 |  |  | 99999 | 0.01 | 19 | 19 | 0.02 | 0 | 0 | 0 | 0 | 0 | 0.91 | 0 | 0 | 0 | 0 | 0 | 0.72 | 0 | 0 | 0 | 0 | 0 | True |  | Non Federally-Regulated | 11/01/2017 |  | 01/23/2018
Lightheaded Lighting | Lightheaded Lighting | L4X-IC*A-*-**-3P1-120 + 4-564-**-**-**-GFRO-XTM60-30-9810 | Light Emitting Diode | Inseparable Luminaire | Quick Connect | 0-10 VDC Controls | 51 | 3000 | 0.0002 | 98 | 95 | 450 | 0.96 | Elevated | 50000 |  |  | 99999 | 0.01 | 19 | 19 | 0.02 | 0 | 0 | 0 | 0 | 0 | 0.91 | 0 | 0 | 0 | 0 | 0 | 0.72 | 0 | 0 | 0 | 0 | 0 | True |  | Non Federally-Regulated | 11/01/2017 |  | 01/23/2018
Lightheaded Lighting | Lightheaded Lighting | L4X-IC*A-*-**-3P1-120 + 4-564-**-**-**-GFRO-XTM60-35-9810 | Light Emitting Diode | Inseparable Luminaire | Quick Connect | 0-10 VDC Controls | 51 | 3500 | 0.0002 | 98 | 95 | 450 | 0.96 | Elevated | 50000 |  |  | 99999 | 0.01 | 19 | 19 | 0.02 | 0 | 0 | 0 | 0 | 0 | 0.91 | 0 | 0 | 0 | 0 | 0 | 0.72 | 0 | 0 | 0 | 0 | 0 | True |  | Non Federally-Regulated | 11/01/2017 |  | 01/23/2018
Lightheaded Lighting | Lightheaded Lighting | L4X-IC*A-*-**-3P1-120 + 4-564-**-**-**-GFRO-XTM60-40-9810 | Light Emitting Diode | Inseparable Luminaire | Quick Connect | 0-10 VDC Controls | 51 | 4000 | 0.0002 | 98 | 95 | 450 | 0.96 | Elevated | 50000 |  |  | 99999 | 0.01 | 19 | 19 | 0.02 | 0 | 0 | 0 | 0 | 0 | 0.91 | 0 | 0 | 0 | 0 | 0 | 0.72 | 0 | 0 | 0 | 0 | 0 | True |  | Non Federally-Regulated | 11/01/2017 |  | 01/23/2018
Lightheaded Lighting | Lightheaded Lighting | L4X-IC*A-*-**-3P1-120 + 4-114-**-**-BRO40-27-9008 | Light Emitting Diode | Inseparable Luminaire | Quick Connect | 0-10 VDC Controls | 47 | 2700 | 0.0015 | 90 | 50 | 480 | 0.99 | Elevated | 45000 |  |  | 99999 | 0.09 | 20 | 19 | 0.01 | 0 | 0 | 0 | 0 | 0 | 0.31 | 0.28 | 0.22 | 0 | 0 | 0 | 0.29 | 0.27 | 0.19 | 0 | 0 | 0 | True |  | Non Federally-Regulated | 05/08/2017 |  | 01/23/2018
Lightheaded Lighting | Lightheaded Lighting | L4X-IC*A-*-**-3P1-120 + 4-114-**-**-BRO40-30-9008 | Light Emitting Diode | Inseparable Luminaire | Quick Connect | 0-10 VDC Controls | 49 | 3000 | 0.0015 | 90 | 50 | 480 | 0.99 | Elevated | 45000 |  |  | 99999 | 0.09 | 20 | 19 | 0.01 | 0 | 0 | 0 | 0 | 0 | 0.31 | 0.28 | 0.22 | 0 | 0 | 0 | 0.29 | 0.27 | 0.19 | 0 | 0 | 0 | True |  | Non Federally-Regulated | 05/08/2017 |  | 01/23/2018
Lightheaded Lighting | Lightheaded Lighting | L4X-IC*A-*-**-3P1-120 + 4-124-**-**-**-GFRO-BRO20-27-9008 | Light Emitting Diode | Inseparable Luminaire | Quick Connect | 0-10 VDC Controls | 47 | 2700 | 0.0015 | 90 | 50 | 480 | 0.99 | Elevated | 45000 |  |  | 99999 | 0.09 | 20 | 19 | 0.01 | 0 | 0 | 0 | 0 | 0 | 0.31 | 0.28 | 0.22 | 0 | 0 | 0 | 0.29 | 0.27 | 0.19 | 0 | 0 | 0 | True |  | Non Federally-Regulated | 11/01/2017 |  | 01/23/2018
Lightheaded Lighting | Lightheaded Lighting | L4X-IC*A-*-**-3P1-120 + 4-124-**-**-**-GFRO-BRO20-30-9008 | Light Emitting Diode | Inseparable Luminaire | Quick Connect | 0-10 VDC Controls | 47 | 3000 | 0.0015 | 90 | 50 | 480 | 0.99 | Elevated | 45000 |  |  | 99999 | 0.09 | 20 | 19 | 0.01 | 0 | 0 | 0 | 0 | 0 | 0.31 | 0.28 | 0.22 | 0 | 0 | 0 | 0.29 | 0.27 | 0.19 | 0 | 0 | 0 | True |  | Non Federally-Regulated | 11/01/2017 |  | 01/23/2018
Lightheaded Lighting | Lightheaded Lighting | L4X-IC*A-*-**-3P1-120 + 4-124-**-**-**-GFRO-BRO28-27-9008 | Light Emitting Diode | Inseparable Luminaire | Quick Connect | 0-10 VDC Controls | 47 | 2700 | 0.0015 | 90 | 50 | 480 | 0.99 | Elevated | 45000 |  |  | 99999 | 0.09 | 20 | 19 | 0.01 | 0 | 0 | 0 | 0 | 0 | 0.31 | 0.28 | 0.22 | 0 | 0 | 0 | 0.29 | 0.27 | 0.19 | 0 | 0 | 0 | True |  | Non Federally-Regulated | 11/01/2017 |  | 01/23/2018
Lightheaded Lighting | Lightheaded Lighting | L4X-IC*A-*-**-3P1-120 + 4-124-**-**-**-GFRO-BRO28-30-9008 | Light Emitting Diode | Inseparable Luminaire | Quick Connect | 0-10 VDC Controls | 47 | 3000 | 0.0015 | 90 | 50 | 480 | 0.99 | Elevated | 45000 |  |  | 99999 | 0.09 | 20 | 19 | 0.01 | 0 | 0 | 0 | 0 | 0 | 0.31 | 0.28 | 0.22 | 0 | 0 | 0 | 0.29 | 0.27 | 0.19 | 0 | 0 | 0 | True |  | Non Federally-Regulated | 11/01/2017 |  | 01/23/2018
Lightheaded Lighting | Lightheaded Lighting | L4X-IC*A-*-**-3P1-120 + 4-124-**-**-**-GFRO-BRO40-27-9008 | Light Emitting Diode | Inseparable Luminaire | Quick Connect | 0-10 VDC Controls | 47 | 2700 | 0.0015 | 90 | 50 | 480 | 0.99 | Elevated | 45000 |  |  | 99999 | 0.09 | 20 | 19 | 0.01 | 0 | 0 | 0 | 0 | 0 | 0.31 | 0.28 | 0.22 | 0 | 0 | 0 | 0.29 | 0.27 | 0.19 | 0 | 0 | 0 | True |  | Non Federally-Regulated | 11/01/2017 |  | 01/23/2018
Lightheaded Lighting | Lightheaded Lighting | L4X-IC*A-*-**-3P1-120 + 4-124-**-**-**-GFRO-BRO40-30-9008 | Light Emitting Diode | Inseparable Luminaire | Quick Connect | 0-10 VDC Controls | 47 | 3000 | 0.0015 | 90 | 50 | 480 | 0.99 | Elevated | 45000 |  |  | 99999 | 0.09 | 20 | 19 | 0.01 | 0 | 0 | 0 | 0 | 0 | 0.31 | 0.28 | 0.22 | 0 | 0 | 0 | 0.29 | 0.27 | 0.19 | 0 | 0 | 0 | True |  | Non Federally-Regulated | 11/01/2017 |  | 01/23/2018
Lightheaded Lighting | Lightheaded Lighting | L4X-IC*A-*-**-3P1-120 + 4-124-**-**-**-GSL-BRO20-27-9008 | Light Emitting Diode | Inseparable Luminaire | Quick Connect | 0-10 VDC Controls | 47 | 2700 | 0.0015 | 90 | 50 | 480 | 0.99 | Elevated | 45000 |  |  | 99999 | 0.09 | 20 | 19 | 0.01 | 0 | 0 | 0 | 0 | 0 | 0.31 | 0.28 | 0.22 | 0 | 0 | 0 | 0.29 | 0.27 | 0.19 | 0 | 0 | 0 | True |  | Non Federally-Regulated | 11/01/2017 |  | 01/23/2018
Lightheaded Lighting | Lightheaded Lighting | L4X-IC*A-*-**-3P1-120 + 4-124-**-**-**-GSL-BRO20-30-9008 | Light Emitting Diode | Inseparable Luminaire | Quick Connect | 0-10 VDC Controls | 47 | 3000 | 0.0015 | 90 | 50 | 480 | 0.99 | Elevated | 45000 |  |  | 99999 | 0.09 | 20 | 19 | 0.01 | 0 | 0 | 0 | 0 | 0 | 0.31 | 0.28 | 0.22 | 0 | 0 | 0 | 0.29 | 0.27 | 0.19 | 0 | 0 | 0 | True |  | Non Federally-Regulated | 11/01/2017 |  | 01/23/2018
Lightheaded Lighting | Lightheaded Lighting | L4X-IC*A-*-**-3P1-120 + 4-124-**-**-**-GSL-BRO28-27-9008 | Light Emitting Diode | Inseparable Luminaire | Quick Connect | 0-10 VDC Controls | 47 | 2700 | 0.0015 | 90 | 50 | 480 | 0.99 | Elevated | 45000 |  |  | 99999 | 0.09 | 20 | 19 | 0.01 | 0 | 0 | 0 | 0 | 0 | 0.31 | 0.28 | 0.22 | 0 | 0 | 0 | 0.29 | 0.27 | 0.19 | 0 | 0 | 0 | True |  | Non Federally-Regulated | 11/01/2017 |  | 01/23/2018
Lightheaded Lighting | Lightheaded Lighting | L4X-IC*A-*-**-3P1-120 + 4-124-**-**-**-GSL-BRO28-30-9008 | Light Emitting Diode | Inseparable Luminaire | Quick Connect | 0-10 VDC Controls | 47 | 3000 | 0.0015 | 90 | 50 | 480 | 0.99 | Elevated | 45000 |  |  | 99999 | 0.09 | 20 | 19 | 0.01 | 0 | 0 | 0 | 0 | 0 | 0.31 | 0.28 | 0.22 | 0 | 0 | 0 | 0.29 | 0.27 | 0.19 | 0 | 0 | 0 | True |  | Non Federally-Regulated | 11/01/2017 |  | 01/23/2018
Lightheaded Lighting | Lightheaded Lighting | L4X-IC*A-*-**-3P1-120 + 4-124-**-**-**-GSL-BRO40-27-9008 | Light Emitting Diode | Inseparable Luminaire | Quick Connect | 0-10 VDC Controls | 47 | 2700 | 0.0015 | 90 | 50 | 480 | 0.99 | Elevated | 45000 |  |  | 99999 | 0.09 | 20 | 19 | 0.01 | 0 | 0 | 0 | 0 | 0 | 0.31 | 0.28 | 0.22 | 0 | 0 | 0 | 0.29 | 0.27 | 0.19 | 0 | 0 | 0 | True |  | Non Federally-Regulated | 11/01/2017 |  | 01/23/2018
Lightheaded Lighting | Lightheaded Lighting | L4X-IC*A-*-**-3P1-120 + 4-124-**-**-**-GSL-BRO40-30-9008 | Light Emitting Diode | Inseparable Luminaire | Quick Connect | 0-10 VDC Controls | 47 | 3000 | 0.0015 | 90 | 50 | 480 | 0.99 | Elevated | 45000 |  |  | 99999 | 0.09 | 20 | 19 | 0.01 | 0 | 0 | 0 | 0 | 0 | 0.31 | 0.28 | 0.22 | 0 | 0 | 0 | 0.29 | 0.27 | 0.19 | 0 | 0 | 0 | True |  | Non Federally-Regulated | 11/01/2017 |  | 01/23/2018
Lightheaded Lighting | Lightheaded Lighting | L4X-IC*A-*-**-3P1-120 + 4-124-**-**-**-OPEN-BRO20-27-9008 | Light Emitting Diode | Inseparable Luminaire | Quick Connect | 0-10 VDC Controls | 64 | 2700 | 0.0015 | 90 | 50 | 480 | 0.99 | Elevated | 45000 |  |  | 99999 | 0.09 | 20 | 19 | 0.01 | 0 | 0 | 0 | 0 | 0 | 0.31 | 0.28 | 0.22 | 0 | 0 | 0 | 0.29 | 0.27 | 0.19 | 0 | 0 | 0 | True |  | Non Federally-Regulated | 05/08/2017 |  | 01/23/2018
Lightheaded Lighting | Lightheaded Lighting | L4X-IC*A-*-**-3P1-120 + 4-124-**-**-**-OPEN-BRO20-30-9008 | Light Emitting Diode | Inseparable Luminaire | Quick Connect | 0-10 VDC Controls | 66 | 3000 | 0.0015 | 90 | 50 | 480 | 0.99 | Elevated | 45000 |  |  | 99999 | 0.09 | 20 | 19 | 0.01 | 0 | 0 | 0 | 0 | 0 | 0.31 | 0.28 | 0.22 | 0 | 0 | 0 | 0.29 | 0.27 | 0.19 | 0 | 0 | 0 | True |  | Non Federally-Regulated | 05/08/2017 |  | 01/23/2018
Lightheaded Lighting | Lightheaded Lighting | L4X-IC*A-*-**-3P1-120 + 4-124-**-**-**-OPEN-BRO28-27-9008 | Light Emitting Diode | Inseparable Luminaire | Quick Connect | 0-10 VDC Controls | 64 | 2700 | 0.0015 | 90 | 50 | 480 | 0.99 | Elevated | 45000 |  |  | 99999 | 0.09 | 20 | 19 | 0.01 | 0 | 0 | 0 | 0 | 0 | 0.31 | 0.28 | 0.22 | 0 | 0 | 0 | 0.29 | 0.27 | 0.19 | 0 | 0 | 0 | True |  | Non Federally-Regulated | 05/08/2017 |  | 01/23/2018
Lightheaded Lighting | Lightheaded Lighting | L4X-IC*A-*-**-3P1-120 + 4-124-**-**-**-OPEN-BRO28-30-9008 | Light Emitting Diode | Inseparable Luminaire | Quick Connect | 0-10 VDC Controls | 66 | 3000 | 0.0015 | 90 | 50 | 480 | 0.99 | Elevated | 45000 |  |  | 99999 | 0.09 | 20 | 19 | 0.01 | 0 | 0 | 0 | 0 | 0 | 0.31 | 0.28 | 0.22 | 0 | 0 | 0 | 0.29 | 0.27 | 0.19 | 0 | 0 | 0 | True |  | Non Federally-Regulated | 05/08/2017 |  | 01/23/2018
Lightheaded Lighting | Lightheaded Lighting | L4X-IC*A-*-**-3P1-120 + 4-124-**-**-**-OPEN-BRO40-27-9008 | Light Emitting Diode | Inseparable Luminaire | Quick Connect | 0-10 VDC Controls | 63 | 2700 | 0.0015 | 90 | 50 | 480 | 0.99 | Elevated | 45000 |  |  | 99999 | 0.09 | 20 | 19 | 0.01 | 0 | 0 | 0 | 0 | 0 | 0.31 | 0.28 | 0.22 | 0 | 0 | 0 | 0.29 | 0.27 | 0.19 | 0 | 0 | 0 | True |  | Non Federally-Regulated | 05/08/2017 |  | 01/23/2018
Lightheaded Lighting | Lightheaded Lighting | L4X-IC*A-*-**-3P1-120 + 4-124-**-**-**-OPEN-BRO40-30-9008 | Light Emitting Diode | Inseparable Luminaire | Quick Connect | 0-10 VDC Controls | 65 | 3000 | 0.0015 | 90 | 50 | 480 | 0.99 | Elevated | 45000 |  |  | 99999 | 0.09 | 20 | 19 | 0.01 | 0 | 0 | 0 | 0 | 0 | 0.31 | 0.28 | 0.22 | 0 | 0 | 0 | 0.29 | 0.27 | 0.19 | 0 | 0 | 0 | True |  | Non Federally-Regulated | 05/08/2017 |  | 01/23/2018
Lightheaded Lighting | Lightheaded Lighting | L4X-IC*A-*-**-3P1-120 + 4-164-**-**-**-GFRO-BRO20-27-9008 | Light Emitting Diode | Inseparable Luminaire | Quick Connect | 0-10 VDC Controls | 47 | 2700 | 0.0015 | 90 | 50 | 480 | 0.99 | Elevated | 45000 |  |  | 99999 | 0.09 | 20 | 19 | 0.01 | 0 | 0 | 0 | 0 | 0 | 0.31 | 0.28 | 0.22 | 0 | 0 | 0 | 0.29 | 0.27 | 0.19 | 0 | 0 | 0 | True |  | Non Federally-Regulated | 11/01/2017 |  | 01/23/2018
Lightheaded Lighting | Lightheaded Lighting | L4X-IC*A-*-**-3P1-120 + 4-164-**-**-**-GFRO-BRO20-30-9008 | Light Emitting Diode | Inseparable Luminaire | Quick Connect | 0-10 VDC Controls | 47 | 3000 | 0.0015 | 90 | 50 | 480 | 0.99 | Elevated | 45000 |  |  | 99999 | 0.09 | 20 | 19 | 0.01 | 0 | 0 | 0 | 0 | 0 | 0.31 | 0.28 | 0.22 | 0 | 0 | 0 | 0.29 | 0.27 | 0.19 | 0 | 0 | 0 | True |  | Non Federally-Regulated | 11/01/2017 |  | 01/23/2018
Lightheaded Lighting | Lightheaded Lighting | L4X-IC*A-*-**-3P1-120 + 4-164-**-**-**-GFRO-BRO28-27-9008 | Light Emitting Diode | Inseparable Luminaire | Quick Connect | 0-10 VDC Controls | 47 | 2700 | 0.0015 | 90 | 50 | 480 | 0.99 | Elevated | 45000 |  |  | 99999 | 0.09 | 20 | 19 | 0.01 | 0 | 0 | 0 | 0 | 0 | 0.31 | 0.28 | 0.22 | 0 | 0 | 0 | 0.29 | 0.27 | 0.19 | 0 | 0 | 0 | True |  | Non Federally-Regulated | 11/01/2017 |  | 01/23/2018
Lightheaded Lighting | Lightheaded Lighting | L4X-IC*A-*-**-3P1-120 + 4-164-**-**-**-GFRO-BRO28-30-9008 | Light Emitting Diode | Inseparable Luminaire | Quick Connect | 0-10 VDC Controls | 47 | 3000 | 0.0015 | 90 | 50 | 480 | 0.99 | Elevated | 45000 |  |  | 99999 | 0.09 | 20 | 19 | 0.01 | 0 | 0 | 0 | 0 | 0 | 0.31 | 0.28 | 0.22 | 0 | 0 | 0 | 0.29 | 0.27 | 0.19 | 0 | 0 | 0 | True |  | Non Federally-Regulated | 11/01/2017 |  | 01/23/2018
Lightheaded Lighting | Lightheaded Lighting | L4X-IC*A-*-**-3P1-120 + 4-164-**-**-**-GFRO-BRO40-27-9008 | Light Emitting Diode | Inseparable Luminaire | Quick Connect | 0-10 VDC Controls | 47 | 2700 | 0.0015 | 90 | 50 | 480 | 0.99 | Elevated | 45000 |  |  | 99999 | 0.09 | 20 | 19 | 0.01 | 0 | 0 | 0 | 0 | 0 | 0.31 | 0.28 | 0.22 | 0 | 0 | 0 | 0.29 | 0.27 | 0.19 | 0 | 0 | 0 | True |  | Non Federally-Regulated | 11/01/2017 |  | 01/23/2018
Lightheaded Lighting | Lightheaded Lighting | L4X-IC*A-*-**-3P1-120 + 4-164-**-**-**-GFRO-BRO40-30-9008 | Light Emitting Diode | Inseparable Luminaire | Quick Connect | 0-10 VDC Controls | 47 | 3000 | 0.0015 | 90 | 50 | 480 | 0.99 | Elevated | 45000 |  |  | 99999 | 0.09 | 20 | 19 | 0.01 | 0 | 0 | 0 | 0 | 0 | 0.31 | 0.28 | 0.22 | 0 | 0 | 0 | 0.29 | 0.27 | 0.19 | 0 | 0 | 0 | True |  | Non Federally-Regulated | 11/01/2017 |  | 01/23/2018
Lightheaded Lighting | Lightheaded Lighting | L4X-IC*A-*-**-3P1-120 + 4-164-**-**-**-GSL-BRO20-27-9008 | Light Emitting Diode | Inseparable Luminaire | Quick Connect | 0-10 VDC Controls | 47 | 2700 | 0.0015 | 90 | 50 | 480 | 0.99 | Elevated | 45000 |  |  | 99999 | 0.09 | 20 | 19 | 0.01 | 0 | 0 | 0 | 0 | 0 | 0.31 | 0.28 | 0.22 | 0 | 0 | 0 | 0.29 | 0.27 | 0.19 | 0 | 0 | 0 | True |  | Non Federally-Regulated | 11/01/2017 |  | 01/23/2018
Lightheaded Lighting | Lightheaded Lighting | L4X-IC*A-*-**-3P1-120 + 4-164-**-**-**-GSL-BRO20-30-9008 | Light Emitting Diode | Inseparable Luminaire | Quick Connect | 0-10 VDC Controls | 47 | 3000 | 0.0015 | 90 | 50 | 480 | 0.99 | Elevated | 45000 |  |  | 99999 | 0.09 | 20 | 19 | 0.01 | 0 | 0 | 0 | 0 | 0 | 0.31 | 0.28 | 0.22 | 0 | 0 | 0 | 0.29 | 0.27 | 0.19 | 0 | 0 | 0 | True |  | Non Federally-Regulated | 11/01/2017 |  | 01/23/2018
Lightheaded Lighting | Lightheaded Lighting | L4X-IC*A-*-**-3P1-120 + 4-164-**-**-**-GSL-BRO28-27-9008 | Light Emitting Diode | Inseparable Luminaire | Quick Connect | 0-10 VDC Controls | 47 | 2700 | 0.0015 | 90 | 50 | 480 | 0.99 | Elevated | 45000 |  |  | 99999 | 0.09 | 20 | 19 | 0.01 | 0 | 0 | 0 | 0 | 0 | 0.31 | 0.28 | 0.22 | 0 | 0 | 0 | 0.29 | 0.27 | 0.19 | 0 | 0 | 0 | True |  | Non Federally-Regulated | 11/01/2017 |  | 01/23/2018
Lightheaded Lighting | Lightheaded Lighting | L4X-IC*A-*-**-3P1-120 + 4-164-**-**-**-GSL-BRO28-30-9008 | Light Emitting Diode | Inseparable Luminaire | Quick Connect | 0-10 VDC Controls | 47 | 3000 | 0.0015 | 90 | 50 | 480 | 0.99 | Elevated | 45000 |  |  | 99999 | 0.09 | 20 | 19 | 0.01 | 0 | 0 | 0 | 0 | 0 | 0.31 | 0.28 | 0.22 | 0 | 0 | 0 | 0.29 | 0.27 | 0.19 | 0 | 0 | 0 | True |  | Non Federally-Regulated | 11/01/2017 |  | 01/23/2018
Lightheaded Lighting | Lightheaded Lighting | L4X-IC*A-*-**-3P1-120 + 4-164-**-**-**-GSL-BRO40-27-9008 | Light Emitting Diode | Inseparable Luminaire | Quick Connect | 0-10 VDC Controls | 47 | 2700 | 0.0015 | 90 | 50 | 480 | 0.99 | Elevated | 45000 |  |  | 99999 | 0.09 | 20 | 19 | 0.01 | 0 | 0 | 0 | 0 | 0 | 0.31 | 0.28 | 0.22 | 0 | 0 | 0 | 0.29 | 0.27 | 0.19 | 0 | 0 | 0 | True |  | Non Federally-Regulated | 11/01/2017 |  | 01/23/2018
Lightheaded Lighting | Lightheaded Lighting | L4X-IC*A-*-**-3P1-120 + 4-164-**-**-**-GSL-BRO40-30-9008 | Light Emitting Diode | Inseparable Luminaire | Quick Connect | 0-10 VDC Controls | 47 | 3000 | 0.0015 | 90 | 50 | 480 | 0.99 | Elevated | 45000 |  |  | 99999 | 0.09 | 20 | 19 | 0.01 | 0 | 0 | 0 | 0 | 0 | 0.31 | 0.28 | 0.22 | 0 | 0 | 0 | 0.29 | 0.27 | 0.19 | 0 | 0 | 0 | True |  | Non Federally-Regulated | 11/01/2017 |  | 01/23/2018
Lightheaded Lighting | Lightheaded Lighting | L4X-IC*A-*-**-3P1-120 + 4-164-**-**-**-OPEN-BRO20-27-9008 | Light Emitting Diode | Inseparable Luminaire | Quick Connect | 0-10 VDC Controls | 58 | 2700 | 0.0015 | 90 | 50 | 480 | 0.99 | Elevated | 45000 |  |  | 99999 | 0.09 | 20 | 19 | 0.01 | 0 | 0 | 0 | 0 | 0 | 0.31 | 0.28 | 0.22 | 0 | 0 | 0 | 0.29 | 0.27 | 0.19 | 0 | 0 | 0 | True |  | Non Federally-Regulated | 05/08/2017 |  | 01/23/2018
Lightheaded Lighting | Lightheaded Lighting | L4X-IC*A-*-**-3P1-120 + 4-164-**-**-**-OPEN-BRO20-30-9008 | Light Emitting Diode | Inseparable Luminaire | Quick Connect | 0-10 VDC Controls | 60 | 3000 | 0.0015 | 90 | 50 | 480 | 0.99 | Elevated | 45000 |  |  | 99999 | 0.09 | 20 | 19 | 0.01 | 0 | 0 | 0 | 0 | 0 | 0.31 | 0.28 | 0.22 | 0 | 0 | 0 | 0.29 | 0.27 | 0.19 | 0 | 0 | 0 | True |  | Non Federally-Regulated | 05/08/2017 |  | 01/23/2018
Lightheaded Lighting | Lightheaded Lighting | L4X-IC*A-*-**-3P1-120 + 4-164-**-**-**-OPEN-BRO28-27-9008 | Light Emitting Diode | Inseparable Luminaire | Quick Connect | 0-10 VDC Controls | 58 | 2700 | 0.0015 | 90 | 50 | 480 | 0.99 | Elevated | 45000 |  |  | 99999 | 0.09 | 20 | 19 | 0.01 | 0 | 0 | 0 | 0 | 0 | 0.31 | 0.28 | 0.22 | 0 | 0 | 0 | 0.29 | 0.27 | 0.19 | 0 | 0 | 0 | True |  | Non Federally-Regulated | 05/08/2017 |  | 01/23/2018
Lightheaded Lighting | Lightheaded Lighting | L4X-IC*A-*-**-3P1-120 + 4-164-**-**-**-OPEN-BRO28-30-9008 | Light Emitting Diode | Inseparable Luminaire | Quick Connect | 0-10 VDC Controls | 60 | 3000 | 0.0015 | 90 | 50 | 480 | 0.99 | Elevated | 45000 |  |  | 99999 | 0.09 | 20 | 19 | 0.01 | 0 | 0 | 0 | 0 | 0 | 0.31 | 0.28 | 0.22 | 0 | 0 | 0 | 0.29 | 0.27 | 0.19 | 0 | 0 | 0 | True |  | Non Federally-Regulated | 05/08/2017 |  | 01/23/2018
Lightheaded Lighting | Lightheaded Lighting | L4X-IC*A-*-**-3P1-120 + 4-164-**-**-**-OPEN-BRO40-27-9008 | Light Emitting Diode | Inseparable Luminaire | Quick Connect | 0-10 VDC Controls | 57 | 2700 | 0.0015 | 90 | 50 | 480 | 0.99 | Elevated | 45000 |  |  | 99999 | 0.09 | 20 | 19 | 0.01 | 0 | 0 | 0 | 0 | 0 | 0.31 | 0.28 | 0.22 | 0 | 0 | 0 | 0.29 | 0.27 | 0.19 | 0 | 0 | 0 | True |  | Non Federally-Regulated | 05/08/2017 |  | 01/23/2018
Lightheaded Lighting | Lightheaded Lighting | L4X-IC*A-*-**-3P1-120 + 4-164-**-**-**-OPEN-BRO40-30-9008 | Light Emitting Diode | Inseparable Luminaire | Quick Connect | 0-10 VDC Controls | 59 | 3000 | 0.0015 | 90 | 50 | 480 | 0.99 | Elevated | 45000 |  |  | 99999 | 0.09 | 20 | 19 | 0.01 | 0 | 0 | 0 | 0 | 0 | 0.31 | 0.28 | 0.22 | 0 | 0 | 0 | 0.29 | 0.27 | 0.19 | 0 | 0 | 0 | True |  | Non Federally-Regulated | 05/08/2017 |  | 01/23/2018
Lightheaded Lighting | Lightheaded Lighting | L4X-IC*A-*-**-3P1-120 + 4-514-**-**-BRO40-27-9008 | Light Emitting Diode | Inseparable Luminaire | Quick Connect | 0-10 VDC Controls | 47 | 2700 | 0.0015 | 90 | 50 | 480 | 0.99 | Elevated | 45000 |  |  | 99999 | 0.09 | 20 | 19 | 0.01 | 0 | 0 | 0 | 0 | 0 | 0.31 | 0.28 | 0.22 | 0 | 0 | 0 | 0.29 | 0.27 | 0.19 | 0 | 0 | 0 | True |  | Non Federally-Regulated | 05/08/2017 |  | 01/23/2018
Lightheaded Lighting | Lightheaded Lighting | L4X-IC*A-*-**-3P1-120 + 4-514-**-**-BRO40-30-9008 | Light Emitting Diode | Inseparable Luminaire | Quick Connect | 0-10 VDC Controls | 49 | 3000 | 0.0015 | 90 | 50 | 480 | 0.99 | Elevated | 45000 |  |  | 99999 | 0.09 | 20 | 19 | 0.01 | 0 | 0 | 0 | 0 | 0 | 0.31 | 0.28 | 0.22 | 0 | 0 | 0 | 0.29 | 0.27 | 0.19 | 0 | 0 | 0 | True |  | Non Federally-Regulated | 05/08/2017 |  | 01/23/2018
Lightheaded Lighting | Lightheaded Lighting | L4X-IC*A-*-**-3P1-120 + 4-524-**-**-**-GFRO-BRO20-27-9008 | Light Emitting Diode | Inseparable Luminaire | Quick Connect | 0-10 VDC Controls | 47 | 2700 | 0.0015 | 90 | 50 | 480 | 0.99 | Elevated | 45000 |  |  | 99999 | 0.09 | 20 | 19 | 0.01 | 0 | 0 | 0 | 0 | 0 | 0.31 | 0.28 | 0.22 | 0 | 0 | 0 | 0.29 | 0.27 | 0.19 | 0 | 0 | 0 | True |  | Non Federally-Regulated | 11/01/2017 |  | 01/23/2018
Lightheaded Lighting | Lightheaded Lighting | L4X-IC*A-*-**-3P1-120 + 4-524-**-**-**-GFRO-BRO20-30-9008 | Light Emitting Diode | Inseparable Luminaire | Quick Connect | 0-10 VDC Controls | 47 | 3000 | 0.0015 | 90 | 50 | 480 | 0.99 | Elevated | 45000 |  |  | 99999 | 0.09 | 20 | 19 | 0.01 | 0 | 0 | 0 | 0 | 0 | 0.31 | 0.28 | 0.22 | 0 | 0 | 0 | 0.29 | 0.27 | 0.19 | 0 | 0 | 0 | True |  | Non Federally-Regulated | 11/01/2017 |  | 01/23/2018
Lightheaded Lighting | Lightheaded Lighting | L4X-IC*A-*-**-3P1-120 + 4-524-**-**-**-GFRO-BRO28-27-9008 | Light Emitting Diode | Inseparable Luminaire | Quick Connect | 0-10 VDC Controls | 47 | 2700 | 0.0015 | 90 | 50 | 480 | 0.99 | Elevated | 45000 |  |  | 99999 | 0.09 | 20 | 19 | 0.01 | 0 | 0 | 0 | 0 | 0 | 0.31 | 0.28 | 0.22 | 0 | 0 | 0 | 0.29 | 0.27 | 0.19 | 0 | 0 | 0 | True |  | Non Federally-Regulated | 11/01/2017 |  | 01/23/2018
Lightheaded Lighting | Lightheaded Lighting | L4X-IC*A-*-**-3P1-120 + 4-524-**-**-**-GFRO-BRO28-30-9008 | Light Emitting Diode | Inseparable Luminaire | Quick Connect | 0-10 VDC Controls | 47 | 3000 | 0.0015 | 90 | 50 | 480 | 0.99 | Elevated | 45000 |  |  | 99999 | 0.09 | 20 | 19 | 0.01 | 0 | 0 | 0 | 0 | 0 | 0.31 | 0.28 | 0.22 | 0 | 0 | 0 | 0.29 | 0.27 | 0.19 | 0 | 0 | 0 | True |  | Non Federally-Regulated | 11/01/2017 |  | 01/23/2018
Lightheaded Lighting | Lightheaded Lighting | L4X-IC*A-*-**-3P1-120 + 4-524-**-**-**-GFRO-BRO40-27-9008 | Light Emitting Diode | Inseparable Luminaire | Quick Connect | 0-10 VDC Controls | 47 | 2700 | 0.0015 | 90 | 50 | 480 | 0.99 | Elevated | 45000 |  |  | 99999 | 0.09 | 20 | 19 | 0.01 | 0 | 0 | 0 | 0 | 0 | 0.31 | 0.28 | 0.22 | 0 | 0 | 0 | 0.29 | 0.27 | 0.19 | 0 | 0 | 0 | True |  | Non Federally-Regulated | 11/01/2017 |  | 01/23/2018
Lightheaded Lighting | Lightheaded Lighting | L4X-IC*A-*-**-3P1-120 + 4-524-**-**-**-GFRO-BRO40-30-9008 | Light Emitting Diode | Inseparable Luminaire | Quick Connect | 0-10 VDC Controls | 47 | 3000 | 0.0015 | 90 | 50 | 480 | 0.99 | Elevated | 45000 |  |  | 99999 | 0.09 | 20 | 19 | 0.01 | 0 | 0 | 0 | 0 | 0 | 0.31 | 0.28 | 0.22 | 0 | 0 | 0 | 0.29 | 0.27 | 0.19 | 0 | 0 | 0 | True |  | Non Federally-Regulated | 11/01/2017 |  | 01/23/2018
Lightheaded Lighting | Lightheaded Lighting | L4X-IC*A-*-**-3P1-120 + 4-524-**-**-**-GSL-BRO20-27-9008 | Light Emitting Diode | Inseparable Luminaire | Quick Connect | 0-10 VDC Controls | 47 | 2700 | 0.0015 | 90 | 50 | 480 | 0.99 | Elevated | 45000 |  |  | 99999 | 0.09 | 20 | 19 | 0.01 | 0 | 0 | 0 | 0 | 0 | 0.31 | 0.28 | 0.22 | 0 | 0 | 0 | 0.29 | 0.27 | 0.19 | 0 | 0 | 0 | True |  | Non Federally-Regulated | 11/01/2017 |  | 01/23/2018
Lightheaded Lighting | Lightheaded Lighting | L4X-IC*A-*-**-3P1-120 + 4-524-**-**-**-GSL-BRO20-30-9008 | Light Emitting Diode | Inseparable Luminaire | Quick Connect | 0-10 VDC Controls | 47 | 3000 | 0.0015 | 90 | 50 | 480 | 0.99 | Elevated | 45000 |  |  | 99999 | 0.09 | 20 | 19 | 0.01 | 0 | 0 | 0 | 0 | 0 | 0.31 | 0.28 | 0.22 | 0 | 0 | 0 | 0.29 | 0.27 | 0.19 | 0 | 0 | 0 | True |  | Non Federally-Regulated | 11/01/2017 |  | 01/23/2018
Lightheaded Lighting | Lightheaded Lighting | L4X-IC*A-*-**-3P1-120 + 4-524-**-**-**-GSL-BRO28-27-9008 | Light Emitting Diode | Inseparable Luminaire | Quick Connect | 0-10 VDC Controls | 47 | 2700 | 0.0015 | 90 | 50 | 480 | 0.99 | Elevated | 45000 |  |  | 99999 | 0.09 | 20 | 19 | 0.01 | 0 | 0 | 0 | 0 | 0 | 0.31 | 0.28 | 0.22 | 0 | 0 | 0 | 0.29 | 0.27 | 0.19 | 0 | 0 | 0 | True |  | Non Federally-Regulated | 11/01/2017 |  | 01/23/2018
Lightheaded Lighting | Lightheaded Lighting | L4X-IC*A-*-**-3P1-120 + 4-524-**-**-**-GSL-BRO28-30-9008 | Light Emitting Diode | Inseparable Luminaire | Quick Connect | 0-10 VDC Controls | 47 | 3000 | 0.0015 | 90 | 50 | 480 | 0.99 | Elevated | 45000 |  |  | 99999 | 0.09 | 20 | 19 | 0.01 | 0 | 0 | 0 | 0 | 0 | 0.31 | 0.28 | 0.22 | 0 | 0 | 0 | 0.29 | 0.27 | 0.19 | 0 | 0 | 0 | True |  | Non Federally-Regulated | 11/01/2017 |  | 01/23/2018
Lightheaded Lighting | Lightheaded Lighting | L4X-IC*A-*-**-3P1-120 + 4-524-**-**-**-GSL-BRO40-27-9008 | Light Emitting Diode | Inseparable Luminaire | Quick Connect | 0-10 VDC Controls | 47 | 2700 | 0.0015 | 90 | 50 | 480 | 0.99 | Elevated | 45000 |  |  | 99999 | 0.09 | 20 | 19 | 0.01 | 0 | 0 | 0 | 0 | 0 | 0.31 | 0.28 | 0.22 | 0 | 0 | 0 | 0.29 | 0.27 | 0.19 | 0 | 0 | 0 | True |  | Non Federally-Regulated | 11/01/2017 |  | 01/23/2018
Lightheaded Lighting | Lightheaded Lighting | L4X-IC*A-*-**-3P1-120 + 4-524-**-**-**-GSL-BRO40-30-9008 | Light Emitting Diode | Inseparable Luminaire | Quick Connect | 0-10 VDC Controls | 47 | 3000 | 0.0015 | 90 | 50 | 480 | 0.99 | Elevated | 45000 |  |  | 99999 | 0.09 | 20 | 19 | 0.01 | 0 | 0 | 0 | 0 | 0 | 0.31 | 0.28 | 0.22 | 0 | 0 | 0 | 0.29 | 0.27 | 0.19 | 0 | 0 | 0 | True |  | Non Federally-Regulated | 11/01/2017 |  | 01/23/2018
Lightheaded Lighting | Lightheaded Lighting | L4X-IC*A-*-**-3P1-120 + 4-524-**-**-**-OPEN-BRO20-27-9008 | Light Emitting Diode | Inseparable Luminaire | Quick Connect | 0-10 VDC Controls | 64 | 2700 | 0.0015 | 90 | 50 | 480 | 0.99 | Elevated | 45000 |  |  | 99999 | 0.09 | 20 | 19 | 0.01 | 0 | 0 | 0 | 0 | 0 | 0.31 | 0.28 | 0.22 | 0 | 0 | 0 | 0.29 | 0.27 | 0.19 | 0 | 0 | 0 | True |  | Non Federally-Regulated | 05/08/2017 |  | 01/23/2018
Lightheaded Lighting | Lightheaded Lighting | L4X-IC*A-*-**-3P1-120 + 4-524-**-**-**-OPEN-BRO20-30-9008 | Light Emitting Diode | Inseparable Luminaire | Quick Connect | 0-10 VDC Controls | 66 | 3000 | 0.0015 | 90 | 50 | 480 | 0.99 | Elevated | 45000 |  |  | 99999 | 0.09 | 20 | 19 | 0.01 | 0 | 0 | 0 | 0 | 0 | 0.31 | 0.28 | 0.22 | 0 | 0 | 0 | 0.29 | 0.27 | 0.19 | 0 | 0 | 0 | True |  | Non Federally-Regulated | 05/08/2017 |  | 01/23/2018
Lightheaded Lighting | Lightheaded Lighting | L4X-IC*A-*-**-3P1-120 + 4-524-**-**-**-OPEN-BRO28-27-9008 | Light Emitting Diode | Inseparable Luminaire | Quick Connect | 0-10 VDC Controls | 64 | 2700 | 0.0015 | 90 | 50 | 480 | 0.99 | Elevated | 45000 |  |  | 99999 | 0.09 | 20 | 19 | 0.01 | 0 | 0 | 0 | 0 | 0 | 0.31 | 0.28 | 0.22 | 0 | 0 | 0 | 0.29 | 0.27 | 0.19 | 0 | 0 | 0 | True |  | Non Federally-Regulated | 05/08/2017 |  | 01/23/2018
Lightheaded Lighting | Lightheaded Lighting | L4X-IC*A-*-**-3P1-120 + 4-524-**-**-**-OPEN-BRO28-30-9008 | Light Emitting Diode | Inseparable Luminaire | Quick Connect | 0-10 VDC Controls | 66 | 3000 | 0.0015 | 90 | 50 | 480 | 0.99 | Elevated | 45000 |  |  | 99999 | 0.09 | 20 | 19 | 0.01 | 0 | 0 | 0 | 0 | 0 | 0.31 | 0.28 | 0.22 | 0 | 0 | 0 | 0.29 | 0.27 | 0.19 | 0 | 0 | 0 | True |  | Non Federally-Regulated | 05/08/2017 |  | 01/23/2018
Lightheaded Lighting | Lightheaded Lighting | L4X-IC*A-*-**-3P1-120 + 4-524-**-**-**-OPEN-BRO40-27-9008 | Light Emitting Diode | Inseparable Luminaire | Quick Connect | 0-10 VDC Controls | 61 | 2700 | 0.0015 | 90 | 50 | 480 | 0.99 | Elevated | 45000 |  |  | 99999 | 0.09 | 20 | 19 | 0.01 | 0 | 0 | 0 | 0 | 0 | 0.31 | 0.28 | 0.22 | 0 | 0 | 0 | 0.29 | 0.27 | 0.19 | 0 | 0 | 0 | True |  | Non Federally-Regulated | 05/08/2017 |  | 01/23/2018
Lightheaded Lighting | Lightheaded Lighting | L4X-IC*A-*-**-3P1-120 + 4-524-**-**-**-OPEN-BRO40-30-9008 | Light Emitting Diode | Inseparable Luminaire | Quick Connect | 0-10 VDC Controls | 63 | 3000 | 0.0015 | 90 | 50 | 480 | 0.99 | Elevated | 45000 |  |  | 99999 | 0.09 | 20 | 19 | 0.01 | 0 | 0 | 0 | 0 | 0 | 0.31 | 0.28 | 0.22 | 0 | 0 | 0 | 0.29 | 0.27 | 0.19 | 0 | 0 | 0 | True |  | Non Federally-Regulated | 05/08/2017 |  | 01/23/2018
Lightheaded Lighting | Lightheaded Lighting | L4X-IC*A-*-**-3P1-120 + 4-564-**-**-**-GFRO-BRO20-27-9008 | Light Emitting Diode | Inseparable Luminaire | Quick Connect | 0-10 VDC Controls | 47 | 2700 | 0.0015 | 90 | 50 | 480 | 0.99 | Elevated | 45000 |  |  | 99999 | 0.09 | 20 | 19 | 0.01 | 0 | 0 | 0 | 0 | 0 | 0.31 | 0.28 | 0.22 | 0 | 0 | 0 | 0.29 | 0.27 | 0.19 | 0 | 0 | 0 | True |  | Non Federally-Regulated | 11/01/2017 |  | 01/23/2018
Lightheaded Lighting | Lightheaded Lighting | L4X-IC*A-*-**-3P1-120 + 4-564-**-**-**-GFRO-BRO20-30-9008 | Light Emitting Diode | Inseparable Luminaire | Quick Connect | 0-10 VDC Controls | 47 | 3000 | 0.0015 | 90 | 50 | 480 | 0.99 | Elevated | 45000 |  |  | 99999 | 0.09 | 20 | 19 | 0.01 | 0 | 0 | 0 | 0 | 0 | 0.31 | 0.28 | 0.22 | 0 | 0 | 0 | 0.29 | 0.27 | 0.19 | 0 | 0 | 0 | True |  | Non Federally-Regulated | 11/01/2017 |  | 01/23/2018
Lightheaded Lighting | Lightheaded Lighting | L4X-IC*A-*-**-3P1-120 + 4-564-**-**-**-GFRO-BRO28-27-9008 | Light Emitting Diode | Inseparable Luminaire | Quick Connect | 0-10 VDC Controls | 47 | 2700 | 0.0015 | 90 | 50 | 480 | 0.99 | Elevated | 45000 |  |  | 99999 | 0.09 | 20 | 19 | 0.01 | 0 | 0 | 0 | 0 | 0 | 0.31 | 0.28 | 0.22 | 0 | 0 | 0 | 0.29 | 0.27 | 0.19 | 0 | 0 | 0 | True |  | Non Federally-Regulated | 11/01/2017 |  | 01/23/2018
Lightheaded Lighting | Lightheaded Lighting | L4X-IC*A-*-**-3P1-120 + 4-564-**-**-**-GFRO-BRO28-30-9008 | Light Emitting Diode | Inseparable Luminaire | Quick Connect | 0-10 VDC Controls | 47 | 3000 | 0.0015 | 90 | 50 | 480 | 0.99 | Elevated | 45000 |  |  | 99999 | 0.09 | 20 | 19 | 0.01 | 0 | 0 | 0 | 0 | 0 | 0.31 | 0.28 | 0.22 | 0 | 0 | 0 | 0.29 | 0.27 | 0.19 | 0 | 0 | 0 | True |  | Non Federally-Regulated | 11/01/2017 |  | 01/23/2018
Lightheaded Lighting | Lightheaded Lighting | L4X-IC*A-*-**-3P1-120 + 4-564-**-**-**-GFRO-BRO40-27-9008 | Light Emitting Diode | Inseparable Luminaire | Quick Connect | 0-10 VDC Controls | 47 | 2700 | 0.0015 | 90 | 50 | 480 | 0.99 | Elevated | 45000 |  |  | 99999 | 0.09 | 20 | 19 | 0.01 | 0 | 0 | 0 | 0 | 0 | 0.31 | 0.28 | 0.22 | 0 | 0 | 0 | 0.29 | 0.27 | 0.19 | 0 | 0 | 0 | True |  | Non Federally-Regulated | 11/01/2017 |  | 01/23/2018
Lightheaded Lighting | Lightheaded Lighting | L4X-IC*A-*-**-3P1-120 + 4-564-**-**-**-GFRO-BRO40-30-9008 | Light Emitting Diode | Inseparable Luminaire | Quick Connect | 0-10 VDC Controls | 47 | 3000 | 0.0015 | 90 | 50 | 480 | 0.99 | Elevated | 45000 |  |  | 99999 | 0.09 | 20 | 19 | 0.01 | 0 | 0 | 0 | 0 | 0 | 0.31 | 0.28 | 0.22 | 0 | 0 | 0 | 0.29 | 0.27 | 0.19 | 0 | 0 | 0 | True |  | Non Federally-Regulated | 11/01/2017 |  | 01/23/2018
Lightheaded Lighting | Lightheaded Lighting | L4X-IC*A-*-**-3P1-120 + 4-564-**-**-**-GSL-BRO20-27-9008 | Light Emitting Diode | Inseparable Luminaire | Quick Connect | 0-10 VDC Controls | 47 | 2700 | 0.0015 | 90 | 50 | 480 | 0.99 | Elevated | 45000 |  |  | 99999 | 0.09 | 20 | 19 | 0.01 | 0 | 0 | 0 | 0 | 0 | 0.31 | 0.28 | 0.22 | 0 | 0 | 0 | 0.29 | 0.27 | 0.19 | 0 | 0 | 0 | True |  | Non Federally-Regulated | 11/01/2017 |  | 01/23/2018
Lightheaded Lighting | Lightheaded Lighting | L4X-IC*A-*-**-3P1-120 + 4-564-**-**-**-GSL-BRO20-30-9008 | Light Emitting Diode | Inseparable Luminaire | Quick Connect | 0-10 VDC Controls | 47 | 3000 | 0.0015 | 90 | 50 | 480 | 0.99 | Elevated | 45000 |  |  | 99999 | 0.09 | 20 | 19 | 0.01 | 0 | 0 | 0 | 0 | 0 | 0.31 | 0.28 | 0.22 | 0 | 0 | 0 | 0.29 | 0.27 | 0.19 | 0 | 0 | 0 | True |  | Non Federally-Regulated | 11/01/2017 |  | 01/23/2018
Lightheaded Lighting | Lightheaded Lighting | L4X-IC*A-*-**-3P1-120 + 4-564-**-**-**-GSL-BRO28-27-9008 | Light Emitting Diode | Inseparable Luminaire | Quick Connect | 0-10 VDC Controls | 47 | 2700 | 0.0015 | 90 | 50 | 480 | 0.99 | Elevated | 45000 |  |  | 99999 | 0.09 | 20 | 19 | 0.01 | 0 | 0 | 0 | 0 | 0 | 0.31 | 0.28 | 0.22 | 0 | 0 | 0 | 0.29 | 0.27 | 0.19 | 0 | 0 | 0 | True |  | Non Federally-Regulated | 11/01/2017 |  | 01/23/2018
Lightheaded Lighting | Lightheaded Lighting | L4X-IC*A-*-**-3P1-120 + 4-564-**-**-**-GSL-BRO28-30-9008 | Light Emitting Diode | Inseparable Luminaire | Quick Connect | 0-10 VDC Controls | 47 | 3000 | 0.0015 | 90 | 50 | 480 | 0.99 | Elevated | 45000 |  |  | 99999 | 0.09 | 20 | 19 | 0.01 | 0 | 0 | 0 | 0 | 0 | 0.31 | 0.28 | 0.22 | 0 | 0 | 0 | 0.29 | 0.27 | 0.19 | 0 | 0 | 0 | True |  | Non Federally-Regulated | 11/01/2017 |  | 01/23/2018
Lightheaded Lighting | Lightheaded Lighting | L4X-IC*A-*-**-3P1-120 + 4-564-**-**-**-GSL-BRO40-27-9008 | Light Emitting Diode | Inseparable Luminaire | Quick Connect | 0-10 VDC Controls | 47 | 2700 | 0.0015 | 90 | 50 | 480 | 0.99 | Elevated | 45000 |  |  | 99999 | 0.09 | 20 | 19 | 0.01 | 0 | 0 | 0 | 0 | 0 | 0.31 | 0.28 | 0.22 | 0 | 0 | 0 | 0.29 | 0.27 | 0.19 | 0 | 0 | 0 | True |  | Non Federally-Regulated | 11/01/2017 |  | 01/23/2018
Lightheaded Lighting | Lightheaded Lighting | L4X-IC*A-*-**-3P1-120 + 4-564-**-**-**-GSL-BRO40-30-9008 | Light Emitting Diode | Inseparable Luminaire | Quick Connect | 0-10 VDC Controls | 47 | 3000 | 0.0015 | 90 | 50 | 480 | 0.99 | Elevated | 45000 |  |  | 99999 | 0.09 | 20 | 19 | 0.01 | 0 | 0 | 0 | 0 | 0 | 0.31 | 0.28 | 0.22 | 0 | 0 | 0 | 0.29 | 0.27 | 0.19 | 0 | 0 | 0 | True |  | Non Federally-Regulated | 11/01/2017 |  | 01/23/2018
Lightheaded Lighting | Lightheaded Lighting | L4X-IC*A-*-**-3P1-120 + 4-564-**-**-**-OPEN-BRO20-27-9008 | Light Emitting Diode | Inseparable Luminaire | Quick Connect | 0-10 VDC Controls | 59 | 2700 | 0.0015 | 90 | 50 | 480 | 0.99 | Elevated | 45000 |  |  | 99999 | 0.09 | 20 | 19 | 0.01 | 0 | 0 | 0 | 0 | 0 | 0.31 | 0.28 | 0.22 | 0 | 0 | 0 | 0.29 | 0.27 | 0.19 | 0 | 0 | 0 | True |  | Non Federally-Regulated | 05/08/2017 |  | 01/23/2018
Lightheaded Lighting | Lightheaded Lighting | L4X-IC*A-*-**-3P1-120 + 4-564-**-**-**-OPEN-BRO20-30-9008 | Light Emitting Diode | Inseparable Luminaire | Quick Connect | 0-10 VDC Controls | 61 | 3000 | 0.0015 | 90 | 50 | 480 | 0.99 | Elevated | 45000 |  |  | 99999 | 0.09 | 20 | 19 | 0.01 | 0 | 0 | 0 | 0 | 0 | 0.31 | 0.28 | 0.22 | 0 | 0 | 0 | 0.29 | 0.27 | 0.19 | 0 | 0 | 0 | True |  | Non Federally-Regulated | 05/08/2017 |  | 01/23/2018
Lightheaded Lighting | Lightheaded Lighting | L4X-IC*A-*-**-3P1-120 + 4-564-**-**-**-OPEN-BRO28-27-9008 | Light Emitting Diode | Inseparable Luminaire | Quick Connect | 0-10 VDC Controls | 59 | 2700 | 0.0015 | 90 | 50 | 480 | 0.99 | Elevated | 45000 |  |  | 99999 | 0.09 | 20 | 19 | 0.01 | 0 | 0 | 0 | 0 | 0 | 0.31 | 0.28 | 0.22 | 0 | 0 | 0 | 0.29 | 0.27 | 0.19 | 0 | 0 | 0 | True |  | Non Federally-Regulated | 05/08/2017 |  | 01/23/2018
Lightheaded Lighting | Lightheaded Lighting | L4X-IC*A-*-**-3P1-120 + 4-564-**-**-**-OPEN-BRO28-30-9008 | Light Emitting Diode | Inseparable Luminaire | Quick Connect | 0-10 VDC Controls | 61 | 3000 | 0.0015 | 90 | 50 | 480 | 0.99 | Elevated | 45000 |  |  | 99999 | 0.09 | 20 | 19 | 0.01 | 0 | 0 | 0 | 0 | 0 | 0.31 | 0.28 | 0.22 | 0 | 0 | 0 | 0.29 | 0.27 | 0.19 | 0 | 0 | 0 | True |  | Non Federally-Regulated | 05/08/2017 |  | 01/23/2018
Lightheaded Lighting | Lightheaded Lighting | L4X-IC*A-*-**-3P1-120 + 4-564-**-**-**-OPEN-BRO40-27-9008 | Light Emitting Diode | Inseparable Luminaire | Quick Connect | 0-10 VDC Controls | 58 | 2700 | 0.0015 | 90 | 50 | 480 | 0.99 | Elevated | 45000 |  |  | 99999 | 0.09 | 20 | 19 | 0.01 | 0 | 0 | 0 | 0 | 0 | 0.31 | 0.28 | 0.22 | 0 | 0 | 0 | 0.29 | 0.27 | 0.19 | 0 | 0 | 0 | True |  | Non Federally-Regulated | 05/08/2017 |  | 01/23/2018
Lightheaded Lighting | Lightheaded Lighting | L4X-IC*A-*-**-3P1-120 + 4-564-**-**-**-OPEN-BRO40-30-9008 | Light Emitting Diode | Inseparable Luminaire | Quick Connect | 0-10 VDC Controls | 60 | 3000 | 0.0015 | 90 | 50 | 480 | 0.99 | Elevated | 45000 |  |  | 99999 | 0.09 | 20 | 19 | 0.01 | 0 | 0 | 0 | 0 | 0 | 0.31 | 0.28 | 0.22 | 0 | 0 | 0 | 0.29 | 0.27 | 0.19 | 0 | 0 | 0 | True |  | Non Federally-Regulated | 05/08/2017 |  | 01/23/2018
Lightheaded Lighting | Lightheaded Lighting | L4X-IC*A-*-**-3P1-120 + 4-124-**-**-**-OPEN-XTM28-27-9807 | Light Emitting Diode | Inseparable Luminaire | Quick Connect | 0-10 VDC Controls | 54 | 2700 | 0.0002 | 98 | 95 | 450 | 0.96 | Elevated | 50000 |  |  | 99999 | 0.01 | 19 | 19 | 0.02 | 0 | 0 | 0 | 0 | 0 | 0.91 | 0 | 0 | 0 | 0 | 0 | 0.72 | 0 | 0 | 0 | 0 | 0 | True |  | Non Federally-Regulated | 05/08/2017 |  | 01/23/2018
Lightheaded Lighting | Lightheaded Lighting | L4X-IC*A-*-**-3P1-120 + 4-124-**-**-**-OPEN-XTM28-30-9807 | Light Emitting Diode | Inseparable Luminaire | Quick Connect | 0-10 VDC Controls | 54 | 3000 | 0.0002 | 98 | 95 | 450 | 0.96 | Elevated | 50000 |  |  | 99999 | 0.01 | 19 | 19 | 0.02 | 0 | 0 | 0 | 0 | 0 | 0.91 | 0 | 0 | 0 | 0 | 0 | 0.72 | 0 | 0 | 0 | 0 | 0 | True |  | Non Federally-Regulated | 05/08/2017 |  | 01/23/2018
Lightheaded Lighting | Lightheaded Lighting | L4X-IC*A-*-**-3P1-120 + 4-124-**-**-**-OPEN-XTM28-35-9807 | Light Emitting Diode | Inseparable Luminaire | Quick Connect | 0-10 VDC Controls | 54 | 3500 | 0.0002 | 98 | 95 | 450 | 0.96 | Elevated | 50000 |  |  | 99999 | 0.01 | 19 | 19 | 0.02 | 0 | 0 | 0 | 0 | 0 | 0.91 | 0 | 0 | 0 | 0 | 0 | 0.72 | 0 | 0 | 0 | 0 | 0 | True |  | Non Federally-Regulated | 05/08/2017 |  | 01/23/2018
Lightheaded Lighting | Lightheaded Lighting | L4X-IC*A-*-**-3P1-120 + 4-124-**-**-**-OPEN-XTM28-40-9807 | Light Emitting Diode | Inseparable Luminaire | Quick Connect | 0-10 VDC Controls | 54 | 4000 | 0.0002 | 98 | 95 | 450 | 0.96 | Elevated | 50000 |  |  | 99999 | 0.01 | 19 | 19 | 0.02 | 0 | 0 | 0 | 0 | 0 | 0.91 | 0 | 0 | 0 | 0 | 0 | 0.72 | 0 | 0 | 0 | 0 | 0 | True |  | Non Federally-Regulated | 05/08/2017 |  | 01/23/2018
Lightheaded Lighting | Lightheaded Lighting | L4X-IC*A-*-**-3P1-120 + 4-124-**-**-**-OPEN-XTM28-27-9810 | Light Emitting Diode | Inseparable Luminaire | Quick Connect | 0-10 VDC Controls | 54 | 2700 | 0.0002 | 98 | 95 | 450 | 0.96 | Elevated | 50000 |  |  | 99999 | 0.01 | 19 | 19 | 0.02 | 0 | 0 | 0 | 0 | 0 | 0.91 | 0 | 0 | 0 | 0 | 0 | 0.72 | 0 | 0 | 0 | 0 | 0 | True |  | Non Federally-Regulated | 05/08/2017 |  | 01/23/2018
Lightheaded Lighting | Lightheaded Lighting | L4X-IC*A-*-**-3P1-120 + 4-124-**-**-**-OPEN-XTM28-30-9810 | Light Emitting Diode | Inseparable Luminaire | Quick Connect | 0-10 VDC Controls | 54 | 3000 | 0.0002 | 98 | 95 | 450 | 0.96 | Elevated | 50000 |  |  | 99999 | 0.01 | 19 | 19 | 0.02 | 0 | 0 | 0 | 0 | 0 | 0.91 | 0 | 0 | 0 | 0 | 0 | 0.72 | 0 | 0 | 0 | 0 | 0 | True |  | Non Federally-Regulated | 05/08/2017 |  | 01/23/2018
Lightheaded Lighting | Lightheaded Lighting | L4X-IC*A-*-**-3P1-120 + 4-124-**-**-**-OPEN-XTM28-35-9810 | Light Emitting Diode | Inseparable Luminaire | Quick Connect | 0-10 VDC Controls | 54 | 3500 | 0.0002 | 98 | 95 | 450 | 0.96 | Elevated | 50000 |  |  | 99999 | 0.01 | 19 | 19 | 0.02 | 0 | 0 | 0 | 0 | 0 | 0.91 | 0 | 0 | 0 | 0 | 0 | 0.72 | 0 | 0 | 0 | 0 | 0 | True |  | Non Federally-Regulated | 05/08/2017 |  | 01/23/2018
Lightheaded Lighting | Lightheaded Lighting | L4X-IC*A-*-**-3P1-120 + 4-124-**-**-**-OPEN-XTM28-40-9810 | Light Emitting Diode | Inseparable Luminaire | Quick Connect | 0-10 VDC Controls | 54 | 4000 | 0.0002 | 98 | 95 | 450 | 0.96 | Elevated | 50000 |  |  | 99999 | 0.01 | 19 | 19 | 0.02 | 0 | 0 | 0 | 0 | 0 | 0.91 | 0 | 0 | 0 | 0 | 0 | 0.72 | 0 | 0 | 0 | 0 | 0 | True |  | Non Federally-Regulated | 05/08/2017 |  | 01/23/2018
Lightheaded Lighting | Lightheaded Lighting | L4X-IC*A-*-**-3P1-120 + 4-124-**-**-**-OPEN-XTM40-27-9807 | Light Emitting Diode | Inseparable Luminaire | Quick Connect | 0-10 VDC Controls | 59 | 2700 | 0.0002 | 98 | 95 | 450 | 0.96 | Elevated | 50000 |  |  | 99999 | 0.01 | 19 | 19 | 0.02 | 0 | 0 | 0 | 0 | 0 | 0.91 | 0 | 0 | 0 | 0 | 0 | 0.72 | 0 | 0 | 0 | 0 | 0 | True |  | Non Federally-Regulated | 05/08/2017 |  | 01/23/2018
Lightheaded Lighting | Lightheaded Lighting | L4X-IC*A-*-**-3P1-120 + 4-124-**-**-**-OPEN-XTM40-30-9807 | Light Emitting Diode | Inseparable Luminaire | Quick Connect | 0-10 VDC Controls | 59 | 3000 | 0.0002 | 98 | 95 | 450 | 0.96 | Elevated | 50000 |  |  | 99999 | 0.01 | 19 | 19 | 0.02 | 0 | 0 | 0 | 0 | 0 | 0.91 | 0 | 0 | 0 | 0 | 0 | 0.72 | 0 | 0 | 0 | 0 | 0 | True |  | Non Federally-Regulated | 05/08/2017 |  | 01/23/2018
Lightheaded Lighting | Lightheaded Lighting | L4X-IC*A-*-**-3P1-120 + 4-124-**-**-**-OPEN-XTM40-35-9807 | Light Emitting Diode | Inseparable Luminaire | Quick Connect | 0-10 VDC Controls | 59 | 3500 | 0.0002 | 98 | 95 | 450 | 0.96 | Elevated | 50000 |  |  | 99999 | 0.01 | 19 | 19 | 0.02 | 0 | 0 | 0 | 0 | 0 | 0.91 | 0 | 0 | 0 | 0 | 0 | 0.72 | 0 | 0 | 0 | 0 | 0 | True |  | Non Federally-Regulated | 05/08/2017 |  | 01/23/2018
Lightheaded Lighting | Lightheaded Lighting | L4X-IC*A-*-**-3P1-120 + 4-124-**-**-**-OPEN-XTM40-40-9807 | Light Emitting Diode | Inseparable Luminaire | Quick Connect | 0-10 VDC Controls | 59 | 4000 | 0.0002 | 98 | 95 | 450 | 0.96 | Elevated | 50000 |  |  | 99999 | 0.01 | 19 | 19 | 0.02 | 0 | 0 | 0 | 0 | 0 | 0.91 | 0 | 0 | 0 | 0 | 0 | 0.72 | 0 | 0 | 0 | 0 | 0 | True |  | Non Federally-Regulated | 05/08/2017 |  | 01/23/2018
Lightheaded Lighting | Lightheaded Lighting | L4X-IC*A-*-**-3P1-120 + 4-124-**-**-**-OPEN-XTM40-27-9810 | Light Emitting Diode | Inseparable Luminaire | Quick Connect | 0-10 VDC Controls | 58 | 2700 | 0.0002 | 98 | 95 | 450 | 0.96 | Elevated | 50000 |  |  | 99999 | 0.01 | 19 | 19 | 0.02 | 0 | 0 | 0 | 0 | 0 | 0.91 | 0 | 0 | 0 | 0 | 0 | 0.72 | 0 | 0 | 0 | 0 | 0 | True |  | Non Federally-Regulated | 05/08/2017 |  | 01/23/2018
Lightheaded Lighting | Lightheaded Lighting | L4X-IC*A-*-**-3P1-120 + 4-124-**-**-**-OPEN-XTM40-30-9810 | Light Emitting Diode | Inseparable Luminaire | Quick Connect | 0-10 VDC Controls | 58 | 3000 | 0.0002 | 98 | 95 | 450 | 0.96 | Elevated | 50000 |  |  | 99999 | 0.01 | 19 | 19 | 0.02 | 0 | 0 | 0 | 0 | 0 | 0.91 | 0 | 0 | 0 | 0 | 0 | 0.72 | 0 | 0 | 0 | 0 | 0 | True |  | Non Federally-Regulated | 05/08/2017 |  | 01/23/2018
Lightheaded Lighting | Lightheaded Lighting | L4X-IC*A-*-**-3P1-120 + 4-124-**-**-**-OPEN-XTM40-35-9810 | Light Emitting Diode | Inseparable Luminaire | Quick Connect | 0-10 VDC Controls | 58 | 3500 | 0.0002 | 98 | 95 | 450 | 0.96 | Elevated | 50000 |  |  | 99999 | 0.01 | 19 | 19 | 0.02 | 0 | 0 | 0 | 0 | 0 | 0.91 | 0 | 0 | 0 | 0 | 0 | 0.72 | 0 | 0 | 0 | 0 | 0 | True |  | Non Federally-Regulated | 05/08/2017 |  | 01/23/2018
Lightheaded Lighting | Lightheaded Lighting | L4X-IC*A-*-**-3P1-120 + 4-124-**-**-**-OPEN-XTM40-40-9810 | Light Emitting Diode | Inseparable Luminaire | Quick Connect | 0-10 VDC Controls | 58 | 4000 | 0.0002 | 98 | 95 | 450 | 0.96 | Elevated | 50000 |  |  | 99999 | 0.01 | 19 | 19 | 0.02 | 0 | 0 | 0 | 0 | 0 | 0.91 | 0 | 0 | 0 | 0 | 0 | 0.72 | 0 | 0 | 0 | 0 | 0 | True |  | Non Federally-Regulated | 05/08/2017 |  | 01/23/2018
Lightheaded Lighting | Lightheaded Lighting | L4X-IC*A-*-**-3P1-120 + 4-124-**-**-**-OPEN-XTM60-27-9807 | Light Emitting Diode | Inseparable Luminaire | Quick Connect | 0-10 VDC Controls | 56 | 2700 | 0.0002 | 98 | 95 | 450 | 0.96 | Elevated | 50000 |  |  | 99999 | 0.01 | 19 | 19 | 0.02 | 0 | 0 | 0 | 0 | 0 | 0.91 | 0 | 0 | 0 | 0 | 0 | 0.72 | 0 | 0 | 0 | 0 | 0 | True |  | Non Federally-Regulated | 05/08/2017 |  | 01/23/2018
Lightheaded Lighting | Lightheaded Lighting | L4X-IC*A-*-**-3P1-120 + 4-124-**-**-**-OPEN-XTM60-30-9807 | Light Emitting Diode | Inseparable Luminaire | Quick Connect | 0-10 VDC Controls | 56 | 3000 | 0.0002 | 98 | 95 | 450 | 0.96 | Elevated | 50000 |  |  | 99999 | 0.01 | 19 | 19 | 0.02 | 0 | 0 | 0 | 0 | 0 | 0.91 | 0 | 0 | 0 | 0 | 0 | 0.72 | 0 | 0 | 0 | 0 | 0 | True |  | Non Federally-Regulated | 05/08/2017 |  | 01/23/2018
Lightheaded Lighting | Lightheaded Lighting | L4X-IC*A-*-**-3P1-120 + 4-124-**-**-**-OPEN-XTM60-35-9807 | Light Emitting Diode | Inseparable Luminaire | Quick Connect | 0-10 VDC Controls | 56 | 3500 | 0.0002 | 98 | 95 | 450 | 0.96 | Elevated | 50000 |  |  | 99999 | 0.01 | 19 | 19 | 0.02 | 0 | 0 | 0 | 0 | 0 | 0.91 | 0 | 0 | 0 | 0 | 0 | 0.72 | 0 | 0 | 0 | 0 | 0 | True |  | Non Federally-Regulated | 05/08/2017 |  | 01/23/2018
Lightheaded Lighting | Lightheaded Lighting | L4X-IC*A-*-**-3P1-120 + 4-124-**-**-**-OPEN-XTM60-40-9807 | Light Emitting Diode | Inseparable Luminaire | Quick Connect | 0-10 VDC Controls | 56 | 4000 | 0.0002 | 98 | 95 | 450 | 0.96 | Elevated | 50000 |  |  | 99999 | 0.01 | 19 | 19 | 0.02 | 0 | 0 | 0 | 0 | 0 | 0.91 | 0 | 0 | 0 | 0 | 0 | 0.72 | 0 | 0 | 0 | 0 | 0 | True |  | Non Federally-Regulated | 05/08/2017 |  | 01/23/2018
Lightheaded Lighting | Lightheaded Lighting | L4X-IC*A-*-**-3P1-120 + 4-124-**-**-**-OPEN-XTM60-27-9810 | Light Emitting Diode | Inseparable Luminaire | Quick Connect | 0-10 VDC Controls | 55 | 2700 | 0.0002 | 98 | 95 | 450 | 0.96 | Elevated | 50000 |  |  | 99999 | 0.01 | 19 | 19 | 0.02 | 0 | 0 | 0 | 0 | 0 | 0.91 | 0 | 0 | 0 | 0 | 0 | 0.72 | 0 | 0 | 0 | 0 | 0 | True |  | Non Federally-Regulated | 05/08/2017 |  | 01/23/2018
Lightheaded Lighting | Lightheaded Lighting | L4X-IC*A-*-**-3P1-120 + 4-124-**-**-**-OPEN-XTM60-30-9810 | Light Emitting Diode | Inseparable Luminaire | Quick Connect | 0-10 VDC Controls | 55 | 3000 | 0.0002 | 98 | 95 | 450 | 0.96 | Elevated | 50000 |  |  | 99999 | 0.01 | 19 | 19 | 0.02 | 0 | 0 | 0 | 0 | 0 | 0.91 | 0 | 0 | 0 | 0 | 0 | 0.72 | 0 | 0 | 0 | 0 | 0 | True |  | Non Federally-Regulated | 05/08/2017 |  | 01/23/2018
Lightheaded Lighting | Lightheaded Lighting | L4X-IC*A-*-**-3P1-120 + 4-124-**-**-**-OPEN-XTM60-35-9810 | Light Emitting Diode | Inseparable Luminaire | Quick Connect | 0-10 VDC Controls | 55 | 3500 | 0.0002 | 98 | 95 | 450 | 0.96 | Elevated | 50000 |  |  | 99999 | 0.01 | 19 | 19 | 0.02 | 0 | 0 | 0 | 0 | 0 | 0.91 | 0 | 0 | 0 | 0 | 0 | 0.72 | 0 | 0 | 0 | 0 | 0 | True |  | Non Federally-Regulated | 05/08/2017 |  | 01/23/2018
Lightheaded Lighting | Lightheaded Lighting | L4X-IC*A-*-**-3P1-120 + 4-124-**-**-**-OPEN-XTM60-40-9810 | Light Emitting Diode | Inseparable Luminaire | Quick Connect | 0-10 VDC Controls | 55 | 4000 | 0.0002 | 98 | 95 | 450 | 0.96 | Elevated | 50000 |  |  | 99999 | 0.01 | 19 | 19 | 0.02 | 0 | 0 | 0 | 0 | 0 | 0.91 | 0 | 0 | 0 | 0 | 0 | 0.72 | 0 | 0 | 0 | 0 | 0 | True |  | Non Federally-Regulated | 05/08/2017 |  | 01/23/2018
Lightheaded Lighting | Lightheaded Lighting | L4X-IC*A-*-**-3P1-120 + 4-164-**-**-**-OPEN-XTM28-27-9807 | Light Emitting Diode | Inseparable Luminaire | Quick Connect | 0-10 VDC Controls | 53 | 2700 | 0.0002 | 98 | 95 | 450 | 0.96 | Elevated | 50000 |  |  | 99999 | 0.01 | 19 | 19 | 0.02 | 0 | 0 | 0 | 0 | 0 | 0.91 | 0 | 0 | 0 | 0 | 0 | 0.72 | 0 | 0 | 0 | 0 | 0 | True |  | Non Federally-Regulated | 05/08/2017 |  | 01/23/2018
Lightheaded Lighting | Lightheaded Lighting | L4X-IC*A-*-**-3P1-120 + 4-164-**-**-**-OPEN-XTM28-30-9807 | Light Emitting Diode | Inseparable Luminaire | Quick Connect | 0-10 VDC Controls | 53 | 3000 | 0.0002 | 98 | 95 | 450 | 0.96 | Elevated | 50000 |  |  | 99999 | 0.01 | 19 | 19 | 0.02 | 0 | 0 | 0 | 0 | 0 | 0.91 | 0 | 0 | 0 | 0 | 0 | 0.72 | 0 | 0 | 0 | 0 | 0 | True |  | Non Federally-Regulated | 05/08/2017 |  | 01/23/2018
Lightheaded Lighting | Lightheaded Lighting | L4X-IC*A-*-**-3P1-120 + 4-164-**-**-**-OPEN-XTM28-35-9807 | Light Emitting Diode | Inseparable Luminaire | Quick Connect | 0-10 VDC Controls | 53 | 3500 | 0.0002 | 98 | 95 | 450 | 0.96 | Elevated | 50000 |  |  | 99999 | 0.01 | 19 | 19 | 0.02 | 0 | 0 | 0 | 0 | 0 | 0.91 | 0 | 0 | 0 | 0 | 0 | 0.72 | 0 | 0 | 0 | 0 | 0 | True |  | Non Federally-Regulated | 05/08/2017 |  | 01/23/2018
Lightheaded Lighting | Lightheaded Lighting | L4X-IC*A-*-**-3P1-120 + 4-164-**-**-**-OPEN-XTM28-40-9807 | Light Emitting Diode | Inseparable Luminaire | Quick Connect | 0-10 VDC Controls | 53 | 4000 | 0.0002 | 98 | 95 | 450 | 0.96 | Elevated | 50000 |  |  | 99999 | 0.01 | 19 | 19 | 0.02 | 0 | 0 | 0 | 0 | 0 | 0.91 | 0 | 0 | 0 | 0 | 0 | 0.72 | 0 | 0 | 0 | 0 | 0 | True |  | Non Federally-Regulated | 05/08/2017 |  | 01/23/2018
Lightheaded Lighting | Lightheaded Lighting | L4X-IC*A-*-**-3P1-120 + 4-164-**-**-**-OPEN-XTM28-27-9810 | Light Emitting Diode | Inseparable Luminaire | Quick Connect | 0-10 VDC Controls | 56 | 2700 | 0.0002 | 98 | 95 | 450 | 0.96 | Elevated | 50000 |  |  | 99999 | 0.01 | 19 | 19 | 0.02 | 0 | 0 | 0 | 0 | 0 | 0.91 | 0 | 0 | 0 | 0 | 0 | 0.72 | 0 | 0 | 0 | 0 | 0 | True |  | Non Federally-Regulated | 05/08/2017 |  | 01/23/2018
Lightheaded Lighting | Lightheaded Lighting | L4X-IC*A-*-**-3P1-120 + 4-164-**-**-**-OPEN-XTM28-30-9810 | Light Emitting Diode | Inseparable Luminaire | Quick Connect | 0-10 VDC Controls | 56 | 3000 | 0.0002 | 98 | 95 | 450 | 0.96 | Elevated | 50000 |  |  | 99999 | 0.01 | 19 | 19 | 0.02 | 0 | 0 | 0 | 0 | 0 | 0.91 | 0 | 0 | 0 | 0 | 0 | 0.72 | 0 | 0 | 0 | 0 | 0 | True |  | Non Federally-Regulated | 05/08/2017 |  | 01/23/2018
Lightheaded Lighting | Lightheaded Lighting | L4X-IC*A-*-**-3P1-120 + 4-164-**-**-**-OPEN-XTM28-35-9810 | Light Emitting Diode | Inseparable Luminaire | Quick Connect | 0-10 VDC Controls | 56 | 3500 | 0.0002 | 98 | 95 | 450 | 0.96 | Elevated | 50000 |  |  | 99999 | 0.01 | 19 | 19 | 0.02 | 0 | 0 | 0 | 0 | 0 | 0.91 | 0 | 0 | 0 | 0 | 0 | 0.72 | 0 | 0 | 0 | 0 | 0 | True |  | Non Federally-Regulated | 05/08/2017 |  | 01/23/2018
Lightheaded Lighting | Lightheaded Lighting | L4X-IC*A-*-**-3P1-120 + 4-164-**-**-**-OPEN-XTM28-40-9810 | Light Emitting Diode | Inseparable Luminaire | Quick Connect | 0-10 VDC Controls | 56 | 4000 | 0.0002 | 98 | 95 | 450 | 0.96 | Elevated | 50000 |  |  | 99999 | 0.01 | 19 | 19 | 0.02 | 0 | 0 | 0 | 0 | 0 | 0.91 | 0 | 0 | 0 | 0 | 0 | 0.72 | 0 | 0 | 0 | 0 | 0 | True |  | Non Federally-Regulated | 05/08/2017 |  | 01/23/2018
Lightheaded Lighting | Lightheaded Lighting | L4X-IC*A-*-**-3P1-120 + 4-164-**-**-**-OPEN-XTM40-27-9807 | Light Emitting Diode | Inseparable Luminaire | Quick Connect | 0-10 VDC Controls | 56 | 2700 | 0.0002 | 98 | 95 | 450 | 0.96 | Elevated | 50000 |  |  | 99999 | 0.01 | 19 | 19 | 0.02 | 0 | 0 | 0 | 0 | 0 | 0.91 | 0 | 0 | 0 | 0 | 0 | 0.72 | 0 | 0 | 0 | 0 | 0 | True |  | Non Federally-Regulated | 05/08/2017 |  | 01/23/2018
Lightheaded Lighting | Lightheaded Lighting | L4X-IC*A-*-**-3P1-120 + 4-164-**-**-**-OPEN-XTM40-30-9807 | Light Emitting Diode | Inseparable Luminaire | Quick Connect | 0-10 VDC Controls | 56 | 3000 | 0.0002 | 98 | 95 | 450 | 0.96 | Elevated | 50000 |  |  | 99999 | 0.01 | 19 | 19 | 0.02 | 0 | 0 | 0 | 0 | 0 | 0.91 | 0 | 0 | 0 | 0 | 0 | 0.72 | 0 | 0 | 0 | 0 | 0 | True |  | Non Federally-Regulated | 05/08/2017 |  | 01/23/2018
Lightheaded Lighting | Lightheaded Lighting | L4X-IC*A-*-**-3P1-120 + 4-164-**-**-**-OPEN-XTM40-35-9807 | Light Emitting Diode | Inseparable Luminaire | Quick Connect | 0-10 VDC Controls | 56 | 3500 | 0.0002 | 98 | 95 | 450 | 0.96 | Elevated | 50000 |  |  | 99999 | 0.01 | 19 | 19 | 0.02 | 0 | 0 | 0 | 0 | 0 | 0.91 | 0 | 0 | 0 | 0 | 0 | 0.72 | 0 | 0 | 0 | 0 | 0 | True |  | Non Federally-Regulated | 05/08/2017 |  | 01/23/2018
Lightheaded Lighting | Lightheaded Lighting | L4X-IC*A-*-**-3P1-120 + 4-164-**-**-**-OPEN-XTM40-40-9807 | Light Emitting Diode | Inseparable Luminaire | Quick Connect | 0-10 VDC Controls | 56 | 4000 | 0.0002 | 98 | 95 | 450 | 0.96 | Elevated | 50000 |  |  | 99999 | 0.01 | 19 | 19 | 0.02 | 0 | 0 | 0 | 0 | 0 | 0.91 | 0 | 0 | 0 | 0 | 0 | 0.72 | 0 | 0 | 0 | 0 | 0 | True |  | Non Federally-Regulated | 05/08/2017 |  | 01/23/2018
Lightheaded Lighting | Lightheaded Lighting | L4X-IC*A-*-**-3P1-120 + 4-164-**-**-**-OPEN-XTM40-27-9810 | Light Emitting Diode | Inseparable Luminaire | Quick Connect | 0-10 VDC Controls | 59 | 2700 | 0.0002 | 98 | 95 | 450 | 0.96 | Elevated | 50000 |  |  | 99999 | 0.01 | 19 | 19 | 0.02 | 0 | 0 | 0 | 0 | 0 | 0.91 | 0 | 0 | 0 | 0 | 0 | 0.72 | 0 | 0 | 0 | 0 | 0 | True |  | Non Federally-Regulated | 05/08/2017 |  | 01/23/2018
Lightheaded Lighting | Lightheaded Lighting | L4X-IC*A-*-**-3P1-120 + 4-164-**-**-**-OPEN-XTM40-30-9810 | Light Emitting Diode | Inseparable Luminaire | Quick Connect | 0-10 VDC Controls | 59 | 3000 | 0.0002 | 98 | 95 | 450 | 0.96 | Elevated | 50000 |  |  | 99999 | 0.01 | 19 | 19 | 0.02 | 0 | 0 | 0 | 0 | 0 | 0.91 | 0 | 0 | 0 | 0 | 0 | 0.72 | 0 | 0 | 0 | 0 | 0 | True |  | Non Federally-Regulated | 05/08/2017 |  | 01/23/2018
Lightheaded Lighting | Lightheaded Lighting | L4X-IC*A-*-**-3P1-120 + 4-164-**-**-**-OPEN-XTM40-35-9810 | Light Emitting Diode | Inseparable Luminaire | Quick Connect | 0-10 VDC Controls | 59 | 3500 | 0.0002 | 98 | 95 | 450 | 0.96 | Elevated | 50000 |  |  | 99999 | 0.01 | 19 | 19 | 0.02 | 0 | 0 | 0 | 0 | 0 | 0.91 | 0 | 0 | 0 | 0 | 0 | 0.72 | 0 | 0 | 0 | 0 | 0 | True |  | Non Federally-Regulated | 05/08/2017 |  | 01/23/2018
Lightheaded Lighting | Lightheaded Lighting | L4X-IC*A-*-**-3P1-120 + 4-164-**-**-**-OPEN-XTM40-40-9810 | Light Emitting Diode | Inseparable Luminaire | Quick Connect | 0-10 VDC Controls | 59 | 4000 | 0.0002 | 98 | 95 | 450 | 0.96 | Elevated | 50000 |  |  | 99999 | 0.01 | 19 | 19 | 0.02 | 0 | 0 | 0 | 0 | 0 | 0.91 | 0 | 0 | 0 | 0 | 0 | 0.72 | 0 | 0 | 0 | 0 | 0 | True |  | Non Federally-Regulated | 05/08/2017 |  | 01/23/2018
Lightheaded Lighting | Lightheaded Lighting | L4X-IC*A-*-**-3P1-120 + 4-164-**-**-**-OPEN-XTM60-27-9807 | Light Emitting Diode | Inseparable Luminaire | Quick Connect | 0-10 VDC Controls | 55 | 2700 | 0.0002 | 98 | 95 | 450 | 0.96 | Elevated | 50000 |  |  | 99999 | 0.01 | 19 | 19 | 0.02 | 0 | 0 | 0 | 0 | 0 | 0.91 | 0 | 0 | 0 | 0 | 0 | 0.72 | 0 | 0 | 0 | 0 | 0 | True |  | Non Federally-Regulated | 05/08/2017 |  | 01/23/2018
Lightheaded Lighting | Lightheaded Lighting | L4X-IC*A-*-**-3P1-120 + 4-164-**-**-**-OPEN-XTM60-30-9807 | Light Emitting Diode | Inseparable Luminaire | Quick Connect | 0-10 VDC Controls | 55 | 3000 | 0.0002 | 98 | 95 | 450 | 0.96 | Elevated | 50000 |  |  | 99999 | 0.01 | 19 | 19 | 0.02 | 0 | 0 | 0 | 0 | 0 | 0.91 | 0 | 0 | 0 | 0 | 0 | 0.72 | 0 | 0 | 0 | 0 | 0 | True |  | Non Federally-Regulated | 05/08/2017 |  | 01/23/2018
Lightheaded Lighting | Lightheaded Lighting | L4X-IC*A-*-**-3P1-120 + 4-164-**-**-**-OPEN-XTM60-35-9807 | Light Emitting Diode | Inseparable Luminaire | Quick Connect | 0-10 VDC Controls | 55 | 3500 | 0.0002 | 98 | 95 | 450 | 0.96 | Elevated | 50000 |  |  | 99999 | 0.01 | 19 | 19 | 0.02 | 0 | 0 | 0 | 0 | 0 | 0.91 | 0 | 0 | 0 | 0 | 0 | 0.72 | 0 | 0 | 0 | 0 | 0 | True |  | Non Federally-Regulated | 05/08/2017 |  | 01/23/2018
Lightheaded Lighting | Lightheaded Lighting | L4X-IC*A-*-**-3P1-120 + 4-164-**-**-**-OPEN-XTM60-40-9807 | Light Emitting Diode | Inseparable Luminaire | Quick Connect | 0-10 VDC Controls | 55 | 4000 | 0.0002 | 98 | 95 | 450 | 0.96 | Elevated | 50000 |  |  | 99999 | 0.01 | 19 | 19 | 0.02 | 0 | 0 | 0 | 0 | 0 | 0.91 | 0 | 0 | 0 | 0 | 0 | 0.72 | 0 | 0 | 0 | 0 | 0 | True |  | Non Federally-Regulated | 05/08/2017 |  | 01/23/2018
Lightheaded Lighting | Lightheaded Lighting | L4X-IC*A-*-**-3P1-120 + 4-164-**-**-**-OPEN-XTM60-27-9810 | Light Emitting Diode | Inseparable Luminaire | Quick Connect | 0-10 VDC Controls | 57 | 2700 | 0.0002 | 98 | 95 | 450 | 0.96 | Elevated | 50000 |  |  | 99999 | 0.01 | 19 | 19 | 0.02 | 0 | 0 | 0 | 0 | 0 | 0.91 | 0 | 0 | 0 | 0 | 0 | 0.72 | 0 | 0 | 0 | 0 | 0 | True |  | Non Federally-Regulated | 05/08/2017 |  | 01/23/2018
Lightheaded Lighting | Lightheaded Lighting | L4X-IC*A-*-**-3P1-120 + 4-164-**-**-**-OPEN-XTM60-30-9810 | Light Emitting Diode | Inseparable Luminaire | Quick Connect | 0-10 VDC Controls | 57 | 3000 | 0.0002 | 98 | 95 | 450 | 0.96 | Elevated | 50000 |  |  | 99999 | 0.01 | 19 | 19 | 0.02 | 0 | 0 | 0 | 0 | 0 | 0.91 | 0 | 0 | 0 | 0 | 0 | 0.72 | 0 | 0 | 0 | 0 | 0 | True |  | Non Federally-Regulated | 05/08/2017 |  | 01/23/2018
Lightheaded Lighting | Lightheaded Lighting | L4X-IC*A-*-**-3P1-120 + 4-164-**-**-**-OPEN-XTM60-35-9810 | Light Emitting Diode | Inseparable Luminaire | Quick Connect | 0-10 VDC Controls | 57 | 3500 | 0.0002 | 98 | 95 | 450 | 0.96 | Elevated | 50000 |  |  | 99999 | 0.01 | 19 | 19 | 0.02 | 0 | 0 | 0 | 0 | 0 | 0.91 | 0 | 0 | 0 | 0 | 0 | 0.72 | 0 | 0 | 0 | 0 | 0 | True |  | Non Federally-Regulated | 05/08/2017 |  | 01/23/2018
Lightheaded Lighting | Lightheaded Lighting | L4X-IC*A-*-**-3P1-120 + 4-164-**-**-**-OPEN-XTM60-40-9810 | Light Emitting Diode | Inseparable Luminaire | Quick Connect | 0-10 VDC Controls | 57 | 4000 | 0.0002 | 98 | 95 | 450 | 0.96 | Elevated | 50000 |  |  | 99999 | 0.01 | 19 | 19 | 0.02 | 0 | 0 | 0 | 0 | 0 | 0.91 | 0 | 0 | 0 | 0 | 0 | 0.72 | 0 | 0 | 0 | 0 | 0 | True |  | Non Federally-Regulated | 05/08/2017 |  | 01/23/2018
Lightheaded Lighting | Lightheaded Lighting | L4X-IC*A-*-**-3P1-120 + 4-114-**-**-XTM40-27-9807 | Light Emitting Diode | Inseparable Luminaire | Quick Connect | 0-10 VDC Controls | 51 | 2700 | 0.0002 | 98 | 95 | 450 | 0.96 | Elevated | 50000 |  |  | 99999 | 0.01 | 19 | 19 | 0.02 | 0 | 0 | 0 | 0 | 0 | 0.91 | 0 | 0 | 0 | 0 | 0 | 0.72 | 0 | 0 | 0 | 0 | 0 | True |  | Non Federally-Regulated | 05/08/2017 |  | 01/23/2018
Lightheaded Lighting | Lightheaded Lighting | L4X-IC*A-*-**-3P1-120 + 4-114-**-**-XTM40-30-9807 | Light Emitting Diode | Inseparable Luminaire | Quick Connect | 0-10 VDC Controls | 51 | 3000 | 0.0002 | 98 | 95 | 450 | 0.96 | Elevated | 50000 |  |  | 99999 | 0.01 | 19 | 19 | 0.02 | 0 | 0 | 0 | 0 | 0 | 0.91 | 0 | 0 | 0 | 0 | 0 | 0.72 | 0 | 0 | 0 | 0 | 0 | True |  | Non Federally-Regulated | 05/08/2017 |  | 01/23/2018
Lightheaded Lighting | Lightheaded Lighting | L4X-IC*A-*-**-3P1-120 + 4-114-**-**-XTM40-35-9807 | Light Emitting Diode | Inseparable Luminaire | Quick Connect | 0-10 VDC Controls | 51 | 3500 | 0.0002 | 98 | 95 | 450 | 0.96 | Elevated | 50000 |  |  | 99999 | 0.01 | 19 | 19 | 0.02 | 0 | 0 | 0 | 0 | 0 | 0.91 | 0 | 0 | 0 | 0 | 0 | 0.72 | 0 | 0 | 0 | 0 | 0 | True |  | Non Federally-Regulated | 05/08/2017 |  | 01/23/2018
Lightheaded Lighting | Lightheaded Lighting | L4X-IC*A-*-**-3P1-120 + 4-114-**-**-XTM40-40-9807 | Light Emitting Diode | Inseparable Luminaire | Quick Connect | 0-10 VDC Controls | 51 | 4000 | 0.0002 | 98 | 95 | 450 | 0.96 | Elevated | 50000 |  |  | 99999 | 0.01 | 19 | 19 | 0.02 | 0 | 0 | 0 | 0 | 0 | 0.91 | 0 | 0 | 0 | 0 | 0 | 0.72 | 0 | 0 | 0 | 0 | 0 | True |  | Non Federally-Regulated | 05/08/2017 |  | 01/23/2018
Lightheaded Lighting | Lightheaded Lighting | L4X-IC*A-*-**-3P1-120 + 4-114-**-**-XTM40-27-9810 | Light Emitting Diode | Inseparable Luminaire | Quick Connect | 0-10 VDC Controls | 51 | 2700 | 0.0002 | 98 | 95 | 450 | 0.96 | Elevated | 50000 |  |  | 99999 | 0.01 | 19 | 19 | 0.02 | 0 | 0 | 0 | 0 | 0 | 0.91 | 0 | 0 | 0 | 0 | 0 | 0.72 | 0 | 0 | 0 | 0 | 0 | True |  | Non Federally-Regulated | 05/08/2017 |  | 01/23/2018
Lightheaded Lighting | Lightheaded Lighting | L4X-IC*A-*-**-3P1-120 + 4-114-**-**-XTM40-30-9810 | Light Emitting Diode | Inseparable Luminaire | Quick Connect | 0-10 VDC Controls | 51 | 3000 | 0.0002 | 98 | 95 | 450 | 0.96 | Elevated | 50000 |  |  | 99999 | 0.01 | 19 | 19 | 0.02 | 0 | 0 | 0 | 0 | 0 | 0.91 | 0 | 0 | 0 | 0 | 0 | 0.72 | 0 | 0 | 0 | 0 | 0 | True |  | Non Federally-Regulated | 05/08/2017 |  | 01/23/2018
Lightheaded Lighting | Lightheaded Lighting | L4X-IC*A-*-**-3P1-120 + 4-114-**-**-XTM40-35-9810 | Light Emitting Diode | Inseparable Luminaire | Quick Connect | 0-10 VDC Controls | 51 | 3500 | 0.0002 | 98 | 95 | 450 | 0.96 | Elevated | 50000 |  |  | 99999 | 0.01 | 19 | 19 | 0.02 | 0 | 0 | 0 | 0 | 0 | 0.91 | 0 | 0 | 0 | 0 | 0 | 0.72 | 0 | 0 | 0 | 0 | 0 | True |  | Non Federally-Regulated | 05/08/2017 |  | 01/23/2018
Lightheaded Lighting | Lightheaded Lighting | L4X-IC*A-*-**-3P1-120 + 4-114-**-**-XTM40-40-9810 | Light Emitting Diode | Inseparable Luminaire | Quick Connect | 0-10 VDC Controls | 51 | 4000 | 0.0002 | 98 | 95 | 450 | 0.96 | Elevated | 50000 |  |  | 99999 | 0.01 | 19 | 19 | 0.02 | 0 | 0 | 0 | 0 | 0 | 0.91 | 0 | 0 | 0 | 0 | 0 | 0.72 | 0 | 0 | 0 | 0 | 0 | True |  | Non Federally-Regulated | 05/08/2017 |  | 01/23/2018
Lightheaded Lighting | Lightheaded Lighting | L4X-IC*A-*-**-3P1-120 + 4-524-**-**-**-OPEN-XTM28-27-9807 | Light Emitting Diode | Inseparable Luminaire | Quick Connect | 0-10 VDC Controls | 60 | 2700 | 0.0002 | 98 | 95 | 450 | 0.96 | Elevated | 50000 |  |  | 99999 | 0.01 | 19 | 19 | 0.02 | 0 | 0 | 0 | 0 | 0 | 0.91 | 0 | 0 | 0 | 0 | 0 | 0.72 | 0 | 0 | 0 | 0 | 0 | True |  | Non Federally-Regulated | 05/08/2017 |  | 01/23/2018
Lightheaded Lighting | Lightheaded Lighting | L4X-IC*A-*-**-3P1-120 + 4-524-**-**-**-OPEN-XTM28-30-9807 | Light Emitting Diode | Inseparable Luminaire | Quick Connect | 0-10 VDC Controls | 60 | 3000 | 0.0002 | 98 | 95 | 450 | 0.96 | Elevated | 50000 |  |  | 99999 | 0.01 | 19 | 19 | 0.02 | 0 | 0 | 0 | 0 | 0 | 0.91 | 0 | 0 | 0 | 0 | 0 | 0.72 | 0 | 0 | 0 | 0 | 0 | True |  | Non Federally-Regulated | 05/08/2017 |  | 01/23/2018
Lightheaded Lighting | Lightheaded Lighting | L4X-IC*A-*-**-3P1-120 + 4-524-**-**-**-OPEN-XTM28-35-9807 | Light Emitting Diode | Inseparable Luminaire | Quick Connect | 0-10 VDC Controls | 60 | 3500 | 0.0002 | 98 | 95 | 450 | 0.96 | Elevated | 50000 |  |  | 99999 | 0.01 | 19 | 19 | 0.02 | 0 | 0 | 0 | 0 | 0 | 0.91 | 0 | 0 | 0 | 0 | 0 | 0.72 | 0 | 0 | 0 | 0 | 0 | True |  | Non Federally-Regulated | 05/08/2017 |  | 01/23/2018
Lightheaded Lighting | Lightheaded Lighting | L4X-IC*A-*-**-3P1-120 + 4-524-**-**-**-OPEN-XTM28-40-9807 | Light Emitting Diode | Inseparable Luminaire | Quick Connect | 0-10 VDC Controls | 60 | 4000 | 0.0002 | 98 | 95 | 450 | 0.96 | Elevated | 50000 |  |  | 99999 | 0.01 | 19 | 19 | 0.02 | 0 | 0 | 0 | 0 | 0 | 0.91 | 0 | 0 | 0 | 0 | 0 | 0.72 | 0 | 0 | 0 | 0 | 0 | True |  | Non Federally-Regulated | 05/08/2017 |  | 01/23/2018
Lightheaded Lighting | Lightheaded Lighting | L4X-IC*A-*-**-3P1-120 + 4-524-**-**-**-OPEN-XTM28-27-9810 | Light Emitting Diode | Inseparable Luminaire | Quick Connect | 0-10 VDC Controls | 63 | 2700 | 0.0002 | 98 | 95 | 450 | 0.96 | Elevated | 50000 |  |  | 99999 | 0.01 | 19 | 19 | 0.02 | 0 | 0 | 0 | 0 | 0 | 0.91 | 0 | 0 | 0 | 0 | 0 | 0.72 | 0 | 0 | 0 | 0 | 0 | True |  | Non Federally-Regulated | 05/08/2017 |  | 01/23/2018
Lightheaded Lighting | Lightheaded Lighting | L4X-IC*A-*-**-3P1-120 + 4-524-**-**-**-OPEN-XTM28-30-9810 | Light Emitting Diode | Inseparable Luminaire | Quick Connect | 0-10 VDC Controls | 63 | 3000 | 0.0002 | 98 | 95 | 450 | 0.96 | Elevated | 50000 |  |  | 99999 | 0.01 | 19 | 19 | 0.02 | 0 | 0 | 0 | 0 | 0 | 0.91 | 0 | 0 | 0 | 0 | 0 | 0.72 | 0 | 0 | 0 | 0 | 0 | True |  | Non Federally-Regulated | 05/08/2017 |  | 01/23/2018
Lightheaded Lighting | Lightheaded Lighting | L4X-IC*A-*-**-3P1-120 + 4-524-**-**-**-OPEN-XTM28-35-9810 | Light Emitting Diode | Inseparable Luminaire | Quick Connect | 0-10 VDC Controls | 63 | 3500 | 0.0002 | 98 | 95 | 450 | 0.96 | Elevated | 50000 |  |  | 99999 | 0.01 | 19 | 19 | 0.02 | 0 | 0 | 0 | 0 | 0 | 0.91 | 0 | 0 | 0 | 0 | 0 | 0.72 | 0 | 0 | 0 | 0 | 0 | True |  | Non Federally-Regulated | 05/08/2017 |  | 01/23/2018
Lightheaded Lighting | Lightheaded Lighting | L4X-IC*A-*-**-3P1-120 + 4-524-**-**-**-OPEN-XTM28-40-9810 | Light Emitting Diode | Inseparable Luminaire | Quick Connect | 0-10 VDC Controls | 63 | 4000 | 0.0002 | 98 | 95 | 450 | 0.96 | Elevated | 50000 |  |  | 99999 | 0.01 | 19 | 19 | 0.02 | 0 | 0 | 0 | 0 | 0 | 0.91 | 0 | 0 | 0 | 0 | 0 | 0.72 | 0 | 0 | 0 | 0 | 0 | True |  | Non Federally-Regulated | 05/08/2017 |  | 01/23/2018
Lightheaded Lighting | Lightheaded Lighting | L4X-IC*A-*-**-3P1-120 + 4-524-**-**-**-OPEN-XTM40-27-9807 | Light Emitting Diode | Inseparable Luminaire | Quick Connect | 0-10 VDC Controls | 61 | 2700 | 0.0002 | 98 | 95 | 450 | 0.96 | Elevated | 50000 |  |  | 99999 | 0.01 | 19 | 19 | 0.02 | 0 | 0 | 0 | 0 | 0 | 0.91 | 0 | 0 | 0 | 0 | 0 | 0.72 | 0 | 0 | 0 | 0 | 0 | True |  | Non Federally-Regulated | 05/08/2017 |  | 01/23/2018
Lightheaded Lighting | Lightheaded Lighting | L4X-IC*A-*-**-3P1-120 + 4-524-**-**-**-OPEN-XTM40-30-9807 | Light Emitting Diode | Inseparable Luminaire | Quick Connect | 0-10 VDC Controls | 61 | 3000 | 0.0002 | 98 | 95 | 450 | 0.96 | Elevated | 50000 |  |  | 99999 | 0.01 | 19 | 19 | 0.02 | 0 | 0 | 0 | 0 | 0 | 0.91 | 0 | 0 | 0 | 0 | 0 | 0.72 | 0 | 0 | 0 | 0 | 0 | True |  | Non Federally-Regulated | 05/08/2017 |  | 01/23/2018
Lightheaded Lighting | Lightheaded Lighting | L4X-IC*A-*-**-3P1-120 + 4-524-**-**-**-OPEN-XTM40-35-9807 | Light Emitting Diode | Inseparable Luminaire | Quick Connect | 0-10 VDC Controls | 61 | 3500 | 0.0002 | 98 | 95 | 450 | 0.96 | Elevated | 50000 |  |  | 99999 | 0.01 | 19 | 19 | 0.02 | 0 | 0 | 0 | 0 | 0 | 0.91 | 0 | 0 | 0 | 0 | 0 | 0.72 | 0 | 0 | 0 | 0 | 0 | True |  | Non Federally-Regulated | 05/08/2017 |  | 01/23/2018
Lightheaded Lighting | Lightheaded Lighting | L4X-IC*A-*-**-3P1-120 + 4-524-**-**-**-OPEN-XTM40-40-9807 | Light Emitting Diode | Inseparable Luminaire | Quick Connect | 0-10 VDC Controls | 61 | 4000 | 0.0002 | 98 | 95 | 450 | 0.96 | Elevated | 50000 |  |  | 99999 | 0.01 | 19 | 19 | 0.02 | 0 | 0 | 0 | 0 | 0 | 0.91 | 0 | 0 | 0 | 0 | 0 | 0.72 | 0 | 0 | 0 | 0 | 0 | True |  | Non Federally-Regulated | 05/08/2017 |  | 01/23/2018
Lightheaded Lighting | Lightheaded Lighting | L4X-IC*A-*-**-3P1-120 + 4-524-**-**-**-OPEN-XTM40-27-9810 | Light Emitting Diode | Inseparable Luminaire | Quick Connect | 0-10 VDC Controls | 64 | 2700 | 0.0002 | 98 | 95 | 450 | 0.96 | Elevated | 50000 |  |  | 99999 | 0.01 | 19 | 19 | 0.02 | 0 | 0 | 0 | 0 | 0 | 0.91 | 0 | 0 | 0 | 0 | 0 | 0.72 | 0 | 0 | 0 | 0 | 0 | True |  | Non Federally-Regulated | 05/08/2017 |  | 01/23/2018
Lightheaded Lighting | Lightheaded Lighting | L4X-IC*A-*-**-3P1-120 + 4-524-**-**-**-OPEN-XTM40-30-9810 | Light Emitting Diode | Inseparable Luminaire | Quick Connect | 0-10 VDC Controls | 64 | 3000 | 0.0002 | 98 | 95 | 450 | 0.96 | Elevated | 50000 |  |  | 99999 | 0.01 | 19 | 19 | 0.02 | 0 | 0 | 0 | 0 | 0 | 0.91 | 0 | 0 | 0 | 0 | 0 | 0.72 | 0 | 0 | 0 | 0 | 0 | True |  | Non Federally-Regulated | 05/08/2017 |  | 01/23/2018
Lightheaded Lighting | Lightheaded Lighting | L4X-IC*A-*-**-3P1-120 + 4-524-**-**-**-OPEN-XTM40-35-9810 | Light Emitting Diode | Inseparable Luminaire | Quick Connect | 0-10 VDC Controls | 64 | 3500 | 0.0002 | 98 | 95 | 450 | 0.96 | Elevated | 50000 |  |  | 99999 | 0.01 | 19 | 19 | 0.02 | 0 | 0 | 0 | 0 | 0 | 0.91 | 0 | 0 | 0 | 0 | 0 | 0.72 | 0 | 0 | 0 | 0 | 0 | True |  | Non Federally-Regulated | 05/08/2017 |  | 01/23/2018
Lightheaded Lighting | Lightheaded Lighting | L4X-IC*A-*-**-3P1-120 + 4-524-**-**-**-OPEN-XTM40-40-9810 | Light Emitting Diode | Inseparable Luminaire | Quick Connect | 0-10 VDC Controls | 64 | 4000 | 0.0002 | 98 | 95 | 450 | 0.96 | Elevated | 50000 |  |  | 99999 | 0.01 | 19 | 19 | 0.02 | 0 | 0 | 0 | 0 | 0 | 0.91 | 0 | 0 | 0 | 0 | 0 | 0.72 | 0 | 0 | 0 | 0 | 0 | True |  | Non Federally-Regulated | 05/08/2017 |  | 01/23/2018
Lightheaded Lighting | Lightheaded Lighting | L4X-IC*A-*-**-3P1-120 + 4-524-**-**-**-OPEN-XTM60-27-9807 | Light Emitting Diode | Inseparable Luminaire | Quick Connect | 0-10 VDC Controls | 60 | 2700 | 0.0002 | 98 | 95 | 450 | 0.96 | Elevated | 50000 |  |  | 99999 | 0.01 | 19 | 19 | 0.02 | 0 | 0 | 0 | 0 | 0 | 0.91 | 0 | 0 | 0 | 0 | 0 | 0.72 | 0 | 0 | 0 | 0 | 0 | True |  | Non Federally-Regulated | 05/08/2017 |  | 01/23/2018
Lightheaded Lighting | Lightheaded Lighting | L4X-IC*A-*-**-3P1-120 + 4-524-**-**-**-OPEN-XTM60-30-9807 | Light Emitting Diode | Inseparable Luminaire | Quick Connect | 0-10 VDC Controls | 60 | 3000 | 0.0002 | 98 | 95 | 450 | 0.96 | Elevated | 50000 |  |  | 99999 | 0.01 | 19 | 19 | 0.02 | 0 | 0 | 0 | 0 | 0 | 0.91 | 0 | 0 | 0 | 0 | 0 | 0.72 | 0 | 0 | 0 | 0 | 0 | True |  | Non Federally-Regulated | 05/08/2017 |  | 01/23/2018
Lightheaded Lighting | Lightheaded Lighting | L4X-IC*A-*-**-3P1-120 + 4-524-**-**-**-OPEN-XTM60-35-9807 | Light Emitting Diode | Inseparable Luminaire | Quick Connect | 0-10 VDC Controls | 60 | 3500 | 0.0002 | 98 | 95 | 450 | 0.96 | Elevated | 50000 |  |  | 99999 | 0.01 | 19 | 19 | 0.02 | 0 | 0 | 0 | 0 | 0 | 0.91 | 0 | 0 | 0 | 0 | 0 | 0.72 | 0 | 0 | 0 | 0 | 0 | True |  | Non Federally-Regulated | 05/08/2017 |  | 01/23/2018
Lightheaded Lighting | Lightheaded Lighting | L4X-IC*A-*-**-3P1-120 + 4-524-**-**-**-OPEN-XTM60-40-9807 | Light Emitting Diode | Inseparable Luminaire | Quick Connect | 0-10 VDC Controls | 60 | 4000 | 0.0002 | 98 | 95 | 450 | 0.96 | Elevated | 50000 |  |  | 99999 | 0.01 | 19 | 19 | 0.02 | 0 | 0 | 0 | 0 | 0 | 0.91 | 0 | 0 | 0 | 0 | 0 | 0.72 | 0 | 0 | 0 | 0 | 0 | True |  | Non Federally-Regulated | 05/08/2017 |  | 01/23/2018
Lightheaded Lighting | Lightheaded Lighting | L4X-IC*A-*-**-3P1-120 + 4-524-**-**-**-OPEN-XTM60-27-9810 | Light Emitting Diode | Inseparable Luminaire | Quick Connect | 0-10 VDC Controls | 63 | 2700 | 0.0002 | 98 | 95 | 450 | 0.96 | Elevated | 50000 |  |  | 99999 | 0.01 | 19 | 19 | 0.02 | 0 | 0 | 0 | 0 | 0 | 0.91 | 0 | 0 | 0 | 0 | 0 | 0.72 | 0 | 0 | 0 | 0 | 0 | True |  | Non Federally-Regulated | 05/08/2017 |  | 01/23/2018
Lightheaded Lighting | Lightheaded Lighting | L4X-IC*A-*-**-3P1-120 + 4-524-**-**-**-OPEN-XTM60-30-9810 | Light Emitting Diode | Inseparable Luminaire | Quick Connect | 0-10 VDC Controls | 63 | 3000 | 0.0002 | 98 | 95 | 450 | 0.96 | Elevated | 50000 |  |  | 99999 | 0.01 | 19 | 19 | 0.02 | 0 | 0 | 0 | 0 | 0 | 0.91 | 0 | 0 | 0 | 0 | 0 | 0.72 | 0 | 0 | 0 | 0 | 0 | True |  | Non Federally-Regulated | 05/08/2017 |  | 01/23/2018
Lightheaded Lighting | Lightheaded Lighting | L4X-IC*A-*-**-3P1-120 + 4-524-**-**-**-OPEN-XTM60-35-9810 | Light Emitting Diode | Inseparable Luminaire | Quick Connect | 0-10 VDC Controls | 63 | 3500 | 0.0002 | 98 | 95 | 450 | 0.96 | Elevated | 50000 |  |  | 99999 | 0.01 | 19 | 19 | 0.02 | 0 | 0 | 0 | 0 | 0 | 0.91 | 0 | 0 | 0 | 0 | 0 | 0.72 | 0 | 0 | 0 | 0 | 0 | True |  | Non Federally-Regulated | 05/08/2017 |  | 01/23/2018
Lightheaded Lighting | Lightheaded Lighting | L4X-IC*A-*-**-3P1-120 + 4-524-**-**-**-OPEN-XTM60-40-9810 | Light Emitting Diode | Inseparable Luminaire | Quick Connect | 0-10 VDC Controls | 63 | 4000 | 0.0002 | 98 | 95 | 450 | 0.96 | Elevated | 50000 |  |  | 99999 | 0.01 | 19 | 19 | 0.02 | 0 | 0 | 0 | 0 | 0 | 0.91 | 0 | 0 | 0 | 0 | 0 | 0.72 | 0 | 0 | 0 | 0 | 0 | True |  | Non Federally-Regulated | 05/08/2017 |  | 01/23/2018
Lightheaded Lighting | Lightheaded Lighting | L4X-IC*A-*-**-3P1-120 + 4-564-**-**-**-OPEN-XTM28-27-9807 | Light Emitting Diode | Inseparable Luminaire | Quick Connect | 0-10 VDC Controls | 54 | 2700 | 0.0002 | 98 | 95 | 450 | 0.96 | Elevated | 50000 |  |  | 99999 | 0.01 | 19 | 19 | 0.02 | 0 | 0 | 0 | 0 | 0 | 0.91 | 0 | 0 | 0 | 0 | 0 | 0.72 | 0 | 0 | 0 | 0 | 0 | True |  | Non Federally-Regulated | 05/08/2017 |  | 01/23/2018
Lightheaded Lighting | Lightheaded Lighting | L4X-IC*A-*-**-3P1-120 + 4-564-**-**-**-OPEN-XTM28-30-9807 | Light Emitting Diode | Inseparable Luminaire | Quick Connect | 0-10 VDC Controls | 54 | 3000 | 0.0002 | 98 | 95 | 450 | 0.96 | Elevated | 50000 |  |  | 99999 | 0.01 | 19 | 19 | 0.02 | 0 | 0 | 0 | 0 | 0 | 0.91 | 0 | 0 | 0 | 0 | 0 | 0.72 | 0 | 0 | 0 | 0 | 0 | True |  | Non Federally-Regulated | 05/08/2017 |  | 01/23/2018
Lightheaded Lighting | Lightheaded Lighting | L4X-IC*A-*-**-3P1-120 + 4-564-**-**-**-OPEN-XTM28-35-9807 | Light Emitting Diode | Inseparable Luminaire | Quick Connect | 0-10 VDC Controls | 54 | 3500 | 0.0002 | 98 | 95 | 450 | 0.96 | Elevated | 50000 |  |  | 99999 | 0.01 | 19 | 19 | 0.02 | 0 | 0 | 0 | 0 | 0 | 0.91 | 0 | 0 | 0 | 0 | 0 | 0.72 | 0 | 0 | 0 | 0 | 0 | True |  | Non Federally-Regulated | 05/08/2017 |  | 01/23/2018
Lightheaded Lighting | Lightheaded Lighting | L4X-IC*A-*-**-3P1-120 + 4-564-**-**-**-OPEN-XTM28-40-9807 | Light Emitting Diode | Inseparable Luminaire | Quick Connect | 0-10 VDC Controls | 54 | 4000 | 0.0002 | 98 | 95 | 450 | 0.96 | Elevated | 50000 |  |  | 99999 | 0.01 | 19 | 19 | 0.02 | 0 | 0 | 0 | 0 | 0 | 0.91 | 0 | 0 | 0 | 0 | 0 | 0.72 | 0 | 0 | 0 | 0 | 0 | True |  | Non Federally-Regulated | 05/08/2017 |  | 01/23/2018
Lightheaded Lighting | Lightheaded Lighting | L4X-IC*A-*-**-3P1-120 + 4-564-**-**-**-OPEN-XTM28-27-9810 | Light Emitting Diode | Inseparable Luminaire | Quick Connect | 0-10 VDC Controls | 57 | 2700 | 0.0002 | 98 | 95 | 450 | 0.96 | Elevated | 50000 |  |  | 99999 | 0.01 | 19 | 19 | 0.02 | 0 | 0 | 0 | 0 | 0 | 0.91 | 0 | 0 | 0 | 0 | 0 | 0.72 | 0 | 0 | 0 | 0 | 0 | True |  | Non Federally-Regulated | 05/08/2017 |  | 01/23/2018
Lightheaded Lighting | Lightheaded Lighting | L4X-IC*A-*-**-3P1-120 + 4-564-**-**-**-OPEN-XTM28-30-9810 | Light Emitting Diode | Inseparable Luminaire | Quick Connect | 0-10 VDC Controls | 57 | 3000 | 0.0002 | 98 | 95 | 450 | 0.96 | Elevated | 50000 |  |  | 99999 | 0.01 | 19 | 19 | 0.02 | 0 | 0 | 0 | 0 | 0 | 0.91 | 0 | 0 | 0 | 0 | 0 | 0.72 | 0 | 0 | 0 | 0 | 0 | True |  | Non Federally-Regulated | 05/08/2017 |  | 01/23/2018
Lightheaded Lighting | Lightheaded Lighting | L4X-IC*A-*-**-3P1-120 + 4-564-**-**-**-OPEN-XTM28-35-9810 | Light Emitting Diode | Inseparable Luminaire | Quick Connect | 0-10 VDC Controls | 57 | 3500 | 0.0002 | 98 | 95 | 450 | 0.96 | Elevated | 50000 |  |  | 99999 | 0.01 | 19 | 19 | 0.02 | 0 | 0 | 0 | 0 | 0 | 0.91 | 0 | 0 | 0 | 0 | 0 | 0.72 | 0 | 0 | 0 | 0 | 0 | True |  | Non Federally-Regulated | 05/08/2017 |  | 01/23/2018
Lightheaded Lighting | Lightheaded Lighting | L4X-IC*A-*-**-3P1-120 + 4-564-**-**-**-OPEN-XTM28-40-9810 | Light Emitting Diode | Inseparable Luminaire | Quick Connect | 0-10 VDC Controls | 57 | 4000 | 0.0002 | 98 | 95 | 450 | 0.96 | Elevated | 50000 |  |  | 99999 | 0.01 | 19 | 19 | 0.02 | 0 | 0 | 0 | 0 | 0 | 0.91 | 0 | 0 | 0 | 0 | 0 | 0.72 | 0 | 0 | 0 | 0 | 0 | True |  | Non Federally-Regulated | 05/08/2017 |  | 01/23/2018
Lightheaded Lighting | Lightheaded Lighting | L4X-IC*A-*-**-3P1-120 + 4-564-**-**-**-OPEN-XTM40-27-9807 | Light Emitting Diode | Inseparable Luminaire | Quick Connect | 0-10 VDC Controls | 56 | 2700 | 0.0002 | 98 | 95 | 450 | 0.96 | Elevated | 50000 |  |  | 99999 | 0.01 | 19 | 19 | 0.02 | 0 | 0 | 0 | 0 | 0 | 0.91 | 0 | 0 | 0 | 0 | 0 | 0.72 | 0 | 0 | 0 | 0 | 0 | True |  | Non Federally-Regulated | 05/08/2017 |  | 01/23/2018
Lightheaded Lighting | Lightheaded Lighting | L4X-IC*A-*-**-3P1-120 + 4-564-**-**-**-OPEN-XTM40-30-9807 | Light Emitting Diode | Inseparable Luminaire | Quick Connect | 0-10 VDC Controls | 56 | 3000 | 0.0002 | 98 | 95 | 450 | 0.96 | Elevated | 50000 |  |  | 99999 | 0.01 | 19 | 19 | 0.02 | 0 | 0 | 0 | 0 | 0 | 0.91 | 0 | 0 | 0 | 0 | 0 | 0.72 | 0 | 0 | 0 | 0 | 0 | True |  | Non Federally-Regulated | 05/08/2017 |  | 01/23/2018
Lightheaded Lighting | Lightheaded Lighting | L4X-IC*A-*-**-3P1-120 + 4-564-**-**-**-OPEN-XTM40-35-9807 | Light Emitting Diode | Inseparable Luminaire | Quick Connect | 0-10 VDC Controls | 56 | 3500 | 0.0002 | 98 | 95 | 450 | 0.96 | Elevated | 50000 |  |  | 99999 | 0.01 | 19 | 19 | 0.02 | 0 | 0 | 0 | 0 | 0 | 0.91 | 0 | 0 | 0 | 0 | 0 | 0.72 | 0 | 0 | 0 | 0 | 0 | True |  | Non Federally-Regulated | 05/08/2017 |  | 01/23/2018
Lightheaded Lighting | Lightheaded Lighting | L4X-IC*A-*-**-3P1-120 + 4-564-**-**-**-OPEN-XTM40-40-9807 | Light Emitting Diode | Inseparable Luminaire | Quick Connect | 0-10 VDC Controls | 56 | 4000 | 0.0002 | 98 | 95 | 450 | 0.96 | Elevated | 50000 |  |  | 99999 | 0.01 | 19 | 19 | 0.02 | 0 | 0 | 0 | 0 | 0 | 0.91 | 0 | 0 | 0 | 0 | 0 | 0.72 | 0 | 0 | 0 | 0 | 0 | True |  | Non Federally-Regulated | 05/08/2017 |  | 01/23/2018
Lightheaded Lighting | Lightheaded Lighting | L4X-IC*A-*-**-3P1-120 + 4-564-**-**-**-OPEN-XTM40-27-9810 | Light Emitting Diode | Inseparable Luminaire | Quick Connect | 0-10 VDC Controls | 59 | 2700 | 0.0002 | 98 | 95 | 450 | 0.96 | Elevated | 50000 |  |  | 99999 | 0.01 | 19 | 19 | 0.02 | 0 | 0 | 0 | 0 | 0 | 0.91 | 0 | 0 | 0 | 0 | 0 | 0.72 | 0 | 0 | 0 | 0 | 0 | True |  | Non Federally-Regulated | 05/08/2017 |  | 01/23/2018
Lightheaded Lighting | Lightheaded Lighting | L4X-IC*A-*-**-3P1-120 + 4-564-**-**-**-OPEN-XTM40-30-9810 | Light Emitting Diode | Inseparable Luminaire | Quick Connect | 0-10 VDC Controls | 59 | 3000 | 0.0002 | 98 | 95 | 450 | 0.96 | Elevated | 50000 |  |  | 99999 | 0.01 | 19 | 19 | 0.02 | 0 | 0 | 0 | 0 | 0 | 0.91 | 0 | 0 | 0 | 0 | 0 | 0.72 | 0 | 0 | 0 | 0 | 0 | True |  | Non Federally-Regulated | 05/08/2017 |  | 01/23/2018
Lightheaded Lighting | Lightheaded Lighting | L4X-IC*A-*-**-3P1-120 + 4-564-**-**-**-OPEN-XTM40-35-9810 | Light Emitting Diode | Inseparable Luminaire | Quick Connect | 0-10 VDC Controls | 59 | 3500 | 0.0002 | 98 | 95 | 450 | 0.96 | Elevated | 50000 |  |  | 99999 | 0.01 | 19 | 19 | 0.02 | 0 | 0 | 0 | 0 | 0 | 0.91 | 0 | 0 | 0 | 0 | 0 | 0.72 | 0 | 0 | 0 | 0 | 0 | True |  | Non Federally-Regulated | 05/08/2017 |  | 01/23/2018
Lightheaded Lighting | Lightheaded Lighting | L4X-IC*A-*-**-3P1-120 + 4-564-**-**-**-OPEN-XTM40-40-9810 | Light Emitting Diode | Inseparable Luminaire | Quick Connect | 0-10 VDC Controls | 59 | 4000 | 0.0002 | 98 | 95 | 450 | 0.96 | Elevated | 50000 |  |  | 99999 | 0.01 | 19 | 19 | 0.02 | 0 | 0 | 0 | 0 | 0 | 0.91 | 0 | 0 | 0 | 0 | 0 | 0.72 | 0 | 0 | 0 | 0 | 0 | True |  | Non Federally-Regulated | 05/08/2017 |  | 01/23/2018
Lightheaded Lighting | Lightheaded Lighting | L4X-IC*A-*-**-3P1-120 + 4-564-**-**-**-OPEN-XTM60-27-9807 | Light Emitting Diode | Inseparable Luminaire | Quick Connect | 0-10 VDC Controls | 55 | 2700 | 0.0002 | 98 | 95 | 450 | 0.96 | Elevated | 50000 |  |  | 99999 | 0.01 | 19 | 19 | 0.02 | 0 | 0 | 0 | 0 | 0 | 0.91 | 0 | 0 | 0 | 0 | 0 | 0.72 | 0 | 0 | 0 | 0 | 0 | True |  | Non Federally-Regulated | 05/08/2017 |  | 01/23/2018
Lightheaded Lighting | Lightheaded Lighting | L4X-IC*A-*-**-3P1-120 + 4-564-**-**-**-OPEN-XTM60-30-9807 | Light Emitting Diode | Inseparable Luminaire | Quick Connect | 0-10 VDC Controls | 55 | 3000 | 0.0002 | 98 | 95 | 450 | 0.96 | Elevated | 50000 |  |  | 99999 | 0.01 | 19 | 19 | 0.02 | 0 | 0 | 0 | 0 | 0 | 0.91 | 0 | 0 | 0 | 0 | 0 | 0.72 | 0 | 0 | 0 | 0 | 0 | True |  | Non Federally-Regulated | 05/08/2017 |  | 01/23/2018
Lightheaded Lighting | Lightheaded Lighting | L4X-IC*A-*-**-3P1-120 + 4-564-**-**-**-OPEN-XTM60-35-9807 | Light Emitting Diode | Inseparable Luminaire | Quick Connect | 0-10 VDC Controls | 55 | 3500 | 0.0002 | 98 | 95 | 450 | 0.96 | Elevated | 50000 |  |  | 99999 | 0.01 | 19 | 19 | 0.02 | 0 | 0 | 0 | 0 | 0 | 0.91 | 0 | 0 | 0 | 0 | 0 | 0.72 | 0 | 0 | 0 | 0 | 0 | True |  | Non Federally-Regulated | 05/08/2017 |  | 01/23/2018
Lightheaded Lighting | Lightheaded Lighting | L4X-IC*A-*-**-3P1-120 + 4-564-**-**-**-OPEN-XTM60-40-9807 | Light Emitting Diode | Inseparable Luminaire | Quick Connect | 0-10 VDC Controls | 55 | 4000 | 0.0002 | 98 | 95 | 450 | 0.96 | Elevated | 50000 |  |  | 99999 | 0.01 | 19 | 19 | 0.02 | 0 | 0 | 0 | 0 | 0 | 0.91 | 0 | 0 | 0 | 0 | 0 | 0.72 | 0 | 0 | 0 | 0 | 0 | True |  | Non Federally-Regulated | 05/08/2017 |  | 01/23/2018
Lightheaded Lighting | Lightheaded Lighting | L4X-IC*A-*-**-3P1-120 + 4-564-**-**-**-OPEN-XTM60-27-9810 | Light Emitting Diode | Inseparable Luminaire | Quick Connect | 0-10 VDC Controls | 58 | 2700 | 0.0002 | 98 | 95 | 450 | 0.96 | Elevated | 50000 |  |  | 99999 | 0.01 | 19 | 19 | 0.02 | 0 | 0 | 0 | 0 | 0 | 0.91 | 0 | 0 | 0 | 0 | 0 | 0.72 | 0 | 0 | 0 | 0 | 0 | True |  | Non Federally-Regulated | 05/08/2017 |  | 01/23/2018
Lightheaded Lighting | Lightheaded Lighting | L4X-IC*A-*-**-3P1-120 + 4-564-**-**-**-OPEN-XTM60-30-9810 | Light Emitting Diode | Inseparable Luminaire | Quick Connect | 0-10 VDC Controls | 58 | 3000 | 0.0002 | 98 | 95 | 450 | 0.96 | Elevated | 50000 |  |  | 99999 | 0.01 | 19 | 19 | 0.02 | 0 | 0 | 0 | 0 | 0 | 0.91 | 0 | 0 | 0 | 0 | 0 | 0.72 | 0 | 0 | 0 | 0 | 0 | True |  | Non Federally-Regulated | 05/08/2017 |  | 01/23/2018
Lightheaded Lighting | Lightheaded Lighting | L4X-IC*A-*-**-3P1-120 + 4-564-**-**-**-OPEN-XTM60-35-9810 | Light Emitting Diode | Inseparable Luminaire | Quick Connect | 0-10 VDC Controls | 58 | 3500 | 0.0002 | 98 | 95 | 450 | 0.96 | Elevated | 50000 |  |  | 99999 | 0.01 | 19 | 19 | 0.02 | 0 | 0 | 0 | 0 | 0 | 0.91 | 0 | 0 | 0 | 0 | 0 | 0.72 | 0 | 0 | 0 | 0 | 0 | True |  | Non Federally-Regulated | 05/08/2017 |  | 01/23/2018
Lightheaded Lighting | Lightheaded Lighting | L4X-IC*A-*-**-3P1-120 + 4-564-**-**-**-OPEN-XTM60-40-9810 | Light Emitting Diode | Inseparable Luminaire | Quick Connect | 0-10 VDC Controls | 58 | 4000 | 0.0002 | 98 | 95 | 450 | 0.96 | Elevated | 50000 |  |  | 99999 | 0.01 | 19 | 19 | 0.02 | 0 | 0 | 0 | 0 | 0 | 0.91 | 0 | 0 | 0 | 0 | 0 | 0.72 | 0 | 0 | 0 | 0 | 0 | True |  | Non Federally-Regulated | 05/08/2017 |  | 01/23/2018
Lightheaded Lighting | Lightheaded Lighting | L4X-IC*A-*-**-3P1-120 + 4-514-**-**-XTM40-27-9807 | Light Emitting Diode | Inseparable Luminaire | Quick Connect | 0-10 VDC Controls | 51 | 2700 | 0.0002 | 98 | 95 | 450 | 0.96 | Elevated | 50000 |  |  | 99999 | 0.01 | 19 | 19 | 0.02 | 0 | 0 | 0 | 0 | 0 | 0.91 | 0 | 0 | 0 | 0 | 0 | 0.72 | 0 | 0 | 0 | 0 | 0 | True |  | Non Federally-Regulated | 05/08/2017 |  | 01/23/2018
Lightheaded Lighting | Lightheaded Lighting | L4X-IC*A-*-**-3P1-120 + 4-514-**-**-XTM40-30-9807 | Light Emitting Diode | Inseparable Luminaire | Quick Connect | 0-10 VDC Controls | 51 | 3000 | 0.0002 | 98 | 95 | 450 | 0.96 | Elevated | 50000 |  |  | 99999 | 0.01 | 19 | 19 | 0.02 | 0 | 0 | 0 | 0 | 0 | 0.91 | 0 | 0 | 0 | 0 | 0 | 0.72 | 0 | 0 | 0 | 0 | 0 | True |  | Non Federally-Regulated | 05/08/2017 |  | 01/23/2018
Lightheaded Lighting | Lightheaded Lighting | L4X-IC*A-*-**-3P1-120 + 4-514-**-**-XTM40-35-9807 | Light Emitting Diode | Inseparable Luminaire | Quick Connect | 0-10 VDC Controls | 51 | 3500 | 0.0002 | 98 | 95 | 450 | 0.96 | Elevated | 50000 |  |  | 99999 | 0.01 | 19 | 19 | 0.02 | 0 | 0 | 0 | 0 | 0 | 0.91 | 0 | 0 | 0 | 0 | 0 | 0.72 | 0 | 0 | 0 | 0 | 0 | True |  | Non Federally-Regulated | 05/08/2017 |  | 01/23/2018
Lightheaded Lighting | Lightheaded Lighting | L4X-IC*A-*-**-3P1-120 + 4-514-**-**-XTM40-40-9807 | Light Emitting Diode | Inseparable Luminaire | Quick Connect | 0-10 VDC Controls | 51 | 4000 | 0.0002 | 98 | 95 | 450 | 0.96 | Elevated | 50000 |  |  | 99999 | 0.01 | 19 | 19 | 0.02 | 0 | 0 | 0 | 0 | 0 | 0.91 | 0 | 0 | 0 | 0 | 0 | 0.72 | 0 | 0 | 0 | 0 | 0 | True |  | Non Federally-Regulated | 05/08/2017 |  | 01/23/2018
Lightheaded Lighting | Lightheaded Lighting | L4X-IC*A-*-**-3P1-120 + 4-514-**-**-XTM40-27-9810 | Light Emitting Diode | Inseparable Luminaire | Quick Connect | 0-10 VDC Controls | 51 | 2700 | 0.0002 | 98 | 95 | 450 | 0.96 | Elevated | 50000 |  |  | 99999 | 0.01 | 19 | 19 | 0.02 | 0 | 0 | 0 | 0 | 0 | 0.91 | 0 | 0 | 0 | 0 | 0 | 0.72 | 0 | 0 | 0 | 0 | 0 | True |  | Non Federally-Regulated | 05/08/2017 |  | 01/23/2018
Lightheaded Lighting | Lightheaded Lighting | L4X-IC*A-*-**-3P1-120 + 4-514-**-**-XTM40-30-9810 | Light Emitting Diode | Inseparable Luminaire | Quick Connect | 0-10 VDC Controls | 51 | 3000 | 0.0002 | 98 | 95 | 450 | 0.96 | Elevated | 50000 |  |  | 99999 | 0.01 | 19 | 19 | 0.02 | 0 | 0 | 0 | 0 | 0 | 0.91 | 0 | 0 | 0 | 0 | 0 | 0.72 | 0 | 0 | 0 | 0 | 0 | True |  | Non Federally-Regulated | 05/08/2017 |  | 01/23/2018
Lightheaded Lighting | Lightheaded Lighting | L4X-IC*A-*-**-3P1-120 + 4-514-**-**-XTM40-35-9810 | Light Emitting Diode | Inseparable Luminaire | Quick Connect | 0-10 VDC Controls | 51 | 3500 | 0.0002 | 98 | 95 | 450 | 0.96 | Elevated | 50000 |  |  | 99999 | 0.01 | 19 | 19 | 0.02 | 0 | 0 | 0 | 0 | 0 | 0.91 | 0 | 0 | 0 | 0 | 0 | 0.72 | 0 | 0 | 0 | 0 | 0 | True |  | Non Federally-Regulated | 05/08/2017 |  | 01/23/2018
Lightheaded Lighting | Lightheaded Lighting | L4X-IC*A-*-**-3P1-120 + 4-514-**-**-XTM40-40-9810 | Light Emitting Diode | Inseparable Luminaire | Quick Connect | 0-10 VDC Controls | 51 | 4000 | 0.0002 | 98 | 95 | 450 | 0.96 | Elevated | 50000 |  |  | 99999 | 0.01 | 19 | 19 | 0.02 | 0 | 0 | 0 | 0 | 0 | 0.91 | 0 | 0 | 0 | 0 | 0 | 0.72 | 0 | 0 | 0 | 0 | 0 | True |  | Non Federally-Regulated | 05/08/2017 |  | 01/23/2018
Lightheaded Lighting | Lightheaded Lighting | D4B-IC*A-*-**-3P1-120 + 2-115-*-**-C-BRO20-27-9008 | Light Emitting Diode | Inseparable Luminaire | Quick Connect | 0-10 VDC Controls | 65 | 2700 | 0.0015 | 90 | 50 | 480 | 0.99 | Elevated | 45000 |  |  | 99999 | 0.09 | 20 | 19 | 0.01 | 0 | 0 | 0 | 0 | 0 | 0.31 | 0.28 | 0.22 | 0 | 0 | 0 | 0.29 | 0.27 | 0.19 | 0 | 0 | 0 | True |  | Non Federally-Regulated | 03/28/2017 |  | 01/23/2018
Lightheaded Lighting | Lightheaded Lighting | D4B-IC*A-*-**-3P1-120 + 2-115-*-**-C-BRO20-30-9008 | Light Emitting Diode | Inseparable Luminaire | Quick Connect | 0-10 VDC Controls | 69 | 2700 | 0.0015 | 90 | 50 | 480 | 0.99 | Elevated | 45000 |  |  | 99999 | 0.09 | 20 | 19 | 0.01 | 0 | 0 | 0 | 0 | 0 | 0.31 | 0.28 | 0.22 | 0 | 0 | 0 | 0.29 | 0.27 | 0.19 | 0 | 0 | 0 | True |  | Non Federally-Regulated | 03/28/2017 |  | 01/23/2018
Lightheaded Lighting | Lightheaded Lighting | D4B-IC*A-*-**-3P1-120 + 2-115-*-**-C-BRO28-27-9008 | Light Emitting Diode | Inseparable Luminaire | Quick Connect | 0-10 VDC Controls | 58 | 2700 | 0.0015 | 90 | 50 | 480 | 0.99 | Elevated | 45000 |  |  | 99999 | 0.09 | 20 | 19 | 0.01 | 0 | 0 | 0 | 0 | 0 | 0.31 | 0.28 | 0.22 | 0 | 0 | 0 | 0.29 | 0.27 | 0.19 | 0 | 0 | 0 | True |  | Non Federally-Regulated | 03/28/2017 |  | 01/23/2018
Lightheaded Lighting | Lightheaded Lighting | D4B-IC*A-*-**-3P1-120 + 2-115-*-**-C-BRO28-30-9008 | Light Emitting Diode | Inseparable Luminaire | Quick Connect | 0-10 VDC Controls | 62 | 2700 | 0.0015 | 90 | 50 | 480 | 0.99 | Elevated | 45000 |  |  | 99999 | 0.09 | 20 | 19 | 0.01 | 0 | 0 | 0 | 0 | 0 | 0.31 | 0.28 | 0.22 | 0 | 0 | 0 | 0.29 | 0.27 | 0.19 | 0 | 0 | 0 | True |  | Non Federally-Regulated | 03/28/2017 |  | 01/23/2018
Lightheaded Lighting | Lightheaded Lighting | D4B-IC*A-*-**-3P1-120 + 2-115-*-**-C-BRO40-27-9008 | Light Emitting Diode | Inseparable Luminaire | Quick Connect | 0-10 VDC Controls | 51 | 2700 | 0.0015 | 90 | 50 | 480 | 0.99 | Elevated | 45000 |  |  | 99999 | 0.09 | 20 | 19 | 0.01 | 0 | 0 | 0 | 0 | 0 | 0.31 | 0.28 | 0.22 | 0 | 0 | 0 | 0.29 | 0.27 | 0.19 | 0 | 0 | 0 | True |  | Non Federally-Regulated | 03/28/2017 |  | 01/23/2018
Lightheaded Lighting | Lightheaded Lighting | D4B-IC*A-*-**-3P1-120 + 2-115-*-**-C-BRO40-30-9008 | Light Emitting Diode | Inseparable Luminaire | Quick Connect | 0-10 VDC Controls | 54 | 2700 | 0.0015 | 90 | 50 | 480 | 0.99 | Elevated | 45000 |  |  | 99999 | 0.09 | 20 | 19 | 0.01 | 0 | 0 | 0 | 0 | 0 | 0.31 | 0.28 | 0.22 | 0 | 0 | 0 | 0.29 | 0.27 | 0.19 | 0 | 0 | 0 | True |  | Non Federally-Regulated | 03/28/2017 |  | 01/23/2018
Lightheaded Lighting | Lightheaded Lighting | D4B-IC*A-*-**-3P1-120 + 2-115-*-**-F-BRO40-27-9008 | Light Emitting Diode | Inseparable Luminaire | Quick Connect | 0-10 VDC Controls | 57 | 2700 | 0.0015 | 90 | 50 | 480 | 0.99 | Elevated | 45000 |  |  | 99999 | 0.09 | 20 | 19 | 0.01 | 0 | 0 | 0 | 0 | 0 | 0.31 | 0.28 | 0.22 | 0 | 0 | 0 | 0.29 | 0.27 | 0.19 | 0 | 0 | 0 | True |  | Non Federally-Regulated | 03/28/2017 |  | 01/23/2018
Lightheaded Lighting | Lightheaded Lighting | D4B-IC*A-*-**-3P1-120 + 2-115-*-**-F-BRO40-30-9008 | Light Emitting Diode | Inseparable Luminaire | Quick Connect | 0-10 VDC Controls | 61 | 2700 | 0.0015 | 90 | 50 | 480 | 0.99 | Elevated | 45000 |  |  | 99999 | 0.09 | 20 | 19 | 0.01 | 0 | 0 | 0 | 0 | 0 | 0.31 | 0.28 | 0.22 | 0 | 0 | 0 | 0.29 | 0.27 | 0.19 | 0 | 0 | 0 | True |  | Non Federally-Regulated | 03/28/2017 |  | 01/23/2018
Lightheaded Lighting | Lightheaded Lighting | D4B-IC*A-*-**-3P1-120 + 2-120-*-**-SAS-BRO20-27-9008 | Light Emitting Diode | Inseparable Luminaire | Quick Connect | 0-10 VDC Controls | 58 | 2700 | 0.0015 | 90 | 50 | 480 | 0.99 | Elevated | 45000 |  |  | 99999 | 0.09 | 20 | 19 | 0.01 | 0 | 0 | 0 | 0 | 0 | 0.31 | 0.28 | 0.22 | 0 | 0 | 0 | 0.29 | 0.27 | 0.19 | 0 | 0 | 0 | True |  | Non Federally-Regulated | 03/28/2017 |  | 01/23/2018
Lightheaded Lighting | Lightheaded Lighting | D4B-IC*A-*-**-3P1-120 + 2-120-*-**-SAS-BRO20-30-9008 | Light Emitting Diode | Inseparable Luminaire | Quick Connect | 0-10 VDC Controls | 62 | 2700 | 0.0015 | 90 | 50 | 480 | 0.99 | Elevated | 45000 |  |  | 99999 | 0.09 | 20 | 19 | 0.01 | 0 | 0 | 0 | 0 | 0 | 0.31 | 0.28 | 0.22 | 0 | 0 | 0 | 0.29 | 0.27 | 0.19 | 0 | 0 | 0 | True |  | Non Federally-Regulated | 03/28/2017 |  | 01/23/2018
Lightheaded Lighting | Lightheaded Lighting | D4B-IC*A-*-**-3P1-120 + 2-120-*-**-SAS-BRO28-27-9008 | Light Emitting Diode | Inseparable Luminaire | Quick Connect | 0-10 VDC Controls | 61 | 2700 | 0.0015 | 90 | 50 | 480 | 0.99 | Elevated | 45000 |  |  | 99999 | 0.09 | 20 | 19 | 0.01 | 0 | 0 | 0 | 0 | 0 | 0.31 | 0.28 | 0.22 | 0 | 0 | 0 | 0.29 | 0.27 | 0.19 | 0 | 0 | 0 | True |  | Non Federally-Regulated | 03/28/2017 |  | 01/23/2018
Lightheaded Lighting | Lightheaded Lighting | D4B-IC*A-*-**-3P1-120 + 2-120-*-**-SAS-BRO28-30-9008 | Light Emitting Diode | Inseparable Luminaire | Quick Connect | 0-10 VDC Controls | 65 | 2700 | 0.0015 | 90 | 50 | 480 | 0.99 | Elevated | 45000 |  |  | 99999 | 0.09 | 20 | 19 | 0.01 | 0 | 0 | 0 | 0 | 0 | 0.31 | 0.28 | 0.22 | 0 | 0 | 0 | 0.29 | 0.27 | 0.19 | 0 | 0 | 0 | True |  | Non Federally-Regulated | 03/28/2017 |  | 01/23/2018
Lightheaded Lighting | Lightheaded Lighting | D4B-IC*A-*-**-3P1-120 + 2-120-*-**-SAS-BRO40-27-9008 | Light Emitting Diode | Inseparable Luminaire | Quick Connect | 0-10 VDC Controls | 58 | 2700 | 0.0015 | 90 | 50 | 480 | 0.99 | Elevated | 45000 |  |  | 99999 | 0.09 | 20 | 19 | 0.01 | 0 | 0 | 0 | 0 | 0 | 0.31 | 0.28 | 0.22 | 0 | 0 | 0 | 0.29 | 0.27 | 0.19 | 0 | 0 | 0 | True |  | Non Federally-Regulated | 03/28/2017 |  | 01/23/2018
Lightheaded Lighting | Lightheaded Lighting | D4B-IC*A-*-**-3P1-120 + 2-120-*-**-SAS-BRO40-30-9008 | Light Emitting Diode | Inseparable Luminaire | Quick Connect | 0-10 VDC Controls | 62 | 2700 | 0.0015 | 90 | 50 | 480 | 0.99 | Elevated | 45000 |  |  | 99999 | 0.09 | 20 | 19 | 0.01 | 0 | 0 | 0 | 0 | 0 | 0.31 | 0.28 | 0.22 | 0 | 0 | 0 | 0.29 | 0.27 | 0.19 | 0 | 0 | 0 | True |  | Non Federally-Regulated | 03/28/2017 |  | 01/23/2018
Lightheaded Lighting | Lightheaded Lighting | D4B-IC*A-*-**-3P1-120 + 2-120-*-**-WHO-BRO20-27-9008 | Light Emitting Diode | Inseparable Luminaire | Quick Connect | 0-10 VDC Controls | 58 | 2700 | 0.0015 | 90 | 50 | 480 | 0.99 | Elevated | 45000 |  |  | 99999 | 0.09 | 20 | 19 | 0.01 | 0 | 0 | 0 | 0 | 0 | 0.31 | 0.28 | 0.22 | 0 | 0 | 0 | 0.29 | 0.27 | 0.19 | 0 | 0 | 0 | True |  | Non Federally-Regulated | 03/28/2017 |  | 01/23/2018
Lightheaded Lighting | Lightheaded Lighting | D4B-IC*A-*-**-3P1-120 + 2-120-*-**-WHO-BRO20-30-9008 | Light Emitting Diode | Inseparable Luminaire | Quick Connect | 0-10 VDC Controls | 62 | 2700 | 0.0015 | 90 | 50 | 480 | 0.99 | Elevated | 45000 |  |  | 99999 | 0.09 | 20 | 19 | 0.01 | 0 | 0 | 0 | 0 | 0 | 0.31 | 0.28 | 0.22 | 0 | 0 | 0 | 0.29 | 0.27 | 0.19 | 0 | 0 | 0 | True |  | Non Federally-Regulated | 03/28/2017 |  | 01/23/2018
Lightheaded Lighting | Lightheaded Lighting | D4B-IC*A-*-**-3P1-120 + 2-120-*-**-WHO-BRO28-27-9008 | Light Emitting Diode | Inseparable Luminaire | Quick Connect | 0-10 VDC Controls | 61 | 2700 | 0.0015 | 90 | 50 | 480 | 0.99 | Elevated | 45000 |  |  | 99999 | 0.09 | 20 | 19 | 0.01 | 0 | 0 | 0 | 0 | 0 | 0.31 | 0.28 | 0.22 | 0 | 0 | 0 | 0.29 | 0.27 | 0.19 | 0 | 0 | 0 | True |  | Non Federally-Regulated | 03/28/2017 |  | 01/23/2018
Lightheaded Lighting | Lightheaded Lighting | D4B-IC*A-*-**-3P1-120 + 2-120-*-**-WHO-BRO28-30-9008 | Light Emitting Diode | Inseparable Luminaire | Quick Connect | 0-10 VDC Controls | 65 | 2700 | 0.0015 | 90 | 50 | 480 | 0.99 | Elevated | 45000 |  |  | 99999 | 0.09 | 20 | 19 | 0.01 | 0 | 0 | 0 | 0 | 0 | 0.31 | 0.28 | 0.22 | 0 | 0 | 0 | 0.29 | 0.27 | 0.19 | 0 | 0 | 0 | True |  | Non Federally-Regulated | 03/28/2017 |  | 01/23/2018
Lightheaded Lighting | Lightheaded Lighting | D4B-IC*A-*-**-3P1-120 + 2-120-*-**-WHO-BRO40-27-9008 | Light Emitting Diode | Inseparable Luminaire | Quick Connect | 0-10 VDC Controls | 58 | 2700 | 0.0015 | 90 | 50 | 480 | 0.99 | Elevated | 45000 |  |  | 99999 | 0.09 | 20 | 19 | 0.01 | 0 | 0 | 0 | 0 | 0 | 0.31 | 0.28 | 0.22 | 0 | 0 | 0 | 0.29 | 0.27 | 0.19 | 0 | 0 | 0 | True |  | Non Federally-Regulated | 03/28/2017 |  | 01/23/2018
Lightheaded Lighting | Lightheaded Lighting | D4B-IC*A-*-**-3P1-120 + 2-120-*-**-WHO-BRO40-30-9008 | Light Emitting Diode | Inseparable Luminaire | Quick Connect | 0-10 VDC Controls | 62 | 2700 | 0.0015 | 90 | 50 | 480 | 0.99 | Elevated | 45000 |  |  | 99999 | 0.09 | 20 | 19 | 0.01 | 0 | 0 | 0 | 0 | 0 | 0.31 | 0.28 | 0.22 | 0 | 0 | 0 | 0.29 | 0.27 | 0.19 | 0 | 0 | 0 | True |  | Non Federally-Regulated | 03/28/2017 |  | 01/23/2018
Lightheaded Lighting | Lightheaded Lighting | D4B-IC*A-*-**-3P1-120 + 2-125-*-**-SAS-BRO20-27-9008 | Light Emitting Diode | Inseparable Luminaire | Quick Connect | 0-10 VDC Controls | 61 | 2700 | 0.0015 | 90 | 50 | 480 | 0.99 | Elevated | 45000 |  |  | 99999 | 0.09 | 20 | 19 | 0.01 | 0 | 0 | 0 | 0 | 0 | 0.31 | 0.28 | 0.22 | 0 | 0 | 0 | 0.29 | 0.27 | 0.19 | 0 | 0 | 0 | True |  | Non Federally-Regulated | 03/28/2017 |  | 01/23/2018
Lightheaded Lighting | Lightheaded Lighting | D4B-IC*A-*-**-3P1-120 + 2-125-*-**-SAS-BRO20-30-9008 | Light Emitting Diode | Inseparable Luminaire | Quick Connect | 0-10 VDC Controls | 65 | 2700 | 0.0015 | 90 | 50 | 480 | 0.99 | Elevated | 45000 |  |  | 99999 | 0.09 | 20 | 19 | 0.01 | 0 | 0 | 0 | 0 | 0 | 0.31 | 0.28 | 0.22 | 0 | 0 | 0 | 0.29 | 0.27 | 0.19 | 0 | 0 | 0 | True |  | Non Federally-Regulated | 03/28/2017 |  | 01/23/2018
Lightheaded Lighting | Lightheaded Lighting | D4B-IC*A-*-**-3P1-120 + 2-125-*-**-SAS-BRO28-27-9008 | Light Emitting Diode | Inseparable Luminaire | Quick Connect | 0-10 VDC Controls | 57 | 2700 | 0.0015 | 90 | 50 | 480 | 0.99 | Elevated | 45000 |  |  | 99999 | 0.09 | 20 | 19 | 0.01 | 0 | 0 | 0 | 0 | 0 | 0.31 | 0.28 | 0.22 | 0 | 0 | 0 | 0.29 | 0.27 | 0.19 | 0 | 0 | 0 | True |  | Non Federally-Regulated | 03/28/2017 |  | 01/23/2018
Lightheaded Lighting | Lightheaded Lighting | D4B-IC*A-*-**-3P1-120 + 2-125-*-**-SAS-BRO28-30-9008 | Light Emitting Diode | Inseparable Luminaire | Quick Connect | 0-10 VDC Controls | 60 | 2700 | 0.0015 | 90 | 50 | 480 | 0.99 | Elevated | 45000 |  |  | 99999 | 0.09 | 20 | 19 | 0.01 | 0 | 0 | 0 | 0 | 0 | 0.31 | 0.28 | 0.22 | 0 | 0 | 0 | 0.29 | 0.27 | 0.19 | 0 | 0 | 0 | True |  | Non Federally-Regulated | 03/28/2017 |  | 01/23/2018
Lightheaded Lighting | Lightheaded Lighting | D4B-IC*A-*-**-3P1-120 + 2-125-*-**-SAS-BRO40-27-9008 | Light Emitting Diode | Inseparable Luminaire | Quick Connect | 0-10 VDC Controls | 50 | 2700 | 0.0015 | 90 | 50 | 480 | 0.99 | Elevated | 45000 |  |  | 99999 | 0.09 | 20 | 19 | 0.01 | 0 | 0 | 0 | 0 | 0 | 0.31 | 0.28 | 0.22 | 0 | 0 | 0 | 0.29 | 0.27 | 0.19 | 0 | 0 | 0 | True |  | Non Federally-Regulated | 03/28/2017 |  | 01/23/2018
Lightheaded Lighting | Lightheaded Lighting | D4B-IC*A-*-**-3P1-120 + 2-125-*-**-SAS-BRO40-30-9008 | Light Emitting Diode | Inseparable Luminaire | Quick Connect | 0-10 VDC Controls | 53 | 2700 | 0.0015 | 90 | 50 | 480 | 0.99 | Elevated | 45000 |  |  | 99999 | 0.09 | 20 | 19 | 0.01 | 0 | 0 | 0 | 0 | 0 | 0.31 | 0.28 | 0.22 | 0 | 0 | 0 | 0.29 | 0.27 | 0.19 | 0 | 0 | 0 | True |  | Non Federally-Regulated | 03/28/2017 |  | 01/23/2018
Lightheaded Lighting | Lightheaded Lighting | D4B-IC*A-*-**-3P1-120 + 2-125-*-**-WHO-BRO20-27-9008 | Light Emitting Diode | Inseparable Luminaire | Quick Connect | 0-10 VDC Controls | 61 | 2700 | 0.0015 | 90 | 50 | 480 | 0.99 | Elevated | 45000 |  |  | 99999 | 0.09 | 20 | 19 | 0.01 | 0 | 0 | 0 | 0 | 0 | 0.31 | 0.28 | 0.22 | 0 | 0 | 0 | 0.29 | 0.27 | 0.19 | 0 | 0 | 0 | True |  | Non Federally-Regulated | 03/28/2017 |  | 01/23/2018
Lightheaded Lighting | Lightheaded Lighting | D4B-IC*A-*-**-3P1-120 + 2-125-*-**-WHO-BRO20-30-9008 | Light Emitting Diode | Inseparable Luminaire | Quick Connect | 0-10 VDC Controls | 65 | 2700 | 0.0015 | 90 | 50 | 480 | 0.99 | Elevated | 45000 |  |  | 99999 | 0.09 | 20 | 19 | 0.01 | 0 | 0 | 0 | 0 | 0 | 0.31 | 0.28 | 0.22 | 0 | 0 | 0 | 0.29 | 0.27 | 0.19 | 0 | 0 | 0 | True |  | Non Federally-Regulated | 03/28/2017 |  | 01/23/2018
Lightheaded Lighting | Lightheaded Lighting | D4B-IC*A-*-**-3P1-120 + 2-125-*-**-WHO-BRO28-27-9008 | Light Emitting Diode | Inseparable Luminaire | Quick Connect | 0-10 VDC Controls | 57 | 2700 | 0.0015 | 90 | 50 | 480 | 0.99 | Elevated | 45000 |  |  | 99999 | 0.09 | 20 | 19 | 0.01 | 0 | 0 | 0 | 0 | 0 | 0.31 | 0.28 | 0.22 | 0 | 0 | 0 | 0.29 | 0.27 | 0.19 | 0 | 0 | 0 | True |  | Non Federally-Regulated | 03/28/2017 |  | 01/23/2018
Lightheaded Lighting | Lightheaded Lighting | D4B-IC*A-*-**-3P1-120 + 2-125-*-**-WHO-BRO28-30-9008 | Light Emitting Diode | Inseparable Luminaire | Quick Connect | 0-10 VDC Controls | 60 | 2700 | 0.0015 | 90 | 50 | 480 | 0.99 | Elevated | 45000 |  |  | 99999 | 0.09 | 20 | 19 | 0.01 | 0 | 0 | 0 | 0 | 0 | 0.31 | 0.28 | 0.22 | 0 | 0 | 0 | 0.29 | 0.27 | 0.19 | 0 | 0 | 0 | True |  | Non Federally-Regulated | 03/28/2017 |  | 01/23/2018
Lightheaded Lighting | Lightheaded Lighting | D4B-IC*A-*-**-3P1-120 + 2-125-*-**-WHO-BRO40-27-9008 | Light Emitting Diode | Inseparable Luminaire | Quick Connect | 0-10 VDC Controls | 50 | 2700 | 0.0015 | 90 | 50 | 480 | 0.99 | Elevated | 45000 |  |  | 99999 | 0.09 | 20 | 19 | 0.01 | 0 | 0 | 0 | 0 | 0 | 0.31 | 0.28 | 0.22 | 0 | 0 | 0 | 0.29 | 0.27 | 0.19 | 0 | 0 | 0 | True |  | Non Federally-Regulated | 03/28/2017 |  | 01/23/2018
Lightheaded Lighting | Lightheaded Lighting | D4B-IC*A-*-**-3P1-120 + 2-125-*-**-WHO-BRO40-30-9008 | Light Emitting Diode | Inseparable Luminaire | Quick Connect | 0-10 VDC Controls | 53 | 2700 | 0.0015 | 90 | 50 | 480 | 0.99 | Elevated | 45000 |  |  | 99999 | 0.09 | 20 | 19 | 0.01 | 0 | 0 | 0 | 0 | 0 | 0.31 | 0.28 | 0.22 | 0 | 0 | 0 | 0.29 | 0.27 | 0.19 | 0 | 0 | 0 | True |  | Non Federally-Regulated | 03/28/2017 |  | 01/23/2018
Lightheaded Lighting | Lightheaded Lighting | D4B-IC*A-*-**-3P1-120 + 2-167-*-**-BRO20-27-9008 | Light Emitting Diode | Inseparable Luminaire | Quick Connect | 0-10 VDC Controls | 58 | 2700 | 0.0015 | 90 | 50 | 480 | 0.99 | Elevated | 45000 |  |  | 99999 | 0.09 | 20 | 19 | 0.01 | 0 | 0 | 0 | 0 | 0 | 0.31 | 0.28 | 0.22 | 0 | 0 | 0 | 0.29 | 0.27 | 0.19 | 0 | 0 | 0 | True |  | Non Federally-Regulated | 03/28/2017 |  | 01/23/2018
Lightheaded Lighting | Lightheaded Lighting | D4B-IC*A-*-**-3P1-120 + 2-167-*-**-BRO20-30-9008 | Light Emitting Diode | Inseparable Luminaire | Quick Connect | 0-10 VDC Controls | 62 | 2700 | 0.0015 | 90 | 50 | 480 | 0.99 | Elevated | 45000 |  |  | 99999 | 0.09 | 20 | 19 | 0.01 | 0 | 0 | 0 | 0 | 0 | 0.31 | 0.28 | 0.22 | 0 | 0 | 0 | 0.29 | 0.27 | 0.19 | 0 | 0 | 0 | True |  | Non Federally-Regulated | 03/28/2017 |  | 01/23/2018
Lightheaded Lighting | Lightheaded Lighting | D4B-IC*A-*-**-3P1-120 + 2-167-*-**-BRO28-27-9008 | Light Emitting Diode | Inseparable Luminaire | Quick Connect | 0-10 VDC Controls | 61 | 2700 | 0.0015 | 90 | 50 | 480 | 0.99 | Elevated | 45000 |  |  | 99999 | 0.09 | 20 | 19 | 0.01 | 0 | 0 | 0 | 0 | 0 | 0.31 | 0.28 | 0.22 | 0 | 0 | 0 | 0.29 | 0.27 | 0.19 | 0 | 0 | 0 | True |  | Non Federally-Regulated | 03/28/2017 |  | 01/23/2018
Lightheaded Lighting | Lightheaded Lighting | D4B-IC*A-*-**-3P1-120 + 2-167-*-**-BRO28-30-9008 | Light Emitting Diode | Inseparable Luminaire | Quick Connect | 0-10 VDC Controls | 65 | 2700 | 0.0015 | 90 | 50 | 480 | 0.99 | Elevated | 45000 |  |  | 99999 | 0.09 | 20 | 19 | 0.01 | 0 | 0 | 0 | 0 | 0 | 0.31 | 0.28 | 0.22 | 0 | 0 | 0 | 0.29 | 0.27 | 0.19 | 0 | 0 | 0 | True |  | Non Federally-Regulated | 03/28/2017 |  | 01/23/2018
Lightheaded Lighting | Lightheaded Lighting | D4B-IC*A-*-**-3P1-120 + 2-167-*-**-BRO40-27-9008 | Light Emitting Diode | Inseparable Luminaire | Quick Connect | 0-10 VDC Controls | 53 | 2700 | 0.0015 | 90 | 50 | 480 | 0.99 | Elevated | 45000 |  |  | 99999 | 0.09 | 20 | 19 | 0.01 | 0 | 0 | 0 | 0 | 0 | 0.31 | 0.28 | 0.22 | 0 | 0 | 0 | 0.29 | 0.27 | 0.19 | 0 | 0 | 0 | True |  | Non Federally-Regulated | 03/28/2017 |  | 01/23/2018
Lightheaded Lighting | Lightheaded Lighting | D4B-IC*A-*-**-3P1-120 + 2-167-*-**-BRO40-30-9008 | Light Emitting Diode | Inseparable Luminaire | Quick Connect | 0-10 VDC Controls | 56 | 2700 | 0.0015 | 90 | 50 | 480 | 0.99 | Elevated | 45000 |  |  | 99999 | 0.09 | 20 | 19 | 0.01 | 0 | 0 | 0 | 0 | 0 | 0.31 | 0.28 | 0.22 | 0 | 0 | 0 | 0.29 | 0.27 | 0.19 | 0 | 0 | 0 | True |  | Non Federally-Regulated | 03/28/2017 |  | 01/23/2018
Lightheaded Lighting | Lightheaded Lighting | D4B-IC*A-*-**-3P1-120 + 2-500-*-**-BRO20-27-9008 | Light Emitting Diode | Inseparable Luminaire | Quick Connect | 0-10 VDC Controls | 58 | 2700 | 0.0015 | 90 | 50 | 480 | 0.99 | Elevated | 45000 |  |  | 99999 | 0.09 | 20 | 19 | 0.01 | 0 | 0 | 0 | 0 | 0 | 0.31 | 0.28 | 0.22 | 0 | 0 | 0 | 0.29 | 0.27 | 0.19 | 0 | 0 | 0 | True |  | Non Federally-Regulated | 03/28/2017 |  | 01/23/2018
Lightheaded Lighting | Lightheaded Lighting | D4B-IC*A-*-**-3P1-120 + 2-500-*-**-BRO20-30-9008 | Light Emitting Diode | Inseparable Luminaire | Quick Connect | 0-10 VDC Controls | 62 | 2700 | 0.0015 | 90 | 50 | 480 | 0.99 | Elevated | 45000 |  |  | 99999 | 0.09 | 20 | 19 | 0.01 | 0 | 0 | 0 | 0 | 0 | 0.31 | 0.28 | 0.22 | 0 | 0 | 0 | 0.29 | 0.27 | 0.19 | 0 | 0 | 0 | True |  | Non Federally-Regulated | 03/28/2017 |  | 01/23/2018
Lightheaded Lighting | Lightheaded Lighting | D4B-IC*A-*-**-3P1-120 + 2-500-*-**-BRO28-27-9008 | Light Emitting Diode | Inseparable Luminaire | Quick Connect | 0-10 VDC Controls | 55 | 2700 | 0.0015 | 90 | 50 | 480 | 0.99 | Elevated | 45000 |  |  | 99999 | 0.09 | 20 | 19 | 0.01 | 0 | 0 | 0 | 0 | 0 | 0.31 | 0.28 | 0.22 | 0 | 0 | 0 | 0.29 | 0.27 | 0.19 | 0 | 0 | 0 | True |  | Non Federally-Regulated | 03/28/2017 |  | 01/23/2018
Lightheaded Lighting | Lightheaded Lighting | D4B-IC*A-*-**-3P1-120 + 2-500-*-**-BRO28-30-9008 | Light Emitting Diode | Inseparable Luminaire | Quick Connect | 0-10 VDC Controls | 58 | 2700 | 0.0015 | 90 | 50 | 480 | 0.99 | Elevated | 45000 |  |  | 99999 | 0.09 | 20 | 19 | 0.01 | 0 | 0 | 0 | 0 | 0 | 0.31 | 0.28 | 0.22 | 0 | 0 | 0 | 0.29 | 0.27 | 0.19 | 0 | 0 | 0 | True |  | Non Federally-Regulated | 03/28/2017 |  | 01/23/2018
Lightheaded Lighting | Lightheaded Lighting | D4B-IC*A-*-**-3P1-120 + 2-500-*-**-BRO40-27-9008 | Light Emitting Diode | Inseparable Luminaire | Quick Connect | 0-10 VDC Controls | 55 | 2700 | 0.0015 | 90 | 50 | 480 | 0.99 | Elevated | 45000 |  |  | 99999 | 0.09 | 20 | 19 | 0.01 | 0 | 0 | 0 | 0 | 0 | 0.31 | 0.28 | 0.22 | 0 | 0 | 0 | 0.29 | 0.27 | 0.19 | 0 | 0 | 0 | True |  | Non Federally-Regulated | 03/28/2017 |  | 01/23/2018
Lightheaded Lighting | Lightheaded Lighting | D4B-IC*A-*-**-3P1-120 + 2-500-*-**-BRO40-30-9008 | Light Emitting Diode | Inseparable Luminaire | Quick Connect | 0-10 VDC Controls | 59 | 2700 | 0.0015 | 90 | 50 | 480 | 0.99 | Elevated | 45000 |  |  | 99999 | 0.09 | 20 | 19 | 0.01 | 0 | 0 | 0 | 0 | 0 | 0.31 | 0.28 | 0.22 | 0 | 0 | 0 | 0.29 | 0.27 | 0.19 | 0 | 0 | 0 | True |  | Non Federally-Regulated | 03/28/2017 |  | 01/23/2018
Lightheaded Lighting | Lightheaded Lighting | D4B-IC*A-*-**-3P1-120 + 2-520-*-**-SAS-BRO20-27-9008 | Light Emitting Diode | Inseparable Luminaire | Quick Connect | 0-10 VDC Controls | 48 | 2700 | 0.0015 | 90 | 50 | 480 | 0.99 | Elevated | 45000 |  |  | 99999 | 0.09 | 20 | 19 | 0.01 | 0 | 0 | 0 | 0 | 0 | 0.31 | 0.28 | 0.22 | 0 | 0 | 0 | 0.29 | 0.27 | 0.19 | 0 | 0 | 0 | True |  | Non Federally-Regulated | 03/28/2017 |  | 01/23/2018
Lightheaded Lighting | Lightheaded Lighting | D4B-IC*A-*-**-3P1-120 + 2-520-*-**-SAS-BRO20-30-9008 | Light Emitting Diode | Inseparable Luminaire | Quick Connect | 0-10 VDC Controls | 51 | 2700 | 0.0015 | 90 | 50 | 480 | 0.99 | Elevated | 45000 |  |  | 99999 | 0.09 | 20 | 19 | 0.01 | 0 | 0 | 0 | 0 | 0 | 0.31 | 0.28 | 0.22 | 0 | 0 | 0 | 0.29 | 0.27 | 0.19 | 0 | 0 | 0 | True |  | Non Federally-Regulated | 03/28/2017 |  | 01/23/2018
Lightheaded Lighting | Lightheaded Lighting | D4B-IC*A-*-**-3P1-120 + 2-520-*-**-SAS-BRO28-27-9008 | Light Emitting Diode | Inseparable Luminaire | Quick Connect | 0-10 VDC Controls | 46 | 2700 | 0.0015 | 90 | 50 | 480 | 0.99 | Elevated | 45000 |  |  | 99999 | 0.09 | 20 | 19 | 0.01 | 0 | 0 | 0 | 0 | 0 | 0.31 | 0.28 | 0.22 | 0 | 0 | 0 | 0.29 | 0.27 | 0.19 | 0 | 0 | 0 | True |  | Non Federally-Regulated | 03/28/2017 |  | 01/23/2018
Lightheaded Lighting | Lightheaded Lighting | D4B-IC*A-*-**-3P1-120 + 2-520-*-**-SAS-BRO28-30-9008 | Light Emitting Diode | Inseparable Luminaire | Quick Connect | 0-10 VDC Controls | 49 | 2700 | 0.0015 | 90 | 50 | 480 | 0.99 | Elevated | 45000 |  |  | 99999 | 0.09 | 20 | 19 | 0.01 | 0 | 0 | 0 | 0 | 0 | 0.31 | 0.28 | 0.22 | 0 | 0 | 0 | 0.29 | 0.27 | 0.19 | 0 | 0 | 0 | True |  | Non Federally-Regulated | 03/28/2017 |  | 01/23/2018
Lightheaded Lighting | Lightheaded Lighting | D4B-IC*A-*-**-3P1-120 + 2-520-*-**-SAS-BRO40-27-9008 | Light Emitting Diode | Inseparable Luminaire | Quick Connect | 0-10 VDC Controls | 52 | 2700 | 0.0015 | 90 | 50 | 480 | 0.99 | Elevated | 45000 |  |  | 99999 | 0.09 | 20 | 19 | 0.01 | 0 | 0 | 0 | 0 | 0 | 0.31 | 0.28 | 0.22 | 0 | 0 | 0 | 0.29 | 0.27 | 0.19 | 0 | 0 | 0 | True |  | Non Federally-Regulated | 03/28/2017 |  | 01/23/2018
Lightheaded Lighting | Lightheaded Lighting | D4B-IC*A-*-**-3P1-120 + 2-520-*-**-SAS-BRO40-30-9008 | Light Emitting Diode | Inseparable Luminaire | Quick Connect | 0-10 VDC Controls | 55 | 2700 | 0.0015 | 90 | 50 | 480 | 0.99 | Elevated | 45000 |  |  | 99999 | 0.09 | 20 | 19 | 0.01 | 0 | 0 | 0 | 0 | 0 | 0.31 | 0.28 | 0.22 | 0 | 0 | 0 | 0.29 | 0.27 | 0.19 | 0 | 0 | 0 | True |  | Non Federally-Regulated | 03/28/2017 |  | 01/23/2018
Lightheaded Lighting | Lightheaded Lighting | D4B-IC*A-*-**-3P1-120 + 2-520-*-**-WHO-BRO20-27-9008 | Light Emitting Diode | Inseparable Luminaire | Quick Connect | 0-10 VDC Controls | 48 | 2700 | 0.0015 | 90 | 50 | 480 | 0.99 | Elevated | 45000 |  |  | 99999 | 0.09 | 20 | 19 | 0.01 | 0 | 0 | 0 | 0 | 0 | 0.31 | 0.28 | 0.22 | 0 | 0 | 0 | 0.29 | 0.27 | 0.19 | 0 | 0 | 0 | True |  | Non Federally-Regulated | 03/28/2017 |  | 01/23/2018
Lightheaded Lighting | Lightheaded Lighting | D4B-IC*A-*-**-3P1-120 + 2-520-*-**-WHO-BRO20-30-9008 | Light Emitting Diode | Inseparable Luminaire | Quick Connect | 0-10 VDC Controls | 51 | 2700 | 0.0015 | 90 | 50 | 480 | 0.99 | Elevated | 45000 |  |  | 99999 | 0.09 | 20 | 19 | 0.01 | 0 | 0 | 0 | 0 | 0 | 0.31 | 0.28 | 0.22 | 0 | 0 | 0 | 0.29 | 0.27 | 0.19 | 0 | 0 | 0 | True |  | Non Federally-Regulated | 03/28/2017 |  | 01/23/2018
Lightheaded Lighting | Lightheaded Lighting | D4B-IC*A-*-**-3P1-120 + 2-520-*-**-WHO-BRO28-27-9008 | Light Emitting Diode | Inseparable Luminaire | Quick Connect | 0-10 VDC Controls | 46 | 2700 | 0.0015 | 90 | 50 | 480 | 0.99 | Elevated | 45000 |  |  | 99999 | 0.09 | 20 | 19 | 0.01 | 0 | 0 | 0 | 0 | 0 | 0.31 | 0.28 | 0.22 | 0 | 0 | 0 | 0.29 | 0.27 | 0.19 | 0 | 0 | 0 | True |  | Non Federally-Regulated | 03/28/2017 |  | 01/23/2018
Lightheaded Lighting | Lightheaded Lighting | D4B-IC*A-*-**-3P1-120 + 2-520-*-**-WHO-BRO28-30-9008 | Light Emitting Diode | Inseparable Luminaire | Quick Connect | 0-10 VDC Controls | 49 | 2700 | 0.0015 | 90 | 50 | 480 | 0.99 | Elevated | 45000 |  |  | 99999 | 0.09 | 20 | 19 | 0.01 | 0 | 0 | 0 | 0 | 0 | 0.31 | 0.28 | 0.22 | 0 | 0 | 0 | 0.29 | 0.27 | 0.19 | 0 | 0 | 0 | True |  | Non Federally-Regulated | 03/28/2017 |  | 01/23/2018
Lightheaded Lighting | Lightheaded Lighting | D4B-IC*A-*-**-3P1-120 + 2-520-*-**-WHO-BRO40-27-9008 | Light Emitting Diode | Inseparable Luminaire | Quick Connect | 0-10 VDC Controls | 52 | 2700 | 0.0015 | 90 | 50 | 480 | 0.99 | Elevated | 45000 |  |  | 99999 | 0.09 | 20 | 19 | 0.01 | 0 | 0 | 0 | 0 | 0 | 0.31 | 0.28 | 0.22 | 0 | 0 | 0 | 0.29 | 0.27 | 0.19 | 0 | 0 | 0 | True |  | Non Federally-Regulated | 03/28/2017 |  | 01/23/2018
Lightheaded Lighting | Lightheaded Lighting | D4B-IC*A-*-**-3P1-120 + 2-520-*-**-WHO-BRO40-30-9008 | Light Emitting Diode | Inseparable Luminaire | Quick Connect | 0-10 VDC Controls | 55 | 2700 | 0.0015 | 90 | 50 | 480 | 0.99 | Elevated | 45000 |  |  | 99999 | 0.09 | 20 | 19 | 0.01 | 0 | 0 | 0 | 0 | 0 | 0.31 | 0.28 | 0.22 | 0 | 0 | 0 | 0.29 | 0.27 | 0.19 | 0 | 0 | 0 | True |  | Non Federally-Regulated | 03/28/2017 |  | 01/23/2018
Lightheaded Lighting | Lightheaded Lighting | D4B-IC*A-*-**-3P1-120 + 2-550-*-**-C-BRO20-27-9008 | Light Emitting Diode | Inseparable Luminaire | Quick Connect | 0-10 VDC Controls | 56 | 2700 | 0.0015 | 90 | 50 | 480 | 0.99 | Elevated | 45000 |  |  | 99999 | 0.09 | 20 | 19 | 0.01 | 0 | 0 | 0 | 0 | 0 | 0.31 | 0.28 | 0.22 | 0 | 0 | 0 | 0.29 | 0.27 | 0.19 | 0 | 0 | 0 | True |  | Non Federally-Regulated | 03/28/2017 |  | 01/23/2018
Lightheaded Lighting | Lightheaded Lighting | D4B-IC*A-*-**-3P1-120 + 2-550-*-**-C-BRO20-30-9008 | Light Emitting Diode | Inseparable Luminaire | Quick Connect | 0-10 VDC Controls | 59 | 2700 | 0.0015 | 90 | 50 | 480 | 0.99 | Elevated | 45000 |  |  | 99999 | 0.09 | 20 | 19 | 0.01 | 0 | 0 | 0 | 0 | 0 | 0.31 | 0.28 | 0.22 | 0 | 0 | 0 | 0.29 | 0.27 | 0.19 | 0 | 0 | 0 | True |  | Non Federally-Regulated | 03/28/2017 |  | 01/23/2018
Lightheaded Lighting | Lightheaded Lighting | D4B-IC*A-*-**-3P1-120 + 2-550-*-**-C-BRO28-27-9008 | Light Emitting Diode | Inseparable Luminaire | Quick Connect | 0-10 VDC Controls | 50 | 2700 | 0.0015 | 90 | 50 | 480 | 0.99 | Elevated | 45000 |  |  | 99999 | 0.09 | 20 | 19 | 0.01 | 0 | 0 | 0 | 0 | 0 | 0.31 | 0.28 | 0.22 | 0 | 0 | 0 | 0.29 | 0.27 | 0.19 | 0 | 0 | 0 | True |  | Non Federally-Regulated | 03/28/2017 |  | 01/23/2018
Lightheaded Lighting | Lightheaded Lighting | D4B-IC*A-*-**-3P1-120 + 2-550-*-**-C-BRO28-30-9008 | Light Emitting Diode | Inseparable Luminaire | Quick Connect | 0-10 VDC Controls | 53 | 2700 | 0.0015 | 90 | 50 | 480 | 0.99 | Elevated | 45000 |  |  | 99999 | 0.09 | 20 | 19 | 0.01 | 0 | 0 | 0 | 0 | 0 | 0.31 | 0.28 | 0.22 | 0 | 0 | 0 | 0.29 | 0.27 | 0.19 | 0 | 0 | 0 | True |  | Non Federally-Regulated | 03/28/2017 |  | 01/23/2018
Lightheaded Lighting | Lightheaded Lighting | D4B-IC*A-*-**-3P1-120 + 2-550-*-**-C-BRO40-27-9008 | Light Emitting Diode | Inseparable Luminaire | Quick Connect | 0-10 VDC Controls | 52 | 2700 | 0.0015 | 90 | 50 | 480 | 0.99 | Elevated | 45000 |  |  | 99999 | 0.09 | 20 | 19 | 0.01 | 0 | 0 | 0 | 0 | 0 | 0.31 | 0.28 | 0.22 | 0 | 0 | 0 | 0.29 | 0.27 | 0.19 | 0 | 0 | 0 | True |  | Non Federally-Regulated | 03/28/2017 |  | 01/23/2018
Lightheaded Lighting | Lightheaded Lighting | D4B-IC*A-*-**-3P1-120 + 2-550-*-**-C-BRO40-30-9008 | Light Emitting Diode | Inseparable Luminaire | Quick Connect | 0-10 VDC Controls | 56 | 2700 | 0.0015 | 90 | 50 | 480 | 0.99 | Elevated | 45000 |  |  | 99999 | 0.09 | 20 | 19 | 0.01 | 0 | 0 | 0 | 0 | 0 | 0.31 | 0.28 | 0.22 | 0 | 0 | 0 | 0.29 | 0.27 | 0.19 | 0 | 0 | 0 | True |  | Non Federally-Regulated | 03/28/2017 |  | 01/23/2018
Lightheaded Lighting | Lightheaded Lighting | D4B-IC*A-*-**-3P1-120 + 2-580-*-**-BRO20-27-9008 | Light Emitting Diode | Inseparable Luminaire | Quick Connect | 0-10 VDC Controls | 49 | 2700 | 0.0015 | 90 | 50 | 480 | 0.99 | Elevated | 45000 |  |  | 99999 | 0.09 | 20 | 19 | 0.01 | 0 | 0 | 0 | 0 | 0 | 0.31 | 0.28 | 0.22 | 0 | 0 | 0 | 0.29 | 0.27 | 0.19 | 0 | 0 | 0 | True |  | Non Federally-Regulated | 03/28/2017 |  | 01/23/2018
Lightheaded Lighting | Lightheaded Lighting | D4B-IC*A-*-**-3P1-120 + 2-580-*-**-BRO20-30-9008 | Light Emitting Diode | Inseparable Luminaire | Quick Connect | 0-10 VDC Controls | 52 | 2700 | 0.0015 | 90 | 50 | 480 | 0.99 | Elevated | 45000 |  |  | 99999 | 0.09 | 20 | 19 | 0.01 | 0 | 0 | 0 | 0 | 0 | 0.31 | 0.28 | 0.22 | 0 | 0 | 0 | 0.29 | 0.27 | 0.19 | 0 | 0 | 0 | True |  | Non Federally-Regulated | 03/28/2017 |  | 01/23/2018
Lightheaded Lighting | Lightheaded Lighting | D4B-IC*A-*-**-3P1-120 + 2-597-*-**-BRO20-27-9008 | Light Emitting Diode | Inseparable Luminaire | Quick Connect | 0-10 VDC Controls | 49 | 2700 | 0.0015 | 90 | 50 | 480 | 0.99 | Elevated | 45000 |  |  | 99999 | 0.09 | 20 | 19 | 0.01 | 0 | 0 | 0 | 0 | 0 | 0.31 | 0.28 | 0.22 | 0 | 0 | 0 | 0.29 | 0.27 | 0.19 | 0 | 0 | 0 | True |  | Non Federally-Regulated | 03/28/2017 |  | 01/23/2018
Lightheaded Lighting | Lightheaded Lighting | D4B-IC*A-*-**-3P1-120 + 2-597-*-**-BRO20-30-9008 | Light Emitting Diode | Inseparable Luminaire | Quick Connect | 0-10 VDC Controls | 52 | 2700 | 0.0015 | 90 | 50 | 480 | 0.99 | Elevated | 45000 |  |  | 99999 | 0.09 | 20 | 19 | 0.01 | 0 | 0 | 0 | 0 | 0 | 0.31 | 0.28 | 0.22 | 0 | 0 | 0 | 0.29 | 0.27 | 0.19 | 0 | 0 | 0 | True |  | Non Federally-Regulated | 03/28/2017 |  | 01/23/2018
Lightheaded Lighting | Lightheaded Lighting | L4B-IC*A-*-**-3P1-120 + 4-124-**-**-**-GSL-BRO20-27-9008 | Light Emitting Diode | Inseparable Luminaire | Quick Connect | 0-10 VDC Controls | 47 | 2700 | 0.0015 | 90 | 50 | 480 | 0.99 | Elevated | 45000 |  |  | 99999 | 0.09 | 20 | 19 | 0.01 | 0 | 0 | 0 | 0 | 0 | 0.31 | 0.28 | 0.22 | 0 | 0 | 0 | 0.29 | 0.27 | 0.19 | 0 | 0 | 0 | True |  | Non Federally-Regulated | 11/01/2017 |  | 01/24/2018
Lightheaded Lighting | Lightheaded Lighting | L4B-IC*A-*-**-3P1-120 + 4-124-**-**-**-GSL-BRO20-30-9008 | Light Emitting Diode | Inseparable Luminaire | Quick Connect | 0-10 VDC Controls | 47 | 3000 | 0.0015 | 90 | 50 | 480 | 0.99 | Elevated | 45000 |  |  | 99999 | 0.09 | 20 | 19 | 0.01 | 0 | 0 | 0 | 0 | 0 | 0.31 | 0.28 | 0.22 | 0 | 0 | 0 | 0.29 | 0.27 | 0.19 | 0 | 0 | 0 | True |  | Non Federally-Regulated | 11/01/2017 |  | 01/24/2018
Lightheaded Lighting | Lightheaded Lighting | L4B-IC*A-*-**-3P1-120 + 4-124-**-**-**-GSL-BRO28-27-9008 | Light Emitting Diode | Inseparable Luminaire | Quick Connect | 0-10 VDC Controls | 47 | 2700 | 0.0015 | 90 | 50 | 480 | 0.99 | Elevated | 45000 |  |  | 99999 | 0.09 | 20 | 19 | 0.01 | 0 | 0 | 0 | 0 | 0 | 0.31 | 0.28 | 0.22 | 0 | 0 | 0 | 0.29 | 0.27 | 0.19 | 0 | 0 | 0 | True |  | Non Federally-Regulated | 11/01/2017 |  | 01/24/2018
Lightheaded Lighting | Lightheaded Lighting | L4B-IC*A-*-**-3P1-120 + 4-124-**-**-**-GSL-BRO28-30-9008 | Light Emitting Diode | Inseparable Luminaire | Quick Connect | 0-10 VDC Controls | 47 | 3000 | 0.0015 | 90 | 50 | 480 | 0.99 | Elevated | 45000 |  |  | 99999 | 0.09 | 20 | 19 | 0.01 | 0 | 0 | 0 | 0 | 0 | 0.31 | 0.28 | 0.22 | 0 | 0 | 0 | 0.29 | 0.27 | 0.19 | 0 | 0 | 0 | True |  | Non Federally-Regulated | 11/01/2017 |  | 01/24/2018
Lightheaded Lighting | Lightheaded Lighting | L4B-IC*A-*-**-3P1-120 + 4-124-**-**-**-GSL-BRO40-27-9008 | Light Emitting Diode | Inseparable Luminaire | Quick Connect | 0-10 VDC Controls | 47 | 2700 | 0.0015 | 90 | 50 | 480 | 0.99 | Elevated | 45000 |  |  | 99999 | 0.09 | 20 | 19 | 0.01 | 0 | 0 | 0 | 0 | 0 | 0.31 | 0.28 | 0.22 | 0 | 0 | 0 | 0.29 | 0.27 | 0.19 | 0 | 0 | 0 | True |  | Non Federally-Regulated | 11/01/2017 |  | 01/24/2018
Lightheaded Lighting | Lightheaded Lighting | L4B-IC*A-*-**-3P1-120 + 4-124-**-**-**-GSL-BRO40-30-9008 | Light Emitting Diode | Inseparable Luminaire | Quick Connect | 0-10 VDC Controls | 47 | 3000 | 0.0015 | 90 | 50 | 480 | 0.99 | Elevated | 45000 |  |  | 99999 | 0.09 | 20 | 19 | 0.01 | 0 | 0 | 0 | 0 | 0 | 0.31 | 0.28 | 0.22 | 0 | 0 | 0 | 0.29 | 0.27 | 0.19 | 0 | 0 | 0 | True |  | Non Federally-Regulated | 11/01/2017 |  | 01/24/2018
Lightheaded Lighting | Lightheaded Lighting | L4B-IC*A-*-**-3P1-120 + 4-164-**-**-**-GSL-BRO20-27-9008 | Light Emitting Diode | Inseparable Luminaire | Quick Connect | 0-10 VDC Controls | 47 | 2700 | 0.0015 | 90 | 50 | 480 | 0.99 | Elevated | 45000 |  |  | 99999 | 0.09 | 20 | 19 | 0.01 | 0 | 0 | 0 | 0 | 0 | 0.31 | 0.28 | 0.22 | 0 | 0 | 0 | 0.29 | 0.27 | 0.19 | 0 | 0 | 0 | True |  | Non Federally-Regulated | 11/01/2017 |  | 01/24/2018
Lightheaded Lighting | Lightheaded Lighting | L4B-IC*A-*-**-3P1-120 + 4-164-**-**-**-GSL-BRO20-30-9008 | Light Emitting Diode | Inseparable Luminaire | Quick Connect | 0-10 VDC Controls | 47 | 3000 | 0.0015 | 90 | 50 | 480 | 0.99 | Elevated | 45000 |  |  | 99999 | 0.09 | 20 | 19 | 0.01 | 0 | 0 | 0 | 0 | 0 | 0.31 | 0.28 | 0.22 | 0 | 0 | 0 | 0.29 | 0.27 | 0.19 | 0 | 0 | 0 | True |  | Non Federally-Regulated | 11/01/2017 |  | 01/24/2018
Lightheaded Lighting | Lightheaded Lighting | L4B-IC*A-*-**-3P1-120 + 4-164-**-**-**-GSL-BRO28-27-9008 | Light Emitting Diode | Inseparable Luminaire | Quick Connect | 0-10 VDC Controls | 47 | 2700 | 0.0015 | 90 | 50 | 480 | 0.99 | Elevated | 45000 |  |  | 99999 | 0.09 | 20 | 19 | 0.01 | 0 | 0 | 0 | 0 | 0 | 0.31 | 0.28 | 0.22 | 0 | 0 | 0 | 0.29 | 0.27 | 0.19 | 0 | 0 | 0 | True |  | Non Federally-Regulated | 11/01/2017 |  | 01/24/2018
Lightheaded Lighting | Lightheaded Lighting | L4B-IC*A-*-**-3P1-120 + 4-164-**-**-**-GSL-BRO28-30-9008 | Light Emitting Diode | Inseparable Luminaire | Quick Connect | 0-10 VDC Controls | 47 | 3000 | 0.0015 | 90 | 50 | 480 | 0.99 | Elevated | 45000 |  |  | 99999 | 0.09 | 20 | 19 | 0.01 | 0 | 0 | 0 | 0 | 0 | 0.31 | 0.28 | 0.22 | 0 | 0 | 0 | 0.29 | 0.27 | 0.19 | 0 | 0 | 0 | True |  | Non Federally-Regulated | 11/01/2017 |  | 01/24/2018
Lightheaded Lighting | Lightheaded Lighting | L4B-IC*A-*-**-3P1-120 + 4-164-**-**-**-GSL-BRO40-27-9008 | Light Emitting Diode | Inseparable Luminaire | Quick Connect | 0-10 VDC Controls | 47 | 2700 | 0.0015 | 90 | 50 | 480 | 0.99 | Elevated | 45000 |  |  | 99999 | 0.09 | 20 | 19 | 0.01 | 0 | 0 | 0 | 0 | 0 | 0.31 | 0.28 | 0.22 | 0 | 0 | 0 | 0.29 | 0.27 | 0.19 | 0 | 0 | 0 | True |  | Non Federally-Regulated | 11/01/2017 |  | 01/24/2018
Lightheaded Lighting | Lightheaded Lighting | L4B-IC*A-*-**-3P1-120 + 4-164-**-**-**-GSL-BRO40-30-9008 | Light Emitting Diode | Inseparable Luminaire | Quick Connect | 0-10 VDC Controls | 47 | 3000 | 0.0015 | 90 | 50 | 480 | 0.99 | Elevated | 45000 |  |  | 99999 | 0.09 | 20 | 19 | 0.01 | 0 | 0 | 0 | 0 | 0 | 0.31 | 0.28 | 0.22 | 0 | 0 | 0 | 0.29 | 0.27 | 0.19 | 0 | 0 | 0 | True |  | Non Federally-Regulated | 11/01/2017 |  | 01/24/2018
Lightheaded Lighting | Lightheaded Lighting | L4B-IC*A-*-**-3P1-120 + 4-524-**-**-**-GSL-BRO20-27-9008 | Light Emitting Diode | Inseparable Luminaire | Quick Connect | 0-10 VDC Controls | 47 | 2700 | 0.0015 | 90 | 50 | 480 | 0.99 | Elevated | 45000 |  |  | 99999 | 0.09 | 20 | 19 | 0.01 | 0 | 0 | 0 | 0 | 0 | 0.31 | 0.28 | 0.22 | 0 | 0 | 0 | 0.29 | 0.27 | 0.19 | 0 | 0 | 0 | True |  | Non Federally-Regulated | 11/01/2017 |  | 01/24/2018
Lightheaded Lighting | Lightheaded Lighting | L4B-IC*A-*-**-3P1-120 + 4-524-**-**-**-GSL-BRO20-30-9008 | Light Emitting Diode | Inseparable Luminaire | Quick Connect | 0-10 VDC Controls | 47 | 3000 | 0.0015 | 90 | 50 | 480 | 0.99 | Elevated | 45000 |  |  | 99999 | 0.09 | 20 | 19 | 0.01 | 0 | 0 | 0 | 0 | 0 | 0.31 | 0.28 | 0.22 | 0 | 0 | 0 | 0.29 | 0.27 | 0.19 | 0 | 0 | 0 | True |  | Non Federally-Regulated | 11/01/2017 |  | 01/24/2018
Lightheaded Lighting | Lightheaded Lighting | L4B-IC*A-*-**-3P1-120 + 4-524-**-**-**-GSL-BRO28-27-9008 | Light Emitting Diode | Inseparable Luminaire | Quick Connect | 0-10 VDC Controls | 47 | 2700 | 0.0015 | 90 | 50 | 480 | 0.99 | Elevated | 45000 |  |  | 99999 | 0.09 | 20 | 19 | 0.01 | 0 | 0 | 0 | 0 | 0 | 0.31 | 0.28 | 0.22 | 0 | 0 | 0 | 0.29 | 0.27 | 0.19 | 0 | 0 | 0 | True |  | Non Federally-Regulated | 11/01/2017 |  | 01/24/2018
Lightheaded Lighting | Lightheaded Lighting | L4B-IC*A-*-**-3P1-120 + 4-524-**-**-**-GSL-BRO28-30-9008 | Light Emitting Diode | Inseparable Luminaire | Quick Connect | 0-10 VDC Controls | 47 | 3000 | 0.0015 | 90 | 50 | 480 | 0.99 | Elevated | 45000 |  |  | 99999 | 0.09 | 20 | 19 | 0.01 | 0 | 0 | 0 | 0 | 0 | 0.31 | 0.28 | 0.22 | 0 | 0 | 0 | 0.29 | 0.27 | 0.19 | 0 | 0 | 0 | True |  | Non Federally-Regulated | 11/01/2017 |  | 01/24/2018
Lightheaded Lighting | Lightheaded Lighting | L4B-IC*A-*-**-3P1-120 + 4-524-**-**-**-GSL-BRO40-27-9008 | Light Emitting Diode | Inseparable Luminaire | Quick Connect | 0-10 VDC Controls | 47 | 2700 | 0.0015 | 90 | 50 | 480 | 0.99 | Elevated | 45000 |  |  | 99999 | 0.09 | 20 | 19 | 0.01 | 0 | 0 | 0 | 0 | 0 | 0.31 | 0.28 | 0.22 | 0 | 0 | 0 | 0.29 | 0.27 | 0.19 | 0 | 0 | 0 | True |  | Non Federally-Regulated | 11/01/2017 |  | 01/24/2018
Lightheaded Lighting | Lightheaded Lighting | L4B-IC*A-*-**-3P1-120 + 4-524-**-**-**-GSL-BRO40-30-9008 | Light Emitting Diode | Inseparable Luminaire | Quick Connect | 0-10 VDC Controls | 47 | 3000 | 0.0015 | 90 | 50 | 480 | 0.99 | Elevated | 45000 |  |  | 99999 | 0.09 | 20 | 19 | 0.01 | 0 | 0 | 0 | 0 | 0 | 0.31 | 0.28 | 0.22 | 0 | 0 | 0 | 0.29 | 0.27 | 0.19 | 0 | 0 | 0 | True |  | Non Federally-Regulated | 11/01/2017 |  | 01/24/2018
Lightheaded Lighting | Lightheaded Lighting | L4B-IC*A-*-**-3P1-120 + 4-564-**-**-**-GSL-BRO20-27-9008 | Light Emitting Diode | Inseparable Luminaire | Quick Connect | 0-10 VDC Controls | 47 | 2700 | 0.0015 | 90 | 50 | 480 | 0.99 | Elevated | 45000 |  |  | 99999 | 0.09 | 20 | 19 | 0.01 | 0 | 0 | 0 | 0 | 0 | 0.31 | 0.28 | 0.22 | 0 | 0 | 0 | 0.29 | 0.27 | 0.19 | 0 | 0 | 0 | True |  | Non Federally-Regulated | 11/01/2017 |  | 01/24/2018
Lightheaded Lighting | Lightheaded Lighting | L4B-IC*A-*-**-3P1-120 + 4-564-**-**-**-GSL-BRO20-30-9008 | Light Emitting Diode | Inseparable Luminaire | Quick Connect | 0-10 VDC Controls | 47 | 3000 | 0.0015 | 90 | 50 | 480 | 0.99 | Elevated | 45000 |  |  | 99999 | 0.09 | 20 | 19 | 0.01 | 0 | 0 | 0 | 0 | 0 | 0.31 | 0.28 | 0.22 | 0 | 0 | 0 | 0.29 | 0.27 | 0.19 | 0 | 0 | 0 | True |  | Non Federally-Regulated | 11/01/2017 |  | 01/24/2018
Lightheaded Lighting | Lightheaded Lighting | L4B-IC*A-*-**-3P1-120 + 4-564-**-**-**-GSL-BRO28-27-9008 | Light Emitting Diode | Inseparable Luminaire | Quick Connect | 0-10 VDC Controls | 47 | 2700 | 0.0015 | 90 | 50 | 480 | 0.99 | Elevated | 45000 |  |  | 99999 | 0.09 | 20 | 19 | 0.01 | 0 | 0 | 0 | 0 | 0 | 0.31 | 0.28 | 0.22 | 0 | 0 | 0 | 0.29 | 0.27 | 0.19 | 0 | 0 | 0 | True |  | Non Federally-Regulated | 11/01/2017 |  | 01/24/2018
Lightheaded Lighting | Lightheaded Lighting | L4B-IC*A-*-**-3P1-120 + 4-564-**-**-**-GSL-BRO28-30-9008 | Light Emitting Diode | Inseparable Luminaire | Quick Connect | 0-10 VDC Controls | 47 | 3000 | 0.0015 | 90 | 50 | 480 | 0.99 | Elevated | 45000 |  |  | 99999 | 0.09 | 20 | 19 | 0.01 | 0 | 0 | 0 | 0 | 0 | 0.31 | 0.28 | 0.22 | 0 | 0 | 0 | 0.29 | 0.27 | 0.19 | 0 | 0 | 0 | True |  | Non Federally-Regulated | 11/01/2017 |  | 01/24/2018
Lightheaded Lighting | Lightheaded Lighting | L4B-IC*A-*-**-3P1-120 + 4-564-**-**-**-GSL-BRO40-27-9008 | Light Emitting Diode | Inseparable Luminaire | Quick Connect | 0-10 VDC Controls | 47 | 2700 | 0.0015 | 90 | 50 | 480 | 0.99 | Elevated | 45000 |  |  | 99999 | 0.09 | 20 | 19 | 0.01 | 0 | 0 | 0 | 0 | 0 | 0.31 | 0.28 | 0.22 | 0 | 0 | 0 | 0.29 | 0.27 | 0.19 | 0 | 0 | 0 | True |  | Non Federally-Regulated | 11/01/2017 |  | 01/24/2018
Lightheaded Lighting | Lightheaded Lighting | L4B-IC*A-*-**-3P1-120 + 4-564-**-**-**-GSL-BRO40-30-9008 | Light Emitting Diode | Inseparable Luminaire | Quick Connect | 0-10 VDC Controls | 47 | 3000 | 0.0015 | 90 | 50 | 480 | 0.99 | Elevated | 45000 |  |  | 99999 | 0.09 | 20 | 19 | 0.01 | 0 | 0 | 0 | 0 | 0 | 0.31 | 0.28 | 0.22 | 0 | 0 | 0 | 0.29 | 0.27 | 0.19 | 0 | 0 | 0 | True |  | Non Federally-Regulated | 11/01/2017 |  | 01/24/2018
Lightheaded Lighting | Lightheaded Lighting | L4B-IC*A-*-**-3P1-120 + 4-124-**-**-**-GFRO-BRO20-27-9008 | Light Emitting Diode | Inseparable Luminaire | Quick Connect | 0-10 VDC Controls | 47 | 2700 | 0.0015 | 90 | 50 | 480 | 0.99 | Elevated | 45000 |  |  | 99999 | 0.09 | 20 | 19 | 0.01 | 0 | 0 | 0 | 0 | 0 | 0.31 | 0.28 | 0.22 | 0 | 0 | 0 | 0.29 | 0.27 | 0.19 | 0 | 0 | 0 | True |  | Non Federally-Regulated | 11/01/2017 |  | 01/24/2018
Lightheaded Lighting | Lightheaded Lighting | L4B-IC*A-*-**-3P1-120 + 4-124-**-**-**-GFRO-BRO20-30-9008 | Light Emitting Diode | Inseparable Luminaire | Quick Connect | 0-10 VDC Controls | 47 | 3000 | 0.0015 | 90 | 50 | 480 | 0.99 | Elevated | 45000 |  |  | 99999 | 0.09 | 20 | 19 | 0.01 | 0 | 0 | 0 | 0 | 0 | 0.31 | 0.28 | 0.22 | 0 | 0 | 0 | 0.29 | 0.27 | 0.19 | 0 | 0 | 0 | True |  | Non Federally-Regulated | 11/01/2017 |  | 01/24/2018
Lightheaded Lighting | Lightheaded Lighting | L4B-IC*A-*-**-3P1-120 + 4-124-**-**-**-GFRO-BRO28-27-9008 | Light Emitting Diode | Inseparable Luminaire | Quick Connect | 0-10 VDC Controls | 47 | 2700 | 0.0015 | 90 | 50 | 480 | 0.99 | Elevated | 45000 |  |  | 99999 | 0.09 | 20 | 19 | 0.01 | 0 | 0 | 0 | 0 | 0 | 0.31 | 0.28 | 0.22 | 0 | 0 | 0 | 0.29 | 0.27 | 0.19 | 0 | 0 | 0 | True |  | Non Federally-Regulated | 11/01/2017 |  | 01/24/2018
Lightheaded Lighting | Lightheaded Lighting | L4B-IC*A-*-**-3P1-120 + 4-124-**-**-**-GFRO-BRO28-30-9008 | Light Emitting Diode | Inseparable Luminaire | Quick Connect | 0-10 VDC Controls | 47 | 3000 | 0.0015 | 90 | 50 | 480 | 0.99 | Elevated | 45000 |  |  | 99999 | 0.09 | 20 | 19 | 0.01 | 0 | 0 | 0 | 0 | 0 | 0.31 | 0.28 | 0.22 | 0 | 0 | 0 | 0.29 | 0.27 | 0.19 | 0 | 0 | 0 | True |  | Non Federally-Regulated | 11/01/2017 |  | 01/24/2018
Lightheaded Lighting | Lightheaded Lighting | L4B-IC*A-*-**-3P1-120 + 4-124-**-**-**-GFRO-BRO40-27-9008 | Light Emitting Diode | Inseparable Luminaire | Quick Connect | 0-10 VDC Controls | 47 | 2700 | 0.0015 | 90 | 50 | 480 | 0.99 | Elevated | 45000 |  |  | 99999 | 0.09 | 20 | 19 | 0.01 | 0 | 0 | 0 | 0 | 0 | 0.31 | 0.28 | 0.22 | 0 | 0 | 0 | 0.29 | 0.27 | 0.19 | 0 | 0 | 0 | True |  | Non Federally-Regulated | 11/01/2017 |  | 01/24/2018
Lightheaded Lighting | Lightheaded Lighting | L4B-IC*A-*-**-3P1-120 + 4-124-**-**-**-GFRO-BRO40-30-9008 | Light Emitting Diode | Inseparable Luminaire | Quick Connect | 0-10 VDC Controls | 47 | 3000 | 0.0015 | 90 | 50 | 480 | 0.99 | Elevated | 45000 |  |  | 99999 | 0.09 | 20 | 19 | 0.01 | 0 | 0 | 0 | 0 | 0 | 0.31 | 0.28 | 0.22 | 0 | 0 | 0 | 0.29 | 0.27 | 0.19 | 0 | 0 | 0 | True |  | Non Federally-Regulated | 11/01/2017 |  | 01/24/2018
Lightheaded Lighting | Lightheaded Lighting | L4B-IC*A-*-**-3P1-120 + 4-164-**-**-**-GFRO-BRO20-27-9008 | Light Emitting Diode | Inseparable Luminaire | Quick Connect | 0-10 VDC Controls | 47 | 2700 | 0.0015 | 90 | 50 | 480 | 0.99 | Elevated | 45000 |  |  | 99999 | 0.09 | 20 | 19 | 0.01 | 0 | 0 | 0 | 0 | 0 | 0.31 | 0.28 | 0.22 | 0 | 0 | 0 | 0.29 | 0.27 | 0.19 | 0 | 0 | 0 | True |  | Non Federally-Regulated | 11/01/2017 |  | 01/24/2018
Lightheaded Lighting | Lightheaded Lighting | L4B-IC*A-*-**-3P1-120 + 4-164-**-**-**-GFRO-BRO20-30-9008 | Light Emitting Diode | Inseparable Luminaire | Quick Connect | 0-10 VDC Controls | 47 | 3000 | 0.0015 | 90 | 50 | 480 | 0.99 | Elevated | 45000 |  |  | 99999 | 0.09 | 20 | 19 | 0.01 | 0 | 0 | 0 | 0 | 0 | 0.31 | 0.28 | 0.22 | 0 | 0 | 0 | 0.29 | 0.27 | 0.19 | 0 | 0 | 0 | True |  | Non Federally-Regulated | 11/01/2017 |  | 01/24/2018
Lightheaded Lighting | Lightheaded Lighting | L4B-IC*A-*-**-3P1-120 + 4-164-**-**-**-GFRO-BRO28-27-9008 | Light Emitting Diode | Inseparable Luminaire | Quick Connect | 0-10 VDC Controls | 47 | 2700 | 0.0015 | 90 | 50 | 480 | 0.99 | Elevated | 45000 |  |  | 99999 | 0.09 | 20 | 19 | 0.01 | 0 | 0 | 0 | 0 | 0 | 0.31 | 0.28 | 0.22 | 0 | 0 | 0 | 0.29 | 0.27 | 0.19 | 0 | 0 | 0 | True |  | Non Federally-Regulated | 11/01/2017 |  | 01/24/2018
Lightheaded Lighting | Lightheaded Lighting | L4B-IC*A-*-**-3P1-120 + 4-164-**-**-**-GFRO-BRO28-30-9008 | Light Emitting Diode | Inseparable Luminaire | Quick Connect | 0-10 VDC Controls | 47 | 3000 | 0.0015 | 90 | 50 | 480 | 0.99 | Elevated | 45000 |  |  | 99999 | 0.09 | 20 | 19 | 0.01 | 0 | 0 | 0 | 0 | 0 | 0.31 | 0.28 | 0.22 | 0 | 0 | 0 | 0.29 | 0.27 | 0.19 | 0 | 0 | 0 | True |  | Non Federally-Regulated | 11/01/2017 |  | 01/24/2018
Lightheaded Lighting | Lightheaded Lighting | L4B-IC*A-*-**-3P1-120 + 4-164-**-**-**-GFRO-BRO40-27-9008 | Light Emitting Diode | Inseparable Luminaire | Quick Connect | 0-10 VDC Controls | 47 | 2700 | 0.0015 | 90 | 50 | 480 | 0.99 | Elevated | 45000 |  |  | 99999 | 0.09 | 20 | 19 | 0.01 | 0 | 0 | 0 | 0 | 0 | 0.31 | 0.28 | 0.22 | 0 | 0 | 0 | 0.29 | 0.27 | 0.19 | 0 | 0 | 0 | True |  | Non Federally-Regulated | 11/01/2017 |  | 01/24/2018
Lightheaded Lighting | Lightheaded Lighting | L4B-IC*A-*-**-3P1-120 + 4-164-**-**-**-GFRO-BRO40-30-9008 | Light Emitting Diode | Inseparable Luminaire | Quick Connect | 0-10 VDC Controls | 47 | 3000 | 0.0015 | 90 | 50 | 480 | 0.99 | Elevated | 45000 |  |  | 99999 | 0.09 | 20 | 19 | 0.01 | 0 | 0 | 0 | 0 | 0 | 0.31 | 0.28 | 0.22 | 0 | 0 | 0 | 0.29 | 0.27 | 0.19 | 0 | 0 | 0 | True |  | Non Federally-Regulated | 11/01/2017 |  | 01/24/2018
Lightheaded Lighting | Lightheaded Lighting | L4B-IC*A-*-**-3P1-120 + 4-524-**-**-**-GFRO-BRO20-27-9008 | Light Emitting Diode | Inseparable Luminaire | Quick Connect | 0-10 VDC Controls | 47 | 2700 | 0.0015 | 90 | 50 | 480 | 0.99 | Elevated | 45000 |  |  | 99999 | 0.09 | 20 | 19 | 0.01 | 0 | 0 | 0 | 0 | 0 | 0.31 | 0.28 | 0.22 | 0 | 0 | 0 | 0.29 | 0.27 | 0.19 | 0 | 0 | 0 | True |  | Non Federally-Regulated | 11/01/2017 |  | 01/24/2018
Lightheaded Lighting | Lightheaded Lighting | L4B-IC*A-*-**-3P1-120 + 4-524-**-**-**-GFRO-BRO20-30-9008 | Light Emitting Diode | Inseparable Luminaire | Quick Connect | 0-10 VDC Controls | 47 | 3000 | 0.0015 | 90 | 50 | 480 | 0.99 | Elevated | 45000 |  |  | 99999 | 0.09 | 20 | 19 | 0.01 | 0 | 0 | 0 | 0 | 0 | 0.31 | 0.28 | 0.22 | 0 | 0 | 0 | 0.29 | 0.27 | 0.19 | 0 | 0 | 0 | True |  | Non Federally-Regulated | 11/01/2017 |  | 01/24/2018
Lightheaded Lighting | Lightheaded Lighting | L4B-IC*A-*-**-3P1-120 + 4-524-**-**-**-GFRO-BRO28-27-9008 | Light Emitting Diode | Inseparable Luminaire | Quick Connect | 0-10 VDC Controls | 47 | 2700 | 0.0015 | 90 | 50 | 480 | 0.99 | Elevated | 45000 |  |  | 99999 | 0.09 | 20 | 19 | 0.01 | 0 | 0 | 0 | 0 | 0 | 0.31 | 0.28 | 0.22 | 0 | 0 | 0 | 0.29 | 0.27 | 0.19 | 0 | 0 | 0 | True |  | Non Federally-Regulated | 11/01/2017 |  | 01/24/2018
Lightheaded Lighting | Lightheaded Lighting | L4B-IC*A-*-**-3P1-120 + 4-524-**-**-**-GFRO-BRO28-30-9008 | Light Emitting Diode | Inseparable Luminaire | Quick Connect | 0-10 VDC Controls | 47 | 3000 | 0.0015 | 90 | 50 | 480 | 0.99 | Elevated | 45000 |  |  | 99999 | 0.09 | 20 | 19 | 0.01 | 0 | 0 | 0 | 0 | 0 | 0.31 | 0.28 | 0.22 | 0 | 0 | 0 | 0.29 | 0.27 | 0.19 | 0 | 0 | 0 | True |  | Non Federally-Regulated | 11/01/2017 |  | 01/24/2018
Lightheaded Lighting | Lightheaded Lighting | L4B-IC*A-*-**-3P1-120 + 4-524-**-**-**-GFRO-BRO40-27-9008 | Light Emitting Diode | Inseparable Luminaire | Quick Connect | 0-10 VDC Controls | 47 | 2700 | 0.0015 | 90 | 50 | 480 | 0.99 | Elevated | 45000 |  |  | 99999 | 0.09 | 20 | 19 | 0.01 | 0 | 0 | 0 | 0 | 0 | 0.31 | 0.28 | 0.22 | 0 | 0 | 0 | 0.29 | 0.27 | 0.19 | 0 | 0 | 0 | True |  | Non Federally-Regulated | 11/01/2017 |  | 01/24/2018
Lightheaded Lighting | Lightheaded Lighting | L4B-IC*A-*-**-3P1-120 + 4-524-**-**-**-GFRO-BRO40-30-9008 | Light Emitting Diode | Inseparable Luminaire | Quick Connect | 0-10 VDC Controls | 47 | 3000 | 0.0015 | 90 | 50 | 480 | 0.99 | Elevated | 45000 |  |  | 99999 | 0.09 | 20 | 19 | 0.01 | 0 | 0 | 0 | 0 | 0 | 0.31 | 0.28 | 0.22 | 0 | 0 | 0 | 0.29 | 0.27 | 0.19 | 0 | 0 | 0 | True |  | Non Federally-Regulated | 11/01/2017 |  | 01/24/2018
Lightheaded Lighting | Lightheaded Lighting | L4B-IC*A-*-**-3P1-120 + 4-564-**-**-**-GFRO-BRO20-27-9008 | Light Emitting Diode | Inseparable Luminaire | Quick Connect | 0-10 VDC Controls | 47 | 2700 | 0.0015 | 90 | 50 | 480 | 0.99 | Elevated | 45000 |  |  | 99999 | 0.09 | 20 | 19 | 0.01 | 0 | 0 | 0 | 0 | 0 | 0.31 | 0.28 | 0.22 | 0 | 0 | 0 | 0.29 | 0.27 | 0.19 | 0 | 0 | 0 | True |  | Non Federally-Regulated | 11/01/2017 |  | 01/24/2018
Lightheaded Lighting | Lightheaded Lighting | L4B-IC*A-*-**-3P1-120 + 4-564-**-**-**-GFRO-BRO20-30-9008 | Light Emitting Diode | Inseparable Luminaire | Quick Connect | 0-10 VDC Controls | 47 | 3000 | 0.0015 | 90 | 50 | 480 | 0.99 | Elevated | 45000 |  |  | 99999 | 0.09 | 20 | 19 | 0.01 | 0 | 0 | 0 | 0 | 0 | 0.31 | 0.28 | 0.22 | 0 | 0 | 0 | 0.29 | 0.27 | 0.19 | 0 | 0 | 0 | True |  | Non Federally-Regulated | 11/01/2017 |  | 01/24/2018
Lightheaded Lighting | Lightheaded Lighting | L4B-IC*A-*-**-3P1-120 + 4-564-**-**-**-GFRO-BRO28-27-9008 | Light Emitting Diode | Inseparable Luminaire | Quick Connect | 0-10 VDC Controls | 47 | 2700 | 0.0015 | 90 | 50 | 480 | 0.99 | Elevated | 45000 |  |  | 99999 | 0.09 | 20 | 19 | 0.01 | 0 | 0 | 0 | 0 | 0 | 0.31 | 0.28 | 0.22 | 0 | 0 | 0 | 0.29 | 0.27 | 0.19 | 0 | 0 | 0 | True |  | Non Federally-Regulated | 11/01/2017 |  | 01/24/2018
Lightheaded Lighting | Lightheaded Lighting | L4B-IC*A-*-**-3P1-120 + 4-564-**-**-**-GFRO-BRO28-30-9008 | Light Emitting Diode | Inseparable Luminaire | Quick Connect | 0-10 VDC Controls | 47 | 3000 | 0.0015 | 90 | 50 | 480 | 0.99 | Elevated | 45000 |  |  | 99999 | 0.09 | 20 | 19 | 0.01 | 0 | 0 | 0 | 0 | 0 | 0.31 | 0.28 | 0.22 | 0 | 0 | 0 | 0.29 | 0.27 | 0.19 | 0 | 0 | 0 | True |  | Non Federally-Regulated | 11/01/2017 |  | 01/24/2018
Lightheaded Lighting | Lightheaded Lighting | L4B-IC*A-*-**-3P1-120 + 4-564-**-**-**-GFRO-BRO40-27-9008 | Light Emitting Diode | Inseparable Luminaire | Quick Connect | 0-10 VDC Controls | 47 | 2700 | 0.0015 | 90 | 50 | 480 | 0.99 | Elevated | 45000 |  |  | 99999 | 0.09 | 20 | 19 | 0.01 | 0 | 0 | 0 | 0 | 0 | 0.31 | 0.28 | 0.22 | 0 | 0 | 0 | 0.29 | 0.27 | 0.19 | 0 | 0 | 0 | True |  | Non Federally-Regulated | 11/01/2017 |  | 01/24/2018
Lightheaded Lighting | Lightheaded Lighting | L4B-IC*A-*-**-3P1-120 + 4-564-**-**-**-GFRO-BRO40-30-9008 | Light Emitting Diode | Inseparable Luminaire | Quick Connect | 0-10 VDC Controls | 47 | 3000 | 0.0015 | 90 | 50 | 480 | 0.99 | Elevated | 45000 |  |  | 99999 | 0.09 | 20 | 19 | 0.01 | 0 | 0 | 0 | 0 | 0 | 0.31 | 0.28 | 0.22 | 0 | 0 | 0 | 0.29 | 0.27 | 0.19 | 0 | 0 | 0 | True |  | Non Federally-Regulated | 11/01/2017 |  | 01/24/2018
Lightheaded Lighting | Lightheaded Lighting | L4B-IC*A-*-**-3P1-120 + 4-124-**-**-**-OPEN-BRO20-27-9008 | Light Emitting Diode | Inseparable Luminaire | Quick Connect | 0-10 VDC Controls | 64 | 2700 | 0.0015 | 90 | 50 | 480 | 0.99 | Elevated | 45000 |  |  | 99999 | 0.09 | 20 | 19 | 0.01 | 0 | 0 | 0 | 0 | 0 | 0.31 | 0.28 | 0.22 | 0 | 0 | 0 | 0.29 | 0.27 | 0.19 | 0 | 0 | 0 | True |  | Non Federally-Regulated | 11/01/2017 |  | 01/24/2018
Lightheaded Lighting | Lightheaded Lighting | L4B-IC*A-*-**-3P1-120 + 4-124-**-**-**-OPEN-BRO20-30-9008 | Light Emitting Diode | Inseparable Luminaire | Quick Connect | 0-10 VDC Controls | 66 | 3000 | 0.0015 | 90 | 50 | 480 | 0.99 | Elevated | 45000 |  |  | 99999 | 0.09 | 20 | 19 | 0.01 | 0 | 0 | 0 | 0 | 0 | 0.31 | 0.28 | 0.22 | 0 | 0 | 0 | 0.29 | 0.27 | 0.19 | 0 | 0 | 0 | True |  | Non Federally-Regulated | 11/01/2017 |  | 01/24/2018
Lightheaded Lighting | Lightheaded Lighting | L4B-IC*A-*-**-3P1-120 + 4-124-**-**-**-OPEN-BRO28-27-9008 | Light Emitting Diode | Inseparable Luminaire | Quick Connect | 0-10 VDC Controls | 64 | 2700 | 0.0015 | 90 | 50 | 480 | 0.99 | Elevated | 45000 |  |  | 99999 | 0.09 | 20 | 19 | 0.01 | 0 | 0 | 0 | 0 | 0 | 0.31 | 0.28 | 0.22 | 0 | 0 | 0 | 0.29 | 0.27 | 0.19 | 0 | 0 | 0 | True |  | Non Federally-Regulated | 11/01/2017 |  | 01/24/2018
Lightheaded Lighting | Lightheaded Lighting | L4B-IC*A-*-**-3P1-120 + 4-124-**-**-**-OPEN-BRO28-30-9008 | Light Emitting Diode | Inseparable Luminaire | Quick Connect | 0-10 VDC Controls | 66 | 3000 | 0.0015 | 90 | 50 | 480 | 0.99 | Elevated | 45000 |  |  | 99999 | 0.09 | 20 | 19 | 0.01 | 0 | 0 | 0 | 0 | 0 | 0.31 | 0.28 | 0.22 | 0 | 0 | 0 | 0.29 | 0.27 | 0.19 | 0 | 0 | 0 | True |  | Non Federally-Regulated | 11/01/2017 |  | 01/24/2018
Lightheaded Lighting | Lightheaded Lighting | L4B-IC*A-*-**-3P1-120 + 4-124-**-**-**-OPEN-BRO40-27-9008 | Light Emitting Diode | Inseparable Luminaire | Quick Connect | 0-10 VDC Controls | 63 | 2700 | 0.0015 | 90 | 50 | 480 | 0.99 | Elevated | 45000 |  |  | 99999 | 0.09 | 20 | 19 | 0.01 | 0 | 0 | 0 | 0 | 0 | 0.31 | 0.28 | 0.22 | 0 | 0 | 0 | 0.29 | 0.27 | 0.19 | 0 | 0 | 0 | True |  | Non Federally-Regulated | 11/01/2017 |  | 01/24/2018
Lightheaded Lighting | Lightheaded Lighting | L4B-IC*A-*-**-3P1-120 + 4-124-**-**-**-OPEN-BRO40-30-9008 | Light Emitting Diode | Inseparable Luminaire | Quick Connect | 0-10 VDC Controls | 65 | 3000 | 0.0015 | 90 | 50 | 480 | 0.99 | Elevated | 45000 |  |  | 99999 | 0.09 | 20 | 19 | 0.01 | 0 | 0 | 0 | 0 | 0 | 0.31 | 0.28 | 0.22 | 0 | 0 | 0 | 0.29 | 0.27 | 0.19 | 0 | 0 | 0 | True |  | Non Federally-Regulated | 11/01/2017 |  | 01/24/2018
Lightheaded Lighting | Lightheaded Lighting | L4B-IC*A-*-**-3P1-120 + 4-164-**-**-**-OPEN-BRO20-27-9008 | Light Emitting Diode | Inseparable Luminaire | Quick Connect | 0-10 VDC Controls | 58 | 2700 | 0.0015 | 90 | 50 | 480 | 0.99 | Elevated | 45000 |  |  | 99999 | 0.09 | 20 | 19 | 0.01 | 0 | 0 | 0 | 0 | 0 | 0.31 | 0.28 | 0.22 | 0 | 0 | 0 | 0.29 | 0.27 | 0.19 | 0 | 0 | 0 | True |  | Non Federally-Regulated | 11/01/2017 |  | 01/24/2018
Lightheaded Lighting | Lightheaded Lighting | L4B-IC*A-*-**-3P1-120 + 4-164-**-**-**-OPEN-BRO20-30-9008 | Light Emitting Diode | Inseparable Luminaire | Quick Connect | 0-10 VDC Controls | 60 | 3000 | 0.0015 | 90 | 50 | 480 | 0.99 | Elevated | 45000 |  |  | 99999 | 0.09 | 20 | 19 | 0.01 | 0 | 0 | 0 | 0 | 0 | 0.31 | 0.28 | 0.22 | 0 | 0 | 0 | 0.29 | 0.27 | 0.19 | 0 | 0 | 0 | True |  | Non Federally-Regulated | 11/01/2017 |  | 01/24/2018
Lightheaded Lighting | Lightheaded Lighting | L4B-IC*A-*-**-3P1-120 + 4-164-**-**-**-OPEN-BRO28-27-9008 | Light Emitting Diode | Inseparable Luminaire | Quick Connect | 0-10 VDC Controls | 58 | 2700 | 0.0015 | 90 | 50 | 480 | 0.99 | Elevated | 45000 |  |  | 99999 | 0.09 | 20 | 19 | 0.01 | 0 | 0 | 0 | 0 | 0 | 0.31 | 0.28 | 0.22 | 0 | 0 | 0 | 0.29 | 0.27 | 0.19 | 0 | 0 | 0 | True |  | Non Federally-Regulated | 11/01/2017 |  | 01/24/2018
Lightheaded Lighting | Lightheaded Lighting | L4B-IC*A-*-**-3P1-120 + 4-164-**-**-**-OPEN-BRO28-30-9008 | Light Emitting Diode | Inseparable Luminaire | Quick Connect | 0-10 VDC Controls | 60 | 3000 | 0.0015 | 90 | 50 | 480 | 0.99 | Elevated | 45000 |  |  | 99999 | 0.09 | 20 | 19 | 0.01 | 0 | 0 | 0 | 0 | 0 | 0.31 | 0.28 | 0.22 | 0 | 0 | 0 | 0.29 | 0.27 | 0.19 | 0 | 0 | 0 | True |  | Non Federally-Regulated | 11/01/2017 |  | 01/24/2018
Lightheaded Lighting | Lightheaded Lighting | L4B-IC*A-*-**-3P1-120 + 4-164-**-**-**-OPEN-BRO40-27-9008 | Light Emitting Diode | Inseparable Luminaire | Quick Connect | 0-10 VDC Controls | 57 | 2700 | 0.0015 | 90 | 50 | 480 | 0.99 | Elevated | 45000 |  |  | 99999 | 0.09 | 20 | 19 | 0.01 | 0 | 0 | 0 | 0 | 0 | 0.31 | 0.28 | 0.22 | 0 | 0 | 0 | 0.29 | 0.27 | 0.19 | 0 | 0 | 0 | True |  | Non Federally-Regulated | 11/01/2017 |  | 01/24/2018
Lightheaded Lighting | Lightheaded Lighting | L4B-IC*A-*-**-3P1-120 + 4-164-**-**-**-OPEN-BRO40-30-9008 | Light Emitting Diode | Inseparable Luminaire | Quick Connect | 0-10 VDC Controls | 59 | 3000 | 0.0015 | 90 | 50 | 480 | 0.99 | Elevated | 45000 |  |  | 99999 | 0.09 | 20 | 19 | 0.01 | 0 | 0 | 0 | 0 | 0 | 0.31 | 0.28 | 0.22 | 0 | 0 | 0 | 0.29 | 0.27 | 0.19 | 0 | 0 | 0 | True |  | Non Federally-Regulated | 11/01/2017 |  | 01/24/2018
Lightheaded Lighting | Lightheaded Lighting | L4B-IC*A-*-**-3P1-120 + 4-114-**-**-BRO40-27-9008 | Light Emitting Diode | Inseparable Luminaire | Quick Connect | 0-10 VDC Controls | 47 | 2700 | 0.0015 | 90 | 50 | 480 | 0.99 | Elevated | 45000 |  |  | 99999 | 0.09 | 20 | 19 | 0.01 | 0 | 0 | 0 | 0 | 0 | 0.31 | 0.28 | 0.22 | 0 | 0 | 0 | 0.29 | 0.27 | 0.19 | 0 | 0 | 0 | True |  | Non Federally-Regulated | 11/01/2017 |  | 01/24/2018
Lightheaded Lighting | Lightheaded Lighting | L4B-IC*A-*-**-3P1-120 + 4-114-**-**-BRO40-30-9008 | Light Emitting Diode | Inseparable Luminaire | Quick Connect | 0-10 VDC Controls | 49 | 3000 | 0.0015 | 90 | 50 | 480 | 0.99 | Elevated | 45000 |  |  | 99999 | 0.09 | 20 | 19 | 0.01 | 0 | 0 | 0 | 0 | 0 | 0.31 | 0.28 | 0.22 | 0 | 0 | 0 | 0.29 | 0.27 | 0.19 | 0 | 0 | 0 | True |  | Non Federally-Regulated | 11/01/2017 |  | 01/24/2018
Lightheaded Lighting | Lightheaded Lighting | L4B-IC*A-*-**-3P1-120 + 4-524-**-**-**-OPEN-BRO20-27-9008 | Light Emitting Diode | Inseparable Luminaire | Quick Connect | 0-10 VDC Controls | 64 | 2700 | 0.0015 | 90 | 50 | 480 | 0.99 | Elevated | 45000 |  |  | 99999 | 0.09 | 20 | 19 | 0.01 | 0 | 0 | 0 | 0 | 0 | 0.31 | 0.28 | 0.22 | 0 | 0 | 0 | 0.29 | 0.27 | 0.19 | 0 | 0 | 0 | True |  | Non Federally-Regulated | 11/01/2017 |  | 01/24/2018
Lightheaded Lighting | Lightheaded Lighting | L4B-IC*A-*-**-3P1-120 + 4-524-**-**-**-OPEN-BRO20-30-9008 | Light Emitting Diode | Inseparable Luminaire | Quick Connect | 0-10 VDC Controls | 66 | 3000 | 0.0015 | 90 | 50 | 480 | 0.99 | Elevated | 45000 |  |  | 99999 | 0.09 | 20 | 19 | 0.01 | 0 | 0 | 0 | 0 | 0 | 0.31 | 0.28 | 0.22 | 0 | 0 | 0 | 0.29 | 0.27 | 0.19 | 0 | 0 | 0 | True |  | Non Federally-Regulated | 11/01/2017 |  | 01/24/2018
Lightheaded Lighting | Lightheaded Lighting | L4B-IC*A-*-**-3P1-120 + 4-524-**-**-**-OPEN-BRO28-27-9008 | Light Emitting Diode | Inseparable Luminaire | Quick Connect | 0-10 VDC Controls | 64 | 2700 | 0.0015 | 90 | 50 | 480 | 0.99 | Elevated | 45000 |  |  | 99999 | 0.09 | 20 | 19 | 0.01 | 0 | 0 | 0 | 0 | 0 | 0.31 | 0.28 | 0.22 | 0 | 0 | 0 | 0.29 | 0.27 | 0.19 | 0 | 0 | 0 | True |  | Non Federally-Regulated | 11/01/2017 |  | 01/24/2018
Lightheaded Lighting | Lightheaded Lighting | L4B-IC*A-*-**-3P1-120 + 4-524-**-**-**-OPEN-BRO28-30-9008 | Light Emitting Diode | Inseparable Luminaire | Quick Connect | 0-10 VDC Controls | 66 | 3000 | 0.0015 | 90 | 50 | 480 | 0.99 | Elevated | 45000 |  |  | 99999 | 0.09 | 20 | 19 | 0.01 | 0 | 0 | 0 | 0 | 0 | 0.31 | 0.28 | 0.22 | 0 | 0 | 0 | 0.29 | 0.27 | 0.19 | 0 | 0 | 0 | True |  | Non Federally-Regulated | 11/01/2017 |  | 01/24/2018
Lightheaded Lighting | Lightheaded Lighting | L4B-IC*A-*-**-3P1-120 + 4-524-**-**-**-OPEN-BRO40-27-9008 | Light Emitting Diode | Inseparable Luminaire | Quick Connect | 0-10 VDC Controls | 61 | 2700 | 0.0015 | 90 | 50 | 480 | 0.99 | Elevated | 45000 |  |  | 99999 | 0.09 | 20 | 19 | 0.01 | 0 | 0 | 0 | 0 | 0 | 0.31 | 0.28 | 0.22 | 0 | 0 | 0 | 0.29 | 0.27 | 0.19 | 0 | 0 | 0 | True |  | Non Federally-Regulated | 11/01/2017 |  | 01/24/2018
Lightheaded Lighting | Lightheaded Lighting | L4B-IC*A-*-**-3P1-120 + 4-524-**-**-**-OPEN-BRO40-30-9008 | Light Emitting Diode | Inseparable Luminaire | Quick Connect | 0-10 VDC Controls | 63 | 3000 | 0.0015 | 90 | 50 | 480 | 0.99 | Elevated | 45000 |  |  | 99999 | 0.09 | 20 | 19 | 0.01 | 0 | 0 | 0 | 0 | 0 | 0.31 | 0.28 | 0.22 | 0 | 0 | 0 | 0.29 | 0.27 | 0.19 | 0 | 0 | 0 | True |  | Non Federally-Regulated | 11/01/2017 |  | 01/24/2018
Lightheaded Lighting | Lightheaded Lighting | L4B-IC*A-*-**-3P1-120 + 4-564-**-**-**-OPEN-BRO20-27-9008 | Light Emitting Diode | Inseparable Luminaire | Quick Connect | 0-10 VDC Controls | 59 | 2700 | 0.0015 | 90 | 50 | 480 | 0.99 | Elevated | 45000 |  |  | 99999 | 0.09 | 20 | 19 | 0.01 | 0 | 0 | 0 | 0 | 0 | 0.31 | 0.28 | 0.22 | 0 | 0 | 0 | 0.29 | 0.27 | 0.19 | 0 | 0 | 0 | True |  | Non Federally-Regulated | 11/01/2017 |  | 01/24/2018
Lightheaded Lighting | Lightheaded Lighting | L4B-IC*A-*-**-3P1-120 + 4-564-**-**-**-OPEN-BRO20-30-9008 | Light Emitting Diode | Inseparable Luminaire | Quick Connect | 0-10 VDC Controls | 61 | 3000 | 0.0015 | 90 | 50 | 480 | 0.99 | Elevated | 45000 |  |  | 99999 | 0.09 | 20 | 19 | 0.01 | 0 | 0 | 0 | 0 | 0 | 0.31 | 0.28 | 0.22 | 0 | 0 | 0 | 0.29 | 0.27 | 0.19 | 0 | 0 | 0 | True |  | Non Federally-Regulated | 11/01/2017 |  | 01/24/2018
Lightheaded Lighting | Lightheaded Lighting | L4B-IC*A-*-**-3P1-120 + 4-564-**-**-**-OPEN-BRO28-27-9008 | Light Emitting Diode | Inseparable Luminaire | Quick Connect | 0-10 VDC Controls | 59 | 2700 | 0.0015 | 90 | 50 | 480 | 0.99 | Elevated | 45000 |  |  | 99999 | 0.09 | 20 | 19 | 0.01 | 0 | 0 | 0 | 0 | 0 | 0.31 | 0.28 | 0.22 | 0 | 0 | 0 | 0.29 | 0.27 | 0.19 | 0 | 0 | 0 | True |  | Non Federally-Regulated | 11/01/2017 |  | 01/24/2018
Lightheaded Lighting | Lightheaded Lighting | L4B-IC*A-*-**-3P1-120 + 4-564-**-**-**-OPEN-BRO28-30-9008 | Light Emitting Diode | Inseparable Luminaire | Quick Connect | 0-10 VDC Controls | 61 | 3000 | 0.0015 | 90 | 50 | 480 | 0.99 | Elevated | 45000 |  |  | 99999 | 0.09 | 20 | 19 | 0.01 | 0 | 0 | 0 | 0 | 0 | 0.31 | 0.28 | 0.22 | 0 | 0 | 0 | 0.29 | 0.27 | 0.19 | 0 | 0 | 0 | True |  | Non Federally-Regulated | 11/01/2017 |  | 01/24/2018
Lightheaded Lighting | Lightheaded Lighting | L4B-IC*A-*-**-3P1-120 + 4-564-**-**-**-OPEN-BRO40-27-9008 | Light Emitting Diode | Inseparable Luminaire | Quick Connect | 0-10 VDC Controls | 58 | 2700 | 0.0015 | 90 | 50 | 480 | 0.99 | Elevated | 45000 |  |  | 99999 | 0.09 | 20 | 19 | 0.01 | 0 | 0 | 0 | 0 | 0 | 0.31 | 0.28 | 0.22 | 0 | 0 | 0 | 0.29 | 0.27 | 0.19 | 0 | 0 | 0 | True |  | Non Federally-Regulated | 11/01/2017 |  | 01/24/2018
Lightheaded Lighting | Lightheaded Lighting | L4B-IC*A-*-**-3P1-120 + 4-564-**-**-**-OPEN-BRO40-30-9008 | Light Emitting Diode | Inseparable Luminaire | Quick Connect | 0-10 VDC Controls | 60 | 3000 | 0.0015 | 90 | 50 | 480 | 0.99 | Elevated | 45000 |  |  | 99999 | 0.09 | 20 | 19 | 0.01 | 0 | 0 | 0 | 0 | 0 | 0.31 | 0.28 | 0.22 | 0 | 0 | 0 | 0.29 | 0.27 | 0.19 | 0 | 0 | 0 | True |  | Non Federally-Regulated | 11/01/2017 |  | 01/24/2018
Lightheaded Lighting | Lightheaded Lighting | L4B-IC*A-*-**-3P1-120 + 4-514-**-**-BRO40-27-9008 | Light Emitting Diode | Inseparable Luminaire | Quick Connect | 0-10 VDC Controls | 47 | 2700 | 0.0015 | 90 | 50 | 480 | 0.99 | Elevated | 45000 |  |  | 99999 | 0.09 | 20 | 19 | 0.01 | 0 | 0 | 0 | 0 | 0 | 0.31 | 0.28 | 0.22 | 0 | 0 | 0 | 0.29 | 0.27 | 0.19 | 0 | 0 | 0 | True |  | Non Federally-Regulated | 11/01/2017 |  | 01/24/2018
Lightheaded Lighting | Lightheaded Lighting | L4B-IC*A-*-**-3P1-120 + 4-514-**-**-BRO40-30-9008 | Light Emitting Diode | Inseparable Luminaire | Quick Connect | 0-10 VDC Controls | 49 | 3000 | 0.0015 | 90 | 50 | 480 | 0.99 | Elevated | 45000 |  |  | 99999 | 0.09 | 20 | 19 | 0.01 | 0 | 0 | 0 | 0 | 0 | 0.31 | 0.28 | 0.22 | 0 | 0 | 0 | 0.29 | 0.27 | 0.19 | 0 | 0 | 0 | True |  | Non Federally-Regulated | 11/01/2017 |  | 01/24/2018
LEDVANCE LLC - Massachusetts | Sylvania | LED6R20DIMO927B | Light Emitting Diode | Directional Lamp | Edison Screw Base | Forward Phase Cut Controls | 93.5 | 2695 | -0.0021 | 92 | 55 | 75 | 1 | Elevated | 25000 | 0.932 | 1 |  | 0.1 | 21 | 22 | 0.11 | 0.11 | 0.11 | 0.1 | 0.01 | 0 | 0.14 | 0.14 | 0.14 | 0.11 | 0.01 | 0 | 0.12 | 0.12 | 0.13 | 0.1 | 0.01 | 0.01 | True |  | Non Federally-Regulated | 01/12/2018 |  | 01/24/2018
LEDVANCE LLC - Massachusetts | Sylvania | LED11BR40DIMO927B | Light Emitting Diode | Directional Lamp | Edison Screw Base | Forward Phase Cut Controls | 96.6 | 2718 | -0.0022 | 92 | 55 | 83 | 0.98 | Elevated | 25000 | 0.929 | 1 |  | 0.1 | 22 | 22 | 0.28 | 0.28 | 0.27 | 0.26 | 0 | 0 | 0.29 | 0.29 | 0.29 | 0.22 | 0.02 | 0 | 0.2 | 0.2 | 0.19 | 0.13 | 0.02 | 0 | True |  | Non Federally-Regulated | 01/12/2018 |  | 01/24/2018
LEDVANCE LLC - Massachusetts | Sylvania | LED7.5BR30DIMO927B | Light Emitting Diode | Directional Lamp | Edison Screw Base | Forward Phase Cut Controls | 92.5 | 2695 | -0.0023 | 92 | 56 | 58 | 0.96 | Elevated | 25000 | 0.93 | 1 |  | 0.1 | 21 | 22 | 0.16 | 0.16 | 0.15 | 0.15 | 0.02 | 0 | 0.19 | 0.19 | 0.19 | 0.15 | 0.01 | 0 | 0.16 | 0.16 | 0.16 | 0.13 | 0.02 | 0.01 | True |  | Non Federally-Regulated | 01/12/2018 |  | 01/24/2018
TCP | TCP | L17P38D2527KFLCQ | Light Emitting Diode | Directional Lamp | Edison Screw Base | Forward Phase Cut Controls | 72.8 | 2700 | -0.0019 | 93 | 54 | 69 | 0.9 | Elevated | 25000 | 0.97 | 1 |  | 0.1 | 21 | 21 | 0.03 | 0.03 | 0.03 | 0.03 | 0.01 | 0.01 | 0.08 | 0.08 | 0.08 | 0.05 | 0.01 | 0.01 | 0.11 | 0.13 | 0.11 | 0.06 | 0.01 | 0.01 | True |  | Non Federally-Regulated | 12/12/2017 |  | 02/08/2018
TCP | TCP | L17P38D2527KNFLCQ | Light Emitting Diode | Directional Lamp | Edison Screw Base | Forward Phase Cut Controls | 72.8 | 2700 | -0.0019 | 93 | 54 | 69 | 0.9 | Elevated | 25000 | 0.97 | 1 |  | 0.1 | 21 | 21 | 0.03 | 0.03 | 0.03 | 0.03 | 0.01 | 0.01 | 0.08 | 0.08 | 0.08 | 0.05 | 0.01 | 0.01 | 0.11 | 0.13 | 0.11 | 0.06 | 0.01 | 0.01 | True |  | Non Federally-Regulated | 12/22/2017 |  | 02/08/2018
TCP | TCP | L17HOP38D2530KFLCQ | Light Emitting Diode | Directional Lamp | Edison Screw Base | Forward Phase Cut Controls | 81.3 | 3000 | -0.0009 | 93 | 61 | 12 | 0.9 | Elevated | 25000 | 0.97 | 1 |  | 0.1 | 21 | 21 | 0.03 | 0.03 | 0.03 | 0.03 | 0.01 | 0.01 | 0.08 | 0.08 | 0.08 | 0.05 | 0.01 | 0.01 | 0.11 | 0.13 | 0.11 | 0.06 | 0.01 | 0.01 | True |  | Non Federally-Regulated | 12/12/2017 |  | 02/08/2018
TCP | TCP | L17HOP38D2530KNFLCQ | Light Emitting Diode | Directional Lamp | Edison Screw Base | Forward Phase Cut Controls | 81.3 | 3000 | -0.0009 | 93 | 61 | 12 | 0.9 | Elevated | 25000 | 0.97 | 1 |  | 0.1 | 21 | 21 | 0.03 | 0.03 | 0.03 | 0.03 | 0.01 | 0.01 | 0.08 | 0.08 | 0.08 | 0.05 | 0.01 | 0.01 | 0.11 | 0.13 | 0.11 | 0.06 | 0.01 | 0.01 | True |  | Non Federally-Regulated | 12/22/2017 |  | 02/08/2018
TCP | TCP | L14P30D2530KFLCQ | Light Emitting Diode | Directional Lamp | Edison Screw Base | Forward Phase Cut Controls | 76.1 | 3000 | -0.0009 | 94 | 63 | 7 | 0.9 | Elevated | 25000 | 0.95 | 1 |  | 0.1 | 21 | 22 | 0.04 | 0.04 | 0.04 | 0.04 | 0.01 | 0.01 | 0.09 | 0.09 | 0.09 | 0.06 | 0.01 | 0.01 | 0.1 | 0.11 | 0.1 | 0.6 | 0.02 | 0.01 | True |  | Non Federally-Regulated | 12/12/2017 |  | 02/08/2018
TCP | TCP | L14P30D2530KNFLCQ | Light Emitting Diode | Directional Lamp | Edison Screw Base | Forward Phase Cut Controls | 76.1 | 3000 | -0.0009 | 94 | 63 | 7 | 0.9 | Elevated | 25000 | 0.95 | 1 |  | 0.1 | 21 | 22 | 0.04 | 0.04 | 0.04 | 0.04 | 0.01 | 0.01 | 0.09 | 0.09 | 0.09 | 0.06 | 0.01 | 0.01 | 0.1 | 0.11 | 0.1 | 0.6 | 0.02 | 0.01 | True |  | Non Federally-Regulated | 12/22/2017 |  | 02/08/2018
TCP | TCP | L14HOP38D2527KFLCQ | Light Emitting Diode | Directional Lamp | Edison Screw Base | Forward Phase Cut Controls | 82.2 | 2700 | -0.0008 | 93 | 56 | 7 | 0.9 | Elevated | 25000 | 0.95 | 1 |  | 0.1 | 22 | 23 | 0.03 | 0.03 | 0.03 | 0.03 | 0.01 | 0.01 | 0.08 | 0.09 | 0.08 | 0.05 | 0.01 | 0.01 | 0.11 | 0.12 | 0.11 | 0.06 | 0.01 | 0.01 | True |  | Non Federally-Regulated | 12/12/2017 |  | 02/08/2018
TCP | TCP | L14HOP38D2527KNFLCQ | Light Emitting Diode | Directional Lamp | Edison Screw Base | Forward Phase Cut Controls | 82.2 | 2700 | -0.0008 | 93 | 56 | 7 | 0.9 | Elevated | 25000 | 0.95 | 1 |  | 0.1 | 22 | 23 | 0.03 | 0.03 | 0.03 | 0.03 | 0.01 | 0.01 | 0.08 | 0.09 | 0.08 | 0.05 | 0.01 | 0.01 | 0.11 | 0.12 | 0.11 | 0.06 | 0.01 | 0.01 | True |  | Non Federally-Regulated | 12/22/2017 |  | 02/08/2018
Visual Comfort & Company | Monte Carlo | 8TNR56***D-V1 | Light Emitting Diode | Inseparable Luminaire | Quick Connect | Forward Phase Cut Controls | 97 | 2743 | -0.0002 | 93 | 61 | 396 | 1 | Ambient | 46000 |  |  | 51000 | 0.01 | 22 | 22 | 0.16 | 0.16 | 0.15 | 0.14 | 0 | 0 | 0.15 | 0.14 | 0.15 | 0.12 | 0 | 0 | 0.13 | 0.12 | 0.12 | 0.09 | 0 | 0 | True |  | Non Federally-Regulated | 01/12/2018 |  | 02/12/2018
TCP | TCP | L8P20D25**KNFLQ | Light Emitting Diode | Directional Lamp | Edison Screw Base | Forward Phase Cut Controls | 72 | 3000 | 0.0004 | 94 | 74 | 73 | 0.9 | Elevated | 25000 | 0.99 | 1 |  | 0.1 | 1 | 1 | 0.21 | 0.2 | 0.18 | 0.16 | 0.1 | 0.04 | 0.25 | 0.23 | 0.21 | 0.18 | 0.11 | 0.04 | 0.19 | 0.18 | 0.16 | 0.12 | 0.07 | 0.03 | True |  | Non Federally-Regulated | 10/05/2017 |  | 02/14/2018
TCP | TCP | LED14HOP38D**KFL95 | Light Emitting Diode | Directional Lamp | Edison Screw Base | Forward Phase Cut Controls | 82.2 | 2700 | -0.0008 | 93 | 56 | 7 | 0.9 | Elevated | 25000 | 0.95 | 1 |  | 0.1 | 22 | 23 | 0.03 | 0.03 | 0.03 | 0.03 | 0.01 | 0.01 | 0.08 | 0.09 | 0.08 | 0.05 | 0.01 | 0.01 | 0.11 | 0.12 | 0.11 | 0.06 | 0.01 | 0.01 | True |  | Non Federally-Regulated | 12/07/2017 |  | 02/14/2018
TCP | TCP | LED14P30D**KFL95 | Light Emitting Diode | Directional Lamp | Edison Screw Base | Forward Phase Cut Controls | 76.1 | 3000 | -0.0009 | 94 | 63 | 7 | 0.9 | Elevated | 25000 | 0.95 | 1 |  | 0.1 | 21 | 22 | 0.04 | 0.04 | 0.04 | 0.04 | 0.01 | 0.01 | 0.09 | 0.09 | 0.09 | 0.06 | 0.01 | 0.01 | 0.1 | 0.11 | 0.1 | 0.6 | 0.02 | 0.01 | True |  | Non Federally-Regulated | 12/07/2017 |  | 02/14/2018
TCP | TCP | LED17HOP38D**KFL95 | Light Emitting Diode | Directional Lamp | Edison Screw Base | Forward Phase Cut Controls | 81.3 | 3000 | -0.0009 | 93 | 61 | 12 | 0.9 | Elevated | 25000 | 0.97 | 1 |  | 0.1 | 21 | 21 | 0.03 | 0.03 | 0.03 | 0.03 | 0.01 | 0.01 | 0.08 | 0.08 | 0.08 | 0.05 | 0.01 | 0.01 | 0.11 | 0.13 | 0.11 | 0.06 | 0.01 | 0.01 | True |  | Non Federally-Regulated | 12/07/2017 |  | 02/14/2018
TCP | TCP | LED17P38D**KFL95 | Light Emitting Diode | Directional Lamp | Edison Screw Base | Forward Phase Cut Controls | 72.8 | 2700 | -0.0019 | 93 | 54 | 69 | 0.9 | Elevated | 25000 | 0.97 | 1 |  | 0.1 | 21 | 21 | 0.03 | 0.03 | 0.03 | 0.03 | 0.01 | 0.01 | 0.08 | 0.08 | 0.08 | 0.05 | 0.01 | 0.01 | 0.11 | 0.13 | 0.11 | 0.06 | 0.01 | 0.01 | True |  | Non Federally-Regulated | 12/07/2017 |  | 02/14/2018
Visual Comfort & Company | Element | E2RL-L*30****-***** | Light Emitting Diode | Inseparable Luminaire | Direct Wired | Forward Phase Cut Controls | 60 | 3117 | 0.0008 | 92 | 65 | 252 | 0.98 | Ambient | 15000 |  |  | 99999 | 0.01 | 17 | 17 | 0.18 | 0.02 | 0.01 | 0.01 | 0 | 0 | 0.92 | 0.14 | 0.12 | 0.1 | 0 | 0 | 0.92 | 0.27 | 0.12 | 0.06 | 0.02 | 0.01 | True |  | Non Federally-Regulated | 08/29/2017 |  | 02/20/2018
Visual Comfort & Company | Element | E2RF-L*30****-***** | Light Emitting Diode | Inseparable Luminaire | Direct Wired | Forward Phase Cut Controls | 60 | 3117 | 0.0008 | 92 | 65 | 252 | 0.98 | Ambient | 15000 |  |  | 99999 | 0.01 | 17 | 17 | 0.18 | 0.02 | 0.01 | 0.01 | 0 | 0 | 0.92 | 0.14 | 0.12 | 0.1 | 0 | 0 | 0.92 | 0.27 | 0.12 | 0.06 | 0.02 | 0.01 | True |  | Non Federally-Regulated | 08/29/2017 |  | 02/20/2018
Visual Comfort & Company | Element | E2SL-L*30****-***** | Light Emitting Diode | Inseparable Luminaire | Direct Wired | Forward Phase Cut Controls | 60 | 3117 | 0.0008 | 92 | 65 | 252 | 0.98 | Ambient | 15000 |  |  | 99999 | 0.01 | 17 | 17 | 0.18 | 0.02 | 0.01 | 0.01 | 0 | 0 | 0.92 | 0.14 | 0.12 | 0.1 | 0 | 0 | 0.92 | 0.27 | 0.12 | 0.06 | 0.02 | 0.01 | True |  | Non Federally-Regulated | 08/29/2017 |  | 02/20/2018
Visual Comfort & Company | Element | E2SF-L*30****-***** | Light Emitting Diode | Inseparable Luminaire | Direct Wired | Forward Phase Cut Controls | 60 | 3117 | 0.0008 | 92 | 65 | 252 | 0.98 | Ambient | 15000 |  |  | 99999 | 0.01 | 17 | 17 | 0.18 | 0.02 | 0.01 | 0.01 | 0 | 0 | 0.92 | 0.14 | 0.12 | 0.1 | 0 | 0 | 0.92 | 0.27 | 0.12 | 0.06 | 0.02 | 0.01 | True |  | Non Federally-Regulated | 08/29/2017 |  | 02/20/2018
American De Rosa Lamparts, LLC DBA Luminance Brands | SUNSET LIGHTING LED | F2291-**-LED-JA8 | Light Emitting Diode | Inseparable Luminaire | Direct Wired | Forward Phase Cut Controls | 87 | 3000 | 0.0026 | 92 | 51 | 131 | 0.93 | Ambient | 50000 |  |  | 54000 | 0.1 | 15 | 15 | 0.3 | 0.3 | 0.29 | 0.27 | 0 | 0 | 0.25 | 0.24 | 0.24 | 0.16 | 0.02 | 0 | 0.13 | 0.13 | 0.11 | 0 | 0 | 0 | True |  | Non Federally-Regulated | 02/01/2018 |  | 02/23/2018
American De Rosa Lamparts, LLC DBA Luminance Brands | SUNSET LIGHTING LED | F2295-**-LED-JA8 | Light Emitting Diode | Inseparable Luminaire | Direct Wired | Forward Phase Cut Controls | 81 | 3000 | 0.0025 | 92 | 52 | 174 | 0.94 | Ambient | 50000 |  |  | 54000 | 0.1 | 16 | 16 | 0.32 | 0.31 | 0.3 | 0.28 | 0 | 0 | 0.31 | 0.3 | 0.31 | 0.24 | 0.02 | 0 | 0.23 | 0.23 | 0.23 | 0.21 | 0 | 0 | True |  | Non Federally-Regulated | 02/01/2018 |  | 02/23/2018
American De Rosa Lamparts, LLC DBA Luminance Brands | SUNSET LIGHTING LED | F2290-**-LED-JA8 | Light Emitting Diode | Inseparable Luminaire | Direct Wired | Forward Phase Cut Controls | 82 | 3000 | 0.0022 | 92 | 51 | 122 | 0.93 | Ambient | 50000 |  |  | 54000 | 0.1 | 15 | 15 | 0.29 | 0.29 | 0.28 | 0.26 | 0 | 0 | 0.3 | 0.3 | 0.3 | 0.24 | 0.01 | 0 | 0.19 | 0.19 | 0.19 | 0.18 | 0 | 0 | True |  | Non Federally-Regulated | 02/01/2018 |  | 02/23/2018
American De Rosa Lamparts, LLC DBA Luminance Brands | SUNSET LIGHTING LED | F2297-**-LED-JA8 | Light Emitting Diode | Inseparable Luminaire | Direct Wired | Forward Phase Cut Controls | 82 | 3000 | 0.0024 | 92 | 52 | 131 | 0.94 | Ambient | 50000 |  |  | 54000 | 0.1 | 16 | 16 | 0.32 | 0.31 | 0.3 | 0.28 | 0 | 0 | 0.32 | 0.31 | 0.32 | 0.25 | 0.02 | 0.01 | 0.23 | 0.23 | 0.23 | 0.21 | 0 | 0 | True |  | Non Federally-Regulated | 02/01/2018 |  | 02/23/2018
Titch Industries Inc | BIOLUZ LED | D409W-3K650-90-2 | Light Emitting Diode | Light Engine | Edison Screw Base | Forward Phase Cut Controls | 76.3 | 2715 | 0.001 | 94 | 63 | 114 | 1 | Elevated | 35000 | 0.94 | 1 |  | 0.1 | 21 | 22 | 0.24 | 0.24 | 0.23 | 0.22 | 0.02 | 0 | 0.2 | 0.21 | 0.21 | 0.17 | 0.02 | 0 | 0.14 | 0.14 | 0.14 | 0.11 | 0.02 | 0.01 | True |  | Non Federally-Regulated | 11/21/2017 |  | 02/23/2018
Titch Industries Inc | BIOLUZ LED | D409W-3K650-B90-2 | Light Emitting Diode | Light Engine | Edison Screw Base | Forward Phase Cut Controls | 76.3 | 2715 | 0.001 | 94 | 62 | 114 | 1 | Elevated | 35000 | 0.94 | 1 |  | 0.1 | 21 | 22 | 0.24 | 0.24 | 0.23 | 0.22 | 0.02 | 0 | 0.2 | 0.21 | 0.21 | 0.17 | 0.02 | 0 | 0.14 | 0.14 | 0.14 | 0.11 | 0.02 | 0.01 | True |  | Non Federally-Regulated | 11/21/2017 |  | 02/26/2018
Titch Industries Inc | BIOLUZ LED | D609W-3K750-90-2 | Light Emitting Diode | Light Engine | Edison Screw Base | Forward Phase Cut Controls | 73.1 | 2745 | 0.0013 | 94 | 63 | 47 | 1 | Elevated | 35000 | 0.9 | 1 |  | 0.1 | 21 | 21 | 0.14 | 0.14 | 0.14 | 0.13 | 0.01 | 0 | 0.2 | 0.2 | 0.2 | 0.16 | 0.03 | 0.01 | 0.17 | 0.16 | 0.17 | 0.13 | 0.05 | 0.02 | True |  | Non Federally-Regulated | 12/01/2017 |  | 02/26/2018
Titch Industries Inc | BIOLUZ LED | D609W-3K750-B90-2 | Light Emitting Diode | Light Engine | Edison Screw Base | Forward Phase Cut Controls | 73.1 | 2745 | 0.0013 | 94 | 63 | 47 | 1 | Elevated | 35000 | 0.9 | 1 |  | 0.1 | 21 | 21 | 0.14 | 0.14 | 0.14 | 0.13 | 0.01 | 0 | 0.2 | 0.2 | 0.2 | 0.16 | 0.03 | 0.01 | 0.17 | 0.16 | 0.17 | 0.13 | 0.05 | 0.02 | True |  | Non Federally-Regulated | 11/21/2017 |  | 02/26/2018
STAR MOUNT ENTERPRISE LIMITED | Progress Lighting | P350064-009-30 | Light Emitting Diode | Inseparable Luminaire | Direct Wired | 0-10 VDC Controls | 68.7 | 3038 | 0 | 93 | 62 | 393 | 1 | Ambient | 25000 |  |  | 58000 | 0.03 | 19 | 19 | 0 | 0 | 0 | 0 | 0 | 0 | 0.01 | 0.01 | 0.01 | 0.01 | 0 | 0 | 0.03 | 0.02 | 0.02 | 0.02 | 0.02 | 0.02 | True |  | Non Federally-Regulated | 08/04/2017 |  | 02/26/2018
STAR MOUNT ENTERPRISE LIMITED | Progress Lighting | P350064-129-30 | Light Emitting Diode | Inseparable Luminaire | Direct Wired | 0-10 VDC Controls | 68.7 | 3038 | 0 | 93 | 62 | 393 | 1 | Ambient | 25000 |  |  | 58000 | 0.03 | 19 | 19 | 0 | 0 | 0 | 0 | 0 | 0 | 0.01 | 0.01 | 0.01 | 0.01 | 0 | 0 | 0.03 | 0.02 | 0.02 | 0.02 | 0.02 | 0.02 | True |  | Non Federally-Regulated | 08/04/2017 |  | 02/26/2018
STAR MOUNT ENTERPRISE LIMITED | Progress Lighting | P350065-009-30 | Light Emitting Diode | Inseparable Luminaire | Direct Wired | 0-10 VDC Controls | 73.3 | 3069 | -0.0002 | 93 | 63 | 417 | 1 | Ambient | 25000 |  |  | 60000 | 0.02 | 19 | 19 | 0 | 0 | 0 | 0 | 0 | 0 | 0.01 | 0.01 | 0.01 | 0.01 | 0 | 0 | 0.02 | 0.01 | 0.01 | 0.01 | 0.01 | 0 | True |  | Non Federally-Regulated | 08/04/2017 |  | 02/26/2018
STAR MOUNT ENTERPRISE LIMITED | Progress Lighting | P350065-129-30 | Light Emitting Diode | Inseparable Luminaire | Direct Wired | 0-10 VDC Controls | 73.3 | 3069 | -0.0002 | 93 | 63 | 417 | 1 | Ambient | 25000 |  |  | 60000 | 0.02 | 19 | 19 | 0 | 0 | 0 | 0 | 0 | 0 | 0.01 | 0.01 | 0.01 | 0.01 | 0 | 0 | 0.02 | 0.01 | 0.01 | 0.01 | 0.01 | 0 | True |  | Non Federally-Regulated | 08/04/2017 |  | 02/26/2018
STAR MOUNT ENTERPRISE LIMITED | Progress Lighting | P350070-009-30 | Light Emitting Diode | Inseparable Luminaire | Direct Wired | 0-10 VDC Controls | 61.7 | 3011 | 0.0001 | 92 | 61 | 345 | 1 | Ambient | 25000 |  |  | 60000 | 0.05 | 18 | 18 | 0 | 0 | 0 | 0 | 0 | 0 | 0.01 | 0.01 | 0.01 | 0.01 | 0 | 0 | 0.01 | 0.01 | 0.01 | 0.01 | 0 | 0 | True |  | Non Federally-Regulated | 08/04/2017 |  | 02/26/2018
STAR MOUNT ENTERPRISE LIMITED | Progress Lighting | P350070-129-30 | Light Emitting Diode | Inseparable Luminaire | Direct Wired | 0-10 VDC Controls | 61.7 | 3011 | 0.0001 | 92 | 61 | 345 | 1 | Ambient | 25000 |  |  | 60000 | 0.05 | 18 | 18 | 0 | 0 | 0 | 0 | 0 | 0 | 0.01 | 0.01 | 0.01 | 0.01 | 0 | 0 | 0.01 | 0.01 | 0.01 | 0.01 | 0 | 0 | True |  | Non Federally-Regulated | 08/04/2017 |  | 02/26/2018
STAR MOUNT ENTERPRISE LIMITED | Progress Lighting | P350071-009-30 | Light Emitting Diode | Inseparable Luminaire | Direct Wired | 0-10 VDC Controls | 65.7 | 3048 | 0.0001 | 93 | 62 | 392 | 1 | Ambient | 25000 |  |  | 60000 | 0.03 | 18 | 18 | 0 | 0 | 0 | 0 | 0 | 0 | 0.01 | 0.01 | 0.01 | 0.01 | 0 | 0 | 0.01 | 0.01 | 0.01 | 0.01 | 0 | 0 | True |  | Non Federally-Regulated | 08/04/2017 |  | 02/26/2018
STAR MOUNT ENTERPRISE LIMITED | Progress Lighting | P350071-129-30 | Light Emitting Diode | Inseparable Luminaire | Direct Wired | 0-10 VDC Controls | 65.7 | 3048 | 0.0001 | 93 | 62 | 392 | 1 | Ambient | 25000 |  |  | 60000 | 0.03 | 18 | 18 | 0 | 0 | 0 | 0 | 0 | 0 | 0.01 | 0.01 | 0.01 | 0.01 | 0 | 0 | 0.01 | 0.01 | 0.01 | 0.01 | 0 | 0 | True |  | Non Federally-Regulated | 08/04/2017 |  | 02/26/2018
Titch Industries Inc | BIOLUZ LED | D609W-3K900-90-2 | Light Emitting Diode | Light Engine | Edison Screw Base | Forward Phase Cut Controls | 72.5 | 2718 | 0.0008 | 93 | 59 | 99 | 0.9 | Elevated | 35000 | 0.95 | 1 |  | 0.1 | 21 | 22 | 0.13 | 0.13 | 0.13 | 0.12 | 0.01 | 0 | 0.18 | 0.19 | 0.19 | 0.15 | 0.02 | 0 | 0.14 | 0.14 | 0.15 | 0.11 | 0.01 | 0 | True |  | Non Federally-Regulated | 11/21/2017 |  | 02/26/2018
MaxLite | MaxLite | 6.5P16DLED927FL/JA8 | Light Emitting Diode | Directional Lamp | GU Base | Forward Phase Cut Controls | 88.5 | 2700 | -0.0029 | 92 | 54 | 40 | 0.93 | Elevated | 25000 | 0.929 | 1 |  | 0.1 | 22 | 22 | 0.32 | 0.31 | 0.3 | 0.28 | 0 | 0 | 0.27 | 0.27 | 0.27 | 0.19 | 0 | 0 | 0.16 | 0.15 | 0.14 | 0.09 | 0 | 0 | True |  | Non Federally-Regulated | 03/01/2018 |  | 03/02/2018
MaxLite | MaxLite | 6.5P16DLED930FL/JA8 | Light Emitting Diode | Directional Lamp | GU Base | Forward Phase Cut Controls | 89.9 | 3000 | -0.0018 | 93 | 61 | 40 | 0.92 | Elevated | 25000 | 0.929 | 1 |  | 0.1 | 22 | 22 | 0.32 | 0.31 | 0.3 | 0.28 | 0 | 0 | 0.27 | 0.27 | 0.27 | 0.19 | 0 | 0 | 0.16 | 0.15 | 0.14 | 0.09 | 0 | 0 | True |  | Non Federally-Regulated | 03/01/2018 |  | 03/02/2018
Kohler Company | Kohler | K99571-VLAN-NA | Light Emitting Diode | Inseparable Luminaire | Direct Wired | 0-10 VDC Controls | 66 | 3000 | 0.0021 | 93 | 62 | 188 | 1 | Ambient | 30000 |  |  | 59000 | 0.07 | 22 | 23 | 0.01 | 0 | 0 | 0 | 0 | 0 | 0.06 | 0 | 0 | 0 | 0 | 0 | 0.25 | 0.01 | 0 | 0 | 0 | 0 | True |  | Non Federally-Regulated | 02/21/2018 |  | 03/02/2018
Kohler Company | Kohler | K99572-VLAN-NA | Light Emitting Diode | Inseparable Luminaire | Direct Wired | 0-10 VDC Controls | 66 | 3000 | 0.0021 | 93 | 62 | 188 | 1 | Ambient | 30000 |  |  | 59000 | 0.07 | 22 | 23 | 0.01 | 0 | 0 | 0 | 0 | 0 | 0.06 | 0 | 0 | 0 | 0 | 0 | 0.25 | 0.01 | 0 | 0 | 0 | 0 | True |  | Non Federally-Regulated | 02/21/2018 |  | 03/02/2018
Kohler Company | Kohler | K99573-VLAN-NA | Light Emitting Diode | Inseparable Luminaire | Direct Wired | 0-10 VDC Controls | 66 | 3000 | 0.0021 | 93 | 62 | 188 | 1 | Ambient | 30000 |  |  | 59000 | 0.07 | 22 | 23 | 0.01 | 0 | 0 | 0 | 0 | 0 | 0.06 | 0 | 0 | 0 | 0 | 0 | 0.25 | 0.01 | 0 | 0 | 0 | 0 | True |  | Non Federally-Regulated | 02/21/2018 |  | 03/02/2018
WAC Lighting Co. | Modern Forms | FM-74712-** | Light Emitting Diode | Inseparable Luminaire | Direct Wired | Reverse Phase Cut Controls | 55.4 | 2906 | 0.0016 | 92 | 58 | 102 | 0.9 | Ambient | 54000 | 0.989 | 1 |  | 0.03 | 22 | 22 | 0.23 | 0.21 | 0.2 | 0.18 | 0 | 0 | 0.23 | 0.23 | 0.24 | 0.18 | 0.01 | 0 | 0.14 | 0.12 | 0.11 | 0.08 | 0.03 | 0.01 | True |  | Non Federally-Regulated | 05/04/2017 |  | 03/07/2018
WAC Lighting Co. | Modern Forms | FM-74716-** | Light Emitting Diode | Light Engine | Direct Wired | Reverse Phase Cut Controls | 91.6 | 3067 | -0.0006 | 95 | 70 | 84 | 0.9 | Ambient | 54000 | 0.989 | 1 |  | 0.01 | 21 | 21 | 0.24 | 0.23 | 0.22 | 0.2 | 0 | 0 | 0.24 | 0.25 | 0.25 | 0.19 | 0.01 | 0 | 0.15 | 0.08 | 0.08 | 0.06 | 0.03 | 0.01 | True |  | Non Federally-Regulated | 05/04/2017 |  | 03/07/2018
Cyber Tech Lighting Inc. | Cyber Tech Lighting Inc | LC10RT6-ECO-S/***** | Light Emitting Diode | Inseparable Luminaire | Quick Connect | Forward Phase Cut Controls | 66.5 | 2742 | 0.0025 | 94 | 64 | 154 | 0.99 | Ambient | 50000 |  |  | 56000 | 0.1 | 21 | 21 | 0.11 | 0.11 | 0.11 | 0.11 | 0.01 | 0 | 0.2 | 0.2 | 0.2 | 0.17 | 0.03 | 0.01 | 0.18 | 0.18 | 0.19 | 0.16 | 0.05 | 0.02 | True |  | Non Federally-Regulated | 04/04/2017 |  | 03/09/2018
Leedarson Lighting Co., Ltd | Seagull Lighting | 14520S-15 | Light Emitting Diode | Inseparable Luminaire | Direct Wired | Forward Phase Cut Controls | 68 | 3000 | -0.0001 | 94 | 74 | 106 | 0.91 | Ambient | 50000 |  |  | 54000 | 0.1 | 22 | 22 | 0.26 | 0.25 | 0.24 | 0.21 | 0 | 0 | 0.2 | 0.19 | 0.19 | 0.15 | 0.02 | 0 | 0.28 | 0.17 | 0.18 | 0.14 | 0.02 | 0 | True |  | Non Federally-Regulated | 02/02/2018 |  | 03/09/2018
Leedarson Lighting Co., Ltd | Seagull Lighting | 14520S-849 | Light Emitting Diode | Inseparable Luminaire | Direct Wired | Forward Phase Cut Controls | 68 | 3000 | -0.0001 | 94 | 74 | 106 | 0.91 | Ambient | 50000 |  |  | 54000 | 0.1 | 22 | 22 | 0.26 | 0.25 | 0.24 | 0.21 | 0 | 0 | 0.2 | 0.19 | 0.19 | 0.15 | 0.02 | 0 | 0.28 | 0.17 | 0.18 | 0.14 | 0.02 | 0 | True |  | Non Federally-Regulated | 02/02/2018 |  | 03/09/2018
Cyber Tech Lighting Inc. | Cyber Tech Lighting Inc | LC10RT4-ECO-B/** | Light Emitting Diode | Inseparable Luminaire | Quick Connect | Forward Phase Cut Controls | 61.4 | 3000 | 0.0011 | 92 | 59 | 45 | 0.9 | Ambient | 50000 |  |  | 54000 | 0.05 | 21 | 22 | 0.14 | 0.14 | 0.14 | 0.13 | 0.02 | 0.01 | 0.19 | 0.19 | 0.2 | 0.16 | 0.02 | 0.01 | 0.08 | 0.08 | 0.09 | 0.07 | 0.02 | 0.01 | True |  | Non Federally-Regulated | 09/06/2017 |  | 03/16/2018
Cyber Tech Lighting Inc. | Cyber Tech Lighting Inc | LC10RT4-ECO-S/WW/*** | Light Emitting Diode | Inseparable Luminaire | Quick Connect | Forward Phase Cut Controls | 61.4 | 2700 | 0.0011 | 92 | 59 | 45 | 0.9 | Ambient | 50000 |  |  | 54000 | 0.01 | 21 | 21 | 0.14 | 0.14 | 0.14 | 0.13 | 0.02 | 0.01 | 0.19 | 0.19 | 0.2 | 0.16 | 0.02 | 0.01 | 0.08 | 0.08 | 0.09 | 0.07 | 0.02 | 0.02 | True |  | Non Federally-Regulated | 07/05/2017 |  | 03/16/2018
Cyber Tech Lighting Inc. | Cyber Tech Lighting Inc | LC10RT4-ECO-S3/WW | Light Emitting Diode | Inseparable Luminaire | Quick Connect | Forward Phase Cut Controls | 63.5 | 2718 | 0.0025 | 94 | 64 | 138 | 0.96 | Ambient | 50000 |  |  | 56000 | 0.1 | 20 | 21 | 0.1 | 0.1 | 0.1 | 0.1 | 0 | 0 | 0.2 | 0.2 | 0.2 | 0.17 | 0 | 0 | 0.17 | 0.17 | 0.18 | 0.15 | 0 | 0 | True |  | Non Federally-Regulated | 03/23/2017 |  | 03/16/2018
Cyber Tech Lighting Inc. | Cyber Tech Lighting Inc | LC12RT6-ECO-B/** | Light Emitting Diode | Inseparable Luminaire | Quick Connect | Forward Phase Cut Controls | 66.8 | 3000 | 0.0004 | 93 | 61 | 21 | 0.9 | Ambient | 50000 |  |  | 54000 | 0.05 | 22 | 2 | 0.17 | 0.17 | 0.17 | 0.16 | 0.02 | 0.01 | 0.25 | 0.25 | 0.25 | 0.21 | 0.04 | 0.01 | 0.1 | 0.11 | 0.1 | 0.08 | 0.03 | 0.02 | True |  | Non Federally-Regulated | 09/06/2017 |  | 03/16/2018
Cyber Tech Lighting Inc. | Cyber Tech Lighting Inc | LC18RT6-ECO-*/** | Light Emitting Diode | Inseparable Luminaire | Quick Connect | Forward Phase Cut Controls | 63.7 | 3000 | 0.0006 | 93 | 60 | 38 | 0.9 | Ambient | 50000 |  |  | 54000 | 0.01 | 21 | 22 | 0.15 | 0.15 | 0.15 | 0.14 | 0.01 | 0 | 0.2 | 0.2 | 0.2 | 0.17 | 0.03 | 0.01 | 0.07 | 0.08 | 0.07 | 0.06 | 0.02 | 0.01 | True |  | Non Federally-Regulated | 07/05/2017 |  | 03/16/2018
Cyber Tech Lighting Inc. | Cyber Tech Lighting Inc | LC8RT3-ECO/WW | Light Emitting Diode | Inseparable Luminaire | Quick Connect | Forward Phase Cut Controls | 61.9 | 2700 | 0.0008 | 92 | 58 | 48 | 0.9 | Ambient | 50000 |  |  | 54000 | 0.01 | 21 | 22 | 0.18 | 0.18 | 0.18 | 0.16 | 0.02 | 0 | 0.26 | 0.26 | 0.26 | 0.22 | 0.05 | 0.04 | 0.1 | 0.09 | 0.08 | 0.07 | 0.02 | 0.02 | True |  | Non Federally-Regulated | 07/05/2017 |  | 03/20/2018
Archipelago Lighting Inc. | Archipelago | LTRD14V35022MB-90 | Light Emitting Diode | Omnidirectional Lamp | Edison Screw Base | Forward Phase Cut Controls | 76 | 2200 | 0.0013 | 90 | 50 | 25 | 0.99 | Ambient | 25000 | 0.87 | 1 |  | 0 | 16 | 16 | 0.15 | 0 | 0 | 0 | 0 | 0 | 0.3 | 0 | 0 | 0 | 0 | 0 | 0 | 0 | 0 | 0 | 0 | 0 | True |  | Non Federally-Regulated | 11/29/2016 |  | 03/26/2018
Archipelago Lighting Inc. | Archipelago | LTRD14C35027MB-90 | Light Emitting Diode | Omnidirectional Lamp | Edison Screw Base | Forward Phase Cut Controls | 89 | 2700 | 0.0018 | 93 | 62 | 25 | 0.97 | Ambient | 25000 | 0.87 | 1 |  | 0 | 15 | 14 | 0.16 | 0 | 0 | 0 | 0 | 0 | 0.3 | 0 | 0 | 0 | 0 | 0 | 0 | 0 | 0 | 0 | 0 | 0 | True |  | Non Federally-Regulated | 11/29/2016 |  | 03/26/2018
Archipelago Lighting Inc. | Archipelago | LTTB6V20022CB-90 | Light Emitting Diode | Omnidirectional Lamp | Edison Screw Base | Forward Phase Cut Controls | 76 | 2200 | 0.0013 | 90 | 50 | 25 | 0.99 | Ambient | 25000 | 0.88 | 1 |  | 0 | 15 | 15 | 0.17 | 0 | 0 | 0 | 0 | 0 | 0.3 | 0 | 0 | 0 | 0 | 0 | 0 | 0 | 0 | 0 | 0 | 0 | True |  | Non Federally-Regulated | 11/29/2016 |  | 03/26/2018
Archipelago Lighting Inc. | Archipelago | LTTB6C20027CB-90 | Light Emitting Diode | Omnidirectional Lamp | Edison Screw Base | Forward Phase Cut Controls | 89 | 2700 | 0.0005 | 92 | 57 | 25 | 0.99 | Ambient | 25000 | 0.87 | 1 |  | 0 | 14 | 16 | 0.18 | 0 | 0 | 0 | 0 | 0 | 0.3 | 0 | 0 | 0 | 0 | 0 | 0 | 0 | 0 | 0 | 0 | 0 | True |  | Non Federally-Regulated | 11/29/2016 |  | 03/26/2018
Archipelago Lighting Inc. | Archipelago | LTST19V35022MB-90 | Light Emitting Diode | Omnidirectional Lamp | Edison Screw Base | Forward Phase Cut Controls | 81 | 2200 | 0.0031 | 91 | 57 | 25 | 0.96 | Ambient | 25000 | 0.87 | 1 |  | 0 | 16 | 15 | 0.19 | 0 | 0 | 0 | 0 | 0 | 0.3 | 0 | 0 | 0 | 0 | 0 | 0 | 0 | 0 | 0 | 0 | 0 | True |  | Non Federally-Regulated | 12/14/2016 |  | 03/26/2018
Archipelago Lighting Inc. | Archipelago | LTA15C50027MB-90 | Light Emitting Diode | Omnidirectional Lamp | Edison Screw Base | Forward Phase Cut Controls | 71 | 2700 | 0.0007 | 90 | 50 | 25 | 0.95 | Ambient | 25000 | 0.87 | 1 |  | 0 | 16 | 15 | 0.19 | 0 | 0 | 0 | 0 | 0 | 0.3 | 0 | 0 | 0 | 0 | 0 | 0 | 0 | 0 | 0 | 0 | 0 | True |  | Non Federally-Regulated | 12/16/2016 |  | 03/26/2018
Archipelago Lighting Inc. | Archipelago | LTA15F50027MB-90 | Light Emitting Diode | Omnidirectional Lamp | Edison Screw Base | Forward Phase Cut Controls | 76 | 2700 | 0.0005 | 93 | 70 | 25 | 0.95 | Ambient | 25000 | 0.87 | 1 |  | 0 | 15 | 14 | 0.16 | 0 | 0 | 0 | 0 | 0 | 0.3 | 0 | 0 | 0 | 0 | 0 | 0 | 0 | 0 | 0 | 0 | 0 | True |  | Non Federally-Regulated | 12/16/2016 |  | 03/26/2018
Archipelago Lighting Inc. | Archipelago | LTB10F35027CB-90 | Light Emitting Diode | Omnidirectional Lamp | Edison Screw Base | Forward Phase Cut Controls | 91 | 2700 | 0.0006 | 90 | 50 | 25 | 0.98 | Ambient | 25000 | 0.88 | 1 |  | 0 | 16 | 15 | 0.17 | 0 | 0 | 0 | 0 | 0 | 0.3 | 0 | 0 | 0 | 0 | 0 | 0 | 0 | 0 | 0 | 0 | 0 | True |  | Non Federally-Regulated | 12/16/2016 |  | 03/26/2018
Archipelago Lighting Inc. | Archipelago | LTB10C35027CB-90 | Light Emitting Diode | Omnidirectional Lamp | Edison Screw Base | Forward Phase Cut Controls | 81 | 2700 | 0.0001 | 92 | 59 | 25 | 0.97 | Ambient | 25000 | 0.89 | 1 |  | 0 | 15 | 14 | 0.16 | 0 | 0 | 0 | 0 | 0 | 0.3 | 0 | 0 | 0 | 0 | 0 | 0 | 0 | 0 | 0 | 0 | 0 | True |  | Non Federally-Regulated | 12/16/2016 |  | 03/26/2018
Archipelago Lighting Inc. | Archipelago | LTCA10C35027CB-90 | Light Emitting Diode | Omnidirectional Lamp | Edison Screw Base | Forward Phase Cut Controls | 84 | 2700 | 0.0002 | 94 | 72 | 25 | 0.97 | Ambient | 25000 | 0.88 | 1 |  | 0 | 16 | 15 | 0.16 | 0 | 0 | 0 | 0 | 0 | 0.3 | 0 | 0 | 0 | 0 | 0 | 0 | 0 | 0 | 0 | 0 | 0 | True |  | Non Federally-Regulated | 12/16/2016 |  | 03/26/2018
Archipelago Lighting Inc. | Archipelago | LTCA10F35027CB-90 | Light Emitting Diode | Omnidirectional Lamp | Edison Screw Base | Forward Phase Cut Controls | 82 | 2700 | 0.0001 | 94 | 70 | 25 | 0.97 | Ambient | 25000 | 0.89 | 1 |  | 0 | 15 | 14 | 0.17 | 0 | 0 | 0 | 0 | 0 | 0.3 | 0 | 0 | 0 | 0 | 0 | 0 | 0 | 0 | 0 | 0 | 0 | True |  | Non Federally-Regulated | 12/16/2016 |  | 03/26/2018
Number Eight Lighting Company | Number Eight Lighting Company | 400-HI-**-***/DIM1-4-1000/***-4-** | Light Emitting Diode | Inseparable Luminaire | Direct Wired | Reverse Phase Cut Controls | 60 | 2915 | 0.0025 | 92 | 53 | 58 | 0.98 | Ambient | 60000 |  |  | 90700 | 0.03 | 19 | 19 | 0.2 | 0.2 | 0.19 | 0.18 | 0 | 0 | 0.23 | 0.21 | 0.21 | 0.18 | 0 | 0 | 0.2 | 0.17 | 0.17 | 0.14 | 0 | 0 | True |  | Non Federally-Regulated | 05/10/2017 |  | 03/28/2018
Number Eight Lighting Company | Number Eight Lighting Company | 400-HI-R-**-***/DIM1-4-1000/***-4-** | Light Emitting Diode | Inseparable Luminaire | Direct Wired | Reverse Phase Cut Controls | 60 | 2915 | 0.0025 | 92 | 53 | 58 | 0.98 | Ambient | 60000 |  |  | 90700 | 0.03 | 19 | 19 | 0.2 | 0.2 | 0.19 | 0.18 | 0 | 0 | 0.23 | 0.21 | 0.21 | 0.18 | 0 | 0 | 0.2 | 0.17 | 0.17 | 0.14 | 0 | 0 | True |  | Non Federally-Regulated | 05/10/2017 |  | 03/28/2018
Number Eight Lighting Company | Number Eight Lighting Company | 400-HI-**-***/DIM1-4-1000/***-BV-4-** | Light Emitting Diode | Inseparable Luminaire | Direct Wired | Reverse Phase Cut Controls | 60 | 2915 | 0.0025 | 92 | 53 | 58 | 0.98 | Ambient | 60000 |  |  | 90700 | 0.03 | 19 | 19 | 0.2 | 0.2 | 0.19 | 0.18 | 0 | 0 | 0.23 | 0.21 | 0.21 | 0.18 | 0 | 0 | 0.2 | 0.17 | 0.17 | 0.14 | 0 | 0 | True |  | Non Federally-Regulated | 05/10/2017 |  | 03/28/2018
Number Eight Lighting Company | Number Eight Lighting Company | 400-HI-R-**-***/DIM1-4-1000/***-BV-4-** | Light Emitting Diode | Inseparable Luminaire | Direct Wired | Reverse Phase Cut Controls | 60 | 2915 | 0.0025 | 92 | 53 | 58 | 0.98 | Ambient | 60000 |  |  | 90700 | 0.03 | 19 | 19 | 0.2 | 0.2 | 0.19 | 0.18 | 0 | 0 | 0.23 | 0.21 | 0.21 | 0.18 | 0 | 0 | 0.2 | 0.17 | 0.17 | 0.14 | 0 | 0 | True |  | Non Federally-Regulated | 05/10/2017 |  | 03/28/2018
Number Eight Lighting Company | Number Eight Lighting Company | 400-HI-**-***/DIM2-4-1000/***-4-** | Light Emitting Diode | Inseparable Luminaire | Direct Wired | 0-10 VDC Controls | 60 | 2915 | 0.0025 | 92 | 53 | 58 | 0.98 | Ambient | 60000 |  |  | 90700 | 0.03 | 19 | 19 | 0.01 | 0 | 0 | 0 | 0 | 0 | 0.02 | 0 | 0 | 0 | 0 | 0 | 0.02 | 0 | 0 | 0 | 0 | 0 | True |  | Non Federally-Regulated | 05/10/2017 |  | 03/28/2018
Number Eight Lighting Company | Number Eight Lighting Company | 400-HI-R-**-***/DIM2-4-1000/***-4-** | Light Emitting Diode | Inseparable Luminaire | Direct Wired | 0-10 VDC Controls | 60 | 2915 | 0.0025 | 92 | 53 | 58 | 0.98 | Ambient | 60000 |  |  | 90700 | 0.03 | 19 | 19 | 0.01 | 0 | 0 | 0 | 0 | 0 | 0.02 | 0 | 0 | 0 | 0 | 0 | 0.02 | 0 | 0 | 0 | 0 | 0 | True |  | Non Federally-Regulated | 05/10/2017 |  | 03/28/2018
Number Eight Lighting Company | Number Eight Lighting Company | 400-HI-**-***/DIM2-4-1000/***-BV-4-** | Light Emitting Diode | Inseparable Luminaire | Direct Wired | 0-10 VDC Controls | 60 | 2915 | 0.0025 | 92 | 53 | 58 | 0.98 | Ambient | 60000 |  |  | 90700 | 0.03 | 19 | 19 | 0.01 | 0 | 0 | 0 | 0 | 0 | 0.02 | 0 | 0 | 0 | 0 | 0 | 0.02 | 0 | 0 | 0 | 0 | 0 | True |  | Non Federally-Regulated | 05/10/2017 |  | 03/28/2018
Number Eight Lighting Company | Number Eight Lighting Company | 400-HI-R-**-***/DIM2-4-1000/***-BV-4-** | Light Emitting Diode | Inseparable Luminaire | Direct Wired | 0-10 VDC Controls | 60 | 2915 | 0.0025 | 92 | 53 | 58 | 0.98 | Ambient | 60000 |  |  | 90700 | 0.03 | 19 | 19 | 0.01 | 0 | 0 | 0 | 0 | 0 | 0.02 | 0 | 0 | 0 | 0 | 0 | 0.02 | 0 | 0 | 0 | 0 | 0 | True |  | Non Federally-Regulated | 05/10/2017 |  | 03/28/2018
Number Eight Lighting Company | Number Eight Lighting Company | 400-HI-**-***/PR1-4-1000/***-4-** | Light Emitting Diode | Inseparable Luminaire | Direct Wired | Reverse Phase Cut Controls | 60 | 2915 | 0.0025 | 92 | 53 | 58 | 0.98 | Ambient | 60000 |  |  | 90700 | 0.03 | 19 | 19 | 0.19 | 0.19 | 0.18 | 0.18 | 0 | 0 | 0.19 | 0.18 | 0.17 | 0.16 | 0 | 0 | 0.17 | 0.13 | 0.14 | 0.12 | 0 | 0 | True |  | Non Federally-Regulated | 05/10/2017 |  | 03/28/2018
Number Eight Lighting Company | Number Eight Lighting Company | 400-HI-R-**-***/PR1-4-1000/***-4-** | Light Emitting Diode | Inseparable Luminaire | Direct Wired | Reverse Phase Cut Controls | 60 | 2915 | 0.0025 | 92 | 53 | 58 | 0.98 | Ambient | 60000 |  |  | 90700 | 0.03 | 19 | 19 | 0.19 | 0.19 | 0.18 | 0.18 | 0 | 0 | 0.19 | 0.18 | 0.17 | 0.16 | 0 | 0 | 0.17 | 0.13 | 0.14 | 0.12 | 0 | 0 | True |  | Non Federally-Regulated | 05/10/2017 |  | 03/28/2018
Number Eight Lighting Company | Number Eight Lighting Company | 400-HI-**-***/PR1-4-1000/***-BV-4-** | Light Emitting Diode | Inseparable Luminaire | Direct Wired | Reverse Phase Cut Controls | 60 | 2915 | 0.0025 | 92 | 53 | 58 | 0.98 | Ambient | 60000 |  |  | 90700 | 0.03 | 19 | 19 | 0.19 | 0.19 | 0.18 | 0.18 | 0 | 0 | 0.19 | 0.18 | 0.17 | 0.16 | 0 | 0 | 0.17 | 0.13 | 0.14 | 0.12 | 0 | 0 | True |  | Non Federally-Regulated | 05/10/2017 |  | 03/28/2018
Number Eight Lighting Company | Number Eight Lighting Company | 400-HI-R-**-***/PR1-4-1000/***-BV-4-** | Light Emitting Diode | Inseparable Luminaire | Direct Wired | Reverse Phase Cut Controls | 60 | 2915 | 0.0025 | 92 | 53 | 58 | 0.98 | Ambient | 60000 |  |  | 90700 | 0.03 | 19 | 19 | 0.19 | 0.19 | 0.18 | 0.18 | 0 | 0 | 0.19 | 0.18 | 0.17 | 0.16 | 0 | 0 | 0.17 | 0.13 | 0.14 | 0.12 | 0 | 0 | True |  | Non Federally-Regulated | 05/10/2017 |  | 03/28/2018
Number Eight Lighting Company | Number Eight Lighting Company | 400-HI-**-***/EL1-4-1000/***-4-** | Light Emitting Diode | Inseparable Luminaire | Direct Wired | 0-10 VDC Controls | 60 | 2915 | 0.0025 | 92 | 53 | 440 | 0.98 | Ambient | 60000 |  |  | 90700 | 0.03 | 19 | 19 | 0.04 | 0.05 | 0.03 | 0 | 0 | 0 | 0.96 | 0.02 | 0.01 | 0 | 0 | 0 | 0.93 | 0.26 | 0 | 0 | 0 | 0 | True |  | Non Federally-Regulated | 05/10/2017 |  | 03/28/2018
Number Eight Lighting Company | Number Eight Lighting Company | 400-HI-R-**-***/EL1-4-1000/***-4-** | Light Emitting Diode | Inseparable Luminaire | Direct Wired | 0-10 VDC Controls | 60 | 2915 | 0.0025 | 92 | 53 | 440 | 0.98 | Ambient | 60000 |  |  | 90700 | 0.03 | 19 | 19 | 0.04 | 0.05 | 0.03 | 0 | 0 | 0 | 0.96 | 0.02 | 0.01 | 0 | 0 | 0 | 0.93 | 0.26 | 0 | 0 | 0 | 0 | True |  | Non Federally-Regulated | 05/10/2017 |  | 03/28/2018
Number Eight Lighting Company | Number Eight Lighting Company | 400-HI-**-***/EL1-4-1000/***-BV-4-** | Light Emitting Diode | Inseparable Luminaire | Direct Wired | 0-10 VDC Controls | 60 | 2915 | 0.0025 | 92 | 53 | 440 | 0.98 | Ambient | 60000 |  |  | 90700 | 0.03 | 19 | 19 | 0.04 | 0.05 | 0.03 | 0 | 0 | 0 | 0.96 | 0.02 | 0.01 | 0 | 0 | 0 | 0.93 | 0.26 | 0 | 0 | 0 | 0 | True |  | Non Federally-Regulated | 05/10/2017 |  | 03/28/2018
Number Eight Lighting Company | Number Eight Lighting Company | 400-HI-R-**-***/EL1-4-1000/***-BV-4-** | Light Emitting Diode | Inseparable Luminaire | Direct Wired | 0-10 VDC Controls | 60 | 2915 | 0.0025 | 92 | 53 | 440 | 0.98 | Ambient | 60000 |  |  | 90700 | 0.03 | 19 | 19 | 0.04 | 0.05 | 0.03 | 0 | 0 | 0 | 0.96 | 0.02 | 0.01 | 0 | 0 | 0 | 0.93 | 0.26 | 0 | 0 | 0 | 0 | True |  | Non Federally-Regulated | 05/10/2017 |  | 03/28/2018
Number Eight Lighting Company | Number Eight Lighting Company | 400-HI-**-***/LU2-4-1000/***-4-** | Light Emitting Diode | Inseparable Luminaire | Direct Wired | 0-10 VDC Controls | 60 | 2915 | 0.0025 | 92 | 53 | 380 | 0.98 | Ambient | 60000 |  |  | 90700 | 0.03 | 19 | 19 | 0.04 | 0 | 0 | 0 | 0 | 0 | 0.08 | 0 | 0 | 0 | 0 | 0 | 0.06 | 0 | 0 | 0 | 0 | 0 | True |  | Non Federally-Regulated | 05/22/2017 |  | 03/28/2018
Number Eight Lighting Company | Number Eight Lighting Company | 400-HI-R-**-***/LU2-4-1000/***-4-** | Light Emitting Diode | Inseparable Luminaire | Direct Wired | 0-10 VDC Controls | 60 | 2915 | 0.0025 | 92 | 53 | 380 | 0.98 | Ambient | 60000 |  |  | 90700 | 0.03 | 19 | 19 | 0.04 | 0 | 0 | 0 | 0 | 0 | 0.08 | 0 | 0 | 0 | 0 | 0 | 0.06 | 0 | 0 | 0 | 0 | 0 | True |  | Non Federally-Regulated | 05/22/2017 |  | 03/28/2018
Number Eight Lighting Company | Number Eight Lighting Company | 400-HI-**-***/LU2-4-1000/***-BV-4-** | Light Emitting Diode | Inseparable Luminaire | Direct Wired | 0-10 VDC Controls | 60 | 2915 | 0.0025 | 92 | 53 | 380 | 0.98 | Ambient | 60000 |  |  | 90700 | 0.03 | 19 | 19 | 0.04 | 0 | 0 | 0 | 0 | 0 | 0.08 | 0 | 0 | 0 | 0 | 0 | 0.06 | 0 | 0 | 0 | 0 | 0 | True |  | Non Federally-Regulated | 05/22/2017 |  | 03/28/2018
Number Eight Lighting Company | Number Eight Lighting Company | 400-HI-R-**-***/LU2-4-1000/***-BV-4-** | Light Emitting Diode | Inseparable Luminaire | Direct Wired | 0-10 VDC Controls | 60 | 2915 | 0.0025 | 92 | 53 | 380 | 0.98 | Ambient | 60000 |  |  | 90700 | 0.03 | 19 | 19 | 0.04 | 0 | 0 | 0 | 0 | 0 | 0.08 | 0 | 0 | 0 | 0 | 0 | 0.06 | 0 | 0 | 0 | 0 | 0 | True |  | Non Federally-Regulated | 05/22/2017 |  | 03/28/2018
Number Eight Lighting Company | Number Eight Lighting Company | 803-**/J2-HI-**-***/DIM1-8-1000/*****-*-** | Light Emitting Diode | Inseparable Luminaire | Direct Wired | Reverse Phase Cut Controls | 54 | 2915 | 0.0025 | 93 | 55 | 26 | 0.98 | Ambient | 60000 |  |  | 90700 | 0.03 | 19 | 19 | 0.2 | 0.2 | 0.19 | 0.18 | 0 | 0 | 0.23 | 0.21 | 0.21 | 0.18 | 0 | 0 | 0.2 | 0.17 | 0.17 | 0.14 | 0 | 0 | True |  | Non Federally-Regulated | 05/10/2017 |  | 03/28/2018
Number Eight Lighting Company | Number Eight Lighting Company | 803-**/J2-HI-**-***/DIM1-8-1000/*****-BV-*-** | Light Emitting Diode | Inseparable Luminaire | Direct Wired | Reverse Phase Cut Controls | 54 | 2915 | 0.0025 | 93 | 55 | 26 | 0.98 | Ambient | 60000 |  |  | 90700 | 0.03 | 19 | 19 | 0.2 | 0.2 | 0.19 | 0.18 | 0 | 0 | 0.23 | 0.21 | 0.21 | 0.18 | 0 | 0 | 0.2 | 0.17 | 0.17 | 0.14 | 0 | 0 | True |  | Non Federally-Regulated | 05/10/2017 |  | 03/28/2018
Number Eight Lighting Company | Number Eight Lighting Company | 803-**/J2-HI-**-***/DIM1-8-1000/*****-LG-*-** | Light Emitting Diode | Inseparable Luminaire | Direct Wired | Reverse Phase Cut Controls | 54 | 2915 | 0.0025 | 93 | 55 | 26 | 0.98 | Ambient | 60000 |  |  | 90700 | 0.03 | 19 | 19 | 0.2 | 0.2 | 0.19 | 0.18 | 0 | 0 | 0.23 | 0.21 | 0.21 | 0.18 | 0 | 0 | 0.2 | 0.17 | 0.17 | 0.14 | 0 | 0 | True |  | Non Federally-Regulated | 05/10/2017 |  | 03/28/2018
Number Eight Lighting Company | Number Eight Lighting Company | 803-**/J2-HI-**-***/PR1-8-1000/*****-*-** | Light Emitting Diode | Inseparable Luminaire | Direct Wired | Reverse Phase Cut Controls | 54 | 2915 | 0.0025 | 93 | 55 | 26 | 0.98 | Ambient | 60000 |  |  | 90700 | 0.03 | 19 | 19 | 0.19 | 0.19 | 0.18 | 0.18 | 0 | 0 | 0.19 | 0.18 | 0.17 | 0.16 | 0 | 0 | 0.17 | 0.13 | 0.14 | 0.12 | 0 | 0 | True |  | Non Federally-Regulated | 05/10/2017 |  | 03/28/2018
Number Eight Lighting Company | Number Eight Lighting Company | 803-**/J2-HI-**-***/PR1-8-1000/*****-BV-*-** | Light Emitting Diode | Inseparable Luminaire | Direct Wired | Reverse Phase Cut Controls | 54 | 2915 | 0.0025 | 93 | 55 | 26 | 0.98 | Ambient | 60000 |  |  | 90700 | 0.03 | 19 | 19 | 0.19 | 0.19 | 0.18 | 0.18 | 0 | 0 | 0.19 | 0.18 | 0.17 | 0.16 | 0 | 0 | 0.17 | 0.13 | 0.14 | 0.12 | 0 | 0 | True |  | Non Federally-Regulated | 05/10/2017 |  | 03/28/2018
Number Eight Lighting Company | Number Eight Lighting Company | 803-**/J2-HI-**-***/PR1-8-1000/*****-LG-*-** | Light Emitting Diode | Inseparable Luminaire | Direct Wired | Reverse Phase Cut Controls | 54 | 2915 | 0.0025 | 93 | 55 | 26 | 0.98 | Ambient | 60000 |  |  | 90700 | 0.03 | 19 | 19 | 0.19 | 0.19 | 0.18 | 0.18 | 0 | 0 | 0.19 | 0.18 | 0.17 | 0.16 | 0 | 0 | 0.17 | 0.13 | 0.14 | 0.12 | 0 | 0 | True |  | Non Federally-Regulated | 05/10/2017 |  | 03/28/2018
Number Eight Lighting Company | Number Eight Lighting Company | 803-**/J2-HI-**-***/EL1-8-1000/*****-*-** | Light Emitting Diode | Inseparable Luminaire | Direct Wired | 0-10 VDC Controls | 54 | 2915 | 0.0025 | 93 | 55 | 440 | 0.98 | Ambient | 60000 |  |  | 90700 | 0.03 | 19 | 19 | 0.04 | 0.05 | 0.03 | 0 | 0 | 0 | 0.96 | 0.02 | 0.01 | 0 | 0 | 0 | 0.93 | 0.26 | 0 | 0 | 0 | 0 | True |  | Non Federally-Regulated | 05/10/2017 |  | 03/28/2018
Number Eight Lighting Company | Number Eight Lighting Company | 803-**/J2-HI-**-***/EL1-8-1000/*****-BV-*-** | Light Emitting Diode | Inseparable Luminaire | Direct Wired | 0-10 VDC Controls | 54 | 2915 | 0.0025 | 93 | 55 | 440 | 0.98 | Ambient | 60000 |  |  | 90700 | 0.03 | 19 | 19 | 0.04 | 0.05 | 0.03 | 0 | 0 | 0 | 0.96 | 0.02 | 0.01 | 0 | 0 | 0 | 0.93 | 0.26 | 0 | 0 | 0 | 0 | True |  | Non Federally-Regulated | 05/10/2017 |  | 03/28/2018
Number Eight Lighting Company | Number Eight Lighting Company | 803-**/J2-HI-**-***/EL1-8-1000/*****-LG-*-** | Light Emitting Diode | Inseparable Luminaire | Direct Wired | 0-10 VDC Controls | 54 | 2915 | 0.0025 | 93 | 55 | 440 | 0.98 | Ambient | 60000 |  |  | 90700 | 0.03 | 19 | 19 | 0.04 | 0.05 | 0.03 | 0 | 0 | 0 | 0.96 | 0.02 | 0.01 | 0 | 0 | 0 | 0.93 | 0.26 | 0 | 0 | 0 | 0 | True |  | Non Federally-Regulated | 05/10/2017 |  | 03/28/2018
Number Eight Lighting Company | Number Eight Lighting Company | 803-**/J2-HI-**-***/LU2-8-1000/*****-*-** | Light Emitting Diode | Inseparable Luminaire | Direct Wired | 0-10 VDC Controls | 54 | 2915 | 0.0025 | 93 | 55 | 380 | 0.98 | Ambient | 60000 |  |  | 90700 | 0.03 | 19 | 19 | 0.04 | 0 | 0 | 0 | 0 | 0 | 0.08 | 0 | 0 | 0 | 0 | 0 | 0.06 | 0 | 0 | 0 | 0 | 0 | True |  | Non Federally-Regulated | 05/22/2017 |  | 03/28/2018
Number Eight Lighting Company | Number Eight Lighting Company | 803-**/J2-HI-**-***/LU2-8-1000/*****-BV-*-** | Light Emitting Diode | Inseparable Luminaire | Direct Wired | 0-10 VDC Controls | 54 | 2915 | 0.0025 | 93 | 55 | 380 | 0.98 | Ambient | 60000 |  |  | 90700 | 0.03 | 19 | 19 | 0.04 | 0 | 0 | 0 | 0 | 0 | 0.08 | 0 | 0 | 0 | 0 | 0 | 0.06 | 0 | 0 | 0 | 0 | 0 | True |  | Non Federally-Regulated | 05/22/2017 |  | 03/28/2018
Number Eight Lighting Company | Number Eight Lighting Company | 803-**/J2-HI-**-***/LU2-8-1000/*****-LG-*-** | Light Emitting Diode | Inseparable Luminaire | Direct Wired | 0-10 VDC Controls | 54 | 2915 | 0.0025 | 93 | 55 | 380 | 0.98 | Ambient | 60000 |  |  | 90700 | 0.03 | 19 | 19 | 0.04 | 0 | 0 | 0 | 0 | 0 | 0.08 | 0 | 0 | 0 | 0 | 0 | 0.06 | 0 | 0 | 0 | 0 | 0 | True |  | Non Federally-Regulated | 05/22/2017 |  | 03/28/2018
Number Eight Lighting Company | Number Eight Lighting Company | 803-**/K2-HI-**-***/DIM1-8-1000/*****-*-** | Light Emitting Diode | Inseparable Luminaire | Direct Wired | Reverse Phase Cut Controls | 54 | 2895 | 0.0014 | 93 | 55 | 26 | 0.98 | Ambient | 60000 |  |  | 90700 | 0.03 | 19 | 19 | 0.2 | 0.2 | 0.19 | 0.18 | 0 | 0 | 0.23 | 0.21 | 0.21 | 0.18 | 0 | 0 | 0.2 | 0.17 | 0.17 | 0.14 | 0 | 0 | True |  | Non Federally-Regulated | 05/10/2017 |  | 03/28/2018
Number Eight Lighting Company | Number Eight Lighting Company | 803-**/K2-HI-**-***/DIM1-8-1000/*****-BV-*-** | Light Emitting Diode | Inseparable Luminaire | Direct Wired | Reverse Phase Cut Controls | 54 | 2895 | 0.0014 | 93 | 55 | 26 | 0.98 | Ambient | 60000 |  |  | 90700 | 0.03 | 19 | 19 | 0.2 | 0.2 | 0.19 | 0.18 | 0 | 0 | 0.23 | 0.21 | 0.21 | 0.18 | 0 | 0 | 0.2 | 0.17 | 0.17 | 0.14 | 0 | 0 | True |  | Non Federally-Regulated | 05/10/2017 |  | 03/28/2018
Number Eight Lighting Company | Number Eight Lighting Company | 803-**/K2-HI-**-***/DIM1-8-1000/*****-LG-*-** | Light Emitting Diode | Inseparable Luminaire | Direct Wired | Reverse Phase Cut Controls | 54 | 2895 | 0.0014 | 93 | 55 | 26 | 0.98 | Ambient | 60000 |  |  | 90700 | 0.03 | 19 | 19 | 0.2 | 0.2 | 0.19 | 0.18 | 0 | 0 | 0.23 | 0.21 | 0.21 | 0.18 | 0 | 0 | 0.2 | 0.17 | 0.17 | 0.14 | 0 | 0 | True |  | Non Federally-Regulated | 05/10/2017 |  | 03/28/2018
Number Eight Lighting Company | Number Eight Lighting Company | 803-**/K2-HI-**-***/PR1-8-1000/*****-*-** | Light Emitting Diode | Inseparable Luminaire | Direct Wired | Reverse Phase Cut Controls | 54 | 2915 | 0.0025 | 93 | 55 | 26 | 0.98 | Ambient | 60000 |  |  | 90700 | 0.03 | 19 | 19 | 0.19 | 0.19 | 0.18 | 0.18 | 0 | 0 | 0.19 | 0.18 | 0.17 | 0.16 | 0 | 0 | 0.17 | 0.13 | 0.14 | 0.12 | 0 | 0 | True |  | Non Federally-Regulated | 05/10/2017 |  | 03/28/2018
Number Eight Lighting Company | Number Eight Lighting Company | 803-**/K2-HI-**-***/PR1-8-1000/*****-BV-*-** | Light Emitting Diode | Inseparable Luminaire | Direct Wired | Reverse Phase Cut Controls | 54 | 2915 | 0.0025 | 93 | 55 | 26 | 0.98 | Ambient | 60000 |  |  | 90700 | 0.03 | 19 | 19 | 0.19 | 0.19 | 0.18 | 0.18 | 0 | 0 | 0.19 | 0.18 | 0.17 | 0.16 | 0 | 0 | 0.17 | 0.13 | 0.14 | 0.12 | 0 | 0 | True |  | Non Federally-Regulated | 05/10/2017 |  | 03/28/2018
Number Eight Lighting Company | Number Eight Lighting Company | 803-**/K2-HI-**-***/PR1-8-1000/*****-LG-*-** | Light Emitting Diode | Inseparable Luminaire | Direct Wired | Reverse Phase Cut Controls | 54 | 2915 | 0.0025 | 93 | 55 | 26 | 0.98 | Ambient | 60000 |  |  | 90700 | 0.03 | 19 | 19 | 0.19 | 0.19 | 0.18 | 0.18 | 0 | 0 | 0.19 | 0.18 | 0.17 | 0.16 | 0 | 0 | 0.17 | 0.13 | 0.14 | 0.12 | 0 | 0 | True |  | Non Federally-Regulated | 05/10/2017 |  | 03/28/2018
Number Eight Lighting Company | Number Eight Lighting Company | 803-**/K2-HI-**-***/EL1-8-1000/*****-*-** | Light Emitting Diode | Inseparable Luminaire | Direct Wired | 0-10 VDC Controls | 54 | 2915 | 0.0025 | 93 | 55 | 440 | 0.98 | Ambient | 60000 |  |  | 90700 | 0.03 | 19 | 19 | 0.04 | 0.05 | 0.03 | 0 | 0 | 0 | 0.96 | 0.02 | 0.01 | 0 | 0 | 0 | 0.93 | 0.26 | 0 | 0 | 0 | 0 | True |  | Non Federally-Regulated | 05/10/2017 |  | 03/28/2018
Number Eight Lighting Company | Number Eight Lighting Company | 803-**/K2-HI-**-***/EL1-8-1000/*****-BV-*-** | Light Emitting Diode | Inseparable Luminaire | Direct Wired | 0-10 VDC Controls | 54 | 2915 | 0.0025 | 93 | 55 | 440 | 0.98 | Ambient | 60000 |  |  | 90700 | 0.03 | 19 | 19 | 0.04 | 0.05 | 0.03 | 0 | 0 | 0 | 0.96 | 0.02 | 0.01 | 0 | 0 | 0 | 0.93 | 0.26 | 0 | 0 | 0 | 0 | True |  | Non Federally-Regulated | 05/10/2017 |  | 03/28/2018
Number Eight Lighting Company | Number Eight Lighting Company | 803-**/K2-HI-**-***/EL1-8-1000/*****-LG-*-** | Light Emitting Diode | Inseparable Luminaire | Direct Wired | 0-10 VDC Controls | 54 | 2915 | 0.0025 | 93 | 55 | 440 | 0.98 | Ambient | 60000 |  |  | 90700 | 0.03 | 19 | 19 | 0.04 | 0.05 | 0.03 | 0 | 0 | 0 | 0.96 | 0.02 | 0.01 | 0 | 0 | 0 | 0.93 | 0.26 | 0 | 0 | 0 | 0 | True |  | Non Federally-Regulated | 05/10/2017 |  | 03/28/2018
Number Eight Lighting Company | Number Eight Lighting Company | 803-**/K2-HI-**-***/LU2-8-1000/*****-*-** | Light Emitting Diode | Inseparable Luminaire | Direct Wired | 0-10 VDC Controls | 54 | 2915 | 0.0025 | 93 | 55 | 380 | 0.98 | Ambient | 60000 |  |  | 90700 | 0.03 | 19 | 19 | 0.04 | 0 | 0 | 0 | 0 | 0 | 0.08 | 0 | 0 | 0 | 0 | 0 | 0.06 | 0 | 0 | 0 | 0 | 0 | True |  | Non Federally-Regulated | 05/22/2017 |  | 03/28/2018
Number Eight Lighting Company | Number Eight Lighting Company | 803-**/K2-HI-**-***/LU2-8-1000/*****-BV-*-** | Light Emitting Diode | Inseparable Luminaire | Direct Wired | 0-10 VDC Controls | 54 | 2915 | 0.0025 | 93 | 55 | 380 | 0.98 | Ambient | 60000 |  |  | 90700 | 0.03 | 19 | 19 | 0.04 | 0 | 0 | 0 | 0 | 0 | 0.08 | 0 | 0 | 0 | 0 | 0 | 0.06 | 0 | 0 | 0 | 0 | 0 | True |  | Non Federally-Regulated | 05/22/2017 |  | 03/28/2018
Number Eight Lighting Company | Number Eight Lighting Company | 803-**/K2-HI-**-***/LU2-8-1000/*****-LG-*-** | Light Emitting Diode | Inseparable Luminaire | Direct Wired | 0-10 VDC Controls | 54 | 2915 | 0.0025 | 93 | 55 | 380 | 0.98 | Ambient | 60000 |  |  | 90700 | 0.03 | 19 | 19 | 0.04 | 0 | 0 | 0 | 0 | 0 | 0.08 | 0 | 0 | 0 | 0 | 0 | 0.06 | 0 | 0 | 0 | 0 | 0 | True |  | Non Federally-Regulated | 05/22/2017 |  | 03/28/2018
Feit Electric Company, Inc. | FEIT | R20DM/927CA | Light Emitting Diode | Directional Lamp | Edison Screw Base | Forward Phase Cut Controls | 96.7 | 2700 | 0.0003 | 92 | 59 | 117 | 0.9 | Elevated | 25000 | 0.925 | 1 |  | 0.05 | 21 | 23 | 0.24 | 0.24 | 0.24 | 0.22 | 0.02 | 0 | 0.23 | 0.23 | 0.24 | 0.19 | 0.03 | 0.02 | 0.09 | 0.1 | 0.09 | 0.07 | 0.02 | 0.01 | True |  | Non Federally-Regulated | 12/22/2017 |  | 03/30/2018
Feit Electric Company, Inc. | FEIT | R20DM/927CA/* | Light Emitting Diode | Directional Lamp | Edison Screw Base | Forward Phase Cut Controls | 96.7 | 2700 | 0.0003 | 92 | 59 | 117 | 0.9 | Elevated | 25000 | 0.925 | 1 |  | 0.05 | 21 | 23 | 0.24 | 0.24 | 0.24 | 0.22 | 0.02 | 0 | 0.23 | 0.23 | 0.24 | 0.19 | 0.03 | 0.02 | 0.09 | 0.1 | 0.09 | 0.07 | 0.02 | 0.01 | True |  | Non Federally-Regulated | 12/22/2017 |  | 03/30/2018
Feit Electric Company, Inc. | FEIT | BR40DM/927CA | Light Emitting Diode | Directional Lamp | Edison Screw Base | Forward Phase Cut Controls | 94.5 | 2700 | 0.0003 | 92 | 60 | 67 | 0.92 | Elevated | 25000 | 0.929 | 1 |  | 0.05 | 22 | 22 | 0.26 | 0.25 | 0.25 | 0.23 | 0.02 | 0 | 0.25 | 0.25 | 0.25 | 0.19 | 0.02 | 0.01 | 0.12 | 0.12 | 0.11 | 0.08 | 0.02 | 0.02 | True |  | Non Federally-Regulated | 12/22/2017 |  | 03/30/2018
Feit Electric Company, Inc. | FEIT | BR40DM/927CA/* | Light Emitting Diode | Directional Lamp | Edison Screw Base | Forward Phase Cut Controls | 94.5 | 2700 | 0.0003 | 92 | 60 | 67 | 0.92 | Elevated | 25000 | 0.929 | 1 |  | 0.05 | 22 | 22 | 0.26 | 0.25 | 0.25 | 0.23 | 0.02 | 0 | 0.25 | 0.25 | 0.25 | 0.19 | 0.02 | 0.01 | 0.12 | 0.12 | 0.11 | 0.08 | 0.02 | 0.02 | True |  | Non Federally-Regulated | 12/22/2017 |  | 03/30/2018
Feit Electric Company, Inc. | FEIT | BR40DM/927CA/** | Light Emitting Diode | Directional Lamp | Edison Screw Base | Forward Phase Cut Controls | 94.5 | 2700 | 0.0003 | 92 | 60 | 67 | 0.92 | Elevated | 25000 | 0.929 | 1 |  | 0.05 | 22 | 22 | 0.26 | 0.25 | 0.25 | 0.23 | 0.02 | 0 | 0.25 | 0.25 | 0.25 | 0.19 | 0.02 | 0.01 | 0.12 | 0.12 | 0.11 | 0.08 | 0.02 | 0.02 | True |  | Non Federally-Regulated | 03/02/2018 |  | 03/30/2018
Feit Electric Company, Inc. | FEIT | BR30DM/927CA | Light Emitting Diode | Directional Lamp | Edison Screw Base | Forward Phase Cut Controls | 93.8 | 2700 | -0.0002 | 91 | 56 | 106 | 0.91 | Elevated | 25000 | 0.931 | 1 |  | 0.05 | 22 | 22 | 0.25 | 0.25 | 0.24 | 0.23 | 0.02 | 0 | 0.23 | 0.23 | 0.23 | 0.19 | 0.03 | 0 | 0.1 | 0.1 | 0.09 | 0.08 | 0.03 | 0.01 | True |  | Non Federally-Regulated | 08/31/2017 |  | 03/30/2018
Feit Electric Company, Inc. | FEIT | BR30DM/927CA/* | Light Emitting Diode | Directional Lamp | Edison Screw Base | Forward Phase Cut Controls | 93.8 | 2700 | 0.0002 | 91 | 56 | 106 | 0.92 | Elevated | 25000 | 0.931 | 1 |  | 0.05 | 22 | 22 | 0.25 | 0.25 | 0.24 | 0.23 | 0.02 | 0 | 0.23 | 0.23 | 0.23 | 0.19 | 0.03 | 0 | 0.1 | 0.1 | 0.09 | 0.08 | 0.03 | 0.01 | True |  | Non Federally-Regulated | 12/22/2017 |  | 03/30/2018
Feit Electric Company, Inc. | FEIT | BR30DM/927CA/** | Light Emitting Diode | Directional Lamp | Edison Screw Base | Forward Phase Cut Controls | 93.8 | 2700 | 0.0002 | 91 | 56 | 106 | 0.92 | Elevated | 25000 | 0.931 | 1 |  | 0.05 | 22 | 22 | 0.25 | 0.25 | 0.24 | 0.23 | 0.02 | 0 | 0.23 | 0.23 | 0.23 | 0.19 | 0.03 | 0 | 0.1 | 0.1 | 0.09 | 0.08 | 0.03 | 0.01 | True |  | Non Federally-Regulated | 02/21/2018 |  | 03/30/2018
WAC Lighting Co. | dweLED | WS-12724-** | Light Emitting Diode | Light Engine | Quick Connect | Reverse Phase Cut Controls | 45 | 2996 | -0.001 | 94 | 77 | 60 | 0.91 | Ambient | 36000 | 0.986 | 1 |  | 0 | 22 | 22 | 0.32 | 0.3 | 0.29 | 0.24 | 0 | 0 | 0.22 | 0.23 | 0.22 | 0.16 | 0.01 | 0 | 0 | 0 | 0 | 0 | 0 | 0 | True |  | Non Federally-Regulated | 04/20/2017 |  | 03/30/2018
WAC Lighting Co. | dweLED | WS-12718-** | Light Emitting Diode | Light Engine | Quick Connect | Reverse Phase Cut Controls | 52 | 3014 | -0.001 | 95 | 78 | 44 | 0.91 | Ambient | 36000 | 0.986 | 1 |  | 0 | 21 | 21 | 0.3 | 0.3 | 0.29 | 0.24 | 0 | 0 | 0.2 | 0.21 | 0.2 | 0.14 | 0 | 0 | 0 | 0 | 0 | 0 | 0 | 0 | True |  | Non Federally-Regulated | 03/22/2017 |  | 03/30/2018
WAC Lighting Co. | dweLED | WS-12713-** | Light Emitting Diode | Light Engine | Quick Connect | Reverse Phase Cut Controls | 49 | 2966 | -0.0012 | 94 | 72 | 44 | 0.92 | Ambient | 36000 | 0.986 | 1 |  | 0 | 20 | 20 | 0.3 | 0.3 | 0.29 | 0.24 | 0 | 0 | 0.2 | 0.21 | 0.2 | 0.14 | 0 | 0 | 0 | 0 | 0 | 0 | 0 | 0 | True |  | Non Federally-Regulated | 03/22/2017 |  | 03/30/2018
WAC Lighting Co. | Modern Forms | WS-W73608-** | Light Emitting Diode | Inseparable Luminaire | Direct Wired | Reverse Phase Cut Controls | 48 | 3058 | -0.0003 | 94 | 67 | 86 | 0.91 | Ambient | 36000 | 0.973 | 1 |  | 0.02 | 22 | 22 | 0.23 | 0.23 | 0.22 | 0.2 | 0 | 0 | 0.24 | 0.24 | 0.25 | 0.18 | 0.01 | 0 | 0 | 0 | 0 | 0 | 0 | 0 | True |  | Non Federally-Regulated | 04/05/2017 |  | 04/05/2018
Feit Electric Company, Inc. | FEIT | LEDG2R5675/927 | Light Emitting Diode | Inseparable Luminaire | Quick Connect | Forward Phase Cut Controls | 69.3 | 2700 | 0.0027 | 90 | 60 | 40 | 0.9 | Elevated | 50000 |  |  | 54000 | 0.05 | 21 | 22 | 0.17 | 0.17 | 0.16 | 0.15 | 0.12 | 0.01 | 0.31 | 0.31 | 0.32 | 0.25 | 0.02 | 0.01 | 0.21 | 0.22 | 0.22 | 0.17 | 0.05 | 0.01 | True |  | Non Federally-Regulated | 02/28/2017 |  | 04/05/2018
Feit Electric Company, Inc. | FEIT | LEDR56/927/MP/6 | Light Emitting Diode | Inseparable Luminaire | Quick Connect | Forward Phase Cut Controls | 68.7 | 2700 | 0.003 | 92 | 60 | 80 | 0.9 | Elevated | 50000 |  |  | 54000 | 0.05 | 21 | 22 | 0.17 | 0.17 | 0.16 | 0.15 | 0.01 | 0.01 | 0.33 | 0.33 | 0.34 | 0.29 | 0.08 | 0.02 | 0.24 | 0.25 | 0.25 | 0.21 | 0.09 | 0.02 | True |  | Non Federally-Regulated | 02/28/2017 |  | 04/05/2018
Feit Electric Company, Inc. | FEIT | CELEDRT56/927/2 | Light Emitting Diode | Inseparable Luminaire | Quick Connect | Forward Phase Cut Controls | 67.2 | 2700 | 0.0028 | 92 | 60 | 115 | 1 | Elevated | 50000 |  |  | 54000 | 0.05 | 21 | 22 | 0.1 | 0.1 | 0.1 | 0.09 | 0.01 | 0.01 | 0.16 | 0.16 | 0.16 | 0.13 | 0.02 | 0.01 | 0.14 | 0.14 | 0.15 | 0.12 | 0.05 | 0.02 | True |  | Non Federally-Regulated | 02/28/2017 |  | 04/05/2018
Feit Electric Company, Inc. | FEIT | LEDRSQ6/930 | Light Emitting Diode | Inseparable Luminaire | Quick Connect | Forward Phase Cut Controls | 67.8 | 3000 | 0.002 | 92 | 70 | 90 | 0.9 | Elevated | 50000 |  |  | 54000 | 0.05 | 21 | 24 | 0.15 | 0.15 | 0.14 | 0.13 | 0.02 | 0.01 | 0.29 | 0.29 | 0.29 | 0.24 | 0.05 | 0.01 | 0.23 | 0.23 | 0.23 | 0.19 | 0.08 | 0.02 | True |  | Non Federally-Regulated | 02/28/2017 |  | 04/05/2018
Feit Electric Company, Inc. | FEIT | LEDRSQ4/930 | Light Emitting Diode | Inseparable Luminaire | Quick Connect | Forward Phase Cut Controls | 56.1 | 3000 | 0.0031 | 93 | 80 | 70 | 1 | Elevated | 50000 |  |  | 54000 | 0.05 | 21 | 22 | 0.08 | 0.08 | 0.8 | 0.08 | 0.01 | 0.01 | 0.14 | 0.14 | 0.14 | 0.11 | 0.02 | 0.01 | 0.14 | 0.14 | 0.14 | 0.12 | 0.05 | 0.02 | True |  | Non Federally-Regulated | 02/28/2017 |  | 04/05/2018
Feit Electric Company, Inc. | FEIT | LEDR4/927/MP/6 | Light Emitting Diode | Inseparable Luminaire | Quick Connect | Forward Phase Cut Controls | 65.7 | 2700 | 0.0021 | 92 | 62 | 47 | 0.9 | Elevated | 50000 |  |  | 54000 | 0.05 | 21 | 21 | 0.08 | 0.08 | 0.08 | 0.07 | 0.1 | 0 | 0.17 | 0.17 | 0.17 | 0.14 | 0.04 | 0.01 | 0.15 | 0.15 | 0.15 | 0.12 | 0.06 | 0.02 | True |  | Non Federally-Regulated | 02/28/2017 |  | 04/05/2018
Feit Electric Company, Inc. | FEIT | LEDR4SCP/930 | Light Emitting Diode | Inseparable Luminaire | Quick Connect | Forward Phase Cut Controls | 64.1 | 3000 | 0.003 | 94 | 76 | 122 | 1 | Elevated | 30000 |  |  | 36000 | 0.05 | 21 | 22 | 0.11 | 0.11 | 0.1 | 0.09 | 0.01 | 0.01 | 0.14 | 0.14 | 0.14 | 0.11 | 0.01 | 0.01 | 0.12 | 0.12 | 0.12 | 0.09 | 0.02 | 0.02 | True |  | Non Federally-Regulated | 06/06/2017 |  | 04/05/2018
Feit Electric Company, Inc. | FEIT | LEDR4SCP/930/SP | Light Emitting Diode | Inseparable Luminaire | Quick Connect | Forward Phase Cut Controls | 70.6 | 3000 | 0.0027 | 95 | 77 | 87 | 0.9 | Elevated | 30000 |  |  | 36000 | 0.05 | 21 | 22 | 0.08 | 0.08 | 0.08 | 0.07 | 0.01 | 0.03 | 0.13 | 0.13 | 0.13 | 0.1 | 0.01 | 0.01 | 0.11 | 0.11 | 0.11 | 0.09 | 0.02 | 0.02 | True |  | Non Federally-Regulated | 06/06/2017 |  | 04/05/2018
Feit Electric Company, Inc. | FEIT | LEDR56SCP/930 | Light Emitting Diode | Inseparable Luminaire | Quick Connect | Forward Phase Cut Controls | 68 | 3000 | 0.0032 | 94 | 77 | 63 | 0.9 | Elevated | 30000 |  |  | 36000 | 0.05 | 21 | 22 | 0.17 | 0.17 | 0.17 | 0.16 | 0.01 | 0.01 | 0.23 | 0.23 | 0.23 | 0.18 | 0.03 | 0.01 | 0.14 | 0.14 | 0.14 | 0.11 | 0.03 | 0.02 | True |  | Non Federally-Regulated | 06/06/2017 |  | 04/05/2018
Feit Electric Company, Inc. | FEIT | LEDR56SCP/930/SP | Light Emitting Diode | Inseparable Luminaire | Quick Connect | Forward Phase Cut Controls | 71.7 | 3000 | 0.0029 | 94 | 76 | 64 | 0.9 | Elevated | 30000 |  |  | 36000 | 0.05 | 21 | 22 | 0.23 | 0.23 | 0.22 | 0.2 | 0.02 | 0.01 | 0.26 | 0.26 | 0.27 | 0.21 | 0.03 | 0.01 | 0.15 | 0.17 | 0.16 | 0.12 | 0.03 | 0.02 | True |  | Non Federally-Regulated | 06/06/2017 |  | 04/05/2018
Feit Electric Company, Inc. | FEIT | CELEDR6/927/2 | Light Emitting Diode | Inseparable Luminaire | Quick Connect | Forward Phase Cut Controls | 93.2 | 2700 | 0.0006 | 92 | 54 | 123 | 0.96 | Elevated | 50000 |  |  | 56000 | 0.05 | 22 | 23 | 0.19 | 0.18 | 0.18 | 0.17 | 0.01 | 0 | 0.21 | 0.21 | 0.22 | 0.18 | 0.02 | 0.01 | 0.14 | 0.14 | 0.14 | 0.11 | 0.01 | 0.01 | True |  | Non Federally-Regulated | 12/22/2017 |  | 04/05/2018
Feit Electric Company, Inc. | FEIT | LEDR4/927CA | Light Emitting Diode | Inseparable Luminaire | Quick Connect | Forward Phase Cut Controls | 79.5 | 2700 | -0.0013 | 94 | 64 | 143 | 0.9 | Elevated | 50000 |  |  | 54000 | 0.05 | 22 | 22 | 0.22 | 0.22 | 0.21 | 0.2 | 0.02 | 0.01 | 0.24 | 0.24 | 0.25 | 0.19 | 0.02 | 0.01 | 0.16 | 0.16 | 0.16 | 0.12 | 0.03 | 0.02 | True |  | Non Federally-Regulated | 01/19/2018 |  | 04/05/2018
Feit Electric Company, Inc. | FEIT | LEDR4/930CA | Light Emitting Diode | Inseparable Luminaire | Quick Connect | Forward Phase Cut Controls | 81.3 | 3000 | 0.0004 | 95 | 73 | 84 | 0.9 | Elevated | 50000 |  |  | 54000 | 0.05 | 22 | 22 | 0.21 | 0.21 | 0.2 | 0.19 | 0.01 | 0 | 0.26 | 0.26 | 0.27 | 0.21 | 0.02 | 0.01 | 0.15 | 0.15 | 0.15 | 0.11 | 0.01 | 0.01 | True |  | Non Federally-Regulated | 01/19/2018 |  | 04/05/2018
Feit Electric Company, Inc. | FEIT | LEDR4HO/927CA | Light Emitting Diode | Inseparable Luminaire | Quick Connect | Forward Phase Cut Controls | 80.1 | 2700 | -0.002 | 92 | 59 | 80 | 0.96 | Elevated | 50000 |  |  | 54000 | 0.05 | 22 | 22 | 0.18 | 0.18 | 0.18 | 0.17 | 0.02 | 0 | 0.23 | 0.23 | 0.24 | 0.19 | 0.01 | 0 | 0.15 | 0.15 | 0.15 | 0.12 | 0.01 | 0 | True |  | Non Federally-Regulated | 01/19/2018 |  | 04/05/2018
Feit Electric Company, Inc. | FEIT | LEDR4HO/930CA | Light Emitting Diode | Inseparable Luminaire | Quick Connect | Forward Phase Cut Controls | 80.1 | 3000 | -0.002 | 92 | 59 | 80 | 0.96 | Elevated | 50000 |  |  | 54000 | 0.05 | 22 | 22 | 0.18 | 0.18 | 0.18 | 0.17 | 0.02 | 0 | 0.23 | 0.23 | 0.24 | 0.19 | 0.01 | 0 | 0.15 | 0.15 | 0.15 | 0.12 | 0.01 | 0 | True |  | Non Federally-Regulated | 01/19/2018 |  | 04/05/2018
Feit Electric Company, Inc. | FEIT | LEDR4SCP/930CA/SP | Light Emitting Diode | Inseparable Luminaire | Quick Connect | Forward Phase Cut Controls | 94.6 | 3000 | -0.0008 | 93 | 60 | 62 | 0.9 | Elevated | 30000 |  |  | 54000 | 0.05 | 22 | 22 | 0.26 | 0.26 | 0.25 | 0.24 | 0.03 | 0.01 | 0.32 | 0.31 | 0.33 | 0.27 | 0.05 | 0.02 | 0.19 | 0.19 | 0.19 | 0.14 | 0.03 | 0.02 | True |  | Non Federally-Regulated | 01/19/2018 |  | 04/05/2018
Feit Electric Company, Inc. | FEIT | LEDR4SCP/930CA | Light Emitting Diode | Inseparable Luminaire | Quick Connect | Forward Phase Cut Controls | 80.7 | 3000 | -0.0001 | 93 | 57 | 38 | 0.93 | Elevated | 30000 |  |  | 54000 | 0.05 | 22 | 22 | 0.18 | 0.18 | 0.17 | 0.17 | 0.02 | 0 | 0.19 | 0.19 | 0.19 | 0.15 | 0 | 0 | 0.11 | 0.1 | 0.11 | 0.08 | 0 | 0 | True |  | Non Federally-Regulated | 01/19/2018 |  | 04/05/2018
Feit Electric Company, Inc. | FEIT | LEDR4/4WYCA | Light Emitting Diode | Inseparable Luminaire | Quick Connect | Forward Phase Cut Controls | 78.3 | 3000 | -0.0015 | 94 | 64 | 96 | 0.9 | Elevated | 50000 |  |  | 54000 | 0.05 | 22 | 22 | 0.3 | 0.29 | 0.28 | 0.26 | 0 | 0 | 0.35 | 0.34 | 0.35 | 0.27 | 0 | 0 | 0.25 | 0.25 | 0.24 | 0.17 | 0.01 | 0 | True |  | Non Federally-Regulated | 01/19/2018 |  | 04/05/2018
Feit Electric Company, Inc. | FEIT | LEDR56/927CA | Light Emitting Diode | Inseparable Luminaire | Quick Connect | Forward Phase Cut Controls | 78.9 | 2700 | -0.0004 | 92 | 54 | 92 | 0.91 | Elevated | 50000 |  |  | 54000 | 0.05 | 22 | 22 | 0.21 | 0.21 | 0.2 | 0.19 | 0.01 | 0 | 0.27 | 0.27 | 0.28 | 0.22 | 0.02 | 0.02 | 0.15 | 0.16 | 0.15 | 0.11 | 0.01 | 0.01 | True |  | Non Federally-Regulated | 01/19/2018 |  | 04/05/2018
Feit Electric Company, Inc. | FEIT | LEDR56/930CA | Light Emitting Diode | Inseparable Luminaire | Quick Connect | Forward Phase Cut Controls | 78.9 | 3000 | -0.0004 | 92 | 54 | 92 | 0.91 | Elevated | 50000 |  |  | 54000 | 0.05 | 22 | 22 | 0.21 | 0.21 | 0.2 | 0.19 | 0.01 | 0 | 0.27 | 0.27 | 0.28 | 0.22 | 0.02 | 0.02 | 0.15 | 0.16 | 0.15 | 0.11 | 0.01 | 0.01 | True |  | Non Federally-Regulated | 01/19/2018 |  | 04/05/2018
Feit Electric Company, Inc. | FEIT | LEDR56SCP/930CA/SP | Light Emitting Diode | Inseparable Luminaire | Quick Connect | Forward Phase Cut Controls | 89.5 | 3000 | -0.0001 | 93 | 60 | 83 | 0.9 | Elevated | 30000 |  |  | 54000 | 0.05 | 22 | 22 | 0.31 | 0.3 | 0.29 | 0.27 | 0 | 0 | 0.37 | 0.37 | 0.38 | 0.29 | 0.01 | 0 | 0.22 | 0.23 | 0.21 | 0.14 | 0.01 | 0 | True |  | Non Federally-Regulated | 01/19/2018 |  | 04/05/2018
Feit Electric Company, Inc. | FEIT | LEDR56SCP/930CA | Light Emitting Diode | Inseparable Luminaire | Quick Connect | Forward Phase Cut Controls | 86.5 | 3000 | 0.0006 | 92 | 56 | 30 | 0.93 | Elevated | 30000 |  |  | 54000 | 0.05 | 22 | 22 | 0.12 | 0.12 | 0.12 | 0.13 | 0.01 | 0 | 0.23 | 0.22 | 0.22 | 0.19 | 0.02 | 0 | 0.14 | 0.13 | 0.14 | 0.11 | 0.02 | 0 | True |  | Non Federally-Regulated | 01/19/2018 |  | 04/05/2018
Feit Electric Company, Inc. | FEIT | LEDR56/4WYCA | Light Emitting Diode | Inseparable Luminaire | Quick Connect | Forward Phase Cut Controls | 76.1 | 3000 | -0.0006 | 94 | 62 | 146 | 0.91 | Elevated | 50000 |  |  | 54000 | 0.05 | 22 | 22 | 0.23 | 0.22 | 0.22 | 0.2 | 0.02 | 0 | 0.27 | 0.27 | 0.28 | 0.23 | 0.03 | 0.01 | 0.17 | 0.17 | 0.17 | 0.12 | 0.02 | 0.01 | True |  | Non Federally-Regulated | 01/19/2018 |  | 04/05/2018
Feit Electric Company, Inc. | FEIT | LEDR4B/927CA/MP/6 | Light Emitting Diode | Inseparable Luminaire | Quick Connect | Forward Phase Cut Controls | 77.9 | 2700 | -0.0003 | 95 | 70 | 124 | 0.9 | Elevated | 50000 |  |  | 56000 | 0.05 | 22 | 22 | 0.19 | 0.19 | 0.19 | 0.17 | 0.01 | 0 | 0.23 | 0.23 | 0.24 | 0.18 | 0.01 | 0.01 | 0.15 | 0.16 | 0.15 | 0.11 | 0.02 | 0.02 | True |  | Non Federally-Regulated | 01/19/2018 |  | 04/05/2018
Feit Electric Company, Inc. | FEIT | CELEDR4/927/4 | Light Emitting Diode | Inseparable Luminaire | Quick Connect | Forward Phase Cut Controls | 91 | 2700 | 0.0017 | 93 | 63 | 124 | 0.93 | Elevated | 50000 |  |  | 54000 | 0.05 | 21 | 22 | 0.32 | 0.31 | 0.3 | 0.28 | 0 | 0 | 0.25 | 0.25 | 0.25 | 0.18 | 0.01 | 0 | 0.13 | 0.12 | 0.12 | 0.07 | 0.02 | 0 | True |  | Non Federally-Regulated | 01/19/2018 |  | 04/05/2018
Feit Electric Company, Inc. | FEIT | LEDRSQ4/930CA | Light Emitting Diode | Inseparable Luminaire | Quick Connect | Forward Phase Cut Controls | 80.2 | 3000 | -0.001 | 93 | 60 | 31 | 0.94 | Elevated | 50000 |  |  | 54000 | 0.05 | 22 | 22 | 0.18 | 0.17 | 0.17 | 0.16 | 0.01 | 0 | 0.2 | 0.2 | 0.2 | 0.17 | 0.02 | 0.01 | 0.12 | 0.12 | 0.12 | 0.09 | 0.01 | 0.01 | True |  | Non Federally-Regulated | 02/21/2018 |  | 04/05/2018
Feit Electric Company, Inc. | FEIT | LEDR56B/927CA/MP/* | Light Emitting Diode | Inseparable Luminaire | Quick Connect | Forward Phase Cut Controls | 78.9 | 2700 | -0.0004 | 92 | 54 | 92 | 0.91 | Elevated | 50000 |  |  | 54000 | 0.05 | 22 | 22 | 0.21 | 0.21 | 0.2 | 0.19 | 0.01 | 0 | 0.27 | 0.27 | 0.28 | 0.22 | 0.02 | 0.02 | 0.15 | 0.16 | 0.15 | 0.11 | 0.01 | 0.01 | True |  | Non Federally-Regulated | 02/21/2018 |  | 04/05/2018
Feit Electric Company, Inc. | FEIT | LEDR4/927CA/MED | Light Emitting Diode | Inseparable Luminaire | Edison Screw Base | Forward Phase Cut Controls | 78.6 | 2700 | -0.0013 | 93 | 57 | 134 | 0.9 | Elevated | 30000 |  |  | 54000 | 0.05 | 22 | 22 | 0.22 | 0.22 | 0.21 | 0.19 | 0.01 | 0 | 0.25 | 0.25 | 0.25 | 0.19 | 0.01 | 0.01 | 0.15 | 0.15 | 0.15 | 0.11 | 0.02 | 0.02 | True |  | Non Federally-Regulated | 02/21/2018 |  | 04/05/2018
Feit Electric Company, Inc. | FEIT | LEDR4/927CA/MED/* | Light Emitting Diode | Inseparable Luminaire | Edison Screw Base | Forward Phase Cut Controls | 78.6 | 2700 | -0.0013 | 93 | 57 | 134 | 0.9 | Elevated | 30000 |  |  | 54000 | 0.05 | 22 | 22 | 0.22 | 0.22 | 0.21 | 0.19 | 0.01 | 0 | 0.25 | 0.25 | 0.25 | 0.19 | 0.01 | 0.01 | 0.15 | 0.15 | 0.15 | 0.11 | 0.02 | 0.02 | True |  | Non Federally-Regulated | 02/21/2018 |  | 04/05/2018
Feit Electric Company, Inc. | FEIT | LEDR56/927CA/MED | Light Emitting Diode | Inseparable Luminaire | Edison Screw Base | Forward Phase Cut Controls | 81.3 | 2700 | -0.0004 | 92 | 55 | 96 | 0.93 | Elevated | 30000 |  |  | 54000 | 0.05 | 22 | 22 | 0.26 | 0.26 | 0.26 | 0.25 | 0.04 | 0.01 | 0.28 | 0.28 | 0.29 | 0.24 | 0.03 | 0.01 | 0.15 | 0.16 | 0.15 | 0.11 | 0.01 | 0.01 | True |  | Non Federally-Regulated | 02/21/2018 |  | 04/05/2018
Feit Electric Company, Inc. | FEIT | LEDR56/927CA/MED/* | Light Emitting Diode | Inseparable Luminaire | Edison Screw Base | Forward Phase Cut Controls | 81.3 | 2700 | -0.0004 | 92 | 55 | 96 | 0.93 | Elevated | 30000 |  |  | 54000 | 0.05 | 22 | 22 | 0.26 | 0.26 | 0.26 | 0.25 | 0.04 | 0.01 | 0.28 | 0.28 | 0.29 | 0.24 | 0.03 | 0.01 | 0.15 | 0.16 | 0.15 | 0.11 | 0.01 | 0.01 | True |  | Non Federally-Regulated | 02/21/2018 |  | 04/05/2018
Feit Electric Company, Inc. | FEIT | CELEDR6/927/10 | Light Emitting Diode | Inseparable Luminaire | Quick Connect | Forward Phase Cut Controls | 93.2 | 2700 | 0.0006 | 92 | 54 | 123 | 0.96 | Elevated | 50000 |  |  | 56000 | 0.05 | 22 | 23 | 0.19 | 0.18 | 0.18 | 0.17 | 0.01 | 0 | 0.21 | 0.21 | 0.22 | 0.18 | 0.02 | 0.01 | 0.14 | 0.14 | 0.14 | 0.11 | 0.01 | 0.01 | True |  | Non Federally-Regulated | 02/21/2018 |  | 04/05/2018
Feit Electric Company, Inc. | FEIT | LEDR56HO/927CA | Light Emitting Diode | Inseparable Luminaire | Quick Connect | Forward Phase Cut Controls | 81.2 | 2700 | -0.001 | 92 | 56 | 28 | 0.95 | Elevated | 50000 |  |  | 54000 | 0.05 | 22 | 23 | 0.12 | 0.12 | 0.12 | 0.12 | 0.01 | 0 | 0.18 | 0.18 | 0.18 | 0.15 | 0.01 | 0 | 0.13 | 0.13 | 0.13 | 0.1 | 0.01 | 0.01 | True |  | Non Federally-Regulated | 03/02/2018 |  | 04/05/2018
Feit Electric Company, Inc. | FEIT | LEDR56HO/930CA | Light Emitting Diode | Inseparable Luminaire | Quick Connect | Forward Phase Cut Controls | 81.2 | 3000 | -0.001 | 92 | 56 | 28 | 0.95 | Elevated | 50000 |  |  | 54000 | 0.05 | 22 | 23 | 0.12 | 0.12 | 0.12 | 0.12 | 0.01 | 0 | 0.18 | 0.18 | 0.18 | 0.15 | 0.01 | 0 | 0.13 | 0.13 | 0.13 | 0.1 | 0.01 | 0.01 | True |  | Non Federally-Regulated | 03/02/2018 |  | 04/05/2018
Feit Electric Company, Inc. | FEIT | LEDRSQ6/930CA | Light Emitting Diode | Inseparable Luminaire | Quick Connect | Forward Phase Cut Controls | 93.6 | 3000 | -0.0003 | 93 | 60 | 30 | 0.94 | Elevated | 50000 |  |  | 54000 | 0.05 | 22 | 22 | 0.18 | 0.18 | 0.17 | 0.16 | 0.01 | 0 | 0.21 | 0.21 | 0.21 | 0.17 | 0.02 | 0.01 | 0.13 | 0.13 | 0.13 | 0.1 | 0.01 | 0.01 | True |  | Non Federally-Regulated | 03/02/2018 |  | 04/05/2018
Feit Electric Company, Inc. | FEIT | LEDR56/927CA/* | Light Emitting Diode | Inseparable Luminaire | Quick Connect | Forward Phase Cut Controls | 78.9 | 2700 | -0.0004 | 92 | 54 | 92 | 0.91 | Elevated | 50000 |  |  | 54000 | 0.05 | 22 | 22 | 0.21 | 0.21 | 0.2 | 0.19 | 0.01 | 0 | 0.27 | 0.27 | 0.28 | 0.22 | 0.02 | 0.02 | 0.15 | 0.16 | 0.15 | 0.11 | 0.01 | 0.01 | True |  | Non Federally-Regulated | 03/02/2018 |  | 04/05/2018
Feit Electric Company, Inc. | FEIT | LEDR56SCP/930CA/* | Light Emitting Diode | Inseparable Luminaire | Quick Connect | Forward Phase Cut Controls | 86.5 | 3000 | 0.0006 | 92 | 56 | 30 | 0.93 | Elevated | 30000 |  |  | 54000 | 0.05 | 22 | 22 | 0.12 | 0.12 | 0.12 | 0.13 | 0.01 | 0 | 0.23 | 0.22 | 0.22 | 0.19 | 0.02 | 0 | 0.14 | 0.13 | 0.14 | 0.11 | 0.02 | 0 | True |  | Non Federally-Regulated | 03/02/2018 |  | 04/05/2018
Feit Electric Company, Inc. | FEIT | LEDR4/927CA/* | Light Emitting Diode | Inseparable Luminaire | Quick Connect | Forward Phase Cut Controls | 79.5 | 2700 | -0.0013 | 94 | 64 | 143 | 0.9 | Elevated | 50000 |  |  | 54000 | 0.05 | 22 | 22 | 0.22 | 0.22 | 0.21 | 0.2 | 0.02 | 0.01 | 0.24 | 0.24 | 0.25 | 0.19 | 0.02 | 0.01 | 0.16 | 0.16 | 0.16 | 0.12 | 0.03 | 0.02 | True |  | Non Federally-Regulated | 03/02/2018 |  | 04/05/2018
Feit Electric Company, Inc. | FEIT | CELEDR6/927/2(N) | Light Emitting Diode | Inseparable Luminaire | Quick Connect | Forward Phase Cut Controls | 95.1 | 2700 | 0.0009 | 93 | 57 | 192 | 0.96 | Elevated | 50000 | 0.958 | 1 |  | 0.05 | 21 | 22 | 0.26 | 0.26 | 0.25 | 0.24 | 0.02 | 0 | 0.24 | 0.24 | 0.25 | 0.19 | 0.05 | 0.01 | 0.08 | 0.08 | 0.07 | 0.05 | 0.03 | 0.02 | True |  | Non Federally-Regulated | 03/02/2018 |  | 04/05/2018
Number Eight Lighting Company | Number Eight Lighting Company | 400-HI-R-**-***/DIM1-4-700/***-4-** | Light Emitting Diode | Inseparable Luminaire | Direct Wired | Reverse Phase Cut Controls | 45 | 2988 | 0.0017 | 92 | 51 | 442 | 0.99 | Ambient | 43800 |  |  | 54000 | 0.02 | 21 | 20 | 0.26 | 0.25 | 0.24 | 0.23 | 0 | 0 | 0.28 | 0.27 | 0.27 | 0.23 | 0 | 0 | 0.25 | 0.22 | 0.22 | 0.17 | 0 | 0 | True |  | Non Federally-Regulated | 03/28/2018 |  | 04/05/2018
Number Eight Lighting Company | Number Eight Lighting Company | 400-HI-R-**-***/DIM1-4-700/***-BV-4-** | Light Emitting Diode | Inseparable Luminaire | Direct Wired | Reverse Phase Cut Controls | 45 | 2988 | 0.0017 | 92 | 51 | 442 | 0.99 | Ambient | 43800 |  |  | 54000 | 0.02 | 21 | 20 | 0.26 | 0.25 | 0.24 | 0.23 | 0 | 0 | 0.28 | 0.27 | 0.27 | 0.23 | 0 | 0 | 0.25 | 0.22 | 0.22 | 0.17 | 0 | 0 | True |  | Non Federally-Regulated | 03/28/2018 |  | 04/05/2018
Number Eight Lighting Company | Number Eight Lighting Company | 400-HI-R-**-***/DIM1-4-1000/***-4-** | Light Emitting Diode | Inseparable Luminaire | Direct Wired | Reverse Phase Cut Controls | 60 | 2915 | 0.0025 | 92 | 53 | 58 | 0.98 | Ambient | 60000 |  |  | 54000 | 0.02 | 21 | 20 | 0.26 | 0.25 | 0.24 | 0.23 | 0 | 0 | 0.28 | 0.27 | 0.27 | 0.23 | 0 | 0 | 0.25 | 0.22 | 0.22 | 0.17 | 0 | 0 | True |  | Non Federally-Regulated | 03/28/2018 |  | 04/05/2018
Number Eight Lighting Company | Number Eight Lighting Company | 400-HI-R-**-***/DIM1-4-1000/***-BV-4-** | Light Emitting Diode | Inseparable Luminaire | Direct Wired | Reverse Phase Cut Controls | 60 | 2915 | 0.0025 | 92 | 53 | 58 | 0.98 | Ambient | 60000 |  |  | 54000 | 0.02 | 21 | 20 | 0.26 | 0.25 | 0.24 | 0.23 | 0 | 0 | 0.28 | 0.27 | 0.27 | 0.23 | 0 | 0 | 0.25 | 0.22 | 0.22 | 0.17 | 0 | 0 | True |  | Non Federally-Regulated | 03/28/2018 |  | 04/05/2018
Number Eight Lighting Company | Number Eight Lighting Company | 400-WD-R-**-***/DIM1-4-1000-WD/***-4-** | Light Emitting Diode | Inseparable Luminaire | Direct Wired | Reverse Phase Cut Controls | 46 | 3036 | 0.0015 | 98 | 91 | 442 | 0.99 | Ambient | 43800 |  |  | 54000 | 0.02 | 21 | 20 | 0.09 | 0.09 | 0.09 | 0.08 | 0 | 0 | 0.12 | 0.1 | 0.1 | 0.08 | 0 | 0 | 0.11 | 0.07 | 0.07 | 0.06 | 0 | 0 | True |  | Non Federally-Regulated | 03/28/2018 |  | 04/05/2018
Number Eight Lighting Company | Number Eight Lighting Company | 400-WD-R-**-***/DIM1-4-1000-WD/***-BV-4-** | Light Emitting Diode | Inseparable Luminaire | Direct Wired | Reverse Phase Cut Controls | 46 | 3036 | 0.0015 | 98 | 91 | 442 | 0.99 | Ambient | 43800 |  |  | 54000 | 0.02 | 21 | 20 | 0.09 | 0.09 | 0.09 | 0.08 | 0 | 0 | 0.12 | 0.1 | 0.1 | 0.08 | 0 | 0 | 0.11 | 0.07 | 0.07 | 0.06 | 0 | 0 | True |  | Non Federally-Regulated | 03/28/2018 |  | 04/05/2018
Number Eight Lighting Company | Number Eight Lighting Company | 400-HI-R-**-***/DIM2-4-700/***-4-** | Light Emitting Diode | Inseparable Luminaire | Direct Wired | 0-10 VDC Controls | 45 | 2988 | 0.0017 | 92 | 51 | 442 | 0.99 | Ambient | 43800 |  |  | 54000 | 0.07 | 21 | 20 | 0.22 | 0.21 | 0.21 | 0.21 | 0 | 0 | 0.16 | 0.14 | 0.14 | 0.14 | 0 | 0 | 0.13 | 0.1 | 0.1 | 0.1 | 0 | 0 | True |  | Non Federally-Regulated | 03/28/2018 |  | 04/05/2018
Number Eight Lighting Company | Number Eight Lighting Company | 400-HI-R-**-***/DIM2-4-700/***-BV-4-** | Light Emitting Diode | Inseparable Luminaire | Direct Wired | 0-10 VDC Controls | 45 | 2988 | 0.0017 | 92 | 51 | 442 | 0.99 | Ambient | 43800 |  |  | 54000 | 0.07 | 21 | 20 | 0.22 | 0.21 | 0.21 | 0.21 | 0 | 0 | 0.16 | 0.14 | 0.14 | 0.14 | 0 | 0 | 0.13 | 0.1 | 0.1 | 0.1 | 0 | 0 | True |  | Non Federally-Regulated | 03/28/2018 |  | 04/05/2018
Number Eight Lighting Company | Number Eight Lighting Company | 400-HI-R-**-***/DIM2-4-1000/***-4-** | Light Emitting Diode | Inseparable Luminaire | Direct Wired | 0-10 VDC Controls | 60 | 2915 | 0.0025 | 92 | 53 | 58 | 0.98 | Ambient | 43800 |  |  | 54000 | 0.07 | 21 | 20 | 0.22 | 0.21 | 0.21 | 0.21 | 0 | 0 | 0.16 | 0.14 | 0.14 | 0.14 | 0 | 0 | 0.13 | 0.1 | 0.1 | 0.1 | 0 | 0 | True |  | Non Federally-Regulated | 03/28/2018 |  | 04/05/2018
Number Eight Lighting Company | Number Eight Lighting Company | 400-HI-R-**-***/DIM2-4-1000/***-BV-4-** | Light Emitting Diode | Inseparable Luminaire | Direct Wired | 0-10 VDC Controls | 60 | 2915 | 0.0025 | 92 | 53 | 58 | 0.98 | Ambient | 43800 |  |  | 54000 | 0.07 | 21 | 20 | 0.22 | 0.21 | 0.21 | 0.21 | 0 | 0 | 0.16 | 0.14 | 0.14 | 0.14 | 0 | 0 | 0.13 | 0.1 | 0.1 | 0.1 | 0 | 0 | True |  | Non Federally-Regulated | 03/28/2018 |  | 04/05/2018
Number Eight Lighting Company | Number Eight Lighting Company | 400-WD-R-**-***/DIM2-4-1000-WD/***-4-** | Light Emitting Diode | Inseparable Luminaire | Direct Wired | 0-10 VDC Controls | 46 | 3036 | 0.0015 | 98 | 91 | 442 | 0.99 | Ambient | 43800 |  |  | 54000 | 0.07 | 21 | 20 | 0.08 | 0.07 | 0.07 | 0.07 | 0 | 0 | 0.08 | 0.05 | 0.05 | 0.05 | 0 | 0 | 0.09 | 0.03 | 0.03 | 0.03 | 0 | 0 | True |  | Non Federally-Regulated | 03/28/2018 |  | 04/05/2018
Number Eight Lighting Company | Number Eight Lighting Company | 400-WD-R-**-***/DIM2-4-1000-WD/***-BV-4-** | Light Emitting Diode | Inseparable Luminaire | Direct Wired | 0-10 VDC Controls | 46 | 3036 | 0.0015 | 98 | 91 | 442 | 0.99 | Ambient | 43800 |  |  | 54000 | 0.07 | 21 | 20 | 0.08 | 0.07 | 0.07 | 0.07 | 0 | 0 | 0.08 | 0.05 | 0.05 | 0.05 | 0 | 0 | 0.09 | 0.03 | 0.03 | 0.03 | 0 | 0 | True |  | Non Federally-Regulated | 03/28/2018 |  | 04/05/2018
Number Eight Lighting Company | Number Eight Lighting Company | 400-HI-R-**-***/PR1-4-700/***-4-** | Light Emitting Diode | Inseparable Luminaire | Direct Wired | Reverse Phase Cut Controls | 45 | 2988 | 0.0017 | 92 | 51 | 442 | 0.99 | Ambient | 43800 |  |  | 54000 | 0.07 | 21 | 20 | 0.26 | 0.25 | 0.24 | 0.23 | 0 | 0 | 0.28 | 0.27 | 0.27 | 0.23 | 0 | 0 | 0.25 | 0.22 | 0.22 | 0.17 | 0 | 0 | True |  | Non Federally-Regulated | 03/28/2018 |  | 04/05/2018
Number Eight Lighting Company | Number Eight Lighting Company | 400-HI-R-**-***/PR1-4-700/***-BV-4-** | Light Emitting Diode | Inseparable Luminaire | Direct Wired | Reverse Phase Cut Controls | 45 | 2988 | 0.0017 | 92 | 51 | 442 | 0.99 | Ambient | 43800 |  |  | 54000 | 0.07 | 21 | 20 | 0.26 | 0.25 | 0.24 | 0.23 | 0 | 0 | 0.28 | 0.27 | 0.27 | 0.23 | 0 | 0 | 0.25 | 0.22 | 0.22 | 0.17 | 0 | 0 | True |  | Non Federally-Regulated | 03/28/2018 |  | 04/05/2018
Number Eight Lighting Company | Number Eight Lighting Company | 400-HI-R-**-***/PR1-4-1000/***-4-** | Light Emitting Diode | Inseparable Luminaire | Direct Wired | Reverse Phase Cut Controls | 60 | 2915 | 0.0025 | 92 | 53 | 58 | 0.98 | Ambient | 43800 |  |  | 54000 | 0.07 | 21 | 20 | 0.26 | 0.25 | 0.24 | 0.23 | 0 | 0 | 0.28 | 0.27 | 0.27 | 0.23 | 0 | 0 | 0.25 | 0.22 | 0.22 | 0.17 | 0 | 0 | True |  | Non Federally-Regulated | 03/28/2018 |  | 04/05/2018
Number Eight Lighting Company | Number Eight Lighting Company | 400-HI-R-**-***/PR1-4-1000/***-BV-4-** | Light Emitting Diode | Inseparable Luminaire | Direct Wired | Reverse Phase Cut Controls | 60 | 2915 | 0.0025 | 92 | 53 | 58 | 0.98 | Ambient | 43800 |  |  | 54000 | 0.07 | 21 | 20 | 0.26 | 0.25 | 0.24 | 0.23 | 0 | 0 | 0.28 | 0.27 | 0.27 | 0.23 | 0 | 0 | 0.25 | 0.22 | 0.22 | 0.17 | 0 | 0 | True |  | Non Federally-Regulated | 03/28/2018 |  | 04/05/2018
Number Eight Lighting Company | Number Eight Lighting Company | 400-HI-R-**-***/EL1-4-700/***-4-** | Light Emitting Diode | Inseparable Luminaire | Direct Wired | 0-10 VDC Controls | 45 | 2988 | 0.0017 | 92 | 51 | 442 | 0.99 | Ambient | 43800 |  |  | 54000 | 0.07 | 21 | 20 | 0.03 | 0 | 0 | 0 | 0 | 0 | 0.03 | 0 | 0 | 0 | 0 | 0 | 0.05 | 0 | 0 | 0 | 0 | 0 | True |  | Non Federally-Regulated | 03/28/2018 |  | 04/05/2018
Number Eight Lighting Company | Number Eight Lighting Company | 400-HI-R-**-***/EL1-4-700/***-BV-4-** | Light Emitting Diode | Inseparable Luminaire | Direct Wired | 0-10 VDC Controls | 45 | 2988 | 0.0017 | 92 | 51 | 442 | 0.99 | Ambient | 43800 |  |  | 54000 | 0.07 | 21 | 20 | 0.03 | 0 | 0 | 0 | 0 | 0 | 0.03 | 0 | 0 | 0 | 0 | 0 | 0.05 | 0 | 0 | 0 | 0 | 0 | True |  | Non Federally-Regulated | 03/28/2018 |  | 04/05/2018
Number Eight Lighting Company | Number Eight Lighting Company | 400-HI-R-**-***/EL1-4-1000/***-4-** | Light Emitting Diode | Inseparable Luminaire | Direct Wired | 0-10 VDC Controls | 45 | 2988 | 0.0017 | 92 | 51 | 442 | 0.99 | Ambient | 43800 |  |  | 54000 | 0.07 | 21 | 20 | 0.03 | 0 | 0 | 0 | 0 | 0 | 0.03 | 0 | 0 | 0 | 0 | 0 | 0.05 | 0 | 0 | 0 | 0 | 0 | True |  | Non Federally-Regulated | 03/28/2018 |  | 04/05/2018
Number Eight Lighting Company | Number Eight Lighting Company | 400-HI-R-**-***/EL1-4-1000/***-BV-4-** | Light Emitting Diode | Inseparable Luminaire | Direct Wired | 0-10 VDC Controls | 45 | 2988 | 0.0017 | 92 | 51 | 442 | 0.99 | Ambient | 43800 |  |  | 54000 | 0.07 | 21 | 20 | 0.03 | 0 | 0 | 0 | 0 | 0 | 0.03 | 0 | 0 | 0 | 0 | 0 | 0.05 | 0 | 0 | 0 | 0 | 0 | True |  | Non Federally-Regulated | 03/28/2018 |  | 04/05/2018
Number Eight Lighting Company | Number Eight Lighting Company | 400-WD-R-**-***/EL1-4-1000-WD/***-4-** | Light Emitting Diode | Inseparable Luminaire | Direct Wired | 0-10 VDC Controls | 45 | 3036 | 0.0015 | 98 | 91 | 442 | 0.99 | Ambient | 43800 |  |  | 54000 | 0.07 | 21 | 20 | 0.03 | 0 | 0 | 0 | 0 | 0 | 0.03 | 0 | 0 | 0 | 0 | 0 | 0.05 | 0 | 0 | 0 | 0 | 0 | True |  | Non Federally-Regulated | 03/28/2018 |  | 04/05/2018
Number Eight Lighting Company | Number Eight Lighting Company | 400-WD-R-**-***/EL1-4-1000-WD/***-BV-4-** | Light Emitting Diode | Inseparable Luminaire | Direct Wired | 0-10 VDC Controls | 45 | 3036 | 0.0015 | 98 | 91 | 442 | 0.99 | Ambient | 43800 |  |  | 54000 | 0.07 | 21 | 20 | 0.03 | 0 | 0 | 0 | 0 | 0 | 0.03 | 0 | 0 | 0 | 0 | 0 | 0.05 | 0 | 0 | 0 | 0 | 0 | True |  | Non Federally-Regulated | 03/28/2018 |  | 04/05/2018
Number Eight Lighting Company | Number Eight Lighting Company | 400-HI-R-**-***/LU1-4-700/***-4-** | Light Emitting Diode | Inseparable Luminaire | Direct Wired | Reverse Phase Cut Controls | 45 | 2988 | 0.0017 | 92 | 51 | 442 | 0.99 | Ambient | 43800 |  |  | 54000 | 0.07 | 21 | 20 | 0.03 | 0 | 0 | 0 | 0 | 0 | 0.03 | 0 | 0 | 0 | 0 | 0 | 0.05 | 0 | 0 | 0 | 0 | 0 | True |  | Non Federally-Regulated | 03/28/2018 |  | 04/05/2018
Number Eight Lighting Company | Number Eight Lighting Company | 400-HI-R-**-***/LU1-4-700/***-BV-4-** | Light Emitting Diode | Inseparable Luminaire | Direct Wired | Reverse Phase Cut Controls | 45 | 2988 | 0.0017 | 92 | 51 | 442 | 0.99 | Ambient | 43800 |  |  | 54000 | 0.07 | 21 | 20 | 0.03 | 0 | 0 | 0 | 0 | 0 | 0.03 | 0 | 0 | 0 | 0 | 0 | 0.05 | 0 | 0 | 0 | 0 | 0 | True |  | Non Federally-Regulated | 03/28/2018 |  | 04/05/2018
Number Eight Lighting Company | Number Eight Lighting Company | 400-HI-R-**-***/LU1-4-1000/***-4-** | Light Emitting Diode | Inseparable Luminaire | Direct Wired | Reverse Phase Cut Controls | 45 | 2988 | 0.0017 | 92 | 51 | 442 | 0.99 | Ambient | 43800 |  |  | 54000 | 0.07 | 21 | 20 | 0.03 | 0 | 0 | 0 | 0 | 0 | 0.03 | 0 | 0 | 0 | 0 | 0 | 0.05 | 0 | 0 | 0 | 0 | 0 | True |  | Non Federally-Regulated | 03/28/2018 |  | 04/05/2018
Number Eight Lighting Company | Number Eight Lighting Company | 400-HI-R-**-***/LU1-4-1000/***-BV-4-** | Light Emitting Diode | Inseparable Luminaire | Direct Wired | Reverse Phase Cut Controls | 45 | 2988 | 0.0017 | 92 | 51 | 442 | 0.99 | Ambient | 43800 |  |  | 54000 | 0.07 | 21 | 20 | 0.03 | 0 | 0 | 0 | 0 | 0 | 0.03 | 0 | 0 | 0 | 0 | 0 | 0.05 | 0 | 0 | 0 | 0 | 0 | True |  | Non Federally-Regulated | 03/28/2018 |  | 04/05/2018
Number Eight Lighting Company | Number Eight Lighting Company | 400-WD-R-**-***/LU1-4-1000-WD/***-4-** | Light Emitting Diode | Inseparable Luminaire | Direct Wired | Reverse Phase Cut Controls | 46 | 3036 | 0.0015 | 98 | 91 | 442 | 0.99 | Ambient | 43800 |  |  | 54000 | 0.07 | 21 | 20 | 0.03 | 0 | 0 | 0 | 0 | 0 | 0.03 | 0 | 0 | 0 | 0 | 0 | 0.05 | 0 | 0 | 0 | 0 | 0 | True |  | Non Federally-Regulated | 03/28/2018 |  | 04/05/2018
Number Eight Lighting Company | Number Eight Lighting Company | 400-WD-R-**-***/LU1-4-1000-WD/***-BV-4-** | Light Emitting Diode | Inseparable Luminaire | Direct Wired | Reverse Phase Cut Controls | 46 | 3036 | 0.0015 | 98 | 91 | 442 | 0.99 | Ambient | 43800 |  |  | 54000 | 0.07 | 21 | 20 | 0.03 | 0 | 0 | 0 | 0 | 0 | 0.03 | 0 | 0 | 0 | 0 | 0 | 0.05 | 0 | 0 | 0 | 0 | 0 | True |  | Non Federally-Regulated | 03/28/2018 |  | 04/05/2018
Number Eight Lighting Company | Number Eight Lighting Company | 400-HI-R-**-***/LU2-4-700/***-4-** | Light Emitting Diode | Inseparable Luminaire | Direct Wired | 0-10 VDC Controls | 45 | 2988 | 0.0017 | 92 | 51 | 442 | 0.99 | Ambient | 43800 |  |  | 54000 | 0.07 | 21 | 20 | 0.03 | 0 | 0 | 0 | 0 | 0 | 0.03 | 0 | 0 | 0 | 0 | 0 | 0.05 | 0 | 0 | 0 | 0 | 0 | True |  | Non Federally-Regulated | 03/28/2018 |  | 04/05/2018
Number Eight Lighting Company | Number Eight Lighting Company | 400-HI-R-**-***/LU2-4-700/***-BV-4-** | Light Emitting Diode | Inseparable Luminaire | Direct Wired | 0-10 VDC Controls | 45 | 2988 | 0.0017 | 92 | 51 | 442 | 0.99 | Ambient | 43800 |  |  | 54000 | 0.07 | 21 | 20 | 0.03 | 0 | 0 | 0 | 0 | 0 | 0.03 | 0 | 0 | 0 | 0 | 0 | 0.05 | 0 | 0 | 0 | 0 | 0 | True |  | Non Federally-Regulated | 03/28/2018 |  | 04/05/2018
Number Eight Lighting Company | Number Eight Lighting Company | 400-HI-R-**-***/LU2-4-1000/***-4-** | Light Emitting Diode | Inseparable Luminaire | Direct Wired | 0-10 VDC Controls | 45 | 2988 | 0.0017 | 92 | 51 | 442 | 0.99 | Ambient | 43800 |  |  | 54000 | 0.07 | 21 | 20 | 0.03 | 0 | 0 | 0 | 0 | 0 | 0.03 | 0 | 0 | 0 | 0 | 0 | 0.05 | 0 | 0 | 0 | 0 | 0 | True |  | Non Federally-Regulated | 03/28/2018 |  | 04/05/2018
Number Eight Lighting Company | Number Eight Lighting Company | 400-HI-R-**-***/LU2-4-1000/***-BV-4-** | Light Emitting Diode | Inseparable Luminaire | Direct Wired | 0-10 VDC Controls | 45 | 2988 | 0.0017 | 92 | 51 | 442 | 0.99 | Ambient | 43800 |  |  | 54000 | 0.07 | 21 | 20 | 0.03 | 0 | 0 | 0 | 0 | 0 | 0.03 | 0 | 0 | 0 | 0 | 0 | 0.05 | 0 | 0 | 0 | 0 | 0 | True |  | Non Federally-Regulated | 03/28/2018 |  | 04/05/2018
LEDVANCE LLC - Massachusetts | Sylvania | LED17A21DIMO927UB | Light Emitting Diode | Omnidirectional Lamp | Edison Screw Base | Forward Phase Cut Controls | 99.1 | 2652 | -0.0009 | 91 | 52 | 99 | 0.96 | Elevated | 25000 | 0.928 | 1 |  | 0.1 | 22 | 22 | 0.28 | 0.28 | 0.27 | 0.26 | 0.02 | 0.01 | 0.28 | 0.28 | 0.29 | 0.24 | 0.04 | 0.01 | 0.24 | 0.24 | 0.24 | 0.19 | 0.04 | 0.03 | True |  | Non Federally-Regulated | 09/06/2017 |  | 04/11/2018
LEDVANCE LLC - Massachusetts | Sylvania | LED17A21DIMO930UB | Light Emitting Diode | Omnidirectional Lamp | Edison Screw Base | Forward Phase Cut Controls | 103.9 | 3004 | -0.0023 | 93 | 61 | 99 | 0.96 | Elevated | 25000 | 0.928 | 1 |  | 0.1 | 22 | 22 | 0.28 | 0.28 | 0.27 | 0.26 | 0.02 | 0.01 | 0.28 | 0.28 | 0.29 | 0.24 | 0.04 | 0.01 | 0.24 | 0.24 | 0.24 | 0.19 | 0.04 | 0.03 | True |  | Non Federally-Regulated | 09/06/2017 |  | 04/11/2018
WAC Lighting Co. | dweLED | FM-4313-** | Light Emitting Diode | Inseparable Luminaire | Direct Wired | Reverse Phase Cut Controls | 51 | 2690 | -0.001 | 94 | 64 | 88 | 0.92 | Ambient | 36000 | 0.973 | 1 |  | 0.01 | 22 | 22 | 0.24 | 0.23 | 0.22 | 0.2 | 0 | 0 | 0.23 | 0.23 | 0.24 | 0.18 | 0.01 | 0 | 0.13 | 0.08 | 0.07 | 0.06 | 0.03 | 0 | True |  | Non Federally-Regulated | 04/20/2017 |  | 04/17/2018
Delta Light USA LLC | DELTALIGHT | CARREE ** LED **33-9 S* | Light Emitting Diode | Inseparable Luminaire | Direct Wired | Forward Phase Cut Controls | 46.9 | 2826 | 0.0016 | 92 | 68 | 348 | 0.98 | Elevated | 55000 |  |  | 55000 | 0.01 | 18 | 18 | 0.33 | 0.33 | 0.31 | 0.29 | 0.01 | 0.01 | 0.39 | 0.39 | 0.39 | 0.22 | 0.04 | 0.01 | 0.21 | 0.19 | 0.18 | 0.14 | 0.05 | 0.01 | True |  | Non Federally-Regulated | 04/17/2018 |  | 04/19/2018
Delta Light USA LLC | DELTALIGHT | CARREE ST L LED **33-9 S* | Light Emitting Diode | Inseparable Luminaire | Direct Wired | Forward Phase Cut Controls | 46.9 | 2826 | 0.0016 | 92 | 68 | 348 | 0.98 | Elevated | 55000 |  |  | 55000 | 0.01 | 18 | 18 | 0.33 | 0.33 | 0.31 | 0.29 | 0.01 | 0.01 | 0.39 | 0.39 | 0.39 | 0.22 | 0.04 | 0.01 | 0.21 | 0.19 | 0.18 | 0.14 | 0.05 | 0.01 | True |  | Non Federally-Regulated | 04/17/2018 |  | 04/19/2018
Delta Light USA LLC | DELTALIGHT | CARREE SC OK LED **33-9 S* | Light Emitting Diode | Inseparable Luminaire | Direct Wired | Forward Phase Cut Controls | 46.9 | 2826 | 0.0016 | 92 | 68 | 348 | 0.98 | Elevated | 55000 |  |  | 55000 | 0.01 | 18 | 18 | 0.33 | 0.33 | 0.31 | 0.29 | 0.01 | 0.01 | 0.39 | 0.39 | 0.39 | 0.22 | 0.04 | 0.01 | 0.21 | 0.19 | 0.18 | 0.14 | 0.05 | 0.01 | True |  | Non Federally-Regulated | 04/17/2018 |  | 04/19/2018
Delta Light USA LLC | DELTALIGHT | CARREE TRIMLESS LED **33-9 S* | Light Emitting Diode | Inseparable Luminaire | Direct Wired | Forward Phase Cut Controls | 46.9 | 2826 | 0.0016 | 92 | 68 | 348 | 0.98 | Elevated | 55000 |  |  | 55000 | 0.01 | 18 | 18 | 0.33 | 0.33 | 0.31 | 0.29 | 0.01 | 0.01 | 0.39 | 0.39 | 0.39 | 0.22 | 0.04 | 0.01 | 0.21 | 0.19 | 0.18 | 0.14 | 0.05 | 0.01 | True |  | Non Federally-Regulated | 04/17/2018 |  | 04/19/2018
Delta Light USA LLC | DELTALIGHT | CARREE TRIMLESS OK LED **33-9 S* | Light Emitting Diode | Inseparable Luminaire | Direct Wired | Forward Phase Cut Controls | 46.9 | 2826 | 0.0016 | 92 | 68 | 348 | 0.98 | Elevated | 55000 |  |  | 55000 | 0.01 | 18 | 18 | 0.33 | 0.33 | 0.31 | 0.29 | 0.01 | 0.01 | 0.39 | 0.39 | 0.39 | 0.22 | 0.04 | 0.01 | 0.21 | 0.19 | 0.18 | 0.14 | 0.05 | 0.01 | True |  | Non Federally-Regulated | 04/17/2018 |  | 04/19/2018
Kichler Lighting | Kichler Lighting | 6UCSK8** | Light Emitting Diode | Inseparable Luminaire | Direct Wired | Forward Phase Cut Controls | 52.5 | 2769 | -0.0012 | 94 | 63 | 262 | 0.97 | Ambient | 54000 |  |  | 54000 | 0.01 | 17 | 17 | 0.1 | 0.1 | 0.1 | 0.09 | 0.02 | 0.01 | 0.08 | 0.07 | 0.07 | 0.06 | 0.01 | 0 | 0.12 | 0.11 | 0.11 | 0.08 | 0.02 | 0 | True |  | Non Federally-Regulated | 04/10/2018 |  | 04/27/2018
Kichler Lighting | Kichler Lighting | 6UCSK812** | Light Emitting Diode | Inseparable Luminaire | Direct Wired | Forward Phase Cut Controls | 57.4 | 2759 | -0.0013 | 94 | 64 | 234 | 0.97 | Ambient | 54000 |  |  | 54000 | 0.01 | 18 | 17 | 0.14 | 0.14 | 0.13 | 0.13 | 0.03 | 0 | 0.03 | 0.02 | 0.02 | 0.02 | 0.01 | 0 | 0.09 | 0.08 | 0.08 | 0.06 | 0.02 | 0 | True |  | Non Federally-Regulated | 04/10/2018 |  | 04/27/2018
Kichler Lighting | Kichler Lighting | 6UCSK822** | Light Emitting Diode | Inseparable Luminaire | Direct Wired | Forward Phase Cut Controls | 60.7 | 2759 | -0.0014 | 94 | 64 | 431 | 0.98 | Ambient | 54000 |  |  | 54000 | 0.01 | 17 | 18 | 0.1 | 0.1 | 0.09 | 0.08 | 0.02 | 0 | 0.01 | 0.02 | 0.02 | 0.01 | 0 | 0 | 0.11 | 0.09 | 0.09 | 0.07 | 0.02 | 0 | True |  | Non Federally-Regulated | 04/10/2018 |  | 04/27/2018
Kichler Lighting | Kichler Lighting | 6UCSK30** | Light Emitting Diode | Inseparable Luminaire | Direct Wired | Forward Phase Cut Controls | 61.1 | 2744 | -0.0016 | 94 | 64 | 190 | 0.99 | Ambient | 54000 |  |  | 54000 | 0.01 | 18 | 18 | 0.07 | 0.07 | 0.07 | 0.05 | 0.01 | 0 | 0.01 | 0.01 | 0.01 | 0.01 | 0 | 0 | 0.05 | 0.05 | 0.05 | 0.04 | 0.01 | 0 | True |  | Non Federally-Regulated | 04/10/2018 |  | 04/27/2018
Kichler Lighting | Kichler Lighting | 4U27K8** | Light Emitting Diode | Inseparable Luminaire | Direct Wired | Forward Phase Cut Controls | 55.8 | 2762 | -0.0017 | 94 | 63 | 382 | 0.98 | Ambient | 54000 |  |  | 54000 | 0.02 | 13 | 14 | 0.11 | 0.11 | 0.11 | 0.1 | 0.02 | 0 | 0.12 | 0.11 | 0.12 | 0.09 | 0.02 | 0.01 | 0.03 | 0.02 | 0.02 | 0.02 | 0 | 0 | True |  | Non Federally-Regulated | 04/10/2018 |  | 04/27/2018
Cooper Lighting Solutions LLC (formerly Eaton) | Halo | RA406927***** | Light Emitting Diode | Inseparable Luminaire | Quick Connect | Forward Phase Cut Controls | 59 | 2682 | 0.0001 | 95 | 76 | 74 | 1 | Elevated | 50000 |  |  | 50000 | 0.05 | 19 | 22 | 0.05 | 0.05 | 0.05 | 0.05 | 0.01 | 0 | 0.16 | 0.16 | 0.16 | 0.14 | 0.03 | 0 | 0.2 | 0.19 | 0.19 | 0.15 | 0.03 | 0 | True |  | Non Federally-Regulated | 03/21/2017 |  | 04/27/2018
Cooper Lighting Solutions LLC (formerly Eaton) | Halo | RA406930***** | Light Emitting Diode | Inseparable Luminaire | Quick Connect | Forward Phase Cut Controls | 59 | 3000 | 0.0001 | 95 | 76 | 74 | 1 | Elevated | 50000 |  |  | 50000 | 0.05 | 19 | 22 | 0.05 | 0.05 | 0.05 | 0.05 | 0.01 | 0 | 0.16 | 0.16 | 0.16 | 0.14 | 0.03 | 0 | 0.2 | 0.19 | 0.19 | 0.15 | 0.03 | 0 | True |  | Non Federally-Regulated | 03/21/2017 |  | 04/27/2018
Cooper Lighting Solutions LLC (formerly Eaton) | Halo | RA5606927***** | Light Emitting Diode | Inseparable Luminaire | Quick Connect | Forward Phase Cut Controls | 65.9 | 2682 | 0.0001 | 95 | 77 | 74 | 1 | Elevated | 50000 |  |  | 50000 | 0.05 | 19 | 22 | 0.06 | 0.06 | 0.05 | 0.05 | 0.01 | 0 | 0.17 | 0.17 | 0.17 | 0.14 | 0.03 | 0 | 0.15 | 0.14 | 0.15 | 0.12 | 0.02 | 0 | True |  | Non Federally-Regulated | 03/22/2017 |  | 04/27/2018
Cooper Lighting Solutions LLC (formerly Eaton) | Halo | RA5606930***** | Light Emitting Diode | Inseparable Luminaire | Quick Connect | Forward Phase Cut Controls | 65.9 | 3000 | 0.0001 | 95 | 77 | 74 | 1 | Elevated | 50000 |  |  | 50000 | 0.05 | 19 | 22 | 0.06 | 0.06 | 0.05 | 0.05 | 0.01 | 0 | 0.17 | 0.17 | 0.17 | 0.14 | 0.03 | 0 | 0.15 | 0.14 | 0.15 | 0.12 | 0.02 | 0 | True |  | Non Federally-Regulated | 03/22/2017 |  | 04/27/2018
STAR MOUNT ENTERPRISE LIMITED | Progress Lighting | P350076-009-30 | Light Emitting Diode | Inseparable Luminaire | Direct Wired | Forward Phase Cut Controls | 67.5 | 3028 | -0.0027 | 93 | 62 | 230 | 1 | Ambient | 50000 |  |  | 50000 | 0 | 17 | 17 | 0 | 0 | 0 | 0 | 0 | 0 | 0.01 | 0.01 | 0.01 | 0.01 | 0 | 0 | 0.1 | 0.02 | 0.02 | 0.01 | 0.01 | 0.01 | True |  | Non Federally-Regulated | 08/04/2017 |  | 05/02/2018
STAR MOUNT ENTERPRISE LIMITED | Progress Lighting | P350076-020-30 | Light Emitting Diode | Inseparable Luminaire | Direct Wired | Forward Phase Cut Controls | 67.5 | 3028 | -0.0027 | 93 | 62 | 230 | 1 | Ambient | 50000 |  |  | 50000 | 0 | 17 | 17 | 0 | 0 | 0 | 0 | 0 | 0 | 0.01 | 0.01 | 0.01 | 0.01 | 0 | 0 | 0.1 | 0.02 | 0.02 | 0.01 | 0.01 | 0.01 | True |  | Non Federally-Regulated | 08/04/2017 |  | 05/02/2018
STAR MOUNT ENTERPRISE LIMITED | Progress Lighting | P350076-030-30 | Light Emitting Diode | Inseparable Luminaire | Direct Wired | Forward Phase Cut Controls | 67.5 | 3028 | -0.0027 | 93 | 62 | 230 | 1 | Ambient | 50000 |  |  | 50000 | 0 | 17 | 17 | 0 | 0 | 0 | 0 | 0 | 0 | 0.01 | 0.01 | 0.01 | 0.01 | 0 | 0 | 0.1 | 0.02 | 0.02 | 0.01 | 0.01 | 0.01 | True |  | Non Federally-Regulated | 08/04/2017 |  | 05/02/2018
STAR MOUNT ENTERPRISE LIMITED | Progress Lighting | P350077-009-30 | Light Emitting Diode | Inseparable Luminaire | Direct Wired | Forward Phase Cut Controls | 78.9 | 3051 | -0.0015 | 93 | 65 | 130 | 0.99 | Ambient | 50000 |  |  | 50000 | 0.07 | 18 | 18 | 0.16 | 0.16 | 0.16 | 0.15 | 0 | 0 | 0.21 | 0.2 | 0.21 | 0.17 | 0.01 | 0 | 0.15 | 0.14 | 0.14 | 0.11 | 0 | 0 | True |  | Non Federally-Regulated | 08/04/2017 |  | 05/02/2018
STAR MOUNT ENTERPRISE LIMITED | Progress Lighting | P350077-020-30 | Light Emitting Diode | Inseparable Luminaire | Direct Wired | Forward Phase Cut Controls | 78.9 | 3051 | -0.0015 | 93 | 65 | 130 | 0.99 | Ambient | 50000 |  |  | 50000 | 0.07 | 18 | 18 | 0.16 | 0.16 | 0.16 | 0.15 | 0 | 0 | 0.21 | 0.2 | 0.21 | 0.17 | 0.01 | 0 | 0.15 | 0.14 | 0.14 | 0.11 | 0 | 0 | True |  | Non Federally-Regulated | 08/04/2017 |  | 05/02/2018
STAR MOUNT ENTERPRISE LIMITED | Progress Lighting | P350077-030-30 | Light Emitting Diode | Inseparable Luminaire | Direct Wired | Forward Phase Cut Controls | 78.9 | 3051 | -0.0015 | 93 | 65 | 130 | 0.99 | Ambient | 50000 |  |  | 50000 | 0.07 | 18 | 18 | 0.16 | 0.16 | 0.16 | 0.15 | 0 | 0 | 0.21 | 0.2 | 0.21 | 0.17 | 0.01 | 0 | 0.15 | 0.14 | 0.14 | 0.11 | 0 | 0 | True |  | Non Federally-Regulated | 08/04/2017 |  | 05/02/2018
STAR MOUNT ENTERPRISE LIMITED | Progress Lighting | P350078-009-30 | Light Emitting Diode | Inseparable Luminaire | Direct Wired | Forward Phase Cut Controls | 73.5 | 2998 | -0.0009 | 92 | 61 | 173 | 1 | Ambient | 50000 |  |  | 50000 | 0.04 | 17 | 17 | 0.02 | 0.01 | 0.01 | 0.01 | 0.01 | 0 | 0.01 | 0.01 | 0.01 | 0.01 | 0 | 0 | 0.02 | 0.01 | 0.01 | 0.01 | 0 | 0 | True |  | Non Federally-Regulated | 08/04/2017 |  | 05/02/2018
STAR MOUNT ENTERPRISE LIMITED | Progress Lighting | P350078-020-30 | Light Emitting Diode | Inseparable Luminaire | Direct Wired | Forward Phase Cut Controls | 73.5 | 2998 | -0.0009 | 92 | 61 | 173 | 1 | Ambient | 50000 |  |  | 50000 | 0.04 | 17 | 17 | 0.02 | 0.01 | 0.01 | 0.01 | 0.01 | 0 | 0.01 | 0.01 | 0.01 | 0.01 | 0 | 0 | 0.02 | 0.01 | 0.01 | 0.01 | 0 | 0 | True |  | Non Federally-Regulated | 08/04/2017 |  | 05/02/2018
STAR MOUNT ENTERPRISE LIMITED | Progress Lighting | P350078-030-30 | Light Emitting Diode | Inseparable Luminaire | Direct Wired | Forward Phase Cut Controls | 73.5 | 2998 | -0.0009 | 92 | 61 | 173 | 1 | Ambient | 50000 |  |  | 50000 | 0.04 | 17 | 17 | 0.02 | 0.01 | 0.01 | 0.01 | 0.01 | 0 | 0.01 | 0.01 | 0.01 | 0.01 | 0 | 0 | 0.02 | 0.01 | 0.01 | 0.01 | 0 | 0 | True |  | Non Federally-Regulated | 08/04/2017 |  | 05/02/2018
STAR MOUNT ENTERPRISE LIMITED | Progress Lighting | P350070-009-30 | Light Emitting Diode | Inseparable Luminaire | Direct Wired | 0-10 VDC Controls | 61.1 | 3040 | 0.0001 | 92 | 64 | 345 | 0.97 | Ambient | 50000 |  |  | 54000 | 0.05 | 18 | 18 | 0 | 0 | 0 | 0 | 0 | 0 | 0.01 | 0.01 | 0.01 | 0.01 | 0 | 0 | 0.01 | 0.01 | 0.01 | 0.01 | 0 | 0 | True |  | Non Federally-Regulated | 02/26/2018 |  | 05/02/2018
STAR MOUNT ENTERPRISE LIMITED | Progress Lighting | P350070-129-30 | Light Emitting Diode | Inseparable Luminaire | Direct Wired | 0-10 VDC Controls | 61.1 | 3040 | 0.0001 | 92 | 64 | 345 | 0.97 | Ambient | 50000 |  |  | 54000 | 0.05 | 18 | 18 | 0 | 0 | 0 | 0 | 0 | 0 | 0.01 | 0.01 | 0.01 | 0.01 | 0 | 0 | 0.01 | 0.01 | 0.01 | 0.01 | 0 | 0 | True |  | Non Federally-Regulated | 02/26/2018 |  | 05/02/2018
STAR MOUNT ENTERPRISE LIMITED | Progress Lighting | P350071-009-30 | Light Emitting Diode | Inseparable Luminaire | Direct Wired | 0-10 VDC Controls | 68 | 3098 | -0.0001 | 92 | 64 | 392 | 1 | Ambient | 50000 |  |  | 54000 | 0.03 | 18 | 18 | 0 | 0 | 0 | 0 | 0 | 0 | 0.01 | 0.01 | 0.01 | 0.01 | 0 | 0 | 0.01 | 0.01 | 0.01 | 0.01 | 0 | 0 | True |  | Non Federally-Regulated | 02/26/2018 |  | 05/02/2018
STAR MOUNT ENTERPRISE LIMITED | Progress Lighting | P350071-129-30 | Light Emitting Diode | Inseparable Luminaire | Direct Wired | 0-10 VDC Controls | 68 | 3098 | -0.0001 | 92 | 64 | 392 | 1 | Ambient | 50000 |  |  | 54000 | 0.03 | 18 | 18 | 0 | 0 | 0 | 0 | 0 | 0 | 0.01 | 0.01 | 0.01 | 0.01 | 0 | 0 | 0.01 | 0.01 | 0.01 | 0.01 | 0 | 0 | True |  | Non Federally-Regulated | 02/26/2018 |  | 05/02/2018
STAR MOUNT ENTERPRISE LIMITED | Progress Lighting | P350072-009-30 | Light Emitting Diode | Inseparable Luminaire | Direct Wired | 0-10 VDC Controls | 59.7 | 3104 | -0.0004 | 91 | 58 | 388 | 1 | Ambient | 25000 |  |  | 54000 | 0.03 | 18 | 18 | 0.01 | 0.01 | 0.01 | 0.01 | 0 | 0 | 0.02 | 0.01 | 0.01 | 0.01 | 0 | 0 | 0.04 | 0.01 | 0.01 | 0.01 | 0 | 0 | True |  | Non Federally-Regulated | 08/04/2017 |  | 05/02/2018
STAR MOUNT ENTERPRISE LIMITED | Progress Lighting | P350072-129-30 | Light Emitting Diode | Inseparable Luminaire | Direct Wired | 0-10 VDC Controls | 59.7 | 3104 | -0.0004 | 91 | 58 | 388 | 1 | Ambient | 25000 |  |  | 54000 | 0.03 | 18 | 18 | 0.01 | 0.01 | 0.01 | 0.01 | 0 | 0 | 0.02 | 0.01 | 0.01 | 0.01 | 0 | 0 | 0.04 | 0.01 | 0.01 | 0.01 | 0 | 0 | True |  | Non Federally-Regulated | 08/04/2017 |  | 05/02/2018
Acuity Brands Lighting | Aculux | AX4 A 12LM **K 90CRI **D EZ* MVOLT ICAT | Light Emitting Diode | Inseparable Luminaire | Direct Wired | 0-10 VDC Controls | 59 | 2700 | 0.0031 | 92 | 53 | 444 | 1 | Ambient | 50000 |  |  | 50000 | 0.01 | 14 | 19 | 0.04 | 0.03 | 0.02 | 0.01 | 0 | 0 | 0.96 | 0.16 | 0.08 | 0.03 | 0.02 | 0.01 | 1 | 0.5 | 0.47 | 0.12 | 0.06 | 0.04 | True |  | Non Federally-Regulated | 02/22/2017 |  | 05/16/2018
Acuity Brands Lighting | Aculux | AX4 A 17LM **K 90CRI **D EZ* MVOLT ICAT | Light Emitting Diode | Inseparable Luminaire | Direct Wired | 0-10 VDC Controls | 56 | 2700 | 0.0031 | 92 | 53 | 444 | 1 | Ambient | 50000 |  |  | 50000 | 0.01 | 14 | 19 | 0.04 | 0.03 | 0.02 | 0.01 | 0 | 0 | 0.96 | 0.16 | 0.08 | 0.03 | 0.02 | 0.01 | 1 | 0.5 | 0.47 | 0.12 | 0.06 | 0.04 | True |  | Non Federally-Regulated | 02/22/2017 |  | 05/16/2018
Acuity Brands Lighting | Aculux | AX4 A 22LM **K 90CRI **D EZ* MVOLT ICAT | Light Emitting Diode | Inseparable Luminaire | Direct Wired | 0-10 VDC Controls | 52 | 2700 | 0.0031 | 92 | 53 | 444 | 1 | Ambient | 50000 |  |  | 50000 | 0.01 | 14 | 19 | 0.04 | 0.03 | 0.02 | 0.01 | 0 | 0 | 0.96 | 0.16 | 0.08 | 0.03 | 0.02 | 0.01 | 1 | 0.5 | 0.47 | 0.12 | 0.06 | 0.04 | True |  | Non Federally-Regulated | 02/22/2017 |  | 05/16/2018
Acuity Brands Lighting | Aculux | AX4 A 27LM **K 90CRI **D EZ* MVOLT ICAT | Light Emitting Diode | Inseparable Luminaire | Direct Wired | 0-10 VDC Controls | 46 | 2700 | 0.0031 | 92 | 53 | 444 | 1 | Ambient | 50000 |  |  | 50000 | 0.01 | 14 | 19 | 0.04 | 0.03 | 0.02 | 0.01 | 0 | 0 | 0.96 | 0.16 | 0.08 | 0.03 | 0.02 | 0.01 | 1 | 0.5 | 0.47 | 0.12 | 0.06 | 0.04 | True |  | Non Federally-Regulated | 02/22/2017 |  | 05/16/2018
Acuity Brands Lighting | Aculux | AX4SQ A 12LM **K 90CRI **D EZ* MVOLT ICAT | Light Emitting Diode | Inseparable Luminaire | Direct Wired | 0-10 VDC Controls | 57 | 2700 | 0.0031 | 92 | 53 | 444 | 1 | Ambient | 50000 |  |  | 50000 | 0.01 | 14 | 19 | 0.04 | 0.03 | 0.02 | 0.01 | 0 | 0 | 0.96 | 0.16 | 0.08 | 0.03 | 0.02 | 0.01 | 1 | 0.5 | 0.47 | 0.12 | 0.06 | 0.04 | True |  | Non Federally-Regulated | 02/22/2017 |  | 05/16/2018
Acuity Brands Lighting | Aculux | AX4SQ A 17LM **K 90CRI **D EZ* MVOLT ICAT | Light Emitting Diode | Inseparable Luminaire | Direct Wired | 0-10 VDC Controls | 55 | 2700 | 0.0031 | 92 | 53 | 444 | 1 | Ambient | 50000 |  |  | 50000 | 0.01 | 14 | 19 | 0.04 | 0.03 | 0.02 | 0.01 | 0 | 0 | 0.96 | 0.16 | 0.08 | 0.03 | 0.02 | 0.01 | 1 | 0.5 | 0.47 | 0.12 | 0.06 | 0.04 | True |  | Non Federally-Regulated | 02/22/2017 |  | 05/16/2018
Acuity Brands Lighting | Aculux | AX4SQ A 22LM **K 90CRI **D EZ* MVOLT ICAT | Light Emitting Diode | Inseparable Luminaire | Direct Wired | 0-10 VDC Controls | 50 | 2700 | 0.0031 | 92 | 53 | 444 | 1 | Ambient | 50000 |  |  | 50000 | 0.01 | 14 | 19 | 0.04 | 0.03 | 0.02 | 0.01 | 0 | 0 | 0.96 | 0.16 | 0.08 | 0.03 | 0.02 | 0.01 | 1 | 0.5 | 0.47 | 0.12 | 0.06 | 0.04 | True |  | Non Federally-Regulated | 02/22/2017 |  | 05/16/2018
Acuity Brands Lighting | Aculux | AX4SQ A 27LM **K 90CRI **D EZ* MVOLT ICAT | Light Emitting Diode | Inseparable Luminaire | Direct Wired | 0-10 VDC Controls | 45 | 2700 | 0.0031 | 92 | 53 | 444 | 1 | Ambient | 50000 |  |  | 50000 | 0.01 | 14 | 19 | 0.04 | 0.03 | 0.02 | 0.01 | 0 | 0 | 0.96 | 0.16 | 0.08 | 0.03 | 0.02 | 0.01 | 1 | 0.5 | 0.47 | 0.12 | 0.06 | 0.04 | True |  | Non Federally-Regulated | 02/22/2017 |  | 05/16/2018
Acuity Brands Lighting | Aculux | IC207L*-930-*-1 + 2007*** | Light Emitting Diode | Inseparable Luminaire | Direct Wired | Forward Phase Cut Controls | 54 | 3000 | 0.001 | 91 | 53 | 460 | 1 | Ambient | 42000 |  |  | 42000 | 0.08 | 13 | 20 | 0.03 | 0 | 0 | 0 | 0 | 0 | 0.22 | 0.01 | 0.01 | 0.01 | 0.01 | 0 | 1 | 0.13 | 0.07 | 0.06 | 0.05 | 0.03 | True |  | Non Federally-Regulated | 12/16/2016 |  | 05/16/2018
Acuity Brands Lighting | Aculux | IC207L*-930-*-U + 2007*** | Light Emitting Diode | Inseparable Luminaire | Direct Wired | 0-10 VDC Controls | 54 | 3000 | 0.0015 | 91 | 50 | 490 | 1 | Ambient | 42000 |  |  | 42000 | 0.05 | 18 | 20 | 0.02 | 0.01 | 0.01 | 0 | 0 | 0 | 0.06 | 0.01 | 0.01 | 0.01 | 0.01 | 0 | 1 | 0.19 | 0.14 | 0.13 | 0.09 | 0.06 | True |  | Non Federally-Regulated | 12/16/2016 |  | 05/16/2018
Acuity Brands Lighting | Aculux | IC207L*-930-*-1 + 2017*** | Light Emitting Diode | Inseparable Luminaire | Direct Wired | Forward Phase Cut Controls | 54 | 3000 | 0.001 | 91 | 53 | 460 | 1 | Ambient | 42000 |  |  | 42000 | 0.08 | 13 | 20 | 0.03 | 0 | 0 | 0 | 0 | 0 | 0.22 | 0.01 | 0.01 | 0.01 | 0.01 | 0 | 1 | 0.13 | 0.07 | 0.06 | 0.05 | 0.03 | True |  | Non Federally-Regulated | 12/16/2016 |  | 05/16/2018
Acuity Brands Lighting | Aculux | IC207L*-930-*-U + 2017*** | Light Emitting Diode | Inseparable Luminaire | Direct Wired | 0-10 VDC Controls | 54 | 3000 | 0.0015 | 91 | 50 | 490 | 1 | Ambient | 42000 |  |  | 42000 | 0.05 | 18 | 20 | 0.02 | 0.01 | 0.01 | 0 | 0 | 0 | 0.06 | 0.01 | 0.01 | 0.01 | 0.01 | 0 | 1 | 0.19 | 0.14 | 0.13 | 0.09 | 0.06 | True |  | Non Federally-Regulated | 12/16/2016 |  | 05/16/2018
Acuity Brands Lighting | Aculux | IC207L*-930-*-1 + 2008*** | Light Emitting Diode | Inseparable Luminaire | Direct Wired | Forward Phase Cut Controls | 56 | 3000 | 0.001 | 91 | 53 | 460 | 1 | Ambient | 42000 |  |  | 42000 | 0.08 | 13 | 20 | 0.03 | 0 | 0 | 0 | 0 | 0 | 0.22 | 0.01 | 0.01 | 0.01 | 0.01 | 0 | 1 | 0.13 | 0.07 | 0.06 | 0.05 | 0.03 | True |  | Non Federally-Regulated | 12/16/2016 |  | 05/16/2018
Acuity Brands Lighting | Aculux | IC207L*-930-*-U + 2008*** | Light Emitting Diode | Inseparable Luminaire | Direct Wired | 0-10 VDC Controls | 56 | 3000 | 0.0015 | 91 | 50 | 490 | 1 | Ambient | 42000 |  |  | 42000 | 0.05 | 18 | 20 | 0.02 | 0.01 | 0.01 | 0 | 0 | 0 | 0.06 | 0.01 | 0.01 | 0.01 | 0.01 | 0 | 1 | 0.19 | 0.14 | 0.13 | 0.09 | 0.06 | True |  | Non Federally-Regulated | 12/16/2016 |  | 05/16/2018
Acuity Brands Lighting | Aculux | IC210L*-930-*-1 + 2007*** | Light Emitting Diode | Inseparable Luminaire | Direct Wired | Forward Phase Cut Controls | 49 | 3000 | 0.0003 | 90 | 50 | 224 | 1 | Ambient | 25000 |  |  | 25000 | 0.02 | 18 | 21 | 0.05 | 0 | 0 | 0 | 0 | 0 | 0.27 | 0.01 | 0.01 | 0.01 | 0.01 | 0 | 1 | 0.2 | 0.13 | 0.1 | 0.09 | 0.05 | True |  | Non Federally-Regulated | 12/16/2016 |  | 05/16/2018
Acuity Brands Lighting | Aculux | IC210L*-930-*-U + 2007*** | Light Emitting Diode | Inseparable Luminaire | Direct Wired | 0-10 VDC Controls | 49 | 3000 | 0.0008 | 91 | 51 | 476 | 1 | Ambient | 25000 |  |  | 25000 | 0.05 | 16 | 20 | 0.04 | 0 | 0 | 0 | 0 | 0 | 0.06 | 0.01 | 0.01 | 0.01 | 0.01 | 0 | 1 | 0.16 | 0.11 | 0.1 | 0.07 | 0.04 | True |  | Non Federally-Regulated | 12/16/2016 |  | 05/16/2018
Acuity Brands Lighting | Aculux | IC210L*-930-*-1 + 2017*** | Light Emitting Diode | Inseparable Luminaire | Direct Wired | Forward Phase Cut Controls | 48 | 3000 | 0.0003 | 90 | 50 | 224 | 1 | Ambient | 25000 |  |  | 25000 | 0.02 | 18 | 21 | 0.05 | 0 | 0 | 0 | 0 | 0 | 0.27 | 0.01 | 0.01 | 0.01 | 0.01 | 0 | 1 | 0.2 | 0.13 | 0.1 | 0.09 | 0.05 | True |  | Non Federally-Regulated | 12/16/2016 |  | 05/16/2018
Acuity Brands Lighting | Aculux | IC210L*-930-*-U + 2017*** | Light Emitting Diode | Inseparable Luminaire | Direct Wired | 0-10 VDC Controls | 48 | 3000 | 0.0008 | 91 | 51 | 476 | 1 | Ambient | 25000 |  |  | 25000 | 0.05 | 16 | 20 | 0.04 | 0 | 0 | 0 | 0 | 0 | 0.06 | 0.01 | 0.01 | 0.01 | 0.01 | 0 | 1 | 0.16 | 0.11 | 0.1 | 0.07 | 0.04 | True |  | Non Federally-Regulated | 12/16/2016 |  | 05/16/2018
Acuity Brands Lighting | Aculux | IC210L*-930-*-1 + 2008*** | Light Emitting Diode | Inseparable Luminaire | Direct Wired | Forward Phase Cut Controls | 50 | 3000 | 0.0003 | 90 | 50 | 224 | 1 | Ambient | 25000 |  |  | 25000 | 0.02 | 18 | 21 | 0.05 | 0 | 0 | 0 | 0 | 0 | 0.27 | 0.01 | 0.01 | 0.01 | 0.01 | 0 | 1 | 0.2 | 0.13 | 0.1 | 0.09 | 0.05 | True |  | Non Federally-Regulated | 12/16/2016 |  | 05/16/2018
Acuity Brands Lighting | Aculux | IC210L*-930-*-U + 2008*** | Light Emitting Diode | Inseparable Luminaire | Direct Wired | 0-10 VDC Controls | 50 | 3000 | 0.0008 | 91 | 51 | 476 | 1 | Ambient | 25000 |  |  | 25000 | 0.05 | 16 | 20 | 0.04 | 0 | 0 | 0 | 0 | 0 | 0.06 | 0.01 | 0.01 | 0.01 | 0.01 | 0 | 1 | 0.16 | 0.11 | 0.1 | 0.07 | 0.04 | True |  | Non Federally-Regulated | 12/16/2016 |  | 05/16/2018
Acuity Brands Lighting | Juno | IC512L-9**-*-1 | Light Emitting Diode | Inseparable Luminaire | Direct Wired | Forward Phase Cut Controls | 59 | 2700 | 0.0031 | 92 | 53 | 248 | 1 | Ambient | 50000 |  |  | 50000 | 0.02 | 14 | 21 | 0.05 | 0 | 0 | 0 | 0 | 0 | 0.18 | 0.01 | 0.01 | 0.01 | 0.01 | 0 | 0.41 | 0.03 | 0.02 | 0.02 | 0.01 | 0.01 | True |  | Non Federally-Regulated | 12/14/2016 |  | 05/16/2018
Acuity Brands Lighting | Juno | IC517L-9**-*-1 | Light Emitting Diode | Inseparable Luminaire | Direct Wired | Forward Phase Cut Controls | 56 | 2700 | 0.0031 | 92 | 53 | 248 | 1 | Ambient | 50000 |  |  | 50000 | 0.02 | 14 | 21 | 0.05 | 0 | 0 | 0 | 0 | 0 | 0.18 | 0.01 | 0.01 | 0.01 | 0.01 | 0 | 0.41 | 0.03 | 0.02 | 0.02 | 0.01 | 0.01 | True |  | Non Federally-Regulated | 12/14/2016 |  | 05/16/2018
Acuity Brands Lighting | Juno | IC522L-9**-*-1 | Light Emitting Diode | Inseparable Luminaire | Direct Wired | Forward Phase Cut Controls | 52 | 2700 | 0.0031 | 92 | 53 | 248 | 1 | Ambient | 50000 |  |  | 50000 | 0.02 | 14 | 21 | 0.05 | 0 | 0 | 0 | 0 | 0 | 0.18 | 0.01 | 0.01 | 0.01 | 0.01 | 0 | 0.41 | 0.03 | 0.02 | 0.02 | 0.01 | 0.01 | True |  | Non Federally-Regulated | 12/14/2016 |  | 05/16/2018
Acuity Brands Lighting | Juno | IC527L-9**-*-1 | Light Emitting Diode | Inseparable Luminaire | Direct Wired | Forward Phase Cut Controls | 46 | 2700 | 0.0031 | 92 | 53 | 248 | 1 | Ambient | 50000 |  |  | 50000 | 0.02 | 14 | 21 | 0.05 | 0 | 0 | 0 | 0 | 0 | 0.18 | 0.01 | 0.01 | 0.01 | 0.01 | 0 | 0.41 | 0.03 | 0.02 | 0.02 | 0.01 | 0.01 | True |  | Non Federally-Regulated | 12/14/2016 |  | 05/16/2018
Acuity Brands Lighting | Juno | IC512LSQ-9**-*-1 | Light Emitting Diode | Inseparable Luminaire | Direct Wired | Forward Phase Cut Controls | 57 | 2700 | 0.0031 | 92 | 53 | 248 | 1 | Ambient | 50000 |  |  | 50000 | 0.02 | 14 | 21 | 0.05 | 0 | 0 | 0 | 0 | 0 | 0.18 | 0.01 | 0.01 | 0.01 | 0.01 | 0 | 0.41 | 0.03 | 0.02 | 0.02 | 0.01 | 0.01 | True |  | Non Federally-Regulated | 12/14/2016 |  | 05/16/2018
Acuity Brands Lighting | Juno | IC517LSQ-9**-*-1 | Light Emitting Diode | Inseparable Luminaire | Direct Wired | Forward Phase Cut Controls | 55 | 2700 | 0.0031 | 92 | 53 | 248 | 1 | Ambient | 50000 |  |  | 50000 | 0.02 | 14 | 21 | 0.05 | 0 | 0 | 0 | 0 | 0 | 0.18 | 0.01 | 0.01 | 0.01 | 0.01 | 0 | 0.41 | 0.03 | 0.02 | 0.02 | 0.01 | 0.01 | True |  | Non Federally-Regulated | 12/14/2016 |  | 05/16/2018
Acuity Brands Lighting | Juno | IC522LSQ-9**-*-1 | Light Emitting Diode | Inseparable Luminaire | Direct Wired | Forward Phase Cut Controls | 50 | 2700 | 0.0031 | 92 | 53 | 248 | 1 | Ambient | 50000 |  |  | 50000 | 0.02 | 14 | 21 | 0.05 | 0 | 0 | 0 | 0 | 0 | 0.18 | 0.01 | 0.01 | 0.01 | 0.01 | 0 | 0.41 | 0.03 | 0.02 | 0.02 | 0.01 | 0.01 | True |  | Non Federally-Regulated | 12/14/2016 |  | 05/16/2018
Acuity Brands Lighting | Juno | IC527LSQ-9**-*-1 | Light Emitting Diode | Inseparable Luminaire | Direct Wired | Forward Phase Cut Controls | 45 | 2700 | 0.0031 | 92 | 53 | 248 | 1 | Ambient | 50000 |  |  | 50000 | 0.02 | 14 | 21 | 0.05 | 0 | 0 | 0 | 0 | 0 | 0.18 | 0.01 | 0.01 | 0.01 | 0.01 | 0 | 0.41 | 0.03 | 0.02 | 0.02 | 0.01 | 0.01 | True |  | Non Federally-Regulated | 12/14/2016 |  | 05/16/2018
Acuity Brands Lighting | Juno | IC512L-9**-*-EZ* | Light Emitting Diode | Inseparable Luminaire | Direct Wired | 0-10 VDC Controls | 59 | 2700 | 0.0031 | 92 | 53 | 444 | 1 | Ambient | 50000 |  |  | 50000 | 0.01 | 14 | 19 | 0.04 | 0.03 | 0.02 | 0.01 | 0 | 0 | 0.96 | 0.16 | 0.08 | 0.03 | 0.02 | 0.01 | 1 | 0.5 | 0.47 | 0.12 | 0.06 | 0.04 | True |  | Non Federally-Regulated | 12/14/2016 |  | 05/16/2018
Acuity Brands Lighting | Juno | IC517L-9**-*-EZ* | Light Emitting Diode | Inseparable Luminaire | Direct Wired | 0-10 VDC Controls | 56 | 2700 | 0.0031 | 92 | 53 | 444 | 1 | Ambient | 50000 |  |  | 50000 | 0.01 | 14 | 19 | 0.04 | 0.03 | 0.02 | 0.01 | 0 | 0 | 0.96 | 0.16 | 0.08 | 0.03 | 0.02 | 0.01 | 1 | 0.5 | 0.47 | 0.12 | 0.06 | 0.04 | True |  | Non Federally-Regulated | 12/14/2016 |  | 05/16/2018
Acuity Brands Lighting | Juno | IC522L-9**-*-EZ* | Light Emitting Diode | Inseparable Luminaire | Direct Wired | 0-10 VDC Controls | 52 | 2700 | 0.0031 | 92 | 53 | 444 | 1 | Ambient | 50000 |  |  | 50000 | 0.01 | 14 | 19 | 0.04 | 0.03 | 0.02 | 0.01 | 0 | 0 | 0.96 | 0.16 | 0.08 | 0.03 | 0.02 | 0.01 | 1 | 0.5 | 0.47 | 0.12 | 0.06 | 0.04 | True |  | Non Federally-Regulated | 12/14/2016 |  | 05/16/2018
Acuity Brands Lighting | Juno | IC527L-9**-*-EZ* | Light Emitting Diode | Inseparable Luminaire | Direct Wired | 0-10 VDC Controls | 46 | 2700 | 0.0031 | 92 | 53 | 444 | 1 | Ambient | 50000 |  |  | 50000 | 0.01 | 14 | 19 | 0.04 | 0.03 | 0.02 | 0.01 | 0 | 0 | 0.96 | 0.16 | 0.08 | 0.03 | 0.02 | 0.01 | 1 | 0.5 | 0.47 | 0.12 | 0.06 | 0.04 | True |  | Non Federally-Regulated | 12/14/2016 |  | 05/16/2018
Acuity Brands Lighting | Juno | IC512LSQ-9**-*-EZ* | Light Emitting Diode | Inseparable Luminaire | Direct Wired | 0-10 VDC Controls | 57 | 2700 | 0.0031 | 92 | 53 | 444 | 1 | Ambient | 50000 |  |  | 50000 | 0.01 | 14 | 19 | 0.04 | 0.03 | 0.02 | 0.01 | 0 | 0 | 0.96 | 0.16 | 0.08 | 0.03 | 0.02 | 0.01 | 1 | 0.5 | 0.47 | 0.12 | 0.06 | 0.04 | True |  | Non Federally-Regulated | 12/14/2016 |  | 05/16/2018
Acuity Brands Lighting | Juno | IC517LSQ-9**-*-EZ* | Light Emitting Diode | Inseparable Luminaire | Direct Wired | 0-10 VDC Controls | 55 | 2700 | 0.0031 | 92 | 53 | 444 | 1 | Ambient | 50000 |  |  | 50000 | 0.01 | 14 | 19 | 0.04 | 0.03 | 0.02 | 0.01 | 0 | 0 | 0.96 | 0.16 | 0.08 | 0.03 | 0.02 | 0.01 | 1 | 0.5 | 0.47 | 0.12 | 0.06 | 0.04 | True |  | Non Federally-Regulated | 12/14/2016 |  | 05/16/2018
Acuity Brands Lighting | Juno | IC522LSQ-9**-*-EZ* | Light Emitting Diode | Inseparable Luminaire | Direct Wired | 0-10 VDC Controls | 50 | 2700 | 0.0031 | 92 | 53 | 444 | 1 | Ambient | 50000 |  |  | 50000 | 0.01 | 14 | 19 | 0.04 | 0.03 | 0.02 | 0.01 | 0 | 0 | 0.96 | 0.16 | 0.08 | 0.03 | 0.02 | 0.01 | 1 | 0.5 | 0.47 | 0.12 | 0.06 | 0.04 | True |  | Non Federally-Regulated | 12/14/2016 |  | 05/16/2018
Acuity Brands Lighting | Juno | IC527LSQ-9**-*-EZ* | Light Emitting Diode | Inseparable Luminaire | Direct Wired | 0-10 VDC Controls | 45 | 2700 | 0.0031 | 92 | 53 | 444 | 1 | Ambient | 50000 |  |  | 50000 | 0.01 | 14 | 19 | 0.04 | 0.03 | 0.02 | 0.01 | 0 | 0 | 0.96 | 0.16 | 0.08 | 0.03 | 0.02 | 0.01 | 1 | 0.5 | 0.47 | 0.12 | 0.06 | 0.04 | True |  | Non Federally-Regulated | 12/14/2016 |  | 05/16/2018
Acuity Brands Lighting | Juno | IC512L-9**-*-A | Light Emitting Diode | Inseparable Luminaire | Direct Wired | Direct Digital Controls | 59 | 2700 | 0.0031 | 92 | 53 | 416 | 1 | Ambient | 50000 |  |  | 50000 | 0 | 14 | 18 | 0.09 | 0.02 | 0.01 | 0 | 0 | 0 | 1 | 0.16 | 0.09 | 0.02 | 0 | 0 | 1 | 0.2 | 0.16 | 0.13 | 0.03 | 0.02 | True |  | Non Federally-Regulated | 12/14/2016 |  | 05/16/2018
Acuity Brands Lighting | Juno | IC517L-9**-*-A | Light Emitting Diode | Inseparable Luminaire | Direct Wired | Direct Digital Controls | 56 | 2700 | 0.0031 | 92 | 53 | 416 | 1 | Ambient | 50000 |  |  | 50000 | 0 | 14 | 18 | 0.09 | 0.02 | 0.01 | 0 | 0 | 0 | 1 | 0.16 | 0.09 | 0.02 | 0 | 0 | 1 | 0.2 | 0.16 | 0.13 | 0.03 | 0.02 | True |  | Non Federally-Regulated | 12/14/2016 |  | 05/16/2018
Acuity Brands Lighting | Juno | IC522L-9**-*-A | Light Emitting Diode | Inseparable Luminaire | Direct Wired | Direct Digital Controls | 52 | 2700 | 0.0031 | 92 | 53 | 416 | 1 | Ambient | 50000 |  |  | 50000 | 0 | 14 | 18 | 0.09 | 0.02 | 0.01 | 0 | 0 | 0 | 1 | 0.16 | 0.09 | 0.02 | 0 | 0 | 1 | 0.2 | 0.16 | 0.13 | 0.03 | 0.02 | True |  | Non Federally-Regulated | 12/14/2016 |  | 05/16/2018
Acuity Brands Lighting | Juno | IC527L-9**-*-A | Light Emitting Diode | Inseparable Luminaire | Direct Wired | Direct Digital Controls | 46 | 2700 | 0.0031 | 92 | 53 | 416 | 1 | Ambient | 50000 |  |  | 50000 | 0 | 14 | 18 | 0.09 | 0.02 | 0.01 | 0 | 0 | 0 | 1 | 0.16 | 0.09 | 0.02 | 0 | 0 | 1 | 0.2 | 0.16 | 0.13 | 0.03 | 0.02 | True |  | Non Federally-Regulated | 12/14/2016 |  | 05/16/2018
Acuity Brands Lighting | Juno | IC512LSQ-9**-*-A | Light Emitting Diode | Inseparable Luminaire | Direct Wired | Direct Digital Controls | 57 | 2700 | 0.0031 | 92 | 53 | 416 | 1 | Ambient | 50000 |  |  | 50000 | 0 | 14 | 18 | 0.09 | 0.02 | 0.01 | 0 | 0 | 0 | 1 | 0.16 | 0.09 | 0.02 | 0 | 0 | 1 | 0.2 | 0.16 | 0.13 | 0.03 | 0.02 | True |  | Non Federally-Regulated | 12/14/2016 |  | 05/16/2018
Acuity Brands Lighting | Juno | IC517LSQ-9**-*-A | Light Emitting Diode | Inseparable Luminaire | Direct Wired | Direct Digital Controls | 55 | 2700 | 0.0031 | 92 | 53 | 416 | 1 | Ambient | 50000 |  |  | 50000 | 0 | 14 | 18 | 0.09 | 0.02 | 0.01 | 0 | 0 | 0 | 1 | 0.16 | 0.09 | 0.02 | 0 | 0 | 1 | 0.2 | 0.16 | 0.13 | 0.03 | 0.02 | True |  | Non Federally-Regulated | 12/14/2016 |  | 05/16/2018
Acuity Brands Lighting | Juno | IC522LSQ-9**-*-A | Light Emitting Diode | Inseparable Luminaire | Direct Wired | Direct Digital Controls | 50 | 2700 | 0.0031 | 92 | 53 | 416 | 1 | Ambient | 50000 |  |  | 50000 | 0 | 14 | 18 | 0.09 | 0.02 | 0.01 | 0 | 0 | 0 | 1 | 0.16 | 0.09 | 0.02 | 0 | 0 | 1 | 0.2 | 0.16 | 0.13 | 0.03 | 0.02 | True |  | Non Federally-Regulated | 12/14/2016 |  | 05/16/2018
Acuity Brands Lighting | Juno | IC527LSQ-9**-*-A | Light Emitting Diode | Inseparable Luminaire | Direct Wired | Direct Digital Controls | 45 | 2700 | 0.0031 | 92 | 53 | 416 | 1 | Ambient | 50000 |  |  | 50000 | 0 | 14 | 18 | 0.09 | 0.02 | 0.01 | 0 | 0 | 0 | 1 | 0.16 | 0.09 | 0.02 | 0 | 0 | 1 | 0.2 | 0.16 | 0.13 | 0.03 | 0.02 | True |  | Non Federally-Regulated | 12/14/2016 |  | 05/16/2018
Acuity Brands Lighting | Juno | IC512L-9**-*-M | Light Emitting Diode | Inseparable Luminaire | Direct Wired | Direct Digital Controls | 59 | 2700 | 0.0032 | 92 | 53 | 440 | 1 | Ambient | 50000 |  |  | 50000 | 0 | 14 | 18 | 0.09 | 0.07 | 0.08 | 0.01 | 0 | 0 | 1 | 0.27 | 0.14 | 0.05 | 0.01 | 0.01 | 1 | 0.57 | 0.5 | 0.08 | 0.02 | 0.01 | True |  | Non Federally-Regulated | 12/14/2016 |  | 05/16/2018
Acuity Brands Lighting | Juno | IC517L-9**-*-M | Light Emitting Diode | Inseparable Luminaire | Direct Wired | Direct Digital Controls | 56 | 2700 | 0.0032 | 92 | 53 | 440 | 1 | Ambient | 50000 |  |  | 50000 | 0 | 14 | 18 | 0.09 | 0.07 | 0.08 | 0.01 | 0 | 0 | 1 | 0.27 | 0.14 | 0.05 | 0.01 | 0.01 | 1 | 0.57 | 0.5 | 0.08 | 0.02 | 0.01 | True |  | Non Federally-Regulated | 12/14/2016 |  | 05/16/2018
Acuity Brands Lighting | Juno | IC522L-9**-*-M | Light Emitting Diode | Inseparable Luminaire | Direct Wired | Direct Digital Controls | 52 | 2700 | 0.0032 | 92 | 53 | 440 | 1 | Ambient | 50000 |  |  | 50000 | 0 | 14 | 18 | 0.09 | 0.07 | 0.08 | 0.01 | 0 | 0 | 1 | 0.27 | 0.14 | 0.05 | 0.01 | 0.01 | 1 | 0.57 | 0.5 | 0.08 | 0.02 | 0.01 | True |  | Non Federally-Regulated | 12/14/2016 |  | 05/16/2018
Acuity Brands Lighting | Juno | IC527L-9**-*-M | Light Emitting Diode | Inseparable Luminaire | Direct Wired | Direct Digital Controls | 46 | 2700 | 0.0032 | 92 | 53 | 440 | 1 | Ambient | 50000 |  |  | 50000 | 0 | 14 | 18 | 0.09 | 0.07 | 0.08 | 0.01 | 0 | 0 | 1 | 0.27 | 0.14 | 0.05 | 0.01 | 0.01 | 1 | 0.57 | 0.5 | 0.08 | 0.02 | 0.01 | True |  | Non Federally-Regulated | 12/14/2016 |  | 05/16/2018
Acuity Brands Lighting | Juno | IC512LSQ-9**-*-M | Light Emitting Diode | Inseparable Luminaire | Direct Wired | Direct Digital Controls | 57 | 2700 | 0.0032 | 92 | 53 | 440 | 1 | Ambient | 50000 |  |  | 50000 | 0 | 14 | 18 | 0.09 | 0.07 | 0.08 | 0.01 | 0 | 0 | 1 | 0.27 | 0.14 | 0.05 | 0.01 | 0.01 | 1 | 0.57 | 0.5 | 0.08 | 0.02 | 0.01 | True |  | Non Federally-Regulated | 12/14/2016 |  | 05/16/2018
Acuity Brands Lighting | Juno | IC517LSQ-9**-*-M | Light Emitting Diode | Inseparable Luminaire | Direct Wired | Direct Digital Controls | 55 | 2700 | 0.0032 | 92 | 53 | 440 | 1 | Ambient | 50000 |  |  | 50000 | 0 | 14 | 18 | 0.09 | 0.07 | 0.08 | 0.01 | 0 | 0 | 1 | 0.27 | 0.14 | 0.05 | 0.01 | 0.01 | 1 | 0.57 | 0.5 | 0.08 | 0.02 | 0.01 | True |  | Non Federally-Regulated | 12/14/2016 |  | 05/16/2018
Acuity Brands Lighting | Juno | IC522LSQ-9**-*-M | Light Emitting Diode | Inseparable Luminaire | Direct Wired | Direct Digital Controls | 50 | 2700 | 0.0032 | 92 | 53 | 440 | 1 | Ambient | 50000 |  |  | 50000 | 0 | 14 | 18 | 0.09 | 0.07 | 0.08 | 0.01 | 0 | 0 | 1 | 0.27 | 0.14 | 0.05 | 0.01 | 0.01 | 1 | 0.57 | 0.5 | 0.08 | 0.02 | 0.01 | True |  | Non Federally-Regulated | 12/14/2016 |  | 05/16/2018
Acuity Brands Lighting | Juno | IC527LSQ-9**-*-M | Light Emitting Diode | Inseparable Luminaire | Direct Wired | Direct Digital Controls | 45 | 2700 | 0.0032 | 92 | 53 | 440 | 1 | Ambient | 50000 |  |  | 50000 | 0 | 14 | 18 | 0.09 | 0.07 | 0.08 | 0.01 | 0 | 0 | 1 | 0.27 | 0.14 | 0.05 | 0.01 | 0.01 | 1 | 0.57 | 0.5 | 0.08 | 0.02 | 0.01 | True |  | Non Federally-Regulated | 12/14/2016 |  | 05/16/2018
Acuity Brands Lighting | Aculux | IC420L*SQ-1 + 432SQ***-**** | Light Emitting Diode | Inseparable Luminaire | Direct Wired | Forward Phase Cut Controls | 47 | 2700 | 0.0016 | 92 | 50 | 260 | 1 | Ambient | 50000 |  |  | 50000 | 0.02 | 14 | 21 | 0.07 | 0.01 | 0.01 | 0 | 0 | 0 | 0.39 | 0.01 | 0.01 | 0.01 | 0 | 0 | 1 | 0.1 | 0.06 | 0.05 | 0.04 | 0.02 | True |  | Non Federally-Regulated | 12/19/2016 |  | 05/16/2018
Acuity Brands Lighting | Aculux | IC420L*SQ-1 + 438SQ***-**** | Light Emitting Diode | Inseparable Luminaire | Direct Wired | Forward Phase Cut Controls | 48 | 2700 | 0.0016 | 92 | 50 | 260 | 1 | Ambient | 50000 |  |  | 50000 | 0.02 | 14 | 21 | 0.07 | 0.01 | 0.01 | 0 | 0 | 0 | 0.39 | 0.01 | 0.01 | 0.01 | 0 | 0 | 1 | 0.1 | 0.06 | 0.05 | 0.04 | 0.02 | True |  | Non Federally-Regulated | 12/19/2016 |  | 05/16/2018
Acuity Brands Lighting | Aculux | IC420L*SQ-1 + 437SQ***-**** | Light Emitting Diode | Inseparable Luminaire | Direct Wired | Forward Phase Cut Controls | 51 | 2700 | 0.0016 | 92 | 50 | 260 | 1 | Ambient | 50000 |  |  | 50000 | 0.02 | 14 | 21 | 0.07 | 0.01 | 0.01 | 0 | 0 | 0 | 0.39 | 0.01 | 0.01 | 0.01 | 0 | 0 | 1 | 0.1 | 0.06 | 0.05 | 0.04 | 0.02 | True |  | Non Federally-Regulated | 12/19/2016 |  | 05/16/2018
Acuity Brands Lighting | Aculux | IC41*L*SQ-1 + 432SQ***-**** | Light Emitting Diode | Inseparable Luminaire | Direct Wired | Forward Phase Cut Controls | 49 | 2700 | 0.0016 | 92 | 50 | 260 | 1 | Ambient | 50000 |  |  | 50000 | 0.02 | 14 | 21 | 0.07 | 0.01 | 0.01 | 0 | 0 | 0 | 0.39 | 0.01 | 0.01 | 0.01 | 0 | 0 | 1 | 0.1 | 0.06 | 0.05 | 0.04 | 0.02 | True |  | Non Federally-Regulated | 12/19/2016 |  | 05/16/2018
Acuity Brands Lighting | Aculux | IC41*L*SQ-1 + 438SQ***-**** | Light Emitting Diode | Inseparable Luminaire | Direct Wired | Forward Phase Cut Controls | 51 | 2700 | 0.0016 | 92 | 50 | 260 | 1 | Ambient | 50000 |  |  | 50000 | 0.02 | 14 | 21 | 0.07 | 0.01 | 0.01 | 0 | 0 | 0 | 0.39 | 0.01 | 0.01 | 0.01 | 0 | 0 | 1 | 0.1 | 0.06 | 0.05 | 0.04 | 0.02 | True |  | Non Federally-Regulated | 12/19/2016 |  | 05/16/2018
Acuity Brands Lighting | Aculux | IC41*L*SQ-1 + 437SQ***-**** | Light Emitting Diode | Inseparable Luminaire | Direct Wired | Forward Phase Cut Controls | 54 | 2700 | 0.0016 | 92 | 50 | 260 | 1 | Ambient | 50000 |  |  | 50000 | 0.02 | 14 | 21 | 0.07 | 0.01 | 0.01 | 0 | 0 | 0 | 0.39 | 0.01 | 0.01 | 0.01 | 0 | 0 | 1 | 0.1 | 0.06 | 0.05 | 0.04 | 0.02 | True |  | Non Federally-Regulated | 12/19/2016 |  | 05/16/2018
Acuity Brands Lighting | Aculux | IC412L*SQ-1 + 430*SQ-***** | Light Emitting Diode | Inseparable Luminaire | Direct Wired | Forward Phase Cut Controls | 47 | 2700 | 0.0016 | 92 | 50 | 260 | 1 | Ambient | 50000 |  |  | 50000 | 0.02 | 14 | 21 | 0.07 | 0.01 | 0.01 | 0 | 0 | 0 | 0.39 | 0.01 | 0.01 | 0.01 | 0 | 0 | 1 | 0.1 | 0.06 | 0.05 | 0.04 | 0.02 | True |  | Non Federally-Regulated | 12/19/2016 |  | 05/16/2018
Acuity Brands Lighting | Aculux | IC412L*SQ-1 + 431SQ***-**** | Light Emitting Diode | Inseparable Luminaire | Direct Wired | Forward Phase Cut Controls | 47 | 2700 | 0.0016 | 92 | 50 | 260 | 1 | Ambient | 50000 |  |  | 50000 | 0.02 | 14 | 21 | 0.07 | 0.01 | 0.01 | 0 | 0 | 0 | 0.39 | 0.01 | 0.01 | 0.01 | 0 | 0 | 1 | 0.1 | 0.06 | 0.05 | 0.04 | 0.02 | True |  | Non Federally-Regulated | 12/19/2016 |  | 05/16/2018
Acuity Brands Lighting | Aculux | IC408L*SQ-1 + 430*SQ-***** | Light Emitting Diode | Inseparable Luminaire | Direct Wired | Forward Phase Cut Controls | 47 | 2700 | 0.0016 | 92 | 50 | 260 | 1 | Ambient | 50000 |  |  | 50000 | 0.02 | 14 | 21 | 0.07 | 0.01 | 0.01 | 0 | 0 | 0 | 0.39 | 0.01 | 0.01 | 0.01 | 0 | 0 | 1 | 0.1 | 0.06 | 0.05 | 0.04 | 0.02 | True |  | Non Federally-Regulated | 12/19/2016 |  | 05/16/2018
Acuity Brands Lighting | Aculux | IC408L*SQ-1 + 431SQ***-**** | Light Emitting Diode | Inseparable Luminaire | Direct Wired | Forward Phase Cut Controls | 47 | 2700 | 0.0016 | 92 | 50 | 260 | 1 | Ambient | 50000 |  |  | 50000 | 0.02 | 14 | 21 | 0.07 | 0.01 | 0.01 | 0 | 0 | 0 | 0.39 | 0.01 | 0.01 | 0.01 | 0 | 0 | 1 | 0.1 | 0.06 | 0.05 | 0.04 | 0.02 | True |  | Non Federally-Regulated | 12/19/2016 |  | 05/16/2018
Acuity Brands Lighting | Aculux | IC408L*SQ-1 + 432SQ***-**** | Light Emitting Diode | Inseparable Luminaire | Direct Wired | Forward Phase Cut Controls | 54 | 2700 | 0.0016 | 92 | 50 | 260 | 1 | Ambient | 50000 |  |  | 50000 | 0.02 | 14 | 21 | 0.07 | 0.01 | 0.01 | 0 | 0 | 0 | 0.39 | 0.01 | 0.01 | 0.01 | 0 | 0 | 1 | 0.1 | 0.06 | 0.05 | 0.04 | 0.02 | True |  | Non Federally-Regulated | 12/19/2016 |  | 05/16/2018
Acuity Brands Lighting | Aculux | IC408L*SQ-1 + 438SQ***-**** | Light Emitting Diode | Inseparable Luminaire | Direct Wired | Forward Phase Cut Controls | 56 | 2700 | 0.0016 | 92 | 50 | 260 | 1 | Ambient | 50000 |  |  | 50000 | 0.02 | 14 | 21 | 0.07 | 0.01 | 0.01 | 0 | 0 | 0 | 0.39 | 0.01 | 0.01 | 0.01 | 0 | 0 | 1 | 0.1 | 0.06 | 0.05 | 0.04 | 0.02 | True |  | Non Federally-Regulated | 12/19/2016 |  | 05/16/2018
Acuity Brands Lighting | Aculux | IC408L*SQ-1 + 437SQ***-**** | Light Emitting Diode | Inseparable Luminaire | Direct Wired | Forward Phase Cut Controls | 58 | 2700 | 0.0016 | 92 | 50 | 260 | 1 | Ambient | 50000 |  |  | 50000 | 0.02 | 14 | 21 | 0.07 | 0.01 | 0.01 | 0 | 0 | 0 | 0.39 | 0.01 | 0.01 | 0.01 | 0 | 0 | 1 | 0.1 | 0.06 | 0.05 | 0.04 | 0.02 | True |  | Non Federally-Regulated | 12/19/2016 |  | 05/16/2018
Acuity Brands Lighting | Aculux | IC41*L*-1 + 430******** | Light Emitting Diode | Inseparable Luminaire | Direct Wired | Forward Phase Cut Controls | 46 | 2700 | 0.0016 | 92 | 50 | 260 | 1 | Ambient | 50000 |  |  | 50000 | 0.02 | 14 | 21 | 0.07 | 0.01 | 0.01 | 0 | 0 | 0 | 0.39 | 0.01 | 0.01 | 0.01 | 0 | 0 | 1 | 0.1 | 0.06 | 0.05 | 0.04 | 0.02 | True |  | Non Federally-Regulated | 12/19/2016 |  | 05/16/2018
Acuity Brands Lighting | Aculux | IC41*L*-1 + 4345N***** | Light Emitting Diode | Inseparable Luminaire | Direct Wired | Forward Phase Cut Controls | 51 | 2700 | 0.0016 | 92 | 50 | 260 | 1 | Ambient | 50000 |  |  | 50000 | 0.02 | 14 | 21 | 0.07 | 0.01 | 0.01 | 0 | 0 | 0 | 0.39 | 0.01 | 0.01 | 0.01 | 0 | 0 | 1 | 0.1 | 0.06 | 0.05 | 0.04 | 0.02 | True |  | Non Federally-Regulated | 12/19/2016 |  | 05/16/2018
Acuity Brands Lighting | Aculux | IC41*L*-1 + 431N**** | Light Emitting Diode | Inseparable Luminaire | Direct Wired | Forward Phase Cut Controls | 51 | 2700 | 0.0016 | 92 | 50 | 260 | 1 | Ambient | 50000 |  |  | 50000 | 0.02 | 14 | 21 | 0.07 | 0.01 | 0.01 | 0 | 0 | 0 | 0.39 | 0.01 | 0.01 | 0.01 | 0 | 0 | 1 | 0.1 | 0.06 | 0.05 | 0.04 | 0.02 | True |  | Non Federally-Regulated | 12/19/2016 |  | 05/16/2018
Acuity Brands Lighting | Aculux | IC41*L*-1 + 435NB**** | Light Emitting Diode | Inseparable Luminaire | Direct Wired | Forward Phase Cut Controls | 57 | 2700 | 0.0016 | 92 | 50 | 260 | 1 | Ambient | 50000 |  |  | 50000 | 0.02 | 14 | 21 | 0.07 | 0.01 | 0.01 | 0 | 0 | 0 | 0.39 | 0.01 | 0.01 | 0.01 | 0 | 0 | 1 | 0.1 | 0.06 | 0.05 | 0.04 | 0.02 | True |  | Non Federally-Regulated | 12/19/2016 |  | 05/16/2018
Acuity Brands Lighting | Aculux | IC41*L*-1 + 435NW-WH | Light Emitting Diode | Inseparable Luminaire | Direct Wired | Forward Phase Cut Controls | 59 | 2700 | 0.0016 | 92 | 50 | 260 | 1 | Ambient | 50000 |  |  | 50000 | 0.02 | 14 | 21 | 0.07 | 0.01 | 0.01 | 0 | 0 | 0 | 0.39 | 0.01 | 0.01 | 0.01 | 0 | 0 | 1 | 0.1 | 0.06 | 0.05 | 0.04 | 0.02 | True |  | Non Federally-Regulated | 12/19/2016 |  | 05/16/2018
Acuity Brands Lighting | Aculux | IC41*L*-1 + 432N**** | Light Emitting Diode | Inseparable Luminaire | Direct Wired | Forward Phase Cut Controls | 54 | 2700 | 0.0016 | 92 | 50 | 260 | 1 | Ambient | 50000 |  |  | 50000 | 0.02 | 14 | 21 | 0.07 | 0.01 | 0.01 | 0 | 0 | 0 | 0.39 | 0.01 | 0.01 | 0.01 | 0 | 0 | 1 | 0.1 | 0.06 | 0.05 | 0.04 | 0.02 | True |  | Non Federally-Regulated | 12/19/2016 |  | 05/16/2018
Acuity Brands Lighting | Aculux | IC41*L*-1 + 434N***** | Light Emitting Diode | Inseparable Luminaire | Direct Wired | Forward Phase Cut Controls | 62 | 2700 | 0.0016 | 92 | 50 | 260 | 1 | Ambient | 50000 |  |  | 50000 | 0.02 | 14 | 21 | 0.07 | 0.01 | 0.01 | 0 | 0 | 0 | 0.39 | 0.01 | 0.01 | 0.01 | 0 | 0 | 1 | 0.1 | 0.06 | 0.05 | 0.04 | 0.02 | True |  | Non Federally-Regulated | 12/19/2016 |  | 05/16/2018
Acuity Brands Lighting | Aculux | IC41*L*-1 + 438N***** | Light Emitting Diode | Inseparable Luminaire | Direct Wired | Forward Phase Cut Controls | 56 | 2700 | 0.0016 | 92 | 50 | 260 | 1 | Ambient | 50000 |  |  | 50000 | 0.02 | 14 | 21 | 0.07 | 0.01 | 0.01 | 0 | 0 | 0 | 0.39 | 0.01 | 0.01 | 0.01 | 0 | 0 | 1 | 0.1 | 0.06 | 0.05 | 0.04 | 0.02 | True |  | Non Federally-Regulated | 12/19/2016 |  | 05/16/2018
Acuity Brands Lighting | Aculux | IC41*L*-1 + 436N***** | Light Emitting Diode | Inseparable Luminaire | Direct Wired | Forward Phase Cut Controls | 56 | 2700 | 0.0016 | 92 | 50 | 260 | 1 | Ambient | 50000 |  |  | 50000 | 0.02 | 14 | 21 | 0.07 | 0.01 | 0.01 | 0 | 0 | 0 | 0.39 | 0.01 | 0.01 | 0.01 | 0 | 0 | 1 | 0.1 | 0.06 | 0.05 | 0.04 | 0.02 | True |  | Non Federally-Regulated | 12/19/2016 |  | 05/16/2018
Acuity Brands Lighting | Aculux | IC41*L*-1 + 4017N****** | Light Emitting Diode | Inseparable Luminaire | Direct Wired | Forward Phase Cut Controls | 59 | 2700 | 0.0016 | 92 | 50 | 260 | 1 | Ambient | 50000 |  |  | 50000 | 0.02 | 14 | 21 | 0.07 | 0.01 | 0.01 | 0 | 0 | 0 | 0.39 | 0.01 | 0.01 | 0.01 | 0 | 0 | 1 | 0.1 | 0.06 | 0.05 | 0.04 | 0.02 | True |  | Non Federally-Regulated | 12/19/2016 |  | 05/16/2018
Acuity Brands Lighting | Aculux | IC41*L*-1 + 437N****** | Light Emitting Diode | Inseparable Luminaire | Direct Wired | Forward Phase Cut Controls | 59 | 2700 | 0.0016 | 92 | 50 | 260 | 1 | Ambient | 50000 |  |  | 50000 | 0.02 | 14 | 21 | 0.07 | 0.01 | 0.01 | 0 | 0 | 0 | 0.39 | 0.01 | 0.01 | 0.01 | 0 | 0 | 1 | 0.1 | 0.06 | 0.05 | 0.04 | 0.02 | True |  | Non Federally-Regulated | 12/19/2016 |  | 05/16/2018
Acuity Brands Lighting | Aculux | IC408L*-1 + 430******** | Light Emitting Diode | Inseparable Luminaire | Direct Wired | Forward Phase Cut Controls | 50 | 2700 | 0.0016 | 92 | 50 | 260 | 1 | Ambient | 50000 |  |  | 50000 | 0.02 | 14 | 21 | 0.07 | 0.01 | 0.01 | 0 | 0 | 0 | 0.39 | 0.01 | 0.01 | 0.01 | 0 | 0 | 1 | 0.1 | 0.06 | 0.05 | 0.04 | 0.02 | True |  | Non Federally-Regulated | 12/19/2016 |  | 05/16/2018
Acuity Brands Lighting | Aculux | IC408L*-1 + 4345N***** | Light Emitting Diode | Inseparable Luminaire | Direct Wired | Forward Phase Cut Controls | 55 | 2700 | 0.0016 | 92 | 50 | 260 | 1 | Ambient | 50000 |  |  | 50000 | 0.02 | 14 | 21 | 0.07 | 0.01 | 0.01 | 0 | 0 | 0 | 0.39 | 0.01 | 0.01 | 0.01 | 0 | 0 | 1 | 0.1 | 0.06 | 0.05 | 0.04 | 0.02 | True |  | Non Federally-Regulated | 12/19/2016 |  | 05/16/2018
Acuity Brands Lighting | Aculux | IC408L*-1 + 431N**** | Light Emitting Diode | Inseparable Luminaire | Direct Wired | Forward Phase Cut Controls | 56 | 2700 | 0.0016 | 92 | 50 | 260 | 1 | Ambient | 50000 |  |  | 50000 | 0.02 | 14 | 21 | 0.07 | 0.01 | 0.01 | 0 | 0 | 0 | 0.39 | 0.01 | 0.01 | 0.01 | 0 | 0 | 1 | 0.1 | 0.06 | 0.05 | 0.04 | 0.02 | True |  | Non Federally-Regulated | 12/19/2016 |  | 05/16/2018
Acuity Brands Lighting | Aculux | IC408L*-1 + 435NB**** | Light Emitting Diode | Inseparable Luminaire | Direct Wired | Forward Phase Cut Controls | 62 | 2700 | 0.0016 | 92 | 50 | 260 | 1 | Ambient | 50000 |  |  | 50000 | 0.02 | 14 | 21 | 0.07 | 0.01 | 0.01 | 0 | 0 | 0 | 0.39 | 0.01 | 0.01 | 0.01 | 0 | 0 | 1 | 0.1 | 0.06 | 0.05 | 0.04 | 0.02 | True |  | Non Federally-Regulated | 12/19/2016 |  | 05/16/2018
Acuity Brands Lighting | Aculux | IC408L*-1 + 435NW-WH | Light Emitting Diode | Inseparable Luminaire | Direct Wired | Forward Phase Cut Controls | 64 | 2700 | 0.0016 | 92 | 50 | 260 | 1 | Ambient | 50000 |  |  | 50000 | 0.02 | 14 | 21 | 0.07 | 0.01 | 0.01 | 0 | 0 | 0 | 0.39 | 0.01 | 0.01 | 0.01 | 0 | 0 | 1 | 0.1 | 0.06 | 0.05 | 0.04 | 0.02 | True |  | Non Federally-Regulated | 12/19/2016 |  | 05/16/2018
Acuity Brands Lighting | Aculux | IC408L*-1 + 432N**** | Light Emitting Diode | Inseparable Luminaire | Direct Wired | Forward Phase Cut Controls | 59 | 2700 | 0.0016 | 92 | 50 | 260 | 1 | Ambient | 50000 |  |  | 50000 | 0.02 | 14 | 21 | 0.07 | 0.01 | 0.01 | 0 | 0 | 0 | 0.39 | 0.01 | 0.01 | 0.01 | 0 | 0 | 1 | 0.1 | 0.06 | 0.05 | 0.04 | 0.02 | True |  | Non Federally-Regulated | 12/19/2016 |  | 05/16/2018
Acuity Brands Lighting | Aculux | IC408L*-1 + 434N***** | Light Emitting Diode | Inseparable Luminaire | Direct Wired | Forward Phase Cut Controls | 67 | 2700 | 0.0016 | 92 | 50 | 260 | 1 | Ambient | 50000 |  |  | 50000 | 0.02 | 14 | 21 | 0.07 | 0.01 | 0.01 | 0 | 0 | 0 | 0.39 | 0.01 | 0.01 | 0.01 | 0 | 0 | 1 | 0.1 | 0.06 | 0.05 | 0.04 | 0.02 | True |  | Non Federally-Regulated | 12/19/2016 |  | 05/16/2018
Acuity Brands Lighting | Aculux | IC408L*-1 + 438N***** | Light Emitting Diode | Inseparable Luminaire | Direct Wired | Forward Phase Cut Controls | 61 | 2700 | 0.0016 | 92 | 50 | 260 | 1 | Ambient | 50000 |  |  | 50000 | 0.02 | 14 | 21 | 0.07 | 0.01 | 0.01 | 0 | 0 | 0 | 0.39 | 0.01 | 0.01 | 0.01 | 0 | 0 | 1 | 0.1 | 0.06 | 0.05 | 0.04 | 0.02 | True |  | Non Federally-Regulated | 12/19/2016 |  | 05/16/2018
Acuity Brands Lighting | Aculux | IC408L*-1 + 436N***** | Light Emitting Diode | Inseparable Luminaire | Direct Wired | Forward Phase Cut Controls | 61 | 2700 | 0.0016 | 92 | 50 | 260 | 1 | Ambient | 50000 |  |  | 50000 | 0.02 | 14 | 21 | 0.07 | 0.01 | 0.01 | 0 | 0 | 0 | 0.39 | 0.01 | 0.01 | 0.01 | 0 | 0 | 1 | 0.1 | 0.06 | 0.05 | 0.04 | 0.02 | True |  | Non Federally-Regulated | 12/19/2016 |  | 05/16/2018
Acuity Brands Lighting | Aculux | IC408L*-1 + 4017N****** | Light Emitting Diode | Inseparable Luminaire | Direct Wired | Forward Phase Cut Controls | 64 | 2700 | 0.0016 | 92 | 50 | 260 | 1 | Ambient | 50000 |  |  | 50000 | 0.02 | 14 | 21 | 0.07 | 0.01 | 0.01 | 0 | 0 | 0 | 0.39 | 0.01 | 0.01 | 0.01 | 0 | 0 | 1 | 0.1 | 0.06 | 0.05 | 0.04 | 0.02 | True |  | Non Federally-Regulated | 12/19/2016 |  | 05/16/2018
Acuity Brands Lighting | Aculux | IC408L*-1 + 437N****** | Light Emitting Diode | Inseparable Luminaire | Direct Wired | Forward Phase Cut Controls | 64 | 2700 | 0.0016 | 92 | 50 | 260 | 1 | Ambient | 50000 |  |  | 50000 | 0.02 | 14 | 21 | 0.07 | 0.01 | 0.01 | 0 | 0 | 0 | 0.39 | 0.01 | 0.01 | 0.01 | 0 | 0 | 1 | 0.1 | 0.06 | 0.05 | 0.04 | 0.02 | True |  | Non Federally-Regulated | 12/19/2016 |  | 05/16/2018
Acuity Brands Lighting | Aculux | IC420L*-1 + 4345N***** | Light Emitting Diode | Inseparable Luminaire | Direct Wired | Forward Phase Cut Controls | 48 | 2700 | 0.0016 | 92 | 50 | 260 | 1 | Ambient | 50000 |  |  | 50000 | 0.02 | 14 | 21 | 0.07 | 0.01 | 0.01 | 0 | 0 | 0 | 0.39 | 0.01 | 0.01 | 0.01 | 0 | 0 | 1 | 0.1 | 0.06 | 0.05 | 0.04 | 0.02 | True |  | Non Federally-Regulated | 12/19/2016 |  | 05/16/2018
Acuity Brands Lighting | Aculux | IC420L*-1 + 431N**** | Light Emitting Diode | Inseparable Luminaire | Direct Wired | Forward Phase Cut Controls | 49 | 2700 | 0.0016 | 92 | 50 | 260 | 1 | Ambient | 50000 |  |  | 50000 | 0.02 | 14 | 21 | 0.07 | 0.01 | 0.01 | 0 | 0 | 0 | 0.39 | 0.01 | 0.01 | 0.01 | 0 | 0 | 1 | 0.1 | 0.06 | 0.05 | 0.04 | 0.02 | True |  | Non Federally-Regulated | 12/19/2016 |  | 05/16/2018
Acuity Brands Lighting | Aculux | IC420L*-1 + 435NB**** | Light Emitting Diode | Inseparable Luminaire | Direct Wired | Forward Phase Cut Controls | 54 | 2700 | 0.0016 | 92 | 50 | 260 | 1 | Ambient | 50000 |  |  | 50000 | 0.02 | 14 | 21 | 0.07 | 0.01 | 0.01 | 0 | 0 | 0 | 0.39 | 0.01 | 0.01 | 0.01 | 0 | 0 | 1 | 0.1 | 0.06 | 0.05 | 0.04 | 0.02 | True |  | Non Federally-Regulated | 12/19/2016 |  | 05/16/2018
Acuity Brands Lighting | Aculux | IC420L*-1 + 435NW-WH | Light Emitting Diode | Inseparable Luminaire | Direct Wired | Forward Phase Cut Controls | 56 | 2700 | 0.0016 | 92 | 50 | 260 | 1 | Ambient | 50000 |  |  | 50000 | 0.02 | 14 | 21 | 0.07 | 0.01 | 0.01 | 0 | 0 | 0 | 0.39 | 0.01 | 0.01 | 0.01 | 0 | 0 | 1 | 0.1 | 0.06 | 0.05 | 0.04 | 0.02 | True |  | Non Federally-Regulated | 12/19/2016 |  | 05/16/2018
Acuity Brands Lighting | Aculux | IC420L*-1 + 432N**** | Light Emitting Diode | Inseparable Luminaire | Direct Wired | Forward Phase Cut Controls | 52 | 2700 | 0.0016 | 92 | 50 | 260 | 1 | Ambient | 50000 |  |  | 50000 | 0.02 | 14 | 21 | 0.07 | 0.01 | 0.01 | 0 | 0 | 0 | 0.39 | 0.01 | 0.01 | 0.01 | 0 | 0 | 1 | 0.1 | 0.06 | 0.05 | 0.04 | 0.02 | True |  | Non Federally-Regulated | 12/19/2016 |  | 05/16/2018
Acuity Brands Lighting | Aculux | IC420L*-1 + 434N***** | Light Emitting Diode | Inseparable Luminaire | Direct Wired | Forward Phase Cut Controls | 59 | 2700 | 0.0016 | 92 | 50 | 260 | 1 | Ambient | 50000 |  |  | 50000 | 0.02 | 14 | 21 | 0.07 | 0.01 | 0.01 | 0 | 0 | 0 | 0.39 | 0.01 | 0.01 | 0.01 | 0 | 0 | 1 | 0.1 | 0.06 | 0.05 | 0.04 | 0.02 | True |  | Non Federally-Regulated | 12/19/2016 |  | 05/16/2018
Acuity Brands Lighting | Aculux | IC420L*-1 + 438N***** | Light Emitting Diode | Inseparable Luminaire | Direct Wired | Forward Phase Cut Controls | 53 | 2700 | 0.0016 | 92 | 50 | 260 | 1 | Ambient | 50000 |  |  | 50000 | 0.02 | 14 | 21 | 0.07 | 0.01 | 0.01 | 0 | 0 | 0 | 0.39 | 0.01 | 0.01 | 0.01 | 0 | 0 | 1 | 0.1 | 0.06 | 0.05 | 0.04 | 0.02 | True |  | Non Federally-Regulated | 12/19/2016 |  | 05/16/2018
Acuity Brands Lighting | Aculux | IC420L*-1 + 436N***** | Light Emitting Diode | Inseparable Luminaire | Direct Wired | Forward Phase Cut Controls | 53 | 2700 | 0.0016 | 92 | 50 | 260 | 1 | Ambient | 50000 |  |  | 50000 | 0.02 | 14 | 21 | 0.07 | 0.01 | 0.01 | 0 | 0 | 0 | 0.39 | 0.01 | 0.01 | 0.01 | 0 | 0 | 1 | 0.1 | 0.06 | 0.05 | 0.04 | 0.02 | True |  | Non Federally-Regulated | 12/19/2016 |  | 05/16/2018
Acuity Brands Lighting | Aculux | IC420L*-1 + 4017N****** | Light Emitting Diode | Inseparable Luminaire | Direct Wired | Forward Phase Cut Controls | 56 | 2700 | 0.0016 | 92 | 50 | 260 | 1 | Ambient | 50000 |  |  | 50000 | 0.02 | 14 | 21 | 0.07 | 0.01 | 0.01 | 0 | 0 | 0 | 0.39 | 0.01 | 0.01 | 0.01 | 0 | 0 | 1 | 0.1 | 0.06 | 0.05 | 0.04 | 0.02 | True |  | Non Federally-Regulated | 12/19/2016 |  | 05/16/2018
Acuity Brands Lighting | Aculux | IC420L*-1 + 437N****** | Light Emitting Diode | Inseparable Luminaire | Direct Wired | Forward Phase Cut Controls | 56 | 2700 | 0.0016 | 92 | 50 | 260 | 1 | Ambient | 50000 |  |  | 50000 | 0.02 | 14 | 21 | 0.07 | 0.01 | 0.01 | 0 | 0 | 0 | 0.39 | 0.01 | 0.01 | 0.01 | 0 | 0 | 1 | 0.1 | 0.06 | 0.05 | 0.04 | 0.02 | True |  | Non Federally-Regulated | 12/19/2016 |  | 05/16/2018
Acuity Brands Lighting | Aculux | IC420L*SQ-EZ* + 432SQ***-**** | Light Emitting Diode | Inseparable Luminaire | Direct Wired | 0-10 VDC Controls | 47 | 2700 | 0.0015 | 92 | 50 | 444 | 1 | Ambient | 50000 |  |  | 50000 | 0.01 | 14 | 19 | 0.05 | 0.02 | 0.02 | 0.01 | 0 | 0 | 0.96 | 0.08 | 0.08 | 0.02 | 0.01 | 0 | 1 | 0.51 | 0.4 | 0.12 | 0.06 | 0.04 | True |  | Non Federally-Regulated | 12/19/2016 |  | 05/16/2018
Acuity Brands Lighting | Aculux | IC420L*SQ-EZ* + 438SQ***-**** | Light Emitting Diode | Inseparable Luminaire | Direct Wired | 0-10 VDC Controls | 48 | 2700 | 0.0015 | 92 | 50 | 444 | 1 | Ambient | 50000 |  |  | 50000 | 0.01 | 14 | 19 | 0.05 | 0.02 | 0.02 | 0.01 | 0 | 0 | 0.96 | 0.08 | 0.08 | 0.02 | 0.01 | 0 | 1 | 0.51 | 0.4 | 0.12 | 0.06 | 0.04 | True |  | Non Federally-Regulated | 12/19/2016 |  | 05/16/2018
Acuity Brands Lighting | Aculux | IC420L*SQ-EZ* + 437SQ***-**** | Light Emitting Diode | Inseparable Luminaire | Direct Wired | 0-10 VDC Controls | 51 | 2700 | 0.0015 | 92 | 50 | 444 | 1 | Ambient | 50000 |  |  | 50000 | 0.01 | 14 | 19 | 0.05 | 0.02 | 0.02 | 0.01 | 0 | 0 | 0.96 | 0.08 | 0.08 | 0.02 | 0.01 | 0 | 1 | 0.51 | 0.4 | 0.12 | 0.06 | 0.04 | True |  | Non Federally-Regulated | 12/19/2016 |  | 05/16/2018
Acuity Brands Lighting | Aculux | IC41*L*SQ-EZ* + 432SQ***-**** | Light Emitting Diode | Inseparable Luminaire | Direct Wired | 0-10 VDC Controls | 49 | 2700 | 0.0015 | 92 | 50 | 444 | 1 | Ambient | 50000 |  |  | 50000 | 0.01 | 14 | 19 | 0.05 | 0.02 | 0.02 | 0.01 | 0 | 0 | 0.96 | 0.08 | 0.08 | 0.02 | 0.01 | 0 | 1 | 0.51 | 0.4 | 0.12 | 0.06 | 0.04 | True |  | Non Federally-Regulated | 12/19/2016 |  | 05/16/2018
Acuity Brands Lighting | Aculux | IC41*L*SQ-EZ* + 438SQ***-**** | Light Emitting Diode | Inseparable Luminaire | Direct Wired | 0-10 VDC Controls | 51 | 2700 | 0.0015 | 92 | 50 | 444 | 1 | Ambient | 50000 |  |  | 50000 | 0.01 | 14 | 19 | 0.05 | 0.02 | 0.02 | 0.01 | 0 | 0 | 0.96 | 0.08 | 0.08 | 0.02 | 0.01 | 0 | 1 | 0.51 | 0.4 | 0.12 | 0.06 | 0.04 | True |  | Non Federally-Regulated | 12/19/2016 |  | 05/16/2018
Acuity Brands Lighting | Aculux | IC41*L*SQ-EZ* + 437SQ***-**** | Light Emitting Diode | Inseparable Luminaire | Direct Wired | 0-10 VDC Controls | 54 | 2700 | 0.0015 | 92 | 50 | 444 | 1 | Ambient | 50000 |  |  | 50000 | 0.01 | 14 | 19 | 0.05 | 0.02 | 0.02 | 0.01 | 0 | 0 | 0.96 | 0.08 | 0.08 | 0.02 | 0.01 | 0 | 1 | 0.51 | 0.4 | 0.12 | 0.06 | 0.04 | True |  | Non Federally-Regulated | 12/19/2016 |  | 05/16/2018
Acuity Brands Lighting | Aculux | IC412L*SQ-EZ* + 430*SQ-***** | Light Emitting Diode | Inseparable Luminaire | Direct Wired | 0-10 VDC Controls | 47 | 2700 | 0.0015 | 92 | 50 | 444 | 1 | Ambient | 50000 |  |  | 50000 | 0.01 | 14 | 19 | 0.05 | 0.02 | 0.02 | 0.01 | 0 | 0 | 0.96 | 0.08 | 0.08 | 0.02 | 0.01 | 0 | 1 | 0.51 | 0.4 | 0.12 | 0.06 | 0.04 | True |  | Non Federally-Regulated | 12/19/2016 |  | 05/16/2018
Acuity Brands Lighting | Aculux | IC412L*SQ-EZ* + 431SQ***-**** | Light Emitting Diode | Inseparable Luminaire | Direct Wired | 0-10 VDC Controls | 47 | 2700 | 0.0015 | 92 | 50 | 444 | 1 | Ambient | 50000 |  |  | 50000 | 0.01 | 14 | 19 | 0.05 | 0.02 | 0.02 | 0.01 | 0 | 0 | 0.96 | 0.08 | 0.08 | 0.02 | 0.01 | 0 | 1 | 0.51 | 0.4 | 0.12 | 0.06 | 0.04 | True |  | Non Federally-Regulated | 12/19/2016 |  | 05/16/2018
Acuity Brands Lighting | Aculux | IC408L*SQ-EZ* + 430*SQ-***** | Light Emitting Diode | Inseparable Luminaire | Direct Wired | 0-10 VDC Controls | 47 | 2700 | 0.0015 | 92 | 50 | 444 | 1 | Ambient | 50000 |  |  | 50000 | 0.01 | 14 | 19 | 0.05 | 0.02 | 0.02 | 0.01 | 0 | 0 | 0.96 | 0.08 | 0.08 | 0.02 | 0.01 | 0 | 1 | 0.51 | 0.4 | 0.12 | 0.06 | 0.04 | True |  | Non Federally-Regulated | 12/19/2016 |  | 05/16/2018
Acuity Brands Lighting | Aculux | IC408L*SQ-EZ* + 431SQ***-**** | Light Emitting Diode | Inseparable Luminaire | Direct Wired | 0-10 VDC Controls | 47 | 2700 | 0.0015 | 92 | 50 | 444 | 1 | Ambient | 50000 |  |  | 50000 | 0.01 | 14 | 19 | 0.05 | 0.02 | 0.02 | 0.01 | 0 | 0 | 0.96 | 0.08 | 0.08 | 0.02 | 0.01 | 0 | 1 | 0.51 | 0.4 | 0.12 | 0.06 | 0.04 | True |  | Non Federally-Regulated | 12/19/2016 |  | 05/16/2018
Acuity Brands Lighting | Aculux | IC408L*SQ-EZ* + 432SQ***-**** | Light Emitting Diode | Inseparable Luminaire | Direct Wired | 0-10 VDC Controls | 54 | 2700 | 0.0015 | 92 | 50 | 444 | 1 | Ambient | 50000 |  |  | 50000 | 0.01 | 14 | 19 | 0.05 | 0.02 | 0.02 | 0.01 | 0 | 0 | 0.96 | 0.08 | 0.08 | 0.02 | 0.01 | 0 | 1 | 0.51 | 0.4 | 0.12 | 0.06 | 0.04 | True |  | Non Federally-Regulated | 12/19/2016 |  | 05/16/2018
Acuity Brands Lighting | Aculux | IC408L*SQ-EZ* + 438SQ***-**** | Light Emitting Diode | Inseparable Luminaire | Direct Wired | 0-10 VDC Controls | 56 | 2700 | 0.0015 | 92 | 50 | 444 | 1 | Ambient | 50000 |  |  | 50000 | 0.01 | 14 | 19 | 0.05 | 0.02 | 0.02 | 0.01 | 0 | 0 | 0.96 | 0.08 | 0.08 | 0.02 | 0.01 | 0 | 1 | 0.51 | 0.4 | 0.12 | 0.06 | 0.04 | True |  | Non Federally-Regulated | 12/19/2016 |  | 05/16/2018
Acuity Brands Lighting | Aculux | IC408L*SQ-EZ* + 437SQ***-**** | Light Emitting Diode | Inseparable Luminaire | Direct Wired | 0-10 VDC Controls | 58 | 2700 | 0.0015 | 92 | 50 | 444 | 1 | Ambient | 50000 |  |  | 50000 | 0.01 | 14 | 19 | 0.05 | 0.02 | 0.02 | 0.01 | 0 | 0 | 0.96 | 0.08 | 0.08 | 0.02 | 0.01 | 0 | 1 | 0.51 | 0.4 | 0.12 | 0.06 | 0.04 | True |  | Non Federally-Regulated | 12/19/2016 |  | 05/16/2018
Acuity Brands Lighting | Aculux | IC41*L*-EZ* + 430******** | Light Emitting Diode | Inseparable Luminaire | Direct Wired | 0-10 VDC Controls | 46 | 2700 | 0.0015 | 92 | 50 | 444 | 1 | Ambient | 50000 |  |  | 50000 | 0.01 | 14 | 19 | 0.05 | 0.02 | 0.02 | 0.01 | 0 | 0 | 0.96 | 0.08 | 0.08 | 0.02 | 0.01 | 0 | 1 | 0.51 | 0.4 | 0.12 | 0.06 | 0.04 | True |  | Non Federally-Regulated | 12/19/2016 |  | 05/16/2018
Acuity Brands Lighting | Aculux | IC41*L*-EZ* + 4345N***** | Light Emitting Diode | Inseparable Luminaire | Direct Wired | 0-10 VDC Controls | 51 | 2700 | 0.0015 | 92 | 50 | 444 | 1 | Ambient | 50000 |  |  | 50000 | 0.01 | 14 | 19 | 0.05 | 0.02 | 0.02 | 0.01 | 0 | 0 | 0.96 | 0.08 | 0.08 | 0.02 | 0.01 | 0 | 1 | 0.51 | 0.4 | 0.12 | 0.06 | 0.04 | True |  | Non Federally-Regulated | 12/19/2016 |  | 05/16/2018
Acuity Brands Lighting | Aculux | IC41*L*-EZ* + 431N**** | Light Emitting Diode | Inseparable Luminaire | Direct Wired | 0-10 VDC Controls | 51 | 2700 | 0.0015 | 92 | 50 | 444 | 1 | Ambient | 50000 |  |  | 50000 | 0.01 | 14 | 19 | 0.05 | 0.02 | 0.02 | 0.01 | 0 | 0 | 0.96 | 0.08 | 0.08 | 0.02 | 0.01 | 0 | 1 | 0.51 | 0.4 | 0.12 | 0.06 | 0.04 | True |  | Non Federally-Regulated | 12/19/2016 |  | 05/16/2018
Acuity Brands Lighting | Aculux | IC41*L*-EZ* + 435NB**** | Light Emitting Diode | Inseparable Luminaire | Direct Wired | 0-10 VDC Controls | 57 | 2700 | 0.0015 | 92 | 50 | 444 | 1 | Ambient | 50000 |  |  | 50000 | 0.01 | 14 | 19 | 0.05 | 0.02 | 0.02 | 0.01 | 0 | 0 | 0.96 | 0.08 | 0.08 | 0.02 | 0.01 | 0 | 1 | 0.51 | 0.4 | 0.12 | 0.06 | 0.04 | True |  | Non Federally-Regulated | 12/19/2016 |  | 05/16/2018
Acuity Brands Lighting | Aculux | IC41*L*-EZ* + 435NW-WH | Light Emitting Diode | Inseparable Luminaire | Direct Wired | 0-10 VDC Controls | 59 | 2700 | 0.0015 | 92 | 50 | 444 | 1 | Ambient | 50000 |  |  | 50000 | 0.01 | 14 | 19 | 0.05 | 0.02 | 0.02 | 0.01 | 0 | 0 | 0.96 | 0.08 | 0.08 | 0.02 | 0.01 | 0 | 1 | 0.51 | 0.4 | 0.12 | 0.06 | 0.04 | True |  | Non Federally-Regulated | 12/19/2016 |  | 05/16/2018
Acuity Brands Lighting | Aculux | IC41*L*-EZ* + 432N**** | Light Emitting Diode | Inseparable Luminaire | Direct Wired | 0-10 VDC Controls | 54 | 2700 | 0.0015 | 92 | 50 | 444 | 1 | Ambient | 50000 |  |  | 50000 | 0.01 | 14 | 19 | 0.05 | 0.02 | 0.02 | 0.01 | 0 | 0 | 0.96 | 0.08 | 0.08 | 0.02 | 0.01 | 0 | 1 | 0.51 | 0.4 | 0.12 | 0.06 | 0.04 | True |  | Non Federally-Regulated | 12/19/2016 |  | 05/16/2018
Acuity Brands Lighting | Aculux | IC41*L*-EZ* + 434N***** | Light Emitting Diode | Inseparable Luminaire | Direct Wired | 0-10 VDC Controls | 62 | 2700 | 0.0015 | 92 | 50 | 444 | 1 | Ambient | 50000 |  |  | 50000 | 0.01 | 14 | 19 | 0.05 | 0.02 | 0.02 | 0.01 | 0 | 0 | 0.96 | 0.08 | 0.08 | 0.02 | 0.01 | 0 | 1 | 0.51 | 0.4 | 0.12 | 0.06 | 0.04 | True |  | Non Federally-Regulated | 12/19/2016 |  | 05/16/2018
Acuity Brands Lighting | Aculux | IC41*L*-EZ* + 438N***** | Light Emitting Diode | Inseparable Luminaire | Direct Wired | 0-10 VDC Controls | 56 | 2700 | 0.0015 | 92 | 50 | 444 | 1 | Ambient | 50000 |  |  | 50000 | 0.01 | 14 | 19 | 0.05 | 0.02 | 0.02 | 0.01 | 0 | 0 | 0.96 | 0.08 | 0.08 | 0.02 | 0.01 | 0 | 1 | 0.51 | 0.4 | 0.12 | 0.06 | 0.04 | True |  | Non Federally-Regulated | 12/19/2016 |  | 05/16/2018
Acuity Brands Lighting | Aculux | IC41*L*-EZ* + 436N***** | Light Emitting Diode | Inseparable Luminaire | Direct Wired | 0-10 VDC Controls | 56 | 2700 | 0.0015 | 92 | 50 | 444 | 1 | Ambient | 50000 |  |  | 50000 | 0.01 | 14 | 19 | 0.05 | 0.02 | 0.02 | 0.01 | 0 | 0 | 0.96 | 0.08 | 0.08 | 0.02 | 0.01 | 0 | 1 | 0.51 | 0.4 | 0.12 | 0.06 | 0.04 | True |  | Non Federally-Regulated | 12/19/2016 |  | 05/16/2018
Acuity Brands Lighting | Aculux | IC41*L*-EZ* + 4017N****** | Light Emitting Diode | Inseparable Luminaire | Direct Wired | 0-10 VDC Controls | 59 | 2700 | 0.0015 | 92 | 50 | 444 | 1 | Ambient | 50000 |  |  | 50000 | 0.01 | 14 | 19 | 0.05 | 0.02 | 0.02 | 0.01 | 0 | 0 | 0.96 | 0.08 | 0.08 | 0.02 | 0.01 | 0 | 1 | 0.51 | 0.4 | 0.12 | 0.06 | 0.04 | True |  | Non Federally-Regulated | 12/19/2016 |  | 05/16/2018
Acuity Brands Lighting | Aculux | IC41*L*-EZ* + 437N****** | Light Emitting Diode | Inseparable Luminaire | Direct Wired | 0-10 VDC Controls | 59 | 2700 | 0.0015 | 92 | 50 | 444 | 1 | Ambient | 50000 |  |  | 50000 | 0.01 | 14 | 19 | 0.05 | 0.02 | 0.02 | 0.01 | 0 | 0 | 0.96 | 0.08 | 0.08 | 0.02 | 0.01 | 0 | 1 | 0.51 | 0.4 | 0.12 | 0.06 | 0.04 | True |  | Non Federally-Regulated | 12/19/2016 |  | 05/16/2018
Acuity Brands Lighting | Aculux | IC408L*-EZ* + 430******** | Light Emitting Diode | Inseparable Luminaire | Direct Wired | 0-10 VDC Controls | 50 | 2700 | 0.0015 | 92 | 50 | 444 | 1 | Ambient | 50000 |  |  | 50000 | 0.01 | 14 | 19 | 0.05 | 0.02 | 0.02 | 0.01 | 0 | 0 | 0.96 | 0.08 | 0.08 | 0.02 | 0.01 | 0 | 1 | 0.51 | 0.4 | 0.12 | 0.06 | 0.04 | True |  | Non Federally-Regulated | 12/19/2016 |  | 05/16/2018
Acuity Brands Lighting | Aculux | IC408L*-EZ* + 4345N***** | Light Emitting Diode | Inseparable Luminaire | Direct Wired | 0-10 VDC Controls | 55 | 2700 | 0.0015 | 92 | 50 | 444 | 1 | Ambient | 50000 |  |  | 50000 | 0.01 | 14 | 19 | 0.05 | 0.02 | 0.02 | 0.01 | 0 | 0 | 0.96 | 0.08 | 0.08 | 0.02 | 0.01 | 0 | 1 | 0.51 | 0.4 | 0.12 | 0.06 | 0.04 | True |  | Non Federally-Regulated | 12/19/2016 |  | 05/16/2018
Acuity Brands Lighting | Aculux | IC408L*-EZ* + 431N**** | Light Emitting Diode | Inseparable Luminaire | Direct Wired | 0-10 VDC Controls | 56 | 2700 | 0.0015 | 92 | 50 | 444 | 1 | Ambient | 50000 |  |  | 50000 | 0.01 | 14 | 19 | 0.05 | 0.02 | 0.02 | 0.01 | 0 | 0 | 0.96 | 0.08 | 0.08 | 0.02 | 0.01 | 0 | 1 | 0.51 | 0.4 | 0.12 | 0.06 | 0.04 | True |  | Non Federally-Regulated | 12/19/2016 |  | 05/16/2018
Acuity Brands Lighting | Aculux | IC408L*-EZ* + 435NB**** | Light Emitting Diode | Inseparable Luminaire | Direct Wired | 0-10 VDC Controls | 62 | 2700 | 0.0015 | 92 | 50 | 444 | 1 | Ambient | 50000 |  |  | 50000 | 0.01 | 14 | 19 | 0.05 | 0.02 | 0.02 | 0.01 | 0 | 0 | 0.96 | 0.08 | 0.08 | 0.02 | 0.01 | 0 | 1 | 0.51 | 0.4 | 0.12 | 0.06 | 0.04 | True |  | Non Federally-Regulated | 12/19/2016 |  | 05/16/2018
Acuity Brands Lighting | Aculux | IC408L*-EZ* + 435NW-WH | Light Emitting Diode | Inseparable Luminaire | Direct Wired | 0-10 VDC Controls | 64 | 2700 | 0.0015 | 92 | 50 | 444 | 1 | Ambient | 50000 |  |  | 50000 | 0.01 | 14 | 19 | 0.05 | 0.02 | 0.02 | 0.01 | 0 | 0 | 0.96 | 0.08 | 0.08 | 0.02 | 0.01 | 0 | 1 | 0.51 | 0.4 | 0.12 | 0.06 | 0.04 | True |  | Non Federally-Regulated | 12/19/2016 |  | 05/16/2018
Acuity Brands Lighting | Aculux | IC408L*-EZ* + 432N**** | Light Emitting Diode | Inseparable Luminaire | Direct Wired | 0-10 VDC Controls | 59 | 2700 | 0.0015 | 92 | 50 | 444 | 1 | Ambient | 50000 |  |  | 50000 | 0.01 | 14 | 19 | 0.05 | 0.02 | 0.02 | 0.01 | 0 | 0 | 0.96 | 0.08 | 0.08 | 0.02 | 0.01 | 0 | 1 | 0.51 | 0.4 | 0.12 | 0.06 | 0.04 | True |  | Non Federally-Regulated | 12/19/2016 |  | 05/16/2018
Acuity Brands Lighting | Aculux | IC408L*-EZ* + 434N***** | Light Emitting Diode | Inseparable Luminaire | Direct Wired | 0-10 VDC Controls | 67 | 2700 | 0.0015 | 92 | 50 | 444 | 1 | Ambient | 50000 |  |  | 50000 | 0.01 | 14 | 19 | 0.05 | 0.02 | 0.02 | 0.01 | 0 | 0 | 0.96 | 0.08 | 0.08 | 0.02 | 0.01 | 0 | 1 | 0.51 | 0.4 | 0.12 | 0.06 | 0.04 | True |  | Non Federally-Regulated | 12/19/2016 |  | 05/16/2018
Acuity Brands Lighting | Aculux | IC408L*-EZ* + 438N***** | Light Emitting Diode | Inseparable Luminaire | Direct Wired | 0-10 VDC Controls | 61 | 2700 | 0.0015 | 92 | 50 | 444 | 1 | Ambient | 50000 |  |  | 50000 | 0.01 | 14 | 19 | 0.05 | 0.02 | 0.02 | 0.01 | 0 | 0 | 0.96 | 0.08 | 0.08 | 0.02 | 0.01 | 0 | 1 | 0.51 | 0.4 | 0.12 | 0.06 | 0.04 | True |  | Non Federally-Regulated | 12/19/2016 |  | 05/16/2018
Acuity Brands Lighting | Aculux | IC408L*-EZ* + 436N***** | Light Emitting Diode | Inseparable Luminaire | Direct Wired | 0-10 VDC Controls | 61 | 2700 | 0.0015 | 92 | 50 | 444 | 1 | Ambient | 50000 |  |  | 50000 | 0.01 | 14 | 19 | 0.05 | 0.02 | 0.02 | 0.01 | 0 | 0 | 0.96 | 0.08 | 0.08 | 0.02 | 0.01 | 0 | 1 | 0.51 | 0.4 | 0.12 | 0.06 | 0.04 | True |  | Non Federally-Regulated | 12/19/2016 |  | 05/16/2018
Acuity Brands Lighting | Aculux | IC408L*-EZ* + 4017N****** | Light Emitting Diode | Inseparable Luminaire | Direct Wired | 0-10 VDC Controls | 64 | 2700 | 0.0015 | 92 | 50 | 444 | 1 | Ambient | 50000 |  |  | 50000 | 0.01 | 14 | 19 | 0.05 | 0.02 | 0.02 | 0.01 | 0 | 0 | 0.96 | 0.08 | 0.08 | 0.02 | 0.01 | 0 | 1 | 0.51 | 0.4 | 0.12 | 0.06 | 0.04 | True |  | Non Federally-Regulated | 12/19/2016 |  | 05/16/2018
Acuity Brands Lighting | Aculux | IC408L*-EZ* + 437N****** | Light Emitting Diode | Inseparable Luminaire | Direct Wired | 0-10 VDC Controls | 64 | 2700 | 0.0015 | 92 | 50 | 444 | 1 | Ambient | 50000 |  |  | 50000 | 0.01 | 14 | 19 | 0.05 | 0.02 | 0.02 | 0.01 | 0 | 0 | 0.96 | 0.08 | 0.08 | 0.02 | 0.01 | 0 | 1 | 0.51 | 0.4 | 0.12 | 0.06 | 0.04 | True |  | Non Federally-Regulated | 12/19/2016 |  | 05/16/2018
Acuity Brands Lighting | Aculux | IC420L*-EZ* + 4345N***** | Light Emitting Diode | Inseparable Luminaire | Direct Wired | 0-10 VDC Controls | 48 | 2700 | 0.0015 | 92 | 50 | 444 | 1 | Ambient | 50000 |  |  | 50000 | 0.01 | 14 | 19 | 0.05 | 0.02 | 0.02 | 0.01 | 0 | 0 | 0.96 | 0.08 | 0.08 | 0.02 | 0.01 | 0 | 1 | 0.51 | 0.4 | 0.12 | 0.06 | 0.04 | True |  | Non Federally-Regulated | 12/19/2016 |  | 05/16/2018
Acuity Brands Lighting | Aculux | IC420L*-EZ* + 431N**** | Light Emitting Diode | Inseparable Luminaire | Direct Wired | 0-10 VDC Controls | 49 | 2700 | 0.0015 | 92 | 50 | 444 | 1 | Ambient | 50000 |  |  | 50000 | 0.01 | 14 | 19 | 0.05 | 0.02 | 0.02 | 0.01 | 0 | 0 | 0.96 | 0.08 | 0.08 | 0.02 | 0.01 | 0 | 1 | 0.51 | 0.4 | 0.12 | 0.06 | 0.04 | True |  | Non Federally-Regulated | 12/19/2016 |  | 05/16/2018
Acuity Brands Lighting | Aculux | IC420L*-EZ* + 435NB**** | Light Emitting Diode | Inseparable Luminaire | Direct Wired | 0-10 VDC Controls | 54 | 2700 | 0.0015 | 92 | 50 | 444 | 1 | Ambient | 50000 |  |  | 50000 | 0.01 | 14 | 19 | 0.05 | 0.02 | 0.02 | 0.01 | 0 | 0 | 0.96 | 0.08 | 0.08 | 0.02 | 0.01 | 0 | 1 | 0.51 | 0.4 | 0.12 | 0.06 | 0.04 | True |  | Non Federally-Regulated | 12/19/2016 |  | 05/16/2018
Acuity Brands Lighting | Aculux | IC420L*-EZ* + 435NW-WH | Light Emitting Diode | Inseparable Luminaire | Direct Wired | 0-10 VDC Controls | 56 | 2700 | 0.0015 | 92 | 50 | 444 | 1 | Ambient | 50000 |  |  | 50000 | 0.01 | 14 | 19 | 0.05 | 0.02 | 0.02 | 0.01 | 0 | 0 | 0.96 | 0.08 | 0.08 | 0.02 | 0.01 | 0 | 1 | 0.51 | 0.4 | 0.12 | 0.06 | 0.04 | True |  | Non Federally-Regulated | 12/19/2016 |  | 05/16/2018
Acuity Brands Lighting | Aculux | IC420L*-EZ* + 432N**** | Light Emitting Diode | Inseparable Luminaire | Direct Wired | 0-10 VDC Controls | 52 | 2700 | 0.0015 | 92 | 50 | 444 | 1 | Ambient | 50000 |  |  | 50000 | 0.01 | 14 | 19 | 0.05 | 0.02 | 0.02 | 0.01 | 0 | 0 | 0.96 | 0.08 | 0.08 | 0.02 | 0.01 | 0 | 1 | 0.51 | 0.4 | 0.12 | 0.06 | 0.04 | True |  | Non Federally-Regulated | 12/19/2016 |  | 05/16/2018
Acuity Brands Lighting | Aculux | IC420L*-EZ* + 434N***** | Light Emitting Diode | Inseparable Luminaire | Direct Wired | 0-10 VDC Controls | 59 | 2700 | 0.0015 | 92 | 50 | 444 | 1 | Ambient | 50000 |  |  | 50000 | 0.01 | 14 | 19 | 0.05 | 0.02 | 0.02 | 0.01 | 0 | 0 | 0.96 | 0.08 | 0.08 | 0.02 | 0.01 | 0 | 1 | 0.51 | 0.4 | 0.12 | 0.06 | 0.04 | True |  | Non Federally-Regulated | 12/19/2016 |  | 05/16/2018
Acuity Brands Lighting | Aculux | IC420L*-EZ* + 438N***** | Light Emitting Diode | Inseparable Luminaire | Direct Wired | 0-10 VDC Controls | 53 | 2700 | 0.0015 | 92 | 50 | 444 | 1 | Ambient | 50000 |  |  | 50000 | 0.01 | 14 | 19 | 0.05 | 0.02 | 0.02 | 0.01 | 0 | 0 | 0.96 | 0.08 | 0.08 | 0.02 | 0.01 | 0 | 1 | 0.51 | 0.4 | 0.12 | 0.06 | 0.04 | True |  | Non Federally-Regulated | 12/19/2016 |  | 05/16/2018
Acuity Brands Lighting | Aculux | IC420L*-EZ* + 436N***** | Light Emitting Diode | Inseparable Luminaire | Direct Wired | 0-10 VDC Controls | 53 | 2700 | 0.0015 | 92 | 50 | 444 | 1 | Ambient | 50000 |  |  | 50000 | 0.01 | 14 | 19 | 0.05 | 0.02 | 0.02 | 0.01 | 0 | 0 | 0.96 | 0.08 | 0.08 | 0.02 | 0.01 | 0 | 1 | 0.51 | 0.4 | 0.12 | 0.06 | 0.04 | True |  | Non Federally-Regulated | 12/19/2016 |  | 05/16/2018
Acuity Brands Lighting | Aculux | IC420L*-EZ* + 4017N****** | Light Emitting Diode | Inseparable Luminaire | Direct Wired | 0-10 VDC Controls | 56 | 2700 | 0.0015 | 92 | 50 | 444 | 1 | Ambient | 50000 |  |  | 50000 | 0.01 | 14 | 19 | 0.05 | 0.02 | 0.02 | 0.01 | 0 | 0 | 0.96 | 0.08 | 0.08 | 0.02 | 0.01 | 0 | 1 | 0.51 | 0.4 | 0.12 | 0.06 | 0.04 | True |  | Non Federally-Regulated | 12/19/2016 |  | 05/16/2018
Acuity Brands Lighting | Aculux | IC420L*-EZ* + 437N****** | Light Emitting Diode | Inseparable Luminaire | Direct Wired | 0-10 VDC Controls | 56 | 2700 | 0.0015 | 92 | 50 | 444 | 1 | Ambient | 50000 |  |  | 50000 | 0.01 | 14 | 19 | 0.05 | 0.02 | 0.02 | 0.01 | 0 | 0 | 0.96 | 0.08 | 0.08 | 0.02 | 0.01 | 0 | 1 | 0.51 | 0.4 | 0.12 | 0.06 | 0.04 | True |  | Non Federally-Regulated | 12/19/2016 |  | 05/16/2018
Acuity Brands Lighting | Aculux | IC420L*SQ-M + 432SQ***-**** | Light Emitting Diode | Inseparable Luminaire | Direct Wired | Direct Digital Controls | 47 | 2700 | 0.0012 | 92 | 50 | 442 | 1 | Ambient | 50000 |  |  | 50000 | 0 | 14 | 18 | 0.09 | 0.07 | 0.07 | 0 | 0 | 0 | 1 | 0.16 | 0.15 | 0.03 | 0.01 | 0 | 1 | 0.65 | 0.57 | 0.12 | 0.05 | 0.03 | True |  | Non Federally-Regulated | 12/19/2016 |  | 05/16/2018
Acuity Brands Lighting | Aculux | IC420L*SQ-M + 438SQ***-**** | Light Emitting Diode | Inseparable Luminaire | Direct Wired | Direct Digital Controls | 48 | 2700 | 0.0012 | 92 | 50 | 442 | 1 | Ambient | 50000 |  |  | 50000 | 0 | 14 | 18 | 0.09 | 0.07 | 0.07 | 0 | 0 | 0 | 1 | 0.16 | 0.15 | 0.03 | 0.01 | 0 | 1 | 0.65 | 0.57 | 0.12 | 0.05 | 0.03 | True |  | Non Federally-Regulated | 12/19/2016 |  | 05/16/2018
Acuity Brands Lighting | Aculux | IC420L*SQ-M + 437SQ***-**** | Light Emitting Diode | Inseparable Luminaire | Direct Wired | Direct Digital Controls | 51 | 2700 | 0.0012 | 92 | 50 | 442 | 1 | Ambient | 50000 |  |  | 50000 | 0 | 14 | 18 | 0.09 | 0.07 | 0.07 | 0 | 0 | 0 | 1 | 0.16 | 0.15 | 0.03 | 0.01 | 0 | 1 | 0.65 | 0.57 | 0.12 | 0.05 | 0.03 | True |  | Non Federally-Regulated | 12/19/2016 |  | 05/16/2018
Acuity Brands Lighting | Aculux | IC41*L*SQ-M + 432SQ***-**** | Light Emitting Diode | Inseparable Luminaire | Direct Wired | Direct Digital Controls | 49 | 2700 | 0.0012 | 92 | 50 | 442 | 1 | Ambient | 50000 |  |  | 50000 | 0 | 14 | 18 | 0.09 | 0.07 | 0.07 | 0 | 0 | 0 | 1 | 0.16 | 0.15 | 0.03 | 0.01 | 0 | 1 | 0.65 | 0.57 | 0.12 | 0.05 | 0.03 | True |  | Non Federally-Regulated | 12/19/2016 |  | 05/16/2018
Acuity Brands Lighting | Aculux | IC41*L*SQ-M + 438SQ***-**** | Light Emitting Diode | Inseparable Luminaire | Direct Wired | Direct Digital Controls | 51 | 2700 | 0.0012 | 92 | 50 | 442 | 1 | Ambient | 50000 |  |  | 50000 | 0 | 14 | 18 | 0.09 | 0.07 | 0.07 | 0 | 0 | 0 | 1 | 0.16 | 0.15 | 0.03 | 0.01 | 0 | 1 | 0.65 | 0.57 | 0.12 | 0.05 | 0.03 | True |  | Non Federally-Regulated | 12/19/2016 |  | 05/16/2018
Acuity Brands Lighting | Aculux | IC41*L*SQ-M + 437SQ***-**** | Light Emitting Diode | Inseparable Luminaire | Direct Wired | Direct Digital Controls | 54 | 2700 | 0.0012 | 92 | 50 | 442 | 1 | Ambient | 50000 |  |  | 50000 | 0 | 14 | 18 | 0.09 | 0.07 | 0.07 | 0 | 0 | 0 | 1 | 0.16 | 0.15 | 0.03 | 0.01 | 0 | 1 | 0.65 | 0.57 | 0.12 | 0.05 | 0.03 | True |  | Non Federally-Regulated | 12/19/2016 |  | 05/16/2018
Acuity Brands Lighting | Aculux | IC412L*SQ-M + 430*SQ-***** | Light Emitting Diode | Inseparable Luminaire | Direct Wired | Direct Digital Controls | 47 | 2700 | 0.0012 | 92 | 50 | 442 | 1 | Ambient | 50000 |  |  | 50000 | 0 | 14 | 18 | 0.09 | 0.07 | 0.07 | 0 | 0 | 0 | 1 | 0.16 | 0.15 | 0.03 | 0.01 | 0 | 1 | 0.65 | 0.57 | 0.12 | 0.05 | 0.03 | True |  | Non Federally-Regulated | 12/19/2016 |  | 05/16/2018
Acuity Brands Lighting | Aculux | IC412L*SQ-M + 431SQ***-**** | Light Emitting Diode | Inseparable Luminaire | Direct Wired | Direct Digital Controls | 47 | 2700 | 0.0012 | 92 | 50 | 442 | 1 | Ambient | 50000 |  |  | 50000 | 0 | 14 | 18 | 0.09 | 0.07 | 0.07 | 0 | 0 | 0 | 1 | 0.16 | 0.15 | 0.03 | 0.01 | 0 | 1 | 0.65 | 0.57 | 0.12 | 0.05 | 0.03 | True |  | Non Federally-Regulated | 12/19/2016 |  | 05/16/2018
Acuity Brands Lighting | Aculux | IC408L*SQ-M + 430*SQ-***** | Light Emitting Diode | Inseparable Luminaire | Direct Wired | Direct Digital Controls | 47 | 2700 | 0.0012 | 92 | 50 | 442 | 1 | Ambient | 50000 |  |  | 50000 | 0 | 14 | 18 | 0.09 | 0.07 | 0.07 | 0 | 0 | 0 | 1 | 0.16 | 0.15 | 0.03 | 0.01 | 0 | 1 | 0.65 | 0.57 | 0.12 | 0.05 | 0.03 | True |  | Non Federally-Regulated | 12/19/2016 |  | 05/16/2018
Acuity Brands Lighting | Aculux | IC408L*SQ-M + 431SQ***-**** | Light Emitting Diode | Inseparable Luminaire | Direct Wired | Direct Digital Controls | 47 | 2700 | 0.0012 | 92 | 50 | 442 | 1 | Ambient | 50000 |  |  | 50000 | 0 | 14 | 18 | 0.09 | 0.07 | 0.07 | 0 | 0 | 0 | 1 | 0.16 | 0.15 | 0.03 | 0.01 | 0 | 1 | 0.65 | 0.57 | 0.12 | 0.05 | 0.03 | True |  | Non Federally-Regulated | 12/19/2016 |  | 05/16/2018
Acuity Brands Lighting | Aculux | IC408L*SQ-M + 432SQ***-**** | Light Emitting Diode | Inseparable Luminaire | Direct Wired | Direct Digital Controls | 54 | 2700 | 0.0012 | 92 | 50 | 442 | 1 | Ambient | 50000 |  |  | 50000 | 0 | 14 | 18 | 0.09 | 0.07 | 0.07 | 0 | 0 | 0 | 1 | 0.16 | 0.15 | 0.03 | 0.01 | 0 | 1 | 0.65 | 0.57 | 0.12 | 0.05 | 0.03 | True |  | Non Federally-Regulated | 12/19/2016 |  | 05/16/2018
Acuity Brands Lighting | Aculux | IC408L*SQ-M + 438SQ***-**** | Light Emitting Diode | Inseparable Luminaire | Direct Wired | Direct Digital Controls | 56 | 2700 | 0.0012 | 92 | 50 | 442 | 1 | Ambient | 50000 |  |  | 50000 | 0 | 14 | 18 | 0.09 | 0.07 | 0.07 | 0 | 0 | 0 | 1 | 0.16 | 0.15 | 0.03 | 0.01 | 0 | 1 | 0.65 | 0.57 | 0.12 | 0.05 | 0.03 | True |  | Non Federally-Regulated | 12/19/2016 |  | 05/16/2018
Acuity Brands Lighting | Aculux | IC408L*SQ-M + 437SQ***-**** | Light Emitting Diode | Inseparable Luminaire | Direct Wired | Direct Digital Controls | 58 | 2700 | 0.0012 | 92 | 50 | 442 | 1 | Ambient | 50000 |  |  | 50000 | 0 | 14 | 18 | 0.09 | 0.07 | 0.07 | 0 | 0 | 0 | 1 | 0.16 | 0.15 | 0.03 | 0.01 | 0 | 1 | 0.65 | 0.57 | 0.12 | 0.05 | 0.03 | True |  | Non Federally-Regulated | 12/19/2016 |  | 05/16/2018
Acuity Brands Lighting | Aculux | IC41*L*-M + 430******** | Light Emitting Diode | Inseparable Luminaire | Direct Wired | Direct Digital Controls | 46 | 2700 | 0.0012 | 92 | 50 | 442 | 1 | Ambient | 50000 |  |  | 50000 | 0 | 14 | 18 | 0.09 | 0.07 | 0.07 | 0 | 0 | 0 | 1 | 0.16 | 0.15 | 0.03 | 0.01 | 0 | 1 | 0.65 | 0.57 | 0.12 | 0.05 | 0.03 | True |  | Non Federally-Regulated | 12/19/2016 |  | 05/16/2018
Acuity Brands Lighting | Aculux | IC41*L*-M + 4345N***** | Light Emitting Diode | Inseparable Luminaire | Direct Wired | Direct Digital Controls | 51 | 2700 | 0.0012 | 92 | 50 | 442 | 1 | Ambient | 50000 |  |  | 50000 | 0 | 14 | 18 | 0.09 | 0.07 | 0.07 | 0 | 0 | 0 | 1 | 0.16 | 0.15 | 0.03 | 0.01 | 0 | 1 | 0.65 | 0.57 | 0.12 | 0.05 | 0.03 | True |  | Non Federally-Regulated | 12/19/2016 |  | 05/16/2018
Acuity Brands Lighting | Aculux | IC41*L*-M + 431N**** | Light Emitting Diode | Inseparable Luminaire | Direct Wired | Direct Digital Controls | 51 | 2700 | 0.0012 | 92 | 50 | 442 | 1 | Ambient | 50000 |  |  | 50000 | 0 | 14 | 18 | 0.09 | 0.07 | 0.07 | 0 | 0 | 0 | 1 | 0.16 | 0.15 | 0.03 | 0.01 | 0 | 1 | 0.65 | 0.57 | 0.12 | 0.05 | 0.03 | True |  | Non Federally-Regulated | 12/19/2016 |  | 05/16/2018
Acuity Brands Lighting | Aculux | IC41*L*-M + 435NB**** | Light Emitting Diode | Inseparable Luminaire | Direct Wired | Direct Digital Controls | 57 | 2700 | 0.0012 | 92 | 50 | 442 | 1 | Ambient | 50000 |  |  | 50000 | 0 | 14 | 18 | 0.09 | 0.07 | 0.07 | 0 | 0 | 0 | 1 | 0.16 | 0.15 | 0.03 | 0.01 | 0 | 1 | 0.65 | 0.57 | 0.12 | 0.05 | 0.03 | True |  | Non Federally-Regulated | 12/19/2016 |  | 05/16/2018
Acuity Brands Lighting | Aculux | IC41*L*-M + 435NW-WH | Light Emitting Diode | Inseparable Luminaire | Direct Wired | Direct Digital Controls | 59 | 2700 | 0.0012 | 92 | 50 | 442 | 1 | Ambient | 50000 |  |  | 50000 | 0 | 14 | 18 | 0.09 | 0.07 | 0.07 | 0 | 0 | 0 | 1 | 0.16 | 0.15 | 0.03 | 0.01 | 0 | 1 | 0.65 | 0.57 | 0.12 | 0.05 | 0.03 | True |  | Non Federally-Regulated | 12/19/2016 |  | 05/16/2018
Acuity Brands Lighting | Aculux | IC41*L*-M + 432N**** | Light Emitting Diode | Inseparable Luminaire | Direct Wired | Direct Digital Controls | 54 | 2700 | 0.0012 | 92 | 50 | 442 | 1 | Ambient | 50000 |  |  | 50000 | 0 | 14 | 18 | 0.09 | 0.07 | 0.07 | 0 | 0 | 0 | 1 | 0.16 | 0.15 | 0.03 | 0.01 | 0 | 1 | 0.65 | 0.57 | 0.12 | 0.05 | 0.03 | True |  | Non Federally-Regulated | 12/19/2016 |  | 05/16/2018
Acuity Brands Lighting | Aculux | IC41*L*-M + 434N***** | Light Emitting Diode | Inseparable Luminaire | Direct Wired | Direct Digital Controls | 62 | 2700 | 0.0012 | 92 | 50 | 442 | 1 | Ambient | 50000 |  |  | 50000 | 0 | 14 | 18 | 0.09 | 0.07 | 0.07 | 0 | 0 | 0 | 1 | 0.16 | 0.15 | 0.03 | 0.01 | 0 | 1 | 0.65 | 0.57 | 0.12 | 0.05 | 0.03 | True |  | Non Federally-Regulated | 12/19/2016 |  | 05/16/2018
Acuity Brands Lighting | Aculux | IC41*L*-M + 438N***** | Light Emitting Diode | Inseparable Luminaire | Direct Wired | Direct Digital Controls | 56 | 2700 | 0.0012 | 92 | 50 | 442 | 1 | Ambient | 50000 |  |  | 50000 | 0 | 14 | 18 | 0.09 | 0.07 | 0.07 | 0 | 0 | 0 | 1 | 0.16 | 0.15 | 0.03 | 0.01 | 0 | 1 | 0.65 | 0.57 | 0.12 | 0.05 | 0.03 | True |  | Non Federally-Regulated | 12/19/2016 |  | 05/16/2018
Acuity Brands Lighting | Aculux | IC41*L*-M + 436N***** | Light Emitting Diode | Inseparable Luminaire | Direct Wired | Direct Digital Controls | 56 | 2700 | 0.0012 | 92 | 50 | 442 | 1 | Ambient | 50000 |  |  | 50000 | 0 | 14 | 18 | 0.09 | 0.07 | 0.07 | 0 | 0 | 0 | 1 | 0.16 | 0.15 | 0.03 | 0.01 | 0 | 1 | 0.65 | 0.57 | 0.12 | 0.05 | 0.03 | True |  | Non Federally-Regulated | 12/19/2016 |  | 05/16/2018
Acuity Brands Lighting | Aculux | IC41*L*-M + 4017N****** | Light Emitting Diode | Inseparable Luminaire | Direct Wired | Direct Digital Controls | 59 | 2700 | 0.0012 | 92 | 50 | 442 | 1 | Ambient | 50000 |  |  | 50000 | 0 | 14 | 18 | 0.09 | 0.07 | 0.07 | 0 | 0 | 0 | 1 | 0.16 | 0.15 | 0.03 | 0.01 | 0 | 1 | 0.65 | 0.57 | 0.12 | 0.05 | 0.03 | True |  | Non Federally-Regulated | 12/19/2016 |  | 05/16/2018
Acuity Brands Lighting | Aculux | IC41*L*-M + 437N****** | Light Emitting Diode | Inseparable Luminaire | Direct Wired | Direct Digital Controls | 59 | 2700 | 0.0012 | 92 | 50 | 442 | 1 | Ambient | 50000 |  |  | 50000 | 0 | 14 | 18 | 0.09 | 0.07 | 0.07 | 0 | 0 | 0 | 1 | 0.16 | 0.15 | 0.03 | 0.01 | 0 | 1 | 0.65 | 0.57 | 0.12 | 0.05 | 0.03 | True |  | Non Federally-Regulated | 12/19/2016 |  | 05/16/2018
Acuity Brands Lighting | Aculux | IC408L*-M + 430******** | Light Emitting Diode | Inseparable Luminaire | Direct Wired | Direct Digital Controls | 50 | 2700 | 0.0012 | 92 | 50 | 442 | 1 | Ambient | 50000 |  |  | 50000 | 0 | 14 | 18 | 0.09 | 0.07 | 0.07 | 0 | 0 | 0 | 1 | 0.16 | 0.15 | 0.03 | 0.01 | 0 | 1 | 0.65 | 0.57 | 0.12 | 0.05 | 0.03 | True |  | Non Federally-Regulated | 12/19/2016 |  | 05/16/2018
Acuity Brands Lighting | Aculux | IC408L*-M + 4345N***** | Light Emitting Diode | Inseparable Luminaire | Direct Wired | Direct Digital Controls | 55 | 2700 | 0.0012 | 92 | 50 | 442 | 1 | Ambient | 50000 |  |  | 50000 | 0 | 14 | 18 | 0.09 | 0.07 | 0.07 | 0 | 0 | 0 | 1 | 0.16 | 0.15 | 0.03 | 0.01 | 0 | 1 | 0.65 | 0.57 | 0.12 | 0.05 | 0.03 | True |  | Non Federally-Regulated | 12/19/2016 |  | 05/16/2018
Acuity Brands Lighting | Aculux | IC408L*-M + 431N**** | Light Emitting Diode | Inseparable Luminaire | Direct Wired | Direct Digital Controls | 56 | 2700 | 0.0012 | 92 | 50 | 442 | 1 | Ambient | 50000 |  |  | 50000 | 0 | 14 | 18 | 0.09 | 0.07 | 0.07 | 0 | 0 | 0 | 1 | 0.16 | 0.15 | 0.03 | 0.01 | 0 | 1 | 0.65 | 0.57 | 0.12 | 0.05 | 0.03 | True |  | Non Federally-Regulated | 12/19/2016 |  | 05/16/2018
Acuity Brands Lighting | Aculux | IC408L*-M + 435NB**** | Light Emitting Diode | Inseparable Luminaire | Direct Wired | Direct Digital Controls | 62 | 2700 | 0.0012 | 92 | 50 | 442 | 1 | Ambient | 50000 |  |  | 50000 | 0 | 14 | 18 | 0.09 | 0.07 | 0.07 | 0 | 0 | 0 | 1 | 0.16 | 0.15 | 0.03 | 0.01 | 0 | 1 | 0.65 | 0.57 | 0.12 | 0.05 | 0.03 | True |  | Non Federally-Regulated | 12/19/2016 |  | 05/16/2018
Acuity Brands Lighting | Aculux | IC408L*-M + 435NW-WH | Light Emitting Diode | Inseparable Luminaire | Direct Wired | Direct Digital Controls | 64 | 2700 | 0.0012 | 92 | 50 | 442 | 1 | Ambient | 50000 |  |  | 50000 | 0 | 14 | 18 | 0.09 | 0.07 | 0.07 | 0 | 0 | 0 | 1 | 0.16 | 0.15 | 0.03 | 0.01 | 0 | 1 | 0.65 | 0.57 | 0.12 | 0.05 | 0.03 | True |  | Non Federally-Regulated | 12/19/2016 |  | 05/16/2018
Acuity Brands Lighting | Aculux | IC408L*-M + 432N**** | Light Emitting Diode | Inseparable Luminaire | Direct Wired | Direct Digital Controls | 59 | 2700 | 0.0012 | 92 | 50 | 442 | 1 | Ambient | 50000 |  |  | 50000 | 0 | 14 | 18 | 0.09 | 0.07 | 0.07 | 0 | 0 | 0 | 1 | 0.16 | 0.15 | 0.03 | 0.01 | 0 | 1 | 0.65 | 0.57 | 0.12 | 0.05 | 0.03 | True |  | Non Federally-Regulated | 12/19/2016 |  | 05/16/2018
Acuity Brands Lighting | Aculux | IC408L*-M + 434N***** | Light Emitting Diode | Inseparable Luminaire | Direct Wired | Direct Digital Controls | 67 | 2700 | 0.0012 | 92 | 50 | 442 | 1 | Ambient | 50000 |  |  | 50000 | 0 | 14 | 18 | 0.09 | 0.07 | 0.07 | 0 | 0 | 0 | 1 | 0.16 | 0.15 | 0.03 | 0.01 | 0 | 1 | 0.65 | 0.57 | 0.12 | 0.05 | 0.03 | True |  | Non Federally-Regulated | 12/19/2016 |  | 05/16/2018
Acuity Brands Lighting | Aculux | IC408L*-M + 438N***** | Light Emitting Diode | Inseparable Luminaire | Direct Wired | Direct Digital Controls | 61 | 2700 | 0.0012 | 92 | 50 | 442 | 1 | Ambient | 50000 |  |  | 50000 | 0 | 14 | 18 | 0.09 | 0.07 | 0.07 | 0 | 0 | 0 | 1 | 0.16 | 0.15 | 0.03 | 0.01 | 0 | 1 | 0.65 | 0.57 | 0.12 | 0.05 | 0.03 | True |  | Non Federally-Regulated | 12/19/2016 |  | 05/16/2018
Acuity Brands Lighting | Aculux | IC408L*-M + 436N***** | Light Emitting Diode | Inseparable Luminaire | Direct Wired | Direct Digital Controls | 61 | 2700 | 0.0012 | 92 | 50 | 442 | 1 | Ambient | 50000 |  |  | 50000 | 0 | 14 | 18 | 0.09 | 0.07 | 0.07 | 0 | 0 | 0 | 1 | 0.16 | 0.15 | 0.03 | 0.01 | 0 | 1 | 0.65 | 0.57 | 0.12 | 0.05 | 0.03 | True |  | Non Federally-Regulated | 12/19/2016 |  | 05/16/2018
Acuity Brands Lighting | Aculux | IC408L*-M + 4017N****** | Light Emitting Diode | Inseparable Luminaire | Direct Wired | Direct Digital Controls | 64 | 2700 | 0.0012 | 92 | 50 | 442 | 1 | Ambient | 50000 |  |  | 50000 | 0 | 14 | 18 | 0.09 | 0.07 | 0.07 | 0 | 0 | 0 | 1 | 0.16 | 0.15 | 0.03 | 0.01 | 0 | 1 | 0.65 | 0.57 | 0.12 | 0.05 | 0.03 | True |  | Non Federally-Regulated | 12/19/2016 |  | 05/16/2018
Acuity Brands Lighting | Aculux | IC408L*-M + 437N****** | Light Emitting Diode | Inseparable Luminaire | Direct Wired | Direct Digital Controls | 64 | 2700 | 0.0012 | 92 | 50 | 442 | 1 | Ambient | 50000 |  |  | 50000 | 0 | 14 | 18 | 0.09 | 0.07 | 0.07 | 0 | 0 | 0 | 1 | 0.16 | 0.15 | 0.03 | 0.01 | 0 | 1 | 0.65 | 0.57 | 0.12 | 0.05 | 0.03 | True |  | Non Federally-Regulated | 12/19/2016 |  | 05/16/2018
Acuity Brands Lighting | Aculux | IC420L*-M + 4345N***** | Light Emitting Diode | Inseparable Luminaire | Direct Wired | Direct Digital Controls | 48 | 2700 | 0.0012 | 92 | 50 | 442 | 1 | Ambient | 50000 |  |  | 50000 | 0 | 14 | 18 | 0.09 | 0.07 | 0.07 | 0 | 0 | 0 | 1 | 0.16 | 0.15 | 0.03 | 0.01 | 0 | 1 | 0.65 | 0.57 | 0.12 | 0.05 | 0.03 | True |  | Non Federally-Regulated | 12/19/2016 |  | 05/16/2018
Acuity Brands Lighting | Aculux | IC420L*-M + 431N**** | Light Emitting Diode | Inseparable Luminaire | Direct Wired | Direct Digital Controls | 49 | 2700 | 0.0012 | 92 | 50 | 442 | 1 | Ambient | 50000 |  |  | 50000 | 0 | 14 | 18 | 0.09 | 0.07 | 0.07 | 0 | 0 | 0 | 1 | 0.16 | 0.15 | 0.03 | 0.01 | 0 | 1 | 0.65 | 0.57 | 0.12 | 0.05 | 0.03 | True |  | Non Federally-Regulated | 12/19/2016 |  | 05/16/2018
Acuity Brands Lighting | Aculux | IC420L*-M + 435NB**** | Light Emitting Diode | Inseparable Luminaire | Direct Wired | Direct Digital Controls | 54 | 2700 | 0.0012 | 92 | 50 | 442 | 1 | Ambient | 50000 |  |  | 50000 | 0 | 14 | 18 | 0.09 | 0.07 | 0.07 | 0 | 0 | 0 | 1 | 0.16 | 0.15 | 0.03 | 0.01 | 0 | 1 | 0.65 | 0.57 | 0.12 | 0.05 | 0.03 | True |  | Non Federally-Regulated | 12/19/2016 |  | 05/16/2018
Acuity Brands Lighting | Aculux | IC420L*-M + 435NW-WH | Light Emitting Diode | Inseparable Luminaire | Direct Wired | Direct Digital Controls | 56 | 2700 | 0.0012 | 92 | 50 | 442 | 1 | Ambient | 50000 |  |  | 50000 | 0 | 14 | 18 | 0.09 | 0.07 | 0.07 | 0 | 0 | 0 | 1 | 0.16 | 0.15 | 0.03 | 0.01 | 0 | 1 | 0.65 | 0.57 | 0.12 | 0.05 | 0.03 | True |  | Non Federally-Regulated | 12/19/2016 |  | 05/16/2018
Acuity Brands Lighting | Aculux | IC420L*-M + 432N**** | Light Emitting Diode | Inseparable Luminaire | Direct Wired | Direct Digital Controls | 52 | 2700 | 0.0012 | 92 | 50 | 442 | 1 | Ambient | 50000 |  |  | 50000 | 0 | 14 | 18 | 0.09 | 0.07 | 0.07 | 0 | 0 | 0 | 1 | 0.16 | 0.15 | 0.03 | 0.01 | 0 | 1 | 0.65 | 0.57 | 0.12 | 0.05 | 0.03 | True |  | Non Federally-Regulated | 12/19/2016 |  | 05/16/2018
Acuity Brands Lighting | Aculux | IC420L*-M + 434N***** | Light Emitting Diode | Inseparable Luminaire | Direct Wired | Direct Digital Controls | 59 | 2700 | 0.0012 | 92 | 50 | 442 | 1 | Ambient | 50000 |  |  | 50000 | 0 | 14 | 18 | 0.09 | 0.07 | 0.07 | 0 | 0 | 0 | 1 | 0.16 | 0.15 | 0.03 | 0.01 | 0 | 1 | 0.65 | 0.57 | 0.12 | 0.05 | 0.03 | True |  | Non Federally-Regulated | 12/19/2016 |  | 05/16/2018
Acuity Brands Lighting | Aculux | IC420L*-M + 438N***** | Light Emitting Diode | Inseparable Luminaire | Direct Wired | Direct Digital Controls | 53 | 2700 | 0.0012 | 92 | 50 | 442 | 1 | Ambient | 50000 |  |  | 50000 | 0 | 14 | 18 | 0.09 | 0.07 | 0.07 | 0 | 0 | 0 | 1 | 0.16 | 0.15 | 0.03 | 0.01 | 0 | 1 | 0.65 | 0.57 | 0.12 | 0.05 | 0.03 | True |  | Non Federally-Regulated | 12/19/2016 |  | 05/16/2018
Acuity Brands Lighting | Aculux | IC420L*-M + 436N***** | Light Emitting Diode | Inseparable Luminaire | Direct Wired | Direct Digital Controls | 53 | 2700 | 0.0012 | 92 | 50 | 442 | 1 | Ambient | 50000 |  |  | 50000 | 0 | 14 | 18 | 0.09 | 0.07 | 0.07 | 0 | 0 | 0 | 1 | 0.16 | 0.15 | 0.03 | 0.01 | 0 | 1 | 0.65 | 0.57 | 0.12 | 0.05 | 0.03 | True |  | Non Federally-Regulated | 12/19/2016 |  | 05/16/2018
Acuity Brands Lighting | Aculux | IC420L*-M + 4017N****** | Light Emitting Diode | Inseparable Luminaire | Direct Wired | Direct Digital Controls | 56 | 2700 | 0.0012 | 92 | 50 | 442 | 1 | Ambient | 50000 |  |  | 50000 | 0 | 14 | 18 | 0.09 | 0.07 | 0.07 | 0 | 0 | 0 | 1 | 0.16 | 0.15 | 0.03 | 0.01 | 0 | 1 | 0.65 | 0.57 | 0.12 | 0.05 | 0.03 | True |  | Non Federally-Regulated | 12/19/2016 |  | 05/16/2018
Acuity Brands Lighting | Aculux | IC420L*-M + 437N****** | Light Emitting Diode | Inseparable Luminaire | Direct Wired | Direct Digital Controls | 56 | 2700 | 0.0012 | 92 | 50 | 442 | 1 | Ambient | 50000 |  |  | 50000 | 0 | 14 | 18 | 0.09 | 0.07 | 0.07 | 0 | 0 | 0 | 1 | 0.16 | 0.15 | 0.03 | 0.01 | 0 | 1 | 0.65 | 0.57 | 0.12 | 0.05 | 0.03 | True |  | Non Federally-Regulated | 12/19/2016 |  | 05/16/2018
Acuity Brands Lighting | Aculux | IC420L*SQ-A + 432SQ***-**** | Light Emitting Diode | Inseparable Luminaire | Direct Wired | Direct Digital Controls | 47 | 2700 | 0.0012 | 92 | 50 | 416 | 1 | Ambient | 50000 |  |  | 50000 | 0 | 14 | 18 | 0.09 | 0.07 | 0.04 | 0.01 | 0 | 0 | 1 | 0.12 | 0.06 | 0.02 | 1 | 0 | 1 | 0.27 | 0.17 | 0.12 | 0.03 | 0.02 | True |  | Non Federally-Regulated | 12/19/2016 |  | 05/16/2018
Acuity Brands Lighting | Aculux | IC420L*SQ-A + 438SQ***-**** | Light Emitting Diode | Inseparable Luminaire | Direct Wired | Direct Digital Controls | 48 | 2700 | 0.0012 | 92 | 50 | 416 | 1 | Ambient | 50000 |  |  | 50000 | 0 | 14 | 18 | 0.09 | 0.07 | 0.04 | 0.01 | 0 | 0 | 1 | 0.12 | 0.06 | 0.02 | 1 | 0 | 1 | 0.27 | 0.17 | 0.12 | 0.03 | 0.02 | True |  | Non Federally-Regulated | 12/19/2016 |  | 05/16/2018
Acuity Brands Lighting | Aculux | IC420L*SQ-A + 437SQ***-**** | Light Emitting Diode | Inseparable Luminaire | Direct Wired | Direct Digital Controls | 51 | 2700 | 0.0012 | 92 | 50 | 416 | 1 | Ambient | 50000 |  |  | 50000 | 0 | 14 | 18 | 0.09 | 0.07 | 0.04 | 0.01 | 0 | 0 | 1 | 0.12 | 0.06 | 0.02 | 1 | 0 | 1 | 0.27 | 0.17 | 0.12 | 0.03 | 0.02 | True |  | Non Federally-Regulated | 12/19/2016 |  | 05/16/2018
Acuity Brands Lighting | Aculux | IC41*L*SQ-A + 432SQ***-**** | Light Emitting Diode | Inseparable Luminaire | Direct Wired | Direct Digital Controls | 49 | 2700 | 0.0012 | 92 | 50 | 416 | 1 | Ambient | 50000 |  |  | 50000 | 0 | 14 | 18 | 0.09 | 0.07 | 0.04 | 0.01 | 0 | 0 | 1 | 0.12 | 0.06 | 0.02 | 1 | 0 | 1 | 0.27 | 0.17 | 0.12 | 0.03 | 0.02 | True |  | Non Federally-Regulated | 12/19/2016 |  | 05/16/2018
Acuity Brands Lighting | Aculux | IC41*L*SQ-A + 438SQ***-**** | Light Emitting Diode | Inseparable Luminaire | Direct Wired | Direct Digital Controls | 51 | 2700 | 0.0012 | 92 | 50 | 416 | 1 | Ambient | 50000 |  |  | 50000 | 0 | 14 | 18 | 0.09 | 0.07 | 0.04 | 0.01 | 0 | 0 | 1 | 0.12 | 0.06 | 0.02 | 1 | 0 | 1 | 0.27 | 0.17 | 0.12 | 0.03 | 0.02 | True |  | Non Federally-Regulated | 12/19/2016 |  | 05/16/2018
Acuity Brands Lighting | Aculux | IC41*L*SQ-A + 437SQ***-**** | Light Emitting Diode | Inseparable Luminaire | Direct Wired | Direct Digital Controls | 54 | 2700 | 0.0012 | 92 | 50 | 416 | 1 | Ambient | 50000 |  |  | 50000 | 0 | 14 | 18 | 0.09 | 0.07 | 0.04 | 0.01 | 0 | 0 | 1 | 0.12 | 0.06 | 0.02 | 1 | 0 | 1 | 0.27 | 0.17 | 0.12 | 0.03 | 0.02 | True |  | Non Federally-Regulated | 12/19/2016 |  | 05/16/2018
Acuity Brands Lighting | Aculux | IC412L*SQ-A + 430*SQ-***** | Light Emitting Diode | Inseparable Luminaire | Direct Wired | Direct Digital Controls | 47 | 2700 | 0.0012 | 92 | 50 | 416 | 1 | Ambient | 50000 |  |  | 50000 | 0 | 14 | 18 | 0.09 | 0.07 | 0.04 | 0.01 | 0 | 0 | 1 | 0.12 | 0.06 | 0.02 | 1 | 0 | 1 | 0.27 | 0.17 | 0.12 | 0.03 | 0.02 | True |  | Non Federally-Regulated | 12/19/2016 |  | 05/16/2018
Acuity Brands Lighting | Aculux | IC412L*SQ-A + 431SQ***-**** | Light Emitting Diode | Inseparable Luminaire | Direct Wired | Direct Digital Controls | 47 | 2700 | 0.0012 | 92 | 50 | 416 | 1 | Ambient | 50000 |  |  | 50000 | 0 | 14 | 18 | 0.09 | 0.07 | 0.04 | 0.01 | 0 | 0 | 1 | 0.12 | 0.06 | 0.02 | 1 | 0 | 1 | 0.27 | 0.17 | 0.12 | 0.03 | 0.02 | True |  | Non Federally-Regulated | 12/19/2016 |  | 05/16/2018
Acuity Brands Lighting | Aculux | IC408L*SQ-A + 430*SQ-***** | Light Emitting Diode | Inseparable Luminaire | Direct Wired | Direct Digital Controls | 47 | 2700 | 0.0012 | 92 | 50 | 416 | 1 | Ambient | 50000 |  |  | 50000 | 0 | 14 | 18 | 0.09 | 0.07 | 0.04 | 0.01 | 0 | 0 | 1 | 0.12 | 0.06 | 0.02 | 1 | 0 | 1 | 0.27 | 0.17 | 0.12 | 0.03 | 0.02 | True |  | Non Federally-Regulated | 12/19/2016 |  | 05/16/2018
Acuity Brands Lighting | Aculux | IC408L*SQ-A + 431SQ***-**** | Light Emitting Diode | Inseparable Luminaire | Direct Wired | Direct Digital Controls | 47 | 2700 | 0.0012 | 92 | 50 | 416 | 1 | Ambient | 50000 |  |  | 50000 | 0 | 14 | 18 | 0.09 | 0.07 | 0.04 | 0.01 | 0 | 0 | 1 | 0.12 | 0.06 | 0.02 | 1 | 0 | 1 | 0.27 | 0.17 | 0.12 | 0.03 | 0.02 | True |  | Non Federally-Regulated | 12/19/2016 |  | 05/16/2018
Acuity Brands Lighting | Aculux | IC408L*SQ-A + 432SQ***-**** | Light Emitting Diode | Inseparable Luminaire | Direct Wired | Direct Digital Controls | 54 | 2700 | 0.0012 | 92 | 50 | 416 | 1 | Ambient | 50000 |  |  | 50000 | 0 | 14 | 18 | 0.09 | 0.07 | 0.04 | 0.01 | 0 | 0 | 1 | 0.12 | 0.06 | 0.02 | 1 | 0 | 1 | 0.27 | 0.17 | 0.12 | 0.03 | 0.02 | True |  | Non Federally-Regulated | 12/19/2016 |  | 05/16/2018
Acuity Brands Lighting | Aculux | IC408L*SQ-A + 438SQ***-**** | Light Emitting Diode | Inseparable Luminaire | Direct Wired | Direct Digital Controls | 56 | 2700 | 0.0012 | 92 | 50 | 416 | 1 | Ambient | 50000 |  |  | 50000 | 0 | 14 | 18 | 0.09 | 0.07 | 0.04 | 0.01 | 0 | 0 | 1 | 0.12 | 0.06 | 0.02 | 1 | 0 | 1 | 0.27 | 0.17 | 0.12 | 0.03 | 0.02 | True |  | Non Federally-Regulated | 12/19/2016 |  | 05/16/2018
Acuity Brands Lighting | Aculux | IC408L*SQ-A + 437SQ***-**** | Light Emitting Diode | Inseparable Luminaire | Direct Wired | Direct Digital Controls | 58 | 2700 | 0.0012 | 92 | 50 | 416 | 1 | Ambient | 50000 |  |  | 50000 | 0 | 14 | 18 | 0.09 | 0.07 | 0.04 | 0.01 | 0 | 0 | 1 | 0.12 | 0.06 | 0.02 | 1 | 0 | 1 | 0.27 | 0.17 | 0.12 | 0.03 | 0.02 | True |  | Non Federally-Regulated | 12/19/2016 |  | 05/16/2018
Acuity Brands Lighting | Aculux | IC41*L*-A + 430******** | Light Emitting Diode | Inseparable Luminaire | Direct Wired | Direct Digital Controls | 46 | 2700 | 0.0012 | 92 | 50 | 416 | 1 | Ambient | 50000 |  |  | 50000 | 0 | 14 | 18 | 0.09 | 0.07 | 0.04 | 0.01 | 0 | 0 | 1 | 0.12 | 0.06 | 0.02 | 1 | 0 | 1 | 0.27 | 0.17 | 0.12 | 0.03 | 0.02 | True |  | Non Federally-Regulated | 12/19/2016 |  | 05/16/2018
Acuity Brands Lighting | Aculux | IC41*L*-A + 4345N***** | Light Emitting Diode | Inseparable Luminaire | Direct Wired | Direct Digital Controls | 51 | 2700 | 0.0012 | 92 | 50 | 416 | 1 | Ambient | 50000 |  |  | 50000 | 0 | 14 | 18 | 0.09 | 0.07 | 0.04 | 0.01 | 0 | 0 | 1 | 0.12 | 0.06 | 0.02 | 1 | 0 | 1 | 0.27 | 0.17 | 0.12 | 0.03 | 0.02 | True |  | Non Federally-Regulated | 12/19/2016 |  | 05/16/2018
Acuity Brands Lighting | Aculux | IC41*L*-A + 431N**** | Light Emitting Diode | Inseparable Luminaire | Direct Wired | Direct Digital Controls | 51 | 2700 | 0.0012 | 92 | 50 | 416 | 1 | Ambient | 50000 |  |  | 50000 | 0 | 14 | 18 | 0.09 | 0.07 | 0.04 | 0.01 | 0 | 0 | 1 | 0.12 | 0.06 | 0.02 | 1 | 0 | 1 | 0.27 | 0.17 | 0.12 | 0.03 | 0.02 | True |  | Non Federally-Regulated | 12/19/2016 |  | 05/16/2018
Acuity Brands Lighting | Aculux | IC41*L*-A + 435NB**** | Light Emitting Diode | Inseparable Luminaire | Direct Wired | Direct Digital Controls | 57 | 2700 | 0.0012 | 92 | 50 | 416 | 1 | Ambient | 50000 |  |  | 50000 | 0 | 14 | 18 | 0.09 | 0.07 | 0.04 | 0.01 | 0 | 0 | 1 | 0.12 | 0.06 | 0.02 | 1 | 0 | 1 | 0.27 | 0.17 | 0.12 | 0.03 | 0.02 | True |  | Non Federally-Regulated | 12/19/2016 |  | 05/16/2018
Acuity Brands Lighting | Aculux | IC41*L*-A + 435NW-WH | Light Emitting Diode | Inseparable Luminaire | Direct Wired | Direct Digital Controls | 59 | 2700 | 0.0012 | 92 | 50 | 416 | 1 | Ambient | 50000 |  |  | 50000 | 0 | 14 | 18 | 0.09 | 0.07 | 0.04 | 0.01 | 0 | 0 | 1 | 0.12 | 0.06 | 0.02 | 1 | 0 | 1 | 0.27 | 0.17 | 0.12 | 0.03 | 0.02 | True |  | Non Federally-Regulated | 12/19/2016 |  | 05/16/2018
Acuity Brands Lighting | Aculux | IC41*L*-A + 432N**** | Light Emitting Diode | Inseparable Luminaire | Direct Wired | Direct Digital Controls | 54 | 2700 | 0.0012 | 92 | 50 | 416 | 1 | Ambient | 50000 |  |  | 50000 | 0 | 14 | 18 | 0.09 | 0.07 | 0.04 | 0.01 | 0 | 0 | 1 | 0.12 | 0.06 | 0.02 | 1 | 0 | 1 | 0.27 | 0.17 | 0.12 | 0.03 | 0.02 | True |  | Non Federally-Regulated | 12/19/2016 |  | 05/16/2018
Acuity Brands Lighting | Aculux | IC41*L*-A + 434N***** | Light Emitting Diode | Inseparable Luminaire | Direct Wired | Direct Digital Controls | 62 | 2700 | 0.0012 | 92 | 50 | 416 | 1 | Ambient | 50000 |  |  | 50000 | 0 | 14 | 18 | 0.09 | 0.07 | 0.04 | 0.01 | 0 | 0 | 1 | 0.12 | 0.06 | 0.02 | 1 | 0 | 1 | 0.27 | 0.17 | 0.12 | 0.03 | 0.02 | True |  | Non Federally-Regulated | 12/19/2016 |  | 05/16/2018
Acuity Brands Lighting | Aculux | IC41*L*-A + 438N***** | Light Emitting Diode | Inseparable Luminaire | Direct Wired | Direct Digital Controls | 56 | 2700 | 0.0012 | 92 | 50 | 416 | 1 | Ambient | 50000 |  |  | 50000 | 0 | 14 | 18 | 0.09 | 0.07 | 0.04 | 0.01 | 0 | 0 | 1 | 0.12 | 0.06 | 0.02 | 1 | 0 | 1 | 0.27 | 0.17 | 0.12 | 0.03 | 0.02 | True |  | Non Federally-Regulated | 12/19/2016 |  | 05/16/2018
Acuity Brands Lighting | Aculux | IC41*L*-A + 436N***** | Light Emitting Diode | Inseparable Luminaire | Direct Wired | Direct Digital Controls | 56 | 2700 | 0.0012 | 92 | 50 | 416 | 1 | Ambient | 50000 |  |  | 50000 | 0 | 14 | 18 | 0.09 | 0.07 | 0.04 | 0.01 | 0 | 0 | 1 | 0.12 | 0.06 | 0.02 | 1 | 0 | 1 | 0.27 | 0.17 | 0.12 | 0.03 | 0.02 | True |  | Non Federally-Regulated | 12/19/2016 |  | 05/16/2018
Acuity Brands Lighting | Aculux | IC41*L*-A + 4017N****** | Light Emitting Diode | Inseparable Luminaire | Direct Wired | Direct Digital Controls | 59 | 2700 | 0.0012 | 92 | 50 | 416 | 1 | Ambient | 50000 |  |  | 50000 | 0 | 14 | 18 | 0.09 | 0.07 | 0.04 | 0.01 | 0 | 0 | 1 | 0.12 | 0.06 | 0.02 | 1 | 0 | 1 | 0.27 | 0.17 | 0.12 | 0.03 | 0.02 | True |  | Non Federally-Regulated | 12/19/2016 |  | 05/16/2018
Acuity Brands Lighting | Aculux | IC41*L*-A + 437N****** | Light Emitting Diode | Inseparable Luminaire | Direct Wired | Direct Digital Controls | 59 | 2700 | 0.0012 | 92 | 50 | 416 | 1 | Ambient | 50000 |  |  | 50000 | 0 | 14 | 18 | 0.09 | 0.07 | 0.04 | 0.01 | 0 | 0 | 1 | 0.12 | 0.06 | 0.02 | 1 | 0 | 1 | 0.27 | 0.17 | 0.12 | 0.03 | 0.02 | True |  | Non Federally-Regulated | 12/19/2016 |  | 05/16/2018
Acuity Brands Lighting | Aculux | IC408L*-A + 430******** | Light Emitting Diode | Inseparable Luminaire | Direct Wired | Direct Digital Controls | 50 | 2700 | 0.0012 | 92 | 50 | 416 | 1 | Ambient | 50000 |  |  | 50000 | 0 | 14 | 18 | 0.09 | 0.07 | 0.04 | 0.01 | 0 | 0 | 1 | 0.12 | 0.06 | 0.02 | 1 | 0 | 1 | 0.27 | 0.17 | 0.12 | 0.03 | 0.02 | True |  | Non Federally-Regulated | 12/19/2016 |  | 05/16/2018
Acuity Brands Lighting | Aculux | IC408L*-A + 4345N***** | Light Emitting Diode | Inseparable Luminaire | Direct Wired | Direct Digital Controls | 55 | 2700 | 0.0012 | 92 | 50 | 416 | 1 | Ambient | 50000 |  |  | 50000 | 0 | 14 | 18 | 0.09 | 0.07 | 0.04 | 0.01 | 0 | 0 | 1 | 0.12 | 0.06 | 0.02 | 1 | 0 | 1 | 0.27 | 0.17 | 0.12 | 0.03 | 0.02 | True |  | Non Federally-Regulated | 12/19/2016 |  | 05/16/2018
Acuity Brands Lighting | Aculux | IC408L*-A + 431N**** | Light Emitting Diode | Inseparable Luminaire | Direct Wired | Direct Digital Controls | 56 | 2700 | 0.0012 | 92 | 50 | 416 | 1 | Ambient | 50000 |  |  | 50000 | 0 | 14 | 18 | 0.09 | 0.07 | 0.04 | 0.01 | 0 | 0 | 1 | 0.12 | 0.06 | 0.02 | 1 | 0 | 1 | 0.27 | 0.17 | 0.12 | 0.03 | 0.02 | True |  | Non Federally-Regulated | 12/19/2016 |  | 05/16/2018
Acuity Brands Lighting | Aculux | IC408L*-A + 435NB**** | Light Emitting Diode | Inseparable Luminaire | Direct Wired | Direct Digital Controls | 62 | 2700 | 0.0012 | 92 | 50 | 416 | 1 | Ambient | 50000 |  |  | 50000 | 0 | 14 | 18 | 0.09 | 0.07 | 0.04 | 0.01 | 0 | 0 | 1 | 0.12 | 0.06 | 0.02 | 1 | 0 | 1 | 0.27 | 0.17 | 0.12 | 0.03 | 0.02 | True |  | Non Federally-Regulated | 12/19/2016 |  | 05/16/2018
Acuity Brands Lighting | Aculux | IC408L*-A + 435NW-WH | Light Emitting Diode | Inseparable Luminaire | Direct Wired | Direct Digital Controls | 64 | 2700 | 0.0012 | 92 | 50 | 416 | 1 | Ambient | 50000 |  |  | 50000 | 0 | 14 | 18 | 0.09 | 0.07 | 0.04 | 0.01 | 0 | 0 | 1 | 0.12 | 0.06 | 0.02 | 1 | 0 | 1 | 0.27 | 0.17 | 0.12 | 0.03 | 0.02 | True |  | Non Federally-Regulated | 12/19/2016 |  | 05/16/2018
Acuity Brands Lighting | Aculux | IC408L*-A + 432N**** | Light Emitting Diode | Inseparable Luminaire | Direct Wired | Direct Digital Controls | 59 | 2700 | 0.0012 | 92 | 50 | 416 | 1 | Ambient | 50000 |  |  | 50000 | 0 | 14 | 18 | 0.09 | 0.07 | 0.04 | 0.01 | 0 | 0 | 1 | 0.12 | 0.06 | 0.02 | 1 | 0 | 1 | 0.27 | 0.17 | 0.12 | 0.03 | 0.02 | True |  | Non Federally-Regulated | 12/19/2016 |  | 05/16/2018
Acuity Brands Lighting | Aculux | IC408L*-A + 434N***** | Light Emitting Diode | Inseparable Luminaire | Direct Wired | Direct Digital Controls | 67 | 2700 | 0.0012 | 92 | 50 | 416 | 1 | Ambient | 50000 |  |  | 50000 | 0 | 14 | 18 | 0.09 | 0.07 | 0.04 | 0.01 | 0 | 0 | 1 | 0.12 | 0.06 | 0.02 | 1 | 0 | 1 | 0.27 | 0.17 | 0.12 | 0.03 | 0.02 | True |  | Non Federally-Regulated | 12/19/2016 |  | 05/16/2018
Acuity Brands Lighting | Aculux | IC408L*-A + 438N***** | Light Emitting Diode | Inseparable Luminaire | Direct Wired | Direct Digital Controls | 61 | 2700 | 0.0012 | 92 | 50 | 416 | 1 | Ambient | 50000 |  |  | 50000 | 0 | 14 | 18 | 0.09 | 0.07 | 0.04 | 0.01 | 0 | 0 | 1 | 0.12 | 0.06 | 0.02 | 1 | 0 | 1 | 0.27 | 0.17 | 0.12 | 0.03 | 0.02 | True |  | Non Federally-Regulated | 12/19/2016 |  | 05/16/2018
Acuity Brands Lighting | Aculux | IC408L*-A + 436N***** | Light Emitting Diode | Inseparable Luminaire | Direct Wired | Direct Digital Controls | 61 | 2700 | 0.0012 | 92 | 50 | 416 | 1 | Ambient | 50000 |  |  | 50000 | 0 | 14 | 18 | 0.09 | 0.07 | 0.04 | 0.01 | 0 | 0 | 1 | 0.12 | 0.06 | 0.02 | 1 | 0 | 1 | 0.27 | 0.17 | 0.12 | 0.03 | 0.02 | True |  | Non Federally-Regulated | 12/19/2016 |  | 05/16/2018
Acuity Brands Lighting | Aculux | IC408L*-A + 4017N****** | Light Emitting Diode | Inseparable Luminaire | Direct Wired | Direct Digital Controls | 64 | 2700 | 0.0012 | 92 | 50 | 416 | 1 | Ambient | 50000 |  |  | 50000 | 0 | 14 | 18 | 0.09 | 0.07 | 0.04 | 0.01 | 0 | 0 | 1 | 0.12 | 0.06 | 0.02 | 1 | 0 | 1 | 0.27 | 0.17 | 0.12 | 0.03 | 0.02 | True |  | Non Federally-Regulated | 12/19/2016 |  | 05/16/2018
Acuity Brands Lighting | Aculux | IC408L*-A + 437N****** | Light Emitting Diode | Inseparable Luminaire | Direct Wired | Direct Digital Controls | 64 | 2700 | 0.0012 | 92 | 50 | 416 | 1 | Ambient | 50000 |  |  | 50000 | 0 | 14 | 18 | 0.09 | 0.07 | 0.04 | 0.01 | 0 | 0 | 1 | 0.12 | 0.06 | 0.02 | 1 | 0 | 1 | 0.27 | 0.17 | 0.12 | 0.03 | 0.02 | True |  | Non Federally-Regulated | 12/19/2016 |  | 05/16/2018
Acuity Brands Lighting | Aculux | IC420L*-A + 4345N***** | Light Emitting Diode | Inseparable Luminaire | Direct Wired | Direct Digital Controls | 48 | 2700 | 0.0012 | 92 | 50 | 416 | 1 | Ambient | 50000 |  |  | 50000 | 0 | 14 | 18 | 0.09 | 0.07 | 0.04 | 0.01 | 0 | 0 | 1 | 0.12 | 0.06 | 0.02 | 1 | 0 | 1 | 0.27 | 0.17 | 0.12 | 0.03 | 0.02 | True |  | Non Federally-Regulated | 12/19/2016 |  | 05/16/2018
Acuity Brands Lighting | Aculux | IC420L*-A + 431N**** | Light Emitting Diode | Inseparable Luminaire | Direct Wired | Direct Digital Controls | 49 | 2700 | 0.0012 | 92 | 50 | 416 | 1 | Ambient | 50000 |  |  | 50000 | 0 | 14 | 18 | 0.09 | 0.07 | 0.04 | 0.01 | 0 | 0 | 1 | 0.12 | 0.06 | 0.02 | 1 | 0 | 1 | 0.27 | 0.17 | 0.12 | 0.03 | 0.02 | True |  | Non Federally-Regulated | 12/19/2016 |  | 05/16/2018
Acuity Brands Lighting | Aculux | IC420L*-A + 435NB**** | Light Emitting Diode | Inseparable Luminaire | Direct Wired | Direct Digital Controls | 54 | 2700 | 0.0012 | 92 | 50 | 416 | 1 | Ambient | 50000 |  |  | 50000 | 0 | 14 | 18 | 0.09 | 0.07 | 0.04 | 0.01 | 0 | 0 | 1 | 0.12 | 0.06 | 0.02 | 1 | 0 | 1 | 0.27 | 0.17 | 0.12 | 0.03 | 0.02 | True |  | Non Federally-Regulated | 12/19/2016 |  | 05/16/2018
Acuity Brands Lighting | Aculux | IC420L*-A + 435NW-WH | Light Emitting Diode | Inseparable Luminaire | Direct Wired | Direct Digital Controls | 56 | 2700 | 0.0012 | 92 | 50 | 416 | 1 | Ambient | 50000 |  |  | 50000 | 0 | 14 | 18 | 0.09 | 0.07 | 0.04 | 0.01 | 0 | 0 | 1 | 0.12 | 0.06 | 0.02 | 1 | 0 | 1 | 0.27 | 0.17 | 0.12 | 0.03 | 0.02 | True |  | Non Federally-Regulated | 12/19/2016 |  | 05/16/2018
Acuity Brands Lighting | Aculux | IC420L*-A + 432N**** | Light Emitting Diode | Inseparable Luminaire | Direct Wired | Direct Digital Controls | 52 | 2700 | 0.0012 | 92 | 50 | 416 | 1 | Ambient | 50000 |  |  | 50000 | 0 | 14 | 18 | 0.09 | 0.07 | 0.04 | 0.01 | 0 | 0 | 1 | 0.12 | 0.06 | 0.02 | 1 | 0 | 1 | 0.27 | 0.17 | 0.12 | 0.03 | 0.02 | True |  | Non Federally-Regulated | 12/19/2016 |  | 05/16/2018
Acuity Brands Lighting | Aculux | IC420L*-A + 434N***** | Light Emitting Diode | Inseparable Luminaire | Direct Wired | Direct Digital Controls | 59 | 2700 | 0.0012 | 92 | 50 | 416 | 1 | Ambient | 50000 |  |  | 50000 | 0 | 14 | 18 | 0.09 | 0.07 | 0.04 | 0.01 | 0 | 0 | 1 | 0.12 | 0.06 | 0.02 | 1 | 0 | 1 | 0.27 | 0.17 | 0.12 | 0.03 | 0.02 | True |  | Non Federally-Regulated | 12/19/2016 |  | 05/16/2018
Acuity Brands Lighting | Aculux | IC420L*-A + 438N***** | Light Emitting Diode | Inseparable Luminaire | Direct Wired | Direct Digital Controls | 53 | 2700 | 0.0012 | 92 | 50 | 416 | 1 | Ambient | 50000 |  |  | 50000 | 0 | 14 | 18 | 0.09 | 0.07 | 0.04 | 0.01 | 0 | 0 | 1 | 0.12 | 0.06 | 0.02 | 1 | 0 | 1 | 0.27 | 0.17 | 0.12 | 0.03 | 0.02 | True |  | Non Federally-Regulated | 12/19/2016 |  | 05/16/2018
Acuity Brands Lighting | Aculux | IC420L*-A + 436N***** | Light Emitting Diode | Inseparable Luminaire | Direct Wired | Direct Digital Controls | 53 | 2700 | 0.0012 | 92 | 50 | 416 | 1 | Ambient | 50000 |  |  | 50000 | 0 | 14 | 18 | 0.09 | 0.07 | 0.04 | 0.01 | 0 | 0 | 1 | 0.12 | 0.06 | 0.02 | 1 | 0 | 1 | 0.27 | 0.17 | 0.12 | 0.03 | 0.02 | True |  | Non Federally-Regulated | 12/19/2016 |  | 05/16/2018
Acuity Brands Lighting | Aculux | IC420L*-A + 4017N****** | Light Emitting Diode | Inseparable Luminaire | Direct Wired | Direct Digital Controls | 56 | 2700 | 0.0012 | 92 | 50 | 416 | 1 | Ambient | 50000 |  |  | 50000 | 0 | 14 | 18 | 0.09 | 0.07 | 0.04 | 0.01 | 0 | 0 | 1 | 0.12 | 0.06 | 0.02 | 1 | 0 | 1 | 0.27 | 0.17 | 0.12 | 0.03 | 0.02 | True |  | Non Federally-Regulated | 12/19/2016 |  | 05/16/2018
Acuity Brands Lighting | Aculux | IC420L*-A + 437N****** | Light Emitting Diode | Inseparable Luminaire | Direct Wired | Direct Digital Controls | 56 | 2700 | 0.0012 | 92 | 50 | 416 | 1 | Ambient | 50000 |  |  | 50000 | 0 | 14 | 18 | 0.09 | 0.07 | 0.04 | 0.01 | 0 | 0 | 1 | 0.12 | 0.06 | 0.02 | 1 | 0 | 1 | 0.27 | 0.17 | 0.12 | 0.03 | 0.02 | True |  | Non Federally-Regulated | 12/19/2016 |  | 05/16/2018
SLV Lighting North America, Inc. | SLV Lighting | 706000U | Light Emitting Diode | Inseparable Luminaire | Direct Wired | Reverse Phase Cut Controls | 54 | 2980 | 0.0003 | 93 | 63 | 94 | 0.92 | Ambient | 30000 |  |  | 61000 | 0.03 | 22 | 21 | 0.04 | 0.03 | 0.02 | 0.02 | 0 | 0 | 0.06 | 0.01 | 0.01 | 0 | 0 | 0 | 0.08 | 0.01 | 0.01 | 0.01 | 0 | 0 | True |  | Non Federally-Regulated | 08/17/2017 |  | 05/16/2018
SLV Lighting North America, Inc. | SLV Lighting | 706001U | Light Emitting Diode | Inseparable Luminaire | Direct Wired | Reverse Phase Cut Controls | 54 | 2980 | 0.0003 | 93 | 63 | 94 | 0.92 | Ambient | 30000 |  |  | 61000 | 0.03 | 22 | 21 | 0.04 | 0.03 | 0.02 | 0.02 | 0 | 0 | 0.06 | 0.01 | 0.01 | 0 | 0 | 0 | 0.08 | 0.01 | 0.01 | 0.01 | 0 | 0 | True |  | Non Federally-Regulated | 08/17/2017 |  | 05/16/2018
SLV Lighting North America, Inc. | SLV Lighting | 706002U | Light Emitting Diode | Inseparable Luminaire | Direct Wired | Reverse Phase Cut Controls | 54 | 2980 | 0.0003 | 93 | 63 | 94 | 0.92 | Ambient | 30000 |  |  | 61000 | 0.03 | 22 | 21 | 0.04 | 0.03 | 0.02 | 0.02 | 0 | 0 | 0.06 | 0.01 | 0.01 | 0 | 0 | 0 | 0.08 | 0.01 | 0.01 | 0.01 | 0 | 0 | True |  | Non Federally-Regulated | 08/17/2017 |  | 05/16/2018
SLV Lighting North America, Inc. | SLV Lighting | 706005U | Light Emitting Diode | Inseparable Luminaire | Direct Wired | Reverse Phase Cut Controls | 54 | 2980 | 0.0003 | 93 | 63 | 94 | 0.92 | Ambient | 30000 |  |  | 61000 | 0.03 | 22 | 21 | 0.04 | 0.03 | 0.02 | 0.02 | 0 | 0 | 0.06 | 0.01 | 0.01 | 0 | 0 | 0 | 0.08 | 0.01 | 0.01 | 0.01 | 0 | 0 | True |  | Non Federally-Regulated | 08/17/2017 |  | 05/16/2018
SLV Lighting North America, Inc. | SLV Lighting | 706008U | Light Emitting Diode | Inseparable Luminaire | Direct Wired | Reverse Phase Cut Controls | 54 | 2980 | 0.0003 | 93 | 63 | 94 | 0.92 | Ambient | 30000 |  |  | 61000 | 0.03 | 22 | 21 | 0.04 | 0.03 | 0.02 | 0.02 | 0 | 0 | 0.06 | 0.01 | 0.01 | 0 | 0 | 0 | 0.08 | 0.01 | 0.01 | 0.01 | 0 | 0 | True |  | Non Federally-Regulated | 08/17/2017 |  | 05/16/2018
SLV Lighting North America, Inc. | SLV Lighting | 705010U | Light Emitting Diode | Inseparable Luminaire | Direct Wired | Reverse Phase Cut Controls | 54 | 2980 | 0.0003 | 93 | 63 | 94 | 0.92 | Ambient | 30000 |  |  | 61000 | 0.03 | 22 | 21 | 0.04 | 0.03 | 0.02 | 0.02 | 0 | 0 | 0.06 | 0.01 | 0.01 | 0 | 0 | 0 | 0.08 | 0.01 | 0.01 | 0.01 | 0 | 0 | True |  | Non Federally-Regulated | 08/17/2017 |  | 05/16/2018
SLV Lighting North America, Inc. | SLV Lighting | 705011U | Light Emitting Diode | Inseparable Luminaire | Direct Wired | Reverse Phase Cut Controls | 54 | 2980 | 0.0003 | 93 | 63 | 94 | 0.92 | Ambient | 30000 |  |  | 61000 | 0.03 | 22 | 21 | 0.04 | 0.03 | 0.02 | 0.02 | 0 | 0 | 0.06 | 0.01 | 0.01 | 0 | 0 | 0 | 0.08 | 0.01 | 0.01 | 0.01 | 0 | 0 | True |  | Non Federally-Regulated | 08/17/2017 |  | 05/16/2018
SLV Lighting North America, Inc. | SLV Lighting | 705012U | Light Emitting Diode | Inseparable Luminaire | Direct Wired | Reverse Phase Cut Controls | 54 | 2980 | 0.0003 | 93 | 63 | 94 | 0.92 | Ambient | 30000 |  |  | 61000 | 0.03 | 22 | 21 | 0.04 | 0.03 | 0.02 | 0.02 | 0 | 0 | 0.06 | 0.01 | 0.01 | 0 | 0 | 0 | 0.08 | 0.01 | 0.01 | 0.01 | 0 | 0 | True |  | Non Federally-Regulated | 08/17/2017 |  | 05/16/2018
SLV Lighting North America, Inc. | SLV Lighting | 705015U | Light Emitting Diode | Inseparable Luminaire | Direct Wired | Reverse Phase Cut Controls | 54 | 2980 | 0.0003 | 93 | 63 | 94 | 0.92 | Ambient | 30000 |  |  | 61000 | 0.03 | 22 | 21 | 0.04 | 0.03 | 0.02 | 0.02 | 0 | 0 | 0.06 | 0.01 | 0.01 | 0 | 0 | 0 | 0.08 | 0.01 | 0.01 | 0.01 | 0 | 0 | True |  | Non Federally-Regulated | 08/17/2017 |  | 05/16/2018
SLV Lighting North America, Inc. | SLV Lighting | 705016U | Light Emitting Diode | Inseparable Luminaire | Direct Wired | Reverse Phase Cut Controls | 54 | 2980 | 0.0003 | 93 | 63 | 94 | 0.92 | Ambient | 30000 |  |  | 61000 | 0.03 | 22 | 21 | 0.04 | 0.03 | 0.02 | 0.02 | 0 | 0 | 0.06 | 0.01 | 0.01 | 0 | 0 | 0 | 0.08 | 0.01 | 0.01 | 0.01 | 0 | 0 | True |  | Non Federally-Regulated | 08/17/2017 |  | 05/16/2018
Ningbo Self Electronics Co., Ltd. | Self | S-LINCUS1-US-4-K1 | Light Emitting Diode | Inseparable Luminaire | Direct Wired | Forward Phase Cut Controls | 60.4 | 3000 | -0.001 | 93 | 65 | 113 | 0.9 | Ambient | 36000 |  |  | 36000 | 0 | 22 | 23 | 0.01 | 0.01 | 0.01 | 0.01 | 0 | 0 | 0.98 | 0.29 | 0.08 | 0.03 | 0.04 | 0.02 | 0.01 | 0 | 0 | 0 | 0 | 0 | True |  | Non Federally-Regulated | 04/05/2018 |  | 05/22/2018
Optic Arts | Optic Arts | FLEXDC.40.24.24.15 | Light Emitting Diode | Inseparable Luminaire | Direct Wired | 0-10 VDC Controls | 77.4 | 2416 | 0.0015 | 95 | 65 | 410 | 1 | Ambient | 36000 |  |  | 36000 | 0.01 | 16 | 16 | 0.06 | 0.01 | 0.01 | 0.01 | 0.01 | 0 | 1 | 1 | 0.07 | 0.05 | 0.04 | 0.01 | 1 | 1 | 0.13 | 0.09 | 0.07 | 0.03 | True |  | Non Federally-Regulated | 10/18/2017 |  | 05/23/2018
Optic Arts | Optic Arts | FLEXDC.40.30.24.15 | Light Emitting Diode | Inseparable Luminaire | Direct Wired | 0-10 VDC Controls | 93 | 2996 | 0.0018 | 95 | 63 | 410 | 1 | Ambient | 36000 |  |  | 36000 | 0.01 | 16 | 16 | 0.06 | 0.01 | 0.01 | 0.01 | 0.01 | 0 | 1 | 1 | 0.07 | 0.05 | 0.04 | 0.01 | 1 | 1 | 0.13 | 0.09 | 0.07 | 0.03 | True |  | Non Federally-Regulated | 10/18/2017 |  | 05/23/2018
Optic Arts | Optic Arts | FLEXDC.40.30.24.22 | Light Emitting Diode | Inseparable Luminaire | Direct Wired | 0-10 VDC Controls | 101.5 | 2966 | 0.0024 | 95 | 62 | 294 | 1 | Ambient | 36000 |  |  | 36000 | 0.01 | 16 | 16 | 0.03 | 0.01 | 0.01 | 0.01 | 0 | 0 | 1 | 1 | 0.09 | 0.05 | 0.03 | 0.01 | 1 | 1 | 0.1 | 0.07 | 0.06 | 0.01 | True |  | Non Federally-Regulated | 10/18/2017 |  | 05/23/2018
Optic Arts | Optic Arts | FLEXDC.40.24.24.44 | Light Emitting Diode | Inseparable Luminaire | Direct Wired | 0-10 VDC Controls | 80.4 | 2385 | 0.0023 | 94 | 59 | 232 | 1 | Ambient | 36000 |  |  | 36000 | 0.01 | 16 | 16 | 0.02 | 0.01 | 0.01 | 0.01 | 0.01 | 0 | 1 | 1 | 0.13 | 0.06 | 0.03 | 0.01 | 1 | 1 | 0.08 | 0.05 | 0.04 | 0.02 | True |  | Non Federally-Regulated | 10/12/2017 |  | 05/23/2018
Optic Arts | Optic Arts | FLEXDC.40.24.24.88 | Light Emitting Diode | Inseparable Luminaire | Direct Wired | 0-10 VDC Controls | 71.8 | 2432 | 0.0014 | 95 | 71 | 244 | 1 | Ambient | 36000 |  |  | 36000 | 0.01 | 16 | 16 | 0.01 | 0.01 | 0 | 0 | 0 | 0 | 0.98 | 1 | 0.19 | 0.09 | 0.05 | 0.02 | 0.98 | 1 | 0.2 | 0.1 | 0.05 | 0.03 | True |  | Non Federally-Regulated | 01/22/2018 |  | 05/23/2018
Optic Arts | Optic Arts | FLEXDC.40.30.24.88 | Light Emitting Diode | Inseparable Luminaire | Direct Wired | 0-10 VDC Controls | 81.1 | 2972 | 0.0012 | 94 | 69 | 210 | 1 | Ambient | 36000 |  |  | 36000 | 0.01 | 16 | 16 | 0.01 | 0.01 | 0 | 0 | 0 | 0 | 0.98 | 1 | 0.21 | 0.11 | 0.05 | 0.03 | 1 | 1 | 0.11 | 0.05 | 0.03 | 0.02 | True |  | Non Federally-Regulated | 01/22/2018 |  | 05/23/2018
Optic Arts | Optic Arts | FLEXSTP.20.27.24.20 | Light Emitting Diode | Inseparable Luminaire | Direct Wired | 0-10 VDC Controls | 98.3 | 2831 | 0.002 | 98 | 93 | 237 | 0.99 | Ambient | 36000 |  |  | 36000 | 0.01 | 16 | 16 | 0 | 0 | 0 | 0 | 0 | 0 | 1 | 1 | 0.14 | 0.07 | 0.03 | 0.01 | 1 | 1 | 0.07 | 0.03 | 0.03 | 0 | True |  | Non Federally-Regulated | 01/22/2018 |  | 05/23/2018
Optic Arts | Optic Arts | FLEXSTP.20.27.24.40 | Light Emitting Diode | Inseparable Luminaire | Direct Wired | 0-10 VDC Controls | 94.3 | 2836 | 0.0021 | 98 | 92 | 203 | 1 | Ambient | 36000 |  |  | 36000 | 0.01 | 16 | 16 | 0.01 | 0.01 | 0.01 | 0.01 | 0.01 | 0.01 | 1 | 1 | 0.07 | 0.04 | 0.03 | 0.02 | 1 | 1 | 0.29 | 0.13 | 0.06 | 0.02 | True |  | Non Federally-Regulated | 01/22/2018 |  | 05/23/2018
Optic Arts | Optic Arts | FLEXSTP.20.29.24.40 | Light Emitting Diode | Inseparable Luminaire | Direct Wired | 0-10 VDC Controls | 98.6 | 2968 | 0.0017 | 97 | 86 | 206 | 1 | Ambient | 36000 |  |  | 36000 | 0.01 | 16 | 16 | 0.02 | 0.01 | 0.01 | 0.01 | 0.01 | 0.01 | 1 | 1 | 0.24 | 0.11 | 0.06 | 0.03 | 1 | 1 | 0.06 | 0.03 | 0.03 | 0.01 | True |  | Non Federally-Regulated | 01/22/2018 |  | 05/23/2018
Optic Arts | Optic Arts | FLEXSTP.20.27.24.70 | Light Emitting Diode | Inseparable Luminaire | Direct Wired | 0-10 VDC Controls | 81.2 | 2769 | 0.002 | 98 | 91 | 174 | 1 | Ambient | 36000 |  |  | 36000 | 0.01 | 16 | 16 | 0.01 | 0 | 0 | 0 | 0 | 0 | 0.98 | 1 | 0.12 | 0.06 | 0.02 | 0.01 | 0.97 | 1 | 0.03 | 0.03 | 0.03 | 0.02 | True |  | Non Federally-Regulated | 01/22/2018 |  | 05/23/2018
Optic Arts | Optic Arts | FLEXSTP.20.29.24.70 | Light Emitting Diode | Inseparable Luminaire | Direct Wired | 0-10 VDC Controls | 83.8 | 2968 | 0.0005 | 97 | 84 | 185 | 1 | Ambient | 36000 |  |  | 36000 | 0.01 | 16 | 16 | 0.01 | 0 | 0 | 0 | 0 | 0 | 0.98 | 1 | 0.11 | 0.05 | 0.03 | 0.02 | 1 | 1 | 0.19 | 0.1 | 0.05 | 0.03 | True |  | Non Federally-Regulated | 01/22/2018 |  | 05/23/2018
SLV Lighting North America, Inc. | SLV | 709163U(709100U) | Light Emitting Diode | Inseparable Luminaire | Direct Wired | Forward Phase Cut Controls | 91.6 | 2700 | -0.0009 | 93 | 69 | 320 | 0.99 | Ambient | 50000 |  |  | 50000 | 0.1 | 21 | 22 | 0.21 | 0.21 | 0.21 | 0.2 | 0.03 | 0.01 | 0.27 | 0.27 | 0.27 | 0.23 | 0.03 | 0.02 | 0.21 | 0.21 | 0.22 | 0.17 | 0.02 | 0.01 | True |  | Non Federally-Regulated | 04/04/2018 |  | 05/23/2018
SLV Lighting North America, Inc. | SLV | 709163U(709101U) | Light Emitting Diode | Inseparable Luminaire | Direct Wired | Forward Phase Cut Controls | 91.6 | 2700 | -0.0009 | 93 | 69 | 320 | 0.99 | Ambient | 50000 |  |  | 50000 | 0.1 | 21 | 22 | 0.21 | 0.21 | 0.21 | 0.2 | 0.03 | 0.01 | 0.27 | 0.27 | 0.27 | 0.23 | 0.03 | 0.02 | 0.21 | 0.21 | 0.22 | 0.17 | 0.02 | 0.01 | True |  | Non Federally-Regulated | 04/04/2018 |  | 05/23/2018
SLV Lighting North America, Inc. | SLV | 709163U(709106U) | Light Emitting Diode | Inseparable Luminaire | Direct Wired | Forward Phase Cut Controls | 91.6 | 2700 | -0.0009 | 93 | 69 | 320 | 0.99 | Ambient | 50000 |  |  | 50000 | 0.1 | 21 | 22 | 0.21 | 0.21 | 0.21 | 0.2 | 0.03 | 0.01 | 0.27 | 0.27 | 0.27 | 0.23 | 0.03 | 0.02 | 0.21 | 0.21 | 0.22 | 0.17 | 0.02 | 0.01 | True |  | Non Federally-Regulated | 04/04/2018 |  | 05/23/2018
SLV Lighting North America, Inc. | SLV | 709163U(709110U) | Light Emitting Diode | Inseparable Luminaire | Direct Wired | Forward Phase Cut Controls | 90.8 | 2700 | -0.001 | 92 | 69 | 320 | 0.99 | Ambient | 50000 |  |  | 50000 | 0.1 | 21 | 22 | 0.21 | 0.21 | 0.21 | 0.2 | 0.03 | 0.01 | 0.27 | 0.27 | 0.27 | 0.23 | 0.03 | 0.02 | 0.21 | 0.21 | 0.22 | 0.17 | 0.02 | 0.01 | True |  | Non Federally-Regulated | 04/04/2018 |  | 05/23/2018
SLV Lighting North America, Inc. | SLV | 709163U(709111U) | Light Emitting Diode | Inseparable Luminaire | Direct Wired | Forward Phase Cut Controls | 90.8 | 2700 | -0.001 | 92 | 69 | 320 | 0.99 | Ambient | 50000 |  |  | 50000 | 0.1 | 21 | 22 | 0.21 | 0.21 | 0.21 | 0.2 | 0.03 | 0.01 | 0.27 | 0.27 | 0.27 | 0.23 | 0.03 | 0.02 | 0.21 | 0.21 | 0.22 | 0.17 | 0.02 | 0.01 | True |  | Non Federally-Regulated | 04/04/2018 |  | 05/23/2018
SLV Lighting North America, Inc. | SLV | 709163U(709116U) | Light Emitting Diode | Inseparable Luminaire | Direct Wired | Forward Phase Cut Controls | 90.8 | 2700 | -0.001 | 92 | 69 | 320 | 0.99 | Ambient | 50000 |  |  | 50000 | 0.1 | 21 | 22 | 0.21 | 0.21 | 0.21 | 0.2 | 0.03 | 0.01 | 0.27 | 0.27 | 0.27 | 0.23 | 0.03 | 0.02 | 0.21 | 0.21 | 0.22 | 0.17 | 0.02 | 0.01 | True |  | Non Federally-Regulated | 04/04/2018 |  | 05/23/2018
SLV Lighting North America, Inc. | SLV | 709163U(709370A) | Light Emitting Diode | Inseparable Luminaire | Direct Wired | Forward Phase Cut Controls | 91.6 | 2700 | -0.001 | 92 | 69 | 320 | 0.99 | Ambient | 50000 |  |  | 50000 | 0.1 | 21 | 22 | 0.21 | 0.21 | 0.21 | 0.2 | 0.03 | 0.01 | 0.27 | 0.27 | 0.27 | 0.23 | 0.03 | 0.02 | 0.21 | 0.21 | 0.22 | 0.17 | 0.02 | 0.01 | True |  | Non Federally-Regulated | 04/04/2018 |  | 05/23/2018
SLV Lighting North America, Inc. | SLV | 709163U(709371A) | Light Emitting Diode | Inseparable Luminaire | Direct Wired | Forward Phase Cut Controls | 91.6 | 2700 | -0.001 | 92 | 69 | 320 | 0.99 | Ambient | 50000 |  |  | 50000 | 0.1 | 21 | 22 | 0.21 | 0.21 | 0.21 | 0.2 | 0.03 | 0.01 | 0.27 | 0.27 | 0.27 | 0.23 | 0.03 | 0.02 | 0.21 | 0.21 | 0.22 | 0.17 | 0.02 | 0.01 | True |  | Non Federally-Regulated | 04/04/2018 |  | 05/23/2018
SLV Lighting North America, Inc. | SLV | 709163U(709372A) | Light Emitting Diode | Inseparable Luminaire | Direct Wired | Forward Phase Cut Controls | 91.6 | 2700 | -0.001 | 92 | 69 | 320 | 0.99 | Ambient | 50000 |  |  | 50000 | 0.1 | 21 | 22 | 0.21 | 0.21 | 0.21 | 0.2 | 0.03 | 0.01 | 0.27 | 0.27 | 0.27 | 0.23 | 0.03 | 0.02 | 0.21 | 0.21 | 0.22 | 0.17 | 0.02 | 0.01 | True |  | Non Federally-Regulated | 04/04/2018 |  | 05/23/2018
SLV Lighting North America, Inc. | SLV | 709163U(709373A) | Light Emitting Diode | Inseparable Luminaire | Direct Wired | Forward Phase Cut Controls | 90.9 | 2700 | -0.001 | 93 | 69 | 320 | 0.99 | Ambient | 50000 |  |  | 50000 | 0.1 | 21 | 22 | 0.21 | 0.21 | 0.21 | 0.2 | 0.03 | 0.01 | 0.27 | 0.27 | 0.27 | 0.23 | 0.03 | 0.02 | 0.21 | 0.21 | 0.22 | 0.17 | 0.02 | 0.01 | True |  | Non Federally-Regulated | 04/04/2018 |  | 05/23/2018
SLV Lighting North America, Inc. | SLV | 709163U(709374A) | Light Emitting Diode | Inseparable Luminaire | Direct Wired | Forward Phase Cut Controls | 90.9 | 2700 | -0.001 | 93 | 69 | 320 | 0.99 | Ambient | 50000 |  |  | 50000 | 0.1 | 21 | 22 | 0.21 | 0.21 | 0.21 | 0.2 | 0.03 | 0.01 | 0.27 | 0.27 | 0.27 | 0.23 | 0.03 | 0.02 | 0.21 | 0.21 | 0.22 | 0.17 | 0.02 | 0.01 | True |  | Non Federally-Regulated | 04/04/2018 |  | 05/23/2018
SLV Lighting North America, Inc. | SLV | 709163U(709375A) | Light Emitting Diode | Inseparable Luminaire | Direct Wired | Forward Phase Cut Controls | 90.9 | 2700 | -0.001 | 93 | 69 | 320 | 0.99 | Ambient | 50000 |  |  | 50000 | 0.1 | 21 | 22 | 0.21 | 0.21 | 0.21 | 0.2 | 0.03 | 0.01 | 0.27 | 0.27 | 0.27 | 0.23 | 0.03 | 0.02 | 0.21 | 0.21 | 0.22 | 0.17 | 0.02 | 0.01 | True |  | Non Federally-Regulated | 04/04/2018 |  | 05/23/2018
SLV Lighting North America, Inc. | SLV | 709163U(709376U) | Light Emitting Diode | Inseparable Luminaire | Direct Wired | Forward Phase Cut Controls | 74.6 | 2700 | -0.0005 | 92 | 70 | 320 | 0.99 | Ambient | 50000 |  |  | 50000 | 0.1 | 21 | 22 | 0.21 | 0.21 | 0.21 | 0.2 | 0.03 | 0.01 | 0.27 | 0.27 | 0.27 | 0.23 | 0.03 | 0.02 | 0.21 | 0.21 | 0.22 | 0.17 | 0.02 | 0.01 | True |  | Non Federally-Regulated | 04/04/2018 |  | 05/23/2018
SLV Lighting North America, Inc. | SLV | 709163U(709377U) | Light Emitting Diode | Inseparable Luminaire | Direct Wired | Forward Phase Cut Controls | 74.6 | 2700 | -0.0005 | 92 | 70 | 320 | 0.99 | Ambient | 50000 |  |  | 50000 | 0.1 | 21 | 22 | 0.21 | 0.21 | 0.21 | 0.2 | 0.03 | 0.01 | 0.27 | 0.27 | 0.27 | 0.23 | 0.03 | 0.02 | 0.21 | 0.21 | 0.22 | 0.17 | 0.02 | 0.01 | True |  | Non Federally-Regulated | 04/04/2018 |  | 05/23/2018
SLV Lighting North America, Inc. | SLV | 709163U(709378U) | Light Emitting Diode | Inseparable Luminaire | Direct Wired | Forward Phase Cut Controls | 74.6 | 2700 | -0.0005 | 92 | 70 | 320 | 0.99 | Ambient | 50000 |  |  | 50000 | 0.1 | 21 | 22 | 0.21 | 0.21 | 0.21 | 0.2 | 0.03 | 0.01 | 0.27 | 0.27 | 0.27 | 0.23 | 0.03 | 0.02 | 0.21 | 0.21 | 0.22 | 0.17 | 0.02 | 0.01 | True |  | Non Federally-Regulated | 04/04/2018 |  | 05/23/2018
SLV Lighting North America, Inc. | SLV | 709163U(709379U) | Light Emitting Diode | Inseparable Luminaire | Direct Wired | Forward Phase Cut Controls | 76.1 | 2700 | -0.0008 | 92 | 68 | 320 | 0.99 | Ambient | 50000 |  |  | 50000 | 0.1 | 21 | 22 | 0.21 | 0.21 | 0.21 | 0.2 | 0.03 | 0.01 | 0.27 | 0.27 | 0.27 | 0.23 | 0.03 | 0.02 | 0.21 | 0.21 | 0.22 | 0.17 | 0.02 | 0.01 | True |  | Non Federally-Regulated | 04/04/2018 |  | 05/23/2018
SLV Lighting North America, Inc. | SLV | 709163U(709380U) | Light Emitting Diode | Inseparable Luminaire | Direct Wired | Forward Phase Cut Controls | 76.1 | 2700 | -0.0008 | 92 | 68 | 320 | 0.99 | Ambient | 50000 |  |  | 50000 | 0.1 | 21 | 22 | 0.21 | 0.21 | 0.21 | 0.2 | 0.03 | 0.01 | 0.27 | 0.27 | 0.27 | 0.23 | 0.03 | 0.02 | 0.21 | 0.21 | 0.22 | 0.17 | 0.02 | 0.01 | True |  | Non Federally-Regulated | 04/04/2018 |  | 05/23/2018
SLV Lighting North America, Inc. | SLV | 709163U(709381U) | Light Emitting Diode | Inseparable Luminaire | Direct Wired | Forward Phase Cut Controls | 76.1 | 2700 | -0.0008 | 92 | 68 | 320 | 0.99 | Ambient | 50000 |  |  | 50000 | 0.1 | 21 | 22 | 0.21 | 0.21 | 0.21 | 0.2 | 0.03 | 0.01 | 0.27 | 0.27 | 0.27 | 0.23 | 0.03 | 0.02 | 0.21 | 0.21 | 0.22 | 0.17 | 0.02 | 0.01 | True |  | Non Federally-Regulated | 04/04/2018 |  | 05/23/2018
SLV Lighting North America, Inc. | SLV | 709163U(709382A) | Light Emitting Diode | Inseparable Luminaire | Direct Wired | Forward Phase Cut Controls | 77 | 2700 | -0.0008 | 92 | 69 | 320 | 0.99 | Ambient | 50000 |  |  | 50000 | 0.1 | 21 | 22 | 0.21 | 0.21 | 0.21 | 0.2 | 0.03 | 0.01 | 0.27 | 0.27 | 0.27 | 0.23 | 0.03 | 0.02 | 0.21 | 0.21 | 0.22 | 0.17 | 0.02 | 0.01 | True |  | Non Federally-Regulated | 04/04/2018 |  | 05/23/2018
SLV Lighting North America, Inc. | SLV | 709163U(709383A) | Light Emitting Diode | Inseparable Luminaire | Direct Wired | Forward Phase Cut Controls | 77 | 2700 | -0.0008 | 92 | 69 | 320 | 0.99 | Ambient | 50000 |  |  | 50000 | 0.1 | 21 | 22 | 0.21 | 0.21 | 0.21 | 0.2 | 0.03 | 0.01 | 0.27 | 0.27 | 0.27 | 0.23 | 0.03 | 0.02 | 0.21 | 0.21 | 0.22 | 0.17 | 0.02 | 0.01 | True |  | Non Federally-Regulated | 04/04/2018 |  | 05/23/2018
SLV Lighting North America, Inc. | SLV | 709163U(709384A) | Light Emitting Diode | Inseparable Luminaire | Direct Wired | Forward Phase Cut Controls | 77 | 2700 | -0.0008 | 92 | 69 | 320 | 0.99 | Ambient | 50000 |  |  | 50000 | 0.1 | 21 | 22 | 0.21 | 0.21 | 0.21 | 0.2 | 0.03 | 0.01 | 0.27 | 0.27 | 0.27 | 0.23 | 0.03 | 0.02 | 0.21 | 0.21 | 0.22 | 0.17 | 0.02 | 0.01 | True |  | Non Federally-Regulated | 04/04/2018 |  | 05/23/2018
SLV Lighting North America, Inc. | SLV | 709163U(709385A) | Light Emitting Diode | Inseparable Luminaire | Direct Wired | Forward Phase Cut Controls | 76.5 | 2700 | -0.0009 | 92 | 69 | 320 | 0.99 | Ambient | 50000 |  |  | 50000 | 0.1 | 21 | 22 | 0.21 | 0.21 | 0.21 | 0.2 | 0.03 | 0.01 | 0.27 | 0.27 | 0.27 | 0.23 | 0.03 | 0.02 | 0.21 | 0.21 | 0.22 | 0.17 | 0.02 | 0.01 | True |  | Non Federally-Regulated | 04/04/2018 |  | 05/23/2018
SLV Lighting North America, Inc. | SLV | 709163U(709386A) | Light Emitting Diode | Inseparable Luminaire | Direct Wired | Forward Phase Cut Controls | 76.5 | 2700 | -0.0009 | 92 | 69 | 320 | 0.99 | Ambient | 50000 |  |  | 50000 | 0.1 | 21 | 22 | 0.21 | 0.21 | 0.21 | 0.2 | 0.03 | 0.01 | 0.27 | 0.27 | 0.27 | 0.23 | 0.03 | 0.02 | 0.21 | 0.21 | 0.22 | 0.17 | 0.02 | 0.01 | True |  | Non Federally-Regulated | 04/04/2018 |  | 05/23/2018
SLV Lighting North America, Inc. | SLV | 709163U(709387A) | Light Emitting Diode | Inseparable Luminaire | Direct Wired | Forward Phase Cut Controls | 76.5 | 2700 | -0.0009 | 92 | 69 | 320 | 0.99 | Ambient | 50000 |  |  | 50000 | 0.1 | 21 | 22 | 0.21 | 0.21 | 0.21 | 0.2 | 0.03 | 0.01 | 0.27 | 0.27 | 0.27 | 0.23 | 0.03 | 0.02 | 0.21 | 0.21 | 0.22 | 0.17 | 0.02 | 0.01 | True |  | Non Federally-Regulated | 04/04/2018 |  | 05/23/2018
SLV Lighting North America, Inc. | SLV | 709163U(709400U) | Light Emitting Diode | Inseparable Luminaire | Direct Wired | Forward Phase Cut Controls | 89.7 | 2700 | -0.001 | 92 | 69 | 320 | 0.99 | Ambient | 50000 |  |  | 50000 | 0.1 | 21 | 22 | 0.21 | 0.21 | 0.21 | 0.2 | 0.03 | 0.01 | 0.27 | 0.27 | 0.27 | 0.23 | 0.03 | 0.02 | 0.21 | 0.21 | 0.22 | 0.17 | 0.02 | 0.01 | True |  | Non Federally-Regulated | 04/04/2018 |  | 05/23/2018
SLV Lighting North America, Inc. | SLV | 709163U(709401U) | Light Emitting Diode | Inseparable Luminaire | Direct Wired | Forward Phase Cut Controls | 89.7 | 2700 | -0.001 | 92 | 69 | 320 | 0.99 | Ambient | 50000 |  |  | 50000 | 0.1 | 21 | 22 | 0.21 | 0.21 | 0.21 | 0.2 | 0.03 | 0.01 | 0.27 | 0.27 | 0.27 | 0.23 | 0.03 | 0.02 | 0.21 | 0.21 | 0.22 | 0.17 | 0.02 | 0.01 | True |  | Non Federally-Regulated | 04/04/2018 |  | 05/23/2018
SLV Lighting North America, Inc. | SLV | 709163U(709402U) | Light Emitting Diode | Inseparable Luminaire | Direct Wired | Forward Phase Cut Controls | 89.7 | 2700 | -0.001 | 92 | 69 | 320 | 0.99 | Ambient | 50000 |  |  | 50000 | 0.1 | 21 | 22 | 0.21 | 0.21 | 0.21 | 0.2 | 0.03 | 0.01 | 0.27 | 0.27 | 0.27 | 0.23 | 0.03 | 0.02 | 0.21 | 0.21 | 0.22 | 0.17 | 0.02 | 0.01 | True |  | Non Federally-Regulated | 04/04/2018 |  | 05/23/2018
SLV Lighting North America, Inc. | SLV | 709163U(709403U) | Light Emitting Diode | Inseparable Luminaire | Direct Wired | Forward Phase Cut Controls | 88.6 | 2700 | -0.001 | 93 | 69 | 320 | 0.99 | Ambient | 50000 |  |  | 50000 | 0.1 | 21 | 22 | 0.21 | 0.21 | 0.21 | 0.2 | 0.03 | 0.01 | 0.27 | 0.27 | 0.27 | 0.23 | 0.03 | 0.02 | 0.21 | 0.21 | 0.22 | 0.17 | 0.02 | 0.01 | True |  | Non Federally-Regulated | 04/04/2018 |  | 05/23/2018
SLV Lighting North America, Inc. | SLV | 709163U(709404U) | Light Emitting Diode | Inseparable Luminaire | Direct Wired | Forward Phase Cut Controls | 88.6 | 2700 | -0.001 | 93 | 69 | 320 | 0.99 | Ambient | 50000 |  |  | 50000 | 0.1 | 21 | 22 | 0.21 | 0.21 | 0.21 | 0.2 | 0.03 | 0.01 | 0.27 | 0.27 | 0.27 | 0.23 | 0.03 | 0.02 | 0.21 | 0.21 | 0.22 | 0.17 | 0.02 | 0.01 | True |  | Non Federally-Regulated | 04/04/2018 |  | 05/23/2018
SLV Lighting North America, Inc. | SLV | 709163U(709405U) | Light Emitting Diode | Inseparable Luminaire | Direct Wired | Forward Phase Cut Controls | 88.6 | 2700 | -0.001 | 93 | 69 | 320 | 0.99 | Ambient | 50000 |  |  | 50000 | 0.1 | 21 | 22 | 0.21 | 0.21 | 0.21 | 0.2 | 0.03 | 0.01 | 0.27 | 0.27 | 0.27 | 0.23 | 0.03 | 0.02 | 0.21 | 0.21 | 0.22 | 0.17 | 0.02 | 0.01 | True |  | Non Federally-Regulated | 04/04/2018 |  | 05/23/2018
SLV Lighting North America, Inc. | SLV | 709163U(709406A) | Light Emitting Diode | Inseparable Luminaire | Direct Wired | Forward Phase Cut Controls | 89.9 | 2700 | -0.001 | 92 | 69 | 320 | 0.99 | Ambient | 50000 |  |  | 50000 | 0.1 | 21 | 22 | 0.21 | 0.21 | 0.21 | 0.2 | 0.03 | 0.01 | 0.27 | 0.27 | 0.27 | 0.23 | 0.03 | 0.02 | 0.21 | 0.21 | 0.22 | 0.17 | 0.02 | 0.01 | True |  | Non Federally-Regulated | 04/04/2018 |  | 05/23/2018
SLV Lighting North America, Inc. | SLV | 709163U(709407A) | Light Emitting Diode | Inseparable Luminaire | Direct Wired | Forward Phase Cut Controls | 89.9 | 2700 | -0.001 | 92 | 69 | 320 | 0.99 | Ambient | 50000 |  |  | 50000 | 0.1 | 21 | 22 | 0.21 | 0.21 | 0.21 | 0.2 | 0.03 | 0.01 | 0.27 | 0.27 | 0.27 | 0.23 | 0.03 | 0.02 | 0.21 | 0.21 | 0.22 | 0.17 | 0.02 | 0.01 | True |  | Non Federally-Regulated | 04/04/2018 |  | 05/23/2018
SLV Lighting North America, Inc. | SLV | 709163U(709408A) | Light Emitting Diode | Inseparable Luminaire | Direct Wired | Forward Phase Cut Controls | 89.9 | 2700 | -0.001 | 92 | 69 | 320 | 0.99 | Ambient | 50000 |  |  | 50000 | 0.1 | 21 | 22 | 0.21 | 0.21 | 0.21 | 0.2 | 0.03 | 0.01 | 0.27 | 0.27 | 0.27 | 0.23 | 0.03 | 0.02 | 0.21 | 0.21 | 0.22 | 0.17 | 0.02 | 0.01 | True |  | Non Federally-Regulated | 04/04/2018 |  | 05/23/2018
SLV Lighting North America, Inc. | SLV | 709163U(709409A) | Light Emitting Diode | Inseparable Luminaire | Direct Wired | Forward Phase Cut Controls | 89 | 2700 | -0.001 | 93 | 69 | 320 | 0.99 | Ambient | 50000 |  |  | 50000 | 0.1 | 21 | 22 | 0.21 | 0.21 | 0.21 | 0.2 | 0.03 | 0.01 | 0.27 | 0.27 | 0.27 | 0.23 | 0.03 | 0.02 | 0.21 | 0.21 | 0.22 | 0.17 | 0.02 | 0.01 | True |  | Non Federally-Regulated | 04/04/2018 |  | 05/23/2018
SLV Lighting North America, Inc. | SLV | 709163U(709410A) | Light Emitting Diode | Inseparable Luminaire | Direct Wired | Forward Phase Cut Controls | 89 | 2700 | -0.001 | 93 | 69 | 320 | 0.99 | Ambient | 50000 |  |  | 50000 | 0.1 | 21 | 22 | 0.21 | 0.21 | 0.21 | 0.2 | 0.03 | 0.01 | 0.27 | 0.27 | 0.27 | 0.23 | 0.03 | 0.02 | 0.21 | 0.21 | 0.22 | 0.17 | 0.02 | 0.01 | True |  | Non Federally-Regulated | 04/04/2018 |  | 05/23/2018
SLV Lighting North America, Inc. | SLV | 709163U(709411A) | Light Emitting Diode | Inseparable Luminaire | Direct Wired | Forward Phase Cut Controls | 89 | 2700 | -0.001 | 93 | 69 | 320 | 0.99 | Ambient | 50000 |  |  | 50000 | 0.1 | 21 | 22 | 0.21 | 0.21 | 0.21 | 0.2 | 0.03 | 0.01 | 0.27 | 0.27 | 0.27 | 0.23 | 0.03 | 0.02 | 0.21 | 0.21 | 0.22 | 0.17 | 0.02 | 0.01 | True |  | Non Federally-Regulated | 04/04/2018 |  | 05/23/2018
SLV Lighting North America, Inc. | SLV | 709163U(709412U) | Light Emitting Diode | Inseparable Luminaire | Direct Wired | Forward Phase Cut Controls | 76.7 | 2700 | -0.0001 | 92 | 66 | 320 | 0.99 | Ambient | 50000 |  |  | 50000 | 0.1 | 21 | 22 | 0.21 | 0.21 | 0.21 | 0.2 | 0.03 | 0.01 | 0.27 | 0.27 | 0.27 | 0.23 | 0.03 | 0.02 | 0.21 | 0.21 | 0.22 | 0.17 | 0.02 | 0.01 | True |  | Non Federally-Regulated | 04/04/2018 |  | 05/23/2018
SLV Lighting North America, Inc. | SLV | 709163U(709413U) | Light Emitting Diode | Inseparable Luminaire | Direct Wired | Forward Phase Cut Controls | 76.7 | 2700 | -0.0001 | 92 | 66 | 320 | 0.99 | Ambient | 50000 |  |  | 50000 | 0.1 | 21 | 22 | 0.21 | 0.21 | 0.21 | 0.2 | 0.03 | 0.01 | 0.27 | 0.27 | 0.27 | 0.23 | 0.03 | 0.02 | 0.21 | 0.21 | 0.22 | 0.17 | 0.02 | 0.01 | True |  | Non Federally-Regulated | 04/04/2018 |  | 05/23/2018
SLV Lighting North America, Inc. | SLV | 709163U(709414U) | Light Emitting Diode | Inseparable Luminaire | Direct Wired | Forward Phase Cut Controls | 76.7 | 2700 | -0.0001 | 92 | 66 | 320 | 0.99 | Ambient | 50000 |  |  | 50000 | 0.1 | 21 | 22 | 0.21 | 0.21 | 0.21 | 0.2 | 0.03 | 0.01 | 0.27 | 0.27 | 0.27 | 0.23 | 0.03 | 0.02 | 0.21 | 0.21 | 0.22 | 0.17 | 0.02 | 0.01 | True |  | Non Federally-Regulated | 04/04/2018 |  | 05/23/2018
SLV Lighting North America, Inc. | SLV | 709163U(709415U) | Light Emitting Diode | Inseparable Luminaire | Direct Wired | Forward Phase Cut Controls | 76 | 2700 | -0.0001 | 92 | 66 | 320 | 0.99 | Ambient | 50000 |  |  | 50000 | 0.1 | 21 | 22 | 0.21 | 0.21 | 0.21 | 0.2 | 0.03 | 0.01 | 0.27 | 0.27 | 0.27 | 0.23 | 0.03 | 0.02 | 0.21 | 0.21 | 0.22 | 0.17 | 0.02 | 0.01 | True |  | Non Federally-Regulated | 04/04/2018 |  | 05/23/2018
SLV Lighting North America, Inc. | SLV | 709163U(709416U) | Light Emitting Diode | Inseparable Luminaire | Direct Wired | Forward Phase Cut Controls | 76 | 2700 | -0.0001 | 92 | 66 | 320 | 0.99 | Ambient | 50000 |  |  | 50000 | 0.1 | 21 | 22 | 0.21 | 0.21 | 0.21 | 0.2 | 0.03 | 0.01 | 0.27 | 0.27 | 0.27 | 0.23 | 0.03 | 0.02 | 0.21 | 0.21 | 0.22 | 0.17 | 0.02 | 0.01 | True |  | Non Federally-Regulated | 04/04/2018 |  | 05/23/2018
SLV Lighting North America, Inc. | SLV | 709163U(709417U) | Light Emitting Diode | Inseparable Luminaire | Direct Wired | Forward Phase Cut Controls | 76 | 2700 | -0.0001 | 92 | 66 | 320 | 0.99 | Ambient | 50000 |  |  | 50000 | 0.1 | 21 | 22 | 0.21 | 0.21 | 0.21 | 0.2 | 0.03 | 0.01 | 0.27 | 0.27 | 0.27 | 0.23 | 0.03 | 0.02 | 0.21 | 0.21 | 0.22 | 0.17 | 0.02 | 0.01 | True |  | Non Federally-Regulated | 04/04/2018 |  | 05/23/2018
SLV Lighting North America, Inc. | SLV | 709163U(709418A) | Light Emitting Diode | Inseparable Luminaire | Direct Wired | Forward Phase Cut Controls | 77.3 | 2700 | -0.0001 | 92 | 66 | 320 | 0.99 | Ambient | 50000 |  |  | 50000 | 0.1 | 21 | 22 | 0.21 | 0.21 | 0.21 | 0.2 | 0.03 | 0.01 | 0.27 | 0.27 | 0.27 | 0.23 | 0.03 | 0.02 | 0.21 | 0.21 | 0.22 | 0.17 | 0.02 | 0.01 | True |  | Non Federally-Regulated | 04/04/2018 |  | 05/23/2018
SLV Lighting North America, Inc. | SLV | 709163U(709419A) | Light Emitting Diode | Inseparable Luminaire | Direct Wired | Forward Phase Cut Controls | 77.3 | 2700 | -0.0001 | 92 | 66 | 320 | 0.99 | Ambient | 50000 |  |  | 50000 | 0.1 | 21 | 22 | 0.21 | 0.21 | 0.21 | 0.2 | 0.03 | 0.01 | 0.27 | 0.27 | 0.27 | 0.23 | 0.03 | 0.02 | 0.21 | 0.21 | 0.22 | 0.17 | 0.02 | 0.01 | True |  | Non Federally-Regulated | 04/04/2018 |  | 05/23/2018
SLV Lighting North America, Inc. | SLV | 709163U(709420A) | Light Emitting Diode | Inseparable Luminaire | Direct Wired | Forward Phase Cut Controls | 77.3 | 2700 | -0.0001 | 92 | 66 | 320 | 0.99 | Ambient | 50000 |  |  | 50000 | 0.1 | 21 | 22 | 0.21 | 0.21 | 0.21 | 0.2 | 0.03 | 0.01 | 0.27 | 0.27 | 0.27 | 0.23 | 0.03 | 0.02 | 0.21 | 0.21 | 0.22 | 0.17 | 0.02 | 0.01 | True |  | Non Federally-Regulated | 04/04/2018 |  | 05/23/2018
SLV Lighting North America, Inc. | SLV | 709163U(709421A) | Light Emitting Diode | Inseparable Luminaire | Direct Wired | Forward Phase Cut Controls | 76.8 | 2700 | -0.0001 | 92 | 66 | 320 | 0.98 | Ambient | 50000 |  |  | 50000 | 0.1 | 21 | 22 | 0.21 | 0.21 | 0.21 | 0.2 | 0.03 | 0.01 | 0.27 | 0.27 | 0.27 | 0.23 | 0.03 | 0.02 | 0.21 | 0.21 | 0.22 | 0.17 | 0.02 | 0.01 | True |  | Non Federally-Regulated | 04/04/2018 |  | 05/23/2018
SLV Lighting North America, Inc. | SLV | 709163U(709422A) | Light Emitting Diode | Inseparable Luminaire | Direct Wired | Forward Phase Cut Controls | 76.8 | 2700 | -0.0001 | 92 | 66 | 320 | 0.98 | Ambient | 50000 |  |  | 50000 | 0.1 | 21 | 22 | 0.21 | 0.21 | 0.21 | 0.2 | 0.03 | 0.01 | 0.27 | 0.27 | 0.27 | 0.23 | 0.03 | 0.02 | 0.21 | 0.21 | 0.22 | 0.17 | 0.02 | 0.01 | True |  | Non Federally-Regulated | 04/04/2018 |  | 05/23/2018
SLV Lighting North America, Inc. | SLV | 709163U(709423A) | Light Emitting Diode | Inseparable Luminaire | Direct Wired | Forward Phase Cut Controls | 76.8 | 2700 | -0.0001 | 92 | 66 | 320 | 0.98 | Ambient | 50000 |  |  | 50000 | 0.1 | 21 | 22 | 0.21 | 0.21 | 0.21 | 0.2 | 0.03 | 0.01 | 0.27 | 0.27 | 0.27 | 0.23 | 0.03 | 0.02 | 0.21 | 0.21 | 0.22 | 0.17 | 0.02 | 0.01 | True |  | Non Federally-Regulated | 04/04/2018 |  | 05/23/2018
SLV Lighting North America, Inc. | SLV | 709162U(709100U) | Light Emitting Diode | Inseparable Luminaire | Direct Wired | Forward Phase Cut Controls | 91.6 | 2700 | -0.0009 | 93 | 69 | 320 | 0.99 | Ambient | 50000 |  |  | 50000 | 0.1 | 21 | 22 | 0.21 | 0.21 | 0.21 | 0.2 | 0.03 | 0.01 | 0.27 | 0.27 | 0.27 | 0.23 | 0.03 | 0.02 | 0.21 | 0.21 | 0.22 | 0.17 | 0.02 | 0.01 | True |  | Non Federally-Regulated | 04/04/2018 |  | 05/23/2018
SLV Lighting North America, Inc. | SLV | 709162U(709101U) | Light Emitting Diode | Inseparable Luminaire | Direct Wired | Forward Phase Cut Controls | 91.6 | 2700 | -0.0009 | 93 | 69 | 320 | 0.99 | Ambient | 50000 |  |  | 50000 | 0.1 | 21 | 22 | 0.21 | 0.21 | 0.21 | 0.2 | 0.03 | 0.01 | 0.27 | 0.27 | 0.27 | 0.23 | 0.03 | 0.02 | 0.21 | 0.21 | 0.22 | 0.17 | 0.02 | 0.01 | True |  | Non Federally-Regulated | 04/04/2018 |  | 05/23/2018
SLV Lighting North America, Inc. | SLV | 709162U(709106U) | Light Emitting Diode | Inseparable Luminaire | Direct Wired | Forward Phase Cut Controls | 91.6 | 2700 | -0.0009 | 93 | 69 | 320 | 0.99 | Ambient | 50000 |  |  | 50000 | 0.1 | 21 | 22 | 0.21 | 0.21 | 0.21 | 0.2 | 0.03 | 0.01 | 0.27 | 0.27 | 0.27 | 0.23 | 0.03 | 0.02 | 0.21 | 0.21 | 0.22 | 0.17 | 0.02 | 0.01 | True |  | Non Federally-Regulated | 04/04/2018 |  | 05/23/2018
SLV Lighting North America, Inc. | SLV | 709162U(709110U) | Light Emitting Diode | Inseparable Luminaire | Direct Wired | Forward Phase Cut Controls | 90.8 | 2700 | -0.001 | 92 | 69 | 320 | 0.99 | Ambient | 50000 |  |  | 50000 | 0.1 | 21 | 22 | 0.21 | 0.21 | 0.21 | 0.2 | 0.03 | 0.01 | 0.27 | 0.27 | 0.27 | 0.23 | 0.03 | 0.02 | 0.21 | 0.21 | 0.22 | 0.17 | 0.02 | 0.01 | True |  | Non Federally-Regulated | 04/04/2018 |  | 05/23/2018
SLV Lighting North America, Inc. | SLV | 709162U(709111U) | Light Emitting Diode | Inseparable Luminaire | Direct Wired | Forward Phase Cut Controls | 90.8 | 2700 | -0.001 | 92 | 69 | 320 | 0.99 | Ambient | 50000 |  |  | 50000 | 0.1 | 21 | 22 | 0.21 | 0.21 | 0.21 | 0.2 | 0.03 | 0.01 | 0.27 | 0.27 | 0.27 | 0.23 | 0.03 | 0.02 | 0.21 | 0.21 | 0.22 | 0.17 | 0.02 | 0.01 | True |  | Non Federally-Regulated | 04/04/2018 |  | 05/23/2018
SLV Lighting North America, Inc. | SLV | 709162U(709116U) | Light Emitting Diode | Inseparable Luminaire | Direct Wired | Forward Phase Cut Controls | 90.8 | 2700 | -0.001 | 92 | 69 | 320 | 0.99 | Ambient | 50000 |  |  | 50000 | 0.1 | 21 | 22 | 0.21 | 0.21 | 0.21 | 0.2 | 0.03 | 0.01 | 0.27 | 0.27 | 0.27 | 0.23 | 0.03 | 0.02 | 0.21 | 0.21 | 0.22 | 0.17 | 0.02 | 0.01 | True |  | Non Federally-Regulated | 04/04/2018 |  | 05/23/2018
SLV Lighting North America, Inc. | SLV | 709162U(709370A) | Light Emitting Diode | Inseparable Luminaire | Direct Wired | Forward Phase Cut Controls | 91.6 | 2700 | -0.001 | 92 | 69 | 320 | 0.99 | Ambient | 50000 |  |  | 50000 | 0.1 | 21 | 22 | 0.21 | 0.21 | 0.21 | 0.2 | 0.03 | 0.01 | 0.27 | 0.27 | 0.27 | 0.23 | 0.03 | 0.02 | 0.21 | 0.21 | 0.22 | 0.17 | 0.02 | 0.01 | True |  | Non Federally-Regulated | 04/04/2018 |  | 05/23/2018
SLV Lighting North America, Inc. | SLV | 709162U(709371A) | Light Emitting Diode | Inseparable Luminaire | Direct Wired | Forward Phase Cut Controls | 91.6 | 2700 | -0.001 | 92 | 69 | 320 | 0.99 | Ambient | 50000 |  |  | 50000 | 0.1 | 21 | 22 | 0.21 | 0.21 | 0.21 | 0.2 | 0.03 | 0.01 | 0.27 | 0.27 | 0.27 | 0.23 | 0.03 | 0.02 | 0.21 | 0.21 | 0.22 | 0.17 | 0.02 | 0.01 | True |  | Non Federally-Regulated | 04/04/2018 |  | 05/23/2018
SLV Lighting North America, Inc. | SLV | 709162U(709372A) | Light Emitting Diode | Inseparable Luminaire | Direct Wired | Forward Phase Cut Controls | 91.6 | 2700 | -0.001 | 92 | 69 | 320 | 0.99 | Ambient | 50000 |  |  | 50000 | 0.1 | 21 | 22 | 0.21 | 0.21 | 0.21 | 0.2 | 0.03 | 0.01 | 0.27 | 0.27 | 0.27 | 0.23 | 0.03 | 0.02 | 0.21 | 0.21 | 0.22 | 0.17 | 0.02 | 0.01 | True |  | Non Federally-Regulated | 04/04/2018 |  | 05/23/2018
SLV Lighting North America, Inc. | SLV | 709162U(709373A) | Light Emitting Diode | Inseparable Luminaire | Direct Wired | Forward Phase Cut Controls | 90.9 | 2700 | -0.001 | 93 | 69 | 320 | 0.99 | Ambient | 50000 |  |  | 50000 | 0.1 | 21 | 22 | 0.21 | 0.21 | 0.21 | 0.2 | 0.03 | 0.01 | 0.27 | 0.27 | 0.27 | 0.23 | 0.03 | 0.02 | 0.21 | 0.21 | 0.22 | 0.17 | 0.02 | 0.01 | True |  | Non Federally-Regulated | 04/04/2018 |  | 05/23/2018
SLV Lighting North America, Inc. | SLV | 709162U(709374A) | Light Emitting Diode | Inseparable Luminaire | Direct Wired | Forward Phase Cut Controls | 90.9 | 2700 | -0.001 | 93 | 69 | 320 | 0.99 | Ambient | 50000 |  |  | 50000 | 0.1 | 21 | 22 | 0.21 | 0.21 | 0.21 | 0.2 | 0.03 | 0.01 | 0.27 | 0.27 | 0.27 | 0.23 | 0.03 | 0.02 | 0.21 | 0.21 | 0.22 | 0.17 | 0.02 | 0.01 | True |  | Non Federally-Regulated | 04/04/2018 |  | 05/23/2018
SLV Lighting North America, Inc. | SLV | 709162U(709375A) | Light Emitting Diode | Inseparable Luminaire | Direct Wired | Forward Phase Cut Controls | 90.9 | 2700 | -0.001 | 93 | 69 | 320 | 0.99 | Ambient | 50000 |  |  | 50000 | 0.1 | 21 | 22 | 0.21 | 0.21 | 0.21 | 0.2 | 0.03 | 0.01 | 0.27 | 0.27 | 0.27 | 0.23 | 0.03 | 0.02 | 0.21 | 0.21 | 0.22 | 0.17 | 0.02 | 0.01 | True |  | Non Federally-Regulated | 04/04/2018 |  | 05/23/2018
SLV Lighting North America, Inc. | SLV | 709162U(709376U) | Light Emitting Diode | Inseparable Luminaire | Direct Wired | Forward Phase Cut Controls | 76.2 | 2700 | -0.0004 | 92 | 69 | 320 | 0.99 | Ambient | 50000 |  |  | 50000 | 0.1 | 21 | 22 | 0.21 | 0.21 | 0.21 | 0.2 | 0.03 | 0.01 | 0.27 | 0.27 | 0.27 | 0.23 | 0.03 | 0.02 | 0.21 | 0.21 | 0.22 | 0.17 | 0.02 | 0.01 | True |  | Non Federally-Regulated | 04/04/2018 |  | 05/23/2018
SLV Lighting North America, Inc. | SLV | 709162U(709377U) | Light Emitting Diode | Inseparable Luminaire | Direct Wired | Forward Phase Cut Controls | 76.2 | 2700 | -0.0004 | 92 | 69 | 320 | 0.99 | Ambient | 50000 |  |  | 50000 | 0.1 | 21 | 22 | 0.21 | 0.21 | 0.21 | 0.2 | 0.03 | 0.01 | 0.27 | 0.27 | 0.27 | 0.23 | 0.03 | 0.02 | 0.21 | 0.21 | 0.22 | 0.17 | 0.02 | 0.01 | True |  | Non Federally-Regulated | 04/04/2018 |  | 05/23/2018
SLV Lighting North America, Inc. | SLV | 709162U(709378U) | Light Emitting Diode | Inseparable Luminaire | Direct Wired | Forward Phase Cut Controls | 76.2 | 2700 | -0.0004 | 92 | 69 | 320 | 0.99 | Ambient | 50000 |  |  | 50000 | 0.1 | 21 | 22 | 0.21 | 0.21 | 0.21 | 0.2 | 0.03 | 0.01 | 0.27 | 0.27 | 0.27 | 0.23 | 0.03 | 0.02 | 0.21 | 0.21 | 0.22 | 0.17 | 0.02 | 0.01 | True |  | Non Federally-Regulated | 04/04/2018 |  | 05/23/2018
SLV Lighting North America, Inc. | SLV | 709162U(709379U) | Light Emitting Diode | Inseparable Luminaire | Direct Wired | Forward Phase Cut Controls | 76.1 | 2700 | -0.0008 | 92 | 68 | 320 | 0.99 | Ambient | 50000 |  |  | 50000 | 0.1 | 21 | 22 | 0.21 | 0.21 | 0.21 | 0.2 | 0.03 | 0.01 | 0.27 | 0.27 | 0.27 | 0.23 | 0.03 | 0.02 | 0.21 | 0.21 | 0.22 | 0.17 | 0.02 | 0.01 | True |  | Non Federally-Regulated | 04/04/2018 |  | 05/23/2018
SLV Lighting North America, Inc. | SLV | 709162U(709380U) | Light Emitting Diode | Inseparable Luminaire | Direct Wired | Forward Phase Cut Controls | 76.1 | 2700 | -0.0008 | 92 | 68 | 320 | 0.99 | Ambient | 50000 |  |  | 50000 | 0.1 | 21 | 22 | 0.21 | 0.21 | 0.21 | 0.2 | 0.03 | 0.01 | 0.27 | 0.27 | 0.27 | 0.23 | 0.03 | 0.02 | 0.21 | 0.21 | 0.22 | 0.17 | 0.02 | 0.01 | True |  | Non Federally-Regulated | 04/04/2018 |  | 05/23/2018
SLV Lighting North America, Inc. | SLV | 709162U(709381U) | Light Emitting Diode | Inseparable Luminaire | Direct Wired | Forward Phase Cut Controls | 76.1 | 2700 | -0.0008 | 92 | 68 | 320 | 0.99 | Ambient | 50000 |  |  | 50000 | 0.1 | 21 | 22 | 0.21 | 0.21 | 0.21 | 0.2 | 0.03 | 0.01 | 0.27 | 0.27 | 0.27 | 0.23 | 0.03 | 0.02 | 0.21 | 0.21 | 0.22 | 0.17 | 0.02 | 0.01 | True |  | Non Federally-Regulated | 04/04/2018 |  | 05/23/2018
SLV Lighting North America, Inc. | SLV | 709162U(709382A) | Light Emitting Diode | Inseparable Luminaire | Direct Wired | Forward Phase Cut Controls | 77 | 2700 | -0.0008 | 92 | 69 | 320 | 0.99 | Ambient | 50000 |  |  | 50000 | 0.1 | 21 | 22 | 0.21 | 0.21 | 0.21 | 0.2 | 0.03 | 0.01 | 0.27 | 0.27 | 0.27 | 0.23 | 0.03 | 0.02 | 0.21 | 0.21 | 0.22 | 0.17 | 0.02 | 0.01 | True |  | Non Federally-Regulated | 04/04/2018 |  | 05/23/2018
SLV Lighting North America, Inc. | SLV | 709162U(709383A) | Light Emitting Diode | Inseparable Luminaire | Direct Wired | Forward Phase Cut Controls | 77 | 2700 | -0.0008 | 92 | 69 | 320 | 0.99 | Ambient | 50000 |  |  | 50000 | 0.1 | 21 | 22 | 0.21 | 0.21 | 0.21 | 0.2 | 0.03 | 0.01 | 0.27 | 0.27 | 0.27 | 0.23 | 0.03 | 0.02 | 0.21 | 0.21 | 0.22 | 0.17 | 0.02 | 0.01 | True |  | Non Federally-Regulated | 04/04/2018 |  | 05/23/2018
SLV Lighting North America, Inc. | SLV | 709162U(709384A) | Light Emitting Diode | Inseparable Luminaire | Direct Wired | Forward Phase Cut Controls | 77 | 2700 | -0.0008 | 92 | 69 | 320 | 0.99 | Ambient | 50000 |  |  | 50000 | 0.1 | 21 | 22 | 0.21 | 0.21 | 0.21 | 0.2 | 0.03 | 0.01 | 0.27 | 0.27 | 0.27 | 0.23 | 0.03 | 0.02 | 0.21 | 0.21 | 0.22 | 0.17 | 0.02 | 0.01 | True |  | Non Federally-Regulated | 04/04/2018 |  | 05/23/2018
SLV Lighting North America, Inc. | SLV | 709162U(709385A) | Light Emitting Diode | Inseparable Luminaire | Direct Wired | Forward Phase Cut Controls | 76.5 | 2700 | -0.0009 | 92 | 69 | 320 | 0.99 | Ambient | 50000 |  |  | 50000 | 0.1 | 21 | 22 | 0.21 | 0.21 | 0.21 | 0.2 | 0.03 | 0.01 | 0.27 | 0.27 | 0.27 | 0.23 | 0.03 | 0.02 | 0.21 | 0.21 | 0.22 | 0.17 | 0.02 | 0.01 | True |  | Non Federally-Regulated | 04/04/2018 |  | 05/23/2018
SLV Lighting North America, Inc. | SLV | 709162U(709386A) | Light Emitting Diode | Inseparable Luminaire | Direct Wired | Forward Phase Cut Controls | 76.5 | 2700 | -0.0009 | 92 | 69 | 320 | 0.99 | Ambient | 50000 |  |  | 50000 | 0.1 | 21 | 22 | 0.21 | 0.21 | 0.21 | 0.2 | 0.03 | 0.01 | 0.27 | 0.27 | 0.27 | 0.23 | 0.03 | 0.02 | 0.21 | 0.21 | 0.22 | 0.17 | 0.02 | 0.01 | True |  | Non Federally-Regulated | 04/04/2018 |  | 05/23/2018
SLV Lighting North America, Inc. | SLV | 709162U(709387A) | Light Emitting Diode | Inseparable Luminaire | Direct Wired | Forward Phase Cut Controls | 76.5 | 2700 | -0.0009 | 92 | 69 | 320 | 0.99 | Ambient | 50000 |  |  | 50000 | 0.1 | 21 | 22 | 0.21 | 0.21 | 0.21 | 0.2 | 0.03 | 0.01 | 0.27 | 0.27 | 0.27 | 0.23 | 0.03 | 0.02 | 0.21 | 0.21 | 0.22 | 0.17 | 0.02 | 0.01 | True |  | Non Federally-Regulated | 04/04/2018 |  | 05/23/2018
SLV Lighting North America, Inc. | SLV | 709162U(709400U) | Light Emitting Diode | Inseparable Luminaire | Direct Wired | Forward Phase Cut Controls | 89.7 | 2700 | -0.001 | 92 | 69 | 320 | 0.99 | Ambient | 50000 |  |  | 50000 | 0.1 | 21 | 22 | 0.21 | 0.21 | 0.21 | 0.2 | 0.03 | 0.01 | 0.27 | 0.27 | 0.27 | 0.23 | 0.03 | 0.02 | 0.21 | 0.21 | 0.22 | 0.17 | 0.02 | 0.01 | True |  | Non Federally-Regulated | 04/04/2018 |  | 05/23/2018
SLV Lighting North America, Inc. | SLV | 709162U(709401U) | Light Emitting Diode | Inseparable Luminaire | Direct Wired | Forward Phase Cut Controls | 89.7 | 2700 | -0.001 | 92 | 69 | 320 | 0.99 | Ambient | 50000 |  |  | 50000 | 0.1 | 21 | 22 | 0.21 | 0.21 | 0.21 | 0.2 | 0.03 | 0.01 | 0.27 | 0.27 | 0.27 | 0.23 | 0.03 | 0.02 | 0.21 | 0.21 | 0.22 | 0.17 | 0.02 | 0.01 | True |  | Non Federally-Regulated | 04/04/2018 |  | 05/23/2018
SLV Lighting North America, Inc. | SLV | 709162U(709402U) | Light Emitting Diode | Inseparable Luminaire | Direct Wired | Forward Phase Cut Controls | 89.7 | 2700 | -0.001 | 92 | 69 | 320 | 0.99 | Ambient | 50000 |  |  | 50000 | 0.1 | 21 | 22 | 0.21 | 0.21 | 0.21 | 0.2 | 0.03 | 0.01 | 0.27 | 0.27 | 0.27 | 0.23 | 0.03 | 0.02 | 0.21 | 0.21 | 0.22 | 0.17 | 0.02 | 0.01 | True |  | Non Federally-Regulated | 04/04/2018 |  | 05/23/2018
SLV Lighting North America, Inc. | SLV | 709162U(709403U) | Light Emitting Diode | Inseparable Luminaire | Direct Wired | Forward Phase Cut Controls | 88.6 | 2700 | -0.001 | 93 | 69 | 320 | 0.99 | Ambient | 50000 |  |  | 50000 | 0.1 | 21 | 22 | 0.21 | 0.21 | 0.21 | 0.2 | 0.03 | 0.01 | 0.27 | 0.27 | 0.27 | 0.23 | 0.03 | 0.02 | 0.21 | 0.21 | 0.22 | 0.17 | 0.02 | 0.01 | True |  | Non Federally-Regulated | 04/04/2018 |  | 05/23/2018
SLV Lighting North America, Inc. | SLV | 709162U(709404U) | Light Emitting Diode | Inseparable Luminaire | Direct Wired | Forward Phase Cut Controls | 88.6 | 2700 | -0.001 | 93 | 69 | 320 | 0.99 | Ambient | 50000 |  |  | 50000 | 0.1 | 21 | 22 | 0.21 | 0.21 | 0.21 | 0.2 | 0.03 | 0.01 | 0.27 | 0.27 | 0.27 | 0.23 | 0.03 | 0.02 | 0.21 | 0.21 | 0.22 | 0.17 | 0.02 | 0.01 | True |  | Non Federally-Regulated | 04/04/2018 |  | 05/23/2018
SLV Lighting North America, Inc. | SLV | 709162U(709405U) | Light Emitting Diode | Inseparable Luminaire | Direct Wired | Forward Phase Cut Controls | 88.6 | 2700 | -0.001 | 93 | 69 | 320 | 0.99 | Ambient | 50000 |  |  | 50000 | 0.1 | 21 | 22 | 0.21 | 0.21 | 0.21 | 0.2 | 0.03 | 0.01 | 0.27 | 0.27 | 0.27 | 0.23 | 0.03 | 0.02 | 0.21 | 0.21 | 0.22 | 0.17 | 0.02 | 0.01 | True |  | Non Federally-Regulated | 04/04/2018 |  | 05/23/2018
SLV Lighting North America, Inc. | SLV | 709162U(709406A) | Light Emitting Diode | Inseparable Luminaire | Direct Wired | Forward Phase Cut Controls | 89.9 | 2700 | -0.001 | 92 | 69 | 320 | 0.99 | Ambient | 50000 |  |  | 50000 | 0.1 | 21 | 22 | 0.21 | 0.21 | 0.21 | 0.2 | 0.03 | 0.01 | 0.27 | 0.27 | 0.27 | 0.23 | 0.03 | 0.02 | 0.21 | 0.21 | 0.22 | 0.17 | 0.02 | 0.01 | True |  | Non Federally-Regulated | 04/04/2018 |  | 05/23/2018
SLV Lighting North America, Inc. | SLV | 709162U(709407A) | Light Emitting Diode | Inseparable Luminaire | Direct Wired | Forward Phase Cut Controls | 89.9 | 2700 | -0.001 | 92 | 69 | 320 | 0.99 | Ambient | 50000 |  |  | 50000 | 0.1 | 21 | 22 | 0.21 | 0.21 | 0.21 | 0.2 | 0.03 | 0.01 | 0.27 | 0.27 | 0.27 | 0.23 | 0.03 | 0.02 | 0.21 | 0.21 | 0.22 | 0.17 | 0.02 | 0.01 | True |  | Non Federally-Regulated | 04/04/2018 |  | 05/23/2018
SLV Lighting North America, Inc. | SLV | 709162U(709408A) | Light Emitting Diode | Inseparable Luminaire | Direct Wired | Forward Phase Cut Controls | 89.9 | 2700 | -0.001 | 92 | 69 | 320 | 0.99 | Ambient | 50000 |  |  | 50000 | 0.1 | 21 | 22 | 0.21 | 0.21 | 0.21 | 0.2 | 0.03 | 0.01 | 0.27 | 0.27 | 0.27 | 0.23 | 0.03 | 0.02 | 0.21 | 0.21 | 0.22 | 0.17 | 0.02 | 0.01 | True |  | Non Federally-Regulated | 04/04/2018 |  | 05/23/2018
SLV Lighting North America, Inc. | SLV | 709162U(709409A) | Light Emitting Diode | Inseparable Luminaire | Direct Wired | Forward Phase Cut Controls | 89 | 2700 | -0.001 | 93 | 69 | 320 | 0.99 | Ambient | 50000 |  |  | 50000 | 0.1 | 21 | 22 | 0.21 | 0.21 | 0.21 | 0.2 | 0.03 | 0.01 | 0.27 | 0.27 | 0.27 | 0.23 | 0.03 | 0.02 | 0.21 | 0.21 | 0.22 | 0.17 | 0.02 | 0.01 | True |  | Non Federally-Regulated | 04/04/2018 |  | 05/23/2018
SLV Lighting North America, Inc. | SLV | 709162U(709410A) | Light Emitting Diode | Inseparable Luminaire | Direct Wired | Forward Phase Cut Controls | 89 | 2700 | -0.001 | 93 | 69 | 320 | 0.99 | Ambient | 50000 |  |  | 50000 | 0.1 | 21 | 22 | 0.21 | 0.21 | 0.21 | 0.2 | 0.03 | 0.01 | 0.27 | 0.27 | 0.27 | 0.23 | 0.03 | 0.02 | 0.21 | 0.21 | 0.22 | 0.17 | 0.02 | 0.01 | True |  | Non Federally-Regulated | 04/04/2018 |  | 05/23/2018
SLV Lighting North America, Inc. | SLV | 709162U(709411A) | Light Emitting Diode | Inseparable Luminaire | Direct Wired | Forward Phase Cut Controls | 89 | 2700 | -0.001 | 93 | 69 | 320 | 0.99 | Ambient | 50000 |  |  | 50000 | 0.1 | 21 | 22 | 0.21 | 0.21 | 0.21 | 0.2 | 0.03 | 0.01 | 0.27 | 0.27 | 0.27 | 0.23 | 0.03 | 0.02 | 0.21 | 0.21 | 0.22 | 0.17 | 0.02 | 0.01 | True |  | Non Federally-Regulated | 04/04/2018 |  | 05/23/2018
SLV Lighting North America, Inc. | SLV | 709162U(709412U) | Light Emitting Diode | Inseparable Luminaire | Direct Wired | Forward Phase Cut Controls | 76.7 | 2700 | -0.0001 | 92 | 66 | 320 | 0.99 | Ambient | 50000 |  |  | 50000 | 0.1 | 21 | 22 | 0.21 | 0.21 | 0.21 | 0.2 | 0.03 | 0.01 | 0.27 | 0.27 | 0.27 | 0.23 | 0.03 | 0.02 | 0.21 | 0.21 | 0.22 | 0.17 | 0.02 | 0.01 | True |  | Non Federally-Regulated | 04/04/2018 |  | 05/23/2018
SLV Lighting North America, Inc. | SLV | 709162U(709413U) | Light Emitting Diode | Inseparable Luminaire | Direct Wired | Forward Phase Cut Controls | 76.7 | 2700 | -0.0001 | 92 | 66 | 320 | 0.99 | Ambient | 50000 |  |  | 50000 | 0.1 | 21 | 22 | 0.21 | 0.21 | 0.21 | 0.2 | 0.03 | 0.01 | 0.27 | 0.27 | 0.27 | 0.23 | 0.03 | 0.02 | 0.21 | 0.21 | 0.22 | 0.17 | 0.02 | 0.01 | True |  | Non Federally-Regulated | 04/04/2018 |  | 05/23/2018
SLV Lighting North America, Inc. | SLV | 709162U(709414U) | Light Emitting Diode | Inseparable Luminaire | Direct Wired | Forward Phase Cut Controls | 76.7 | 2700 | -0.0001 | 92 | 66 | 320 | 0.99 | Ambient | 50000 |  |  | 50000 | 0.1 | 21 | 22 | 0.21 | 0.21 | 0.21 | 0.2 | 0.03 | 0.01 | 0.27 | 0.27 | 0.27 | 0.23 | 0.03 | 0.02 | 0.21 | 0.21 | 0.22 | 0.17 | 0.02 | 0.01 | True |  | Non Federally-Regulated | 04/04/2018 |  | 05/23/2018
SLV Lighting North America, Inc. | SLV | 709162U(709415U) | Light Emitting Diode | Inseparable Luminaire | Direct Wired | Forward Phase Cut Controls | 76 | 2700 | -0.0001 | 92 | 66 | 320 | 0.99 | Ambient | 50000 |  |  | 50000 | 0.1 | 21 | 22 | 0.21 | 0.21 | 0.21 | 0.2 | 0.03 | 0.01 | 0.27 | 0.27 | 0.27 | 0.23 | 0.03 | 0.02 | 0.21 | 0.21 | 0.22 | 0.17 | 0.02 | 0.01 | True |  | Non Federally-Regulated | 04/04/2018 |  | 05/23/2018
SLV Lighting North America, Inc. | SLV | 709162U(709416U) | Light Emitting Diode | Inseparable Luminaire | Direct Wired | Forward Phase Cut Controls | 76 | 2700 | -0.0001 | 92 | 66 | 320 | 0.99 | Ambient | 50000 |  |  | 50000 | 0.1 | 21 | 22 | 0.21 | 0.21 | 0.21 | 0.2 | 0.03 | 0.01 | 0.27 | 0.27 | 0.27 | 0.23 | 0.03 | 0.02 | 0.21 | 0.21 | 0.22 | 0.17 | 0.02 | 0.01 | True |  | Non Federally-Regulated | 04/04/2018 |  | 05/23/2018
SLV Lighting North America, Inc. | SLV | 709162U(709417U) | Light Emitting Diode | Inseparable Luminaire | Direct Wired | Forward Phase Cut Controls | 76 | 2700 | -0.0001 | 92 | 66 | 320 | 0.99 | Ambient | 50000 |  |  | 50000 | 0.1 | 21 | 22 | 0.21 | 0.21 | 0.21 | 0.2 | 0.03 | 0.01 | 0.27 | 0.27 | 0.27 | 0.23 | 0.03 | 0.02 | 0.21 | 0.21 | 0.22 | 0.17 | 0.02 | 0.01 | True |  | Non Federally-Regulated | 04/04/2018 |  | 05/23/2018
SLV Lighting North America, Inc. | SLV | 709162U(709418A) | Light Emitting Diode | Inseparable Luminaire | Direct Wired | Forward Phase Cut Controls | 77.3 | 2700 | -0.0001 | 92 | 66 | 320 | 0.99 | Ambient | 50000 |  |  | 50000 | 0.1 | 21 | 22 | 0.21 | 0.21 | 0.21 | 0.2 | 0.03 | 0.01 | 0.27 | 0.27 | 0.27 | 0.23 | 0.03 | 0.02 | 0.21 | 0.21 | 0.22 | 0.17 | 0.02 | 0.01 | True |  | Non Federally-Regulated | 04/04/2018 |  | 05/23/2018
SLV Lighting North America, Inc. | SLV | 709162U(709419A) | Light Emitting Diode | Inseparable Luminaire | Direct Wired | Forward Phase Cut Controls | 77.3 | 2700 | -0.0001 | 92 | 66 | 320 | 0.99 | Ambient | 50000 |  |  | 50000 | 0.1 | 21 | 22 | 0.21 | 0.21 | 0.21 | 0.2 | 0.03 | 0.01 | 0.27 | 0.27 | 0.27 | 0.23 | 0.03 | 0.02 | 0.21 | 0.21 | 0.22 | 0.17 | 0.02 | 0.01 | True |  | Non Federally-Regulated | 04/04/2018 |  | 05/23/2018
SLV Lighting North America, Inc. | SLV | 709162U(709420A) | Light Emitting Diode | Inseparable Luminaire | Direct Wired | Forward Phase Cut Controls | 77.3 | 2700 | -0.0001 | 92 | 66 | 320 | 0.99 | Ambient | 50000 |  |  | 50000 | 0.1 | 21 | 22 | 0.21 | 0.21 | 0.21 | 0.2 | 0.03 | 0.01 | 0.27 | 0.27 | 0.27 | 0.23 | 0.03 | 0.02 | 0.21 | 0.21 | 0.22 | 0.17 | 0.02 | 0.01 | True |  | Non Federally-Regulated | 04/04/2018 |  | 05/23/2018
SLV Lighting North America, Inc. | SLV | 709162U(709421A) | Light Emitting Diode | Inseparable Luminaire | Direct Wired | Forward Phase Cut Controls | 76.8 | 2700 | -0.0001 | 92 | 66 | 320 | 0.98 | Ambient | 50000 |  |  | 50000 | 0.1 | 21 | 22 | 0.21 | 0.21 | 0.21 | 0.2 | 0.03 | 0.01 | 0.27 | 0.27 | 0.27 | 0.23 | 0.03 | 0.02 | 0.21 | 0.21 | 0.22 | 0.17 | 0.02 | 0.01 | True |  | Non Federally-Regulated | 04/04/2018 |  | 05/23/2018
SLV Lighting North America, Inc. | SLV | 709162U(709422A) | Light Emitting Diode | Inseparable Luminaire | Direct Wired | Forward Phase Cut Controls | 76.8 | 2700 | -0.0001 | 92 | 66 | 320 | 0.98 | Ambient | 50000 |  |  | 50000 | 0.1 | 21 | 22 | 0.21 | 0.21 | 0.21 | 0.2 | 0.03 | 0.01 | 0.27 | 0.27 | 0.27 | 0.23 | 0.03 | 0.02 | 0.21 | 0.21 | 0.22 | 0.17 | 0.02 | 0.01 | True |  | Non Federally-Regulated | 04/04/2018 |  | 05/23/2018
SLV Lighting North America, Inc. | SLV | 709162U(709423A) | Light Emitting Diode | Inseparable Luminaire | Direct Wired | Forward Phase Cut Controls | 76.8 | 2700 | -0.0001 | 92 | 66 | 320 | 0.98 | Ambient | 50000 |  |  | 50000 | 0.1 | 21 | 22 | 0.21 | 0.21 | 0.21 | 0.2 | 0.03 | 0.01 | 0.27 | 0.27 | 0.27 | 0.23 | 0.03 | 0.02 | 0.21 | 0.21 | 0.22 | 0.17 | 0.02 | 0.01 | True |  | Non Federally-Regulated | 04/04/2018 |  | 05/23/2018
SLV Lighting North America, Inc. | SLV | 709361U(709100U) | Light Emitting Diode | Inseparable Luminaire | Direct Wired | Forward Phase Cut Controls | 91.6 | 3000 | -0.0009 | 93 | 69 | 320 | 0.99 | Ambient | 50000 |  |  | 50000 | 0.1 | 21 | 22 | 0.21 | 0.21 | 0.21 | 0.2 | 0.03 | 0.01 | 0.27 | 0.27 | 0.27 | 0.23 | 0.03 | 0.02 | 0.21 | 0.21 | 0.22 | 0.17 | 0.02 | 0.01 | True |  | Non Federally-Regulated | 04/04/2018 |  | 05/23/2018
SLV Lighting North America, Inc. | SLV | 709361U(709101U) | Light Emitting Diode | Inseparable Luminaire | Direct Wired | Forward Phase Cut Controls | 91.6 | 3000 | -0.0009 | 93 | 69 | 320 | 0.99 | Ambient | 50000 |  |  | 50000 | 0.1 | 21 | 22 | 0.21 | 0.21 | 0.21 | 0.2 | 0.03 | 0.01 | 0.27 | 0.27 | 0.27 | 0.23 | 0.03 | 0.02 | 0.21 | 0.21 | 0.22 | 0.17 | 0.02 | 0.01 | True |  | Non Federally-Regulated | 04/04/2018 |  | 05/23/2018
SLV Lighting North America, Inc. | SLV | 709361U(709106U) | Light Emitting Diode | Inseparable Luminaire | Direct Wired | Forward Phase Cut Controls | 91.6 | 3000 | -0.0009 | 93 | 69 | 320 | 0.99 | Ambient | 50000 |  |  | 50000 | 0.1 | 21 | 22 | 0.21 | 0.21 | 0.21 | 0.2 | 0.03 | 0.01 | 0.27 | 0.27 | 0.27 | 0.23 | 0.03 | 0.02 | 0.21 | 0.21 | 0.22 | 0.17 | 0.02 | 0.01 | True |  | Non Federally-Regulated | 04/04/2018 |  | 05/23/2018
SLV Lighting North America, Inc. | SLV | 709361U(709110U) | Light Emitting Diode | Inseparable Luminaire | Direct Wired | Forward Phase Cut Controls | 90.8 | 3000 | -0.001 | 92 | 69 | 320 | 0.99 | Ambient | 50000 |  |  | 50000 | 0.1 | 21 | 22 | 0.21 | 0.21 | 0.21 | 0.2 | 0.03 | 0.01 | 0.27 | 0.27 | 0.27 | 0.23 | 0.03 | 0.02 | 0.21 | 0.21 | 0.22 | 0.17 | 0.02 | 0.01 | True |  | Non Federally-Regulated | 04/04/2018 |  | 05/23/2018
SLV Lighting North America, Inc. | SLV | 709361U(709111U) | Light Emitting Diode | Inseparable Luminaire | Direct Wired | Forward Phase Cut Controls | 90.8 | 3000 | -0.001 | 92 | 69 | 320 | 0.99 | Ambient | 50000 |  |  | 50000 | 0.1 | 21 | 22 | 0.21 | 0.21 | 0.21 | 0.2 | 0.03 | 0.01 | 0.27 | 0.27 | 0.27 | 0.23 | 0.03 | 0.02 | 0.21 | 0.21 | 0.22 | 0.17 | 0.02 | 0.01 | True |  | Non Federally-Regulated | 04/04/2018 |  | 05/23/2018
SLV Lighting North America, Inc. | SLV | 709361U(709116U) | Light Emitting Diode | Inseparable Luminaire | Direct Wired | Forward Phase Cut Controls | 90.8 | 3000 | -0.001 | 92 | 69 | 320 | 0.99 | Ambient | 50000 |  |  | 50000 | 0.1 | 21 | 22 | 0.21 | 0.21 | 0.21 | 0.2 | 0.03 | 0.01 | 0.27 | 0.27 | 0.27 | 0.23 | 0.03 | 0.02 | 0.21 | 0.21 | 0.22 | 0.17 | 0.02 | 0.01 | True |  | Non Federally-Regulated | 04/04/2018 |  | 05/23/2018
SLV Lighting North America, Inc. | SLV | 709361U(709370A) | Light Emitting Diode | Inseparable Luminaire | Direct Wired | Forward Phase Cut Controls | 91.6 | 3000 | -0.001 | 92 | 69 | 320 | 0.99 | Ambient | 50000 |  |  | 50000 | 0.1 | 21 | 22 | 0.21 | 0.21 | 0.21 | 0.2 | 0.03 | 0.01 | 0.27 | 0.27 | 0.27 | 0.23 | 0.03 | 0.02 | 0.21 | 0.21 | 0.22 | 0.17 | 0.02 | 0.01 | True |  | Non Federally-Regulated | 04/04/2018 |  | 05/23/2018
SLV Lighting North America, Inc. | SLV | 709361U(709371A) | Light Emitting Diode | Inseparable Luminaire | Direct Wired | Forward Phase Cut Controls | 91.6 | 3000 | -0.001 | 92 | 69 | 320 | 0.99 | Ambient | 50000 |  |  | 50000 | 0.1 | 21 | 22 | 0.21 | 0.21 | 0.21 | 0.2 | 0.03 | 0.01 | 0.27 | 0.27 | 0.27 | 0.23 | 0.03 | 0.02 | 0.21 | 0.21 | 0.22 | 0.17 | 0.02 | 0.01 | True |  | Non Federally-Regulated | 04/04/2018 |  | 05/23/2018
SLV Lighting North America, Inc. | SLV | 709361U(709372A) | Light Emitting Diode | Inseparable Luminaire | Direct Wired | Forward Phase Cut Controls | 91.6 | 3000 | -0.001 | 92 | 69 | 320 | 0.99 | Ambient | 50000 |  |  | 50000 | 0.1 | 21 | 22 | 0.21 | 0.21 | 0.21 | 0.2 | 0.03 | 0.01 | 0.27 | 0.27 | 0.27 | 0.23 | 0.03 | 0.02 | 0.21 | 0.21 | 0.22 | 0.17 | 0.02 | 0.01 | True |  | Non Federally-Regulated | 04/04/2018 |  | 05/23/2018
SLV Lighting North America, Inc. | SLV | 709361U(709373A) | Light Emitting Diode | Inseparable Luminaire | Direct Wired | Forward Phase Cut Controls | 90.9 | 3000 | -0.001 | 93 | 69 | 320 | 0.99 | Ambient | 50000 |  |  | 50000 | 0.1 | 21 | 22 | 0.21 | 0.21 | 0.21 | 0.2 | 0.03 | 0.01 | 0.27 | 0.27 | 0.27 | 0.23 | 0.03 | 0.02 | 0.21 | 0.21 | 0.22 | 0.17 | 0.02 | 0.01 | True |  | Non Federally-Regulated | 04/04/2018 |  | 05/23/2018
SLV Lighting North America, Inc. | SLV | 709361U(709374A) | Light Emitting Diode | Inseparable Luminaire | Direct Wired | Forward Phase Cut Controls | 90.9 | 3000 | -0.001 | 93 | 69 | 320 | 0.99 | Ambient | 50000 |  |  | 50000 | 0.1 | 21 | 22 | 0.21 | 0.21 | 0.21 | 0.2 | 0.03 | 0.01 | 0.27 | 0.27 | 0.27 | 0.23 | 0.03 | 0.02 | 0.21 | 0.21 | 0.22 | 0.17 | 0.02 | 0.01 | True |  | Non Federally-Regulated | 04/04/2018 |  | 05/23/2018
SLV Lighting North America, Inc. | SLV | 709361U(709375A) | Light Emitting Diode | Inseparable Luminaire | Direct Wired | Forward Phase Cut Controls | 90.9 | 3000 | -0.001 | 93 | 69 | 320 | 0.99 | Ambient | 50000 |  |  | 50000 | 0.1 | 21 | 22 | 0.21 | 0.21 | 0.21 | 0.2 | 0.03 | 0.01 | 0.27 | 0.27 | 0.27 | 0.23 | 0.03 | 0.02 | 0.21 | 0.21 | 0.22 | 0.17 | 0.02 | 0.01 | True |  | Non Federally-Regulated | 04/04/2018 |  | 05/23/2018
SLV Lighting North America, Inc. | SLV | 709361U(709376U) | Light Emitting Diode | Inseparable Luminaire | Direct Wired | Forward Phase Cut Controls | 74.6 | 3000 | -0.0005 | 92 | 70 | 320 | 0.99 | Ambient | 50000 |  |  | 50000 | 0.1 | 21 | 22 | 0.21 | 0.21 | 0.21 | 0.2 | 0.03 | 0.01 | 0.27 | 0.27 | 0.27 | 0.23 | 0.03 | 0.02 | 0.21 | 0.21 | 0.22 | 0.17 | 0.02 | 0.01 | True |  | Non Federally-Regulated | 04/04/2018 |  | 05/23/2018
SLV Lighting North America, Inc. | SLV | 709361U(709377U) | Light Emitting Diode | Inseparable Luminaire | Direct Wired | Forward Phase Cut Controls | 74.6 | 3000 | -0.0005 | 92 | 70 | 320 | 0.99 | Ambient | 50000 |  |  | 50000 | 0.1 | 21 | 22 | 0.21 | 0.21 | 0.21 | 0.2 | 0.03 | 0.01 | 0.27 | 0.27 | 0.27 | 0.23 | 0.03 | 0.02 | 0.21 | 0.21 | 0.22 | 0.17 | 0.02 | 0.01 | True |  | Non Federally-Regulated | 04/04/2018 |  | 05/23/2018
SLV Lighting North America, Inc. | SLV | 709361U(709378U) | Light Emitting Diode | Inseparable Luminaire | Direct Wired | Forward Phase Cut Controls | 74.6 | 3000 | -0.0005 | 92 | 70 | 320 | 0.99 | Ambient | 50000 |  |  | 50000 | 0.1 | 21 | 22 | 0.21 | 0.21 | 0.21 | 0.2 | 0.03 | 0.01 | 0.27 | 0.27 | 0.27 | 0.23 | 0.03 | 0.02 | 0.21 | 0.21 | 0.22 | 0.17 | 0.02 | 0.01 | True |  | Non Federally-Regulated | 04/04/2018 |  | 05/23/2018
SLV Lighting North America, Inc. | SLV | 709361U(709379U) | Light Emitting Diode | Inseparable Luminaire | Direct Wired | Forward Phase Cut Controls | 76.1 | 3000 | -0.0008 | 92 | 68 | 320 | 0.99 | Ambient | 50000 |  |  | 50000 | 0.1 | 21 | 22 | 0.21 | 0.21 | 0.21 | 0.2 | 0.03 | 0.01 | 0.27 | 0.27 | 0.27 | 0.23 | 0.03 | 0.02 | 0.21 | 0.21 | 0.22 | 0.17 | 0.02 | 0.01 | True |  | Non Federally-Regulated | 04/04/2018 |  | 05/23/2018
SLV Lighting North America, Inc. | SLV | 709361U(709380U) | Light Emitting Diode | Inseparable Luminaire | Direct Wired | Forward Phase Cut Controls | 76.1 | 3000 | -0.0008 | 92 | 68 | 320 | 0.99 | Ambient | 50000 |  |  | 50000 | 0.1 | 21 | 22 | 0.21 | 0.21 | 0.21 | 0.2 | 0.03 | 0.01 | 0.27 | 0.27 | 0.27 | 0.23 | 0.03 | 0.02 | 0.21 | 0.21 | 0.22 | 0.17 | 0.02 | 0.01 | True |  | Non Federally-Regulated | 04/04/2018 |  | 05/23/2018
SLV Lighting North America, Inc. | SLV | 709361U(709381U) | Light Emitting Diode | Inseparable Luminaire | Direct Wired | Forward Phase Cut Controls | 76.1 | 3000 | -0.0008 | 92 | 68 | 320 | 0.99 | Ambient | 50000 |  |  | 50000 | 0.1 | 21 | 22 | 0.21 | 0.21 | 0.21 | 0.2 | 0.03 | 0.01 | 0.27 | 0.27 | 0.27 | 0.23 | 0.03 | 0.02 | 0.21 | 0.21 | 0.22 | 0.17 | 0.02 | 0.01 | True |  | Non Federally-Regulated | 04/04/2018 |  | 05/23/2018
SLV Lighting North America, Inc. | SLV | 709361U(709382A) | Light Emitting Diode | Inseparable Luminaire | Direct Wired | Forward Phase Cut Controls | 77 | 3000 | -0.0008 | 92 | 69 | 320 | 0.99 | Ambient | 50000 |  |  | 50000 | 0.1 | 21 | 22 | 0.21 | 0.21 | 0.21 | 0.2 | 0.03 | 0.01 | 0.27 | 0.27 | 0.27 | 0.23 | 0.03 | 0.02 | 0.21 | 0.21 | 0.22 | 0.17 | 0.02 | 0.01 | True |  | Non Federally-Regulated | 04/04/2018 |  | 05/23/2018
SLV Lighting North America, Inc. | SLV | 709361U(709383A) | Light Emitting Diode | Inseparable Luminaire | Direct Wired | Forward Phase Cut Controls | 77 | 3000 | -0.0008 | 92 | 69 | 320 | 0.99 | Ambient | 50000 |  |  | 50000 | 0.1 | 21 | 22 | 0.21 | 0.21 | 0.21 | 0.2 | 0.03 | 0.01 | 0.27 | 0.27 | 0.27 | 0.23 | 0.03 | 0.02 | 0.21 | 0.21 | 0.22 | 0.17 | 0.02 | 0.01 | True |  | Non Federally-Regulated | 04/04/2018 |  | 05/23/2018
SLV Lighting North America, Inc. | SLV | 709361U(709384A) | Light Emitting Diode | Inseparable Luminaire | Direct Wired | Forward Phase Cut Controls | 77 | 3000 | -0.0008 | 92 | 69 | 320 | 0.99 | Ambient | 50000 |  |  | 50000 | 0.1 | 21 | 22 | 0.21 | 0.21 | 0.21 | 0.2 | 0.03 | 0.01 | 0.27 | 0.27 | 0.27 | 0.23 | 0.03 | 0.02 | 0.21 | 0.21 | 0.22 | 0.17 | 0.02 | 0.01 | True |  | Non Federally-Regulated | 04/04/2018 |  | 05/23/2018
SLV Lighting North America, Inc. | SLV | 709361U(709385A) | Light Emitting Diode | Inseparable Luminaire | Direct Wired | Forward Phase Cut Controls | 76.5 | 3000 | -0.0009 | 92 | 69 | 320 | 0.99 | Ambient | 50000 |  |  | 50000 | 0.1 | 21 | 22 | 0.21 | 0.21 | 0.21 | 0.2 | 0.03 | 0.01 | 0.27 | 0.27 | 0.27 | 0.23 | 0.03 | 0.02 | 0.21 | 0.21 | 0.22 | 0.17 | 0.02 | 0.01 | True |  | Non Federally-Regulated | 04/04/2018 |  | 05/23/2018
SLV Lighting North America, Inc. | SLV | 709361U(709386A) | Light Emitting Diode | Inseparable Luminaire | Direct Wired | Forward Phase Cut Controls | 76.5 | 3000 | -0.0009 | 92 | 69 | 320 | 0.99 | Ambient | 50000 |  |  | 50000 | 0.1 | 21 | 22 | 0.21 | 0.21 | 0.21 | 0.2 | 0.03 | 0.01 | 0.27 | 0.27 | 0.27 | 0.23 | 0.03 | 0.02 | 0.21 | 0.21 | 0.22 | 0.17 | 0.02 | 0.01 | True |  | Non Federally-Regulated | 04/04/2018 |  | 05/23/2018
SLV Lighting North America, Inc. | SLV | 709361U(709387A) | Light Emitting Diode | Inseparable Luminaire | Direct Wired | Forward Phase Cut Controls | 76.5 | 3000 | -0.0009 | 92 | 69 | 320 | 0.99 | Ambient | 50000 |  |  | 50000 | 0.1 | 21 | 22 | 0.21 | 0.21 | 0.21 | 0.2 | 0.03 | 0.01 | 0.27 | 0.27 | 0.27 | 0.23 | 0.03 | 0.02 | 0.21 | 0.21 | 0.22 | 0.17 | 0.02 | 0.01 | True |  | Non Federally-Regulated | 04/04/2018 |  | 05/23/2018
SLV Lighting North America, Inc. | SLV | 709361U(709400U) | Light Emitting Diode | Inseparable Luminaire | Direct Wired | Forward Phase Cut Controls | 89.7 | 3000 | -0.001 | 92 | 69 | 320 | 0.99 | Ambient | 50000 |  |  | 50000 | 0.1 | 21 | 22 | 0.21 | 0.21 | 0.21 | 0.2 | 0.03 | 0.01 | 0.27 | 0.27 | 0.27 | 0.23 | 0.03 | 0.02 | 0.21 | 0.21 | 0.22 | 0.17 | 0.02 | 0.01 | True |  | Non Federally-Regulated | 04/04/2018 |  | 05/23/2018
SLV Lighting North America, Inc. | SLV | 709361U(709401U) | Light Emitting Diode | Inseparable Luminaire | Direct Wired | Forward Phase Cut Controls | 89.7 | 3000 | -0.001 | 92 | 69 | 320 | 0.99 | Ambient | 50000 |  |  | 50000 | 0.1 | 21 | 22 | 0.21 | 0.21 | 0.21 | 0.2 | 0.03 | 0.01 | 0.27 | 0.27 | 0.27 | 0.23 | 0.03 | 0.02 | 0.21 | 0.21 | 0.22 | 0.17 | 0.02 | 0.01 | True |  | Non Federally-Regulated | 04/04/2018 |  | 05/23/2018
SLV Lighting North America, Inc. | SLV | 709361U(709402U) | Light Emitting Diode | Inseparable Luminaire | Direct Wired | Forward Phase Cut Controls | 89.7 | 3000 | -0.001 | 92 | 69 | 320 | 0.99 | Ambient | 50000 |  |  | 50000 | 0.1 | 21 | 22 | 0.21 | 0.21 | 0.21 | 0.2 | 0.03 | 0.01 | 0.27 | 0.27 | 0.27 | 0.23 | 0.03 | 0.02 | 0.21 | 0.21 | 0.22 | 0.17 | 0.02 | 0.01 | True |  | Non Federally-Regulated | 04/04/2018 |  | 05/23/2018
SLV Lighting North America, Inc. | SLV | 709361U(709403U) | Light Emitting Diode | Inseparable Luminaire | Direct Wired | Forward Phase Cut Controls | 88.6 | 3000 | -0.001 | 93 | 69 | 320 | 0.99 | Ambient | 50000 |  |  | 50000 | 0.1 | 21 | 22 | 0.21 | 0.21 | 0.21 | 0.2 | 0.03 | 0.01 | 0.27 | 0.27 | 0.27 | 0.23 | 0.03 | 0.02 | 0.21 | 0.21 | 0.22 | 0.17 | 0.02 | 0.01 | True |  | Non Federally-Regulated | 04/04/2018 |  | 05/23/2018
SLV Lighting North America, Inc. | SLV | 709361U(709404U) | Light Emitting Diode | Inseparable Luminaire | Direct Wired | Forward Phase Cut Controls | 88.6 | 3000 | -0.001 | 93 | 69 | 320 | 0.99 | Ambient | 50000 |  |  | 50000 | 0.1 | 21 | 22 | 0.21 | 0.21 | 0.21 | 0.2 | 0.03 | 0.01 | 0.27 | 0.27 | 0.27 | 0.23 | 0.03 | 0.02 | 0.21 | 0.21 | 0.22 | 0.17 | 0.02 | 0.01 | True |  | Non Federally-Regulated | 04/04/2018 |  | 05/23/2018
SLV Lighting North America, Inc. | SLV | 709361U(709405U) | Light Emitting Diode | Inseparable Luminaire | Direct Wired | Forward Phase Cut Controls | 88.6 | 3000 | -0.001 | 93 | 69 | 320 | 0.99 | Ambient | 50000 |  |  | 50000 | 0.1 | 21 | 22 | 0.21 | 0.21 | 0.21 | 0.2 | 0.03 | 0.01 | 0.27 | 0.27 | 0.27 | 0.23 | 0.03 | 0.02 | 0.21 | 0.21 | 0.22 | 0.17 | 0.02 | 0.01 | True |  | Non Federally-Regulated | 04/04/2018 |  | 05/23/2018
SLV Lighting North America, Inc. | SLV | 709361U(709406A) | Light Emitting Diode | Inseparable Luminaire | Direct Wired | Forward Phase Cut Controls | 89.9 | 3000 | -0.001 | 92 | 69 | 320 | 0.99 | Ambient | 50000 |  |  | 50000 | 0.1 | 21 | 22 | 0.21 | 0.21 | 0.21 | 0.2 | 0.03 | 0.01 | 0.27 | 0.27 | 0.27 | 0.23 | 0.03 | 0.02 | 0.21 | 0.21 | 0.22 | 0.17 | 0.02 | 0.01 | True |  | Non Federally-Regulated | 04/04/2018 |  | 05/23/2018
SLV Lighting North America, Inc. | SLV | 709361U(709407A) | Light Emitting Diode | Inseparable Luminaire | Direct Wired | Forward Phase Cut Controls | 89.9 | 3000 | -0.001 | 92 | 69 | 320 | 0.99 | Ambient | 50000 |  |  | 50000 | 0.1 | 21 | 22 | 0.21 | 0.21 | 0.21 | 0.2 | 0.03 | 0.01 | 0.27 | 0.27 | 0.27 | 0.23 | 0.03 | 0.02 | 0.21 | 0.21 | 0.22 | 0.17 | 0.02 | 0.01 | True |  | Non Federally-Regulated | 04/04/2018 |  | 05/23/2018
SLV Lighting North America, Inc. | SLV | 709361U(709408A) | Light Emitting Diode | Inseparable Luminaire | Direct Wired | Forward Phase Cut Controls | 89.9 | 3000 | -0.001 | 92 | 69 | 320 | 0.99 | Ambient | 50000 |  |  | 50000 | 0.1 | 21 | 22 | 0.21 | 0.21 | 0.21 | 0.2 | 0.03 | 0.01 | 0.27 | 0.27 | 0.27 | 0.23 | 0.03 | 0.02 | 0.21 | 0.21 | 0.22 | 0.17 | 0.02 | 0.01 | True |  | Non Federally-Regulated | 04/04/2018 |  | 05/23/2018
SLV Lighting North America, Inc. | SLV | 709361U(709409A) | Light Emitting Diode | Inseparable Luminaire | Direct Wired | Forward Phase Cut Controls | 89 | 3000 | -0.001 | 93 | 69 | 320 | 0.99 | Ambient | 50000 |  |  | 50000 | 0.1 | 21 | 22 | 0.21 | 0.21 | 0.21 | 0.2 | 0.03 | 0.01 | 0.27 | 0.27 | 0.27 | 0.23 | 0.03 | 0.02 | 0.21 | 0.21 | 0.22 | 0.17 | 0.02 | 0.01 | True |  | Non Federally-Regulated | 04/04/2018 |  | 05/23/2018
SLV Lighting North America, Inc. | SLV | 709361U(709410A) | Light Emitting Diode | Inseparable Luminaire | Direct Wired | Forward Phase Cut Controls | 89 | 3000 | -0.001 | 93 | 69 | 320 | 0.99 | Ambient | 50000 |  |  | 50000 | 0.1 | 21 | 22 | 0.21 | 0.21 | 0.21 | 0.2 | 0.03 | 0.01 | 0.27 | 0.27 | 0.27 | 0.23 | 0.03 | 0.02 | 0.21 | 0.21 | 0.22 | 0.17 | 0.02 | 0.01 | True |  | Non Federally-Regulated | 04/04/2018 |  | 05/23/2018
SLV Lighting North America, Inc. | SLV | 709361U(709411A) | Light Emitting Diode | Inseparable Luminaire | Direct Wired | Forward Phase Cut Controls | 89 | 3000 | -0.001 | 93 | 69 | 320 | 0.99 | Ambient | 50000 |  |  | 50000 | 0.1 | 21 | 22 | 0.21 | 0.21 | 0.21 | 0.2 | 0.03 | 0.01 | 0.27 | 0.27 | 0.27 | 0.23 | 0.03 | 0.02 | 0.21 | 0.21 | 0.22 | 0.17 | 0.02 | 0.01 | True |  | Non Federally-Regulated | 04/04/2018 |  | 05/23/2018
SLV Lighting North America, Inc. | SLV | 709361U(709412U) | Light Emitting Diode | Inseparable Luminaire | Direct Wired | Forward Phase Cut Controls | 76.7 | 3000 | -0.0001 | 92 | 66 | 320 | 0.99 | Ambient | 50000 |  |  | 50000 | 0.1 | 21 | 22 | 0.21 | 0.21 | 0.21 | 0.2 | 0.03 | 0.01 | 0.27 | 0.27 | 0.27 | 0.23 | 0.03 | 0.02 | 0.21 | 0.21 | 0.22 | 0.17 | 0.02 | 0.01 | True |  | Non Federally-Regulated | 04/04/2018 |  | 05/23/2018
SLV Lighting North America, Inc. | SLV | 709361U(709413U) | Light Emitting Diode | Inseparable Luminaire | Direct Wired | Forward Phase Cut Controls | 76.7 | 3000 | -0.0001 | 92 | 66 | 320 | 0.99 | Ambient | 50000 |  |  | 50000 | 0.1 | 21 | 22 | 0.21 | 0.21 | 0.21 | 0.2 | 0.03 | 0.01 | 0.27 | 0.27 | 0.27 | 0.23 | 0.03 | 0.02 | 0.21 | 0.21 | 0.22 | 0.17 | 0.02 | 0.01 | True |  | Non Federally-Regulated | 04/04/2018 |  | 05/23/2018
SLV Lighting North America, Inc. | SLV | 709361U(709414U) | Light Emitting Diode | Inseparable Luminaire | Direct Wired | Forward Phase Cut Controls | 76.7 | 3000 | -0.0001 | 92 | 66 | 320 | 0.99 | Ambient | 50000 |  |  | 50000 | 0.1 | 21 | 22 | 0.21 | 0.21 | 0.21 | 0.2 | 0.03 | 0.01 | 0.27 | 0.27 | 0.27 | 0.23 | 0.03 | 0.02 | 0.21 | 0.21 | 0.22 | 0.17 | 0.02 | 0.01 | True |  | Non Federally-Regulated | 04/04/2018 |  | 05/23/2018
SLV Lighting North America, Inc. | SLV | 709361U(709415U) | Light Emitting Diode | Inseparable Luminaire | Direct Wired | Forward Phase Cut Controls | 76 | 3000 | -0.0001 | 92 | 66 | 320 | 0.99 | Ambient | 50000 |  |  | 50000 | 0.1 | 21 | 22 | 0.21 | 0.21 | 0.21 | 0.2 | 0.03 | 0.01 | 0.27 | 0.27 | 0.27 | 0.23 | 0.03 | 0.02 | 0.21 | 0.21 | 0.22 | 0.17 | 0.02 | 0.01 | True |  | Non Federally-Regulated | 04/04/2018 |  | 05/23/2018
SLV Lighting North America, Inc. | SLV | 709361U(709416U) | Light Emitting Diode | Inseparable Luminaire | Direct Wired | Forward Phase Cut Controls | 76 | 3000 | -0.0001 | 92 | 66 | 320 | 0.99 | Ambient | 50000 |  |  | 50000 | 0.1 | 21 | 22 | 0.21 | 0.21 | 0.21 | 0.2 | 0.03 | 0.01 | 0.27 | 0.27 | 0.27 | 0.23 | 0.03 | 0.02 | 0.21 | 0.21 | 0.22 | 0.17 | 0.02 | 0.01 | True |  | Non Federally-Regulated | 04/04/2018 |  | 05/23/2018
SLV Lighting North America, Inc. | SLV | 709361U(709417U) | Light Emitting Diode | Inseparable Luminaire | Direct Wired | Forward Phase Cut Controls | 76 | 3000 | -0.0001 | 92 | 66 | 320 | 0.99 | Ambient | 50000 |  |  | 50000 | 0.1 | 21 | 22 | 0.21 | 0.21 | 0.21 | 0.2 | 0.03 | 0.01 | 0.27 | 0.27 | 0.27 | 0.23 | 0.03 | 0.02 | 0.21 | 0.21 | 0.22 | 0.17 | 0.02 | 0.01 | True |  | Non Federally-Regulated | 04/04/2018 |  | 05/23/2018
SLV Lighting North America, Inc. | SLV | 709361U(709418A) | Light Emitting Diode | Inseparable Luminaire | Direct Wired | Forward Phase Cut Controls | 77.3 | 3000 | -0.0001 | 92 | 66 | 320 | 0.99 | Ambient | 50000 |  |  | 50000 | 0.1 | 21 | 22 | 0.21 | 0.21 | 0.21 | 0.2 | 0.03 | 0.01 | 0.27 | 0.27 | 0.27 | 0.23 | 0.03 | 0.02 | 0.21 | 0.21 | 0.22 | 0.17 | 0.02 | 0.01 | True |  | Non Federally-Regulated | 04/04/2018 |  | 05/23/2018
SLV Lighting North America, Inc. | SLV | 709361U(709419A) | Light Emitting Diode | Inseparable Luminaire | Direct Wired | Forward Phase Cut Controls | 77.3 | 3000 | -0.0001 | 92 | 66 | 320 | 0.99 | Ambient | 50000 |  |  | 50000 | 0.1 | 21 | 22 | 0.21 | 0.21 | 0.21 | 0.2 | 0.03 | 0.01 | 0.27 | 0.27 | 0.27 | 0.23 | 0.03 | 0.02 | 0.21 | 0.21 | 0.22 | 0.17 | 0.02 | 0.01 | True |  | Non Federally-Regulated | 04/04/2018 |  | 05/23/2018
SLV Lighting North America, Inc. | SLV | 709361U(709420A) | Light Emitting Diode | Inseparable Luminaire | Direct Wired | Forward Phase Cut Controls | 77.3 | 3000 | -0.0001 | 92 | 66 | 320 | 0.99 | Ambient | 50000 |  |  | 50000 | 0.1 | 21 | 22 | 0.21 | 0.21 | 0.21 | 0.2 | 0.03 | 0.01 | 0.27 | 0.27 | 0.27 | 0.23 | 0.03 | 0.02 | 0.21 | 0.21 | 0.22 | 0.17 | 0.02 | 0.01 | True |  | Non Federally-Regulated | 04/04/2018 |  | 05/23/2018
SLV Lighting North America, Inc. | SLV | 709361U(709421A) | Light Emitting Diode | Inseparable Luminaire | Direct Wired | Forward Phase Cut Controls | 76.8 | 3000 | -0.0001 | 92 | 66 | 320 | 0.98 | Ambient | 50000 |  |  | 50000 | 0.1 | 21 | 22 | 0.21 | 0.21 | 0.21 | 0.2 | 0.03 | 0.01 | 0.27 | 0.27 | 0.27 | 0.23 | 0.03 | 0.02 | 0.21 | 0.21 | 0.22 | 0.17 | 0.02 | 0.01 | True |  | Non Federally-Regulated | 04/04/2018 |  | 05/23/2018
SLV Lighting North America, Inc. | SLV | 709361U(709422A) | Light Emitting Diode | Inseparable Luminaire | Direct Wired | Forward Phase Cut Controls | 76.8 | 3000 | -0.0001 | 92 | 66 | 320 | 0.98 | Ambient | 50000 |  |  | 50000 | 0.1 | 21 | 22 | 0.21 | 0.21 | 0.21 | 0.2 | 0.03 | 0.01 | 0.27 | 0.27 | 0.27 | 0.23 | 0.03 | 0.02 | 0.21 | 0.21 | 0.22 | 0.17 | 0.02 | 0.01 | True |  | Non Federally-Regulated | 04/04/2018 |  | 05/23/2018
SLV Lighting North America, Inc. | SLV | 709361U(709423A) | Light Emitting Diode | Inseparable Luminaire | Direct Wired | Forward Phase Cut Controls | 76.8 | 3000 | -0.0001 | 92 | 66 | 320 | 0.98 | Ambient | 50000 |  |  | 50000 | 0.1 | 21 | 22 | 0.21 | 0.21 | 0.21 | 0.2 | 0.03 | 0.01 | 0.27 | 0.27 | 0.27 | 0.23 | 0.03 | 0.02 | 0.21 | 0.21 | 0.22 | 0.17 | 0.02 | 0.01 | True |  | Non Federally-Regulated | 04/04/2018 |  | 05/23/2018
SLV Lighting North America, Inc. | SLV | 709360U(709100U) | Light Emitting Diode | Inseparable Luminaire | Direct Wired | Forward Phase Cut Controls | 91.6 | 3000 | -0.0009 | 93 | 69 | 320 | 0.99 | Ambient | 50000 |  |  | 50000 | 0.1 | 21 | 22 | 0.21 | 0.21 | 0.21 | 0.2 | 0.03 | 0.01 | 0.27 | 0.27 | 0.27 | 0.23 | 0.03 | 0.02 | 0.21 | 0.21 | 0.22 | 0.17 | 0.02 | 0.01 | True |  | Non Federally-Regulated | 04/04/2018 |  | 05/23/2018
SLV Lighting North America, Inc. | SLV | 709360U(709101U) | Light Emitting Diode | Inseparable Luminaire | Direct Wired | Forward Phase Cut Controls | 91.6 | 3000 | -0.0009 | 93 | 69 | 320 | 0.99 | Ambient | 50000 |  |  | 50000 | 0.1 | 21 | 22 | 0.21 | 0.21 | 0.21 | 0.2 | 0.03 | 0.01 | 0.27 | 0.27 | 0.27 | 0.23 | 0.03 | 0.02 | 0.21 | 0.21 | 0.22 | 0.17 | 0.02 | 0.01 | True |  | Non Federally-Regulated | 04/04/2018 |  | 05/23/2018
SLV Lighting North America, Inc. | SLV | 709360U(709106U) | Light Emitting Diode | Inseparable Luminaire | Direct Wired | Forward Phase Cut Controls | 91.6 | 3000 | -0.0009 | 93 | 69 | 320 | 0.99 | Ambient | 50000 |  |  | 50000 | 0.1 | 21 | 22 | 0.21 | 0.21 | 0.21 | 0.2 | 0.03 | 0.01 | 0.27 | 0.27 | 0.27 | 0.23 | 0.03 | 0.02 | 0.21 | 0.21 | 0.22 | 0.17 | 0.02 | 0.01 | True |  | Non Federally-Regulated | 04/04/2018 |  | 05/23/2018
SLV Lighting North America, Inc. | SLV | 709360U(709110U) | Light Emitting Diode | Inseparable Luminaire | Direct Wired | Forward Phase Cut Controls | 90.8 | 3000 | -0.001 | 92 | 69 | 320 | 0.99 | Ambient | 50000 |  |  | 50000 | 0.1 | 21 | 22 | 0.21 | 0.21 | 0.21 | 0.2 | 0.03 | 0.01 | 0.27 | 0.27 | 0.27 | 0.23 | 0.03 | 0.02 | 0.21 | 0.21 | 0.22 | 0.17 | 0.02 | 0.01 | True |  | Non Federally-Regulated | 04/04/2018 |  | 05/23/2018
SLV Lighting North America, Inc. | SLV | 709360U(709111U) | Light Emitting Diode | Inseparable Luminaire | Direct Wired | Forward Phase Cut Controls | 90.8 | 3000 | -0.001 | 92 | 69 | 320 | 0.99 | Ambient | 50000 |  |  | 50000 | 0.1 | 21 | 22 | 0.21 | 0.21 | 0.21 | 0.2 | 0.03 | 0.01 | 0.27 | 0.27 | 0.27 | 0.23 | 0.03 | 0.02 | 0.21 | 0.21 | 0.22 | 0.17 | 0.02 | 0.01 | True |  | Non Federally-Regulated | 04/04/2018 |  | 05/23/2018
SLV Lighting North America, Inc. | SLV | 709360U(709116U) | Light Emitting Diode | Inseparable Luminaire | Direct Wired | Forward Phase Cut Controls | 90.8 | 3000 | -0.001 | 92 | 69 | 320 | 0.99 | Ambient | 50000 |  |  | 50000 | 0.1 | 21 | 22 | 0.21 | 0.21 | 0.21 | 0.2 | 0.03 | 0.01 | 0.27 | 0.27 | 0.27 | 0.23 | 0.03 | 0.02 | 0.21 | 0.21 | 0.22 | 0.17 | 0.02 | 0.01 | True |  | Non Federally-Regulated | 04/04/2018 |  | 05/23/2018
SLV Lighting North America, Inc. | SLV | 709360U(709370A) | Light Emitting Diode | Inseparable Luminaire | Direct Wired | Forward Phase Cut Controls | 91.6 | 3000 | -0.001 | 92 | 69 | 320 | 0.99 | Ambient | 50000 |  |  | 50000 | 0.1 | 21 | 22 | 0.21 | 0.21 | 0.21 | 0.2 | 0.03 | 0.01 | 0.27 | 0.27 | 0.27 | 0.23 | 0.03 | 0.02 | 0.21 | 0.21 | 0.22 | 0.17 | 0.02 | 0.01 | True |  | Non Federally-Regulated | 04/04/2018 |  | 05/23/2018
SLV Lighting North America, Inc. | SLV | 709360U(709371A) | Light Emitting Diode | Inseparable Luminaire | Direct Wired | Forward Phase Cut Controls | 91.6 | 3000 | -0.001 | 92 | 69 | 320 | 0.99 | Ambient | 50000 |  |  | 50000 | 0.1 | 21 | 22 | 0.21 | 0.21 | 0.21 | 0.2 | 0.03 | 0.01 | 0.27 | 0.27 | 0.27 | 0.23 | 0.03 | 0.02 | 0.21 | 0.21 | 0.22 | 0.17 | 0.02 | 0.01 | True |  | Non Federally-Regulated | 04/04/2018 |  | 05/23/2018
SLV Lighting North America, Inc. | SLV | 709360U(709372A) | Light Emitting Diode | Inseparable Luminaire | Direct Wired | Forward Phase Cut Controls | 91.6 | 3000 | -0.001 | 92 | 69 | 320 | 0.99 | Ambient | 50000 |  |  | 50000 | 0.1 | 21 | 22 | 0.21 | 0.21 | 0.21 | 0.2 | 0.03 | 0.01 | 0.27 | 0.27 | 0.27 | 0.23 | 0.03 | 0.02 | 0.21 | 0.21 | 0.22 | 0.17 | 0.02 | 0.01 | True |  | Non Federally-Regulated | 04/04/2018 |  | 05/23/2018
SLV Lighting North America, Inc. | SLV | 709360U(709373A) | Light Emitting Diode | Inseparable Luminaire | Direct Wired | Forward Phase Cut Controls | 90.9 | 3000 | -0.001 | 93 | 69 | 320 | 0.99 | Ambient | 50000 |  |  | 50000 | 0.1 | 21 | 22 | 0.21 | 0.21 | 0.21 | 0.2 | 0.03 | 0.01 | 0.27 | 0.27 | 0.27 | 0.23 | 0.03 | 0.02 | 0.21 | 0.21 | 0.22 | 0.17 | 0.02 | 0.01 | True |  | Non Federally-Regulated | 04/04/2018 |  | 05/23/2018
SLV Lighting North America, Inc. | SLV | 709360U(709374A) | Light Emitting Diode | Inseparable Luminaire | Direct Wired | Forward Phase Cut Controls | 90.9 | 3000 | -0.001 | 93 | 69 | 320 | 0.99 | Ambient | 50000 |  |  | 50000 | 0.1 | 21 | 22 | 0.21 | 0.21 | 0.21 | 0.2 | 0.03 | 0.01 | 0.27 | 0.27 | 0.27 | 0.23 | 0.03 | 0.02 | 0.21 | 0.21 | 0.22 | 0.17 | 0.02 | 0.01 | True |  | Non Federally-Regulated | 04/04/2018 |  | 05/23/2018
SLV Lighting North America, Inc. | SLV | 709360U(709375A) | Light Emitting Diode | Inseparable Luminaire | Direct Wired | Forward Phase Cut Controls | 90.9 | 3000 | -0.001 | 93 | 69 | 320 | 0.99 | Ambient | 50000 |  |  | 50000 | 0.1 | 21 | 22 | 0.21 | 0.21 | 0.21 | 0.2 | 0.03 | 0.01 | 0.27 | 0.27 | 0.27 | 0.23 | 0.03 | 0.02 | 0.21 | 0.21 | 0.22 | 0.17 | 0.02 | 0.01 | True |  | Non Federally-Regulated | 04/04/2018 |  | 05/23/2018
SLV Lighting North America, Inc. | SLV | 709360U(709376U) | Light Emitting Diode | Inseparable Luminaire | Direct Wired | Forward Phase Cut Controls | 76.2 | 3000 | -0.0004 | 92 | 69 | 320 | 0.99 | Ambient | 50000 |  |  | 50000 | 0.1 | 21 | 22 | 0.21 | 0.21 | 0.21 | 0.2 | 0.03 | 0.01 | 0.27 | 0.27 | 0.27 | 0.23 | 0.03 | 0.02 | 0.21 | 0.21 | 0.22 | 0.17 | 0.02 | 0.01 | True |  | Non Federally-Regulated | 04/04/2018 |  | 05/23/2018
SLV Lighting North America, Inc. | SLV | 709360U(709377U) | Light Emitting Diode | Inseparable Luminaire | Direct Wired | Forward Phase Cut Controls | 76.2 | 3000 | -0.0004 | 92 | 69 | 320 | 0.99 | Ambient | 50000 |  |  | 50000 | 0.1 | 21 | 22 | 0.21 | 0.21 | 0.21 | 0.2 | 0.03 | 0.01 | 0.27 | 0.27 | 0.27 | 0.23 | 0.03 | 0.02 | 0.21 | 0.21 | 0.22 | 0.17 | 0.02 | 0.01 | True |  | Non Federally-Regulated | 04/04/2018 |  | 05/23/2018
SLV Lighting North America, Inc. | SLV | 709360U(709378U) | Light Emitting Diode | Inseparable Luminaire | Direct Wired | Forward Phase Cut Controls | 76.2 | 3000 | -0.0004 | 92 | 69 | 320 | 0.99 | Ambient | 50000 |  |  | 50000 | 0.1 | 21 | 22 | 0.21 | 0.21 | 0.21 | 0.2 | 0.03 | 0.01 | 0.27 | 0.27 | 0.27 | 0.23 | 0.03 | 0.02 | 0.21 | 0.21 | 0.22 | 0.17 | 0.02 | 0.01 | True |  | Non Federally-Regulated | 04/04/2018 |  | 05/23/2018
SLV Lighting North America, Inc. | SLV | 709360U(709379U) | Light Emitting Diode | Inseparable Luminaire | Direct Wired | Forward Phase Cut Controls | 76.1 | 3000 | -0.0008 | 92 | 68 | 320 | 0.99 | Ambient | 50000 |  |  | 50000 | 0.1 | 21 | 22 | 0.21 | 0.21 | 0.21 | 0.2 | 0.03 | 0.01 | 0.27 | 0.27 | 0.27 | 0.23 | 0.03 | 0.02 | 0.21 | 0.21 | 0.22 | 0.17 | 0.02 | 0.01 | True |  | Non Federally-Regulated | 04/04/2018 |  | 05/23/2018
SLV Lighting North America, Inc. | SLV | 709360U(709380U) | Light Emitting Diode | Inseparable Luminaire | Direct Wired | Forward Phase Cut Controls | 76.1 | 3000 | -0.0008 | 92 | 68 | 320 | 0.99 | Ambient | 50000 |  |  | 50000 | 0.1 | 21 | 22 | 0.21 | 0.21 | 0.21 | 0.2 | 0.03 | 0.01 | 0.27 | 0.27 | 0.27 | 0.23 | 0.03 | 0.02 | 0.21 | 0.21 | 0.22 | 0.17 | 0.02 | 0.01 | True |  | Non Federally-Regulated | 04/04/2018 |  | 05/23/2018
SLV Lighting North America, Inc. | SLV | 709360U(709381U) | Light Emitting Diode | Inseparable Luminaire | Direct Wired | Forward Phase Cut Controls | 76.1 | 3000 | -0.0008 | 92 | 68 | 320 | 0.99 | Ambient | 50000 |  |  | 50000 | 0.1 | 21 | 22 | 0.21 | 0.21 | 0.21 | 0.2 | 0.03 | 0.01 | 0.27 | 0.27 | 0.27 | 0.23 | 0.03 | 0.02 | 0.21 | 0.21 | 0.22 | 0.17 | 0.02 | 0.01 | True |  | Non Federally-Regulated | 04/04/2018 |  | 05/23/2018
SLV Lighting North America, Inc. | SLV | 709360U(709382A) | Light Emitting Diode | Inseparable Luminaire | Direct Wired | Forward Phase Cut Controls | 77 | 3000 | -0.0008 | 92 | 69 | 320 | 0.99 | Ambient | 50000 |  |  | 50000 | 0.1 | 21 | 22 | 0.21 | 0.21 | 0.21 | 0.2 | 0.03 | 0.01 | 0.27 | 0.27 | 0.27 | 0.23 | 0.03 | 0.02 | 0.21 | 0.21 | 0.22 | 0.17 | 0.02 | 0.01 | True |  | Non Federally-Regulated | 04/04/2018 |  | 05/23/2018
SLV Lighting North America, Inc. | SLV | 709360U(709383A) | Light Emitting Diode | Inseparable Luminaire | Direct Wired | Forward Phase Cut Controls | 77 | 3000 | -0.0008 | 92 | 69 | 320 | 0.99 | Ambient | 50000 |  |  | 50000 | 0.1 | 21 | 22 | 0.21 | 0.21 | 0.21 | 0.2 | 0.03 | 0.01 | 0.27 | 0.27 | 0.27 | 0.23 | 0.03 | 0.02 | 0.21 | 0.21 | 0.22 | 0.17 | 0.02 | 0.01 | True |  | Non Federally-Regulated | 04/04/2018 |  | 05/23/2018
SLV Lighting North America, Inc. | SLV | 709360U(709384A) | Light Emitting Diode | Inseparable Luminaire | Direct Wired | Forward Phase Cut Controls | 77 | 3000 | -0.0008 | 92 | 69 | 320 | 0.99 | Ambient | 50000 |  |  | 50000 | 0.1 | 21 | 22 | 0.21 | 0.21 | 0.21 | 0.2 | 0.03 | 0.01 | 0.27 | 0.27 | 0.27 | 0.23 | 0.03 | 0.02 | 0.21 | 0.21 | 0.22 | 0.17 | 0.02 | 0.01 | True |  | Non Federally-Regulated | 04/04/2018 |  | 05/23/2018
SLV Lighting North America, Inc. | SLV | 709360U(709385A) | Light Emitting Diode | Inseparable Luminaire | Direct Wired | Forward Phase Cut Controls | 76.5 | 3000 | -0.0009 | 92 | 69 | 320 | 0.99 | Ambient | 50000 |  |  | 50000 | 0.1 | 21 | 22 | 0.21 | 0.21 | 0.21 | 0.2 | 0.03 | 0.01 | 0.27 | 0.27 | 0.27 | 0.23 | 0.03 | 0.02 | 0.21 | 0.21 | 0.22 | 0.17 | 0.02 | 0.01 | True |  | Non Federally-Regulated | 04/04/2018 |  | 05/23/2018
SLV Lighting North America, Inc. | SLV | 709360U(709386A) | Light Emitting Diode | Inseparable Luminaire | Direct Wired | Forward Phase Cut Controls | 76.5 | 3000 | -0.0009 | 92 | 69 | 320 | 0.99 | Ambient | 50000 |  |  | 50000 | 0.1 | 21 | 22 | 0.21 | 0.21 | 0.21 | 0.2 | 0.03 | 0.01 | 0.27 | 0.27 | 0.27 | 0.23 | 0.03 | 0.02 | 0.21 | 0.21 | 0.22 | 0.17 | 0.02 | 0.01 | True |  | Non Federally-Regulated | 04/04/2018 |  | 05/23/2018
SLV Lighting North America, Inc. | SLV | 709360U(709387A) | Light Emitting Diode | Inseparable Luminaire | Direct Wired | Forward Phase Cut Controls | 76.5 | 3000 | -0.0009 | 92 | 69 | 320 | 0.99 | Ambient | 50000 |  |  | 50000 | 0.1 | 21 | 22 | 0.21 | 0.21 | 0.21 | 0.2 | 0.03 | 0.01 | 0.27 | 0.27 | 0.27 | 0.23 | 0.03 | 0.02 | 0.21 | 0.21 | 0.22 | 0.17 | 0.02 | 0.01 | True |  | Non Federally-Regulated | 04/04/2018 |  | 05/23/2018
SLV Lighting North America, Inc. | SLV | 709360U(709400U) | Light Emitting Diode | Inseparable Luminaire | Direct Wired | Forward Phase Cut Controls | 89.7 | 3000 | -0.001 | 92 | 69 | 320 | 0.99 | Ambient | 50000 |  |  | 50000 | 0.1 | 21 | 22 | 0.21 | 0.21 | 0.21 | 0.2 | 0.03 | 0.01 | 0.27 | 0.27 | 0.27 | 0.23 | 0.03 | 0.02 | 0.21 | 0.21 | 0.22 | 0.17 | 0.02 | 0.01 | True |  | Non Federally-Regulated | 04/04/2018 |  | 05/23/2018
SLV Lighting North America, Inc. | SLV | 709360U(709401U) | Light Emitting Diode | Inseparable Luminaire | Direct Wired | Forward Phase Cut Controls | 89.7 | 3000 | -0.001 | 92 | 69 | 320 | 0.99 | Ambient | 50000 |  |  | 50000 | 0.1 | 21 | 22 | 0.21 | 0.21 | 0.21 | 0.2 | 0.03 | 0.01 | 0.27 | 0.27 | 0.27 | 0.23 | 0.03 | 0.02 | 0.21 | 0.21 | 0.22 | 0.17 | 0.02 | 0.01 | True |  | Non Federally-Regulated | 04/04/2018 |  | 05/23/2018
SLV Lighting North America, Inc. | SLV | 709360U(709402U) | Light Emitting Diode | Inseparable Luminaire | Direct Wired | Forward Phase Cut Controls | 89.7 | 3000 | -0.001 | 92 | 69 | 320 | 0.99 | Ambient | 50000 |  |  | 50000 | 0.1 | 21 | 22 | 0.21 | 0.21 | 0.21 | 0.2 | 0.03 | 0.01 | 0.27 | 0.27 | 0.27 | 0.23 | 0.03 | 0.02 | 0.21 | 0.21 | 0.22 | 0.17 | 0.02 | 0.01 | True |  | Non Federally-Regulated | 04/04/2018 |  | 05/23/2018
SLV Lighting North America, Inc. | SLV | 709360U(709403U) | Light Emitting Diode | Inseparable Luminaire | Direct Wired | Forward Phase Cut Controls | 88.6 | 3000 | -0.001 | 93 | 69 | 320 | 0.99 | Ambient | 50000 |  |  | 50000 | 0.1 | 21 | 22 | 0.21 | 0.21 | 0.21 | 0.2 | 0.03 | 0.01 | 0.27 | 0.27 | 0.27 | 0.23 | 0.03 | 0.02 | 0.21 | 0.21 | 0.22 | 0.17 | 0.02 | 0.01 | True |  | Non Federally-Regulated | 04/04/2018 |  | 05/23/2018
SLV Lighting North America, Inc. | SLV | 709360U(709404U) | Light Emitting Diode | Inseparable Luminaire | Direct Wired | Forward Phase Cut Controls | 88.6 | 3000 | -0.001 | 93 | 69 | 320 | 0.99 | Ambient | 50000 |  |  | 50000 | 0.1 | 21 | 22 | 0.21 | 0.21 | 0.21 | 0.2 | 0.03 | 0.01 | 0.27 | 0.27 | 0.27 | 0.23 | 0.03 | 0.02 | 0.21 | 0.21 | 0.22 | 0.17 | 0.02 | 0.01 | True |  | Non Federally-Regulated | 04/04/2018 |  | 05/23/2018
SLV Lighting North America, Inc. | SLV | 709360U(709405U) | Light Emitting Diode | Inseparable Luminaire | Direct Wired | Forward Phase Cut Controls | 88.6 | 3000 | -0.001 | 93 | 69 | 320 | 0.99 | Ambient | 50000 |  |  | 50000 | 0.1 | 21 | 22 | 0.21 | 0.21 | 0.21 | 0.2 | 0.03 | 0.01 | 0.27 | 0.27 | 0.27 | 0.23 | 0.03 | 0.02 | 0.21 | 0.21 | 0.22 | 0.17 | 0.02 | 0.01 | True |  | Non Federally-Regulated | 04/04/2018 |  | 05/23/2018
SLV Lighting North America, Inc. | SLV | 709360U(709406A) | Light Emitting Diode | Inseparable Luminaire | Direct Wired | Forward Phase Cut Controls | 89.9 | 3000 | -0.001 | 92 | 69 | 320 | 0.99 | Ambient | 50000 |  |  | 50000 | 0.1 | 21 | 22 | 0.21 | 0.21 | 0.21 | 0.2 | 0.03 | 0.01 | 0.27 | 0.27 | 0.27 | 0.23 | 0.03 | 0.02 | 0.21 | 0.21 | 0.22 | 0.17 | 0.02 | 0.01 | True |  | Non Federally-Regulated | 04/04/2018 |  | 05/23/2018
SLV Lighting North America, Inc. | SLV | 709360U(709407A) | Light Emitting Diode | Inseparable Luminaire | Direct Wired | Forward Phase Cut Controls | 89.9 | 3000 | -0.001 | 92 | 69 | 320 | 0.99 | Ambient | 50000 |  |  | 50000 | 0.1 | 21 | 22 | 0.21 | 0.21 | 0.21 | 0.2 | 0.03 | 0.01 | 0.27 | 0.27 | 0.27 | 0.23 | 0.03 | 0.02 | 0.21 | 0.21 | 0.22 | 0.17 | 0.02 | 0.01 | True |  | Non Federally-Regulated | 04/04/2018 |  | 05/23/2018
SLV Lighting North America, Inc. | SLV | 709360U(709408A) | Light Emitting Diode | Inseparable Luminaire | Direct Wired | Forward Phase Cut Controls | 89.9 | 3000 | -0.001 | 92 | 69 | 320 | 0.99 | Ambient | 50000 |  |  | 50000 | 0.1 | 21 | 22 | 0.21 | 0.21 | 0.21 | 0.2 | 0.03 | 0.01 | 0.27 | 0.27 | 0.27 | 0.23 | 0.03 | 0.02 | 0.21 | 0.21 | 0.22 | 0.17 | 0.02 | 0.01 | True |  | Non Federally-Regulated | 04/04/2018 |  | 05/23/2018
SLV Lighting North America, Inc. | SLV | 709360U(709409A) | Light Emitting Diode | Inseparable Luminaire | Direct Wired | Forward Phase Cut Controls | 89 | 3000 | -0.001 | 93 | 69 | 320 | 0.99 | Ambient | 50000 |  |  | 50000 | 0.1 | 21 | 22 | 0.21 | 0.21 | 0.21 | 0.2 | 0.03 | 0.01 | 0.27 | 0.27 | 0.27 | 0.23 | 0.03 | 0.02 | 0.21 | 0.21 | 0.22 | 0.17 | 0.02 | 0.01 | True |  | Non Federally-Regulated | 04/04/2018 |  | 05/23/2018
SLV Lighting North America, Inc. | SLV | 709360U(709410A) | Light Emitting Diode | Inseparable Luminaire | Direct Wired | Forward Phase Cut Controls | 89 | 3000 | -0.001 | 93 | 69 | 320 | 0.99 | Ambient | 50000 |  |  | 50000 | 0.1 | 21 | 22 | 0.21 | 0.21 | 0.21 | 0.2 | 0.03 | 0.01 | 0.27 | 0.27 | 0.27 | 0.23 | 0.03 | 0.02 | 0.21 | 0.21 | 0.22 | 0.17 | 0.02 | 0.01 | True |  | Non Federally-Regulated | 04/04/2018 |  | 05/23/2018
SLV Lighting North America, Inc. | SLV | 709360U(709411A) | Light Emitting Diode | Inseparable Luminaire | Direct Wired | Forward Phase Cut Controls | 89 | 3000 | -0.001 | 93 | 69 | 320 | 0.99 | Ambient | 50000 |  |  | 50000 | 0.1 | 21 | 22 | 0.21 | 0.21 | 0.21 | 0.2 | 0.03 | 0.01 | 0.27 | 0.27 | 0.27 | 0.23 | 0.03 | 0.02 | 0.21 | 0.21 | 0.22 | 0.17 | 0.02 | 0.01 | True |  | Non Federally-Regulated | 04/04/2018 |  | 05/23/2018
SLV Lighting North America, Inc. | SLV | 709360U(709412U) | Light Emitting Diode | Inseparable Luminaire | Direct Wired | Forward Phase Cut Controls | 76.7 | 3000 | -0.0001 | 92 | 66 | 320 | 0.99 | Ambient | 50000 |  |  | 50000 | 0.1 | 21 | 22 | 0.21 | 0.21 | 0.21 | 0.2 | 0.03 | 0.01 | 0.27 | 0.27 | 0.27 | 0.23 | 0.03 | 0.02 | 0.21 | 0.21 | 0.22 | 0.17 | 0.02 | 0.01 | True |  | Non Federally-Regulated | 04/04/2018 |  | 05/23/2018
SLV Lighting North America, Inc. | SLV | 709360U(709413U) | Light Emitting Diode | Inseparable Luminaire | Direct Wired | Forward Phase Cut Controls | 76.7 | 3000 | -0.0001 | 92 | 66 | 320 | 0.99 | Ambient | 50000 |  |  | 50000 | 0.1 | 21 | 22 | 0.21 | 0.21 | 0.21 | 0.2 | 0.03 | 0.01 | 0.27 | 0.27 | 0.27 | 0.23 | 0.03 | 0.02 | 0.21 | 0.21 | 0.22 | 0.17 | 0.02 | 0.01 | True |  | Non Federally-Regulated | 04/04/2018 |  | 05/23/2018
SLV Lighting North America, Inc. | SLV | 709360U(709414U) | Light Emitting Diode | Inseparable Luminaire | Direct Wired | Forward Phase Cut Controls | 76.7 | 3000 | -0.0001 | 92 | 66 | 320 | 0.99 | Ambient | 50000 |  |  | 50000 | 0.1 | 21 | 22 | 0.21 | 0.21 | 0.21 | 0.2 | 0.03 | 0.01 | 0.27 | 0.27 | 0.27 | 0.23 | 0.03 | 0.02 | 0.21 | 0.21 | 0.22 | 0.17 | 0.02 | 0.01 | True |  | Non Federally-Regulated | 04/04/2018 |  | 05/23/2018
SLV Lighting North America, Inc. | SLV | 709360U(709415U) | Light Emitting Diode | Inseparable Luminaire | Direct Wired | Forward Phase Cut Controls | 76 | 3000 | -0.0001 | 92 | 66 | 320 | 0.99 | Ambient | 50000 |  |  | 50000 | 0.1 | 21 | 22 | 0.21 | 0.21 | 0.21 | 0.2 | 0.03 | 0.01 | 0.27 | 0.27 | 0.27 | 0.23 | 0.03 | 0.02 | 0.21 | 0.21 | 0.22 | 0.17 | 0.02 | 0.01 | True |  | Non Federally-Regulated | 04/04/2018 |  | 05/23/2018
SLV Lighting North America, Inc. | SLV | 709360U(709416U) | Light Emitting Diode | Inseparable Luminaire | Direct Wired | Forward Phase Cut Controls | 76 | 3000 | -0.0001 | 92 | 66 | 320 | 0.99 | Ambient | 50000 |  |  | 50000 | 0.1 | 21 | 22 | 0.21 | 0.21 | 0.21 | 0.2 | 0.03 | 0.01 | 0.27 | 0.27 | 0.27 | 0.23 | 0.03 | 0.02 | 0.21 | 0.21 | 0.22 | 0.17 | 0.02 | 0.01 | True |  | Non Federally-Regulated | 04/04/2018 |  | 05/23/2018
SLV Lighting North America, Inc. | SLV | 709360U(709417U) | Light Emitting Diode | Inseparable Luminaire | Direct Wired | Forward Phase Cut Controls | 76 | 3000 | -0.0001 | 92 | 66 | 320 | 0.99 | Ambient | 50000 |  |  | 50000 | 0.1 | 21 | 22 | 0.21 | 0.21 | 0.21 | 0.2 | 0.03 | 0.01 | 0.27 | 0.27 | 0.27 | 0.23 | 0.03 | 0.02 | 0.21 | 0.21 | 0.22 | 0.17 | 0.02 | 0.01 | True |  | Non Federally-Regulated | 04/04/2018 |  | 05/23/2018
SLV Lighting North America, Inc. | SLV | 709360U(709418A) | Light Emitting Diode | Inseparable Luminaire | Direct Wired | Forward Phase Cut Controls | 77.3 | 3000 | -0.0001 | 92 | 66 | 320 | 0.99 | Ambient | 50000 |  |  | 50000 | 0.1 | 21 | 22 | 0.21 | 0.21 | 0.21 | 0.2 | 0.03 | 0.01 | 0.27 | 0.27 | 0.27 | 0.23 | 0.03 | 0.02 | 0.21 | 0.21 | 0.22 | 0.17 | 0.02 | 0.01 | True |  | Non Federally-Regulated | 04/04/2018 |  | 05/23/2018
SLV Lighting North America, Inc. | SLV | 709360U(709419A) | Light Emitting Diode | Inseparable Luminaire | Direct Wired | Forward Phase Cut Controls | 77.3 | 3000 | -0.0001 | 92 | 66 | 320 | 0.99 | Ambient | 50000 |  |  | 50000 | 0.1 | 21 | 22 | 0.21 | 0.21 | 0.21 | 0.2 | 0.03 | 0.01 | 0.27 | 0.27 | 0.27 | 0.23 | 0.03 | 0.02 | 0.21 | 0.21 | 0.22 | 0.17 | 0.02 | 0.01 | True |  | Non Federally-Regulated | 04/04/2018 |  | 05/23/2018
SLV Lighting North America, Inc. | SLV | 709360U(709420A) | Light Emitting Diode | Inseparable Luminaire | Direct Wired | Forward Phase Cut Controls | 77.3 | 3000 | -0.0001 | 92 | 66 | 320 | 0.99 | Ambient | 50000 |  |  | 50000 | 0.1 | 21 | 22 | 0.21 | 0.21 | 0.21 | 0.2 | 0.03 | 0.01 | 0.27 | 0.27 | 0.27 | 0.23 | 0.03 | 0.02 | 0.21 | 0.21 | 0.22 | 0.17 | 0.02 | 0.01 | True |  | Non Federally-Regulated | 04/04/2018 |  | 05/23/2018
SLV Lighting North America, Inc. | SLV | 709360U(709421A) | Light Emitting Diode | Inseparable Luminaire | Direct Wired | Forward Phase Cut Controls | 76.8 | 3000 | -0.0001 | 92 | 66 | 320 | 0.98 | Ambient | 50000 |  |  | 50000 | 0.1 | 21 | 22 | 0.21 | 0.21 | 0.21 | 0.2 | 0.03 | 0.01 | 0.27 | 0.27 | 0.27 | 0.23 | 0.03 | 0.02 | 0.21 | 0.21 | 0.22 | 0.17 | 0.02 | 0.01 | True |  | Non Federally-Regulated | 04/04/2018 |  | 05/23/2018
SLV Lighting North America, Inc. | SLV | 709360U(709422A) | Light Emitting Diode | Inseparable Luminaire | Direct Wired | Forward Phase Cut Controls | 76.8 | 3000 | -0.0001 | 92 | 66 | 320 | 0.98 | Ambient | 50000 |  |  | 50000 | 0.1 | 21 | 22 | 0.21 | 0.21 | 0.21 | 0.2 | 0.03 | 0.01 | 0.27 | 0.27 | 0.27 | 0.23 | 0.03 | 0.02 | 0.21 | 0.21 | 0.22 | 0.17 | 0.02 | 0.01 | True |  | Non Federally-Regulated | 04/04/2018 |  | 05/23/2018
SLV Lighting North America, Inc. | SLV | 709360U(709423A) | Light Emitting Diode | Inseparable Luminaire | Direct Wired | Forward Phase Cut Controls | 76.8 | 3000 | -0.0001 | 92 | 66 | 320 | 0.98 | Ambient | 50000 |  |  | 50000 | 0.1 | 21 | 22 | 0.21 | 0.21 | 0.21 | 0.2 | 0.03 | 0.01 | 0.27 | 0.27 | 0.27 | 0.23 | 0.03 | 0.02 | 0.21 | 0.21 | 0.22 | 0.17 | 0.02 | 0.01 | True |  | Non Federally-Regulated | 04/04/2018 |  | 05/23/2018
SLV Lighting North America, Inc. | SLV | 709363U(709100U) | Light Emitting Diode | Inseparable Luminaire | Direct Wired | Forward Phase Cut Controls | 91.6 | 3500 | -0.0009 | 93 | 69 | 320 | 0.99 | Ambient | 50000 |  |  | 50000 | 0.1 | 21 | 22 | 0.21 | 0.21 | 0.21 | 0.2 | 0.03 | 0.01 | 0.27 | 0.27 | 0.27 | 0.23 | 0.03 | 0.02 | 0.21 | 0.21 | 0.22 | 0.17 | 0.02 | 0.01 | True |  | Non Federally-Regulated | 04/04/2018 |  | 05/23/2018
SLV Lighting North America, Inc. | SLV | 709363U(709101U) | Light Emitting Diode | Inseparable Luminaire | Direct Wired | Forward Phase Cut Controls | 91.6 | 3500 | -0.0009 | 93 | 69 | 320 | 0.99 | Ambient | 50000 |  |  | 50000 | 0.1 | 21 | 22 | 0.21 | 0.21 | 0.21 | 0.2 | 0.03 | 0.01 | 0.27 | 0.27 | 0.27 | 0.23 | 0.03 | 0.02 | 0.21 | 0.21 | 0.22 | 0.17 | 0.02 | 0.01 | True |  | Non Federally-Regulated | 04/04/2018 |  | 05/23/2018
SLV Lighting North America, Inc. | SLV | 709363U(709106U) | Light Emitting Diode | Inseparable Luminaire | Direct Wired | Forward Phase Cut Controls | 91.6 | 3500 | -0.0009 | 93 | 69 | 320 | 0.99 | Ambient | 50000 |  |  | 50000 | 0.1 | 21 | 22 | 0.21 | 0.21 | 0.21 | 0.2 | 0.03 | 0.01 | 0.27 | 0.27 | 0.27 | 0.23 | 0.03 | 0.02 | 0.21 | 0.21 | 0.22 | 0.17 | 0.02 | 0.01 | True |  | Non Federally-Regulated | 04/04/2018 |  | 05/23/2018
SLV Lighting North America, Inc. | SLV | 709363U(709110U) | Light Emitting Diode | Inseparable Luminaire | Direct Wired | Forward Phase Cut Controls | 90.8 | 3500 | -0.001 | 92 | 69 | 320 | 0.99 | Ambient | 50000 |  |  | 50000 | 0.1 | 21 | 22 | 0.21 | 0.21 | 0.21 | 0.2 | 0.03 | 0.01 | 0.27 | 0.27 | 0.27 | 0.23 | 0.03 | 0.02 | 0.21 | 0.21 | 0.22 | 0.17 | 0.02 | 0.01 | True |  | Non Federally-Regulated | 04/04/2018 |  | 05/23/2018
SLV Lighting North America, Inc. | SLV | 709363U(709111U) | Light Emitting Diode | Inseparable Luminaire | Direct Wired | Forward Phase Cut Controls | 90.8 | 3500 | -0.001 | 92 | 69 | 320 | 0.99 | Ambient | 50000 |  |  | 50000 | 0.1 | 21 | 22 | 0.21 | 0.21 | 0.21 | 0.2 | 0.03 | 0.01 | 0.27 | 0.27 | 0.27 | 0.23 | 0.03 | 0.02 | 0.21 | 0.21 | 0.22 | 0.17 | 0.02 | 0.01 | True |  | Non Federally-Regulated | 04/04/2018 |  | 05/23/2018
SLV Lighting North America, Inc. | SLV | 709363U(709116U) | Light Emitting Diode | Inseparable Luminaire | Direct Wired | Forward Phase Cut Controls | 90.8 | 3500 | -0.001 | 92 | 69 | 320 | 0.99 | Ambient | 50000 |  |  | 50000 | 0.1 | 21 | 22 | 0.21 | 0.21 | 0.21 | 0.2 | 0.03 | 0.01 | 0.27 | 0.27 | 0.27 | 0.23 | 0.03 | 0.02 | 0.21 | 0.21 | 0.22 | 0.17 | 0.02 | 0.01 | True |  | Non Federally-Regulated | 04/04/2018 |  | 05/23/2018
SLV Lighting North America, Inc. | SLV | 709363U(709370A) | Light Emitting Diode | Inseparable Luminaire | Direct Wired | Forward Phase Cut Controls | 91.6 | 3500 | -0.001 | 92 | 69 | 320 | 0.99 | Ambient | 50000 |  |  | 50000 | 0.1 | 21 | 22 | 0.21 | 0.21 | 0.21 | 0.2 | 0.03 | 0.01 | 0.27 | 0.27 | 0.27 | 0.23 | 0.03 | 0.02 | 0.21 | 0.21 | 0.22 | 0.17 | 0.02 | 0.01 | True |  | Non Federally-Regulated | 04/04/2018 |  | 05/23/2018
SLV Lighting North America, Inc. | SLV | 709363U(709371A) | Light Emitting Diode | Inseparable Luminaire | Direct Wired | Forward Phase Cut Controls | 91.6 | 3500 | -0.001 | 92 | 69 | 320 | 0.99 | Ambient | 50000 |  |  | 50000 | 0.1 | 21 | 22 | 0.21 | 0.21 | 0.21 | 0.2 | 0.03 | 0.01 | 0.27 | 0.27 | 0.27 | 0.23 | 0.03 | 0.02 | 0.21 | 0.21 | 0.22 | 0.17 | 0.02 | 0.01 | True |  | Non Federally-Regulated | 04/04/2018 |  | 05/23/2018
SLV Lighting North America, Inc. | SLV | 709363U(709372A) | Light Emitting Diode | Inseparable Luminaire | Direct Wired | Forward Phase Cut Controls | 91.6 | 3500 | -0.001 | 92 | 69 | 320 | 0.99 | Ambient | 50000 |  |  | 50000 | 0.1 | 21 | 22 | 0.21 | 0.21 | 0.21 | 0.2 | 0.03 | 0.01 | 0.27 | 0.27 | 0.27 | 0.23 | 0.03 | 0.02 | 0.21 | 0.21 | 0.22 | 0.17 | 0.02 | 0.01 | True |  | Non Federally-Regulated | 04/04/2018 |  | 05/23/2018
SLV Lighting North America, Inc. | SLV | 709363U(709373A) | Light Emitting Diode | Inseparable Luminaire | Direct Wired | Forward Phase Cut Controls | 90.9 | 3500 | -0.001 | 93 | 69 | 320 | 0.99 | Ambient | 50000 |  |  | 50000 | 0.1 | 21 | 22 | 0.21 | 0.21 | 0.21 | 0.2 | 0.03 | 0.01 | 0.27 | 0.27 | 0.27 | 0.23 | 0.03 | 0.02 | 0.21 | 0.21 | 0.22 | 0.17 | 0.02 | 0.01 | True |  | Non Federally-Regulated | 04/04/2018 |  | 05/23/2018
SLV Lighting North America, Inc. | SLV | 709363U(709374A) | Light Emitting Diode | Inseparable Luminaire | Direct Wired | Forward Phase Cut Controls | 90.9 | 3500 | -0.001 | 93 | 69 | 320 | 0.99 | Ambient | 50000 |  |  | 50000 | 0.1 | 21 | 22 | 0.21 | 0.21 | 0.21 | 0.2 | 0.03 | 0.01 | 0.27 | 0.27 | 0.27 | 0.23 | 0.03 | 0.02 | 0.21 | 0.21 | 0.22 | 0.17 | 0.02 | 0.01 | True |  | Non Federally-Regulated | 04/04/2018 |  | 05/23/2018
SLV Lighting North America, Inc. | SLV | 709363U(709375A) | Light Emitting Diode | Inseparable Luminaire | Direct Wired | Forward Phase Cut Controls | 90.9 | 3500 | -0.001 | 93 | 69 | 320 | 0.99 | Ambient | 50000 |  |  | 50000 | 0.1 | 21 | 22 | 0.21 | 0.21 | 0.21 | 0.2 | 0.03 | 0.01 | 0.27 | 0.27 | 0.27 | 0.23 | 0.03 | 0.02 | 0.21 | 0.21 | 0.22 | 0.17 | 0.02 | 0.01 | True |  | Non Federally-Regulated | 04/04/2018 |  | 05/23/2018
SLV Lighting North America, Inc. | SLV | 709363U(709376U) | Light Emitting Diode | Inseparable Luminaire | Direct Wired | Forward Phase Cut Controls | 74.6 | 3500 | -0.0005 | 92 | 70 | 320 | 0.99 | Ambient | 50000 |  |  | 50000 | 0.1 | 21 | 22 | 0.21 | 0.21 | 0.21 | 0.2 | 0.03 | 0.01 | 0.27 | 0.27 | 0.27 | 0.23 | 0.03 | 0.02 | 0.21 | 0.21 | 0.22 | 0.17 | 0.02 | 0.01 | True |  | Non Federally-Regulated | 04/04/2018 |  | 05/23/2018
SLV Lighting North America, Inc. | SLV | 709363U(709377U) | Light Emitting Diode | Inseparable Luminaire | Direct Wired | Forward Phase Cut Controls | 74.6 | 3500 | -0.0005 | 92 | 70 | 320 | 0.99 | Ambient | 50000 |  |  | 50000 | 0.1 | 21 | 22 | 0.21 | 0.21 | 0.21 | 0.2 | 0.03 | 0.01 | 0.27 | 0.27 | 0.27 | 0.23 | 0.03 | 0.02 | 0.21 | 0.21 | 0.22 | 0.17 | 0.02 | 0.01 | True |  | Non Federally-Regulated | 04/04/2018 |  | 05/23/2018
SLV Lighting North America, Inc. | SLV | 709363U(709378U) | Light Emitting Diode | Inseparable Luminaire | Direct Wired | Forward Phase Cut Controls | 74.6 | 3500 | -0.0005 | 92 | 70 | 320 | 0.99 | Ambient | 50000 |  |  | 50000 | 0.1 | 21 | 22 | 0.21 | 0.21 | 0.21 | 0.2 | 0.03 | 0.01 | 0.27 | 0.27 | 0.27 | 0.23 | 0.03 | 0.02 | 0.21 | 0.21 | 0.22 | 0.17 | 0.02 | 0.01 | True |  | Non Federally-Regulated | 04/04/2018 |  | 05/23/2018
SLV Lighting North America, Inc. | SLV | 709363U(709379U) | Light Emitting Diode | Inseparable Luminaire | Direct Wired | Forward Phase Cut Controls | 76.1 | 3500 | -0.0008 | 92 | 68 | 320 | 0.99 | Ambient | 50000 |  |  | 50000 | 0.1 | 21 | 22 | 0.21 | 0.21 | 0.21 | 0.2 | 0.03 | 0.01 | 0.27 | 0.27 | 0.27 | 0.23 | 0.03 | 0.02 | 0.21 | 0.21 | 0.22 | 0.17 | 0.02 | 0.01 | True |  | Non Federally-Regulated | 04/04/2018 |  | 05/23/2018
SLV Lighting North America, Inc. | SLV | 709363U(709380U) | Light Emitting Diode | Inseparable Luminaire | Direct Wired | Forward Phase Cut Controls | 76.1 | 3500 | -0.0008 | 92 | 68 | 320 | 0.99 | Ambient | 50000 |  |  | 50000 | 0.1 | 21 | 22 | 0.21 | 0.21 | 0.21 | 0.2 | 0.03 | 0.01 | 0.27 | 0.27 | 0.27 | 0.23 | 0.03 | 0.02 | 0.21 | 0.21 | 0.22 | 0.17 | 0.02 | 0.01 | True |  | Non Federally-Regulated | 04/04/2018 |  | 05/23/2018
SLV Lighting North America, Inc. | SLV | 709363U(709381U) | Light Emitting Diode | Inseparable Luminaire | Direct Wired | Forward Phase Cut Controls | 76.1 | 3500 | -0.0008 | 92 | 68 | 320 | 0.99 | Ambient | 50000 |  |  | 50000 | 0.1 | 21 | 22 | 0.21 | 0.21 | 0.21 | 0.2 | 0.03 | 0.01 | 0.27 | 0.27 | 0.27 | 0.23 | 0.03 | 0.02 | 0.21 | 0.21 | 0.22 | 0.17 | 0.02 | 0.01 | True |  | Non Federally-Regulated | 04/04/2018 |  | 05/23/2018
SLV Lighting North America, Inc. | SLV | 709363U(709382A) | Light Emitting Diode | Inseparable Luminaire | Direct Wired | Forward Phase Cut Controls | 77 | 3500 | -0.0008 | 92 | 69 | 320 | 0.99 | Ambient | 50000 |  |  | 50000 | 0.1 | 21 | 22 | 0.21 | 0.21 | 0.21 | 0.2 | 0.03 | 0.01 | 0.27 | 0.27 | 0.27 | 0.23 | 0.03 | 0.02 | 0.21 | 0.21 | 0.22 | 0.17 | 0.02 | 0.01 | True |  | Non Federally-Regulated | 04/04/2018 |  | 05/23/2018
SLV Lighting North America, Inc. | SLV | 709363U(709383A) | Light Emitting Diode | Inseparable Luminaire | Direct Wired | Forward Phase Cut Controls | 77 | 3500 | -0.0008 | 92 | 69 | 320 | 0.99 | Ambient | 50000 |  |  | 50000 | 0.1 | 21 | 22 | 0.21 | 0.21 | 0.21 | 0.2 | 0.03 | 0.01 | 0.27 | 0.27 | 0.27 | 0.23 | 0.03 | 0.02 | 0.21 | 0.21 | 0.22 | 0.17 | 0.02 | 0.01 | True |  | Non Federally-Regulated | 04/04/2018 |  | 05/23/2018
SLV Lighting North America, Inc. | SLV | 709363U(709384A) | Light Emitting Diode | Inseparable Luminaire | Direct Wired | Forward Phase Cut Controls | 77 | 3500 | -0.0008 | 92 | 69 | 320 | 0.99 | Ambient | 50000 |  |  | 50000 | 0.1 | 21 | 22 | 0.21 | 0.21 | 0.21 | 0.2 | 0.03 | 0.01 | 0.27 | 0.27 | 0.27 | 0.23 | 0.03 | 0.02 | 0.21 | 0.21 | 0.22 | 0.17 | 0.02 | 0.01 | True |  | Non Federally-Regulated | 04/04/2018 |  | 05/23/2018
SLV Lighting North America, Inc. | SLV | 709363U(709385A) | Light Emitting Diode | Inseparable Luminaire | Direct Wired | Forward Phase Cut Controls | 76.5 | 3500 | -0.0009 | 92 | 69 | 320 | 0.99 | Ambient | 50000 |  |  | 50000 | 0.1 | 21 | 22 | 0.21 | 0.21 | 0.21 | 0.2 | 0.03 | 0.01 | 0.27 | 0.27 | 0.27 | 0.23 | 0.03 | 0.02 | 0.21 | 0.21 | 0.22 | 0.17 | 0.02 | 0.01 | True |  | Non Federally-Regulated | 04/04/2018 |  | 05/23/2018
SLV Lighting North America, Inc. | SLV | 709363U(709386A) | Light Emitting Diode | Inseparable Luminaire | Direct Wired | Forward Phase Cut Controls | 76.5 | 3500 | -0.0009 | 92 | 69 | 320 | 0.99 | Ambient | 50000 |  |  | 50000 | 0.1 | 21 | 22 | 0.21 | 0.21 | 0.21 | 0.2 | 0.03 | 0.01 | 0.27 | 0.27 | 0.27 | 0.23 | 0.03 | 0.02 | 0.21 | 0.21 | 0.22 | 0.17 | 0.02 | 0.01 | True |  | Non Federally-Regulated | 04/04/2018 |  | 05/23/2018
SLV Lighting North America, Inc. | SLV | 709363U(709387A) | Light Emitting Diode | Inseparable Luminaire | Direct Wired | Forward Phase Cut Controls | 76.5 | 3500 | -0.0009 | 92 | 69 | 320 | 0.99 | Ambient | 50000 |  |  | 50000 | 0.1 | 21 | 22 | 0.21 | 0.21 | 0.21 | 0.2 | 0.03 | 0.01 | 0.27 | 0.27 | 0.27 | 0.23 | 0.03 | 0.02 | 0.21 | 0.21 | 0.22 | 0.17 | 0.02 | 0.01 | True |  | Non Federally-Regulated | 04/04/2018 |  | 05/23/2018
SLV Lighting North America, Inc. | SLV | 709363U(709400U) | Light Emitting Diode | Inseparable Luminaire | Direct Wired | Forward Phase Cut Controls | 89.7 | 3500 | -0.001 | 92 | 69 | 320 | 0.99 | Ambient | 50000 |  |  | 50000 | 0.1 | 21 | 22 | 0.21 | 0.21 | 0.21 | 0.2 | 0.03 | 0.01 | 0.27 | 0.27 | 0.27 | 0.23 | 0.03 | 0.02 | 0.21 | 0.21 | 0.22 | 0.17 | 0.02 | 0.01 | True |  | Non Federally-Regulated | 04/04/2018 |  | 05/23/2018
SLV Lighting North America, Inc. | SLV | 709363U(709401U) | Light Emitting Diode | Inseparable Luminaire | Direct Wired | Forward Phase Cut Controls | 89.7 | 3500 | -0.001 | 92 | 69 | 320 | 0.99 | Ambient | 50000 |  |  | 50000 | 0.1 | 21 | 22 | 0.21 | 0.21 | 0.21 | 0.2 | 0.03 | 0.01 | 0.27 | 0.27 | 0.27 | 0.23 | 0.03 | 0.02 | 0.21 | 0.21 | 0.22 | 0.17 | 0.02 | 0.01 | True |  | Non Federally-Regulated | 04/04/2018 |  | 05/23/2018
SLV Lighting North America, Inc. | SLV | 709363U(709402U) | Light Emitting Diode | Inseparable Luminaire | Direct Wired | Forward Phase Cut Controls | 89.7 | 3500 | -0.001 | 92 | 69 | 320 | 0.99 | Ambient | 50000 |  |  | 50000 | 0.1 | 21 | 22 | 0.21 | 0.21 | 0.21 | 0.2 | 0.03 | 0.01 | 0.27 | 0.27 | 0.27 | 0.23 | 0.03 | 0.02 | 0.21 | 0.21 | 0.22 | 0.17 | 0.02 | 0.01 | True |  | Non Federally-Regulated | 04/04/2018 |  | 05/23/2018
SLV Lighting North America, Inc. | SLV | 709363U(709403U) | Light Emitting Diode | Inseparable Luminaire | Direct Wired | Forward Phase Cut Controls | 88.6 | 3500 | -0.001 | 93 | 69 | 320 | 0.99 | Ambient | 50000 |  |  | 50000 | 0.1 | 21 | 22 | 0.21 | 0.21 | 0.21 | 0.2 | 0.03 | 0.01 | 0.27 | 0.27 | 0.27 | 0.23 | 0.03 | 0.02 | 0.21 | 0.21 | 0.22 | 0.17 | 0.02 | 0.01 | True |  | Non Federally-Regulated | 04/04/2018 |  | 05/23/2018
SLV Lighting North America, Inc. | SLV | 709363U(709404U) | Light Emitting Diode | Inseparable Luminaire | Direct Wired | Forward Phase Cut Controls | 88.6 | 3500 | -0.001 | 93 | 69 | 320 | 0.99 | Ambient | 50000 |  |  | 50000 | 0.1 | 21 | 22 | 0.21 | 0.21 | 0.21 | 0.2 | 0.03 | 0.01 | 0.27 | 0.27 | 0.27 | 0.23 | 0.03 | 0.02 | 0.21 | 0.21 | 0.22 | 0.17 | 0.02 | 0.01 | True |  | Non Federally-Regulated | 04/04/2018 |  | 05/23/2018
SLV Lighting North America, Inc. | SLV | 709363U(709405U) | Light Emitting Diode | Inseparable Luminaire | Direct Wired | Forward Phase Cut Controls | 88.6 | 3500 | -0.001 | 93 | 69 | 320 | 0.99 | Ambient | 50000 |  |  | 50000 | 0.1 | 21 | 22 | 0.21 | 0.21 | 0.21 | 0.2 | 0.03 | 0.01 | 0.27 | 0.27 | 0.27 | 0.23 | 0.03 | 0.02 | 0.21 | 0.21 | 0.22 | 0.17 | 0.02 | 0.01 | True |  | Non Federally-Regulated | 04/04/2018 |  | 05/23/2018
SLV Lighting North America, Inc. | SLV | 709363U(709406A) | Light Emitting Diode | Inseparable Luminaire | Direct Wired | Forward Phase Cut Controls | 89.9 | 3500 | -0.001 | 92 | 69 | 320 | 0.99 | Ambient | 50000 |  |  | 50000 | 0.1 | 21 | 22 | 0.21 | 0.21 | 0.21 | 0.2 | 0.03 | 0.01 | 0.27 | 0.27 | 0.27 | 0.23 | 0.03 | 0.02 | 0.21 | 0.21 | 0.22 | 0.17 | 0.02 | 0.01 | True |  | Non Federally-Regulated | 04/04/2018 |  | 05/23/2018
SLV Lighting North America, Inc. | SLV | 709363U(709407A) | Light Emitting Diode | Inseparable Luminaire | Direct Wired | Forward Phase Cut Controls | 89.9 | 3500 | -0.001 | 92 | 69 | 320 | 0.99 | Ambient | 50000 |  |  | 50000 | 0.1 | 21 | 22 | 0.21 | 0.21 | 0.21 | 0.2 | 0.03 | 0.01 | 0.27 | 0.27 | 0.27 | 0.23 | 0.03 | 0.02 | 0.21 | 0.21 | 0.22 | 0.17 | 0.02 | 0.01 | True |  | Non Federally-Regulated | 04/04/2018 |  | 05/23/2018
SLV Lighting North America, Inc. | SLV | 709363U(709408A) | Light Emitting Diode | Inseparable Luminaire | Direct Wired | Forward Phase Cut Controls | 89.9 | 3500 | -0.001 | 92 | 69 | 320 | 0.99 | Ambient | 50000 |  |  | 50000 | 0.1 | 21 | 22 | 0.21 | 0.21 | 0.21 | 0.2 | 0.03 | 0.01 | 0.27 | 0.27 | 0.27 | 0.23 | 0.03 | 0.02 | 0.21 | 0.21 | 0.22 | 0.17 | 0.02 | 0.01 | True |  | Non Federally-Regulated | 04/04/2018 |  | 05/23/2018
SLV Lighting North America, Inc. | SLV | 709363U(709409A) | Light Emitting Diode | Inseparable Luminaire | Direct Wired | Forward Phase Cut Controls | 89 | 3500 | -0.001 | 93 | 69 | 320 | 0.99 | Ambient | 50000 |  |  | 50000 | 0.1 | 21 | 22 | 0.21 | 0.21 | 0.21 | 0.2 | 0.03 | 0.01 | 0.27 | 0.27 | 0.27 | 0.23 | 0.03 | 0.02 | 0.21 | 0.21 | 0.22 | 0.17 | 0.02 | 0.01 | True |  | Non Federally-Regulated | 04/04/2018 |  | 05/23/2018
SLV Lighting North America, Inc. | SLV | 709363U(709410A) | Light Emitting Diode | Inseparable Luminaire | Direct Wired | Forward Phase Cut Controls | 89 | 3500 | -0.001 | 93 | 69 | 320 | 0.99 | Ambient | 50000 |  |  | 50000 | 0.1 | 21 | 22 | 0.21 | 0.21 | 0.21 | 0.2 | 0.03 | 0.01 | 0.27 | 0.27 | 0.27 | 0.23 | 0.03 | 0.02 | 0.21 | 0.21 | 0.22 | 0.17 | 0.02 | 0.01 | True |  | Non Federally-Regulated | 04/04/2018 |  | 05/23/2018
SLV Lighting North America, Inc. | SLV | 709363U(709411A) | Light Emitting Diode | Inseparable Luminaire | Direct Wired | Forward Phase Cut Controls | 89 | 3500 | -0.001 | 93 | 69 | 320 | 0.99 | Ambient | 50000 |  |  | 50000 | 0.1 | 21 | 22 | 0.21 | 0.21 | 0.21 | 0.2 | 0.03 | 0.01 | 0.27 | 0.27 | 0.27 | 0.23 | 0.03 | 0.02 | 0.21 | 0.21 | 0.22 | 0.17 | 0.02 | 0.01 | True |  | Non Federally-Regulated | 04/04/2018 |  | 05/23/2018
SLV Lighting North America, Inc. | SLV | 709363U(709412U) | Light Emitting Diode | Inseparable Luminaire | Direct Wired | Forward Phase Cut Controls | 76.7 | 3500 | -0.0001 | 92 | 66 | 320 | 0.99 | Ambient | 50000 |  |  | 50000 | 0.1 | 21 | 22 | 0.21 | 0.21 | 0.21 | 0.2 | 0.03 | 0.01 | 0.27 | 0.27 | 0.27 | 0.23 | 0.03 | 0.02 | 0.21 | 0.21 | 0.22 | 0.17 | 0.02 | 0.01 | True |  | Non Federally-Regulated | 04/04/2018 |  | 05/23/2018
SLV Lighting North America, Inc. | SLV | 709363U(709413U) | Light Emitting Diode | Inseparable Luminaire | Direct Wired | Forward Phase Cut Controls | 76.7 | 3500 | -0.0001 | 92 | 66 | 320 | 0.99 | Ambient | 50000 |  |  | 50000 | 0.1 | 21 | 22 | 0.21 | 0.21 | 0.21 | 0.2 | 0.03 | 0.01 | 0.27 | 0.27 | 0.27 | 0.23 | 0.03 | 0.02 | 0.21 | 0.21 | 0.22 | 0.17 | 0.02 | 0.01 | True |  | Non Federally-Regulated | 04/04/2018 |  | 05/23/2018
SLV Lighting North America, Inc. | SLV | 709363U(709414U) | Light Emitting Diode | Inseparable Luminaire | Direct Wired | Forward Phase Cut Controls | 76.7 | 3500 | -0.0001 | 92 | 66 | 320 | 0.99 | Ambient | 50000 |  |  | 50000 | 0.1 | 21 | 22 | 0.21 | 0.21 | 0.21 | 0.2 | 0.03 | 0.01 | 0.27 | 0.27 | 0.27 | 0.23 | 0.03 | 0.02 | 0.21 | 0.21 | 0.22 | 0.17 | 0.02 | 0.01 | True |  | Non Federally-Regulated | 04/04/2018 |  | 05/23/2018
SLV Lighting North America, Inc. | SLV | 709363U(709415U) | Light Emitting Diode | Inseparable Luminaire | Direct Wired | Forward Phase Cut Controls | 76 | 3500 | -0.0001 | 92 | 66 | 320 | 0.99 | Ambient | 50000 |  |  | 50000 | 0.1 | 21 | 22 | 0.21 | 0.21 | 0.21 | 0.2 | 0.03 | 0.01 | 0.27 | 0.27 | 0.27 | 0.23 | 0.03 | 0.02 | 0.21 | 0.21 | 0.22 | 0.17 | 0.02 | 0.01 | True |  | Non Federally-Regulated | 04/04/2018 |  | 05/23/2018
SLV Lighting North America, Inc. | SLV | 709363U(709416U) | Light Emitting Diode | Inseparable Luminaire | Direct Wired | Forward Phase Cut Controls | 76 | 3500 | -0.0001 | 92 | 66 | 320 | 0.99 | Ambient | 50000 |  |  | 50000 | 0.1 | 21 | 22 | 0.21 | 0.21 | 0.21 | 0.2 | 0.03 | 0.01 | 0.27 | 0.27 | 0.27 | 0.23 | 0.03 | 0.02 | 0.21 | 0.21 | 0.22 | 0.17 | 0.02 | 0.01 | True |  | Non Federally-Regulated | 04/04/2018 |  | 05/23/2018
SLV Lighting North America, Inc. | SLV | 709363U(709417U) | Light Emitting Diode | Inseparable Luminaire | Direct Wired | Forward Phase Cut Controls | 76 | 3500 | -0.0001 | 92 | 66 | 320 | 0.99 | Ambient | 50000 |  |  | 50000 | 0.1 | 21 | 22 | 0.21 | 0.21 | 0.21 | 0.2 | 0.03 | 0.01 | 0.27 | 0.27 | 0.27 | 0.23 | 0.03 | 0.02 | 0.21 | 0.21 | 0.22 | 0.17 | 0.02 | 0.01 | True |  | Non Federally-Regulated | 04/04/2018 |  | 05/23/2018
SLV Lighting North America, Inc. | SLV | 709363U(709418A) | Light Emitting Diode | Inseparable Luminaire | Direct Wired | Forward Phase Cut Controls | 77.3 | 3500 | -0.0001 | 92 | 66 | 320 | 0.99 | Ambient | 50000 |  |  | 50000 | 0.1 | 21 | 22 | 0.21 | 0.21 | 0.21 | 0.2 | 0.03 | 0.01 | 0.27 | 0.27 | 0.27 | 0.23 | 0.03 | 0.02 | 0.21 | 0.21 | 0.22 | 0.17 | 0.02 | 0.01 | True |  | Non Federally-Regulated | 04/04/2018 |  | 05/23/2018
SLV Lighting North America, Inc. | SLV | 709363U(709419A) | Light Emitting Diode | Inseparable Luminaire | Direct Wired | Forward Phase Cut Controls | 77.3 | 3500 | -0.0001 | 92 | 66 | 320 | 0.99 | Ambient | 50000 |  |  | 50000 | 0.1 | 21 | 22 | 0.21 | 0.21 | 0.21 | 0.2 | 0.03 | 0.01 | 0.27 | 0.27 | 0.27 | 0.23 | 0.03 | 0.02 | 0.21 | 0.21 | 0.22 | 0.17 | 0.02 | 0.01 | True |  | Non Federally-Regulated | 04/04/2018 |  | 05/23/2018
SLV Lighting North America, Inc. | SLV | 709363U(709420A) | Light Emitting Diode | Inseparable Luminaire | Direct Wired | Forward Phase Cut Controls | 77.3 | 3500 | -0.0001 | 92 | 66 | 320 | 0.99 | Ambient | 50000 |  |  | 50000 | 0.1 | 21 | 22 | 0.21 | 0.21 | 0.21 | 0.2 | 0.03 | 0.01 | 0.27 | 0.27 | 0.27 | 0.23 | 0.03 | 0.02 | 0.21 | 0.21 | 0.22 | 0.17 | 0.02 | 0.01 | True |  | Non Federally-Regulated | 04/04/2018 |  | 05/23/2018
SLV Lighting North America, Inc. | SLV | 709363U(709421A) | Light Emitting Diode | Inseparable Luminaire | Direct Wired | Forward Phase Cut Controls | 76.8 | 3500 | -0.0001 | 92 | 66 | 320 | 0.98 | Ambient | 50000 |  |  | 50000 | 0.1 | 21 | 22 | 0.21 | 0.21 | 0.21 | 0.2 | 0.03 | 0.01 | 0.27 | 0.27 | 0.27 | 0.23 | 0.03 | 0.02 | 0.21 | 0.21 | 0.22 | 0.17 | 0.02 | 0.01 | True |  | Non Federally-Regulated | 04/04/2018 |  | 05/23/2018
SLV Lighting North America, Inc. | SLV | 709363U(709422A) | Light Emitting Diode | Inseparable Luminaire | Direct Wired | Forward Phase Cut Controls | 76.8 | 3500 | -0.0001 | 92 | 66 | 320 | 0.98 | Ambient | 50000 |  |  | 50000 | 0.1 | 21 | 22 | 0.21 | 0.21 | 0.21 | 0.2 | 0.03 | 0.01 | 0.27 | 0.27 | 0.27 | 0.23 | 0.03 | 0.02 | 0.21 | 0.21 | 0.22 | 0.17 | 0.02 | 0.01 | True |  | Non Federally-Regulated | 04/04/2018 |  | 05/23/2018
SLV Lighting North America, Inc. | SLV | 709363U(709423A) | Light Emitting Diode | Inseparable Luminaire | Direct Wired | Forward Phase Cut Controls | 76.8 | 3500 | -0.0001 | 92 | 66 | 320 | 0.98 | Ambient | 50000 |  |  | 50000 | 0.1 | 21 | 22 | 0.21 | 0.21 | 0.21 | 0.2 | 0.03 | 0.01 | 0.27 | 0.27 | 0.27 | 0.23 | 0.03 | 0.02 | 0.21 | 0.21 | 0.22 | 0.17 | 0.02 | 0.01 | True |  | Non Federally-Regulated | 04/04/2018 |  | 05/23/2018
SLV Lighting North America, Inc. | SLV | 709362U(709100U) | Light Emitting Diode | Inseparable Luminaire | Direct Wired | Forward Phase Cut Controls | 91.6 | 3500 | -0.0009 | 93 | 69 | 320 | 0.99 | Ambient | 50000 |  |  | 50000 | 0.1 | 21 | 22 | 0.21 | 0.21 | 0.21 | 0.2 | 0.03 | 0.01 | 0.27 | 0.27 | 0.27 | 0.23 | 0.03 | 0.02 | 0.21 | 0.21 | 0.22 | 0.17 | 0.02 | 0.01 | True |  | Non Federally-Regulated | 04/04/2018 |  | 05/23/2018
SLV Lighting North America, Inc. | SLV | 709362U(709101U) | Light Emitting Diode | Inseparable Luminaire | Direct Wired | Forward Phase Cut Controls | 91.6 | 3500 | -0.0009 | 93 | 69 | 320 | 0.99 | Ambient | 50000 |  |  | 50000 | 0.1 | 21 | 22 | 0.21 | 0.21 | 0.21 | 0.2 | 0.03 | 0.01 | 0.27 | 0.27 | 0.27 | 0.23 | 0.03 | 0.02 | 0.21 | 0.21 | 0.22 | 0.17 | 0.02 | 0.01 | True |  | Non Federally-Regulated | 04/04/2018 |  | 05/23/2018
SLV Lighting North America, Inc. | SLV | 709362U(709106U) | Light Emitting Diode | Inseparable Luminaire | Direct Wired | Forward Phase Cut Controls | 91.6 | 3500 | -0.0009 | 93 | 69 | 320 | 0.99 | Ambient | 50000 |  |  | 50000 | 0.1 | 21 | 22 | 0.21 | 0.21 | 0.21 | 0.2 | 0.03 | 0.01 | 0.27 | 0.27 | 0.27 | 0.23 | 0.03 | 0.02 | 0.21 | 0.21 | 0.22 | 0.17 | 0.02 | 0.01 | True |  | Non Federally-Regulated | 04/04/2018 |  | 05/23/2018
SLV Lighting North America, Inc. | SLV | 709362U(709110U) | Light Emitting Diode | Inseparable Luminaire | Direct Wired | Forward Phase Cut Controls | 90.8 | 3500 | -0.001 | 92 | 69 | 320 | 0.99 | Ambient | 50000 |  |  | 50000 | 0.1 | 21 | 22 | 0.21 | 0.21 | 0.21 | 0.2 | 0.03 | 0.01 | 0.27 | 0.27 | 0.27 | 0.23 | 0.03 | 0.02 | 0.21 | 0.21 | 0.22 | 0.17 | 0.02 | 0.01 | True |  | Non Federally-Regulated | 04/04/2018 |  | 05/23/2018
SLV Lighting North America, Inc. | SLV | 709362U(709111U) | Light Emitting Diode | Inseparable Luminaire | Direct Wired | Forward Phase Cut Controls | 90.8 | 3500 | -0.001 | 92 | 69 | 320 | 0.99 | Ambient | 50000 |  |  | 50000 | 0.1 | 21 | 22 | 0.21 | 0.21 | 0.21 | 0.2 | 0.03 | 0.01 | 0.27 | 0.27 | 0.27 | 0.23 | 0.03 | 0.02 | 0.21 | 0.21 | 0.22 | 0.17 | 0.02 | 0.01 | True |  | Non Federally-Regulated | 04/04/2018 |  | 05/23/2018
SLV Lighting North America, Inc. | SLV | 709362U(709116U) | Light Emitting Diode | Inseparable Luminaire | Direct Wired | Forward Phase Cut Controls | 90.8 | 3500 | -0.001 | 92 | 69 | 320 | 0.99 | Ambient | 50000 |  |  | 50000 | 0.1 | 21 | 22 | 0.21 | 0.21 | 0.21 | 0.2 | 0.03 | 0.01 | 0.27 | 0.27 | 0.27 | 0.23 | 0.03 | 0.02 | 0.21 | 0.21 | 0.22 | 0.17 | 0.02 | 0.01 | True |  | Non Federally-Regulated | 04/04/2018 |  | 05/23/2018
SLV Lighting North America, Inc. | SLV | 709362U(709370A) | Light Emitting Diode | Inseparable Luminaire | Direct Wired | Forward Phase Cut Controls | 91.6 | 3500 | -0.001 | 92 | 69 | 320 | 0.99 | Ambient | 50000 |  |  | 50000 | 0.1 | 21 | 22 | 0.21 | 0.21 | 0.21 | 0.2 | 0.03 | 0.01 | 0.27 | 0.27 | 0.27 | 0.23 | 0.03 | 0.02 | 0.21 | 0.21 | 0.22 | 0.17 | 0.02 | 0.01 | True |  | Non Federally-Regulated | 04/04/2018 |  | 05/23/2018
SLV Lighting North America, Inc. | SLV | 709362U(709371A) | Light Emitting Diode | Inseparable Luminaire | Direct Wired | Forward Phase Cut Controls | 91.6 | 3500 | -0.001 | 92 | 69 | 320 | 0.99 | Ambient | 50000 |  |  | 50000 | 0.1 | 21 | 22 | 0.21 | 0.21 | 0.21 | 0.2 | 0.03 | 0.01 | 0.27 | 0.27 | 0.27 | 0.23 | 0.03 | 0.02 | 0.21 | 0.21 | 0.22 | 0.17 | 0.02 | 0.01 | True |  | Non Federally-Regulated | 04/04/2018 |  | 05/23/2018
SLV Lighting North America, Inc. | SLV | 709362U(709372A) | Light Emitting Diode | Inseparable Luminaire | Direct Wired | Forward Phase Cut Controls | 91.6 | 3500 | -0.001 | 92 | 69 | 320 | 0.99 | Ambient | 50000 |  |  | 50000 | 0.1 | 21 | 22 | 0.21 | 0.21 | 0.21 | 0.2 | 0.03 | 0.01 | 0.27 | 0.27 | 0.27 | 0.23 | 0.03 | 0.02 | 0.21 | 0.21 | 0.22 | 0.17 | 0.02 | 0.01 | True |  | Non Federally-Regulated | 04/04/2018 |  | 05/23/2018
SLV Lighting North America, Inc. | SLV | 709362U(709373A) | Light Emitting Diode | Inseparable Luminaire | Direct Wired | Forward Phase Cut Controls | 90.9 | 3500 | -0.001 | 93 | 69 | 320 | 0.99 | Ambient | 50000 |  |  | 50000 | 0.1 | 21 | 22 | 0.21 | 0.21 | 0.21 | 0.2 | 0.03 | 0.01 | 0.27 | 0.27 | 0.27 | 0.23 | 0.03 | 0.02 | 0.21 | 0.21 | 0.22 | 0.17 | 0.02 | 0.01 | True |  | Non Federally-Regulated | 04/04/2018 |  | 05/23/2018
SLV Lighting North America, Inc. | SLV | 709362U(709374A) | Light Emitting Diode | Inseparable Luminaire | Direct Wired | Forward Phase Cut Controls | 90.9 | 3500 | -0.001 | 93 | 69 | 320 | 0.99 | Ambient | 50000 |  |  | 50000 | 0.1 | 21 | 22 | 0.21 | 0.21 | 0.21 | 0.2 | 0.03 | 0.01 | 0.27 | 0.27 | 0.27 | 0.23 | 0.03 | 0.02 | 0.21 | 0.21 | 0.22 | 0.17 | 0.02 | 0.01 | True |  | Non Federally-Regulated | 04/04/2018 |  | 05/23/2018
SLV Lighting North America, Inc. | SLV | 709362U(709375A) | Light Emitting Diode | Inseparable Luminaire | Direct Wired | Forward Phase Cut Controls | 90.9 | 3500 | -0.001 | 93 | 69 | 320 | 0.99 | Ambient | 50000 |  |  | 50000 | 0.1 | 21 | 22 | 0.21 | 0.21 | 0.21 | 0.2 | 0.03 | 0.01 | 0.27 | 0.27 | 0.27 | 0.23 | 0.03 | 0.02 | 0.21 | 0.21 | 0.22 | 0.17 | 0.02 | 0.01 | True |  | Non Federally-Regulated | 04/04/2018 |  | 05/23/2018
SLV Lighting North America, Inc. | SLV | 709362U(709376U) | Light Emitting Diode | Inseparable Luminaire | Direct Wired | Forward Phase Cut Controls | 76.2 | 3500 | -0.0004 | 92 | 69 | 320 | 0.99 | Ambient | 50000 |  |  | 50000 | 0.1 | 21 | 22 | 0.21 | 0.21 | 0.21 | 0.2 | 0.03 | 0.01 | 0.27 | 0.27 | 0.27 | 0.23 | 0.03 | 0.02 | 0.21 | 0.21 | 0.22 | 0.17 | 0.02 | 0.01 | True |  | Non Federally-Regulated | 04/04/2018 |  | 05/23/2018
SLV Lighting North America, Inc. | SLV | 709362U(709377U) | Light Emitting Diode | Inseparable Luminaire | Direct Wired | Forward Phase Cut Controls | 76.2 | 3500 | -0.0004 | 92 | 69 | 320 | 0.99 | Ambient | 50000 |  |  | 50000 | 0.1 | 21 | 22 | 0.21 | 0.21 | 0.21 | 0.2 | 0.03 | 0.01 | 0.27 | 0.27 | 0.27 | 0.23 | 0.03 | 0.02 | 0.21 | 0.21 | 0.22 | 0.17 | 0.02 | 0.01 | True |  | Non Federally-Regulated | 04/04/2018 |  | 05/23/2018
SLV Lighting North America, Inc. | SLV | 709362U(709378U) | Light Emitting Diode | Inseparable Luminaire | Direct Wired | Forward Phase Cut Controls | 76.2 | 3500 | -0.0004 | 92 | 69 | 320 | 0.99 | Ambient | 50000 |  |  | 50000 | 0.1 | 21 | 22 | 0.21 | 0.21 | 0.21 | 0.2 | 0.03 | 0.01 | 0.27 | 0.27 | 0.27 | 0.23 | 0.03 | 0.02 | 0.21 | 0.21 | 0.22 | 0.17 | 0.02 | 0.01 | True |  | Non Federally-Regulated | 04/04/2018 |  | 05/23/2018
SLV Lighting North America, Inc. | SLV | 709362U(709379U) | Light Emitting Diode | Inseparable Luminaire | Direct Wired | Forward Phase Cut Controls | 76.1 | 3500 | -0.0008 | 92 | 68 | 320 | 0.99 | Ambient | 50000 |  |  | 50000 | 0.1 | 21 | 22 | 0.21 | 0.21 | 0.21 | 0.2 | 0.03 | 0.01 | 0.27 | 0.27 | 0.27 | 0.23 | 0.03 | 0.02 | 0.21 | 0.21 | 0.22 | 0.17 | 0.02 | 0.01 | True |  | Non Federally-Regulated | 04/04/2018 |  | 05/23/2018
SLV Lighting North America, Inc. | SLV | 709362U(709380U) | Light Emitting Diode | Inseparable Luminaire | Direct Wired | Forward Phase Cut Controls | 76.1 | 3500 | -0.0008 | 92 | 68 | 320 | 0.99 | Ambient | 50000 |  |  | 50000 | 0.1 | 21 | 22 | 0.21 | 0.21 | 0.21 | 0.2 | 0.03 | 0.01 | 0.27 | 0.27 | 0.27 | 0.23 | 0.03 | 0.02 | 0.21 | 0.21 | 0.22 | 0.17 | 0.02 | 0.01 | True |  | Non Federally-Regulated | 04/04/2018 |  | 05/23/2018
SLV Lighting North America, Inc. | SLV | 709362U(709381U) | Light Emitting Diode | Inseparable Luminaire | Direct Wired | Forward Phase Cut Controls | 76.1 | 3500 | -0.0008 | 92 | 68 | 320 | 0.99 | Ambient | 50000 |  |  | 50000 | 0.1 | 21 | 22 | 0.21 | 0.21 | 0.21 | 0.2 | 0.03 | 0.01 | 0.27 | 0.27 | 0.27 | 0.23 | 0.03 | 0.02 | 0.21 | 0.21 | 0.22 | 0.17 | 0.02 | 0.01 | True |  | Non Federally-Regulated | 04/04/2018 |  | 05/23/2018
SLV Lighting North America, Inc. | SLV | 709362U(709382A) | Light Emitting Diode | Inseparable Luminaire | Direct Wired | Forward Phase Cut Controls | 77 | 3500 | -0.0008 | 92 | 69 | 320 | 0.99 | Ambient | 50000 |  |  | 50000 | 0.1 | 21 | 22 | 0.21 | 0.21 | 0.21 | 0.2 | 0.03 | 0.01 | 0.27 | 0.27 | 0.27 | 0.23 | 0.03 | 0.02 | 0.21 | 0.21 | 0.22 | 0.17 | 0.02 | 0.01 | True |  | Non Federally-Regulated | 04/04/2018 |  | 05/23/2018
SLV Lighting North America, Inc. | SLV | 709362U(709383A) | Light Emitting Diode | Inseparable Luminaire | Direct Wired | Forward Phase Cut Controls | 77 | 3500 | -0.0008 | 92 | 69 | 320 | 0.99 | Ambient | 50000 |  |  | 50000 | 0.1 | 21 | 22 | 0.21 | 0.21 | 0.21 | 0.2 | 0.03 | 0.01 | 0.27 | 0.27 | 0.27 | 0.23 | 0.03 | 0.02 | 0.21 | 0.21 | 0.22 | 0.17 | 0.02 | 0.01 | True |  | Non Federally-Regulated | 04/04/2018 |  | 05/23/2018
SLV Lighting North America, Inc. | SLV | 709362U(709384A) | Light Emitting Diode | Inseparable Luminaire | Direct Wired | Forward Phase Cut Controls | 77 | 3500 | -0.0008 | 92 | 69 | 320 | 0.99 | Ambient | 50000 |  |  | 50000 | 0.1 | 21 | 22 | 0.21 | 0.21 | 0.21 | 0.2 | 0.03 | 0.01 | 0.27 | 0.27 | 0.27 | 0.23 | 0.03 | 0.02 | 0.21 | 0.21 | 0.22 | 0.17 | 0.02 | 0.01 | True |  | Non Federally-Regulated | 04/04/2018 |  | 05/23/2018
SLV Lighting North America, Inc. | SLV | 709362U(709385A) | Light Emitting Diode | Inseparable Luminaire | Direct Wired | Forward Phase Cut Controls | 76.5 | 3500 | -0.0009 | 92 | 69 | 320 | 0.99 | Ambient | 50000 |  |  | 50000 | 0.1 | 21 | 22 | 0.21 | 0.21 | 0.21 | 0.2 | 0.03 | 0.01 | 0.27 | 0.27 | 0.27 | 0.23 | 0.03 | 0.02 | 0.21 | 0.21 | 0.22 | 0.17 | 0.02 | 0.01 | True |  | Non Federally-Regulated | 04/04/2018 |  | 05/23/2018
SLV Lighting North America, Inc. | SLV | 709362U(709386A) | Light Emitting Diode | Inseparable Luminaire | Direct Wired | Forward Phase Cut Controls | 76.5 | 3500 | -0.0009 | 92 | 69 | 320 | 0.99 | Ambient | 50000 |  |  | 50000 | 0.1 | 21 | 22 | 0.21 | 0.21 | 0.21 | 0.2 | 0.03 | 0.01 | 0.27 | 0.27 | 0.27 | 0.23 | 0.03 | 0.02 | 0.21 | 0.21 | 0.22 | 0.17 | 0.02 | 0.01 | True |  | Non Federally-Regulated | 04/04/2018 |  | 05/23/2018
SLV Lighting North America, Inc. | SLV | 709362U(709387A) | Light Emitting Diode | Inseparable Luminaire | Direct Wired | Forward Phase Cut Controls | 76.5 | 3500 | -0.0009 | 92 | 69 | 320 | 0.99 | Ambient | 50000 |  |  | 50000 | 0.1 | 21 | 22 | 0.21 | 0.21 | 0.21 | 0.2 | 0.03 | 0.01 | 0.27 | 0.27 | 0.27 | 0.23 | 0.03 | 0.02 | 0.21 | 0.21 | 0.22 | 0.17 | 0.02 | 0.01 | True |  | Non Federally-Regulated | 04/04/2018 |  | 05/23/2018
SLV Lighting North America, Inc. | SLV | 709362U(709400U) | Light Emitting Diode | Inseparable Luminaire | Direct Wired | Forward Phase Cut Controls | 89.7 | 3500 | -0.001 | 92 | 69 | 320 | 0.99 | Ambient | 50000 |  |  | 50000 | 0.1 | 21 | 22 | 0.21 | 0.21 | 0.21 | 0.2 | 0.03 | 0.01 | 0.27 | 0.27 | 0.27 | 0.23 | 0.03 | 0.02 | 0.21 | 0.21 | 0.22 | 0.17 | 0.02 | 0.01 | True |  | Non Federally-Regulated | 04/04/2018 |  | 05/23/2018
SLV Lighting North America, Inc. | SLV | 709362U(709401U) | Light Emitting Diode | Inseparable Luminaire | Direct Wired | Forward Phase Cut Controls | 89.7 | 3500 | -0.001 | 92 | 69 | 320 | 0.99 | Ambient | 50000 |  |  | 50000 | 0.1 | 21 | 22 | 0.21 | 0.21 | 0.21 | 0.2 | 0.03 | 0.01 | 0.27 | 0.27 | 0.27 | 0.23 | 0.03 | 0.02 | 0.21 | 0.21 | 0.22 | 0.17 | 0.02 | 0.01 | True |  | Non Federally-Regulated | 04/04/2018 |  | 05/23/2018
SLV Lighting North America, Inc. | SLV | 709362U(709402U) | Light Emitting Diode | Inseparable Luminaire | Direct Wired | Forward Phase Cut Controls | 89.7 | 3500 | -0.001 | 92 | 69 | 320 | 0.99 | Ambient | 50000 |  |  | 50000 | 0.1 | 21 | 22 | 0.21 | 0.21 | 0.21 | 0.2 | 0.03 | 0.01 | 0.27 | 0.27 | 0.27 | 0.23 | 0.03 | 0.02 | 0.21 | 0.21 | 0.22 | 0.17 | 0.02 | 0.01 | True |  | Non Federally-Regulated | 04/04/2018 |  | 05/23/2018
SLV Lighting North America, Inc. | SLV | 709362U(709403U) | Light Emitting Diode | Inseparable Luminaire | Direct Wired | Forward Phase Cut Controls | 88.6 | 3500 | -0.001 | 93 | 69 | 320 | 0.99 | Ambient | 50000 |  |  | 50000 | 0.1 | 21 | 22 | 0.21 | 0.21 | 0.21 | 0.2 | 0.03 | 0.01 | 0.27 | 0.27 | 0.27 | 0.23 | 0.03 | 0.02 | 0.21 | 0.21 | 0.22 | 0.17 | 0.02 | 0.01 | True |  | Non Federally-Regulated | 04/04/2018 |  | 05/23/2018
SLV Lighting North America, Inc. | SLV | 709362U(709404U) | Light Emitting Diode | Inseparable Luminaire | Direct Wired | Forward Phase Cut Controls | 88.6 | 3500 | -0.001 | 93 | 69 | 320 | 0.99 | Ambient | 50000 |  |  | 50000 | 0.1 | 21 | 22 | 0.21 | 0.21 | 0.21 | 0.2 | 0.03 | 0.01 | 0.27 | 0.27 | 0.27 | 0.23 | 0.03 | 0.02 | 0.21 | 0.21 | 0.22 | 0.17 | 0.02 | 0.01 | True |  | Non Federally-Regulated | 04/04/2018 |  | 05/23/2018
SLV Lighting North America, Inc. | SLV | 709362U(709405U) | Light Emitting Diode | Inseparable Luminaire | Direct Wired | Forward Phase Cut Controls | 88.6 | 3500 | -0.001 | 93 | 69 | 320 | 0.99 | Ambient | 50000 |  |  | 50000 | 0.1 | 21 | 22 | 0.21 | 0.21 | 0.21 | 0.2 | 0.03 | 0.01 | 0.27 | 0.27 | 0.27 | 0.23 | 0.03 | 0.02 | 0.21 | 0.21 | 0.22 | 0.17 | 0.02 | 0.01 | True |  | Non Federally-Regulated | 04/04/2018 |  | 05/23/2018
SLV Lighting North America, Inc. | SLV | 709362U(709406A) | Light Emitting Diode | Inseparable Luminaire | Direct Wired | Forward Phase Cut Controls | 89.9 | 3500 | -0.001 | 92 | 69 | 320 | 0.99 | Ambient | 50000 |  |  | 50000 | 0.1 | 21 | 22 | 0.21 | 0.21 | 0.21 | 0.2 | 0.03 | 0.01 | 0.27 | 0.27 | 0.27 | 0.23 | 0.03 | 0.02 | 0.21 | 0.21 | 0.22 | 0.17 | 0.02 | 0.01 | True |  | Non Federally-Regulated | 04/04/2018 |  | 05/23/2018
SLV Lighting North America, Inc. | SLV | 709362U(709407A) | Light Emitting Diode | Inseparable Luminaire | Direct Wired | Forward Phase Cut Controls | 89.9 | 3500 | -0.001 | 92 | 69 | 320 | 0.99 | Ambient | 50000 |  |  | 50000 | 0.1 | 21 | 22 | 0.21 | 0.21 | 0.21 | 0.2 | 0.03 | 0.01 | 0.27 | 0.27 | 0.27 | 0.23 | 0.03 | 0.02 | 0.21 | 0.21 | 0.22 | 0.17 | 0.02 | 0.01 | True |  | Non Federally-Regulated | 04/04/2018 |  | 05/23/2018
SLV Lighting North America, Inc. | SLV | 709362U(709408A) | Light Emitting Diode | Inseparable Luminaire | Direct Wired | Forward Phase Cut Controls | 89.9 | 3500 | -0.001 | 92 | 69 | 320 | 0.99 | Ambient | 50000 |  |  | 50000 | 0.1 | 21 | 22 | 0.21 | 0.21 | 0.21 | 0.2 | 0.03 | 0.01 | 0.27 | 0.27 | 0.27 | 0.23 | 0.03 | 0.02 | 0.21 | 0.21 | 0.22 | 0.17 | 0.02 | 0.01 | True |  | Non Federally-Regulated | 04/04/2018 |  | 05/23/2018
SLV Lighting North America, Inc. | SLV | 709362U(709409A) | Light Emitting Diode | Inseparable Luminaire | Direct Wired | Forward Phase Cut Controls | 89 | 3500 | -0.001 | 93 | 69 | 320 | 0.99 | Ambient | 50000 |  |  | 50000 | 0.1 | 21 | 22 | 0.21 | 0.21 | 0.21 | 0.2 | 0.03 | 0.01 | 0.27 | 0.27 | 0.27 | 0.23 | 0.03 | 0.02 | 0.21 | 0.21 | 0.22 | 0.17 | 0.02 | 0.01 | True |  | Non Federally-Regulated | 04/04/2018 |  | 05/23/2018
SLV Lighting North America, Inc. | SLV | 709362U(709410A) | Light Emitting Diode | Inseparable Luminaire | Direct Wired | Forward Phase Cut Controls | 89 | 3500 | -0.001 | 93 | 69 | 320 | 0.99 | Ambient | 50000 |  |  | 50000 | 0.1 | 21 | 22 | 0.21 | 0.21 | 0.21 | 0.2 | 0.03 | 0.01 | 0.27 | 0.27 | 0.27 | 0.23 | 0.03 | 0.02 | 0.21 | 0.21 | 0.22 | 0.17 | 0.02 | 0.01 | True |  | Non Federally-Regulated | 04/04/2018 |  | 05/23/2018
SLV Lighting North America, Inc. | SLV | 709362U(709411A) | Light Emitting Diode | Inseparable Luminaire | Direct Wired | Forward Phase Cut Controls | 89 | 3500 | -0.001 | 93 | 69 | 320 | 0.99 | Ambient | 50000 |  |  | 50000 | 0.1 | 21 | 22 | 0.21 | 0.21 | 0.21 | 0.2 | 0.03 | 0.01 | 0.27 | 0.27 | 0.27 | 0.23 | 0.03 | 0.02 | 0.21 | 0.21 | 0.22 | 0.17 | 0.02 | 0.01 | True |  | Non Federally-Regulated | 04/04/2018 |  | 05/23/2018
SLV Lighting North America, Inc. | SLV | 709362U(709412U) | Light Emitting Diode | Inseparable Luminaire | Direct Wired | Forward Phase Cut Controls | 76.7 | 3500 | -0.0001 | 92 | 66 | 320 | 0.99 | Ambient | 50000 |  |  | 50000 | 0.1 | 21 | 22 | 0.21 | 0.21 | 0.21 | 0.2 | 0.03 | 0.01 | 0.27 | 0.27 | 0.27 | 0.23 | 0.03 | 0.02 | 0.21 | 0.21 | 0.22 | 0.17 | 0.02 | 0.01 | True |  | Non Federally-Regulated | 04/04/2018 |  | 05/23/2018
SLV Lighting North America, Inc. | SLV | 709362U(709413U) | Light Emitting Diode | Inseparable Luminaire | Direct Wired | Forward Phase Cut Controls | 76.7 | 3500 | -0.0001 | 92 | 66 | 320 | 0.99 | Ambient | 50000 |  |  | 50000 | 0.1 | 21 | 22 | 0.21 | 0.21 | 0.21 | 0.2 | 0.03 | 0.01 | 0.27 | 0.27 | 0.27 | 0.23 | 0.03 | 0.02 | 0.21 | 0.21 | 0.22 | 0.17 | 0.02 | 0.01 | True |  | Non Federally-Regulated | 04/04/2018 |  | 05/23/2018
SLV Lighting North America, Inc. | SLV | 709362U(709414U) | Light Emitting Diode | Inseparable Luminaire | Direct Wired | Forward Phase Cut Controls | 76.7 | 3500 | -0.0001 | 92 | 66 | 320 | 0.99 | Ambient | 50000 |  |  | 50000 | 0.1 | 21 | 22 | 0.21 | 0.21 | 0.21 | 0.2 | 0.03 | 0.01 | 0.27 | 0.27 | 0.27 | 0.23 | 0.03 | 0.02 | 0.21 | 0.21 | 0.22 | 0.17 | 0.02 | 0.01 | True |  | Non Federally-Regulated | 04/04/2018 |  | 05/23/2018
SLV Lighting North America, Inc. | SLV | 709362U(709415U) | Light Emitting Diode | Inseparable Luminaire | Direct Wired | Forward Phase Cut Controls | 76 | 3500 | -0.0001 | 92 | 66 | 320 | 0.99 | Ambient | 50000 |  |  | 50000 | 0.1 | 21 | 22 | 0.21 | 0.21 | 0.21 | 0.2 | 0.03 | 0.01 | 0.27 | 0.27 | 0.27 | 0.23 | 0.03 | 0.02 | 0.21 | 0.21 | 0.22 | 0.17 | 0.02 | 0.01 | True |  | Non Federally-Regulated | 04/04/2018 |  | 05/23/2018
SLV Lighting North America, Inc. | SLV | 709362U(709416U) | Light Emitting Diode | Inseparable Luminaire | Direct Wired | Forward Phase Cut Controls | 76 | 3500 | -0.0001 | 92 | 66 | 320 | 0.99 | Ambient | 50000 |  |  | 50000 | 0.1 | 21 | 22 | 0.21 | 0.21 | 0.21 | 0.2 | 0.03 | 0.01 | 0.27 | 0.27 | 0.27 | 0.23 | 0.03 | 0.02 | 0.21 | 0.21 | 0.22 | 0.17 | 0.02 | 0.01 | True |  | Non Federally-Regulated | 04/04/2018 |  | 05/23/2018
SLV Lighting North America, Inc. | SLV | 709362U(709417U) | Light Emitting Diode | Inseparable Luminaire | Direct Wired | Forward Phase Cut Controls | 76 | 3500 | -0.0001 | 92 | 66 | 320 | 0.99 | Ambient | 50000 |  |  | 50000 | 0.1 | 21 | 22 | 0.21 | 0.21 | 0.21 | 0.2 | 0.03 | 0.01 | 0.27 | 0.27 | 0.27 | 0.23 | 0.03 | 0.02 | 0.21 | 0.21 | 0.22 | 0.17 | 0.02 | 0.01 | True |  | Non Federally-Regulated | 04/04/2018 |  | 05/23/2018
SLV Lighting North America, Inc. | SLV | 709362U(709418A) | Light Emitting Diode | Inseparable Luminaire | Direct Wired | Forward Phase Cut Controls | 77.3 | 3500 | -0.0001 | 92 | 66 | 320 | 0.99 | Ambient | 50000 |  |  | 50000 | 0.1 | 21 | 22 | 0.21 | 0.21 | 0.21 | 0.2 | 0.03 | 0.01 | 0.27 | 0.27 | 0.27 | 0.23 | 0.03 | 0.02 | 0.21 | 0.21 | 0.22 | 0.17 | 0.02 | 0.01 | True |  | Non Federally-Regulated | 04/04/2018 |  | 05/23/2018
SLV Lighting North America, Inc. | SLV | 709362U(709419A) | Light Emitting Diode | Inseparable Luminaire | Direct Wired | Forward Phase Cut Controls | 77.3 | 3500 | -0.0001 | 92 | 66 | 320 | 0.99 | Ambient | 50000 |  |  | 50000 | 0.1 | 21 | 22 | 0.21 | 0.21 | 0.21 | 0.2 | 0.03 | 0.01 | 0.27 | 0.27 | 0.27 | 0.23 | 0.03 | 0.02 | 0.21 | 0.21 | 0.22 | 0.17 | 0.02 | 0.01 | True |  | Non Federally-Regulated | 04/04/2018 |  | 05/23/2018
SLV Lighting North America, Inc. | SLV | 709362U(709420A) | Light Emitting Diode | Inseparable Luminaire | Direct Wired | Forward Phase Cut Controls | 77.3 | 3500 | -0.0001 | 92 | 66 | 320 | 0.99 | Ambient | 50000 |  |  | 50000 | 0.1 | 21 | 22 | 0.21 | 0.21 | 0.21 | 0.2 | 0.03 | 0.01 | 0.27 | 0.27 | 0.27 | 0.23 | 0.03 | 0.02 | 0.21 | 0.21 | 0.22 | 0.17 | 0.02 | 0.01 | True |  | Non Federally-Regulated | 04/04/2018 |  | 05/23/2018
SLV Lighting North America, Inc. | SLV | 709362U(709421A) | Light Emitting Diode | Inseparable Luminaire | Direct Wired | Forward Phase Cut Controls | 76.8 | 3500 | -0.0001 | 92 | 66 | 320 | 0.98 | Ambient | 50000 |  |  | 50000 | 0.1 | 21 | 22 | 0.21 | 0.21 | 0.21 | 0.2 | 0.03 | 0.01 | 0.27 | 0.27 | 0.27 | 0.23 | 0.03 | 0.02 | 0.21 | 0.21 | 0.22 | 0.17 | 0.02 | 0.01 | True |  | Non Federally-Regulated | 04/04/2018 |  | 05/23/2018
SLV Lighting North America, Inc. | SLV | 709362U(709422A) | Light Emitting Diode | Inseparable Luminaire | Direct Wired | Forward Phase Cut Controls | 76.8 | 3500 | -0.0001 | 92 | 66 | 320 | 0.98 | Ambient | 50000 |  |  | 50000 | 0.1 | 21 | 22 | 0.21 | 0.21 | 0.21 | 0.2 | 0.03 | 0.01 | 0.27 | 0.27 | 0.27 | 0.23 | 0.03 | 0.02 | 0.21 | 0.21 | 0.22 | 0.17 | 0.02 | 0.01 | True |  | Non Federally-Regulated | 04/04/2018 |  | 05/23/2018
SLV Lighting North America, Inc. | SLV | 709362U(709423A) | Light Emitting Diode | Inseparable Luminaire | Direct Wired | Forward Phase Cut Controls | 76.8 | 3500 | -0.0001 | 92 | 66 | 320 | 0.98 | Ambient | 50000 |  |  | 50000 | 0.1 | 21 | 22 | 0.21 | 0.21 | 0.21 | 0.2 | 0.03 | 0.01 | 0.27 | 0.27 | 0.27 | 0.23 | 0.03 | 0.02 | 0.21 | 0.21 | 0.22 | 0.17 | 0.02 | 0.01 | True |  | Non Federally-Regulated | 04/04/2018 |  | 05/23/2018
Acuity Brands Lighting | Juno | J6RLG4N-**K-6-W** | Light Emitting Diode | Inseparable Luminaire | Direct Wired | Forward Phase Cut Controls | 60 | 2700 | 0.001 | 91 | 50 | 102 | 1 | Ambient | 50000 |  |  | 50000 | 0.01 | 14 | 15 | 0.18 | 0.17 | 0.17 | 0.17 | 0.04 | 0.01 | 0.28 | 0.2 | 0.2 | 0.16 | 0.03 | 0.01 | 0.75 | 0.16 | 0.14 | 0.12 | 0.04 | 0.01 | True |  | Non Federally-Regulated | 12/22/2016 |  | 05/23/2018
Acuity Brands Lighting | Juno | J6RLG4N-**K-6-CLW | Light Emitting Diode | Inseparable Luminaire | Direct Wired | Forward Phase Cut Controls | 63 | 2700 | 0.001 | 91 | 50 | 102 | 1 | Ambient | 50000 |  |  | 50000 | 0.01 | 14 | 15 | 0.18 | 0.17 | 0.17 | 0.17 | 0.04 | 0.01 | 0.28 | 0.2 | 0.2 | 0.16 | 0.03 | 0.01 | 0.75 | 0.16 | 0.14 | 0.12 | 0.04 | 0.01 | True |  | Non Federally-Regulated | 12/22/2016 |  | 05/23/2018
Acuity Brands Lighting | Juno | J6RLG4N-**K-6-HZW | Light Emitting Diode | Inseparable Luminaire | Direct Wired | Forward Phase Cut Controls | 63 | 2700 | 0.001 | 91 | 50 | 102 | 1 | Ambient | 50000 |  |  | 50000 | 0.01 | 14 | 15 | 0.18 | 0.17 | 0.17 | 0.17 | 0.04 | 0.01 | 0.28 | 0.2 | 0.2 | 0.16 | 0.03 | 0.01 | 0.75 | 0.16 | 0.14 | 0.12 | 0.04 | 0.01 | True |  | Non Federally-Regulated | 12/22/2016 |  | 05/23/2018
Acuity Brands Lighting | Juno | J6RLG4N-**K-9-W** | Light Emitting Diode | Inseparable Luminaire | Direct Wired | Forward Phase Cut Controls | 63 | 2700 | 0.0004 | 91 | 50 | 88 | 1 | Ambient | 50000 |  |  | 50000 | 0.01 | 14 | 15 | 0.28 | 0.29 | 0.3 | 0.28 | 0.04 | 0.01 | 0.36 | 0.32 | 0.3 | 0.24 | 0.05 | 0.02 | 0.75 | 0.21 | 0.19 | 0.12 | 0.03 | 0.02 | True |  | Non Federally-Regulated | 12/22/2016 |  | 05/23/2018
Acuity Brands Lighting | Juno | J6RLG4N-**K-9-CLW | Light Emitting Diode | Inseparable Luminaire | Direct Wired | Forward Phase Cut Controls | 66 | 2700 | 0.0004 | 91 | 50 | 88 | 1 | Ambient | 50000 |  |  | 50000 | 0.01 | 14 | 15 | 0.28 | 0.29 | 0.3 | 0.28 | 0.04 | 0.01 | 0.36 | 0.32 | 0.3 | 0.24 | 0.05 | 0.02 | 0.75 | 0.21 | 0.19 | 0.12 | 0.03 | 0.02 | True |  | Non Federally-Regulated | 12/22/2016 |  | 05/23/2018
Acuity Brands Lighting | Juno | J6RLG4N-**K-9-HZW | Light Emitting Diode | Inseparable Luminaire | Direct Wired | Forward Phase Cut Controls | 66 | 2700 | 0.0004 | 91 | 50 | 88 | 1 | Ambient | 50000 |  |  | 50000 | 0.01 | 14 | 15 | 0.28 | 0.29 | 0.3 | 0.28 | 0.04 | 0.01 | 0.36 | 0.32 | 0.3 | 0.24 | 0.05 | 0.02 | 0.75 | 0.21 | 0.19 | 0.12 | 0.03 | 0.02 | True |  | Non Federally-Regulated | 12/22/2016 |  | 05/23/2018
Acuity Brands Lighting | Juno | J6RLG4N D* 06LM **K 90CRI 120 FRPC W**** | Light Emitting Diode | Inseparable Luminaire | Direct Wired | Forward Phase Cut Controls | 60 | 2700 | 0.001 | 91 | 50 | 102 | 1 | Ambient | 50000 |  |  | 50000 | 0.01 | 14 | 15 | 0.18 | 0.17 | 0.17 | 0.17 | 0.04 | 0.01 | 0.28 | 0.2 | 0.2 | 0.16 | 0.03 | 0.01 | 0.75 | 0.16 | 0.14 | 0.12 | 0.04 | 0.01 | True |  | Non Federally-Regulated | 12/22/2016 |  | 05/23/2018
Acuity Brands Lighting | Juno | J6RLG4N D* 09LM **K 90CRI 120 FRPC CWH | Light Emitting Diode | Inseparable Luminaire | Direct Wired | Forward Phase Cut Controls | 63 | 2700 | 0.001 | 91 | 50 | 102 | 1 | Ambient | 50000 |  |  | 50000 | 0.01 | 14 | 15 | 0.18 | 0.17 | 0.17 | 0.17 | 0.04 | 0.01 | 0.28 | 0.2 | 0.2 | 0.16 | 0.03 | 0.01 | 0.75 | 0.16 | 0.14 | 0.12 | 0.04 | 0.01 | True |  | Non Federally-Regulated | 12/22/2016 |  | 05/23/2018
Acuity Brands Lighting | Juno | J6RLG4N D* 06LM **K 90CRI 120 FRPC HZWH | Light Emitting Diode | Inseparable Luminaire | Direct Wired | Forward Phase Cut Controls | 63 | 2700 | 0.001 | 91 | 50 | 102 | 1 | Ambient | 50000 |  |  | 50000 | 0.01 | 14 | 15 | 0.18 | 0.17 | 0.17 | 0.17 | 0.04 | 0.01 | 0.28 | 0.2 | 0.2 | 0.16 | 0.03 | 0.01 | 0.75 | 0.16 | 0.14 | 0.12 | 0.04 | 0.01 | True |  | Non Federally-Regulated | 12/22/2016 |  | 05/23/2018
Acuity Brands Lighting | Juno | J6RLG4N D* 09LM **K 90CRI 120 FRPC W**** | Light Emitting Diode | Inseparable Luminaire | Direct Wired | Forward Phase Cut Controls | 63 | 2700 | 0.0004 | 91 | 50 | 88 | 1 | Ambient | 50000 |  |  | 50000 | 0.01 | 14 | 15 | 0.28 | 0.29 | 0.3 | 0.28 | 0.04 | 0.01 | 0.36 | 0.32 | 0.3 | 0.24 | 0.05 | 0.02 | 0.75 | 0.21 | 0.19 | 0.12 | 0.03 | 0.02 | True |  | Non Federally-Regulated | 12/22/2016 |  | 05/23/2018
Acuity Brands Lighting | Juno | J6RLG4N D* 06LM **K 90CRI 120 FRPC CWH | Light Emitting Diode | Inseparable Luminaire | Direct Wired | Forward Phase Cut Controls | 66 | 2700 | 0.0004 | 91 | 50 | 88 | 1 | Ambient | 50000 |  |  | 50000 | 0.01 | 14 | 15 | 0.28 | 0.29 | 0.3 | 0.28 | 0.04 | 0.01 | 0.36 | 0.32 | 0.3 | 0.24 | 0.05 | 0.02 | 0.75 | 0.21 | 0.19 | 0.12 | 0.03 | 0.02 | True |  | Non Federally-Regulated | 12/22/2016 |  | 05/23/2018
Acuity Brands Lighting | Juno | J6RLG4N D* 09LM **K 90CRI 120 FRPC HZWH | Light Emitting Diode | Inseparable Luminaire | Direct Wired | Forward Phase Cut Controls | 66 | 2700 | 0.0004 | 91 | 50 | 88 | 1 | Ambient | 50000 |  |  | 50000 | 0.01 | 14 | 15 | 0.28 | 0.29 | 0.3 | 0.28 | 0.04 | 0.01 | 0.36 | 0.32 | 0.3 | 0.24 | 0.05 | 0.02 | 0.75 | 0.21 | 0.19 | 0.12 | 0.03 | 0.02 | True |  | Non Federally-Regulated | 12/22/2016 |  | 05/23/2018
Acuity Brands Lighting | Juno | J6RLEWDG4N-3K-6-WH | Light Emitting Diode | Inseparable Luminaire | Direct Wired | Reverse Phase Cut Controls | 74 | 3000 | 0.0022 | 94 | 63 | 248 | 1 | Ambient | 50000 |  |  | 50000 | 0 | 19 | 19 | 0.06 | 0.02 | 0.01 | 0.01 | 0.01 | 0 | 0.09 | 0.02 | 0 | 0 | 0 | 0 | 0.5 | 0.11 | 0.04 | 0.02 | 0 | 0 | True |  | Non Federally-Regulated | 11/21/2016 |  | 05/23/2018
Acuity Brands Lighting | Juno | J6RLWDG4N-3K-6-*** | Light Emitting Diode | Inseparable Luminaire | Direct Wired | Reverse Phase Cut Controls | 67 | 3000 | 0.0015 | 94 | 62 | 248 | 1 | Ambient | 50000 |  |  | 50000 | 0 | 19 | 19 | 0.06 | 0.02 | 0.01 | 0.01 | 0.01 | 0 | 0.09 | 0.02 | 0 | 0 | 0 | 0 | 0.5 | 0.11 | 0.04 | 0.02 | 0 | 0 | True |  | Non Federally-Regulated | 11/21/2016 |  | 05/23/2018
Acuity Brands Lighting | Juno | 2LEDTG2A-9xxx-xxxx + 2LEDDRVG2-6-120 | Light Emitting Diode | Inseparable Luminaire | Direct Wired | Forward Phase Cut Controls | 67 | 2700 | 0.0016 | 93 | 57 | 328 | 1 | Ambient | 50000 |  |  | 50000 | 0 | 19 | 19 | 0.06 | 0 | 0 | 0 | 0 | 0 | 0.3 | 0.01 | 0.01 | 0.01 | 0 | 0 | 1 | 0.05 | 0.03 | 0.03 | 0.02 | 0.01 | True |  | Non Federally-Regulated | 12/12/2016 |  | 05/23/2018
Acuity Brands Lighting | Juno | 2LEDTG2A-9xxx-xxxx + 2LEDDRVG2-6-MVOLT | Light Emitting Diode | Inseparable Luminaire | Direct Wired | 0-10 VDC Controls | 68 | 2700 | 0.0017 | 93 | 57 | 458 | 1 | Ambient | 50000 |  |  | 50000 | 0.03 | 20 | 19 | 0.06 | 0.02 | 0.02 | 0.02 | 0.01 | 0 | 0.14 | 0.07 | 0.06 | 0.06 | 0.04 | 0.01 | 0.67 | 0.35 | 0.34 | 0.29 | 0.17 | 0.02 | True |  | Non Federally-Regulated | 12/12/2016 |  | 05/23/2018
Acuity Brands Lighting | Juno | 2LEDTG2B-9xxx-xxxx + 2LEDDRVG2-6-120 | Light Emitting Diode | Inseparable Luminaire | Direct Wired | Forward Phase Cut Controls | 62 | 2700 | 0.0016 | 93 | 57 | 328 | 1 | Ambient | 50000 |  |  | 50000 | 0 | 19 | 19 | 0.06 | 0 | 0 | 0 | 0 | 0 | 0.3 | 0.01 | 0.01 | 0.01 | 0 | 0 | 1 | 0.05 | 0.03 | 0.03 | 0.02 | 0.01 | True |  | Non Federally-Regulated | 12/12/2016 |  | 05/23/2018
Acuity Brands Lighting | Juno | 2LEDTG2B-9xxx-xxxx + 2LEDDRVG2-6-MVOLT | Light Emitting Diode | Inseparable Luminaire | Direct Wired | 0-10 VDC Controls | 63 | 2700 | 0.0017 | 93 | 57 | 458 | 1 | Ambient | 50000 |  |  | 50000 | 0.03 | 20 | 19 | 0.06 | 0.02 | 0.02 | 0.02 | 0.01 | 0 | 0.14 | 0.07 | 0.06 | 0.06 | 0.04 | 0.01 | 0.67 | 0.35 | 0.34 | 0.29 | 0.17 | 0.02 | True |  | Non Federally-Regulated | 12/12/2016 |  | 05/23/2018
Acuity Brands Lighting | Juno | 2LEDTG2C-9xxx-xxxx + 2LEDDRVG2-6-120 | Light Emitting Diode | Inseparable Luminaire | Direct Wired | Forward Phase Cut Controls | 69 | 2700 | 0.0016 | 93 | 57 | 328 | 1 | Ambient | 50000 |  |  | 50000 | 0 | 19 | 19 | 0.06 | 0 | 0 | 0 | 0 | 0 | 0.3 | 0.01 | 0.01 | 0.01 | 0 | 0 | 1 | 0.05 | 0.03 | 0.03 | 0.02 | 0.01 | True |  | Non Federally-Regulated | 12/12/2016 |  | 05/23/2018
Acuity Brands Lighting | Juno | 2LEDTG2C-9xxx-xxxx + 2LEDDRVG2-6-MVOLT | Light Emitting Diode | Inseparable Luminaire | Direct Wired | 0-10 VDC Controls | 70 | 2700 | 0.0017 | 93 | 57 | 458 | 1 | Ambient | 50000 |  |  | 50000 | 0.03 | 20 | 19 | 0.06 | 0.02 | 0.02 | 0.02 | 0.01 | 0 | 0.14 | 0.07 | 0.06 | 0.06 | 0.04 | 0.01 | 0.67 | 0.35 | 0.34 | 0.29 | 0.17 | 0.02 | True |  | Non Federally-Regulated | 12/12/2016 |  | 05/23/2018
Acuity Brands Lighting | Juno | 2LEDTG2SQ-9xxx-xxxx + 2LEDDRVG2-6-120 | Light Emitting Diode | Inseparable Luminaire | Direct Wired | Forward Phase Cut Controls | 58 | 2700 | 0.0016 | 93 | 57 | 328 | 1 | Ambient | 50000 |  |  | 50000 | 0 | 19 | 19 | 0.06 | 0 | 0 | 0 | 0 | 0 | 0.3 | 0.01 | 0.01 | 0.01 | 0 | 0 | 1 | 0.05 | 0.03 | 0.03 | 0.02 | 0.01 | True |  | Non Federally-Regulated | 12/12/2016 |  | 05/23/2018
Acuity Brands Lighting | Juno | 2LEDTG2SQ-9xxx-xxxx + 2LEDDRVG2-6-MVOLT | Light Emitting Diode | Inseparable Luminaire | Direct Wired | 0-10 VDC Controls | 59 | 2700 | 0.0017 | 93 | 57 | 458 | 1 | Ambient | 50000 |  |  | 50000 | 0.03 | 20 | 19 | 0.06 | 0.02 | 0.02 | 0.02 | 0.01 | 0 | 0.14 | 0.07 | 0.06 | 0.06 | 0.04 | 0.01 | 0.67 | 0.35 | 0.34 | 0.29 | 0.17 | 0.02 | True |  | Non Federally-Regulated | 12/12/2016 |  | 05/23/2018
Acuity Brands Lighting | Juno | 2LEDTG2SQA-9xxx-xxxx + 2LEDDRVG2-6-120 | Light Emitting Diode | Inseparable Luminaire | Direct Wired | Forward Phase Cut Controls | 67 | 2700 | 0.0016 | 93 | 57 | 328 | 1 | Ambient | 50000 |  |  | 50000 | 0 | 19 | 19 | 0.06 | 0 | 0 | 0 | 0 | 0 | 0.3 | 0.01 | 0.01 | 0.01 | 0 | 0 | 1 | 0.05 | 0.03 | 0.03 | 0.02 | 0.01 | True |  | Non Federally-Regulated | 12/12/2016 |  | 05/23/2018
Acuity Brands Lighting | Juno | 2LEDTG2SQA-9xxx-xxxx + 2LEDDRVG2-6-MVOLT | Light Emitting Diode | Inseparable Luminaire | Direct Wired | 0-10 VDC Controls | 68 | 2700 | 0.0017 | 93 | 57 | 458 | 1 | Ambient | 50000 |  |  | 50000 | 0.03 | 20 | 19 | 0.06 | 0.02 | 0.02 | 0.02 | 0.01 | 0 | 0.14 | 0.07 | 0.06 | 0.06 | 0.04 | 0.01 | 0.67 | 0.35 | 0.34 | 0.29 | 0.17 | 0.02 | True |  | Non Federally-Regulated | 12/12/2016 |  | 05/23/2018
Acuity Brands Lighting | Juno | 2LEDTG2A-9xxx-xxxx + 2LEDDRVG2-10-120 | Light Emitting Diode | Inseparable Luminaire | Direct Wired | Forward Phase Cut Controls | 65 | 2700 | 0.0016 | 93 | 56 | 268 | 1 | Ambient | 50000 |  |  | 50000 | 0.02 | 19 | 19 | 0.06 | 0 | 0 | 0 | 0 | 0 | 0.3 | 0.01 | 0.01 | 0.01 | 0 | 0 | 1 | 0.05 | 0.03 | 0.03 | 0.02 | 0.01 | True |  | Non Federally-Regulated | 12/12/2016 |  | 05/23/2018
Acuity Brands Lighting | Juno | 2LEDTG2A-9xxx-xxxx + 2LEDDRVG2-10-MVOLT | Light Emitting Diode | Inseparable Luminaire | Direct Wired | 0-10 VDC Controls | 65 | 2700 | 0.0016 | 93 | 56 | 446 | 1 | Ambient | 50000 |  |  | 50000 | 0.1 | 19 | 19 | 0.06 | 0.02 | 0.01 | 0.01 | 0.01 | 0 | 0.11 | 0.06 | 0.05 | 0.05 | 0.04 | 0.01 | 0.33 | 0.16 | 0.15 | 0.14 | 0.11 | 0.02 | True |  | Non Federally-Regulated | 12/12/2016 |  | 05/23/2018
Acuity Brands Lighting | Juno | 2LEDTG2B-9xxx-xxxx + 2LEDDRVG2-10-120 | Light Emitting Diode | Inseparable Luminaire | Direct Wired | Forward Phase Cut Controls | 68 | 2700 | 0.0016 | 93 | 56 | 268 | 1 | Ambient | 50000 |  |  | 50000 | 0.02 | 19 | 19 | 0.06 | 0 | 0 | 0 | 0 | 0 | 0.3 | 0.01 | 0.01 | 0.01 | 0 | 0 | 1 | 0.05 | 0.03 | 0.03 | 0.02 | 0.01 | True |  | Non Federally-Regulated | 12/12/2016 |  | 05/23/2018
Acuity Brands Lighting | Juno | 2LEDTG2B-9xxx-xxxx + 2LEDDRVG2-10-MVOLT | Light Emitting Diode | Inseparable Luminaire | Direct Wired | 0-10 VDC Controls | 68 | 2700 | 0.0016 | 93 | 56 | 446 | 1 | Ambient | 50000 |  |  | 50000 | 0.1 | 19 | 19 | 0.06 | 0.02 | 0.01 | 0.01 | 0.01 | 0 | 0.11 | 0.06 | 0.05 | 0.05 | 0.04 | 0.01 | 0.33 | 0.16 | 0.15 | 0.14 | 0.11 | 0.02 | True |  | Non Federally-Regulated | 12/12/2016 |  | 05/23/2018
Acuity Brands Lighting | Juno | 2LEDTG2C-9xxx-xxxx + 2LEDDRVG2-10-120 | Light Emitting Diode | Inseparable Luminaire | Direct Wired | Forward Phase Cut Controls | 62 | 2700 | 0.0016 | 93 | 56 | 268 | 1 | Ambient | 50000 |  |  | 50000 | 0.02 | 19 | 19 | 0.06 | 0 | 0 | 0 | 0 | 0 | 0.3 | 0.01 | 0.01 | 0.01 | 0 | 0 | 1 | 0.05 | 0.03 | 0.03 | 0.02 | 0.01 | True |  | Non Federally-Regulated | 12/12/2016 |  | 05/23/2018
Acuity Brands Lighting | Juno | 2LEDTG2C-9xxx-xxxx + 2LEDDRVG2-10-MVOLT | Light Emitting Diode | Inseparable Luminaire | Direct Wired | 0-10 VDC Controls | 62 | 2700 | 0.0016 | 93 | 56 | 446 | 1 | Ambient | 50000 |  |  | 50000 | 0.1 | 19 | 19 | 0.06 | 0.02 | 0.01 | 0.01 | 0.01 | 0 | 0.11 | 0.06 | 0.05 | 0.05 | 0.04 | 0.01 | 0.33 | 0.16 | 0.15 | 0.14 | 0.11 | 0.02 | True |  | Non Federally-Regulated | 12/12/2016 |  | 05/23/2018
Acuity Brands Lighting | Juno | 2LEDTG2SQ-9xxx-xxxx + 2LEDDRVG2-10-120 | Light Emitting Diode | Inseparable Luminaire | Direct Wired | Forward Phase Cut Controls | 56 | 2700 | 0.0016 | 93 | 56 | 268 | 1 | Ambient | 50000 |  |  | 50000 | 0.02 | 19 | 19 | 0.06 | 0 | 0 | 0 | 0 | 0 | 0.3 | 0.01 | 0.01 | 0.01 | 0 | 0 | 1 | 0.05 | 0.03 | 0.03 | 0.02 | 0.01 | True |  | Non Federally-Regulated | 12/12/2016 |  | 05/23/2018
Acuity Brands Lighting | Juno | 2LEDTG2SQ-9xxx-xxxx + 2LEDDRVG2-10-MVOLT | Light Emitting Diode | Inseparable Luminaire | Direct Wired | 0-10 VDC Controls | 56 | 2700 | 0.0016 | 93 | 56 | 446 | 1 | Ambient | 50000 |  |  | 50000 | 0.1 | 19 | 19 | 0.06 | 0.02 | 0.01 | 0.01 | 0.01 | 0 | 0.11 | 0.06 | 0.05 | 0.05 | 0.04 | 0.01 | 0.33 | 0.16 | 0.15 | 0.14 | 0.11 | 0.02 | True |  | Non Federally-Regulated | 12/12/2016 |  | 05/23/2018
Acuity Brands Lighting | Juno | 2LEDTG2SQA-9xxx-xxxx + 2LEDDRVG2-10-120 | Light Emitting Diode | Inseparable Luminaire | Direct Wired | Forward Phase Cut Controls | 65 | 2700 | 0.0016 | 93 | 56 | 268 | 1 | Ambient | 50000 |  |  | 50000 | 0.02 | 19 | 19 | 0.06 | 0 | 0 | 0 | 0 | 0 | 0.3 | 0.01 | 0.01 | 0.01 | 0 | 0 | 1 | 0.05 | 0.03 | 0.03 | 0.02 | 0.01 | True |  | Non Federally-Regulated | 12/12/2016 |  | 05/23/2018
Acuity Brands Lighting | Juno | 2LEDTG2SQA-9xxx-xxxx + 2LEDDRVG2-10-MVOLT | Light Emitting Diode | Inseparable Luminaire | Direct Wired | 0-10 VDC Controls | 66 | 2700 | 0.0016 | 93 | 56 | 446 | 1 | Ambient | 50000 |  |  | 50000 | 0.1 | 19 | 19 | 0.06 | 0.02 | 0.01 | 0.01 | 0.01 | 0 | 0.11 | 0.06 | 0.05 | 0.05 | 0.04 | 0.01 | 0.33 | 0.16 | 0.15 | 0.14 | 0.11 | 0.02 | True |  | Non Federally-Regulated | 12/12/2016 |  | 05/23/2018
Acuity Brands Lighting | Juno | IC1ALEDG4-6-U + 440LEDG4N-**-6-*** | Light Emitting Diode | Inseparable Luminaire | Direct Wired | 0-10 VDC Controls | 71 | 2700 | 0.0023 | 92 | 50 | 480 | 1 | Ambient | 50000 |  |  | 50000 | 0.09 | 19 | 19 | 0.06 | 0.02 | 0.01 | 0.01 | 0.01 | 0 | 0.11 | 0.06 | 0.05 | 0.05 | 0.04 | 0.01 | 0.33 | 0.16 | 0.15 | 0.14 | 0.11 | 0.02 | True |  | Non Federally-Regulated | 11/30/2016 |  | 05/23/2018
Acuity Brands Lighting | Juno | IC1RALEDG4-6-U + 440LEDG4N-**-6-*** | Light Emitting Diode | Inseparable Luminaire | Direct Wired | 0-10 VDC Controls | 71 | 2700 | 0.0023 | 92 | 50 | 480 | 1 | Ambient | 50000 |  |  | 50000 | 0.09 | 19 | 19 | 0.06 | 0.02 | 0.01 | 0.01 | 0.01 | 0 | 0.11 | 0.06 | 0.05 | 0.05 | 0.04 | 0.01 | 0.33 | 0.16 | 0.15 | 0.14 | 0.11 | 0.02 | True |  | Non Federally-Regulated | 11/30/2016 |  | 05/23/2018
Acuity Brands Lighting | Juno | IC1ALEDG4-6-1 + 440LEDG4N-**-6-*** | Light Emitting Diode | Inseparable Luminaire | Direct Wired | Forward Phase Cut Controls | 73 | 2700 | 0.0023 | 92 | 50 | 292 | 1 | Ambient | 50000 |  |  | 50000 | 0 | 19 | 19 | 0.06 | 0 | 0 | 0 | 0 | 0 | 0.3 | 0.01 | 0.01 | 0.01 | 0 | 0 | 1 | 0.05 | 0.03 | 0.03 | 0.02 | 0.01 | True |  | Non Federally-Regulated | 11/30/2016 |  | 05/23/2018
Acuity Brands Lighting | Juno | IC1RALEDG4-6-1 + 440LEDG4N-**-6-*** | Light Emitting Diode | Inseparable Luminaire | Direct Wired | Forward Phase Cut Controls | 73 | 2700 | 0.0023 | 92 | 50 | 292 | 1 | Ambient | 50000 |  |  | 50000 | 0 | 19 | 19 | 0.06 | 0 | 0 | 0 | 0 | 0 | 0.3 | 0.01 | 0.01 | 0.01 | 0 | 0 | 1 | 0.05 | 0.03 | 0.03 | 0.02 | 0.01 | True |  | Non Federally-Regulated | 11/30/2016 |  | 05/23/2018
Acuity Brands Lighting | Juno | IC1LEDG4-**K-1 + 17****** | Light Emitting Diode | Inseparable Luminaire | Direct Wired | Forward Phase Cut Controls | 64 | 2700 | 0.0021 | 91 | 58 | 480 | 1 | Ambient | 50000 |  |  | 50000 | 0 | 19 | 19 | 0.04 | 0 | 0 | 0 | 0 | 0 | 0.29 | 0.01 | 0.01 | 0.01 | 0 | 0 | 1 | 0.1 | 0.07 | 0.05 | 0.04 | 0.02 | True |  | Non Federally-Regulated | 11/30/2016 |  | 05/23/2018
Acuity Brands Lighting | Juno | IC1LEDG4-**K-1 + 14***** | Light Emitting Diode | Inseparable Luminaire | Direct Wired | Forward Phase Cut Controls | 64 | 2700 | 0.0021 | 91 | 58 | 480 | 1 | Ambient | 50000 |  |  | 50000 | 0 | 19 | 19 | 0.04 | 0 | 0 | 0 | 0 | 0 | 0.29 | 0.01 | 0.01 | 0.01 | 0 | 0 | 1 | 0.1 | 0.07 | 0.05 | 0.04 | 0.02 | True |  | Non Federally-Regulated | 11/30/2016 |  | 05/23/2018
Acuity Brands Lighting | Juno | IC1LEDG4-**K-1 + 12W-WH | Light Emitting Diode | Inseparable Luminaire | Direct Wired | Forward Phase Cut Controls | 62 | 2700 | 0.0021 | 91 | 58 | 480 | 1 | Ambient | 50000 |  |  | 50000 | 0 | 19 | 19 | 0.04 | 0 | 0 | 0 | 0 | 0 | 0.29 | 0.01 | 0.01 | 0.01 | 0 | 0 | 1 | 0.1 | 0.07 | 0.05 | 0.04 | 0.02 | True |  | Non Federally-Regulated | 11/30/2016 |  | 05/23/2018
Acuity Brands Lighting | Juno | IC1LEDG4-**K-1 + 41**-****** | Light Emitting Diode | Inseparable Luminaire | Direct Wired | Forward Phase Cut Controls | 62 | 2700 | 0.0021 | 91 | 58 | 480 | 1 | Ambient | 50000 |  |  | 50000 | 0 | 19 | 19 | 0.04 | 0 | 0 | 0 | 0 | 0 | 0.29 | 0.01 | 0.01 | 0.01 | 0 | 0 | 1 | 0.1 | 0.07 | 0.05 | 0.04 | 0.02 | True |  | Non Federally-Regulated | 11/30/2016 |  | 05/23/2018
Acuity Brands Lighting | Juno | IC1LEDG4-**K-1 + 17HYP2-***** | Light Emitting Diode | Inseparable Luminaire | Direct Wired | Forward Phase Cut Controls | 59 | 2700 | 0.0021 | 91 | 58 | 480 | 1 | Ambient | 50000 |  |  | 50000 | 0 | 19 | 19 | 0.04 | 0 | 0 | 0 | 0 | 0 | 0.29 | 0.01 | 0.01 | 0.01 | 0 | 0 | 1 | 0.1 | 0.07 | 0.05 | 0.04 | 0.02 | True |  | Non Federally-Regulated | 11/30/2016 |  | 05/23/2018
Acuity Brands Lighting | Juno | IC1LEDG4-**K-1 + 17SQ-**** | Light Emitting Diode | Inseparable Luminaire | Direct Wired | Forward Phase Cut Controls | 58 | 2700 | 0.0021 | 91 | 58 | 480 | 1 | Ambient | 50000 |  |  | 50000 | 0 | 19 | 19 | 0.04 | 0 | 0 | 0 | 0 | 0 | 0.29 | 0.01 | 0.01 | 0.01 | 0 | 0 | 1 | 0.1 | 0.07 | 0.05 | 0.04 | 0.02 | True |  | Non Federally-Regulated | 11/30/2016 |  | 05/23/2018
Acuity Brands Lighting | Juno | IC1LEDG4-**K-1 + 12SQ-**** | Light Emitting Diode | Inseparable Luminaire | Direct Wired | Forward Phase Cut Controls | 60 | 2700 | 0.0021 | 91 | 58 | 480 | 1 | Ambient | 50000 |  |  | 50000 | 0 | 19 | 19 | 0.04 | 0 | 0 | 0 | 0 | 0 | 0.29 | 0.01 | 0.01 | 0.01 | 0 | 0 | 1 | 0.1 | 0.07 | 0.05 | 0.04 | 0.02 | True |  | Non Federally-Regulated | 11/30/2016 |  | 05/23/2018
Acuity Brands Lighting | Juno | IC1LEDG4-**K-U + 17****** | Light Emitting Diode | Inseparable Luminaire | Direct Wired | 0-10 VDC Controls | 63 | 2700 | 0.0021 | 91 | 58 | 480 | 1 | Ambient | 50000 |  |  | 50000 | 0.08 | 19 | 19 | 0.05 | 0 | 0 | 0 | 0 | 0 | 0.23 | 0.02 | 0.01 | 0.01 | 0 | 0 | 0.44 | 0.03 | 0.02 | 0.01 | 0.01 | 0.01 | True |  | Non Federally-Regulated | 11/30/2016 |  | 05/23/2018
Acuity Brands Lighting | Juno | IC1LEDG4-**K-U + 14***** | Light Emitting Diode | Inseparable Luminaire | Direct Wired | 0-10 VDC Controls | 63 | 2700 | 0.0021 | 91 | 58 | 480 | 1 | Ambient | 50000 |  |  | 50000 | 0.08 | 19 | 19 | 0.05 | 0 | 0 | 0 | 0 | 0 | 0.23 | 0.02 | 0.01 | 0.01 | 0 | 0 | 0.44 | 0.03 | 0.02 | 0.01 | 0.01 | 0.01 | True |  | Non Federally-Regulated | 11/30/2016 |  | 05/23/2018
Acuity Brands Lighting | Juno | IC1LEDG4-**K-U + 12W-WH | Light Emitting Diode | Inseparable Luminaire | Direct Wired | 0-10 VDC Controls | 61 | 2700 | 0.0021 | 91 | 58 | 480 | 1 | Ambient | 50000 |  |  | 50000 | 0.08 | 19 | 19 | 0.05 | 0 | 0 | 0 | 0 | 0 | 0.23 | 0.02 | 0.01 | 0.01 | 0 | 0 | 0.44 | 0.03 | 0.02 | 0.01 | 0.01 | 0.01 | True |  | Non Federally-Regulated | 11/30/2016 |  | 05/23/2018
Acuity Brands Lighting | Juno | IC1LEDG4-**K-U + 41**-****** | Light Emitting Diode | Inseparable Luminaire | Direct Wired | 0-10 VDC Controls | 61 | 2700 | 0.0021 | 91 | 58 | 480 | 1 | Ambient | 50000 |  |  | 50000 | 0.08 | 19 | 19 | 0.05 | 0 | 0 | 0 | 0 | 0 | 0.23 | 0.02 | 0.01 | 0.01 | 0 | 0 | 0.44 | 0.03 | 0.02 | 0.01 | 0.01 | 0.01 | True |  | Non Federally-Regulated | 11/30/2016 |  | 05/23/2018
Acuity Brands Lighting | Juno | IC1LEDG4-**K-U + 17HYP2-***** | Light Emitting Diode | Inseparable Luminaire | Direct Wired | 0-10 VDC Controls | 58 | 2700 | 0.0021 | 91 | 58 | 480 | 1 | Ambient | 50000 |  |  | 50000 | 0.08 | 19 | 19 | 0.05 | 0 | 0 | 0 | 0 | 0 | 0.23 | 0.02 | 0.01 | 0.01 | 0 | 0 | 0.44 | 0.03 | 0.02 | 0.01 | 0.01 | 0.01 | True |  | Non Federally-Regulated | 11/30/2016 |  | 05/23/2018
Acuity Brands Lighting | Juno | IC1LEDG4-**K-U + 17SQ-**** | Light Emitting Diode | Inseparable Luminaire | Direct Wired | 0-10 VDC Controls | 57 | 2700 | 0.0021 | 91 | 58 | 480 | 1 | Ambient | 50000 |  |  | 50000 | 0.08 | 19 | 19 | 0.05 | 0 | 0 | 0 | 0 | 0 | 0.23 | 0.02 | 0.01 | 0.01 | 0 | 0 | 0.44 | 0.03 | 0.02 | 0.01 | 0.01 | 0.01 | True |  | Non Federally-Regulated | 11/30/2016 |  | 05/23/2018
Acuity Brands Lighting | Juno | IC1LEDG4-**K-U + 12SQ-**** | Light Emitting Diode | Inseparable Luminaire | Direct Wired | 0-10 VDC Controls | 59 | 2700 | 0.0021 | 91 | 58 | 480 | 1 | Ambient | 50000 |  |  | 50000 | 0.08 | 19 | 19 | 0.05 | 0 | 0 | 0 | 0 | 0 | 0.23 | 0.02 | 0.01 | 0.01 | 0 | 0 | 0.44 | 0.03 | 0.02 | 0.01 | 0.01 | 0.01 | True |  | Non Federally-Regulated | 11/30/2016 |  | 05/23/2018
Acuity Brands Lighting | Juno | IC1RLEDG4-**K-1 + 17****** | Light Emitting Diode | Inseparable Luminaire | Direct Wired | Forward Phase Cut Controls | 64 | 2700 | 0.0021 | 91 | 58 | 480 | 1 | Ambient | 50000 |  |  | 50000 | 0 | 19 | 19 | 0.04 | 0 | 0 | 0 | 0 | 0 | 0.29 | 0.01 | 0.01 | 0.01 | 0 | 0 | 1 | 0.1 | 0.07 | 0.05 | 0.04 | 0.02 | True |  | Non Federally-Regulated | 11/30/2016 |  | 05/23/2018
Acuity Brands Lighting | Juno | IC1RLEDG4-**K-1 + 14***** | Light Emitting Diode | Inseparable Luminaire | Direct Wired | Forward Phase Cut Controls | 64 | 2700 | 0.0021 | 91 | 58 | 480 | 1 | Ambient | 50000 |  |  | 50000 | 0 | 19 | 19 | 0.04 | 0 | 0 | 0 | 0 | 0 | 0.29 | 0.01 | 0.01 | 0.01 | 0 | 0 | 1 | 0.1 | 0.07 | 0.05 | 0.04 | 0.02 | True |  | Non Federally-Regulated | 11/30/2016 |  | 05/23/2018
Acuity Brands Lighting | Juno | IC1RLEDG4-**K-1 + 12W-WH | Light Emitting Diode | Inseparable Luminaire | Direct Wired | Forward Phase Cut Controls | 62 | 2700 | 0.0021 | 91 | 58 | 480 | 1 | Ambient | 50000 |  |  | 50000 | 0 | 19 | 19 | 0.04 | 0 | 0 | 0 | 0 | 0 | 0.29 | 0.01 | 0.01 | 0.01 | 0 | 0 | 1 | 0.1 | 0.07 | 0.05 | 0.04 | 0.02 | True |  | Non Federally-Regulated | 11/30/2016 |  | 05/23/2018
Acuity Brands Lighting | Juno | IC1RLEDG4-**K-1 + 41**-****** | Light Emitting Diode | Inseparable Luminaire | Direct Wired | Forward Phase Cut Controls | 62 | 2700 | 0.0021 | 91 | 58 | 480 | 1 | Ambient | 50000 |  |  | 50000 | 0 | 19 | 19 | 0.04 | 0 | 0 | 0 | 0 | 0 | 0.29 | 0.01 | 0.01 | 0.01 | 0 | 0 | 1 | 0.1 | 0.07 | 0.05 | 0.04 | 0.02 | True |  | Non Federally-Regulated | 11/30/2016 |  | 05/23/2018
Acuity Brands Lighting | Juno | IC1RLEDG4-**K-1 + 17HYP2-***** | Light Emitting Diode | Inseparable Luminaire | Direct Wired | Forward Phase Cut Controls | 59 | 2700 | 0.0021 | 91 | 58 | 480 | 1 | Ambient | 50000 |  |  | 50000 | 0 | 19 | 19 | 0.04 | 0 | 0 | 0 | 0 | 0 | 0.29 | 0.01 | 0.01 | 0.01 | 0 | 0 | 1 | 0.1 | 0.07 | 0.05 | 0.04 | 0.02 | True |  | Non Federally-Regulated | 11/30/2016 |  | 05/23/2018
Acuity Brands Lighting | Juno | IC1RLEDG4-**K-1 + 17SQ-**** | Light Emitting Diode | Inseparable Luminaire | Direct Wired | Forward Phase Cut Controls | 58 | 2700 | 0.0021 | 91 | 58 | 480 | 1 | Ambient | 50000 |  |  | 50000 | 0 | 19 | 19 | 0.04 | 0 | 0 | 0 | 0 | 0 | 0.29 | 0.01 | 0.01 | 0.01 | 0 | 0 | 1 | 0.1 | 0.07 | 0.05 | 0.04 | 0.02 | True |  | Non Federally-Regulated | 11/30/2016 |  | 05/23/2018
Acuity Brands Lighting | Juno | IC1RLEDG4-**K-1 + 12SQ-**** | Light Emitting Diode | Inseparable Luminaire | Direct Wired | Forward Phase Cut Controls | 60 | 2700 | 0.0021 | 91 | 58 | 480 | 1 | Ambient | 50000 |  |  | 50000 | 0 | 19 | 19 | 0.04 | 0 | 0 | 0 | 0 | 0 | 0.29 | 0.01 | 0.01 | 0.01 | 0 | 0 | 1 | 0.1 | 0.07 | 0.05 | 0.04 | 0.02 | True |  | Non Federally-Regulated | 11/30/2016 |  | 05/23/2018
Acuity Brands Lighting | Juno | IC1RLEDG4-**K-U + 17****** | Light Emitting Diode | Inseparable Luminaire | Direct Wired | 0-10 VDC Controls | 63 | 2700 | 0.0021 | 91 | 58 | 480 | 1 | Ambient | 50000 |  |  | 50000 | 0.08 | 19 | 19 | 0.05 | 0 | 0 | 0 | 0 | 0 | 0.23 | 0.02 | 0.01 | 0.01 | 0 | 0 | 0.44 | 0.03 | 0.02 | 0.01 | 0.01 | 0.01 | True |  | Non Federally-Regulated | 11/30/2016 |  | 05/23/2018
Acuity Brands Lighting | Juno | IC1RLEDG4-**K-U + 14***** | Light Emitting Diode | Inseparable Luminaire | Direct Wired | 0-10 VDC Controls | 63 | 2700 | 0.0021 | 91 | 58 | 480 | 1 | Ambient | 50000 |  |  | 50000 | 0.08 | 19 | 19 | 0.05 | 0 | 0 | 0 | 0 | 0 | 0.23 | 0.02 | 0.01 | 0.01 | 0 | 0 | 0.44 | 0.03 | 0.02 | 0.01 | 0.01 | 0.01 | True |  | Non Federally-Regulated | 11/30/2016 |  | 05/23/2018
Acuity Brands Lighting | Juno | IC1RLEDG4-**K-U + 12W-WH | Light Emitting Diode | Inseparable Luminaire | Direct Wired | 0-10 VDC Controls | 61 | 2700 | 0.0021 | 91 | 58 | 480 | 1 | Ambient | 50000 |  |  | 50000 | 0.08 | 19 | 19 | 0.05 | 0 | 0 | 0 | 0 | 0 | 0.23 | 0.02 | 0.01 | 0.01 | 0 | 0 | 0.44 | 0.03 | 0.02 | 0.01 | 0.01 | 0.01 | True |  | Non Federally-Regulated | 11/30/2016 |  | 05/23/2018
Acuity Brands Lighting | Juno | IC1RLEDG4-**K-U + 41**-****** | Light Emitting Diode | Inseparable Luminaire | Direct Wired | 0-10 VDC Controls | 61 | 2700 | 0.0021 | 91 | 58 | 480 | 1 | Ambient | 50000 |  |  | 50000 | 0.08 | 19 | 19 | 0.05 | 0 | 0 | 0 | 0 | 0 | 0.23 | 0.02 | 0.01 | 0.01 | 0 | 0 | 0.44 | 0.03 | 0.02 | 0.01 | 0.01 | 0.01 | True |  | Non Federally-Regulated | 11/30/2016 |  | 05/23/2018
Acuity Brands Lighting | Juno | IC1RLEDG4-**K-U + 17HYP2-***** | Light Emitting Diode | Inseparable Luminaire | Direct Wired | 0-10 VDC Controls | 58 | 2700 | 0.0021 | 91 | 58 | 480 | 1 | Ambient | 50000 |  |  | 50000 | 0.08 | 19 | 19 | 0.05 | 0 | 0 | 0 | 0 | 0 | 0.23 | 0.02 | 0.01 | 0.01 | 0 | 0 | 0.44 | 0.03 | 0.02 | 0.01 | 0.01 | 0.01 | True |  | Non Federally-Regulated | 11/30/2016 |  | 05/23/2018
Acuity Brands Lighting | Juno | IC1RLEDG4-**K-U + 17SQ-**** | Light Emitting Diode | Inseparable Luminaire | Direct Wired | 0-10 VDC Controls | 57 | 2700 | 0.0021 | 91 | 58 | 480 | 1 | Ambient | 50000 |  |  | 50000 | 0.08 | 19 | 19 | 0.05 | 0 | 0 | 0 | 0 | 0 | 0.23 | 0.02 | 0.01 | 0.01 | 0 | 0 | 0.44 | 0.03 | 0.02 | 0.01 | 0.01 | 0.01 | True |  | Non Federally-Regulated | 11/30/2016 |  | 05/23/2018
Acuity Brands Lighting | Juno | IC1RLEDG4-**K-U + 12SQ-**** | Light Emitting Diode | Inseparable Luminaire | Direct Wired | 0-10 VDC Controls | 59 | 2700 | 0.0021 | 91 | 58 | 480 | 1 | Ambient | 50000 |  |  | 50000 | 0.08 | 19 | 19 | 0.05 | 0 | 0 | 0 | 0 | 0 | 0.23 | 0.02 | 0.01 | 0.01 | 0 | 0 | 0.44 | 0.03 | 0.02 | 0.01 | 0.01 | 0.01 | True |  | Non Federally-Regulated | 11/30/2016 |  | 05/23/2018
Acuity Brands Lighting | Juno | IC22*LEDG4-**K-1 + 24W-WH | Light Emitting Diode | Inseparable Luminaire | Direct Wired | Forward Phase Cut Controls | 71 | 2700 | 0.0016 | 91 | 62 | 292 | 1 | Ambient | 50000 |  |  | 50000 | 0 | 19 | 19 | 0.04 | 0 | 0 | 0 | 0 | 0 | 0.29 | 0.01 | 0.01 | 0.01 | 0 | 0 | 1 | 0.1 | 0.07 | 0.05 | 0.04 | 0.02 | True |  | Non Federally-Regulated | 11/30/2016 |  | 05/23/2018
Acuity Brands Lighting | Juno | IC22*LEDG4-**K-1 + 27****** | Light Emitting Diode | Inseparable Luminaire | Direct Wired | Forward Phase Cut Controls | 58 | 2700 | 0.0016 | 91 | 62 | 292 | 1 | Ambient | 50000 |  |  | 50000 | 0 | 19 | 19 | 0.04 | 0 | 0 | 0 | 0 | 0 | 0.29 | 0.01 | 0.01 | 0.01 | 0 | 0 | 1 | 0.1 | 0.07 | 0.05 | 0.04 | 0.02 | True |  | Non Federally-Regulated | 11/30/2016 |  | 05/23/2018
Acuity Brands Lighting | Juno | IC22*LEDG4-**K-1 + 24B**** | Light Emitting Diode | Inseparable Luminaire | Direct Wired | Forward Phase Cut Controls | 57 | 2700 | 0.0016 | 91 | 62 | 292 | 1 | Ambient | 50000 |  |  | 50000 | 0 | 19 | 19 | 0.04 | 0 | 0 | 0 | 0 | 0 | 0.29 | 0.01 | 0.01 | 0.01 | 0 | 0 | 1 | 0.1 | 0.07 | 0.05 | 0.04 | 0.02 | True |  | Non Federally-Regulated | 11/30/2016 |  | 05/23/2018
Acuity Brands Lighting | Juno | IC22*LEDG4-**K-1 + 239-WH | Light Emitting Diode | Inseparable Luminaire | Direct Wired | Forward Phase Cut Controls | 54 | 2700 | 0.0016 | 91 | 62 | 292 | 1 | Ambient | 50000 |  |  | 50000 | 0 | 19 | 19 | 0.04 | 0 | 0 | 0 | 0 | 0 | 0.29 | 0.01 | 0.01 | 0.01 | 0 | 0 | 1 | 0.1 | 0.07 | 0.05 | 0.04 | 0.02 | True |  | Non Federally-Regulated | 11/30/2016 |  | 05/23/2018
Acuity Brands Lighting | Juno | IC22*LEDG4-**K-1 + 27HYP2-***** | Light Emitting Diode | Inseparable Luminaire | Direct Wired | Forward Phase Cut Controls | 66 | 2700 | 0.0016 | 91 | 62 | 292 | 1 | Ambient | 50000 |  |  | 50000 | 0 | 19 | 19 | 0.04 | 0 | 0 | 0 | 0 | 0 | 0.29 | 0.01 | 0.01 | 0.01 | 0 | 0 | 1 | 0.1 | 0.07 | 0.05 | 0.04 | 0.02 | True |  | Non Federally-Regulated | 11/30/2016 |  | 05/23/2018
Acuity Brands Lighting | Juno | IC20*LEDG4-**K-1 + 205W-WH | Light Emitting Diode | Inseparable Luminaire | Direct Wired | Forward Phase Cut Controls | 61 | 2700 | 0.0016 | 91 | 62 | 292 | 1 | Ambient | 50000 |  |  | 50000 | 0 | 19 | 19 | 0.04 | 0 | 0 | 0 | 0 | 0 | 0.29 | 0.01 | 0.01 | 0.01 | 0 | 0 | 1 | 0.1 | 0.07 | 0.05 | 0.04 | 0.02 | True |  | Non Federally-Regulated | 11/30/2016 |  | 05/23/2018
Acuity Brands Lighting | Juno | IC20*LEDG4-**K-1 + 204****** | Light Emitting Diode | Inseparable Luminaire | Direct Wired | Forward Phase Cut Controls | 48 | 2700 | 0.0016 | 91 | 62 | 292 | 1 | Ambient | 50000 |  |  | 50000 | 0 | 19 | 19 | 0.04 | 0 | 0 | 0 | 0 | 0 | 0.29 | 0.01 | 0.01 | 0.01 | 0 | 0 | 1 | 0.1 | 0.07 | 0.05 | 0.04 | 0.02 | True |  | Non Federally-Regulated | 11/30/2016 |  | 05/23/2018
Acuity Brands Lighting | Juno | IC20*LEDG4-**K-1 + 205B**** | Light Emitting Diode | Inseparable Luminaire | Direct Wired | Forward Phase Cut Controls | 46 | 2700 | 0.0016 | 91 | 62 | 292 | 1 | Ambient | 50000 |  |  | 50000 | 0 | 19 | 19 | 0.04 | 0 | 0 | 0 | 0 | 0 | 0.29 | 0.01 | 0.01 | 0.01 | 0 | 0 | 1 | 0.1 | 0.07 | 0.05 | 0.04 | 0.02 | True |  | Non Federally-Regulated | 11/30/2016 |  | 05/23/2018
Acuity Brands Lighting | Juno | IC20*LEDG4-**K-1 + 210**** | Light Emitting Diode | Inseparable Luminaire | Direct Wired | Forward Phase Cut Controls | 45 | 2700 | 0.0016 | 91 | 62 | 292 | 1 | Ambient | 50000 |  |  | 50000 | 0 | 19 | 19 | 0.04 | 0 | 0 | 0 | 0 | 0 | 0.29 | 0.01 | 0.01 | 0.01 | 0 | 0 | 1 | 0.1 | 0.07 | 0.05 | 0.04 | 0.02 | True |  | Non Federally-Regulated | 11/30/2016 |  | 05/23/2018
Acuity Brands Lighting | Juno | IC20*LEDG4-**K-1 + 204HYP2-***** | Light Emitting Diode | Inseparable Luminaire | Direct Wired | Forward Phase Cut Controls | 57 | 2700 | 0.0016 | 91 | 62 | 292 | 1 | Ambient | 50000 |  |  | 50000 | 0 | 19 | 19 | 0.04 | 0 | 0 | 0 | 0 | 0 | 0.29 | 0.01 | 0.01 | 0.01 | 0 | 0 | 1 | 0.1 | 0.07 | 0.05 | 0.04 | 0.02 | True |  | Non Federally-Regulated | 11/30/2016 |  | 05/23/2018
Acuity Brands Lighting | Juno | IC22*LEDG4-**K-U + 24W-WH | Light Emitting Diode | Inseparable Luminaire | Direct Wired | 0-10 VDC Controls | 70 | 2700 | 0.0023 | 92 | 59 | 480 | 1 | Ambient | 50000 |  |  | 50000 | 0.08 | 19 | 19 | 0.05 | 0 | 0 | 0 | 0 | 0 | 0.23 | 0.02 | 0.01 | 0.01 | 0 | 0 | 0.44 | 0.03 | 0.02 | 0.01 | 0.01 | 0.01 | True |  | Non Federally-Regulated | 11/30/2016 |  | 05/23/2018
Acuity Brands Lighting | Juno | IC22*LEDG4-**K-U + 27****** | Light Emitting Diode | Inseparable Luminaire | Direct Wired | 0-10 VDC Controls | 57 | 2700 | 0.0023 | 92 | 59 | 480 | 1 | Ambient | 50000 |  |  | 50000 | 0.08 | 19 | 19 | 0.05 | 0 | 0 | 0 | 0 | 0 | 0.23 | 0.02 | 0.01 | 0.01 | 0 | 0 | 0.44 | 0.03 | 0.02 | 0.01 | 0.01 | 0.01 | True |  | Non Federally-Regulated | 11/30/2016 |  | 05/23/2018
Acuity Brands Lighting | Juno | IC22*LEDG4-**K-U + 24B**** | Light Emitting Diode | Inseparable Luminaire | Direct Wired | 0-10 VDC Controls | 56 | 2700 | 0.0023 | 92 | 59 | 480 | 1 | Ambient | 50000 |  |  | 50000 | 0.08 | 19 | 19 | 0.05 | 0 | 0 | 0 | 0 | 0 | 0.23 | 0.02 | 0.01 | 0.01 | 0 | 0 | 0.44 | 0.03 | 0.02 | 0.01 | 0.01 | 0.01 | True |  | Non Federally-Regulated | 11/30/2016 |  | 05/23/2018
Acuity Brands Lighting | Juno | IC22*LEDG4-**K-U + 239-WH | Light Emitting Diode | Inseparable Luminaire | Direct Wired | 0-10 VDC Controls | 53 | 2700 | 0.0023 | 92 | 59 | 480 | 1 | Ambient | 50000 |  |  | 50000 | 0.08 | 19 | 19 | 0.05 | 0 | 0 | 0 | 0 | 0 | 0.23 | 0.02 | 0.01 | 0.01 | 0 | 0 | 0.44 | 0.03 | 0.02 | 0.01 | 0.01 | 0.01 | True |  | Non Federally-Regulated | 11/30/2016 |  | 05/23/2018
Acuity Brands Lighting | Juno | IC22*LEDG4-**K-U + 27HYP2-***** | Light Emitting Diode | Inseparable Luminaire | Direct Wired | 0-10 VDC Controls | 65 | 2700 | 0.0023 | 92 | 59 | 480 | 1 | Ambient | 50000 |  |  | 50000 | 0.08 | 19 | 19 | 0.05 | 0 | 0 | 0 | 0 | 0 | 0.23 | 0.02 | 0.01 | 0.01 | 0 | 0 | 0.44 | 0.03 | 0.02 | 0.01 | 0.01 | 0.01 | True |  | Non Federally-Regulated | 11/30/2016 |  | 05/23/2018
Acuity Brands Lighting | Juno | IC20*LEDG4-**K-U + 205W-WH | Light Emitting Diode | Inseparable Luminaire | Direct Wired | 0-10 VDC Controls | 60 | 2700 | 0.0023 | 92 | 59 | 480 | 1 | Ambient | 50000 |  |  | 50000 | 0.08 | 19 | 19 | 0.05 | 0 | 0 | 0 | 0 | 0 | 0.23 | 0.02 | 0.01 | 0.01 | 0 | 0 | 0.44 | 0.03 | 0.02 | 0.01 | 0.01 | 0.01 | True |  | Non Federally-Regulated | 11/30/2016 |  | 05/23/2018
Acuity Brands Lighting | Juno | IC20*LEDG4-**K-U + 204****** | Light Emitting Diode | Inseparable Luminaire | Direct Wired | 0-10 VDC Controls | 47 | 2700 | 0.0023 | 92 | 59 | 480 | 1 | Ambient | 50000 |  |  | 50000 | 0.08 | 19 | 19 | 0.05 | 0 | 0 | 0 | 0 | 0 | 0.23 | 0.02 | 0.01 | 0.01 | 0 | 0 | 0.44 | 0.03 | 0.02 | 0.01 | 0.01 | 0.01 | True |  | Non Federally-Regulated | 11/30/2016 |  | 05/23/2018
Acuity Brands Lighting | Juno | IC20*LEDG4-**K-U + 205B**** | Light Emitting Diode | Inseparable Luminaire | Direct Wired | 0-10 VDC Controls | 45 | 2700 | 0.0023 | 92 | 59 | 480 | 1 | Ambient | 50000 |  |  | 50000 | 0.08 | 19 | 19 | 0.05 | 0 | 0 | 0 | 0 | 0 | 0.23 | 0.02 | 0.01 | 0.01 | 0 | 0 | 0.44 | 0.03 | 0.02 | 0.01 | 0.01 | 0.01 | True |  | Non Federally-Regulated | 11/30/2016 |  | 05/23/2018
Acuity Brands Lighting | Juno | IC20*LEDG4-**K-U + 210**** | Light Emitting Diode | Inseparable Luminaire | Direct Wired | 0-10 VDC Controls | 45 | 2700 | 0.0023 | 92 | 59 | 480 | 1 | Ambient | 50000 |  |  | 50000 | 0.08 | 19 | 19 | 0.05 | 0 | 0 | 0 | 0 | 0 | 0.23 | 0.02 | 0.01 | 0.01 | 0 | 0 | 0.44 | 0.03 | 0.02 | 0.01 | 0.01 | 0.01 | True |  | Non Federally-Regulated | 11/30/2016 |  | 05/23/2018
Acuity Brands Lighting | Juno | IC20*LEDG4-**K-U + 204HYP2-***** | Light Emitting Diode | Inseparable Luminaire | Direct Wired | 0-10 VDC Controls | 56 | 2700 | 0.0023 | 92 | 59 | 480 | 1 | Ambient | 50000 |  |  | 50000 | 0.08 | 19 | 19 | 0.05 | 0 | 0 | 0 | 0 | 0 | 0.23 | 0.02 | 0.01 | 0.01 | 0 | 0 | 0.44 | 0.03 | 0.02 | 0.01 | 0.01 | 0.01 | True |  | Non Federally-Regulated | 11/30/2016 |  | 05/23/2018
Acuity Brands Lighting | Juno | IC91*LEDG4-**K-U + 17****** | Light Emitting Diode | Inseparable Luminaire | Direct Wired | 0-10 VDC Controls | 63 | 2700 | 0.0008 | 92 | 60 | 160 | 1 | Ambient | 50000 |  |  | 50000 | 0.06 | 23 | 19 | 0.04 | 0 | 0 | 0 | 0 | 0 | 0.16 | 0.01 | 0.01 | 0.01 | 0 | 0 | 0.32 | 0.02 | 0.02 | 0.01 | 0.01 | 0.01 | True |  | Non Federally-Regulated | 11/23/2016 |  | 05/23/2018
Acuity Brands Lighting | Juno | IC91*LEDG4-**K-U + 14**** | Light Emitting Diode | Inseparable Luminaire | Direct Wired | 0-10 VDC Controls | 62 | 2700 | 0.0008 | 92 | 60 | 160 | 1 | Ambient | 50000 |  |  | 50000 | 0.06 | 23 | 19 | 0.04 | 0 | 0 | 0 | 0 | 0 | 0.16 | 0.01 | 0.01 | 0.01 | 0 | 0 | 0.32 | 0.02 | 0.02 | 0.01 | 0.01 | 0.01 | True |  | Non Federally-Regulated | 11/23/2016 |  | 05/23/2018
Acuity Brands Lighting | Juno | IC91*LEDG4-**K-U + 12W-WH | Light Emitting Diode | Inseparable Luminaire | Direct Wired | 0-10 VDC Controls | 60 | 2700 | 0.0008 | 92 | 60 | 160 | 1 | Ambient | 50000 |  |  | 50000 | 0.06 | 23 | 19 | 0.04 | 0 | 0 | 0 | 0 | 0 | 0.16 | 0.01 | 0.01 | 0.01 | 0 | 0 | 0.32 | 0.02 | 0.02 | 0.01 | 0.01 | 0.01 | True |  | Non Federally-Regulated | 11/23/2016 |  | 05/23/2018
Acuity Brands Lighting | Juno | IC91*LEDG4-**K-U + 39***** | Light Emitting Diode | Inseparable Luminaire | Direct Wired | 0-10 VDC Controls | 61 | 2700 | 0.0008 | 92 | 60 | 160 | 1 | Ambient | 50000 |  |  | 50000 | 0.06 | 23 | 19 | 0.04 | 0 | 0 | 0 | 0 | 0 | 0.16 | 0.01 | 0.01 | 0.01 | 0 | 0 | 0.32 | 0.02 | 0.02 | 0.01 | 0.01 | 0.01 | True |  | Non Federally-Regulated | 11/23/2016 |  | 05/23/2018
Acuity Brands Lighting | Juno | IC91*LEDG4-**K-U + 17SQ-W-WH | Light Emitting Diode | Inseparable Luminaire | Direct Wired | 0-10 VDC Controls | 54 | 2700 | 0.0008 | 92 | 60 | 160 | 1 | Ambient | 50000 |  |  | 50000 | 0.06 | 23 | 19 | 0.04 | 0 | 0 | 0 | 0 | 0 | 0.16 | 0.01 | 0.01 | 0.01 | 0 | 0 | 0.32 | 0.02 | 0.02 | 0.01 | 0.01 | 0.01 | True |  | Non Federally-Regulated | 11/23/2016 |  | 05/23/2018
Acuity Brands Lighting | Juno | IC91*LEDG4-**K-U + 12SQ-W-WH | Light Emitting Diode | Inseparable Luminaire | Direct Wired | 0-10 VDC Controls | 58 | 2700 | 0.0008 | 92 | 60 | 160 | 1 | Ambient | 50000 |  |  | 50000 | 0.06 | 23 | 19 | 0.04 | 0 | 0 | 0 | 0 | 0 | 0.16 | 0.01 | 0.01 | 0.01 | 0 | 0 | 0.32 | 0.02 | 0.02 | 0.01 | 0.01 | 0.01 | True |  | Non Federally-Regulated | 11/23/2016 |  | 05/23/2018
Acuity Brands Lighting | Juno | IC91*LEDG4-**K-U + 17HYP2-***** | Light Emitting Diode | Inseparable Luminaire | Direct Wired | 0-10 VDC Controls | 56 | 2700 | 0.0008 | 92 | 60 | 160 | 1 | Ambient | 50000 |  |  | 50000 | 0.06 | 23 | 19 | 0.04 | 0 | 0 | 0 | 0 | 0 | 0.16 | 0.01 | 0.01 | 0.01 | 0 | 0 | 0.32 | 0.02 | 0.02 | 0.01 | 0.01 | 0.01 | True |  | Non Federally-Regulated | 11/23/2016 |  | 05/23/2018
Acuity Brands Lighting | Juno | IC91*LEDG4-**K-U + 410****** | Light Emitting Diode | Inseparable Luminaire | Direct Wired | 0-10 VDC Controls | 60 | 2700 | 0.0008 | 92 | 60 | 160 | 1 | Ambient | 50000 |  |  | 50000 | 0.06 | 23 | 19 | 0.04 | 0 | 0 | 0 | 0 | 0 | 0.16 | 0.01 | 0.01 | 0.01 | 0 | 0 | 0.32 | 0.02 | 0.02 | 0.01 | 0.01 | 0.01 | True |  | Non Federally-Regulated | 11/23/2016 |  | 05/23/2018
Acuity Brands Lighting | Juno | IC91*LEDG4-**K-1 + 17****** | Light Emitting Diode | Inseparable Luminaire | Direct Wired | Forward Phase Cut Controls | 66 | 2700 | 0.0008 | 92 | 60 | 268 | 1 | Ambient | 50000 |  |  | 50000 | 0.02 | 19 | 19 | 0.08 | 0.01 | 0 | 0 | 0 | 0 | 0.33 | 0.01 | 0.01 | 0.01 | 0 | 0 | 1 | 0.05 | 0.04 | 0.02 | 0.02 | 0.01 | True |  | Non Federally-Regulated | 11/23/2016 |  | 05/23/2018
Acuity Brands Lighting | Juno | IC91*LEDG4-**K-1 + 14**** | Light Emitting Diode | Inseparable Luminaire | Direct Wired | Forward Phase Cut Controls | 65 | 2700 | 0.0008 | 92 | 60 | 268 | 1 | Ambient | 50000 |  |  | 50000 | 0.02 | 19 | 19 | 0.08 | 0.01 | 0 | 0 | 0 | 0 | 0.33 | 0.01 | 0.01 | 0.01 | 0 | 0 | 1 | 0.05 | 0.04 | 0.02 | 0.02 | 0.01 | True |  | Non Federally-Regulated | 11/23/2016 |  | 05/23/2018
Acuity Brands Lighting | Juno | IC91*LEDG4-**K-1 + 12W-WH | Light Emitting Diode | Inseparable Luminaire | Direct Wired | Forward Phase Cut Controls | 63 | 2700 | 0.0008 | 92 | 60 | 268 | 1 | Ambient | 50000 |  |  | 50000 | 0.02 | 19 | 19 | 0.08 | 0.01 | 0 | 0 | 0 | 0 | 0.33 | 0.01 | 0.01 | 0.01 | 0 | 0 | 1 | 0.05 | 0.04 | 0.02 | 0.02 | 0.01 | True |  | Non Federally-Regulated | 11/23/2016 |  | 05/23/2018
Acuity Brands Lighting | Juno | IC91*LEDG4-**K-1 + 39***** | Light Emitting Diode | Inseparable Luminaire | Direct Wired | Forward Phase Cut Controls | 65 | 2700 | 0.0008 | 92 | 60 | 268 | 1 | Ambient | 50000 |  |  | 50000 | 0.02 | 19 | 19 | 0.08 | 0.01 | 0 | 0 | 0 | 0 | 0.33 | 0.01 | 0.01 | 0.01 | 0 | 0 | 1 | 0.05 | 0.04 | 0.02 | 0.02 | 0.01 | True |  | Non Federally-Regulated | 11/23/2016 |  | 05/23/2018
Acuity Brands Lighting | Juno | IC91*LEDG4-**K-1 + 17SQ-W-WH | Light Emitting Diode | Inseparable Luminaire | Direct Wired | Forward Phase Cut Controls | 57 | 2700 | 0.0008 | 92 | 60 | 268 | 1 | Ambient | 50000 |  |  | 50000 | 0.02 | 19 | 19 | 0.08 | 0.01 | 0 | 0 | 0 | 0 | 0.33 | 0.01 | 0.01 | 0.01 | 0 | 0 | 1 | 0.05 | 0.04 | 0.02 | 0.02 | 0.01 | True |  | Non Federally-Regulated | 11/23/2016 |  | 05/23/2018
Acuity Brands Lighting | Juno | IC91*LEDG4-**K-1 + 12SQ-W-WH | Light Emitting Diode | Inseparable Luminaire | Direct Wired | Forward Phase Cut Controls | 61 | 2700 | 0.0008 | 92 | 60 | 268 | 1 | Ambient | 50000 |  |  | 50000 | 0.02 | 19 | 19 | 0.08 | 0.01 | 0 | 0 | 0 | 0 | 0.33 | 0.01 | 0.01 | 0.01 | 0 | 0 | 1 | 0.05 | 0.04 | 0.02 | 0.02 | 0.01 | True |  | Non Federally-Regulated | 11/23/2016 |  | 05/23/2018
Acuity Brands Lighting | Juno | IC91*LEDG4-**K-1 + 17HYP2-***** | Light Emitting Diode | Inseparable Luminaire | Direct Wired | Forward Phase Cut Controls | 59 | 2700 | 0.0008 | 92 | 60 | 268 | 1 | Ambient | 50000 |  |  | 50000 | 0.02 | 19 | 19 | 0.08 | 0.01 | 0 | 0 | 0 | 0 | 0.33 | 0.01 | 0.01 | 0.01 | 0 | 0 | 1 | 0.05 | 0.04 | 0.02 | 0.02 | 0.01 | True |  | Non Federally-Regulated | 11/23/2016 |  | 05/23/2018
Acuity Brands Lighting | Juno | IC91*LEDG4-**K-1 + 410****** | Light Emitting Diode | Inseparable Luminaire | Direct Wired | Forward Phase Cut Controls | 63 | 2700 | 0.0008 | 92 | 60 | 268 | 1 | Ambient | 50000 |  |  | 50000 | 0.02 | 19 | 19 | 0.08 | 0.01 | 0 | 0 | 0 | 0 | 0.33 | 0.01 | 0.01 | 0.01 | 0 | 0 | 1 | 0.05 | 0.04 | 0.02 | 0.02 | 0.01 | True |  | Non Federally-Regulated | 11/23/2016 |  | 05/23/2018
Acuity Brands Lighting | Juno | IC91*LWDG4-3K-1 + 17****** | Light Emitting Diode | Inseparable Luminaire | Direct Wired | Forward Phase Cut Controls | 55 | 3000 | 0.003 | 94 | 65 | 251 | 1 | Ambient | 25000 |  |  | 25000 | 0.01 | 19 | 19 | 0.08 | 0 | 0 | 0 | 0 | 0 | 1 | 0.02 | 0.01 | 0.01 | 0 | 0 | 1 | 0.06 | 0.03 | 0.02 | 0.01 | 0.01 | True |  | Non Federally-Regulated | 11/23/2016 |  | 05/23/2018
Acuity Brands Lighting | Juno | IC91*LWDG4-3K-1 + 14**** | Light Emitting Diode | Inseparable Luminaire | Direct Wired | Forward Phase Cut Controls | 54 | 3000 | 0.003 | 94 | 65 | 251 | 1 | Ambient | 25000 |  |  | 25000 | 0.01 | 19 | 19 | 0.08 | 0 | 0 | 0 | 0 | 0 | 1 | 0.02 | 0.01 | 0.01 | 0 | 0 | 1 | 0.06 | 0.03 | 0.02 | 0.01 | 0.01 | True |  | Non Federally-Regulated | 11/23/2016 |  | 05/23/2018
Acuity Brands Lighting | Juno | IC91*LWDG4-3K-1 + 39****** | Light Emitting Diode | Inseparable Luminaire | Direct Wired | Forward Phase Cut Controls | 54 | 3000 | 0.003 | 94 | 65 | 251 | 1 | Ambient | 25000 |  |  | 25000 | 0.01 | 19 | 19 | 0.08 | 0 | 0 | 0 | 0 | 0 | 1 | 0.02 | 0.01 | 0.01 | 0 | 0 | 1 | 0.06 | 0.03 | 0.02 | 0.01 | 0.01 | True |  | Non Federally-Regulated | 11/23/2016 |  | 05/23/2018
Acuity Brands Lighting | Juno | IC91*LWDG4-3K-1 + 17SQ-W-WH | Light Emitting Diode | Inseparable Luminaire | Direct Wired | Forward Phase Cut Controls | 47 | 3000 | 0.003 | 94 | 65 | 251 | 1 | Ambient | 25000 |  |  | 25000 | 0.01 | 19 | 19 | 0.08 | 0 | 0 | 0 | 0 | 0 | 1 | 0.02 | 0.01 | 0.01 | 0 | 0 | 1 | 0.06 | 0.03 | 0.02 | 0.01 | 0.01 | True |  | Non Federally-Regulated | 11/23/2016 |  | 05/23/2018
Acuity Brands Lighting | Juno | IC91*LWDG4-3K-1 + 12******* | Light Emitting Diode | Inseparable Luminaire | Direct Wired | Forward Phase Cut Controls | 50 | 3000 | 0.003 | 94 | 65 | 251 | 1 | Ambient | 25000 |  |  | 25000 | 0.01 | 19 | 19 | 0.08 | 0 | 0 | 0 | 0 | 0 | 1 | 0.02 | 0.01 | 0.01 | 0 | 0 | 1 | 0.06 | 0.03 | 0.02 | 0.01 | 0.01 | True |  | Non Federally-Regulated | 11/23/2016 |  | 05/23/2018
Acuity Brands Lighting | Juno | IC91*LWDG4-3K-1 + 17HYP2-***** | Light Emitting Diode | Inseparable Luminaire | Direct Wired | Forward Phase Cut Controls | 49 | 3000 | 0.003 | 94 | 65 | 251 | 1 | Ambient | 25000 |  |  | 25000 | 0.01 | 19 | 19 | 0.08 | 0 | 0 | 0 | 0 | 0 | 1 | 0.02 | 0.01 | 0.01 | 0 | 0 | 1 | 0.06 | 0.03 | 0.02 | 0.01 | 0.01 | True |  | Non Federally-Regulated | 11/23/2016 |  | 05/23/2018
Acuity Brands Lighting | Juno | IC91*LWDG4-3K-1 + 410******* | Light Emitting Diode | Inseparable Luminaire | Direct Wired | Forward Phase Cut Controls | 52 | 3000 | 0.003 | 94 | 65 | 251 | 1 | Ambient | 25000 |  |  | 25000 | 0.01 | 19 | 19 | 0.08 | 0 | 0 | 0 | 0 | 0 | 1 | 0.02 | 0.01 | 0.01 | 0 | 0 | 1 | 0.06 | 0.03 | 0.02 | 0.01 | 0.01 | True |  | Non Federally-Regulated | 11/23/2016 |  | 05/23/2018
Acuity Brands Lighting | Juno | IC4RAL-**K-*-U + 45L-WH | Light Emitting Diode | Inseparable Luminaire | Direct Wired | 0-10 VDC Controls | 51 | 2700 | 0.0015 | 94 | 58 | 432 | 1 | Ambient | 50000 |  |  | 50000 | 0.06 | 18 | 19 | 0.06 | 0.02 | 0.02 | 0.02 | 0.01 | 0 | 0.14 | 0.07 | 0.06 | 0.06 | 0.04 | 0.01 | 0.67 | 0.35 | 0.34 | 0.29 | 0.17 | 0.02 | True |  | Non Federally-Regulated | 12/08/2016 |  | 05/23/2018
Acuity Brands Lighting | Juno | IC4RAL-**K-*-U + 41LSQ-WH | Light Emitting Diode | Inseparable Luminaire | Direct Wired | 0-10 VDC Controls | 56 | 2700 | 0.0015 | 94 | 58 | 432 | 1 | Ambient | 50000 |  |  | 50000 | 0.06 | 18 | 19 | 0.06 | 0.02 | 0.02 | 0.02 | 0.01 | 0 | 0.14 | 0.07 | 0.06 | 0.06 | 0.04 | 0.01 | 0.67 | 0.35 | 0.34 | 0.29 | 0.17 | 0.02 | True |  | Non Federally-Regulated | 12/08/2016 |  | 05/23/2018
Acuity Brands Lighting | Juno | IC4RAL-**K-*-U + 41L**** | Light Emitting Diode | Inseparable Luminaire | Direct Wired | 0-10 VDC Controls | 59 | 2700 | 0.0015 | 94 | 58 | 432 | 1 | Ambient | 50000 |  |  | 50000 | 0.06 | 18 | 19 | 0.06 | 0.02 | 0.02 | 0.02 | 0.01 | 0 | 0.14 | 0.07 | 0.06 | 0.06 | 0.04 | 0.01 | 0.67 | 0.35 | 0.34 | 0.29 | 0.17 | 0.02 | True |  | Non Federally-Regulated | 12/08/2016 |  | 05/23/2018
Acuity Brands Lighting | Juno | IC4RAL-**K-*-U + 42LSQ-B-WH | Light Emitting Diode | Inseparable Luminaire | Direct Wired | 0-10 VDC Controls | 60 | 2700 | 0.0015 | 94 | 58 | 432 | 1 | Ambient | 50000 |  |  | 50000 | 0.06 | 18 | 19 | 0.06 | 0.02 | 0.02 | 0.02 | 0.01 | 0 | 0.14 | 0.07 | 0.06 | 0.06 | 0.04 | 0.01 | 0.67 | 0.35 | 0.34 | 0.29 | 0.17 | 0.02 | True |  | Non Federally-Regulated | 12/08/2016 |  | 05/23/2018
Acuity Brands Lighting | Juno | IC4RAL-**K-*-U + 47LSQ-B-WH | Light Emitting Diode | Inseparable Luminaire | Direct Wired | 0-10 VDC Controls | 64 | 2700 | 0.0015 | 94 | 58 | 432 | 1 | Ambient | 50000 |  |  | 50000 | 0.06 | 18 | 19 | 0.06 | 0.02 | 0.02 | 0.02 | 0.01 | 0 | 0.14 | 0.07 | 0.06 | 0.06 | 0.04 | 0.01 | 0.67 | 0.35 | 0.34 | 0.29 | 0.17 | 0.02 | True |  | Non Federally-Regulated | 12/08/2016 |  | 05/23/2018
Acuity Brands Lighting | Juno | IC4RAL-**K-*-U + 46L******* | Light Emitting Diode | Inseparable Luminaire | Direct Wired | 0-10 VDC Controls | 77 | 2700 | 0.0015 | 94 | 58 | 432 | 1 | Ambient | 50000 |  |  | 50000 | 0.06 | 18 | 19 | 0.06 | 0.02 | 0.02 | 0.02 | 0.01 | 0 | 0.14 | 0.07 | 0.06 | 0.06 | 0.04 | 0.01 | 0.67 | 0.35 | 0.34 | 0.29 | 0.17 | 0.02 | True |  | Non Federally-Regulated | 12/08/2016 |  | 05/23/2018
Acuity Brands Lighting | Juno | IC4RAL-**K-*-U + 48L******* | Light Emitting Diode | Inseparable Luminaire | Direct Wired | 0-10 VDC Controls | 76 | 2700 | 0.0015 | 94 | 58 | 432 | 1 | Ambient | 50000 |  |  | 50000 | 0.06 | 18 | 19 | 0.06 | 0.02 | 0.02 | 0.02 | 0.01 | 0 | 0.14 | 0.07 | 0.06 | 0.06 | 0.04 | 0.01 | 0.67 | 0.35 | 0.34 | 0.29 | 0.17 | 0.02 | True |  | Non Federally-Regulated | 12/08/2016 |  | 05/23/2018
Acuity Brands Lighting | Juno | IC4RAL-**K-*-U + 42LB-WH | Light Emitting Diode | Inseparable Luminaire | Direct Wired | 0-10 VDC Controls | 68 | 2700 | 0.0015 | 94 | 58 | 432 | 1 | Ambient | 50000 |  |  | 50000 | 0.06 | 18 | 19 | 0.06 | 0.02 | 0.02 | 0.02 | 0.01 | 0 | 0.14 | 0.07 | 0.06 | 0.06 | 0.04 | 0.01 | 0.67 | 0.35 | 0.34 | 0.29 | 0.17 | 0.02 | True |  | Non Federally-Regulated | 12/08/2016 |  | 05/23/2018
Acuity Brands Lighting | Juno | IC4RAL-**K-*-U + 47LB-WH | Light Emitting Diode | Inseparable Luminaire | Direct Wired | 0-10 VDC Controls | 68 | 2700 | 0.0015 | 94 | 58 | 432 | 1 | Ambient | 50000 |  |  | 50000 | 0.06 | 18 | 19 | 0.06 | 0.02 | 0.02 | 0.02 | 0.01 | 0 | 0.14 | 0.07 | 0.06 | 0.06 | 0.04 | 0.01 | 0.67 | 0.35 | 0.34 | 0.29 | 0.17 | 0.02 | True |  | Non Federally-Regulated | 12/08/2016 |  | 05/23/2018
Acuity Brands Lighting | Juno | IC4RAL-**K-*-1 + 45L-WH | Light Emitting Diode | Inseparable Luminaire | Direct Wired | Forward Phase Cut Controls | 47 | 2700 | 0.0015 | 91 | 53 | 460 | 1 | Ambient | 50000 |  |  | 50000 | 0.08 | 13 | 20 | 0.06 | 0 | 0 | 0 | 0 | 0 | 0.3 | 0.01 | 0.01 | 0.01 | 0 | 0 | 1 | 0.05 | 0.03 | 0.03 | 0.02 | 0.01 | True |  | Non Federally-Regulated | 12/08/2016 |  | 05/23/2018
Acuity Brands Lighting | Juno | IC4RAL-**K-*-1 + 41LSQ-WH | Light Emitting Diode | Inseparable Luminaire | Direct Wired | Forward Phase Cut Controls | 52 | 2700 | 0.0015 | 91 | 53 | 460 | 1 | Ambient | 50000 |  |  | 50000 | 0.08 | 13 | 20 | 0.06 | 0 | 0 | 0 | 0 | 0 | 0.3 | 0.01 | 0.01 | 0.01 | 0 | 0 | 1 | 0.05 | 0.03 | 0.03 | 0.02 | 0.01 | True |  | Non Federally-Regulated | 12/08/2016 |  | 05/23/2018
Acuity Brands Lighting | Juno | IC4RAL-**K-*-1 + 41L**** | Light Emitting Diode | Inseparable Luminaire | Direct Wired | Forward Phase Cut Controls | 55 | 2700 | 0.0015 | 91 | 53 | 460 | 1 | Ambient | 50000 |  |  | 50000 | 0.08 | 13 | 20 | 0.06 | 0 | 0 | 0 | 0 | 0 | 0.3 | 0.01 | 0.01 | 0.01 | 0 | 0 | 1 | 0.05 | 0.03 | 0.03 | 0.02 | 0.01 | True |  | Non Federally-Regulated | 12/08/2016 |  | 05/23/2018
Acuity Brands Lighting | Juno | IC4RAL-**K-*-1 + 42LSQ-B-WH | Light Emitting Diode | Inseparable Luminaire | Direct Wired | Forward Phase Cut Controls | 56 | 2700 | 0.0015 | 91 | 53 | 460 | 1 | Ambient | 50000 |  |  | 50000 | 0.08 | 13 | 20 | 0.06 | 0 | 0 | 0 | 0 | 0 | 0.3 | 0.01 | 0.01 | 0.01 | 0 | 0 | 1 | 0.05 | 0.03 | 0.03 | 0.02 | 0.01 | True |  | Non Federally-Regulated | 12/08/2016 |  | 05/23/2018
Acuity Brands Lighting | Juno | IC4RAL-**K-*-1 + 47LSQ-B-WH | Light Emitting Diode | Inseparable Luminaire | Direct Wired | Forward Phase Cut Controls | 60 | 2700 | 0.0015 | 91 | 53 | 460 | 1 | Ambient | 50000 |  |  | 50000 | 0.08 | 13 | 20 | 0.06 | 0 | 0 | 0 | 0 | 0 | 0.3 | 0.01 | 0.01 | 0.01 | 0 | 0 | 1 | 0.05 | 0.03 | 0.03 | 0.02 | 0.01 | True |  | Non Federally-Regulated | 12/08/2016 |  | 05/23/2018
Acuity Brands Lighting | Juno | IC4RAL-**K-*-1 + 46L******* | Light Emitting Diode | Inseparable Luminaire | Direct Wired | Forward Phase Cut Controls | 72 | 2700 | 0.0015 | 91 | 53 | 460 | 1 | Ambient | 50000 |  |  | 50000 | 0.08 | 13 | 20 | 0.06 | 0 | 0 | 0 | 0 | 0 | 0.3 | 0.01 | 0.01 | 0.01 | 0 | 0 | 1 | 0.05 | 0.03 | 0.03 | 0.02 | 0.01 | True |  | Non Federally-Regulated | 12/08/2016 |  | 05/23/2018
Acuity Brands Lighting | Juno | IC4RAL-**K-*-1 + 48L******* | Light Emitting Diode | Inseparable Luminaire | Direct Wired | Forward Phase Cut Controls | 71 | 2700 | 0.0015 | 91 | 53 | 460 | 1 | Ambient | 50000 |  |  | 50000 | 0.08 | 13 | 20 | 0.06 | 0 | 0 | 0 | 0 | 0 | 0.3 | 0.01 | 0.01 | 0.01 | 0 | 0 | 1 | 0.05 | 0.03 | 0.03 | 0.02 | 0.01 | True |  | Non Federally-Regulated | 12/08/2016 |  | 05/23/2018
Acuity Brands Lighting | Juno | IC4RAL-**K-*-1 + 42LB-WH | Light Emitting Diode | Inseparable Luminaire | Direct Wired | Forward Phase Cut Controls | 64 | 2700 | 0.0015 | 91 | 53 | 460 | 1 | Ambient | 50000 |  |  | 50000 | 0.08 | 13 | 20 | 0.06 | 0 | 0 | 0 | 0 | 0 | 0.3 | 0.01 | 0.01 | 0.01 | 0 | 0 | 1 | 0.05 | 0.03 | 0.03 | 0.02 | 0.01 | True |  | Non Federally-Regulated | 12/08/2016 |  | 05/23/2018
Acuity Brands Lighting | Juno | IC4RAL-**K-*-1 + 47LB-WH | Light Emitting Diode | Inseparable Luminaire | Direct Wired | Forward Phase Cut Controls | 63 | 2700 | 0.0015 | 91 | 53 | 460 | 1 | Ambient | 50000 |  |  | 50000 | 0.08 | 13 | 20 | 0.06 | 0 | 0 | 0 | 0 | 0 | 0.3 | 0.01 | 0.01 | 0.01 | 0 | 0 | 1 | 0.05 | 0.03 | 0.03 | 0.02 | 0.01 | True |  | Non Federally-Regulated | 12/08/2016 |  | 05/23/2018
Acuity Brands Lighting | Juno | IC4AL-**K-*-U + 45L-WH | Light Emitting Diode | Inseparable Luminaire | Direct Wired | 0-10 VDC Controls | 51 | 2700 | 0.0015 | 94 | 58 | 432 | 1 | Ambient | 50000 |  |  | 50000 | 0.06 | 18 | 19 | 0.06 | 0.02 | 0.02 | 0.02 | 0.01 | 0 | 0.14 | 0.07 | 0.06 | 0.06 | 0.04 | 0.01 | 0.67 | 0.35 | 0.34 | 0.29 | 0.17 | 0.02 | True |  | Non Federally-Regulated | 12/08/2016 |  | 05/23/2018
Acuity Brands Lighting | Juno | IC4AL-**K-*-U + 41LSQ-WH | Light Emitting Diode | Inseparable Luminaire | Direct Wired | 0-10 VDC Controls | 56 | 2700 | 0.0015 | 94 | 58 | 432 | 1 | Ambient | 50000 |  |  | 50000 | 0.06 | 18 | 19 | 0.06 | 0.02 | 0.02 | 0.02 | 0.01 | 0 | 0.14 | 0.07 | 0.06 | 0.06 | 0.04 | 0.01 | 0.67 | 0.35 | 0.34 | 0.29 | 0.17 | 0.02 | True |  | Non Federally-Regulated | 12/08/2016 |  | 05/23/2018
Acuity Brands Lighting | Juno | IC4AL-**K-*-U + 41L**** | Light Emitting Diode | Inseparable Luminaire | Direct Wired | 0-10 VDC Controls | 59 | 2700 | 0.0015 | 94 | 58 | 432 | 1 | Ambient | 50000 |  |  | 50000 | 0.06 | 18 | 19 | 0.06 | 0.02 | 0.02 | 0.02 | 0.01 | 0 | 0.14 | 0.07 | 0.06 | 0.06 | 0.04 | 0.01 | 0.67 | 0.35 | 0.34 | 0.29 | 0.17 | 0.02 | True |  | Non Federally-Regulated | 12/08/2016 |  | 05/23/2018
Acuity Brands Lighting | Juno | IC4AL-**K-*-U + 42LSQ-****** | Light Emitting Diode | Inseparable Luminaire | Direct Wired | 0-10 VDC Controls | 60 | 2700 | 0.0015 | 94 | 58 | 432 | 1 | Ambient | 50000 |  |  | 50000 | 0.06 | 18 | 19 | 0.06 | 0.02 | 0.02 | 0.02 | 0.01 | 0 | 0.14 | 0.07 | 0.06 | 0.06 | 0.04 | 0.01 | 0.67 | 0.35 | 0.34 | 0.29 | 0.17 | 0.02 | True |  | Non Federally-Regulated | 12/08/2016 |  | 05/23/2018
Acuity Brands Lighting | Juno | IC4AL-**K-*-U + 47LSQ-****** | Light Emitting Diode | Inseparable Luminaire | Direct Wired | 0-10 VDC Controls | 64 | 2700 | 0.0015 | 94 | 58 | 432 | 1 | Ambient | 50000 |  |  | 50000 | 0.06 | 18 | 19 | 0.06 | 0.02 | 0.02 | 0.02 | 0.01 | 0 | 0.14 | 0.07 | 0.06 | 0.06 | 0.04 | 0.01 | 0.67 | 0.35 | 0.34 | 0.29 | 0.17 | 0.02 | True |  | Non Federally-Regulated | 12/08/2016 |  | 05/23/2018
Acuity Brands Lighting | Juno | IC4AL-**K-*-U + 46L******* | Light Emitting Diode | Inseparable Luminaire | Direct Wired | 0-10 VDC Controls | 77 | 2700 | 0.0015 | 94 | 58 | 432 | 1 | Ambient | 50000 |  |  | 50000 | 0.06 | 18 | 19 | 0.06 | 0.02 | 0.02 | 0.02 | 0.01 | 0 | 0.14 | 0.07 | 0.06 | 0.06 | 0.04 | 0.01 | 0.67 | 0.35 | 0.34 | 0.29 | 0.17 | 0.02 | True |  | Non Federally-Regulated | 12/08/2016 |  | 05/23/2018
Acuity Brands Lighting | Juno | IC4AL-**K-*-U + 48L******* | Light Emitting Diode | Inseparable Luminaire | Direct Wired | 0-10 VDC Controls | 76 | 2700 | 0.0015 | 94 | 58 | 432 | 1 | Ambient | 50000 |  |  | 50000 | 0.06 | 18 | 19 | 0.06 | 0.02 | 0.02 | 0.02 | 0.01 | 0 | 0.14 | 0.07 | 0.06 | 0.06 | 0.04 | 0.01 | 0.67 | 0.35 | 0.34 | 0.29 | 0.17 | 0.02 | True |  | Non Federally-Regulated | 12/08/2016 |  | 05/23/2018
Acuity Brands Lighting | Juno | IC4AL-**K-*-U + 42L******* | Light Emitting Diode | Inseparable Luminaire | Direct Wired | 0-10 VDC Controls | 68 | 2700 | 0.0015 | 94 | 58 | 432 | 1 | Ambient | 50000 |  |  | 50000 | 0.06 | 18 | 19 | 0.06 | 0.02 | 0.02 | 0.02 | 0.01 | 0 | 0.14 | 0.07 | 0.06 | 0.06 | 0.04 | 0.01 | 0.67 | 0.35 | 0.34 | 0.29 | 0.17 | 0.02 | True |  | Non Federally-Regulated | 12/08/2016 |  | 05/23/2018
Acuity Brands Lighting | Juno | IC4AL-**K-*-U + 47L******* | Light Emitting Diode | Inseparable Luminaire | Direct Wired | 0-10 VDC Controls | 68 | 2700 | 0.0015 | 94 | 58 | 432 | 1 | Ambient | 50000 |  |  | 50000 | 0.06 | 18 | 19 | 0.06 | 0.02 | 0.02 | 0.02 | 0.01 | 0 | 0.14 | 0.07 | 0.06 | 0.06 | 0.04 | 0.01 | 0.67 | 0.35 | 0.34 | 0.29 | 0.17 | 0.02 | True |  | Non Federally-Regulated | 12/08/2016 |  | 05/23/2018
Acuity Brands Lighting | Juno | IC4AL-**K-*-1 + 45L-WH | Light Emitting Diode | Inseparable Luminaire | Direct Wired | Forward Phase Cut Controls | 47 | 2700 | 0.0015 | 91 | 53 | 460 | 1 | Ambient | 50000 |  |  | 50000 | 0.08 | 13 | 20 | 0.06 | 0 | 0 | 0 | 0 | 0 | 0.3 | 0.01 | 0.01 | 0.01 | 0 | 0 | 1 | 0.05 | 0.03 | 0.03 | 0.02 | 0.01 | True |  | Non Federally-Regulated | 12/08/2016 |  | 05/23/2018
Acuity Brands Lighting | Juno | IC4AL-**K-*-1 + 41LSQ-WH | Light Emitting Diode | Inseparable Luminaire | Direct Wired | Forward Phase Cut Controls | 52 | 2700 | 0.0015 | 91 | 53 | 460 | 1 | Ambient | 50000 |  |  | 50000 | 0.08 | 13 | 20 | 0.06 | 0 | 0 | 0 | 0 | 0 | 0.3 | 0.01 | 0.01 | 0.01 | 0 | 0 | 1 | 0.05 | 0.03 | 0.03 | 0.02 | 0.01 | True |  | Non Federally-Regulated | 12/08/2016 |  | 05/23/2018
Acuity Brands Lighting | Juno | IC4AL-**K-*-1 + 41L**** | Light Emitting Diode | Inseparable Luminaire | Direct Wired | Forward Phase Cut Controls | 55 | 2700 | 0.0015 | 91 | 53 | 460 | 1 | Ambient | 50000 |  |  | 50000 | 0.08 | 13 | 20 | 0.06 | 0 | 0 | 0 | 0 | 0 | 0.3 | 0.01 | 0.01 | 0.01 | 0 | 0 | 1 | 0.05 | 0.03 | 0.03 | 0.02 | 0.01 | True |  | Non Federally-Regulated | 12/08/2016 |  | 05/23/2018
Acuity Brands Lighting | Juno | IC4AL-**K-*-1 + 42LSQ-****** | Light Emitting Diode | Inseparable Luminaire | Direct Wired | Forward Phase Cut Controls | 56 | 2700 | 0.0015 | 91 | 53 | 460 | 1 | Ambient | 50000 |  |  | 50000 | 0.08 | 13 | 20 | 0.06 | 0 | 0 | 0 | 0 | 0 | 0.3 | 0.01 | 0.01 | 0.01 | 0 | 0 | 1 | 0.05 | 0.03 | 0.03 | 0.02 | 0.01 | True |  | Non Federally-Regulated | 12/08/2016 |  | 05/23/2018
Acuity Brands Lighting | Juno | IC4AL-**K-*-1 + 47LSQ-****** | Light Emitting Diode | Inseparable Luminaire | Direct Wired | Forward Phase Cut Controls | 60 | 2700 | 0.0015 | 91 | 53 | 460 | 1 | Ambient | 50000 |  |  | 50000 | 0.08 | 13 | 20 | 0.06 | 0 | 0 | 0 | 0 | 0 | 0.3 | 0.01 | 0.01 | 0.01 | 0 | 0 | 1 | 0.05 | 0.03 | 0.03 | 0.02 | 0.01 | True |  | Non Federally-Regulated | 12/08/2016 |  | 05/23/2018
Acuity Brands Lighting | Juno | IC4AL-**K-*-1 + 46L******* | Light Emitting Diode | Inseparable Luminaire | Direct Wired | Forward Phase Cut Controls | 72 | 2700 | 0.0015 | 91 | 53 | 460 | 1 | Ambient | 50000 |  |  | 50000 | 0.08 | 13 | 20 | 0.06 | 0 | 0 | 0 | 0 | 0 | 0.3 | 0.01 | 0.01 | 0.01 | 0 | 0 | 1 | 0.05 | 0.03 | 0.03 | 0.02 | 0.01 | True |  | Non Federally-Regulated | 12/08/2016 |  | 05/23/2018
Acuity Brands Lighting | Juno | IC4AL-**K-*-1 + 48L******* | Light Emitting Diode | Inseparable Luminaire | Direct Wired | Forward Phase Cut Controls | 71 | 2700 | 0.0015 | 91 | 53 | 460 | 1 | Ambient | 50000 |  |  | 50000 | 0.08 | 13 | 20 | 0.06 | 0 | 0 | 0 | 0 | 0 | 0.3 | 0.01 | 0.01 | 0.01 | 0 | 0 | 1 | 0.05 | 0.03 | 0.03 | 0.02 | 0.01 | True |  | Non Federally-Regulated | 12/08/2016 |  | 05/23/2018
Acuity Brands Lighting | Juno | IC4AL-**K-*-1 + 42L******* | Light Emitting Diode | Inseparable Luminaire | Direct Wired | Forward Phase Cut Controls | 64 | 2700 | 0.0015 | 91 | 53 | 460 | 1 | Ambient | 50000 |  |  | 50000 | 0.08 | 13 | 20 | 0.06 | 0 | 0 | 0 | 0 | 0 | 0.3 | 0.01 | 0.01 | 0.01 | 0 | 0 | 1 | 0.05 | 0.03 | 0.03 | 0.02 | 0.01 | True |  | Non Federally-Regulated | 12/08/2016 |  | 05/23/2018
Acuity Brands Lighting | Juno | IC4AL-**K-*-1 + 47L******* | Light Emitting Diode | Inseparable Luminaire | Direct Wired | Forward Phase Cut Controls | 63 | 2700 | 0.0015 | 91 | 53 | 460 | 1 | Ambient | 50000 |  |  | 50000 | 0.08 | 13 | 20 | 0.06 | 0 | 0 | 0 | 0 | 0 | 0.3 | 0.01 | 0.01 | 0.01 | 0 | 0 | 1 | 0.05 | 0.03 | 0.03 | 0.02 | 0.01 | True |  | Non Federally-Regulated | 12/08/2016 |  | 05/23/2018
Acuity Brands Lighting | Juno | IC104AL-**K-*-U + 41LSQ-WH | Light Emitting Diode | Inseparable Luminaire | Direct Wired | 0-10 VDC Controls | 48 | 2700 | 0.003 | 93 | 56 | 472 | 1 | Ambient | 50000 |  |  | 50000 | 0.06 | 16 | 19 | 0.06 | 0.02 | 0.01 | 0.01 | 0.01 | 0 | 0.11 | 0.06 | 0.05 | 0.05 | 0.04 | 0.01 | 0.33 | 0.16 | 0.15 | 0.14 | 0.11 | 0.02 | True |  | Non Federally-Regulated | 12/08/2016 |  | 05/23/2018
Acuity Brands Lighting | Juno | IC104AL-**K-*-U + 41L******* | Light Emitting Diode | Inseparable Luminaire | Direct Wired | 0-10 VDC Controls | 50 | 2700 | 0.003 | 93 | 56 | 472 | 1 | Ambient | 50000 |  |  | 50000 | 0.06 | 16 | 19 | 0.06 | 0.02 | 0.01 | 0.01 | 0.01 | 0 | 0.11 | 0.06 | 0.05 | 0.05 | 0.04 | 0.01 | 0.33 | 0.16 | 0.15 | 0.14 | 0.11 | 0.02 | True |  | Non Federally-Regulated | 12/08/2016 |  | 05/23/2018
Acuity Brands Lighting | Juno | IC104AL-**K-*-U + 42LSQ-****** | Light Emitting Diode | Inseparable Luminaire | Direct Wired | 0-10 VDC Controls | 51 | 2700 | 0.003 | 93 | 56 | 472 | 1 | Ambient | 50000 |  |  | 50000 | 0.06 | 16 | 19 | 0.06 | 0.02 | 0.01 | 0.01 | 0.01 | 0 | 0.11 | 0.06 | 0.05 | 0.05 | 0.04 | 0.01 | 0.33 | 0.16 | 0.15 | 0.14 | 0.11 | 0.02 | True |  | Non Federally-Regulated | 12/08/2016 |  | 05/23/2018
Acuity Brands Lighting | Juno | IC104AL-**K-*-U + 47LSQ-****** | Light Emitting Diode | Inseparable Luminaire | Direct Wired | 0-10 VDC Controls | 55 | 2700 | 0.003 | 93 | 56 | 472 | 1 | Ambient | 50000 |  |  | 50000 | 0.06 | 16 | 19 | 0.06 | 0.02 | 0.01 | 0.01 | 0.01 | 0 | 0.11 | 0.06 | 0.05 | 0.05 | 0.04 | 0.01 | 0.33 | 0.16 | 0.15 | 0.14 | 0.11 | 0.02 | True |  | Non Federally-Regulated | 12/08/2016 |  | 05/23/2018
Acuity Brands Lighting | Juno | IC104AL-**K-*-U + 46L******* | Light Emitting Diode | Inseparable Luminaire | Direct Wired | 0-10 VDC Controls | 65 | 2700 | 0.003 | 93 | 56 | 472 | 1 | Ambient | 50000 |  |  | 50000 | 0.06 | 16 | 19 | 0.06 | 0.02 | 0.01 | 0.01 | 0.01 | 0 | 0.11 | 0.06 | 0.05 | 0.05 | 0.04 | 0.01 | 0.33 | 0.16 | 0.15 | 0.14 | 0.11 | 0.02 | True |  | Non Federally-Regulated | 12/08/2016 |  | 05/23/2018
Acuity Brands Lighting | Juno | IC104AL-**K-*-U + 48L******* | Light Emitting Diode | Inseparable Luminaire | Direct Wired | 0-10 VDC Controls | 65 | 2700 | 0.003 | 91 | 56 | 472 | 1 | Ambient | 50000 |  |  | 50000 | 0.06 | 16 | 19 | 0.06 | 0.02 | 0.01 | 0.01 | 0.01 | 0 | 0.11 | 0.06 | 0.05 | 0.05 | 0.04 | 0.01 | 0.33 | 0.16 | 0.15 | 0.14 | 0.11 | 0.02 | True |  | Non Federally-Regulated | 12/08/2016 |  | 05/23/2018
Acuity Brands Lighting | Juno | IC104AL-**K-*-U + 42L******* | Light Emitting Diode | Inseparable Luminaire | Direct Wired | 0-10 VDC Controls | 47 | 2700 | 0.003 | 91 | 56 | 472 | 1 | Ambient | 50000 |  |  | 50000 | 0.06 | 16 | 19 | 0.06 | 0.02 | 0.01 | 0.01 | 0.01 | 0 | 0.11 | 0.06 | 0.05 | 0.05 | 0.04 | 0.01 | 0.33 | 0.16 | 0.15 | 0.14 | 0.11 | 0.02 | True |  | Non Federally-Regulated | 12/08/2016 |  | 05/23/2018
Acuity Brands Lighting | Juno | IC104AL-**K-*-U + 47L******* | Light Emitting Diode | Inseparable Luminaire | Direct Wired | 0-10 VDC Controls | 58 | 2700 | 0.003 | 93 | 56 | 472 | 1 | Ambient | 50000 |  |  | 50000 | 0.06 | 16 | 19 | 0.06 | 0.02 | 0.01 | 0.01 | 0.01 | 0 | 0.11 | 0.06 | 0.05 | 0.05 | 0.04 | 0.01 | 0.33 | 0.16 | 0.15 | 0.14 | 0.11 | 0.02 | True |  | Non Federally-Regulated | 12/08/2016 |  | 05/23/2018
Acuity Brands Lighting | Juno | IC104AL-**K-*-1 + 45L-WH | Light Emitting Diode | Inseparable Luminaire | Direct Wired | Forward Phase Cut Controls | 47 | 2700 | 0.0023 | 91 | 50 | 224 | 1 | Ambient | 50000 |  |  | 50000 | 0.04 | 18 | 21 | 0.06 | 0 | 0 | 0 | 0 | 0 | 0.3 | 0.01 | 0.01 | 0.01 | 0 | 0 | 1 | 0.05 | 0.03 | 0.03 | 0.02 | 0.01 | True |  | Non Federally-Regulated | 12/08/2016 |  | 05/23/2018
Acuity Brands Lighting | Juno | IC104AL-**K-*-1 + 41LSQ-WH | Light Emitting Diode | Inseparable Luminaire | Direct Wired | Forward Phase Cut Controls | 52 | 2700 | 0.0023 | 91 | 50 | 224 | 1 | Ambient | 50000 |  |  | 50000 | 0.04 | 18 | 21 | 0.06 | 0 | 0 | 0 | 0 | 0 | 0.3 | 0.01 | 0.01 | 0.01 | 0 | 0 | 1 | 0.05 | 0.03 | 0.03 | 0.02 | 0.01 | True |  | Non Federally-Regulated | 12/08/2016 |  | 05/23/2018
Acuity Brands Lighting | Juno | IC104AL-**K-*-1 + 41L******* | Light Emitting Diode | Inseparable Luminaire | Direct Wired | Forward Phase Cut Controls | 54 | 2700 | 0.0023 | 91 | 50 | 224 | 1 | Ambient | 50000 |  |  | 50000 | 0.04 | 18 | 21 | 0.06 | 0 | 0 | 0 | 0 | 0 | 0.3 | 0.01 | 0.01 | 0.01 | 0 | 0 | 1 | 0.05 | 0.03 | 0.03 | 0.02 | 0.01 | True |  | Non Federally-Regulated | 12/08/2016 |  | 05/23/2018
Acuity Brands Lighting | Juno | IC104AL-**K-*-1 + 42LSQ-****** | Light Emitting Diode | Inseparable Luminaire | Direct Wired | Forward Phase Cut Controls | 55 | 2700 | 0.0023 | 91 | 50 | 224 | 1 | Ambient | 50000 |  |  | 50000 | 0.04 | 18 | 21 | 0.06 | 0 | 0 | 0 | 0 | 0 | 0.3 | 0.01 | 0.01 | 0.01 | 0 | 0 | 1 | 0.05 | 0.03 | 0.03 | 0.02 | 0.01 | True |  | Non Federally-Regulated | 12/08/2016 |  | 05/23/2018
Acuity Brands Lighting | Juno | IC104AL-**K-*-1 + 47LSQ-****** | Light Emitting Diode | Inseparable Luminaire | Direct Wired | Forward Phase Cut Controls | 60 | 2700 | 0.0023 | 91 | 50 | 224 | 1 | Ambient | 50000 |  |  | 50000 | 0.04 | 18 | 21 | 0.06 | 0 | 0 | 0 | 0 | 0 | 0.3 | 0.01 | 0.01 | 0.01 | 0 | 0 | 1 | 0.05 | 0.03 | 0.03 | 0.02 | 0.01 | True |  | Non Federally-Regulated | 12/08/2016 |  | 05/23/2018
Acuity Brands Lighting | Juno | IC104AL-**K-*-1 + 46L******* | Light Emitting Diode | Inseparable Luminaire | Direct Wired | Forward Phase Cut Controls | 71 | 2700 | 0.0023 | 91 | 50 | 224 | 1 | Ambient | 50000 |  |  | 50000 | 0.04 | 18 | 21 | 0.06 | 0 | 0 | 0 | 0 | 0 | 0.3 | 0.01 | 0.01 | 0.01 | 0 | 0 | 1 | 0.05 | 0.03 | 0.03 | 0.02 | 0.01 | True |  | Non Federally-Regulated | 12/08/2016 |  | 05/23/2018
Acuity Brands Lighting | Juno | IC104AL-**K-*-1 + 48L******* | Light Emitting Diode | Inseparable Luminaire | Direct Wired | Forward Phase Cut Controls | 71 | 2700 | 0.0023 | 91 | 50 | 224 | 1 | Ambient | 50000 |  |  | 50000 | 0.04 | 18 | 21 | 0.06 | 0 | 0 | 0 | 0 | 0 | 0.3 | 0.01 | 0.01 | 0.01 | 0 | 0 | 1 | 0.05 | 0.03 | 0.03 | 0.02 | 0.01 | True |  | Non Federally-Regulated | 12/08/2016 |  | 05/23/2018
Acuity Brands Lighting | Juno | IC104AL-**K-*-1 + 42L******* | Light Emitting Diode | Inseparable Luminaire | Direct Wired | Forward Phase Cut Controls | 63 | 2700 | 0.0023 | 91 | 50 | 224 | 1 | Ambient | 50000 |  |  | 50000 | 0.04 | 18 | 21 | 0.06 | 0 | 0 | 0 | 0 | 0 | 0.3 | 0.01 | 0.01 | 0.01 | 0 | 0 | 1 | 0.05 | 0.03 | 0.03 | 0.02 | 0.01 | True |  | Non Federally-Regulated | 12/08/2016 |  | 05/23/2018
Acuity Brands Lighting | Juno | IC104AL-**K-*-1 + 47L******* | Light Emitting Diode | Inseparable Luminaire | Direct Wired | Forward Phase Cut Controls | 63 | 2700 | 0.0023 | 91 | 50 | 224 | 1 | Ambient | 50000 |  |  | 50000 | 0.04 | 18 | 21 | 0.06 | 0 | 0 | 0 | 0 | 0 | 0.3 | 0.01 | 0.01 | 0.01 | 0 | 0 | 1 | 0.05 | 0.03 | 0.03 | 0.02 | 0.01 | True |  | Non Federally-Regulated | 12/08/2016 |  | 05/23/2018
Acuity Brands Lighting | Juno | IC922*LEDG4-1 + 24W-WH | Light Emitting Diode | Inseparable Luminaire | Direct Wired | Forward Phase Cut Controls | 84 | 2700 | 0.0029 | 93 | 65 | 268 | 1 | Ambient | 50000 |  |  | 50000 | 0.02 | 20 | 19 | 0.08 | 0.01 | 0 | 0 | 0 | 0 | 0.33 | 0.01 | 0.01 | 0.01 | 0 | 0 | 1 | 0.05 | 0.04 | 0.02 | 0.02 | 0.01 | True |  | Non Federally-Regulated | 11/30/2016 |  | 05/23/2018
Acuity Brands Lighting | Juno | IC922*LEDG4-1 + 27****** | Light Emitting Diode | Inseparable Luminaire | Direct Wired | Forward Phase Cut Controls | 68 | 2700 | 0.0029 | 93 | 65 | 268 | 1 | Ambient | 50000 |  |  | 50000 | 0.02 | 20 | 19 | 0.08 | 0.01 | 0 | 0 | 0 | 0 | 0.33 | 0.01 | 0.01 | 0.01 | 0 | 0 | 1 | 0.05 | 0.04 | 0.02 | 0.02 | 0.01 | True |  | Non Federally-Regulated | 11/30/2016 |  | 05/23/2018
Acuity Brands Lighting | Juno | IC922*LEDG4-1 + 24B**** | Light Emitting Diode | Inseparable Luminaire | Direct Wired | Forward Phase Cut Controls | 67 | 2700 | 0.0029 | 93 | 65 | 268 | 1 | Ambient | 50000 |  |  | 50000 | 0.02 | 20 | 19 | 0.08 | 0.01 | 0 | 0 | 0 | 0 | 0.33 | 0.01 | 0.01 | 0.01 | 0 | 0 | 1 | 0.05 | 0.04 | 0.02 | 0.02 | 0.01 | True |  | Non Federally-Regulated | 11/30/2016 |  | 05/23/2018
Acuity Brands Lighting | Juno | IC922*LEDG4-1 + 239-WH | Light Emitting Diode | Inseparable Luminaire | Direct Wired | Forward Phase Cut Controls | 64 | 2700 | 0.0029 | 93 | 65 | 268 | 1 | Ambient | 50000 |  |  | 50000 | 0.02 | 20 | 19 | 0.08 | 0.01 | 0 | 0 | 0 | 0 | 0.33 | 0.01 | 0.01 | 0.01 | 0 | 0 | 1 | 0.05 | 0.04 | 0.02 | 0.02 | 0.01 | True |  | Non Federally-Regulated | 11/30/2016 |  | 05/23/2018
Acuity Brands Lighting | Juno | IC922*LEDG4-1 + 27HYP3-***** | Light Emitting Diode | Inseparable Luminaire | Direct Wired | Forward Phase Cut Controls | 83 | 2700 | 0.0029 | 93 | 65 | 268 | 1 | Ambient | 50000 |  |  | 50000 | 0.02 | 20 | 19 | 0.08 | 0.01 | 0 | 0 | 0 | 0 | 0.33 | 0.01 | 0.01 | 0.01 | 0 | 0 | 1 | 0.05 | 0.04 | 0.02 | 0.02 | 0.01 | True |  | Non Federally-Regulated | 11/30/2016 |  | 05/23/2018
Acuity Brands Lighting | Juno | IC920*LEDG4-1 + 205W-WH | Light Emitting Diode | Inseparable Luminaire | Direct Wired | Forward Phase Cut Controls | 77 | 2700 | 0.0029 | 93 | 65 | 268 | 1 | Ambient | 50000 |  |  | 50000 | 0.02 | 20 | 19 | 0.08 | 0.01 | 0 | 0 | 0 | 0 | 0.33 | 0.01 | 0.01 | 0.01 | 0 | 0 | 1 | 0.05 | 0.04 | 0.02 | 0.02 | 0.01 | True |  | Non Federally-Regulated | 11/30/2016 |  | 05/23/2018
Acuity Brands Lighting | Juno | IC920*LEDG4-1 + 204****** | Light Emitting Diode | Inseparable Luminaire | Direct Wired | Forward Phase Cut Controls | 60 | 2700 | 0.0029 | 93 | 65 | 268 | 1 | Ambient | 50000 |  |  | 50000 | 0.02 | 20 | 19 | 0.08 | 0.01 | 0 | 0 | 0 | 0 | 0.33 | 0.01 | 0.01 | 0.01 | 0 | 0 | 1 | 0.05 | 0.04 | 0.02 | 0.02 | 0.01 | True |  | Non Federally-Regulated | 11/30/2016 |  | 05/23/2018
Acuity Brands Lighting | Juno | IC920*LEDG4-1 + 205B**** | Light Emitting Diode | Inseparable Luminaire | Direct Wired | Forward Phase Cut Controls | 57 | 2700 | 0.0029 | 93 | 65 | 268 | 1 | Ambient | 50000 |  |  | 50000 | 0.02 | 20 | 19 | 0.08 | 0.01 | 0 | 0 | 0 | 0 | 0.33 | 0.01 | 0.01 | 0.01 | 0 | 0 | 1 | 0.05 | 0.04 | 0.02 | 0.02 | 0.01 | True |  | Non Federally-Regulated | 11/30/2016 |  | 05/23/2018
Acuity Brands Lighting | Juno | IC920*LEDG4-1 + 210**** | Light Emitting Diode | Inseparable Luminaire | Direct Wired | Forward Phase Cut Controls | 57 | 2700 | 0.0029 | 93 | 65 | 268 | 1 | Ambient | 50000 |  |  | 50000 | 0.02 | 20 | 19 | 0.08 | 0.01 | 0 | 0 | 0 | 0 | 0.33 | 0.01 | 0.01 | 0.01 | 0 | 0 | 1 | 0.05 | 0.04 | 0.02 | 0.02 | 0.01 | True |  | Non Federally-Regulated | 11/30/2016 |  | 05/23/2018
Acuity Brands Lighting | Juno | IC920*LEDG4-1 + 204HYP3-***** | Light Emitting Diode | Inseparable Luminaire | Direct Wired | Forward Phase Cut Controls | 71 | 2700 | 0.0029 | 93 | 65 | 268 | 1 | Ambient | 50000 |  |  | 50000 | 0.02 | 20 | 19 | 0.08 | 0.01 | 0 | 0 | 0 | 0 | 0.33 | 0.01 | 0.01 | 0.01 | 0 | 0 | 1 | 0.05 | 0.04 | 0.02 | 0.02 | 0.01 | True |  | Non Federally-Regulated | 11/30/2016 |  | 05/23/2018
Acuity Brands Lighting | Juno | IC922*LEDG4-U + 24W-WH | Light Emitting Diode | Inseparable Luminaire | Direct Wired | 0-10 VDC Controls | 77 | 2700 | 0.0007 | 93 | 62 | 160 | 1 | Ambient | 50000 |  |  | 50000 | 0.06 | 23 | 19 | 0.04 | 0 | 0 | 0 | 0 | 0 | 0.19 | 0.01 | 0.01 | 0.01 | 0 | 0 | 0.42 | 0.03 | 0.02 | 0.01 | 0.01 | 0.01 | True |  | Non Federally-Regulated | 11/30/2016 |  | 05/23/2018
Acuity Brands Lighting | Juno | IC922*LEDG4-U + 27****** | Light Emitting Diode | Inseparable Luminaire | Direct Wired | 0-10 VDC Controls | 62 | 2700 | 0.0007 | 93 | 62 | 160 | 1 | Ambient | 50000 |  |  | 50000 | 0.06 | 23 | 19 | 0.04 | 0 | 0 | 0 | 0 | 0 | 0.19 | 0.01 | 0.01 | 0.01 | 0 | 0 | 0.42 | 0.03 | 0.02 | 0.01 | 0.01 | 0.01 | True |  | Non Federally-Regulated | 11/30/2016 |  | 05/23/2018
Acuity Brands Lighting | Juno | IC922*LEDG4-U + 24B**** | Light Emitting Diode | Inseparable Luminaire | Direct Wired | 0-10 VDC Controls | 62 | 2700 | 0.0007 | 93 | 62 | 160 | 1 | Ambient | 50000 |  |  | 50000 | 0.06 | 23 | 19 | 0.04 | 0 | 0 | 0 | 0 | 0 | 0.19 | 0.01 | 0.01 | 0.01 | 0 | 0 | 0.42 | 0.03 | 0.02 | 0.01 | 0.01 | 0.01 | True |  | Non Federally-Regulated | 11/30/2016 |  | 05/23/2018
Acuity Brands Lighting | Juno | IC922*LEDG4-U + 239-WH | Light Emitting Diode | Inseparable Luminaire | Direct Wired | 0-10 VDC Controls | 58 | 2700 | 0.0007 | 93 | 62 | 160 | 1 | Ambient | 50000 |  |  | 50000 | 0.06 | 23 | 19 | 0.04 | 0 | 0 | 0 | 0 | 0 | 0.19 | 0.01 | 0.01 | 0.01 | 0 | 0 | 0.42 | 0.03 | 0.02 | 0.01 | 0.01 | 0.01 | True |  | Non Federally-Regulated | 11/30/2016 |  | 05/23/2018
Acuity Brands Lighting | Juno | IC922*LEDG4-U + 27HYP3-***** | Light Emitting Diode | Inseparable Luminaire | Direct Wired | 0-10 VDC Controls | 76 | 2700 | 0.0007 | 93 | 62 | 160 | 1 | Ambient | 50000 |  |  | 50000 | 0.06 | 23 | 19 | 0.04 | 0 | 0 | 0 | 0 | 0 | 0.19 | 0.01 | 0.01 | 0.01 | 0 | 0 | 0.42 | 0.03 | 0.02 | 0.01 | 0.01 | 0.01 | True |  | Non Federally-Regulated | 11/30/2016 |  | 05/23/2018
Acuity Brands Lighting | Juno | IC920*LEDG4-U + 205W-WH | Light Emitting Diode | Inseparable Luminaire | Direct Wired | 0-10 VDC Controls | 70 | 2700 | 0.0007 | 93 | 62 | 160 | 1 | Ambient | 50000 |  |  | 50000 | 0.06 | 23 | 19 | 0.04 | 0 | 0 | 0 | 0 | 0 | 0.19 | 0.01 | 0.01 | 0.01 | 0 | 0 | 0.42 | 0.03 | 0.02 | 0.01 | 0.01 | 0.01 | True |  | Non Federally-Regulated | 11/30/2016 |  | 05/23/2018
Acuity Brands Lighting | Juno | IC920*LEDG4-U + 204****** | Light Emitting Diode | Inseparable Luminaire | Direct Wired | 0-10 VDC Controls | 55 | 2700 | 0.0007 | 93 | 62 | 160 | 1 | Ambient | 50000 |  |  | 50000 | 0.06 | 23 | 19 | 0.04 | 0 | 0 | 0 | 0 | 0 | 0.19 | 0.01 | 0.01 | 0.01 | 0 | 0 | 0.42 | 0.03 | 0.02 | 0.01 | 0.01 | 0.01 | True |  | Non Federally-Regulated | 11/30/2016 |  | 05/23/2018
Acuity Brands Lighting | Juno | IC920*LEDG4-U + 205B**** | Light Emitting Diode | Inseparable Luminaire | Direct Wired | 0-10 VDC Controls | 53 | 2700 | 0.0007 | 93 | 62 | 160 | 1 | Ambient | 50000 |  |  | 50000 | 0.06 | 23 | 19 | 0.04 | 0 | 0 | 0 | 0 | 0 | 0.19 | 0.01 | 0.01 | 0.01 | 0 | 0 | 0.42 | 0.03 | 0.02 | 0.01 | 0.01 | 0.01 | True |  | Non Federally-Regulated | 11/30/2016 |  | 05/23/2018
Acuity Brands Lighting | Juno | IC920*LEDG4-U + 210**** | Light Emitting Diode | Inseparable Luminaire | Direct Wired | 0-10 VDC Controls | 52 | 2700 | 0.0007 | 93 | 62 | 160 | 1 | Ambient | 50000 |  |  | 50000 | 0.06 | 23 | 19 | 0.04 | 0 | 0 | 0 | 0 | 0 | 0.19 | 0.01 | 0.01 | 0.01 | 0 | 0 | 0.42 | 0.03 | 0.02 | 0.01 | 0.01 | 0.01 | True |  | Non Federally-Regulated | 11/30/2016 |  | 05/23/2018
Acuity Brands Lighting | Juno | IC920*LEDG4-U + 204HYP3-***** | Light Emitting Diode | Inseparable Luminaire | Direct Wired | 0-10 VDC Controls | 66 | 2700 | 0.0007 | 93 | 62 | 160 | 1 | Ambient | 50000 |  |  | 50000 | 0.06 | 23 | 19 | 0.04 | 0 | 0 | 0 | 0 | 0 | 0.19 | 0.01 | 0.01 | 0.01 | 0 | 0 | 0.42 | 0.03 | 0.02 | 0.01 | 0.01 | 0.01 | True |  | Non Federally-Regulated | 11/30/2016 |  | 05/23/2018
Acuity Brands Lighting | Juno | IC926LWD9G4-3K-1 + 620***** | Light Emitting Diode | Inseparable Luminaire | Direct Wired | Reverse Phase Cut Controls | 54 | 3000 | 0.0027 | 94 | 60 | 251 | 1 | Ambient | 25000 |  |  | 25000 | 0.01 | 19 | 19 | 0.08 | 0 | 0 | 0 | 0 | 0 | 1 | 0.02 | 0.01 | 0.01 | 0 | 0 | 1 | 0.06 | 0.03 | 0.02 | 0.01 | 0.01 | True |  | Non Federally-Regulated | 11/23/2016 |  | 05/23/2018
Acuity Brands Lighting | Juno | IC926LWD9G4-3K-1 + 614***** | Light Emitting Diode | Inseparable Luminaire | Direct Wired | Reverse Phase Cut Controls | 53 | 3000 | 0.0027 | 94 | 60 | 251 | 1 | Ambient | 25000 |  |  | 25000 | 0.01 | 19 | 19 | 0.08 | 0 | 0 | 0 | 0 | 0 | 1 | 0.02 | 0.01 | 0.01 | 0 | 0 | 1 | 0.06 | 0.03 | 0.02 | 0.01 | 0.01 | True |  | Non Federally-Regulated | 11/23/2016 |  | 05/23/2018
Acuity Brands Lighting | Juno | IC928LWD9G4-3K-1 + 602***** | Light Emitting Diode | Inseparable Luminaire | Direct Wired | Reverse Phase Cut Controls | 55 | 3000 | 0.0027 | 94 | 60 | 251 | 1 | Ambient | 25000 |  |  | 25000 | 0.01 | 19 | 19 | 0.08 | 0 | 0 | 0 | 0 | 0 | 1 | 0.02 | 0.01 | 0.01 | 0 | 0 | 1 | 0.06 | 0.03 | 0.02 | 0.01 | 0.01 | True |  | Non Federally-Regulated | 11/23/2016 |  | 05/23/2018
Acuity Brands Lighting | Juno | IC928LWD9G4-3K-1 + 604**** | Light Emitting Diode | Inseparable Luminaire | Direct Wired | Reverse Phase Cut Controls | 53 | 3000 | 0.0027 | 94 | 60 | 251 | 1 | Ambient | 25000 |  |  | 25000 | 0.01 | 19 | 19 | 0.08 | 0 | 0 | 0 | 0 | 0 | 1 | 0.02 | 0.01 | 0.01 | 0 | 0 | 1 | 0.06 | 0.03 | 0.02 | 0.01 | 0.01 | True |  | Non Federally-Regulated | 11/23/2016 |  | 05/23/2018
Acuity Brands Lighting | Juno | IC920*LWDG4-3K-1 + 204C-WH | Light Emitting Diode | Inseparable Luminaire | Direct Wired | Reverse Phase Cut Controls | 62 | 3000 | 0.0019 | 95 | 65 | 251 | 1 | Ambient | 25000 |  |  | 25000 | 0.01 | 19 | 19 | 0.08 | 0 | 0 | 0 | 0 | 0 | 1 | 0.02 | 0.01 | 0.01 | 0 | 0 | 1 | 0.06 | 0.03 | 0.02 | 0.01 | 0.01 | True |  | Non Federally-Regulated | 11/23/2016 |  | 05/23/2018
Acuity Brands Lighting | Juno | IC920*LWDG4-3K-1 + 204G-WH | Light Emitting Diode | Inseparable Luminaire | Direct Wired | Reverse Phase Cut Controls | 59 | 3000 | 0.0019 | 95 | 65 | 251 | 1 | Ambient | 25000 |  |  | 25000 | 0.01 | 19 | 19 | 0.08 | 0 | 0 | 0 | 0 | 0 | 1 | 0.02 | 0.01 | 0.01 | 0 | 0 | 1 | 0.06 | 0.03 | 0.02 | 0.01 | 0.01 | True |  | Non Federally-Regulated | 11/23/2016 |  | 05/23/2018
Acuity Brands Lighting | Juno | IC920*LWDG4-3K-1 + 204HZ-WH | Light Emitting Diode | Inseparable Luminaire | Direct Wired | Reverse Phase Cut Controls | 58 | 3000 | 0.0019 | 95 | 65 | 251 | 1 | Ambient | 25000 |  |  | 25000 | 0.01 | 19 | 19 | 0.08 | 0 | 0 | 0 | 0 | 0 | 1 | 0.02 | 0.01 | 0.01 | 0 | 0 | 1 | 0.06 | 0.03 | 0.02 | 0.01 | 0.01 | True |  | Non Federally-Regulated | 11/23/2016 |  | 05/23/2018
Acuity Brands Lighting | Juno | IC920*LWDG4-3K-1 + 204W****** | Light Emitting Diode | Inseparable Luminaire | Direct Wired | Reverse Phase Cut Controls | 54 | 3000 | 0.0019 | 95 | 65 | 251 | 1 | Ambient | 25000 |  |  | 25000 | 0.01 | 19 | 19 | 0.08 | 0 | 0 | 0 | 0 | 0 | 1 | 0.02 | 0.01 | 0.01 | 0 | 0 | 1 | 0.06 | 0.03 | 0.02 | 0.01 | 0.01 | True |  | Non Federally-Regulated | 11/23/2016 |  | 05/23/2018
Acuity Brands Lighting | Juno | IC920*LWDG4-3K-1 + 204PT-SC | Light Emitting Diode | Inseparable Luminaire | Direct Wired | Reverse Phase Cut Controls | 54 | 3000 | 0.0019 | 95 | 65 | 251 | 1 | Ambient | 25000 |  |  | 25000 | 0.01 | 19 | 19 | 0.08 | 0 | 0 | 0 | 0 | 0 | 1 | 0.02 | 0.01 | 0.01 | 0 | 0 | 1 | 0.06 | 0.03 | 0.02 | 0.01 | 0.01 | True |  | Non Federally-Regulated | 11/23/2016 |  | 05/23/2018
Acuity Brands Lighting | Juno | IC920*LWDG4-3K-1 + 205W-WH | Light Emitting Diode | Inseparable Luminaire | Direct Wired | Reverse Phase Cut Controls | 53 | 3000 | 0.0019 | 95 | 65 | 251 | 1 | Ambient | 25000 |  |  | 25000 | 0.01 | 19 | 19 | 0.08 | 0 | 0 | 0 | 0 | 0 | 1 | 0.02 | 0.01 | 0.01 | 0 | 0 | 1 | 0.06 | 0.03 | 0.02 | 0.01 | 0.01 | True |  | Non Federally-Regulated | 11/23/2016 |  | 05/23/2018
Acuity Brands Lighting | Juno | IC922*LWDG4-3K-1 + 24W-WH | Light Emitting Diode | Inseparable Luminaire | Direct Wired | Reverse Phase Cut Controls | 53 | 3000 | 0.0019 | 95 | 65 | 251 | 1 | Ambient | 25000 |  |  | 25000 | 0.01 | 19 | 19 | 0.08 | 0 | 0 | 0 | 0 | 0 | 1 | 0.02 | 0.01 | 0.01 | 0 | 0 | 1 | 0.06 | 0.03 | 0.02 | 0.01 | 0.01 | True |  | Non Federally-Regulated | 11/23/2016 |  | 05/23/2018
Acuity Brands Lighting | Juno | IC922*LWDG4-3K-1 + 27****** | Light Emitting Diode | Inseparable Luminaire | Direct Wired | Reverse Phase Cut Controls | 53 | 3000 | 0.0019 | 95 | 65 | 251 | 1 | Ambient | 25000 |  |  | 25000 | 0.01 | 19 | 19 | 0.08 | 0 | 0 | 0 | 0 | 0 | 1 | 0.02 | 0.01 | 0.01 | 0 | 0 | 1 | 0.06 | 0.03 | 0.02 | 0.01 | 0.01 | True |  | Non Federally-Regulated | 11/23/2016 |  | 05/23/2018
Acuity Brands Lighting | Juno | IC926LED9G4-**K-1 + 620**** | Light Emitting Diode | Inseparable Luminaire | Direct Wired | Forward Phase Cut Controls | 52 | 2700 | 0.0011 | 92 | 66 | 287 | 1 | Ambient | 50000 |  |  | 50000 | 0.03 | 19 | 19 | 0.08 | 0.01 | 0 | 0 | 0 | 0 | 0.33 | 0.01 | 0.01 | 0.01 | 0 | 0 | 1 | 0.05 | 0.04 | 0.02 | 0.02 | 0.01 | True |  | Non Federally-Regulated | 12/12/2016 |  | 05/23/2018
Acuity Brands Lighting | Juno | IC926LED9G4-**K-1 + 614**** | Light Emitting Diode | Inseparable Luminaire | Direct Wired | Forward Phase Cut Controls | 51 | 2700 | 0.0011 | 92 | 66 | 287 | 1 | Ambient | 50000 |  |  | 50000 | 0.03 | 19 | 19 | 0.08 | 0.01 | 0 | 0 | 0 | 0 | 0.33 | 0.01 | 0.01 | 0.01 | 0 | 0 | 1 | 0.05 | 0.04 | 0.02 | 0.02 | 0.01 | True |  | Non Federally-Regulated | 12/12/2016 |  | 05/23/2018
Acuity Brands Lighting | Juno | IC928LED9G4-**K-1 + 602**** | Light Emitting Diode | Inseparable Luminaire | Direct Wired | Forward Phase Cut Controls | 54 | 2700 | 0.0011 | 92 | 66 | 287 | 1 | Ambient | 50000 |  |  | 50000 | 0.03 | 19 | 19 | 0.08 | 0.01 | 0 | 0 | 0 | 0 | 0.33 | 0.01 | 0.01 | 0.01 | 0 | 0 | 1 | 0.05 | 0.04 | 0.02 | 0.02 | 0.01 | True |  | Non Federally-Regulated | 12/12/2016 |  | 05/23/2018
Acuity Brands Lighting | Juno | IC928LED9G4-**K-1 + 604**** | Light Emitting Diode | Inseparable Luminaire | Direct Wired | Forward Phase Cut Controls | 52 | 2700 | 0.0011 | 92 | 66 | 287 | 1 | Ambient | 50000 |  |  | 50000 | 0.03 | 19 | 19 | 0.08 | 0.01 | 0 | 0 | 0 | 0 | 0.33 | 0.01 | 0.01 | 0.01 | 0 | 0 | 1 | 0.05 | 0.04 | 0.02 | 0.02 | 0.01 | True |  | Non Federally-Regulated | 12/12/2016 |  | 05/23/2018
Acuity Brands Lighting | Juno | IC926LED9G4-**K-U+ 620**** | Light Emitting Diode | Inseparable Luminaire | Direct Wired | 0-10 VDC Controls | 50 | 2700 | 0.0011 | 92 | 66 | 160 | 1 | Ambient | 50000 |  |  | 50000 | 0.06 | 21 | 19 | 0.06 | 0 | 0 | 0 | 0 | 0 | 0.25 | 0.02 | 0.01 | 0.01 | 0.01 | 0 | 0.56 | 0.03 | 0.02 | 0.01 | 0.01 | 0.01 | True |  | Non Federally-Regulated | 12/12/2016 |  | 05/23/2018
Acuity Brands Lighting | Juno | IC926LED9G4-**K-U + 614**** | Light Emitting Diode | Inseparable Luminaire | Direct Wired | 0-10 VDC Controls | 49 | 2700 | 0.0011 | 92 | 66 | 160 | 1 | Ambient | 50000 |  |  | 50000 | 0.06 | 21 | 19 | 0.06 | 0 | 0 | 0 | 0 | 0 | 0.25 | 0.02 | 0.01 | 0.01 | 0.01 | 0 | 0.56 | 0.03 | 0.02 | 0.01 | 0.01 | 0.01 | True |  | Non Federally-Regulated | 12/12/2016 |  | 05/23/2018
Acuity Brands Lighting | Juno | IC928LED9G4-**K-U + 602**** | Light Emitting Diode | Inseparable Luminaire | Direct Wired | 0-10 VDC Controls | 51 | 2700 | 0.0011 | 92 | 66 | 160 | 1 | Ambient | 50000 |  |  | 50000 | 0.06 | 21 | 19 | 0.06 | 0 | 0 | 0 | 0 | 0 | 0.25 | 0.02 | 0.01 | 0.01 | 0.01 | 0 | 0.56 | 0.03 | 0.02 | 0.01 | 0.01 | 0.01 | True |  | Non Federally-Regulated | 12/12/2016 |  | 05/23/2018
Acuity Brands Lighting | Juno | IC928LED9G4-**K-U + 604**** | Light Emitting Diode | Inseparable Luminaire | Direct Wired | 0-10 VDC Controls | 50 | 2700 | 0.0011 | 92 | 66 | 160 | 1 | Ambient | 50000 |  |  | 50000 | 0.06 | 21 | 19 | 0.06 | 0 | 0 | 0 | 0 | 0 | 0.25 | 0.02 | 0.01 | 0.01 | 0.01 | 0 | 0.56 | 0.03 | 0.02 | 0.01 | 0.01 | 0.01 | True |  | Non Federally-Regulated | 12/12/2016 |  | 05/23/2018
Acuity Brands Lighting | Juno | IC1422LEDG4-**K-1 + 27****** | Light Emitting Diode | Inseparable Luminaire | Direct Wired | Forward Phase Cut Controls | 53 | 2700 | 0.0002 | 93 | 66 | 245 | 1 | Ambient | 50000 |  |  | 50000 | 0.05 | 21 | 21 | 0.08 | 0.01 | 0 | 0 | 0 | 0 | 0.33 | 0.01 | 0.01 | 0.01 | 0 | 0 | 1 | 0.05 | 0.04 | 0.02 | 0.02 | 0.01 | True |  | Non Federally-Regulated | 11/23/2016 |  | 05/23/2018
Acuity Brands Lighting | Juno | IC1422LEDG4-**K-1 + 27HYP3-****** | Light Emitting Diode | Inseparable Luminaire | Direct Wired | Forward Phase Cut Controls | 60 | 2700 | 0.0002 | 93 | 66 | 245 | 1 | Ambient | 50000 |  |  | 50000 | 0.05 | 21 | 21 | 0.08 | 0.01 | 0 | 0 | 0 | 0 | 0.33 | 0.01 | 0.01 | 0.01 | 0 | 0 | 1 | 0.05 | 0.04 | 0.02 | 0.02 | 0.01 | True |  | Non Federally-Regulated | 11/23/2016 |  | 05/23/2018
Acuity Brands Lighting | Juno | IC1422LEDG4-**K-1 + 24***** | Light Emitting Diode | Inseparable Luminaire | Direct Wired | Forward Phase Cut Controls | 53 | 2700 | 0.0002 | 93 | 66 | 245 | 1 | Ambient | 50000 |  |  | 50000 | 0.05 | 21 | 21 | 0.08 | 0.01 | 0 | 0 | 0 | 0 | 0.33 | 0.01 | 0.01 | 0.01 | 0 | 0 | 1 | 0.05 | 0.04 | 0.02 | 0.02 | 0.01 | True |  | Non Federally-Regulated | 11/23/2016 |  | 05/23/2018
Acuity Brands Lighting | Juno | IC1422LEDG4-**K-1 + 239-WH | Light Emitting Diode | Inseparable Luminaire | Direct Wired | Forward Phase Cut Controls | 50 | 2700 | 0.0002 | 93 | 66 | 245 | 1 | Ambient | 50000 |  |  | 50000 | 0.05 | 21 | 21 | 0.08 | 0.01 | 0 | 0 | 0 | 0 | 0.33 | 0.01 | 0.01 | 0.01 | 0 | 0 | 1 | 0.05 | 0.04 | 0.02 | 0.02 | 0.01 | True |  | Non Federally-Regulated | 11/23/2016 |  | 05/23/2018
Acuity Brands Lighting | Juno | IC1420LEDG4-**K-1 + 204****** | Light Emitting Diode | Inseparable Luminaire | Direct Wired | Forward Phase Cut Controls | 47 | 2700 | 0.0002 | 93 | 66 | 245 | 1 | Ambient | 50000 |  |  | 50000 | 0.05 | 21 | 21 | 0.08 | 0.01 | 0 | 0 | 0 | 0 | 0.33 | 0.01 | 0.01 | 0.01 | 0 | 0 | 1 | 0.05 | 0.04 | 0.02 | 0.02 | 0.01 | True |  | Non Federally-Regulated | 11/23/2016 |  | 05/23/2018
Acuity Brands Lighting | Juno | IC1420LEDG4-**K-1 + 204HYP3-***** | Light Emitting Diode | Inseparable Luminaire | Direct Wired | Forward Phase Cut Controls | 55 | 2700 | 0.0002 | 93 | 66 | 245 | 1 | Ambient | 50000 |  |  | 50000 | 0.05 | 21 | 21 | 0.08 | 0.01 | 0 | 0 | 0 | 0 | 0.33 | 0.01 | 0.01 | 0.01 | 0 | 0 | 1 | 0.05 | 0.04 | 0.02 | 0.02 | 0.01 | True |  | Non Federally-Regulated | 11/23/2016 |  | 05/23/2018
Acuity Brands Lighting | Juno | IC1420LEDG4-**K-1 + 205***** | Light Emitting Diode | Inseparable Luminaire | Direct Wired | Forward Phase Cut Controls | 45 | 2700 | 0.0002 | 93 | 66 | 245 | 1 | Ambient | 50000 |  |  | 50000 | 0.05 | 21 | 21 | 0.08 | 0.01 | 0 | 0 | 0 | 0 | 0.33 | 0.01 | 0.01 | 0.01 | 0 | 0 | 1 | 0.05 | 0.04 | 0.02 | 0.02 | 0.01 | True |  | Non Federally-Regulated | 11/23/2016 |  | 05/23/2018
Acuity Brands Lighting | Juno | IC1420LEDG4-**K-1 + 210**** | Light Emitting Diode | Inseparable Luminaire | Direct Wired | Forward Phase Cut Controls | 45 | 2700 | 0.0002 | 93 | 66 | 245 | 1 | Ambient | 50000 |  |  | 50000 | 0.05 | 21 | 21 | 0.08 | 0.01 | 0 | 0 | 0 | 0 | 0.33 | 0.01 | 0.01 | 0.01 | 0 | 0 | 1 | 0.05 | 0.04 | 0.02 | 0.02 | 0.01 | True |  | Non Federally-Regulated | 11/23/2016 |  | 05/23/2018
Acuity Brands Lighting | Juno | IC1422LEDG4-**K-U + 27****** | Light Emitting Diode | Inseparable Luminaire | Direct Wired | 0-10 VDC Controls | 53 | 2700 | 0.0006 | 93 | 66 | 160 | 1 | Ambient | 50000 |  |  | 50000 | 0.06 | 21 | 21 | 0.06 | 0 | 0 | 0 | 0 | 0 | 0.25 | 0.02 | 0.01 | 0.01 | 0.01 | 0 | 0.56 | 0.03 | 0.02 | 0.01 | 0.01 | 0.01 | True |  | Non Federally-Regulated | 11/23/2016 |  | 05/23/2018
Acuity Brands Lighting | Juno | IC1422LEDG4-**K-U + 27HYP3-****** | Light Emitting Diode | Inseparable Luminaire | Direct Wired | 0-10 VDC Controls | 60 | 2700 | 0.0006 | 93 | 66 | 160 | 1 | Ambient | 50000 |  |  | 50000 | 0.06 | 21 | 21 | 0.06 | 0 | 0 | 0 | 0 | 0 | 0.25 | 0.02 | 0.01 | 0.01 | 0.01 | 0 | 0.56 | 0.03 | 0.02 | 0.01 | 0.01 | 0.01 | True |  | Non Federally-Regulated | 11/23/2016 |  | 05/23/2018
Acuity Brands Lighting | Juno | IC1422LEDG4-**K-U + 24***** | Light Emitting Diode | Inseparable Luminaire | Direct Wired | 0-10 VDC Controls | 53 | 2700 | 0.0006 | 93 | 66 | 160 | 1 | Ambient | 50000 |  |  | 50000 | 0.06 | 21 | 21 | 0.06 | 0 | 0 | 0 | 0 | 0 | 0.25 | 0.02 | 0.01 | 0.01 | 0.01 | 0 | 0.56 | 0.03 | 0.02 | 0.01 | 0.01 | 0.01 | True |  | Non Federally-Regulated | 11/23/2016 |  | 05/23/2018
Acuity Brands Lighting | Juno | IC1422LEDG4-**K-U + 239-WH | Light Emitting Diode | Inseparable Luminaire | Direct Wired | 0-10 VDC Controls | 50 | 2700 | 0.0006 | 93 | 66 | 160 | 1 | Ambient | 50000 |  |  | 50000 | 0.06 | 21 | 21 | 0.06 | 0 | 0 | 0 | 0 | 0 | 0.25 | 0.02 | 0.01 | 0.01 | 0.01 | 0 | 0.56 | 0.03 | 0.02 | 0.01 | 0.01 | 0.01 | True |  | Non Federally-Regulated | 11/23/2016 |  | 05/23/2018
Acuity Brands Lighting | Juno | IC1420LEDG4-**K-U + 204****** | Light Emitting Diode | Inseparable Luminaire | Direct Wired | 0-10 VDC Controls | 47 | 2700 | 0.0006 | 93 | 66 | 160 | 1 | Ambient | 50000 |  |  | 50000 | 0.06 | 21 | 21 | 0.06 | 0 | 0 | 0 | 0 | 0 | 0.25 | 0.02 | 0.01 | 0.01 | 0.01 | 0 | 0.56 | 0.03 | 0.02 | 0.01 | 0.01 | 0.01 | True |  | Non Federally-Regulated | 11/23/2016 |  | 05/23/2018
Acuity Brands Lighting | Juno | IC1420LEDG4-**K-U + 204HYP3-***** | Light Emitting Diode | Inseparable Luminaire | Direct Wired | 0-10 VDC Controls | 55 | 2700 | 0.0006 | 93 | 66 | 160 | 1 | Ambient | 50000 |  |  | 50000 | 0.06 | 21 | 21 | 0.06 | 0 | 0 | 0 | 0 | 0 | 0.25 | 0.02 | 0.01 | 0.01 | 0.01 | 0 | 0.56 | 0.03 | 0.02 | 0.01 | 0.01 | 0.01 | True |  | Non Federally-Regulated | 11/23/2016 |  | 05/23/2018
Acuity Brands Lighting | Juno | IC1420LEDG4-**K-U + 205***** | Light Emitting Diode | Inseparable Luminaire | Direct Wired | 0-10 VDC Controls | 45 | 2700 | 0.0006 | 93 | 66 | 160 | 1 | Ambient | 50000 |  |  | 50000 | 0.06 | 21 | 21 | 0.06 | 0 | 0 | 0 | 0 | 0 | 0.25 | 0.02 | 0.01 | 0.01 | 0.01 | 0 | 0.56 | 0.03 | 0.02 | 0.01 | 0.01 | 0.01 | True |  | Non Federally-Regulated | 11/23/2016 |  | 05/23/2018
Acuity Brands Lighting | Juno | IC1420LEDG4-**K-U + 210**** | Light Emitting Diode | Inseparable Luminaire | Direct Wired | 0-10 VDC Controls | 45 | 2700 | 0.0006 | 93 | 66 | 160 | 1 | Ambient | 50000 |  |  | 50000 | 0.06 | 21 | 21 | 0.06 | 0 | 0 | 0 | 0 | 0 | 0.25 | 0.02 | 0.01 | 0.01 | 0.01 | 0 | 0.56 | 0.03 | 0.02 | 0.01 | 0.01 | 0.01 | True |  | Non Federally-Regulated | 11/23/2016 |  | 05/23/2018
Acuity Brands Lighting | Juno | IC926LED14G4-**K-1 + 620**** | Light Emitting Diode | Inseparable Luminaire | Direct Wired | Forward Phase Cut Controls | 60 | 2700 | 0.0002 | 93 | 66 | 245 | 1 | Ambient | 50000 |  |  | 50000 | 0.06 | 21 | 21 | 0.08 | 0.01 | 0 | 0 | 0 | 0 | 0.33 | 0.01 | 0.01 | 0.01 | 0 | 0 | 1 | 0.05 | 0.04 | 0.02 | 0.02 | 0.01 | True |  | Non Federally-Regulated | 11/23/2016 |  | 05/23/2018
Acuity Brands Lighting | Juno | IC926LED14G4-**K-1 + 614**** | Light Emitting Diode | Inseparable Luminaire | Direct Wired | Forward Phase Cut Controls | 59 | 2700 | 0.0002 | 93 | 66 | 245 | 1 | Ambient | 50000 |  |  | 50000 | 0.06 | 21 | 21 | 0.08 | 0.01 | 0 | 0 | 0 | 0 | 0.33 | 0.01 | 0.01 | 0.01 | 0 | 0 | 1 | 0.05 | 0.04 | 0.02 | 0.02 | 0.01 | True |  | Non Federally-Regulated | 11/23/2016 |  | 05/23/2018
Acuity Brands Lighting | Juno | IC928LED14G4-**K-1 + 602**** | Light Emitting Diode | Inseparable Luminaire | Direct Wired | Forward Phase Cut Controls | 62 | 2700 | 0.0002 | 93 | 66 | 245 | 1 | Ambient | 50000 |  |  | 50000 | 0.06 | 21 | 21 | 0.08 | 0.01 | 0 | 0 | 0 | 0 | 0.33 | 0.01 | 0.01 | 0.01 | 0 | 0 | 1 | 0.05 | 0.04 | 0.02 | 0.02 | 0.01 | True |  | Non Federally-Regulated | 11/23/2016 |  | 05/23/2018
Acuity Brands Lighting | Juno | IC928LED14G4-**K-1 + 604**** | Light Emitting Diode | Inseparable Luminaire | Direct Wired | Forward Phase Cut Controls | 60 | 2700 | 0.0002 | 93 | 66 | 245 | 1 | Ambient | 50000 |  |  | 50000 | 0.06 | 21 | 21 | 0.08 | 0.01 | 0 | 0 | 0 | 0 | 0.33 | 0.01 | 0.01 | 0.01 | 0 | 0 | 1 | 0.05 | 0.04 | 0.02 | 0.02 | 0.01 | True |  | Non Federally-Regulated | 11/23/2016 |  | 05/23/2018
Acuity Brands Lighting | Juno | IC926LED14G4-**K-U + 620**** | Light Emitting Diode | Inseparable Luminaire | Direct Wired | 0-10 VDC Controls | 60 | 2700 | 0.0006 | 93 | 66 | 160 | 1 | Ambient | 50000 |  |  | 50000 | 0.06 | 21 | 21 | 0.06 | 0 | 0 | 0 | 0 | 0 | 0.25 | 0.02 | 0.01 | 0.01 | 0.01 | 0 | 0.56 | 0.03 | 0.02 | 0.01 | 0.01 | 0.01 | True |  | Non Federally-Regulated | 11/23/2016 |  | 05/23/2018
Acuity Brands Lighting | Juno | IC926LED14G4-**K-U + 614**** | Light Emitting Diode | Inseparable Luminaire | Direct Wired | 0-10 VDC Controls | 59 | 2700 | 0.0006 | 93 | 66 | 160 | 1 | Ambient | 50000 |  |  | 50000 | 0.06 | 21 | 21 | 0.06 | 0 | 0 | 0 | 0 | 0 | 0.25 | 0.02 | 0.01 | 0.01 | 0.01 | 0 | 0.56 | 0.03 | 0.02 | 0.01 | 0.01 | 0.01 | True |  | Non Federally-Regulated | 11/23/2016 |  | 05/23/2018
Acuity Brands Lighting | Juno | IC928LED14G4-**K-U + 602**** | Light Emitting Diode | Inseparable Luminaire | Direct Wired | 0-10 VDC Controls | 62 | 2700 | 0.0006 | 93 | 66 | 160 | 1 | Ambient | 50000 |  |  | 50000 | 0.06 | 21 | 21 | 0.06 | 0 | 0 | 0 | 0 | 0 | 0.25 | 0.02 | 0.01 | 0.01 | 0.01 | 0 | 0.56 | 0.03 | 0.02 | 0.01 | 0.01 | 0.01 | True |  | Non Federally-Regulated | 11/23/2016 |  | 05/23/2018
Acuity Brands Lighting | Juno | IC928LED14G4-**K-U + 604**** | Light Emitting Diode | Inseparable Luminaire | Direct Wired | 0-10 VDC Controls | 60 | 2700 | 0.0006 | 93 | 66 | 160 | 1 | Ambient | 50000 |  |  | 50000 | 0.06 | 21 | 21 | 0.06 | 0 | 0 | 0 | 0 | 0 | 0.25 | 0.02 | 0.01 | 0.01 | 0.01 | 0 | 0.56 | 0.03 | 0.02 | 0.01 | 0.01 | 0.01 | True |  | Non Federally-Regulated | 11/23/2016 |  | 05/23/2018
GO GO LIGHTING INC | GOGO LIGHTING, INC | 20090 | Light Emitting Diode | Inseparable Luminaire | Direct Wired | Reverse Phase Cut Controls | 52 | 3055 | 0 | 92 | 60 | 12 | 1 | Ambient | 25000 | 0.98 | 1 |  | 0.1 | 19 | 19 | 0.16 | 0.16 | 0.15 | 0.14 | 0 | 0 | 0.06 | 0.06 | 0.06 | 0.05 | 0 | 0 | 0.04 | 0.04 | 0.04 | 0.03 | 0 | 0 | True |  | Non Federally-Regulated | 07/31/2017 |  | 05/23/2018
Self Electronics Co., Ltd. | Self | S-LINCUS1-US-4-K1 | Light Emitting Diode | Inseparable Luminaire | Direct Wired | Forward Phase Cut Controls | 60.4 | 3000 | -0.001 | 93 | 65 | 113 | 0.9 | Ambient | 36000 |  |  | 36000 | 0 | 22 | 23 | 0.01 | 0.01 | 0.01 | 0.01 | 0 | 0 | 0.98 | 0.29 | 0.08 | 0.03 | 0.04 | 0.02 | 0.01 | 0 | 0 | 0 | 0 | 0 | True |  | Non Federally-Regulated | 04/05/2018 |  | 05/23/2018
Nora Lighting | SURF | NLOS-RL**42WW | Light Emitting Diode | Inseparable Luminaire | Direct Wired | Forward Phase Cut Controls | 60.6 | 2620 | -0.0012 | 93 | 96 | 231 | 0.95 | Ambient | 36000 |  |  | 36000 | 0.1 | 23 | 22 | 0.22 | 0.21 | 0.21 | 0.19 | 0.02 | 0 | 0.26 | 0.29 | 0.27 | 0.22 | 0.02 | 0 | 0.21 | 0.2 | 0.21 | 0.17 | 0.02 | 0.01 | True |  | Non Federally-Regulated | 05/17/2018 |  | 05/29/2018
Nora Lighting | SURF | NLOS-SL**42WW | Light Emitting Diode | Inseparable Luminaire | Direct Wired | Forward Phase Cut Controls | 60.6 | 2620 | -0.0012 | 93 | 96 | 231 | 0.95 | Ambient | 36000 |  |  | 36000 | 0.1 | 23 | 22 | 0.22 | 0.21 | 0.21 | 0.19 | 0.02 | 0 | 0.26 | 0.29 | 0.27 | 0.22 | 0.02 | 0 | 0.21 | 0.2 | 0.21 | 0.17 | 0.02 | 0.01 | True |  | Non Federally-Regulated | 05/17/2018 |  | 05/29/2018
Nora Lighting | SURF | NLOS-SL**62WW | Light Emitting Diode | Inseparable Luminaire | Direct Wired | Forward Phase Cut Controls | 62.1 | 2609 | -0.0006 | 93 | 99 | 217 | 0.97 | Ambient | 36000 |  |  | 36000 | 0.1 | 23 | 23 | 0.21 | 0.2 | 0.21 | 0.19 | 0.02 | 0 | 0.25 | 0.24 | 0.25 | 0.22 | 0.02 | 0 | 0.19 | 0.18 | 0.19 | 0.16 | 0.02 | 0.01 | True |  | Non Federally-Regulated | 05/17/2018 |  | 05/29/2018
Nora Lighting | SURF | NLOS-RL**72WW | Light Emitting Diode | Inseparable Luminaire | Direct Wired | Forward Phase Cut Controls | 62.1 | 2609 | -0.0006 | 93 | 99 | 217 | 0.97 | Ambient | 36000 |  |  | 36000 | 0.1 | 23 | 23 | 0.21 | 0.2 | 0.21 | 0.19 | 0.02 | 0 | 0.25 | 0.24 | 0.25 | 0.22 | 0.02 | 0 | 0.19 | 0.18 | 0.19 | 0.16 | 0.02 | 0.01 | True |  | Non Federally-Regulated | 05/17/2018 |  | 05/29/2018
WAC Lighting Co. | dweLED | WS-W24513-** | Light Emitting Diode | Light Engine | Direct Wired | Reverse Phase Cut Controls | 72.1 | 3084 | -0.0012 | 94 | 69 | 70 | 0.9 | Ambient | 54000 | 0.991 | 1 |  | 0.02 | 23 | 23 | 0.25 | 0.24 | 0.23 | 0.21 | 0 | 0 | 0.28 | 0.28 | 0.28 | 0.21 | 0.02 | 0 | 0 | 0 | 0 | 0 | 0 | 0 | True |  | Non Federally-Regulated | 05/04/2017 |  | 05/30/2018
WAC Lighting Co. | dweLED | WS-W24509-** | Light Emitting Diode | Light Engine | Direct Wired | Reverse Phase Cut Controls | 71.8 | 3080 | -0.0014 | 95 | 71 | 72 | 0.9 | Ambient | 54000 | 0.991 | 1 |  | 0.01 | 21 | 21 | 0.25 | 0.24 | 0.23 | 0.21 | 0 | 0 | 0.27 | 0.27 | 0.28 | 0.21 | 0.02 | 0 | 0 | 0 | 0 | 0 | 0 | 0 | True |  | Non Federally-Regulated | 05/04/2017 |  | 05/30/2018
WAC Lighting Co. | Modern Forms | WS-W22520-** | Light Emitting Diode | Light Engine | Direct Wired | Reverse Phase Cut Controls | 70.7 | 3012 | -0.0004 | 94 | 71 | 88 | 0.93 | Ambient | 54000 | 0.98 | 1 |  | 0 | 21 | 23 | 0.06 | 0.06 | 0.06 | 0.06 | 0 | 0 | 0.03 | 0.03 | 0.02 | 0.02 | 0 | 0 | 0 | 0 | 0 | 0 | 0 | 0 | True |  | Non Federally-Regulated | 04/17/2018 |  | 05/30/2018
WAC Lighting Co. | Modern Forms | WS-W22514-** | Light Emitting Diode | Light Engine | Direct Wired | Reverse Phase Cut Controls | 66.9 | 2994 | -0.0002 | 94 | 71 | 84 | 0.93 | Ambient | 54000 | 0.98 | 1 |  | 0 | 21 | 23 | 0.07 | 0.07 | 0.07 | 0.07 | 0 | 0 | 0.03 | 0.03 | 0.03 | 0.03 | 0 | 0 | 0 | 0 | 0 | 0 | 0 | 0 | True |  | Non Federally-Regulated | 04/17/2018 |  | 05/30/2018
Shenzhen Lanhe Lighting Co.,Ltd | HLE | KDN-DA-13X-M10W-90-T(2700K) | Light Emitting Diode | Inseparable Luminaire | Quick Connect | Forward Phase Cut Controls | 62 | 2700 | 0.0004 | 94 | 64 | 48 | 0.92 | Ambient | 50000 |  |  | 54000 | 0.05 | 21 | 21 | 0.23 | 0.23 | 0.23 | 0.21 | 0.03 | 0.01 | 0.26 | 0.26 | 0.26 | 0.22 | 0.04 | 0.01 | 0.08 | 0.07 | 0.06 | 0.04 | 0.01 | 0.01 | True |  | Non Federally-Regulated | 05/04/2017 |  | 06/05/2018
Shenzhen Lanhe Lighting Co.,Ltd | HLE | KDN-DA-13X-M10W-90-T(3000K) | Light Emitting Diode | Inseparable Luminaire | Quick Connect | Forward Phase Cut Controls | 62 | 3000 | 0.0004 | 94 | 64 | 48 | 0.92 | Ambient | 50000 |  |  | 54000 | 0.05 | 21 | 21 | 0.23 | 0.23 | 0.23 | 0.21 | 0.03 | 0.01 | 0.26 | 0.26 | 0.26 | 0.22 | 0.04 | 0.01 | 0.08 | 0.07 | 0.06 | 0.04 | 0.01 | 0.01 | True |  | Non Federally-Regulated | 05/04/2017 |  | 06/05/2018
Shenzhen Lanhe Lighting Co.,Ltd | HLE | KDN-DA-13X-M10W-90-T(3500K) | Light Emitting Diode | Inseparable Luminaire | Quick Connect | Forward Phase Cut Controls | 62 | 3500 | 0.0004 | 94 | 64 | 48 | 0.92 | Ambient | 50000 |  |  | 54000 | 0.05 | 21 | 21 | 0.23 | 0.23 | 0.23 | 0.21 | 0.03 | 0.01 | 0.26 | 0.26 | 0.26 | 0.22 | 0.04 | 0.01 | 0.08 | 0.07 | 0.06 | 0.04 | 0.01 | 0.01 | True |  | Non Federally-Regulated | 05/04/2017 |  | 06/05/2018
Shenzhen Lanhe Lighting Co.,Ltd | HLE | KDN-DA-13X-M10W-90-T(4000K) | Light Emitting Diode | Inseparable Luminaire | Quick Connect | Forward Phase Cut Controls | 62 | 4000 | 0.0004 | 94 | 64 | 48 | 0.92 | Ambient | 50000 |  |  | 54000 | 0.05 | 21 | 21 | 0.23 | 0.23 | 0.23 | 0.21 | 0.03 | 0.01 | 0.26 | 0.26 | 0.26 | 0.22 | 0.04 | 0.01 | 0.08 | 0.07 | 0.06 | 0.04 | 0.01 | 0.01 | True |  | Non Federally-Regulated | 05/04/2017 |  | 06/05/2018
Shenzhen Lanhe Lighting Co.,Ltd | HLE | KDN-DA-13J-M10W-90-T(2700K) | Light Emitting Diode | Inseparable Luminaire | Quick Connect | Forward Phase Cut Controls | 63.1 | 2700 | -0.0001 | 93 | 63 | 48 | 0.92 | Ambient | 50000 |  |  | 54000 | 0.05 | 21 | 21 | 0.23 | 0.23 | 0.23 | 0.21 | 0.03 | 0.01 | 0.26 | 0.26 | 0.26 | 0.22 | 0.04 | 0.01 | 0.08 | 0.07 | 0.06 | 0.04 | 0.01 | 0.01 | True |  | Non Federally-Regulated | 05/04/2017 |  | 06/05/2018
Shenzhen Lanhe Lighting Co.,Ltd | HLE | KDN-DA-13J-M10W-90-T(3000K) | Light Emitting Diode | Inseparable Luminaire | Quick Connect | Forward Phase Cut Controls | 63.1 | 3000 | -0.0001 | 93 | 63 | 48 | 0.92 | Ambient | 50000 |  |  | 54000 | 0.05 | 21 | 21 | 0.23 | 0.23 | 0.23 | 0.21 | 0.03 | 0.01 | 0.26 | 0.26 | 0.26 | 0.22 | 0.04 | 0.01 | 0.08 | 0.07 | 0.06 | 0.04 | 0.01 | 0.01 | True |  | Non Federally-Regulated | 05/04/2017 |  | 06/05/2018
Shenzhen Lanhe Lighting Co.,Ltd | HLE | KDN-DA-13J-M10W-90-T(3500K) | Light Emitting Diode | Inseparable Luminaire | Quick Connect | Forward Phase Cut Controls | 63.1 | 3500 | -0.0001 | 93 | 63 | 48 | 0.92 | Ambient | 50000 |  |  | 54000 | 0.05 | 21 | 21 | 0.23 | 0.23 | 0.23 | 0.21 | 0.03 | 0.01 | 0.26 | 0.26 | 0.26 | 0.22 | 0.04 | 0.01 | 0.08 | 0.07 | 0.06 | 0.04 | 0.01 | 0.01 | True |  | Non Federally-Regulated | 05/04/2017 |  | 06/05/2018
Shenzhen Lanhe Lighting Co.,Ltd | HLE | KDN-DA-13J-M10W-90-T(4000K) | Light Emitting Diode | Inseparable Luminaire | Quick Connect | Forward Phase Cut Controls | 63.1 | 4000 | -0.0001 | 93 | 63 | 48 | 0.92 | Ambient | 50000 |  |  | 54000 | 0.05 | 21 | 21 | 0.23 | 0.23 | 0.23 | 0.21 | 0.03 | 0.01 | 0.26 | 0.26 | 0.26 | 0.22 | 0.04 | 0.01 | 0.08 | 0.07 | 0.06 | 0.04 | 0.01 | 0.01 | True |  | Non Federally-Regulated | 05/04/2017 |  | 06/05/2018
Shenzhen Lanhe Lighting Co.,Ltd | HLE | KDN-DA-17X-M16W-90-T(2700K) | Light Emitting Diode | Inseparable Luminaire | Quick Connect | Forward Phase Cut Controls | 73 | 2700 | 0.0002 | 93 | 62 | 56 | 0.93 | Ambient | 50000 |  |  | 54000 | 0.05 | 22 | 22 | 0.27 | 0.27 | 0.26 | 0.25 | 0.03 | 0.01 | 0.31 | 0.31 | 0.32 | 0.26 | 0.03 | 0.01 | 0.08 | 0.08 | 0.07 | 0.06 | 0.01 | 0.01 | True |  | Non Federally-Regulated | 05/04/2017 |  | 06/05/2018
Shenzhen Lanhe Lighting Co.,Ltd | HLE | KDN-DA-17X-M16W-90-T(3000K) | Light Emitting Diode | Inseparable Luminaire | Quick Connect | Forward Phase Cut Controls | 73 | 3000 | 0.0002 | 93 | 62 | 56 | 0.93 | Ambient | 50000 |  |  | 54000 | 0.05 | 22 | 22 | 0.27 | 0.27 | 0.26 | 0.25 | 0.03 | 0.01 | 0.31 | 0.31 | 0.32 | 0.26 | 0.03 | 0.01 | 0.08 | 0.08 | 0.07 | 0.06 | 0.01 | 0.01 | True |  | Non Federally-Regulated | 05/04/2017 |  | 06/05/2018
Shenzhen Lanhe Lighting Co.,Ltd | HLE | KDN-DA-17X-M16W-90-T(3500K) | Light Emitting Diode | Inseparable Luminaire | Quick Connect | Forward Phase Cut Controls | 73 | 3500 | 0.0002 | 93 | 62 | 56 | 0.93 | Ambient | 50000 |  |  | 54000 | 0.05 | 22 | 22 | 0.27 | 0.27 | 0.26 | 0.25 | 0.03 | 0.01 | 0.31 | 0.31 | 0.32 | 0.26 | 0.03 | 0.01 | 0.08 | 0.08 | 0.07 | 0.06 | 0.01 | 0.01 | True |  | Non Federally-Regulated | 05/04/2017 |  | 06/05/2018
Shenzhen Lanhe Lighting Co.,Ltd | HLE | KDN-DA-17X-M16W-90-T(4000K) | Light Emitting Diode | Inseparable Luminaire | Quick Connect | Forward Phase Cut Controls | 73 | 4000 | 0.0002 | 93 | 62 | 56 | 0.93 | Ambient | 50000 |  |  | 54000 | 0.05 | 22 | 22 | 0.27 | 0.27 | 0.26 | 0.25 | 0.03 | 0.01 | 0.31 | 0.31 | 0.32 | 0.26 | 0.03 | 0.01 | 0.08 | 0.08 | 0.07 | 0.06 | 0.01 | 0.01 | True |  | Non Federally-Regulated | 05/04/2017 |  | 06/05/2018
Shenzhen Lanhe Lighting Co.,Ltd | HLE | KDN-DA-17J-M16W-90-T(2700K) | Light Emitting Diode | Inseparable Luminaire | Quick Connect | Forward Phase Cut Controls | 74.6 | 2700 | 0 | 93 | 63 | 56 | 0.94 | Ambient | 50000 |  |  | 54000 | 0.05 | 22 | 22 | 0.27 | 0.27 | 0.26 | 0.25 | 0.03 | 0.01 | 0.31 | 0.31 | 0.32 | 0.26 | 0.03 | 0.01 | 0.08 | 0.08 | 0.07 | 0.06 | 0.01 | 0.01 | True |  | Non Federally-Regulated | 05/04/2017 |  | 06/05/2018
Shenzhen Lanhe Lighting Co.,Ltd | HLE | KDN-DA-17J-M16W-90-T(3000K) | Light Emitting Diode | Inseparable Luminaire | Quick Connect | Forward Phase Cut Controls | 74.6 | 3000 | 0 | 93 | 63 | 56 | 0.94 | Ambient | 50000 |  |  | 54000 | 0.05 | 22 | 22 | 0.27 | 0.27 | 0.26 | 0.25 | 0.03 | 0.01 | 0.31 | 0.31 | 0.32 | 0.26 | 0.03 | 0.01 | 0.08 | 0.08 | 0.07 | 0.06 | 0.01 | 0.01 | True |  | Non Federally-Regulated | 05/04/2017 |  | 06/05/2018
Shenzhen Lanhe Lighting Co.,Ltd | HLE | KDN-DA-17J-M16W-90-T(3500K) | Light Emitting Diode | Inseparable Luminaire | Quick Connect | Forward Phase Cut Controls | 74.6 | 3500 | 0 | 93 | 63 | 56 | 0.94 | Ambient | 50000 |  |  | 54000 | 0.05 | 22 | 22 | 0.27 | 0.27 | 0.26 | 0.25 | 0.03 | 0.01 | 0.31 | 0.31 | 0.32 | 0.26 | 0.03 | 0.01 | 0.08 | 0.08 | 0.07 | 0.06 | 0.01 | 0.01 | True |  | Non Federally-Regulated | 05/04/2017 |  | 06/05/2018
Shenzhen Lanhe Lighting Co.,Ltd | HLE | KDN-DA-17J-M16W-90-T(4000K) | Light Emitting Diode | Inseparable Luminaire | Quick Connect | Forward Phase Cut Controls | 74.6 | 4000 | 0 | 93 | 63 | 56 | 0.94 | Ambient | 50000 |  |  | 54000 | 0.05 | 22 | 22 | 0.27 | 0.27 | 0.26 | 0.25 | 0.03 | 0.01 | 0.31 | 0.31 | 0.32 | 0.26 | 0.03 | 0.01 | 0.08 | 0.08 | 0.07 | 0.06 | 0.01 | 0.01 | True |  | Non Federally-Regulated | 05/04/2017 |  | 06/05/2018
Shenzhen Lanhe Lighting Co.,Ltd | HLE | KDN-BA-13X-M10W-90-T(2700K) | Light Emitting Diode | Inseparable Luminaire | Quick Connect | Forward Phase Cut Controls | 61.4 | 2700 | 0.0011 | 92 | 59 | 45 | 0.93 | Ambient | 50000 |  |  | 54000 | 0.05 | 21 | 22 | 0.14 | 0.14 | 0.14 | 0.13 | 0.02 | 0.01 | 0.19 | 0.19 | 0.2 | 0.16 | 0.02 | 0.01 | 0.08 | 0.08 | 0.09 | 0.07 | 0.02 | 0.02 | True |  | Non Federally-Regulated | 05/04/2017 |  | 06/05/2018
Shenzhen Lanhe Lighting Co.,Ltd | HLE | KDN-BA-13X-M10W-90-T(3000K) | Light Emitting Diode | Inseparable Luminaire | Quick Connect | Forward Phase Cut Controls | 61.4 | 3000 | 0.0011 | 92 | 59 | 45 | 0.93 | Ambient | 50000 |  |  | 54000 | 0.05 | 21 | 22 | 0.14 | 0.14 | 0.14 | 0.13 | 0.02 | 0.01 | 0.19 | 0.19 | 0.2 | 0.16 | 0.02 | 0.01 | 0.08 | 0.08 | 0.09 | 0.07 | 0.02 | 0.02 | True |  | Non Federally-Regulated | 05/04/2017 |  | 06/05/2018
Shenzhen Lanhe Lighting Co.,Ltd | HLE | KDN-BA-13X-M10W-90-T(3500K) | Light Emitting Diode | Inseparable Luminaire | Quick Connect | Forward Phase Cut Controls | 61.4 | 3500 | 0.0011 | 92 | 59 | 45 | 0.93 | Ambient | 50000 |  |  | 54000 | 0.05 | 21 | 22 | 0.14 | 0.14 | 0.14 | 0.13 | 0.02 | 0.01 | 0.19 | 0.19 | 0.2 | 0.16 | 0.02 | 0.01 | 0.08 | 0.08 | 0.09 | 0.07 | 0.02 | 0.02 | True |  | Non Federally-Regulated | 05/04/2017 |  | 06/05/2018
Shenzhen Lanhe Lighting Co.,Ltd | HLE | KDN-BA-13X-M10W-90-T(4000K) | Light Emitting Diode | Inseparable Luminaire | Quick Connect | Forward Phase Cut Controls | 61.4 | 4000 | 0.0011 | 92 | 59 | 45 | 0.93 | Ambient | 50000 |  |  | 54000 | 0.05 | 21 | 22 | 0.14 | 0.14 | 0.14 | 0.13 | 0.02 | 0.01 | 0.19 | 0.19 | 0.2 | 0.16 | 0.02 | 0.01 | 0.08 | 0.08 | 0.09 | 0.07 | 0.02 | 0.02 | True |  | Non Federally-Regulated | 05/04/2017 |  | 06/05/2018
Shenzhen Lanhe Lighting Co.,Ltd | HLE | KDN-BA-13J-M10W-90-T(2700K) | Light Emitting Diode | Inseparable Luminaire | Quick Connect | Forward Phase Cut Controls | 64.5 | 2700 | 0.001 | 93 | 59 | 45 | 0.93 | Ambient | 50000 |  |  | 54000 | 0.05 | 21 | 22 | 0.14 | 0.14 | 0.14 | 0.13 | 0.02 | 0.01 | 0.19 | 0.19 | 0.2 | 0.16 | 0.02 | 0.01 | 0.08 | 0.08 | 0.09 | 0.07 | 0.02 | 0.02 | True |  | Non Federally-Regulated | 05/04/2017 |  | 06/05/2018
Shenzhen Lanhe Lighting Co.,Ltd | HLE | KDN-BA-13J-M10W-90-T(3000K) | Light Emitting Diode | Inseparable Luminaire | Quick Connect | Forward Phase Cut Controls | 64.5 | 3000 | 0.001 | 93 | 59 | 45 | 0.93 | Ambient | 50000 |  |  | 54000 | 0.05 | 21 | 22 | 0.14 | 0.14 | 0.14 | 0.13 | 0.02 | 0.01 | 0.19 | 0.19 | 0.2 | 0.16 | 0.02 | 0.01 | 0.08 | 0.08 | 0.09 | 0.07 | 0.02 | 0.02 | True |  | Non Federally-Regulated | 05/04/2017 |  | 06/05/2018
Shenzhen Lanhe Lighting Co.,Ltd | HLE | KDN-BA-13J-M10W-90-T(3500K) | Light Emitting Diode | Inseparable Luminaire | Quick Connect | Forward Phase Cut Controls | 64.5 | 3500 | 0.001 | 93 | 59 | 45 | 0.93 | Ambient | 50000 |  |  | 54000 | 0.05 | 21 | 22 | 0.14 | 0.14 | 0.14 | 0.13 | 0.02 | 0.01 | 0.19 | 0.19 | 0.2 | 0.16 | 0.02 | 0.01 | 0.08 | 0.08 | 0.09 | 0.07 | 0.02 | 0.02 | True |  | Non Federally-Regulated | 05/04/2017 |  | 06/05/2018
Shenzhen Lanhe Lighting Co.,Ltd | HLE | KDN-BA-13J-M10W-90-T(4000K) | Light Emitting Diode | Inseparable Luminaire | Quick Connect | Forward Phase Cut Controls | 64.5 | 4000 | 0.001 | 93 | 59 | 45 | 0.93 | Ambient | 50000 |  |  | 54000 | 0.05 | 21 | 22 | 0.14 | 0.14 | 0.14 | 0.13 | 0.02 | 0.01 | 0.19 | 0.19 | 0.2 | 0.16 | 0.02 | 0.01 | 0.08 | 0.08 | 0.09 | 0.07 | 0.02 | 0.02 | True |  | Non Federally-Regulated | 05/04/2017 |  | 06/05/2018
Shenzhen Lanhe Lighting Co.,Ltd | HLE | KDN-BA-19X-M18W-90-T(2700K) | Light Emitting Diode | Inseparable Luminaire | Quick Connect | Forward Phase Cut Controls | 63.7 | 2700 | 0.0006 | 93 | 60 | 38 | 0.94 | Ambient | 50000 |  |  | 54000 | 0.05 | 21 | 22 | 0.15 | 0.15 | 0.15 | 0.14 | 0.01 | 0 | 0.2 | 0.2 | 0.2 | 0.17 | 0.03 | 0.01 | 0.07 | 0.08 | 0.07 | 0.06 | 0.02 | 0.01 | True |  | Non Federally-Regulated | 05/04/2017 |  | 06/05/2018
Shenzhen Lanhe Lighting Co.,Ltd | HLE | KDN-BA-19X-M18W-90-T(3000K) | Light Emitting Diode | Inseparable Luminaire | Quick Connect | Forward Phase Cut Controls | 63.7 | 3000 | 0.0006 | 93 | 60 | 38 | 0.94 | Ambient | 50000 |  |  | 54000 | 0.05 | 21 | 22 | 0.15 | 0.15 | 0.15 | 0.14 | 0.01 | 0 | 0.2 | 0.2 | 0.2 | 0.17 | 0.03 | 0.01 | 0.07 | 0.08 | 0.07 | 0.06 | 0.02 | 0.01 | True |  | Non Federally-Regulated | 05/04/2017 |  | 06/05/2018
Shenzhen Lanhe Lighting Co.,Ltd | HLE | KDN-BA-19X-M18W-90-T(3500K) | Light Emitting Diode | Inseparable Luminaire | Quick Connect | Forward Phase Cut Controls | 63.7 | 3500 | 0.0006 | 93 | 60 | 38 | 0.94 | Ambient | 50000 |  |  | 54000 | 0.05 | 21 | 22 | 0.15 | 0.15 | 0.15 | 0.14 | 0.01 | 0 | 0.2 | 0.2 | 0.2 | 0.17 | 0.03 | 0.01 | 0.07 | 0.08 | 0.07 | 0.06 | 0.02 | 0.01 | True |  | Non Federally-Regulated | 05/04/2017 |  | 06/05/2018
Shenzhen Lanhe Lighting Co.,Ltd | HLE | KDN-BA-19X-M18W-90-T(4000K) | Light Emitting Diode | Inseparable Luminaire | Quick Connect | Forward Phase Cut Controls | 63.7 | 4000 | 0.0006 | 93 | 60 | 38 | 0.94 | Ambient | 50000 |  |  | 54000 | 0.05 | 21 | 22 | 0.15 | 0.15 | 0.15 | 0.14 | 0.01 | 0 | 0.2 | 0.2 | 0.2 | 0.17 | 0.03 | 0.01 | 0.07 | 0.08 | 0.07 | 0.06 | 0.02 | 0.01 | True |  | Non Federally-Regulated | 05/04/2017 |  | 06/05/2018
Shenzhen Lanhe Lighting Co.,Ltd | HLE | KDN-BA-19J-M18W-90-T(2700K) | Light Emitting Diode | Inseparable Luminaire | Quick Connect | Forward Phase Cut Controls | 66.1 | 2700 | 0.0003 | 93 | 61 | 38 | 0.95 | Ambient | 50000 |  |  | 54000 | 0.05 | 21 | 22 | 0.15 | 0.15 | 0.15 | 0.14 | 0.01 | 0 | 0.2 | 0.2 | 0.2 | 0.17 | 0.03 | 0.01 | 0.07 | 0.08 | 0.07 | 0.06 | 0.02 | 0.01 | True |  | Non Federally-Regulated | 05/04/2017 |  | 06/05/2018
Shenzhen Lanhe Lighting Co.,Ltd | HLE | KDN-BA-19J-M18W-90-T(3000K) | Light Emitting Diode | Inseparable Luminaire | Quick Connect | Forward Phase Cut Controls | 66.1 | 3000 | 0.0003 | 93 | 61 | 38 | 0.95 | Ambient | 50000 |  |  | 54000 | 0.05 | 21 | 22 | 0.15 | 0.15 | 0.15 | 0.14 | 0.01 | 0 | 0.2 | 0.2 | 0.2 | 0.17 | 0.03 | 0.01 | 0.07 | 0.08 | 0.07 | 0.06 | 0.02 | 0.01 | True |  | Non Federally-Regulated | 05/04/2017 |  | 06/05/2018
Shenzhen Lanhe Lighting Co.,Ltd | HLE | KDN-BA-19J-M18W-90-T(3500K) | Light Emitting Diode | Inseparable Luminaire | Quick Connect | Forward Phase Cut Controls | 66.1 | 3500 | 0.0003 | 93 | 61 | 38 | 0.95 | Ambient | 50000 |  |  | 54000 | 0.05 | 21 | 22 | 0.15 | 0.15 | 0.15 | 0.14 | 0.01 | 0 | 0.2 | 0.2 | 0.2 | 0.17 | 0.03 | 0.01 | 0.07 | 0.08 | 0.07 | 0.06 | 0.02 | 0.01 | True |  | Non Federally-Regulated | 05/04/2017 |  | 06/05/2018
Shenzhen Lanhe Lighting Co.,Ltd | HLE | KDN-BA-19J-M18W-90-T(4000K) | Light Emitting Diode | Inseparable Luminaire | Quick Connect | Forward Phase Cut Controls | 66.1 | 4000 | 0.0003 | 93 | 61 | 38 | 0.95 | Ambient | 50000 |  |  | 54000 | 0.05 | 21 | 22 | 0.15 | 0.15 | 0.15 | 0.14 | 0.01 | 0 | 0.2 | 0.2 | 0.2 | 0.17 | 0.03 | 0.01 | 0.07 | 0.08 | 0.07 | 0.06 | 0.02 | 0.01 | True |  | Non Federally-Regulated | 05/04/2017 |  | 06/05/2018
QTL | iQ LED | IQ20-**-20-90-5.0 | Light Emitting Diode | Inseparable Luminaire | Direct Wired | Forward Phase Cut Controls | 63.7 | 2799 | -0.0025 | 91 | 56 | 266 | 0.96 | Ambient | 36000 |  |  | 36000 | 0.1 | 21 | 19 | 0.05 | 0.02 | 0.02 | 0.02 | 0.01 | 0 | 1 | 0.12 | 0.08 | 0.06 | 0.04 | 0.03 | 0.55 | 0.06 | 0.05 | 0.04 | 0.03 | 0.01 | True |  | Non Federally-Regulated | 09/27/2017 |  | 06/12/2018
QTL | iQ LED | IQ20-**-20-95-5.0 | Light Emitting Diode | Inseparable Luminaire | Direct Wired | Forward Phase Cut Controls | 55.4 | 2804 | -0.0013 | 97 | 92 | 274 | 0.97 | Ambient | 36000 |  |  | 36000 | 0.1 | 18 | 21 | 0.05 | 0.02 | 0.02 | 0.02 | 0 | 0 | 0.3 | 0.04 | 0.04 | 0.03 | 0.01 | 0.01 | 0.51 | 0.06 | 0.05 | 0.04 | 0.03 | 0.02 | True |  | Non Federally-Regulated | 09/27/2017 |  | 06/12/2018
QTL | iQ LED | IQ20-**-28-90-4.4 | Light Emitting Diode | Inseparable Luminaire | Direct Wired | Forward Phase Cut Controls | 46.9 | 2690 | 0.0024 | 92 | 91 | 255 | 0.97 | Ambient | 36000 |  |  | 36000 | 0.1 | 19 | 22 | 0.06 | 0.02 | 0.02 | 0.02 | 0 | 0 | 0.41 | 0.04 | 0.04 | 0.03 | 0.02 | 0.01 | 0.7 | 0.06 | 0.05 | 0.04 | 0.03 | 0.01 | True |  | Non Federally-Regulated | 09/27/2017 |  | 06/12/2018
QTL | iQ LED | IQ20-**-28-95-4.4 | Light Emitting Diode | Inseparable Luminaire | Direct Wired | Forward Phase Cut Controls | 48.8 | 2691 | -0.0011 | 98 | 88 | 238 | 0.96 | Ambient | 36000 |  |  | 36000 | 0.1 | 21 | 20 | 0.08 | 0.02 | 0.01 | 0.01 | 0 | 0 | 0.4 | 0.05 | 0.04 | 0.03 | 0.02 | 0.01 | 0.71 | 0.07 | 0.05 | 0.04 | 0.03 | 0.01 | True |  | Non Federally-Regulated | 09/27/2017 |  | 06/12/2018
Liteline Corporation | LITELINE | RA[35¦4][ ¦S]-7[G¦F]-27K-90** | Light Emitting Diode | Inseparable Luminaire | Direct Wired | Forward Phase Cut Controls | 69.3 | 2721 | 0.0018 | 92 | 65 | 117 | 0.94 | Ambient | 42000 |  |  | 42000 | 0.02 | 17 | 18 | 0.03 | 0.03 | 0.03 | 0.03 | 0.01 | 0 | 0.09 | 0.09 | 0.1 | 0.08 | 0.01 | 0.01 | 0.08 | 0.08 | 0.08 | 0.07 | 0.01 | 0.01 | True |  | Non Federally-Regulated | 06/12/2018 |  | 06/12/2018
Liteline Corporation | LITELINE | RA[35¦4][ ¦S]-7[G¦F]-30K-90** | Light Emitting Diode | Inseparable Luminaire | Direct Wired | Forward Phase Cut Controls | 69.3 | 2721 | 0.0018 | 92 | 65 | 117 | 0.94 | Ambient | 42000 |  |  | 42000 | 0.02 | 17 | 18 | 0.03 | 0.03 | 0.03 | 0.03 | 0.01 | 0 | 0.09 | 0.09 | 0.1 | 0.08 | 0.01 | 0.01 | 0.08 | 0.08 | 0.08 | 0.07 | 0.01 | 0.01 | True |  | Non Federally-Regulated | 06/12/2018 |  | 06/12/2018
Liteline Corporation | LITELINE | RA[35¦4][ ¦S]-7[G¦F]-35K-90** | Light Emitting Diode | Inseparable Luminaire | Direct Wired | Forward Phase Cut Controls | 69.3 | 2721 | 0.0018 | 92 | 65 | 117 | 0.94 | Ambient | 42000 |  |  | 42000 | 0.02 | 17 | 18 | 0.03 | 0.03 | 0.03 | 0.03 | 0.01 | 0 | 0.09 | 0.09 | 0.1 | 0.08 | 0.01 | 0.01 | 0.08 | 0.08 | 0.08 | 0.07 | 0.01 | 0.01 | True |  | Non Federally-Regulated | 06/12/2018 |  | 06/12/2018
Liteline Corporation | LITELINE | RA[35¦4][ ¦S]-7[G¦F]-40K-90** | Light Emitting Diode | Inseparable Luminaire | Direct Wired | Forward Phase Cut Controls | 69.3 | 2721 | 0.0018 | 92 | 65 | 117 | 0.94 | Ambient | 42000 |  |  | 42000 | 0.02 | 17 | 18 | 0.03 | 0.03 | 0.03 | 0.03 | 0.01 | 0 | 0.09 | 0.09 | 0.1 | 0.08 | 0.01 | 0.01 | 0.08 | 0.08 | 0.08 | 0.07 | 0.01 | 0.01 | True |  | Non Federally-Regulated | 06/12/2018 |  | 06/12/2018
Liteline Corporation | LITELINE | RA3[ ¦S]-7[G¦F]-27K-90** | Light Emitting Diode | Inseparable Luminaire | Direct Wired | Forward Phase Cut Controls | 77.8 | 2744 | 0.0013 | 94 | 61 | 115 | 0.94 | Ambient | 42000 |  |  | 42000 | 0.01 | 17 | 18 | 0.05 | 0.05 | 0.04 | 0.04 | 0.01 | 0 | 0.1 | 0.1 | 0.1 | 0.08 | 0.02 | 0 | 0.1 | 0.09 | 0.09 | 0.07 | 0.02 | 0 | True |  | Non Federally-Regulated | 06/12/2018 |  | 06/12/2018
Liteline Corporation | LITELINE | RA3[ ¦S]-7[G¦F]-30K-90** | Light Emitting Diode | Inseparable Luminaire | Direct Wired | Forward Phase Cut Controls | 77.8 | 2744 | 0.0013 | 94 | 61 | 115 | 0.94 | Ambient | 42000 |  |  | 42000 | 0.01 | 17 | 18 | 0.05 | 0.05 | 0.04 | 0.04 | 0.01 | 0 | 0.1 | 0.1 | 0.1 | 0.08 | 0.02 | 0 | 0.1 | 0.09 | 0.09 | 0.07 | 0.02 | 0 | True |  | Non Federally-Regulated | 06/12/2018 |  | 06/12/2018
Liteline Corporation | LITELINE | RA3[ ¦S]-7[G¦F]-35K-90** | Light Emitting Diode | Inseparable Luminaire | Direct Wired | Forward Phase Cut Controls | 77.8 | 2744 | 0.0013 | 94 | 61 | 115 | 0.94 | Ambient | 42000 |  |  | 42000 | 0.01 | 17 | 18 | 0.05 | 0.05 | 0.04 | 0.04 | 0.01 | 0 | 0.1 | 0.1 | 0.1 | 0.08 | 0.02 | 0 | 0.1 | 0.09 | 0.09 | 0.07 | 0.02 | 0 | True |  | Non Federally-Regulated | 06/12/2018 |  | 06/12/2018
Liteline Corporation | LITELINE | RA3[ ¦S]-7[G¦F]-40K-90** | Light Emitting Diode | Inseparable Luminaire | Direct Wired | Forward Phase Cut Controls | 77.8 | 2744 | 0.0013 | 94 | 61 | 115 | 0.94 | Ambient | 42000 |  |  | 42000 | 0.01 | 17 | 18 | 0.05 | 0.05 | 0.04 | 0.04 | 0.01 | 0 | 0.1 | 0.1 | 0.1 | 0.08 | 0.02 | 0 | 0.1 | 0.09 | 0.09 | 0.07 | 0.02 | 0 | True |  | Non Federally-Regulated | 06/12/2018 |  | 06/12/2018
Liteline Corporation | LITELINE | SLMT4-8W27K-** | Light Emitting Diode | Inseparable Luminaire | Direct Wired | Forward Phase Cut Controls | 58.1 | 2648 | 0.0016 | 94 | 62 | 186 | 0.94 | Ambient | 54000 |  |  | 54000 | 0.01 | 16 | 16 | 0.05 | 0.05 | 0.05 | 0.05 | 0.01 | 0 | 0.04 | 0.04 | 0 | 0.03 | 0.01 | 0.02 | 0.16 | 0.13 | 0.11 | 0.09 | 0.05 | 0.01 | True |  | Non Federally-Regulated | 06/12/2018 |  | 06/12/2018
Liteline Corporation | LITELINE | SLMT4-8W30K-** | Light Emitting Diode | Inseparable Luminaire | Direct Wired | Forward Phase Cut Controls | 58.1 | 2648 | 0.0016 | 94 | 62 | 186 | 0.94 | Ambient | 54000 |  |  | 54000 | 0.01 | 16 | 16 | 0.05 | 0.05 | 0.05 | 0.05 | 0.01 | 0 | 0.04 | 0.04 | 0 | 0.03 | 0.01 | 0.02 | 0.16 | 0.13 | 0.11 | 0.09 | 0.05 | 0.01 | True |  | Non Federally-Regulated | 06/12/2018 |  | 06/12/2018
Liteline Corporation | LITELINE | SLMT4-8W35K-** | Light Emitting Diode | Inseparable Luminaire | Direct Wired | Forward Phase Cut Controls | 58.1 | 2648 | 0.0016 | 94 | 62 | 186 | 0.94 | Ambient | 54000 |  |  | 54000 | 0.01 | 16 | 16 | 0.05 | 0.05 | 0.05 | 0.05 | 0.01 | 0 | 0.04 | 0.04 | 0 | 0.03 | 0.01 | 0.02 | 0.16 | 0.13 | 0.11 | 0.09 | 0.05 | 0.01 | True |  | Non Federally-Regulated | 06/12/2018 |  | 06/12/2018
Liteline Corporation | LITELINE | SLMT4-8W40K-** | Light Emitting Diode | Inseparable Luminaire | Direct Wired | Forward Phase Cut Controls | 58.1 | 2648 | 0.0016 | 94 | 62 | 186 | 0.94 | Ambient | 54000 |  |  | 54000 | 0.01 | 16 | 16 | 0.05 | 0.05 | 0.05 | 0.05 | 0.01 | 0 | 0.04 | 0.04 | 0 | 0.03 | 0.01 | 0.02 | 0.16 | 0.13 | 0.11 | 0.09 | 0.05 | 0.01 | True |  | Non Federally-Regulated | 06/12/2018 |  | 06/12/2018
Liteline Corporation | LITELINE | SLM[4¦6][ WS]-27-** | Light Emitting Diode | Inseparable Luminaire | Direct Wired | Forward Phase Cut Controls | 58 | 2726 | 0.0014 | 93 | 58 | 94 | 0.98 | Ambient | 54000 |  |  | 54000 | 0.01 | 20 | 20 | 0.06 | 0.06 | 0.06 | 0.05 | 0.01 | 0 | 0.15 | 0.15 | 0 | 0.03 | 0.03 | 0.01 | 0.15 | 0.15 | 0.15 | 0.12 | 0.03 | 0.01 | True |  | Non Federally-Regulated | 06/12/2018 |  | 06/12/2018
Liteline Corporation | LITELINE | SLM[4¦6][ WS]-30-** | Light Emitting Diode | Inseparable Luminaire | Direct Wired | Forward Phase Cut Controls | 58 | 2726 | 0.0014 | 93 | 58 | 94 | 0.98 | Ambient | 54000 |  |  | 54000 | 0.01 | 20 | 20 | 0.06 | 0.06 | 0.06 | 0.05 | 0.01 | 0 | 0.15 | 0.15 | 0 | 0.03 | 0.03 | 0.01 | 0.15 | 0.15 | 0.15 | 0.12 | 0.03 | 0.01 | True |  | Non Federally-Regulated | 06/12/2018 |  | 06/12/2018
Liteline Corporation | LITELINE | SLM[4¦6][ WS]-35-** | Light Emitting Diode | Inseparable Luminaire | Direct Wired | Forward Phase Cut Controls | 58 | 2726 | 0.0014 | 93 | 58 | 94 | 0.98 | Ambient | 54000 |  |  | 54000 | 0.01 | 20 | 20 | 0.06 | 0.06 | 0.06 | 0.05 | 0.01 | 0 | 0.15 | 0.15 | 0 | 0.03 | 0.03 | 0.01 | 0.15 | 0.15 | 0.15 | 0.12 | 0.03 | 0.01 | True |  | Non Federally-Regulated | 06/12/2018 |  | 06/12/2018
Liteline Corporation | LITELINE | SLM[4¦6][ WS]-40-** | Light Emitting Diode | Inseparable Luminaire | Direct Wired | Forward Phase Cut Controls | 58 | 2726 | 0.0014 | 93 | 58 | 94 | 0.98 | Ambient | 54000 |  |  | 54000 | 0.01 | 20 | 20 | 0.06 | 0.06 | 0.06 | 0.05 | 0.01 | 0 | 0.15 | 0.15 | 0 | 0.03 | 0.03 | 0.01 | 0.15 | 0.15 | 0.15 | 0.12 | 0.03 | 0.01 | True |  | Non Federally-Regulated | 06/12/2018 |  | 06/12/2018
Westgate MFg Inc | WESTGATE | RSL6-40K-** | Light Emitting Diode | Inseparable Luminaire | Quick Connect | Forward Phase Cut Controls | 64 | 4000 | 0.0006 | 93 | 63 | 38 | 0.9 | Elevated | 50000 | 0.87 | 0.9 |  | 0.05 | 19 | 20 | 0.32 | 0.3 | 0.14 | 0.14 | 0.13 | 0.04 | 0.33 | 0.31 | 0.2 | 0.16 | 0.47 | 0.05 | 0.7 | 0.75 | 0.23 | 0.18 | 0.4 | 0.01 | True |  | Non Federally-Regulated | 06/12/2018 |  | 06/18/2018
ZHONGSHAN CHUNSTONE LIGHTING APPLIANCE CO.,LTD | chunstone | CS8LED30K-1 | Light Emitting Diode | Inseparable Luminaire | Direct Wired | Forward Phase Cut Controls | 84.1 | 3000 | -0.0011 | 93 | 62 | 126 | 0.99 | Ambient | 30000 |  |  | 60000 | 0.09 | 22 | 22 | 0.21 | 0.21 | 0.21 | 0.2 | 0.02 | 0.01 | 0.23 | 0.23 | 0.24 | 0.2 | 0.02 | 0.01 | 0.17 | 0.17 | 0.17 | 0.14 | 0.02 | 0.01 | True |  | Non Federally-Regulated | 10/12/2017 |  | 06/18/2018
Shenzhen Lanhe Lighting Co.,Ltd | HLE | KDY-CA-13J-M10W-T-90-T(2700K) | Light Emitting Diode | Inseparable Luminaire | Quick Connect | Forward Phase Cut Controls | 83 | 2700 | -0.0011 | 93 | 62 | 38 | 0.91 | Ambient | 42000 |  |  | 42000 | 0.05 | 21 | 22 | 0.18 | 0.17 | 0.17 | 0.16 | 0.01 | 0 | 0.22 | 0.22 | 0.22 | 0.18 | 0.03 | 0.01 | 0.13 | 0.13 | 0.13 | 0.1 | 0.02 | 0.01 | True |  | Non Federally-Regulated | 06/29/2017 |  | 06/26/2018
Shenzhen Lanhe Lighting Co.,Ltd | HLE | KDY-CA-13J-M10W-T-90-T(3000K) | Light Emitting Diode | Inseparable Luminaire | Quick Connect | Forward Phase Cut Controls | 83 | 3000 | -0.0011 | 93 | 62 | 38 | 0.91 | Ambient | 42000 |  |  | 42000 | 0.05 | 21 | 22 | 0.18 | 0.17 | 0.17 | 0.16 | 0.01 | 0 | 0.22 | 0.22 | 0.22 | 0.18 | 0.03 | 0.01 | 0.13 | 0.13 | 0.13 | 0.1 | 0.02 | 0.01 | True |  | Non Federally-Regulated | 06/29/2017 |  | 06/26/2018
Shenzhen Lanhe Lighting Co.,Ltd | HLE | KDY-CA-13J-M10W-T-90-T(3500K) | Light Emitting Diode | Inseparable Luminaire | Quick Connect | Forward Phase Cut Controls | 83 | 3500 | -0.0011 | 93 | 62 | 38 | 0.91 | Ambient | 42000 |  |  | 42000 | 0.05 | 21 | 22 | 0.18 | 0.17 | 0.17 | 0.16 | 0.01 | 0 | 0.22 | 0.22 | 0.22 | 0.18 | 0.03 | 0.01 | 0.13 | 0.13 | 0.13 | 0.1 | 0.02 | 0.01 | True |  | Non Federally-Regulated | 06/29/2017 |  | 06/26/2018
Shenzhen Lanhe Lighting Co.,Ltd | HLE | KDY-CA-13J-M10W-T-90-T(4000K) | Light Emitting Diode | Inseparable Luminaire | Quick Connect | Forward Phase Cut Controls | 83 | 4000 | -0.0011 | 93 | 62 | 38 | 0.91 | Ambient | 42000 |  |  | 42000 | 0.05 | 21 | 22 | 0.18 | 0.17 | 0.17 | 0.16 | 0.01 | 0 | 0.22 | 0.22 | 0.22 | 0.18 | 0.03 | 0.01 | 0.13 | 0.13 | 0.13 | 0.1 | 0.02 | 0.01 | True |  | Non Federally-Regulated | 06/29/2017 |  | 06/26/2018
Shenzhen Lanhe Lighting Co.,Ltd | HLE | KDY-CA-19J-M12W-T-90-T(2700K) | Light Emitting Diode | Inseparable Luminaire | Quick Connect | Forward Phase Cut Controls | 80.5 | 2700 | 0.0018 | 93 | 57 | 40 | 0.9 | Ambient | 42000 |  |  | 42000 | 0.05 | 21 | 22 | 0.18 | 0.18 | 0.17 | 0.16 | 0.01 | 0 | 0.23 | 0.23 | 0.24 | 0.19 | 0.02 | 0.01 | 0.07 | 0.08 | 0.08 | 0.06 | 0.02 | 0.01 | True |  | Non Federally-Regulated | 06/29/2017 |  | 06/26/2018
Shenzhen Lanhe Lighting Co.,Ltd | HLE | KDY-CA-19J-M12W-T-90-T(3000K) | Light Emitting Diode | Inseparable Luminaire | Quick Connect | Forward Phase Cut Controls | 80.5 | 3000 | 0.0018 | 93 | 57 | 40 | 0.9 | Ambient | 42000 |  |  | 42000 | 0.05 | 21 | 22 | 0.18 | 0.18 | 0.17 | 0.16 | 0.01 | 0 | 0.23 | 0.23 | 0.24 | 0.19 | 0.02 | 0.01 | 0.07 | 0.08 | 0.08 | 0.06 | 0.02 | 0.01 | True |  | Non Federally-Regulated | 06/29/2017 |  | 06/26/2018
Shenzhen Lanhe Lighting Co.,Ltd | HLE | KDY-CA-19J-M12W-T-90-T(3500K) | Light Emitting Diode | Inseparable Luminaire | Quick Connect | Forward Phase Cut Controls | 80.5 | 3500 | 0.0018 | 93 | 57 | 40 | 0.9 | Ambient | 42000 |  |  | 42000 | 0.05 | 21 | 22 | 0.18 | 0.18 | 0.17 | 0.16 | 0.01 | 0 | 0.23 | 0.23 | 0.24 | 0.19 | 0.02 | 0.01 | 0.07 | 0.08 | 0.08 | 0.06 | 0.02 | 0.01 | True |  | Non Federally-Regulated | 06/29/2017 |  | 06/26/2018
Shenzhen Lanhe Lighting Co.,Ltd | HLE | KDY-CA-19J-M12W-T-90-T(4000K) | Light Emitting Diode | Inseparable Luminaire | Quick Connect | Forward Phase Cut Controls | 80.5 | 4000 | 0.0018 | 93 | 57 | 40 | 0.9 | Ambient | 42000 |  |  | 42000 | 0.05 | 21 | 22 | 0.18 | 0.18 | 0.17 | 0.16 | 0.01 | 0 | 0.23 | 0.23 | 0.24 | 0.19 | 0.02 | 0.01 | 0.07 | 0.08 | 0.08 | 0.06 | 0.02 | 0.01 | True |  | Non Federally-Regulated | 06/29/2017 |  | 06/26/2018
Shenzhen Lanhe Lighting Co.,Ltd | HLE | KDY-CA-19J-M16.5W-T-90-T(2700K) | Light Emitting Diode | Inseparable Luminaire | Quick Connect | Forward Phase Cut Controls | 73.6 | 2700 | 0.0024 | 92 | 54 | 46 | 0.94 | Ambient | 42000 |  |  | 42000 | 0.05 | 21 | 22 | 0.21 | 0.21 | 0.21 | 0.2 | 0.02 | 0.01 | 0.26 | 0.26 | 0.26 | 0.21 | 0.02 | 0.01 | 0.08 | 0.09 | 0.08 | 0.07 | 0.02 | 0.02 | True |  | Non Federally-Regulated | 06/29/2017 |  | 06/26/2018
Shenzhen Lanhe Lighting Co.,Ltd | HLE | KDY-CA-19J-M16.5W-T-90-T(3000K) | Light Emitting Diode | Inseparable Luminaire | Quick Connect | Forward Phase Cut Controls | 73.6 | 3000 | 0.0024 | 92 | 54 | 46 | 0.94 | Ambient | 42000 |  |  | 42000 | 0.05 | 21 | 22 | 0.21 | 0.21 | 0.21 | 0.2 | 0.02 | 0.01 | 0.26 | 0.26 | 0.26 | 0.21 | 0.02 | 0.01 | 0.08 | 0.09 | 0.08 | 0.07 | 0.02 | 0.02 | True |  | Non Federally-Regulated | 06/29/2017 |  | 06/26/2018
Shenzhen Lanhe Lighting Co.,Ltd | HLE | KDY-CA-19J-M16.5W-T-90-T(3500K) | Light Emitting Diode | Inseparable Luminaire | Quick Connect | Forward Phase Cut Controls | 73.6 | 3500 | 0.0024 | 92 | 54 | 46 | 0.94 | Ambient | 42000 |  |  | 42000 | 0.05 | 21 | 22 | 0.21 | 0.21 | 0.21 | 0.2 | 0.02 | 0.01 | 0.26 | 0.26 | 0.26 | 0.21 | 0.02 | 0.01 | 0.08 | 0.09 | 0.08 | 0.07 | 0.02 | 0.02 | True |  | Non Federally-Regulated | 06/29/2017 |  | 06/26/2018
Shenzhen Lanhe Lighting Co.,Ltd | HLE | KDY-CA-19J-M16.5W-T-90-T(4000K) | Light Emitting Diode | Inseparable Luminaire | Quick Connect | Forward Phase Cut Controls | 73.6 | 4000 | 0.0024 | 92 | 54 | 46 | 0.94 | Ambient | 42000 |  |  | 42000 | 0.05 | 21 | 22 | 0.21 | 0.21 | 0.21 | 0.2 | 0.02 | 0.01 | 0.26 | 0.26 | 0.26 | 0.21 | 0.02 | 0.01 | 0.08 | 0.09 | 0.08 | 0.07 | 0.02 | 0.02 | True |  | Non Federally-Regulated | 06/29/2017 |  | 06/26/2018
Liteline Corporation | Trenz Lighting | TL35-7*-**K-90** | Light Emitting Diode | Inseparable Luminaire | Direct Wired | Forward Phase Cut Controls | 69.3 | 2721 | 0.0018 | 92 | 65 | 117 | 0.94 | Ambient | 42000 |  |  | 42000 | 0.02 | 17 | 18 | 0.03 | 0.03 | 0.03 | 0.03 | 0.01 | 0 | 0.09 | 0.09 | 0.1 | 0.08 | 0.01 | 0.01 | 0.08 | 0.08 | 0.08 | 0.07 | 0.01 | 0.01 | True |  | Non Federally-Regulated | 06/18/2018 |  | 06/26/2018
Liteline Corporation | Trenz Lighting | TL4-7*-**K-90** | Light Emitting Diode | Inseparable Luminaire | Direct Wired | Forward Phase Cut Controls | 69.3 | 2721 | 0.0018 | 92 | 65 | 117 | 0.94 | Ambient | 42000 |  |  | 42000 | 0.02 | 17 | 18 | 0.03 | 0.03 | 0.03 | 0.03 | 0.01 | 0 | 0.09 | 0.09 | 0.1 | 0.08 | 0.01 | 0.01 | 0.08 | 0.08 | 0.08 | 0.07 | 0.01 | 0.01 | True |  | Non Federally-Regulated | 06/18/2018 |  | 06/26/2018
Liteline Corporation | Trenz Lighting | TL4S-7*-**K-90** | Light Emitting Diode | Inseparable Luminaire | Direct Wired | Forward Phase Cut Controls | 69.3 | 2721 | 0.0018 | 92 | 65 | 117 | 0.94 | Ambient | 42000 |  |  | 42000 | 0.02 | 17 | 18 | 0.03 | 0.03 | 0.03 | 0.03 | 0.01 | 0 | 0.09 | 0.09 | 0.1 | 0.08 | 0.01 | 0.01 | 0.08 | 0.08 | 0.08 | 0.07 | 0.01 | 0.01 | True |  | Non Federally-Regulated | 06/18/2018 |  | 06/26/2018
Liteline Corporation | LITELINE | RA35*-7*-**K-90** | Light Emitting Diode | Inseparable Luminaire | Direct Wired | Forward Phase Cut Controls | 69.3 | 2721 | 0.0018 | 92 | 65 | 117 | 0.94 | Ambient | 42000 |  |  | 42000 | 0.02 | 17 | 18 | 0.03 | 0.03 | 0.03 | 0.03 | 0.01 | 0 | 0.09 | 0.09 | 0.1 | 0.08 | 0.01 | 0.01 | 0.08 | 0.08 | 0.08 | 0.07 | 0.01 | 0.01 | True |  | Non Federally-Regulated | 06/12/2018 |  | 06/26/2018
Liteline Corporation | LITELINE | RA4-7*-**K-90** | Light Emitting Diode | Inseparable Luminaire | Direct Wired | Forward Phase Cut Controls | 69.3 | 2721 | 0.0018 | 92 | 65 | 117 | 0.94 | Ambient | 42000 |  |  | 42000 | 0.02 | 17 | 18 | 0.03 | 0.03 | 0.03 | 0.03 | 0.01 | 0 | 0.09 | 0.09 | 0.1 | 0.08 | 0.01 | 0.01 | 0.08 | 0.08 | 0.08 | 0.07 | 0.01 | 0.01 | True |  | Non Federally-Regulated | 06/12/2018 |  | 06/26/2018
Liteline Corporation | LITELINE | RA4S-7*-**K-90** | Light Emitting Diode | Inseparable Luminaire | Direct Wired | Forward Phase Cut Controls | 69.3 | 2721 | 0.0018 | 92 | 65 | 117 | 0.94 | Ambient | 42000 |  |  | 42000 | 0.02 | 17 | 18 | 0.03 | 0.03 | 0.03 | 0.03 | 0.01 | 0 | 0.09 | 0.09 | 0.1 | 0.08 | 0.01 | 0.01 | 0.08 | 0.08 | 0.08 | 0.07 | 0.01 | 0.01 | True |  | Non Federally-Regulated | 06/12/2018 |  | 06/26/2018
Ketra | Ketra | D3FX**18BT*** | Light Emitting Diode | Inseparable Luminaire | Direct Wired | Forward Phase Cut Controls | 68.5 | 3012 | 0.0002 | 92 | 90 | 370 | 0.99 | Elevated | 50000 |  |  | 50000 | 0.01 | 21 | 21 | 0.98 | 0.36 | 0.2 | 0.06 | 0.02 | 0.01 | 0.98 | 0.38 | 0.2 | 0.06 | 0.02 | 0 | 1 | 1 | 1 | 0.06 | 0.02 | 0.01 | True |  | Non Federally-Regulated | 10/05/2017 |  | 06/26/2018
Ketra | Ketra | D3AD**18BT*** | Light Emitting Diode | Inseparable Luminaire | Direct Wired | Forward Phase Cut Controls | 68.5 | 3012 | 0.0002 | 92 | 90 | 370 | 0.99 | Elevated | 50000 |  |  | 50000 | 0.01 | 21 | 21 | 0.98 | 0.36 | 0.2 | 0.06 | 0.02 | 0.01 | 0.98 | 0.38 | 0.2 | 0.06 | 0.02 | 0 | 1 | 1 | 1 | 0.06 | 0.02 | 0.01 | True |  | Non Federally-Regulated | 10/05/2017 |  | 06/26/2018
Ketra | Ketra | D3WW**18BT*** | Light Emitting Diode | Inseparable Luminaire | Direct Wired | Forward Phase Cut Controls | 68.5 | 3012 | 0.0002 | 92 | 90 | 370 | 0.99 | Elevated | 50000 |  |  | 50000 | 0.01 | 21 | 21 | 0.98 | 0.36 | 0.2 | 0.06 | 0.02 | 0.01 | 0.98 | 0.38 | 0.2 | 0.06 | 0.02 | 0 | 1 | 1 | 1 | 0.06 | 0.02 | 0.01 | True |  | Non Federally-Regulated | 10/05/2017 |  | 06/26/2018
Ketra | Ketra | D3FX**09BT*** | Light Emitting Diode | Inseparable Luminaire | Direct Wired | Forward Phase Cut Controls | 69.7 | 3012 | 0.0002 | 92 | 90 | 370 | 0.99 | Elevated | 50000 |  |  | 50000 | 0.01 | 21 | 21 | 0.98 | 0.36 | 0.2 | 0.06 | 0.02 | 0.01 | 0.98 | 0.38 | 0.2 | 0.06 | 0.02 | 0 | 1 | 1 | 1 | 0.06 | 0.02 | 0.01 | True |  | Non Federally-Regulated | 10/05/2017 |  | 06/26/2018
Ketra | Ketra | D3AD**09BT*** | Light Emitting Diode | Inseparable Luminaire | Direct Wired | Forward Phase Cut Controls | 69.7 | 3012 | 0.0002 | 92 | 90 | 370 | 0.99 | Elevated | 50000 |  |  | 50000 | 0.01 | 21 | 21 | 0.98 | 0.36 | 0.2 | 0.06 | 0.02 | 0.01 | 0.98 | 0.38 | 0.2 | 0.06 | 0.02 | 0 | 1 | 1 | 1 | 0.06 | 0.02 | 0.01 | True |  | Non Federally-Regulated | 10/05/2017 |  | 06/26/2018
Ketra | Ketra | D3WW**09BT*** | Light Emitting Diode | Inseparable Luminaire | Direct Wired | Forward Phase Cut Controls | 69.7 | 3012 | 0.0002 | 92 | 90 | 370 | 0.99 | Elevated | 50000 |  |  | 50000 | 0.01 | 21 | 21 | 0.98 | 0.36 | 0.2 | 0.06 | 0.02 | 0.01 | 0.98 | 0.38 | 0.2 | 0.06 | 0.02 | 0 | 1 | 1 | 1 | 0.06 | 0.02 | 0.01 | True |  | Non Federally-Regulated | 10/05/2017 |  | 06/26/2018
Ketra | Ketra | D3FX**13BT*** | Light Emitting Diode | Inseparable Luminaire | Direct Wired | Forward Phase Cut Controls | 62.5 | 3012 | 0.0002 | 92 | 90 | 370 | 0.99 | Elevated | 50000 |  |  | 50000 | 0.01 | 21 | 21 | 0.98 | 0.36 | 0.2 | 0.06 | 0.02 | 0.01 | 0.98 | 0.38 | 0.2 | 0.06 | 0.02 | 0 | 1 | 1 | 1 | 0.06 | 0.02 | 0.01 | True |  | Non Federally-Regulated | 10/05/2017 |  | 06/26/2018
Ketra | Ketra | D3AD**13BT*** | Light Emitting Diode | Inseparable Luminaire | Direct Wired | Forward Phase Cut Controls | 62.5 | 3012 | 0.0002 | 92 | 90 | 370 | 0.99 | Elevated | 50000 |  |  | 50000 | 0.01 | 21 | 21 | 0.98 | 0.36 | 0.2 | 0.06 | 0.02 | 0.01 | 0.98 | 0.38 | 0.2 | 0.06 | 0.02 | 0 | 1 | 1 | 1 | 0.06 | 0.02 | 0.01 | True |  | Non Federally-Regulated | 10/05/2017 |  | 06/26/2018
Ketra | Ketra | D3WW**13BT*** | Light Emitting Diode | Inseparable Luminaire | Direct Wired | Forward Phase Cut Controls | 62.5 | 3012 | 0.0002 | 92 | 90 | 370 | 0.99 | Elevated | 50000 |  |  | 50000 | 0.01 | 21 | 21 | 0.98 | 0.36 | 0.2 | 0.06 | 0.02 | 0.01 | 0.98 | 0.38 | 0.2 | 0.06 | 0.02 | 0 | 1 | 1 | 1 | 0.06 | 0.02 | 0.01 | True |  | Non Federally-Regulated | 10/05/2017 |  | 06/26/2018
Ketra | Ketra | S3008************ | Light Emitting Diode | Directional Lamp | Edison Screw Base | Forward Phase Cut Controls | 77.8 | 2998 | 0.0007 | 94 | 92 | 402 | 1 | Elevated | 50000 | 0.959 | 1 |  | 0.01 | 21 | 21 | 0.92 | 0.24 | 0.16 | 0.06 | 0.01 | 0.01 | 0.92 | 0.25 | 0.16 | 0.06 | 0.01 | 0.01 | 1 | 1 | 1 | 0.05 | 0.03 | 0.01 | True |  | Non Federally-Regulated | 11/01/2017 |  | 06/26/2018
Ketra | Ketra | S3010************ | Light Emitting Diode | Directional Lamp | Edison Screw Base | Forward Phase Cut Controls | 63.7 | 2993 | 0 | 92 | 82 | 402 | 0.99 | Elevated | 50000 | 0.959 | 1 |  | 0.01 | 21 | 21 | 0.92 | 0.24 | 0.16 | 0.06 | 0.01 | 0.01 | 0.92 | 0.25 | 0.16 | 0.06 | 0.01 | 0.01 | 1 | 1 | 1 | 0.05 | 0.03 | 0.01 | True |  | Non Federally-Regulated | 11/03/2017 |  | 06/26/2018
Ketra | Ketra | S3809************ | Light Emitting Diode | Directional Lamp | Edison Screw Base | Forward Phase Cut Controls | 74.8 | 3010 | 0.0002 | 94 | 95 | 410 | 0.99 | Elevated | 50000 | 0.959 | 1 |  | 0.01 | 21 | 21 | 0.94 | 0.25 | 0.16 | 0.07 | 0.01 | 0.01 | 0.94 | 0.25 | 0.16 | 0.06 | 0.01 | 0.01 | 1 | 1 | 1 | 0.07 | 0.04 | 0.02 | True |  | Non Federally-Regulated | 11/03/2017 |  | 06/26/2018
Ketra | Ketra | S3811************ | Light Emitting Diode | Directional Lamp | Edison Screw Base | Forward Phase Cut Controls | 68.1 | 2983 | 0 | 93 | 89 | 410 | 0.99 | Elevated | 50000 | 0.959 | 1 |  | 0.01 | 21 | 21 | 0.94 | 0.25 | 0.16 | 0.07 | 0.01 | 0.01 | 0.94 | 0.25 | 0.16 | 0.06 | 0.01 | 0.01 | 1 | 1 | 1 | 0.07 | 0.04 | 0.02 | True |  | Non Federally-Regulated | 11/03/2017 |  | 06/26/2018
Ketra | Ketra | A2008BTSD******* | Light Emitting Diode | Directional Lamp | Edison Screw Base | Forward Phase Cut Controls | 74.6 | 2677 | 0.0005 | 90 | 73 | 348 | 1 | Elevated | 50000 | 0.959 | 1 |  | 0.03 | 21 | 21 | 0.88 | 0.22 | 0.15 | 0.04 | 0.01 | 0 | 0.86 | 0.21 | 0.13 | 0.02 | 0 | 0 | 1 | 1 | 1 | 0.04 | 0.02 | 0.01 | True |  | Non Federally-Regulated | 11/21/2017 |  | 06/26/2018
Ketra | Ketra | S3008*******E26** | Light Emitting Diode | Directional Lamp | Edison Screw Base | Forward Phase Cut Controls | 77.8 | 2998 | 0.0007 | 94 | 92 | 402 | 1 | Elevated | 50000 | 0.959 | 1 |  | 0.01 | 21 | 21 | 0.92 | 0.24 | 0.16 | 0.06 | 0.01 | 0.01 | 0.92 | 0.25 | 0.16 | 0.06 | 0.01 | 0.01 | 1 | 1 | 1 | 0.05 | 0.03 | 0.01 | True |  | Non Federally-Regulated | 01/12/2018 |  | 06/26/2018
Ketra | Ketra | S3008*******G24** | Light Emitting Diode | Directional Lamp | Edison Screw Base | Forward Phase Cut Controls | 77.8 | 2998 | 0.0007 | 94 | 92 | 402 | 1 | Elevated | 50000 | 0.959 | 1 |  | 0.01 | 21 | 21 | 0.92 | 0.24 | 0.16 | 0.06 | 0.01 | 0.01 | 0.92 | 0.25 | 0.16 | 0.06 | 0.01 | 0.01 | 1 | 1 | 1 | 0.05 | 0.03 | 0.01 | True |  | Non Federally-Regulated | 01/12/2018 |  | 06/26/2018
Ketra | Ketra | S3010*******E26** | Light Emitting Diode | Directional Lamp | Edison Screw Base | Forward Phase Cut Controls | 63.7 | 2993 | 0 | 92 | 82 | 402 | 0.99 | Elevated | 50000 | 0.959 | 1 |  | 0.01 | 21 | 21 | 0.92 | 0.24 | 0.16 | 0.06 | 0.01 | 0.01 | 0.92 | 0.25 | 0.16 | 0.06 | 0.01 | 0.01 | 1 | 1 | 1 | 0.05 | 0.03 | 0.01 | True |  | Non Federally-Regulated | 01/12/2018 |  | 06/26/2018
Ketra | Ketra | S3010*******G24** | Light Emitting Diode | Directional Lamp | Edison Screw Base | Forward Phase Cut Controls | 63.7 | 2993 | 0 | 92 | 82 | 402 | 0.99 | Elevated | 50000 | 0.959 | 1 |  | 0.01 | 21 | 21 | 0.92 | 0.24 | 0.16 | 0.06 | 0.01 | 0.01 | 0.92 | 0.25 | 0.16 | 0.06 | 0.01 | 0.01 | 1 | 1 | 1 | 0.05 | 0.03 | 0.01 | True |  | Non Federally-Regulated | 01/12/2018 |  | 06/26/2018
Ketra | Ketra | S3809*******E26** | Light Emitting Diode | Directional Lamp | Edison Screw Base | Forward Phase Cut Controls | 74.8 | 3010 | 0.0002 | 94 | 95 | 410 | 0.99 | Elevated | 50000 | 0.959 | 1 |  | 0.01 | 21 | 21 | 0.94 | 0.25 | 0.16 | 0.07 | 0.01 | 0.01 | 0.94 | 0.25 | 0.16 | 0.06 | 0.01 | 0.01 | 1 | 1 | 1 | 0.07 | 0.04 | 0.02 | True |  | Non Federally-Regulated | 01/12/2018 |  | 06/26/2018
Ketra | Ketra | S3809*******G24** | Light Emitting Diode | Directional Lamp | GU Base | Forward Phase Cut Controls | 74.8 | 3010 | 0.0002 | 94 | 95 | 410 | 0.99 | Elevated | 50000 | 0.959 | 1 |  | 0.01 | 21 | 21 | 0.94 | 0.25 | 0.16 | 0.07 | 0.01 | 0.01 | 0.94 | 0.25 | 0.16 | 0.06 | 0.01 | 0.01 | 1 | 1 | 1 | 0.07 | 0.04 | 0.02 | True |  | Non Federally-Regulated | 01/12/2018 |  | 06/26/2018
Ketra | Ketra | S3811*******E26** | Light Emitting Diode | Directional Lamp | GU Base | Forward Phase Cut Controls | 68.1 | 2983 | 0 | 93 | 89 | 410 | 0.99 | Elevated | 50000 | 0.959 | 1 |  | 0.01 | 21 | 21 | 0.94 | 0.25 | 0.16 | 0.07 | 0.01 | 0.01 | 0.94 | 0.25 | 0.16 | 0.06 | 0.01 | 0.01 | 1 | 1 | 1 | 0.07 | 0.04 | 0.02 | True |  | Non Federally-Regulated | 01/12/2018 |  | 06/26/2018
Ketra | Ketra | S3811*******G24** | Light Emitting Diode | Directional Lamp | GU Base | Forward Phase Cut Controls | 68.1 | 2983 | 0 | 93 | 89 | 410 | 0.99 | Elevated | 50000 | 0.959 | 1 |  | 0.01 | 21 | 21 | 0.94 | 0.25 | 0.16 | 0.07 | 0.01 | 0.01 | 0.94 | 0.25 | 0.16 | 0.06 | 0.01 | 0.01 | 1 | 1 | 1 | 0.07 | 0.04 | 0.02 | True |  | Non Federally-Regulated | 01/12/2018 |  | 06/26/2018
Ketra | Ketra | A2008BTSD**E26** | Light Emitting Diode | Directional Lamp | GU Base | Forward Phase Cut Controls | 74.6 | 2677 | 0.0005 | 90 | 73 | 348 | 1 | Elevated | 50000 | 0.959 | 1 |  | 0.03 | 21 | 21 | 0.88 | 0.22 | 0.15 | 0.04 | 0.01 | 0 | 0.86 | 0.21 | 0.13 | 0.02 | 0 | 0 | 1 | 1 | 1 | 0.04 | 0.02 | 0.01 | True |  | Non Federally-Regulated | 01/12/2018 |  | 06/26/2018
Ketra | Ketra | A2008BTSD**G24** | Light Emitting Diode | Directional Lamp | GU Base | Forward Phase Cut Controls | 74.6 | 2677 | 0.0005 | 90 | 73 | 348 | 1 | Elevated | 50000 | 0.959 | 1 |  | 0.03 | 21 | 21 | 0.88 | 0.22 | 0.15 | 0.04 | 0.01 | 0 | 0.86 | 0.21 | 0.13 | 0.02 | 0 | 0 | 1 | 1 | 1 | 0.04 | 0.02 | 0.01 | True |  | Non Federally-Regulated | 01/12/2018 |  | 06/26/2018
Optic Arts | Optic Arts | FLEXSTP.20.1835.24.58 | Light Emitting Diode | Inseparable Luminaire | Direct Wired | 0-10 VDC Controls | 47 | 1764 | 0.0021 | 96 | 82 | 347 | 1 | Ambient | 36000 |  |  | 36000 | 0.01 | 16 | 16 | 0.07 | 0 | 0 | 0 | 0 | 0 | 1 | 0.12 | 0.06 | 0.03 | 0.01 | 1 | 0.03 | 0.02 | 0.01 | 0.01 | 0.07 | 0.03 | True |  | Non Federally-Regulated | 06/14/2018 |  | 07/06/2018
SAVE ENERGY LED AUTHORITY CORPORATION | 90+ Lighting | 0 | Light Emitting Diode | Directional Lamp | GU Base | Forward Phase Cut Controls | 84.3 | 2700 | 0.0026 | 92 | 57 | 300 | 0.9 | Elevated | 25000 | 0.918 | 1 |  | 0.1 | 20 | 23 | 0.26 | 0.26 | 0.25 | 0.24 | 0.03 | 0.73 | 0.23 | 0.24 | 0.24 | 0.19 | 0.03 | 0.01 | 0.17 | 0.17 | 0.18 | 0.14 | 0.03 | 0.01 | True |  | Non Federally-Regulated | 05/23/2018 |  | 07/13/2018
SAVE ENERGY LED AUTHORITY CORPORATION | 90+ Lighting | 0 | Light Emitting Diode | Directional Lamp | GU Base | Forward Phase Cut Controls | 86.8 | 3000 | 0.003 | 93 | 66 | 300 | 0.9 | Elevated | 25000 | 0.918 | 1 |  | 0.1 | 20 | 23 | 0.26 | 0.26 | 0.25 | 0.24 | 0.03 | 0.73 | 0.23 | 0.24 | 0.24 | 0.19 | 0.03 | 0.01 | 0.17 | 0.17 | 0.18 | 0.14 | 0.03 | 0.01 | True |  | Non Federally-Regulated | 05/16/2018 |  | 07/13/2018
SAVE ENERGY LED AUTHORITY CORPORATION | 90+ Lighting | 0 | Light Emitting Diode | Directional Lamp | Edison Screw Base | Forward Phase Cut Controls | 81.3 | 2700 | 0.002 | 92 | 58 | 300 | 0.9 | Elevated | 25000 | 0.918 | 1 |  | 0.1 | 21 | 21 | 0.22 | 0.22 | 0.22 | 0.2 | 0.02 | 0.42 | 0.2 | 0.21 | 0.21 | 0.17 | 0.03 | 0.01 | 0.16 | 0.17 | 0.17 | 0.13 | 0.03 | 0.01 | True |  | Non Federally-Regulated | 05/04/2018 |  | 07/13/2018
SAVE ENERGY LED AUTHORITY CORPORATION | 90+ Lighting | 0 | Light Emitting Diode | Directional Lamp | Edison Screw Base | Forward Phase Cut Controls | 81.5 | 3000 | 0.003 | 93 | 63 | 300 | 0.9 | Elevated | 25000 | 0.918 | 1 |  | 0.1 | 21 | 21 | 0.18 | 0.18 | 0.17 | 0.16 | 0.02 | 0.61 | 0.21 | 0.21 | 0.22 | 0.17 | 0.03 | 0.01 | 0.15 | 0.16 | 0.16 | 0.13 | 0.03 | 0.01 | True |  | Non Federally-Regulated | 05/04/2018 |  | 07/13/2018
SAVE ENERGY LED AUTHORITY CORPORATION | 90+ Lighting | 0 | Light Emitting Diode | Directional Lamp | Edison Screw Base | Forward Phase Cut Controls | 85.9 | 2700 | 0.003 | 92 | 55 | 300 | 0.9 | Elevated | 25000 | 0.918 | 1 |  | 0.1 | 21 | 21 | 0.17 | 0.17 | 0.17 | 0.16 | 0.01 | 0.3 | 0.17 | 0.17 | 0.18 | 0.14 | 0.02 | 0.01 | 0.14 | 0.14 | 0.14 | 0.1 | 0.02 | 0.01 | True |  | Non Federally-Regulated | 05/16/2018 |  | 07/13/2018
SAVE ENERGY LED AUTHORITY CORPORATION | 90+ Lighting | 0 | Light Emitting Diode | Directional Lamp | Edison Screw Base | Forward Phase Cut Controls | 87.8 | 3000 | 0.003 | 93 | 66 | 300 | 0.9 | Elevated | 25000 | 0.918 | 1 |  | 0.1 | 21 | 22 | 0.26 | 0.26 | 0.25 | 0.24 | 0.02 | 0.59 | 0.22 | 0.22 | 0.22 | 0.18 | 0.02 | 0.01 | 0.15 | 0.15 | 0.15 | 0.12 | 0.03 | 0.01 | True |  | Non Federally-Regulated | 05/16/2018 |  | 07/13/2018
SAVE ENERGY LED AUTHORITY CORPORATION | 90+ Lighting | 0 | Light Emitting Diode | Directional Lamp | Edison Screw Base | Forward Phase Cut Controls | 85.3 | 2700 | 0.003 | 92 | 55 | 300 | 0.9 | Elevated | 25000 | 0.918 | 1 |  | 0.1 | 22 | 22 | 0.12 | 0.12 | 0.12 | 0.09 | 0.01 | 0.13 | 0.02 | 0.02 | 0.02 | 0.02 | 0.01 | 0.01 | 0.03 | 0.03 | 0.02 | 0.01 | 0.01 | 0.01 | True |  | Non Federally-Regulated | 05/16/2018 |  | 07/13/2018
SAVE ENERGY LED AUTHORITY CORPORATION | 90+ Lighting | 0 | Light Emitting Diode | Directional Lamp | Edison Screw Base | Forward Phase Cut Controls | 88.1 | 3000 | 0.0019 | 93 | 64 | 300 | 0.9 | Elevated | 25000 | 0.918 | 1 |  | 0.1 | 22 | 22 | 0.16 | 0.15 | 0.15 | 0.14 | 0.02 | 0.57 | 0.18 | 0.18 | 0.18 | 0.01 | 0.02 | 0.01 | 0.18 | 0.18 | 0.18 | 0.15 | 0.02 | 0.01 | True |  | Non Federally-Regulated | 05/04/2018 |  | 07/13/2018
SAVE ENERGY LED AUTHORITY CORPORATION | 90+ Lighting | 0 | Light Emitting Diode | Directional Lamp | Edison Screw Base | Forward Phase Cut Controls | 89.7 | 2700 | 0.003 | 92 | 55 | 300 | 0.9 | Elevated | 25000 | 0.918 | 1 |  | 0.1 | 20 | 23 | 0.26 | 0.26 | 0.26 | 0.26 | 0.02 | 0.62 | 0.22 | 0.31 | 0.31 | 0.26 | 0.03 | 0.01 | 0.23 | 0.23 | 0.23 | 0.18 | 0.03 | 0.02 | True |  | Non Federally-Regulated | 05/16/2018 |  | 07/13/2018
SAVE ENERGY LED AUTHORITY CORPORATION | 90+ Lighting | 0 | Light Emitting Diode | Directional Lamp | Edison Screw Base | Forward Phase Cut Controls | 81.8 | 3000 | 0.0032 | 93 | 62 | 300 | 0.9 | Elevated | 25000 | 0.918 | 1 |  | 0.1 | 20 | 23 | 0.26 | 0.26 | 0.25 | 0.24 | 0.03 | 0.73 | 0.23 | 0.24 | 0.24 | 0.19 | 0.03 | 0.01 | 0.17 | 0.17 | 0.18 | 0.14 | 0.03 | 0.01 | True |  | Non Federally-Regulated | 05/04/2018 |  | 07/13/2018
SAVE ENERGY LED AUTHORITY CORPORATION | 90+ Lighting | 0 | Light Emitting Diode | Directional Lamp | Edison Screw Base | Forward Phase Cut Controls | 84.6 | 2700 | 0.0016 | 92 | 56 | 300 | 0.9 | Elevated | 25000 | 0.918 | 1 |  | 0.1 | 21 | 21 | 0.22 | 0.22 | 0.22 | 0.2 | 0.02 | 0.42 | 0.2 | 0.21 | 0.21 | 0.17 | 0.03 | 0.01 | 0.16 | 0.17 | 0.17 | 0.13 | 0.03 | 0.01 | True |  | Non Federally-Regulated | 05/04/2018 |  | 07/13/2018
SAVE ENERGY LED AUTHORITY CORPORATION | 90+ Lighting | 0 | Light Emitting Diode | Directional Lamp | Edison Screw Base | Forward Phase Cut Controls | 82.9 | 3000 | 0.0019 | 92 | 64 | 300 | 0.9 | Elevated | 25000 | 0.918 | 1 |  | 0.1 | 21 | 21 | 0.18 | 0.18 | 0.17 | 0.16 | 0.02 | 0.61 | 0.21 | 0.21 | 0.22 | 0.17 | 0.03 | 0.01 | 0.15 | 0.16 | 0.16 | 0.13 | 0.03 | 0.01 | True |  | Non Federally-Regulated | 05/16/2018 |  | 07/13/2018
SAVE ENERGY LED AUTHORITY CORPORATION | 90+ Lighting | 0 | Light Emitting Diode | Directional Lamp | Edison Screw Base | Forward Phase Cut Controls | 79 | 2700 | 0.0018 | 92 | 57 | 300 | 0.9 | Elevated | 25000 | 0.918 | 1 |  | 0.1 | 21 | 21 | 0.17 | 0.17 | 0.17 | 0.16 | 0.01 | 0.3 | 0.17 | 0.17 | 0.18 | 0.14 | 0.02 | 0.01 | 0.14 | 0.14 | 0.14 | 0.1 | 0.02 | 0.01 | True |  | Non Federally-Regulated | 05/04/2018 |  | 07/13/2018
SAVE ENERGY LED AUTHORITY CORPORATION | 90+ Lighting | 0 | Light Emitting Diode | Directional Lamp | Edison Screw Base | Forward Phase Cut Controls | 81.3 | 3000 | 0.0021 | 93 | 66 | 300 | 0.9 | Elevated | 25000 | 0.918 | 1 |  | 0.1 | 21 | 22 | 0.26 | 0.26 | 0.25 | 0.24 | 0.02 | 0.59 | 0.22 | 0.22 | 0.22 | 0.18 | 0.02 | 0.01 | 0.15 | 0.15 | 0.15 | 0.12 | 0.03 | 0.01 | True |  | Non Federally-Regulated | 05/04/2018 |  | 07/13/2018
SAVE ENERGY LED AUTHORITY CORPORATION | 90+ Lighting | 0 | Light Emitting Diode | Directional Lamp | Edison Screw Base | Forward Phase Cut Controls | 75.9 | 2700 | 0.0025 | 92 | 58 | 300 | 0.9 | Elevated | 25000 | 0.918 | 1 |  | 0.1 | 22 | 22 | 0.12 | 0.12 | 0.12 | 0.09 | 0.01 | 0.13 | 0.02 | 0.02 | 0.02 | 0.02 | 0.01 | 0.01 | 0.03 | 0.03 | 0.02 | 0.01 | 0.01 | 0.01 | True |  | Non Federally-Regulated | 05/04/2018 |  | 07/13/2018
SAVE ENERGY LED AUTHORITY CORPORATION | 90+ Lighting | 0 | Light Emitting Diode | Directional Lamp | Edison Screw Base | Forward Phase Cut Controls | 75 | 3000 | 0.003 | 93 | 65 | 300 | 0.9 | Elevated | 25000 | 0.918 | 1 |  | 0.1 | 22 | 22 | 0.16 | 0.15 | 0.15 | 0.14 | 0.02 | 0.57 | 0.18 | 0.18 | 0.18 | 0.01 | 0.02 | 0.01 | 0.18 | 0.18 | 0.18 | 0.15 | 0.02 | 0.01 | True |  | Non Federally-Regulated | 05/16/2018 |  | 07/13/2018
SAVE ENERGY LED AUTHORITY CORPORATION | 90+ Lighting | 0 | Light Emitting Diode | Directional Lamp | Edison Screw Base | Forward Phase Cut Controls | 77.2 | 2700 | 0.003 | 94 | 64 | 300 | 0.9 | Elevated | 25000 | 0.918 | 1 |  | 0.1 | 20 | 23 | 0.26 | 0.24 | 0.26 | 0.24 | 0.02 | 0.62 | 0.22 | 0.31 | 0.31 | 0.26 | 0.03 | 0.01 | 0.23 | 0.23 | 0.23 | 0.18 | 0.03 | 0.02 | True |  | Non Federally-Regulated | 05/16/2018 |  | 07/13/2018
SAVE ENERGY LED AUTHORITY CORPORATION | 90+ Lighting | 0 | Light Emitting Diode | Directional Lamp | Edison Screw Base | Forward Phase Cut Controls | 84.9 | 3000 | 0.0015 | 93 | 62 | 300 | 0.9 | Elevated | 25000 | 0.918 | 1 |  | 0.1 | 20 | 23 | 0.26 | 0.26 | 0.25 | 0.24 | 0.03 | 0.73 | 0.23 | 0.24 | 0.24 | 0.19 | 0.03 | 0.01 | 0.17 | 0.17 | 0.18 | 0.14 | 0.03 | 0.01 | True |  | Non Federally-Regulated | 05/16/2018 |  | 07/13/2018
SAVE ENERGY LED AUTHORITY CORPORATION | 90+ Lighting | 0 | Light Emitting Diode | Directional Lamp | Edison Screw Base | Forward Phase Cut Controls | 81.6 | 2700 | 0.003 | 93 | 59 | 300 | 0.9 | Elevated | 25000 | 0.918 | 1 |  | 0.1 | 21 | 21 | 0.22 | 0.22 | 0.22 | 0.2 | 0.02 | 0.42 | 0.2 | 0.21 | 0.21 | 0.17 | 0.03 | 0.01 | 0.16 | 0.17 | 0.17 | 0.13 | 0.03 | 0.01 | True |  | Non Federally-Regulated | 05/16/2018 |  | 07/13/2018
SAVE ENERGY LED AUTHORITY CORPORATION | 90+ Lighting | 0 | Light Emitting Diode | Directional Lamp | Edison Screw Base | Forward Phase Cut Controls | 86.2 | 3000 | 0.002 | 94 | 67 | 300 | 0.9 | Elevated | 25000 | 0.918 | 1 |  | 0.1 | 21 | 21 | 0.18 | 0.18 | 0.17 | 0.16 | 0.02 | 0.61 | 0.21 | 0.21 | 0.22 | 0.17 | 0.03 | 0.01 | 0.15 | 0.16 | 0.16 | 0.13 | 0.03 | 0.01 | True |  | Non Federally-Regulated | 05/04/2018 |  | 07/13/2018
SAVE ENERGY LED AUTHORITY CORPORATION | 90+ Lighting | 0 | Light Emitting Diode | Directional Lamp | Edison Screw Base | Forward Phase Cut Controls | 79.3 | 2700 | 0.0032 | 92 | 58 | 300 | 0.9 | Elevated | 25000 | 0.918 | 1 |  | 0.1 | 21 | 21 | 0.17 | 0.17 | 0.17 | 0.16 | 0.01 | 0.3 | 0.17 | 0.17 | 0.18 | 0.14 | 0.02 | 0.01 | 0.14 | 0.14 | 0.14 | 0.1 | 0.02 | 0.01 | True |  | Non Federally-Regulated | 05/04/2018 |  | 07/13/2018
SAVE ENERGY LED AUTHORITY CORPORATION | 90+ Lighting | 0 | Light Emitting Diode | Directional Lamp | Edison Screw Base | Forward Phase Cut Controls | 82.9 | 3000 | 0.003 | 93 | 68 | 300 | 0.9 | Elevated | 25000 | 0.918 | 1 |  | 0.1 | 21 | 22 | 0.26 | 0.26 | 0.25 | 0.24 | 0.02 | 0.59 | 0.22 | 0.22 | 0.22 | 0.18 | 0.02 | 0.01 | 0.15 | 0.15 | 0.15 | 0.12 | 0.03 | 0.01 | True |  | Non Federally-Regulated | 05/16/2018 |  | 07/13/2018
SAVE ENERGY LED AUTHORITY CORPORATION | 90+ Lighting | 0 | Light Emitting Diode | Decorative Lamp | Edison Screw Base | Forward Phase Cut Controls | 82.2 | 2700 | 0.001 | 93 | 60 | 300 | 0.9 | Ambient | 25000 | 0.918 | 1 |  | 0.1 | 22 | 22 | 0.12 | 0.12 | 0.12 | 0.09 | 0.01 | 0.13 | 0.02 | 0.02 | 0.02 | 0.02 | 0.01 | 0.01 | 0.03 | 0.03 | 0.02 | 0.01 | 0.01 | 0.01 | True |  | Non Federally-Regulated | 05/04/2018 |  | 07/13/2018
SAVE ENERGY LED AUTHORITY CORPORATION | 90+ Lighting | 0 | Light Emitting Diode | Decorative Lamp | Edison Screw Base | Forward Phase Cut Controls | 82.6 | 3000 | 0.0017 | 93 | 66 | 300 | 0.9 | Ambient | 25000 | 0.918 | 1 |  | 0.1 | 22 | 22 | 0.16 | 0.15 | 0.15 | 0.14 | 0.02 | 0.57 | 0.18 | 0.18 | 0.18 | 0.01 | 0.02 | 0.01 | 0.18 | 0.18 | 0.18 | 0.15 | 0.02 | 0.01 | True |  | Non Federally-Regulated | 05/04/2018 |  | 07/13/2018
SAVE ENERGY LED AUTHORITY CORPORATION | 90+ Lighting | 0 | Light Emitting Diode | Decorative Lamp | Edison Screw Base | Forward Phase Cut Controls | 75.6 | 2700 | 0.003 | 93 | 60 | 300 | 0.9 | Ambient | 25000 | 0.918 | 1 |  | 0.1 | 20 | 23 | 0.26 | 0.26 | 0.24 | 0.24 | 0.02 | 0.62 | 0.22 | 0.22 | 0.31 | 0.26 | 0.03 | 0.01 | 0.23 | 0.23 | 0.23 | 0.18 | 0.03 | 0.02 | True |  | Non Federally-Regulated | 05/16/2018 |  | 07/13/2018
SAVE ENERGY LED AUTHORITY CORPORATION | 90+ Lighting | 0 | Light Emitting Diode | Decorative Lamp | Edison Screw Base | Forward Phase Cut Controls | 84.2 | 3000 | 0.0029 | 93 | 67 | 300 | 0.9 | Ambient | 25000 | 0.918 | 1 |  | 0.1 | 20 | 23 | 0.26 | 0.26 | 0.25 | 0.24 | 0.03 | 0.73 | 0.23 | 0.24 | 0.24 | 0.19 | 0.03 | 0.01 | 0.17 | 0.17 | 0.18 | 0.14 | 0.03 | 0.01 | True |  | Non Federally-Regulated | 05/04/2018 |  | 07/13/2018
SAVE ENERGY LED AUTHORITY CORPORATION | 90+ Lighting | 0 | Light Emitting Diode | Decorative Lamp | Edison Screw Base | Forward Phase Cut Controls | 76.7 | 2700 | 0.0018 | 92 | 59 | 300 | 0.9 | Ambient | 25000 | 0.918 | 1 |  | 0.1 | 21 | 21 | 0.22 | 0.22 | 0.22 | 0.2 | 0.02 | 0.42 | 0.2 | 0.21 | 0.21 | 0.17 | 0.03 | 0.01 | 0.16 | 0.17 | 0.17 | 0.13 | 0.03 | 0.01 | True |  | Non Federally-Regulated | 05/04/2018 |  | 07/13/2018
SAVE ENERGY LED AUTHORITY CORPORATION | 90+ Lighting | 0 | Light Emitting Diode | Decorative Lamp | Edison Screw Base | Forward Phase Cut Controls | 78.7 | 3000 | 0.0021 | 93 | 64 | 300 | 0.9 | Ambient | 25000 | 0.918 | 1 |  | 0.1 | 21 | 21 | 0.18 | 0.18 | 0.17 | 0.16 | 0.02 | 0.61 | 0.21 | 0.21 | 0.22 | 0.17 | 0.03 | 0.01 | 0.15 | 0.16 | 0.16 | 0.13 | 0.03 | 0.01 | True |  | Non Federally-Regulated | 05/04/2018 |  | 07/13/2018
SAVE ENERGY LED AUTHORITY CORPORATION | 90+ Lighting | 0 | Light Emitting Diode | Decorative Lamp | Edison Screw Base | Forward Phase Cut Controls | 76.7 | 2700 | 0.0025 | 92 | 58 | 300 | 0.9 | Ambient | 25000 | 0.918 | 1 |  | 0.1 | 21 | 21 | 0.17 | 0.17 | 0.17 | 0.16 | 0.01 | 0.3 | 0.17 | 0.17 | 0.18 | 0.14 | 0.02 | 0.01 | 0.14 | 0.14 | 0.14 | 0.1 | 0.02 | 0.01 | True |  | Non Federally-Regulated | 05/04/2018 |  | 07/13/2018
SAVE ENERGY LED AUTHORITY CORPORATION | 90+ Lighting | 0 | Light Emitting Diode | Decorative Lamp | Edison Screw Base | Forward Phase Cut Controls | 75.7 | 3000 | 0.0015 | 93 | 64 | 300 | 0.9 | Ambient | 25000 | 0.918 | 1 |  | 0.1 | 21 | 22 | 0.26 | 0.26 | 0.25 | 0.24 | 0.02 | 0.59 | 0.22 | 0.22 | 0.22 | 0.18 | 0.02 | 0.01 | 0.15 | 0.15 | 0.15 | 0.12 | 0.03 | 0.01 | True |  | Non Federally-Regulated | 05/16/2018 |  | 07/13/2018
SAVE ENERGY LED AUTHORITY CORPORATION | 90+ Lighting | 0 | Light Emitting Diode | Decorative Lamp | Edison Screw Base | Forward Phase Cut Controls | 75.3 | 2700 | 0.0019 | 93 | 62 | 300 | 0.9 | Ambient | 25000 | 0.918 | 1 |  | 0.1 | 22 | 22 | 0.12 | 0.12 | 0.12 | 0.09 | 0.01 | 0.13 | 0.02 | 0.02 | 0.02 | 0.02 | 0.01 | 0.01 | 0.03 | 0.03 | 0.02 | 0.01 | 0.01 | 0.01 | True |  | Non Federally-Regulated | 05/16/2018 |  | 07/13/2018
SAVE ENERGY LED AUTHORITY CORPORATION | 90+ Lighting | 0 | Light Emitting Diode | Decorative Lamp | Edison Screw Base | Forward Phase Cut Controls | 75.3 | 3000 | 0.0014 | 93 | 65 | 300 | 0.9 | Ambient | 25000 | 0.918 | 1 |  | 0.1 | 22 | 22 | 0.16 | 0.15 | 0.15 | 0.14 | 0.02 | 0.57 | 0.18 | 0.18 | 0.18 | 0.01 | 0.02 | 0.01 | 0.18 | 0.18 | 0.18 | 0.15 | 0.02 | 0.01 | True |  | Non Federally-Regulated | 05/04/2018 |  | 07/13/2018
SAVE ENERGY LED AUTHORITY CORPORATION | 90+ Lighting | 0 | Light Emitting Diode | Decorative Lamp | Edison Screw Base | Forward Phase Cut Controls | 76 | 2700 | 0.0014 | 94 | 65 | 300 | 0.9 | Ambient | 25000 | 0.918 | 1 |  | 0.1 | 20 | 23 | 0.26 | 0.26 | 0.26 | 0.26 | 0.02 | 0.62 | 0.22 | 0.31 | 0.31 | 0.26 | 0.03 | 0.01 | 0.23 | 0.23 | 0.23 | 0.18 | 0.03 | 0.02 | True |  | Non Federally-Regulated | 05/23/2018 |  | 07/13/2018
SAVE ENERGY LED AUTHORITY CORPORATION | 90+ Lighting | 0 | Light Emitting Diode | Decorative Lamp | Edison Screw Base | Forward Phase Cut Controls | 83.5 | 3000 | 0.0013 | 93 | 66 | 300 | 0.9 | Ambient | 25000 | 0.918 | 1 |  | 0.1 | 20 | 23 | 0.26 | 0.26 | 0.25 | 0.24 | 0.03 | 0.73 | 0.23 | 0.24 | 0.24 | 0.19 | 0.03 | 0.01 | 0.17 | 0.17 | 0.18 | 0.14 | 0.03 | 0.01 | True |  | Non Federally-Regulated | 05/04/2018 |  | 07/13/2018
SAVE ENERGY LED AUTHORITY CORPORATION | 90+ Lighting | 0 | Light Emitting Diode | Decorative Lamp | Edison Screw Base | Forward Phase Cut Controls | 77.6 | 2700 | 0.0018 | 92 | 56 | 300 | 0.9 | Ambient | 25000 | 0.918 | 1 |  | 0.1 | 21 | 21 | 0.22 | 0.22 | 0.22 | 0.2 | 0.02 | 0.42 | 0.2 | 0.21 | 0.21 | 0.17 | 0.03 | 0.01 | 0.16 | 0.17 | 0.17 | 0.13 | 0.03 | 0.01 | True |  | Non Federally-Regulated | 05/16/2018 |  | 07/13/2018
SAVE ENERGY LED AUTHORITY CORPORATION | 90+ Lighting | 0 | Light Emitting Diode | Decorative Lamp | Edison Screw Base | Forward Phase Cut Controls | 77.2 | 2700 | 0.0016 | 92 | 60 | 300 | 0.9 | Ambient | 25000 | 0.918 | 1 |  | 0.1 | 21 | 21 | 0.18 | 0.18 | 0.17 | 0.16 | 0.02 | 0.61 | 0.21 | 0.21 | 0.22 | 0.17 | 0.03 | 0.01 | 0.15 | 0.16 | 0.16 | 0.13 | 0.03 | 0.01 | True |  | Non Federally-Regulated | 05/16/2018 |  | 07/13/2018
SAVE ENERGY LED AUTHORITY CORPORATION | 90+ Lighting | 0 | Light Emitting Diode | Decorative Lamp | Edison Screw Base | Forward Phase Cut Controls | 80 | 2700 | 0.002 | 93 | 62 | 300 | 0.9 | Ambient | 25000 | 0.918 | 1 |  | 0.1 | 21 | 21 | 0.17 | 0.17 | 0.17 | 0.16 | 0.01 | 0.3 | 0.17 | 0.17 | 0.18 | 0.14 | 0.02 | 0.01 | 0.14 | 0.14 | 0.14 | 0.1 | 0.02 | 0.01 | True |  | Non Federally-Regulated | 05/04/2018 |  | 07/13/2018
SAVE ENERGY LED AUTHORITY CORPORATION | 90+ Lighting | 0 | Light Emitting Diode | Decorative Lamp | Edison Screw Base | Forward Phase Cut Controls | 76 | 2700 | 0.0029 | 93 | 60 | 300 | 0.9 | Ambient | 25000 | 0.918 | 1 |  | 0.1 | 21 | 22 | 0.26 | 0.26 | 0.25 | 0.24 | 0.02 | 0.59 | 0.22 | 0.22 | 0.22 | 0.18 | 0.02 | 0.01 | 0.15 | 0.15 | 0.15 | 0.12 | 0.03 | 0.01 | True |  | Non Federally-Regulated | 05/04/2018 |  | 07/13/2018
SAVE ENERGY LED AUTHORITY CORPORATION | 90+ Lighting | 0 | Light Emitting Diode | Omnidirectional Lamp | Edison Screw Base | Forward Phase Cut Controls | 84.4 | 2700 | 0.001 | 92 | 55 | 300 | 0.9 | Ambient | 25000 | 0.918 | 1 |  | 0.1 | 22 | 22 | 0.12 | 0.12 | 0.12 | 0.09 | 0.01 | 0.13 | 0.02 | 0.02 | 0.02 | 0.02 | 0.01 | 0.01 | 0.03 | 0.03 | 0.02 | 0.01 | 0.01 | 0.01 | True |  | Non Federally-Regulated | 05/04/2018 |  | 07/13/2018
SAVE ENERGY LED AUTHORITY CORPORATION | 90+ Lighting | 0 | Light Emitting Diode | Omnidirectional Lamp | Edison Screw Base | Forward Phase Cut Controls | 85.2 | 3000 | 0.0012 | 93 | 65 | 300 | 0.9 | Ambient | 25000 | 0.918 | 1 |  | 0.1 | 22 | 22 | 0.16 | 0.15 | 0.15 | 0.14 | 0.02 | 0.57 | 0.18 | 0.18 | 0.18 | 0.01 | 0.02 | 0.01 | 0.18 | 0.18 | 0.18 | 0.15 | 0.02 | 0.01 | True |  | Non Federally-Regulated | 05/04/2018 |  | 07/13/2018
SAVE ENERGY LED AUTHORITY CORPORATION | 90+ Lighting | 0 | Light Emitting Diode | Omnidirectional Lamp | Edison Screw Base | Forward Phase Cut Controls | 84.5 | 2700 | 0.003 | 92 | 57 | 300 | 0.9 | Ambient | 25000 | 0.918 | 1 |  | 0.1 | 20 | 23 | 0.22 | 0.22 | 0.26 | 0.26 | 0.02 | 0.62 | 0.22 | 0.22 | 0.26 | 0.26 | 0.03 | 0.01 | 0.23 | 0.23 | 0.23 | 0.18 | 0.03 | 0.02 | True |  | Non Federally-Regulated | 05/16/2018 |  | 07/13/2018
SAVE ENERGY LED AUTHORITY CORPORATION | 90+ Lighting | 0 | Light Emitting Diode | Omnidirectional Lamp | Edison Screw Base | Forward Phase Cut Controls | 78.9 | 3000 | 0.0024 | 94 | 68 | 300 | 0.9 | Ambient | 25000 | 0.918 | 1 |  | 0.1 | 20 | 23 | 0.26 | 0.26 | 0.25 | 0.24 | 0.03 | 0.73 | 0.23 | 0.24 | 0.24 | 0.19 | 0.03 | 0.01 | 0.17 | 0.17 | 0.18 | 0.14 | 0.03 | 0.01 | True |  | Non Federally-Regulated | 05/04/2018 |  | 07/13/2018
SAVE ENERGY LED AUTHORITY CORPORATION | 90+ Lighting | 0 | Light Emitting Diode | Omnidirectional Lamp | Edison Screw Base | Forward Phase Cut Controls | 90.3 | 2700 | 0.003 | 92 | 58 | 300 | 0.9 | Ambient | 25000 | 0.918 | 1 |  | 0.1 | 21 | 21 | 0.17 | 0.17 | 0.17 | 0.16 | 0.01 | 0.3 | 0.17 | 0.17 | 0.18 | 0.14 | 0.02 | 0.01 | 0.14 | 0.14 | 0.14 | 0.1 | 0.02 | 0.01 | True |  | Non Federally-Regulated | 05/16/2018 |  | 07/13/2018
SAVE ENERGY LED AUTHORITY CORPORATION | 90+ Lighting | 0 | Light Emitting Diode | Omnidirectional Lamp | Edison Screw Base | Forward Phase Cut Controls | 89.8 | 3000 | 0.002 | 93 | 67 | 300 | 0.9 | Ambient | 25000 | 0.918 | 1 |  | 0.1 | 21 | 22 | 0.26 | 0.26 | 0.25 | 0.24 | 0.02 | 0.59 | 0.22 | 0.22 | 0.22 | 0.18 | 0.02 | 0.01 | 0.15 | 0.15 | 0.15 | 0.12 | 0.03 | 0.01 | True |  | Non Federally-Regulated | 05/16/2018 |  | 07/13/2018
SAVE ENERGY LED AUTHORITY CORPORATION | 90+ Lighting | 0 | Light Emitting Diode | Omnidirectional Lamp | Edison Screw Base | Forward Phase Cut Controls | 96.2 | 2700 | 0.0026 | 92 | 59 | 300 | 0.9 | Ambient | 25000 | 0.918 | 1 |  | 0.1 | 22 | 22 | 0.12 | 0.12 | 0.12 | 0.09 | 0.01 | 0.13 | 0.02 | 0.02 | 0.02 | 0.02 | 0.01 | 0.01 | 0.03 | 0.03 | 0.02 | 0.01 | 0.01 | 0.01 | True |  | Non Federally-Regulated | 05/16/2018 |  | 07/13/2018
SAVE ENERGY LED AUTHORITY CORPORATION | 90+ Lighting | 0 | Light Emitting Diode | Omnidirectional Lamp | Edison Screw Base | Forward Phase Cut Controls | 98 | 3000 | 0.002 | 93 | 67 | 300 | 0.9 | Ambient | 25000 | 0.918 | 1 |  | 0.1 | 22 | 22 | 0.16 | 0.15 | 0.15 | 0.14 | 0.02 | 0.57 | 0.18 | 0.18 | 0.18 | 0.01 | 0.02 | 0.01 | 0.18 | 0.18 | 0.18 | 0.15 | 0.02 | 0.01 | True |  | Non Federally-Regulated | 05/16/2018 |  | 07/13/2018
SAVE ENERGY LED AUTHORITY CORPORATION | 90+ Lighting | 0 | Light Emitting Diode | Inseparable Luminaire | Quick Connect | Forward Phase Cut Controls | 75.9 | 2700 | 0.0015 | 92 | 60 | 300 | 0.9 | Ambient | 35000 | 0.918 | 1 |  | 0.1 | 22 | 22 | 0.16 | 0.15 | 0.15 | 0.14 | 0.02 | 0.57 | 0.18 | 0.18 | 0.18 | 0.01 | 0.02 | 0.01 | 0.18 | 0.18 | 0.18 | 0.15 | 0.02 | 0.01 | True |  | Non Federally-Regulated | 05/16/2018 |  | 07/13/2018
SAVE ENERGY LED AUTHORITY CORPORATION | 90+ Lighting | 0 | Light Emitting Diode | Inseparable Luminaire | Quick Connect | Forward Phase Cut Controls | 77.4 | 3000 | 0.0018 | 93 | 67 | 300 | 0.9 | Ambient | 35000 | 0.918 | 1 |  | 0.1 | 20 | 23 | 0.26 | 0.26 | 0.26 | 0.26 | 0.02 | 0.62 | 0.26 | 0.26 | 0.26 | 0.26 | 0.03 | 0.01 | 0.23 | 0.23 | 0.23 | 0.18 | 0.03 | 0.02 | True |  | Non Federally-Regulated | 05/16/2018 |  | 07/13/2018
SAVE ENERGY LED AUTHORITY CORPORATION | 90+ Lighting | 0 | Light Emitting Diode | Inseparable Luminaire | Quick Connect | Forward Phase Cut Controls | 77.8 | 4000 | 0.0016 | 94 | 96 | 300 | 0.9 | Ambient | 35000 | 0.918 | 1 |  | 0.1 | 20 | 23 | 0.26 | 0.26 | 0.25 | 0.24 | 0.03 | 0.73 | 0.23 | 0.24 | 0.24 | 0.19 | 0.03 | 0.01 | 0.17 | 0.17 | 0.18 | 0.14 | 0.03 | 0.01 | True |  | Non Federally-Regulated | 05/04/2018 |  | 07/13/2018
SAVE ENERGY LED AUTHORITY CORPORATION | 90+ Lighting | 0 | Light Emitting Diode | Inseparable Luminaire | Quick Connect | Forward Phase Cut Controls | 81.3 | 2700 | 0.0015 | 93 | 61 | 300 | 0.9 | Ambient | 35000 | 0.918 | 1 |  | 0.1 | 21 | 21 | 0.18 | 0.18 | 0.17 | 0.16 | 0.02 | 0.61 | 0.21 | 0.21 | 0.22 | 0.17 | 0.03 | 0.01 | 0.15 | 0.16 | 0.16 | 0.13 | 0.03 | 0.01 | True |  | Non Federally-Regulated | 05/16/2018 |  | 07/13/2018
SAVE ENERGY LED AUTHORITY CORPORATION | 90+ Lighting | 0 | Light Emitting Diode | Inseparable Luminaire | Quick Connect | Forward Phase Cut Controls | 83.8 | 3000 | 0.0011 | 93 | 69 | 300 | 0.9 | Ambient | 35000 | 0.918 | 1 |  | 0.1 | 21 | 21 | 0.17 | 0.17 | 0.17 | 0.16 | 0.01 | 0.3 | 0.17 | 0.17 | 0.18 | 0.14 | 0.02 | 0.01 | 0.14 | 0.14 | 0.14 | 0.1 | 0.02 | 0.01 | True |  | Non Federally-Regulated | 05/04/2018 |  | 07/13/2018
SAVE ENERGY LED AUTHORITY CORPORATION | 90+ Lighting | 0 | Light Emitting Diode | Inseparable Luminaire | Quick Connect | Forward Phase Cut Controls | 84.4 | 4000 | 0.0014 | 94 | 97 | 300 | 0.9 | Ambient | 35000 | 0.918 | 1 |  | 0.1 | 21 | 22 | 0.26 | 0.26 | 0.25 | 0.24 | 0.02 | 0.59 | 0.22 | 0.22 | 0.22 | 0.18 | 0.02 | 0.01 | 0.15 | 0.15 | 0.15 | 0.12 | 0.03 | 0.01 | True |  | Non Federally-Regulated | 05/04/2018 |  | 07/13/2018
SAVE ENERGY LED AUTHORITY CORPORATION | 90+ Lighting | 0 | Light Emitting Diode | Inseparable Luminaire | Quick Connect | Forward Phase Cut Controls | 76.2 | 2700 | 0.003 | 92 | 59 | 300 | 0.9 | Ambient | 35000 | 0.918 | 1 |  | 0.1 | 22 | 22 | 0.16 | 0.15 | 0.15 | 0.14 | 0.02 | 0.57 | 0.18 | 0.18 | 0.18 | 0.01 | 0.02 | 0.01 | 0.18 | 0.18 | 0.18 | 0.15 | 0.02 | 0.01 | True |  | Non Federally-Regulated | 05/16/2018 |  | 07/13/2018
SAVE ENERGY LED AUTHORITY CORPORATION | 90+ Lighting | 0 | Light Emitting Diode | Inseparable Luminaire | Quick Connect | Forward Phase Cut Controls | 79.7 | 3000 | 0.0029 | 93 | 68 | 300 | 0.9 | Ambient | 35000 | 0.918 | 1 |  | 0.1 | 20 | 23 | 0.26 | 0.26 | 0.26 | 0.26 | 0.02 | 0.62 | 0.26 | 0.26 | 0.26 | 0.26 | 0.03 | 0.01 | 0.23 | 0.23 | 0.23 | 0.18 | 0.03 | 0.02 | True |  | Non Federally-Regulated | 05/16/2018 |  | 07/13/2018
SAVE ENERGY LED AUTHORITY CORPORATION | 90+ Lighting | 0 | Light Emitting Diode | Inseparable Luminaire | Quick Connect | Forward Phase Cut Controls | 79.1 | 4000 | 0.0016 | 94 | 96 | 300 | 0.9 | Ambient | 35000 | 0.918 | 1 |  | 0.1 | 20 | 23 | 0.26 | 0.26 | 0.25 | 0.24 | 0.03 | 0.73 | 0.23 | 0.24 | 0.24 | 0.19 | 0.03 | 0.01 | 0.17 | 0.17 | 0.18 | 0.14 | 0.03 | 0.01 | True |  | Non Federally-Regulated | 05/04/2018 |  | 07/13/2018
SAVE ENERGY LED AUTHORITY CORPORATION | 90+ Lighting | 0 | Light Emitting Diode | Omnidirectional Lamp | Edison Screw Base | Forward Phase Cut Controls | 86.3 | 2700 | 0.0019 | 92 | 57 | 300 | 0.9 | Ambient | 15000 | 0.918 | 1 |  | 0.1 | 21 | 22 | 0.26 | 0.26 | 0.25 | 0.24 | 0.02 | 0.59 | 0.22 | 0.22 | 0.22 | 0.18 | 0.02 | 0.01 | 0.15 | 0.15 | 0.15 | 0.12 | 0.03 | 0.01 | True |  | Non Federally-Regulated | 05/04/2018 |  | 07/13/2018
SAVE ENERGY LED AUTHORITY CORPORATION | 90+ Lighting | 0 | Light Emitting Diode | Omnidirectional Lamp | Edison Screw Base | Forward Phase Cut Controls | 88.4 | 3000 | 0.003 | 93 | 74 | 300 | 0.9 | Ambient | 15000 | 0.918 | 1 |  | 0.1 | 22 | 22 | 0.12 | 0.12 | 0.12 | 0.09 | 0.01 | 0.13 | 0.02 | 0.02 | 0.02 | 0.02 | 0.01 | 0.01 | 0.03 | 0.03 | 0.02 | 0.01 | 0.01 | 0.01 | True |  | Non Federally-Regulated | 05/16/2018 |  | 07/13/2018
Philips Lightolier | Lightolier | C3L085NULHVB/C3L085A01**K9***VB/C3LACL** | Light Emitting Diode | Inseparable Luminaire | Quick Connect | Direct Digital Controls | 50.3 | 2712 | 0.0012 | 92 | 57 | 353 | 0.96 | Ambient | 37000 |  |  | 37000 | 0.01 | 17 | 17 | 0.07 | 0.05 | 0.03 | 0.03 | 0.01 | 0.01 | 0.17 | 0.11 | 0.07 | 0.05 | 0.04 | 0.01 | 0.1 | 0.05 | 0.04 | 0.04 | 0.03 | 0.01 | True |  | Non Federally-Regulated | 04/10/2017 |  | 07/23/2018
Philips Lightolier | Lightolier | C3L085NULHVB/C3L085A01**K9***VB/C3LACCL** | Light Emitting Diode | Inseparable Luminaire | Quick Connect | Direct Digital Controls | 50.3 | 2712 | 0.0012 | 92 | 57 | 353 | 0.96 | Ambient | 37000 |  |  | 37000 | 0.01 | 17 | 17 | 0.07 | 0.05 | 0.03 | 0.03 | 0.01 | 0.01 | 0.17 | 0.11 | 0.07 | 0.05 | 0.04 | 0.01 | 0.1 | 0.05 | 0.04 | 0.04 | 0.03 | 0.01 | True |  | Non Federally-Regulated | 04/10/2017 |  | 07/23/2018
Philips Lightolier | Lightolier | C3L085NULHVB/C3L085A01**K9***VB/C3LACCD** | Light Emitting Diode | Inseparable Luminaire | Quick Connect | Direct Digital Controls | 50.3 | 2712 | 0.0012 | 92 | 57 | 353 | 0.96 | Ambient | 37000 |  |  | 37000 | 0.01 | 17 | 17 | 0.07 | 0.05 | 0.03 | 0.03 | 0.01 | 0.01 | 0.17 | 0.11 | 0.07 | 0.05 | 0.04 | 0.01 | 0.1 | 0.05 | 0.04 | 0.04 | 0.03 | 0.01 | True |  | Non Federally-Regulated | 04/10/2017 |  | 07/23/2018
Philips Lightolier | Lightolier | C3L085NULHVB/C3L085A01**K9***VB/C3LACCZ** | Light Emitting Diode | Inseparable Luminaire | Quick Connect | Direct Digital Controls | 50.3 | 2712 | 0.0012 | 92 | 57 | 353 | 0.96 | Ambient | 37000 |  |  | 37000 | 0.01 | 17 | 17 | 0.07 | 0.05 | 0.03 | 0.03 | 0.01 | 0.01 | 0.17 | 0.11 | 0.07 | 0.05 | 0.04 | 0.01 | 0.1 | 0.05 | 0.04 | 0.04 | 0.03 | 0.01 | True |  | Non Federally-Regulated | 04/10/2017 |  | 07/23/2018
Philips Lightolier | Lightolier | C3L085NULHVB/C3L085A01**K9***VB/C3LABK** | Light Emitting Diode | Inseparable Luminaire | Quick Connect | Direct Digital Controls | 50.3 | 2712 | 0.0012 | 92 | 57 | 353 | 0.96 | Ambient | 37000 |  |  | 37000 | 0.01 | 17 | 17 | 0.07 | 0.05 | 0.03 | 0.03 | 0.01 | 0.01 | 0.17 | 0.11 | 0.07 | 0.05 | 0.04 | 0.01 | 0.1 | 0.05 | 0.04 | 0.04 | 0.03 | 0.01 | True |  | Non Federally-Regulated | 04/10/2017 |  | 07/23/2018
Philips Lightolier | Lightolier | C3L085NULHVB/C3L085A01**K9***VB/C3LAWH** | Light Emitting Diode | Inseparable Luminaire | Quick Connect | Direct Digital Controls | 50.3 | 2712 | 0.0012 | 92 | 57 | 353 | 0.96 | Ambient | 37000 |  |  | 37000 | 0.01 | 17 | 17 | 0.07 | 0.05 | 0.03 | 0.03 | 0.01 | 0.01 | 0.17 | 0.11 | 0.07 | 0.05 | 0.04 | 0.01 | 0.1 | 0.05 | 0.04 | 0.04 | 0.03 | 0.01 | True |  | Non Federally-Regulated | 04/10/2017 |  | 07/23/2018
Philips Lightolier | Lightolier | C3L085NUELVVB/C3L085A01**K9***VB/C3LACL** | Light Emitting Diode | Inseparable Luminaire | Quick Connect | Reverse Phase Cut Controls | 50.7 | 2769 | 0.0014 | 92 | 57 | 431 | 0.98 | Ambient | 37000 |  |  | 37000 | 0.1 | 17 | 17 | 0.04 | 0.03 | 0.02 | 0.01 | 0.01 | 0.01 | 0.24 | 0.23 | 0.24 | 0.19 | 0.02 | 0.01 | 0.21 | 0.19 | 0.2 | 0.16 | 0.01 | 0.01 | True |  | Non Federally-Regulated | 04/10/2017 |  | 07/23/2018
Philips Lightolier | Lightolier | C3L085NUELVVB/C3L085A01**K9***VB/C3LACCL** | Light Emitting Diode | Inseparable Luminaire | Quick Connect | Reverse Phase Cut Controls | 50.7 | 2769 | 0.0014 | 92 | 57 | 431 | 0.98 | Ambient | 37000 |  |  | 37000 | 0.1 | 17 | 17 | 0.04 | 0.03 | 0.02 | 0.01 | 0.01 | 0.01 | 0.24 | 0.23 | 0.24 | 0.19 | 0.02 | 0.01 | 0.21 | 0.19 | 0.2 | 0.16 | 0.01 | 0.01 | True |  | Non Federally-Regulated | 04/10/2017 |  | 07/23/2018
Philips Lightolier | Lightolier | C3L085NUELVVB/C3L085A01**K9***VB/C3LACCD** | Light Emitting Diode | Inseparable Luminaire | Quick Connect | Reverse Phase Cut Controls | 50.7 | 2769 | 0.0014 | 92 | 57 | 431 | 0.98 | Ambient | 37000 |  |  | 37000 | 0.1 | 17 | 17 | 0.04 | 0.03 | 0.02 | 0.01 | 0.01 | 0.01 | 0.24 | 0.23 | 0.24 | 0.19 | 0.02 | 0.01 | 0.21 | 0.19 | 0.2 | 0.16 | 0.01 | 0.01 | True |  | Non Federally-Regulated | 04/10/2017 |  | 07/23/2018
Philips Lightolier | Lightolier | C3L085NUELVVB/C3L085A01**K9***VB/C3LACCZ** | Light Emitting Diode | Inseparable Luminaire | Quick Connect | Reverse Phase Cut Controls | 50.7 | 2769 | 0.0014 | 92 | 57 | 431 | 0.98 | Ambient | 37000 |  |  | 37000 | 0.1 | 17 | 17 | 0.04 | 0.03 | 0.02 | 0.01 | 0.01 | 0.01 | 0.24 | 0.23 | 0.24 | 0.19 | 0.02 | 0.01 | 0.21 | 0.19 | 0.2 | 0.16 | 0.01 | 0.01 | True |  | Non Federally-Regulated | 04/10/2017 |  | 07/23/2018
Philips Lightolier | Lightolier | C3L085NUELVVB/C3L085A01**K9***VB/C3LABK** | Light Emitting Diode | Inseparable Luminaire | Quick Connect | Reverse Phase Cut Controls | 50.7 | 2769 | 0.0014 | 92 | 57 | 431 | 0.98 | Ambient | 37000 |  |  | 37000 | 0.1 | 17 | 17 | 0.04 | 0.03 | 0.02 | 0.01 | 0.01 | 0.01 | 0.24 | 0.23 | 0.24 | 0.19 | 0.02 | 0.01 | 0.21 | 0.19 | 0.2 | 0.16 | 0.01 | 0.01 | True |  | Non Federally-Regulated | 04/10/2017 |  | 07/23/2018
Philips Lightolier | Lightolier | C3L085NUELVVB/C3L085A01**K9***VB/C3LAWH** | Light Emitting Diode | Inseparable Luminaire | Quick Connect | Reverse Phase Cut Controls | 50.7 | 2769 | 0.0014 | 92 | 57 | 431 | 0.98 | Ambient | 37000 |  |  | 37000 | 0.1 | 17 | 17 | 0.04 | 0.03 | 0.02 | 0.01 | 0.01 | 0.01 | 0.24 | 0.23 | 0.24 | 0.19 | 0.02 | 0.01 | 0.21 | 0.19 | 0.2 | 0.16 | 0.01 | 0.01 | True |  | Non Federally-Regulated | 04/10/2017 |  | 07/23/2018
Philips Lightolier | Lightolier | C3L085NUELVVB/C3L085DL01**K9VB/C3LDL*CCL** | Light Emitting Diode | Inseparable Luminaire | Quick Connect | Reverse Phase Cut Controls | 50.7 | 2769 | 0.0014 | 92 | 57 | 431 | 0.98 | Ambient | 37000 |  |  | 37000 | 0.1 | 17 | 17 | 0.04 | 0.03 | 0.02 | 0.01 | 0.01 | 0.01 | 0.24 | 0.23 | 0.24 | 0.19 | 0.02 | 0.01 | 0.21 | 0.19 | 0.2 | 0.16 | 0.01 | 0.01 | True |  | Non Federally-Regulated | 04/10/2017 |  | 07/23/2018
Philips Lightolier | Lightolier | C3L085NUELVVB/C3L085DL01**K9VB/C3LDL*CL** | Light Emitting Diode | Inseparable Luminaire | Quick Connect | Reverse Phase Cut Controls | 50.7 | 2769 | 0.0014 | 92 | 57 | 431 | 0.98 | Ambient | 37000 |  |  | 37000 | 0.1 | 17 | 17 | 0.04 | 0.03 | 0.02 | 0.01 | 0.01 | 0.01 | 0.24 | 0.23 | 0.24 | 0.19 | 0.02 | 0.01 | 0.21 | 0.19 | 0.2 | 0.16 | 0.01 | 0.01 | True |  | Non Federally-Regulated | 04/10/2017 |  | 07/23/2018
Philips Lightolier | Lightolier | CP4RB07**0W / CP4R* | Light Emitting Diode | Inseparable Luminaire | Quick Connect | Forward Phase Cut Controls | 72.8 | 3006 | -0.0024 | 94 | 71 | 375 | 0.96 | Ambient | 60000 |  |  | 60000 | 0.02 | 21 | 21 | 0.17 | 0.17 | 0.16 | 0.16 | 0 | 0 | 0.24 | 0.24 | 0.24 | 0.19 | 0.01 | 0 | 0.21 | 0.21 | 0.21 | 0.16 | 0.02 | 0.01 | True |  | Non Federally-Regulated | 04/11/2017 |  | 07/23/2018
Philips Lightolier | Lightolier | CP5RB08**0W / CP5R* | Light Emitting Diode | Inseparable Luminaire | Quick Connect | Forward Phase Cut Controls | 69.5 | 3001 | 0.0004 | 93 | 69 | 312 | 0.97 | Ambient | 60000 |  |  | 60000 | 0.1 | 21 | 20 | 0.19 | 0.19 | 0.19 | 0.18 | 0.01 | 0.01 | 0.32 | 0.31 | 0.31 | 0.25 | 0.03 | 0.02 | 0.27 | 0.27 | 0.27 | 0.21 | 0.03 | 0.02 | True |  | Non Federally-Regulated | 04/11/2017 |  | 07/23/2018
Philips Lightolier | Lightolier | CP6RB****0W / CP6R* | Light Emitting Diode | Inseparable Luminaire | Quick Connect | Forward Phase Cut Controls | 69.1 | 3013 | 0.0003 | 93 | 69 | 364 | 0.97 | Ambient | 60000 |  |  | 60000 | 0.1 | 20 | 21 | 0.2 | 0.2 | 0.2 | 0.19 | 0.01 | 0.01 | 0.31 | 0.31 | 0.31 | 0.25 | 0.02 | 0.01 | 0.26 | 0.25 | 0.26 | 0.2 | 0.02 | 0.01 | True |  | Non Federally-Regulated | 04/11/2017 |  | 07/23/2018
Philips Lightolier | Lightolier | L4R10A*E1VA/L4R109**VA/L4S** | Light Emitting Diode | Inseparable Luminaire | Quick Connect | Forward Phase Cut Controls | 51.3 | 2661 | -0.0024 | 96 | 80 | 96 | 0.96 | Ambient | 54000 |  |  | 54000 | 0.05 | 18 | 18 | 0.23 | 0.22 | 0.23 | 0.22 | 0.01 | 0.01 | 0.52 | 0.35 | 0.35 | 0.29 | 0.03 | 0.01 | 0.46 | 0.28 | 0.27 | 0.22 | 0.02 | 0.01 | True |  | Non Federally-Regulated | 05/22/2017 |  | 07/23/2018
Philips Lightolier | Lightolier | L4R10A*E1VA/L4R109**VA/L4S** | Light Emitting Diode | Inseparable Luminaire | Quick Connect | Reverse Phase Cut Controls | 51.3 | 2661 | -0.0024 | 96 | 80 | 96 | 0.96 | Ambient | 54000 |  |  | 54000 | 0.05 | 18 | 18 | 0.27 | 0.27 | 0.27 | 0.27 | 0.01 | 0 | 0.3 | 0.28 | 0.26 | 0.26 | 0.01 | 0.01 | 0.27 | 0.23 | 0.22 | 0.2 | 0.02 | 0.01 | True |  | Non Federally-Regulated | 05/22/2017 |  | 07/23/2018
Philips Lightolier | Lightolier | L4R10**E1VA/L4R109**VA/L4R** | Light Emitting Diode | Inseparable Luminaire | Quick Connect | Forward Phase Cut Controls | 68.1 | 2671 | -0.0023 | 96 | 80 | 96 | 0.98 | Ambient | 54000 |  |  | 54000 | 0.05 | 18 | 18 | 0.23 | 0.22 | 0.23 | 0.22 | 0.01 | 0.01 | 0.52 | 0.35 | 0.35 | 0.29 | 0.03 | 0.01 | 0.46 | 0.28 | 0.27 | 0.22 | 0.02 | 0.01 | True |  | Non Federally-Regulated | 05/22/2017 |  | 07/23/2018
Philips Lightolier | Lightolier | L4R10**E1VA/L4R109**VA/L4R** | Light Emitting Diode | Inseparable Luminaire | Quick Connect | Reverse Phase Cut Controls | 68.1 | 2671 | -0.0023 | 96 | 80 | 96 | 0.98 | Ambient | 54000 |  |  | 54000 | 0.05 | 18 | 18 | 0.27 | 0.27 | 0.27 | 0.27 | 0.01 | 0 | 0.3 | 0.28 | 0.26 | 0.26 | 0.01 | 0.01 | 0.27 | 0.23 | 0.22 | 0.2 | 0.02 | 0.01 | True |  | Non Federally-Regulated | 05/22/2017 |  | 07/23/2018
Philips Lightolier | Lightolier | L4R10**E1VA/L4RA109**WVA | Light Emitting Diode | Inseparable Luminaire | Quick Connect | Forward Phase Cut Controls | 68.1 | 2671 | -0.0023 | 96 | 80 | 96 | 0.98 | Ambient | 54000 |  |  | 54000 | 0.05 | 18 | 18 | 0.23 | 0.22 | 0.23 | 0.22 | 0.01 | 0.01 | 0.52 | 0.35 | 0.35 | 0.29 | 0.03 | 0.01 | 0.46 | 0.28 | 0.27 | 0.22 | 0.02 | 0.01 | True |  | Non Federally-Regulated | 05/22/2017 |  | 07/23/2018
Philips Lightolier | Lightolier | L4R10**E1VA/L4RA109**WVA | Light Emitting Diode | Inseparable Luminaire | Quick Connect | Reverse Phase Cut Controls | 68.1 | 2671 | -0.0023 | 96 | 80 | 96 | 0.98 | Ambient | 54000 |  |  | 54000 | 0.05 | 18 | 18 | 0.27 | 0.27 | 0.27 | 0.27 | 0.01 | 0 | 0.3 | 0.28 | 0.26 | 0.26 | 0.01 | 0.01 | 0.27 | 0.23 | 0.22 | 0.2 | 0.02 | 0.01 | True |  | Non Federally-Regulated | 05/22/2017 |  | 07/23/2018
Philips Lightolier | Lightolier | L4RA*E1VA/L4R069**VA/L4R** | Light Emitting Diode | Inseparable Luminaire | Quick Connect | Forward Phase Cut Controls | 62.3 | 2632 | -0.0014 | 97 | 82 | 96 | 0.94 | Ambient | 54000 |  |  | 54000 | 0.05 | 18 | 18 | 0.23 | 0.22 | 0.23 | 0.22 | 0.01 | 0.01 | 0.52 | 0.35 | 0.35 | 0.29 | 0.03 | 0.01 | 0.46 | 0.28 | 0.27 | 0.22 | 0.02 | 0.01 | True |  | Non Federally-Regulated | 05/22/2017 |  | 07/23/2018
Philips Lightolier | Lightolier | L4RA*E1VA/L4R069**VA/L4R** | Light Emitting Diode | Inseparable Luminaire | Quick Connect | Reverse Phase Cut Controls | 62.3 | 2632 | -0.0014 | 97 | 82 | 96 | 0.94 | Ambient | 54000 |  |  | 54000 | 0.05 | 18 | 18 | 0.27 | 0.27 | 0.27 | 0.27 | 0.01 | 0 | 0.3 | 0.28 | 0.26 | 0.26 | 0.01 | 0.01 | 0.27 | 0.23 | 0.22 | 0.2 | 0.02 | 0.01 | True |  | Non Federally-Regulated | 05/22/2017 |  | 07/23/2018
Philips Lightolier | Lightolier | L4RA*E1VA/L4RA069**WVA | Light Emitting Diode | Inseparable Luminaire | Quick Connect | Forward Phase Cut Controls | 62.3 | 2632 | -0.0014 | 97 | 82 | 96 | 0.94 | Ambient | 54000 |  |  | 54000 | 0.05 | 18 | 18 | 0.23 | 0.22 | 0.23 | 0.22 | 0.01 | 0.01 | 0.52 | 0.35 | 0.35 | 0.29 | 0.03 | 0.01 | 0.46 | 0.28 | 0.27 | 0.22 | 0.02 | 0.01 | True |  | Non Federally-Regulated | 05/22/2017 |  | 07/23/2018
Philips Lightolier | Lightolier | L4RA*E1VA/L4RA069**WVA | Light Emitting Diode | Inseparable Luminaire | Quick Connect | Reverse Phase Cut Controls | 62.3 | 2632 | -0.0014 | 97 | 82 | 96 | 0.94 | Ambient | 54000 |  |  | 54000 | 0.05 | 18 | 18 | 0.27 | 0.27 | 0.27 | 0.27 | 0.01 | 0 | 0.3 | 0.28 | 0.26 | 0.26 | 0.01 | 0.01 | 0.27 | 0.23 | 0.22 | 0.2 | 0.02 | 0.01 | True |  | Non Federally-Regulated | 05/22/2017 |  | 07/23/2018
Philips Lightolier | Lightolier | L4R06RE1VA/L4R069**VA/L4R** | Light Emitting Diode | Inseparable Luminaire | Quick Connect | Forward Phase Cut Controls | 62.3 | 2632 | -0.0014 | 97 | 82 | 96 | 0.94 | Ambient | 54000 |  |  | 54000 | 0.05 | 18 | 18 | 0.23 | 0.22 | 0.23 | 0.22 | 0.01 | 0.01 | 0.52 | 0.35 | 0.35 | 0.29 | 0.03 | 0.01 | 0.46 | 0.28 | 0.27 | 0.22 | 0.02 | 0.01 | True |  | Non Federally-Regulated | 05/22/2017 |  | 07/23/2018
Philips Lightolier | Lightolier | L4R06RE1VA/L4R069**VA/L4R** | Light Emitting Diode | Inseparable Luminaire | Quick Connect | Reverse Phase Cut Controls | 62.3 | 2632 | -0.0014 | 97 | 82 | 96 | 0.94 | Ambient | 54000 |  |  | 54000 | 0.05 | 18 | 18 | 0.27 | 0.27 | 0.27 | 0.27 | 0.01 | 0 | 0.3 | 0.28 | 0.26 | 0.26 | 0.01 | 0.01 | 0.27 | 0.23 | 0.22 | 0.2 | 0.02 | 0.01 | True |  | Non Federally-Regulated | 05/22/2017 |  | 07/23/2018
Philips Lightolier | Lightolier | L4R06RE1VA/L4RA069**WVA | Light Emitting Diode | Inseparable Luminaire | Quick Connect | Forward Phase Cut Controls | 62.3 | 2632 | -0.0014 | 97 | 82 | 96 | 0.94 | Ambient | 54000 |  |  | 54000 | 0.05 | 18 | 18 | 0.23 | 0.22 | 0.23 | 0.22 | 0.01 | 0.01 | 0.52 | 0.35 | 0.35 | 0.29 | 0.03 | 0.01 | 0.46 | 0.28 | 0.27 | 0.22 | 0.02 | 0.01 | True |  | Non Federally-Regulated | 05/22/2017 |  | 07/23/2018
Philips Lightolier | Lightolier | L4R06RE1VA/L4RA069**WVA | Light Emitting Diode | Inseparable Luminaire | Quick Connect | Reverse Phase Cut Controls | 62.3 | 2632 | -0.0014 | 97 | 82 | 96 | 0.94 | Ambient | 54000 |  |  | 54000 | 0.05 | 18 | 18 | 0.27 | 0.27 | 0.27 | 0.27 | 0.01 | 0 | 0.3 | 0.28 | 0.26 | 0.26 | 0.01 | 0.01 | 0.27 | 0.23 | 0.22 | 0.2 | 0.02 | 0.01 | True |  | Non Federally-Regulated | 05/22/2017 |  | 07/23/2018
Philips Lightolier | Lightolier | FD4R07930TE1W | Light Emitting Diode | Inseparable Luminaire | Quick Connect | Reverse Phase Cut Controls | 62.4 | 2890 | 0.0005 | 92 | 62 | 281 | 0.97 | Ambient | 54000 |  |  | 54000 | 0.02 | 17 | 17 | 0.14 | 0.14 | 0.14 | 0.13 | 0 | 0 | 0.15 | 0.14 | 0.13 | 0.1 | 0.01 | 0.01 | 0.14 | 0.1 | 0.08 | 0.06 | 0.05 | 0.04 | True |  | Non Federally-Regulated | 06/29/2017 |  | 07/23/2018
Philips Lightolier | Lightolier | FD4R07940TE1W | Light Emitting Diode | Inseparable Luminaire | Quick Connect | Reverse Phase Cut Controls | 68.4 | 4041 | 0.0014 | 93 | 76 | 281 | 0.96 | Ambient | 54000 |  |  | 54000 | 0.02 | 17 | 17 | 0.14 | 0.14 | 0.14 | 0.13 | 0 | 0 | 0.15 | 0.14 | 0.13 | 0.1 | 0.01 | 0.01 | 0.14 | 0.1 | 0.08 | 0.06 | 0.05 | 0.04 | True |  | Non Federally-Regulated | 06/29/2017 |  | 07/23/2018
Philips Lightolier | Lightolier | FD4S07930TE1W | Light Emitting Diode | Inseparable Luminaire | Quick Connect | Reverse Phase Cut Controls | 62.4 | 2890 | 0.0005 | 92 | 62 | 281 | 0.97 | Ambient | 54000 |  |  | 54000 | 0.02 | 17 | 17 | 0.14 | 0.14 | 0.14 | 0.13 | 0 | 0 | 0.15 | 0.14 | 0.13 | 0.1 | 0.01 | 0.01 | 0.14 | 0.1 | 0.08 | 0.06 | 0.05 | 0.04 | True |  | Non Federally-Regulated | 06/29/2017 |  | 07/23/2018
Philips Lightolier | Lightolier | FD4S07940TE1W | Light Emitting Diode | Inseparable Luminaire | Quick Connect | Reverse Phase Cut Controls | 68.4 | 4041 | 0.0014 | 93 | 76 | 281 | 0.96 | Ambient | 54000 |  |  | 54000 | 0.02 | 17 | 17 | 0.14 | 0.14 | 0.14 | 0.13 | 0 | 0 | 0.15 | 0.14 | 0.13 | 0.1 | 0.01 | 0.01 | 0.14 | 0.1 | 0.08 | 0.06 | 0.05 | 0.04 | True |  | Non Federally-Regulated | 06/29/2017 |  | 07/23/2018
Philips Lightolier | Lightolier | FD6R09930TE1W | Light Emitting Diode | Inseparable Luminaire | Quick Connect | Reverse Phase Cut Controls | 72.6 | 2929 | 0.0014 | 90 | 56 | 264 | 0.97 | Ambient | 54000 |  |  | 54000 | 0.02 | 18 | 18 | 0.19 | 0.18 | 0.18 | 0.17 | 0.01 | 0 | 0.2 | 0.2 | 0.19 | 0.16 | 0.02 | 0.01 | 0.12 | 0.09 | 0.08 | 0.07 | 0.04 | 0.04 | True |  | Non Federally-Regulated | 06/29/2017 |  | 07/23/2018
Philips Lightolier | Lightolier | FD6R09940TE1W | Light Emitting Diode | Inseparable Luminaire | Quick Connect | Reverse Phase Cut Controls | 68.3 | 4137 | 0.0029 | 92 | 71 | 264 | 0.97 | Ambient | 54000 |  |  | 54000 | 0.02 | 18 | 18 | 0.19 | 0.18 | 0.18 | 0.17 | 0.01 | 0 | 0.2 | 0.2 | 0.19 | 0.16 | 0.02 | 0.01 | 0.12 | 0.09 | 0.08 | 0.07 | 0.04 | 0.04 | True |  | Non Federally-Regulated | 06/29/2017 |  | 07/23/2018
Philips Lightolier | Lightolier | FD6S09930TE1W | Light Emitting Diode | Inseparable Luminaire | Quick Connect | Reverse Phase Cut Controls | 72.6 | 2929 | 0.0014 | 90 | 56 | 264 | 0.97 | Ambient | 54000 |  |  | 54000 | 0.02 | 18 | 18 | 0.19 | 0.18 | 0.18 | 0.17 | 0.01 | 0 | 0.2 | 0.2 | 0.19 | 0.16 | 0.02 | 0.01 | 0.12 | 0.09 | 0.08 | 0.07 | 0.04 | 0.04 | True |  | Non Federally-Regulated | 06/29/2017 |  | 07/23/2018
Philips Lightolier | Lightolier | FD6S09940TE1W | Light Emitting Diode | Inseparable Luminaire | Quick Connect | Reverse Phase Cut Controls | 68.3 | 4137 | 0.0029 | 92 | 71 | 264 | 0.97 | Ambient | 54000 |  |  | 54000 | 0.02 | 18 | 18 | 0.19 | 0.18 | 0.18 | 0.17 | 0.01 | 0 | 0.2 | 0.2 | 0.19 | 0.16 | 0.02 | 0.01 | 0.12 | 0.09 | 0.08 | 0.07 | 0.04 | 0.04 | True |  | Non Federally-Regulated | 06/29/2017 |  | 07/23/2018
Philips Lightolier | Lightolier | L4R06RE1VA/L4R069**VA/L4S** | Light Emitting Diode | Inseparable Luminaire | Quick Connect | Forward Phase Cut Controls | 51.4 | 2611 | -0.001 | 96 | 80 | 96 | 0.94 | Ambient | 54000 |  |  | 54000 | 0.05 | 18 | 18 | 0.23 | 0.22 | 0.23 | 0.22 | 0.01 | 0.01 | 0.52 | 0.35 | 0.35 | 0.29 | 0.03 | 0.01 | 0.46 | 0.28 | 0.27 | 0.22 | 0.02 | 0.01 | True |  | Non Federally-Regulated | 06/30/2017 |  | 07/23/2018
Philips Lightolier | Lightolier | L4R06RE1VA/L4R069**VA/L4S** | Light Emitting Diode | Inseparable Luminaire | Quick Connect | Reverse Phase Cut Controls | 51.4 | 2611 | -0.001 | 96 | 80 | 96 | 0.94 | Ambient | 54000 |  |  | 54000 | 0.05 | 18 | 18 | 0.27 | 0.27 | 0.27 | 0.27 | 0.01 | 0 | 0.3 | 0.28 | 0.26 | 0.26 | 0.01 | 0.01 | 0.27 | 0.23 | 0.22 | 0.2 | 0.02 | 0.01 | True |  | Non Federally-Regulated | 06/30/2017 |  | 07/23/2018
Philips Lightolier | Lightolier | L3AE1 / L3089**** / L3RS* | Light Emitting Diode | Inseparable Luminaire | Quick Connect | Forward Phase Cut Controls | 54.4 | 2690 | 0.001 | 91 | 52 | 40 | 0.98 | Ambient | 50000 |  |  | 50000 | 0.07 | 18 | 18 | 0.23 | 0.22 | 0.23 | 0.22 | 0.01 | 0.01 | 0.52 | 0.35 | 0.35 | 0.29 | 0.03 | 0.01 | 0.46 | 0.28 | 0.27 | 0.22 | 0.02 | 0.01 | True |  | Non Federally-Regulated | 07/11/2017 |  | 07/23/2018
Philips Lightolier | Lightolier | L3AE1 / L3089**** / L3RAP* | Light Emitting Diode | Inseparable Luminaire | Quick Connect | Forward Phase Cut Controls | 54.4 | 2690 | 0.001 | 91 | 52 | 40 | 0.98 | Ambient | 50000 |  |  | 50000 | 0.07 | 18 | 18 | 0.23 | 0.22 | 0.23 | 0.22 | 0.01 | 0.01 | 0.52 | 0.35 | 0.35 | 0.29 | 0.03 | 0.01 | 0.46 | 0.28 | 0.27 | 0.22 | 0.02 | 0.01 | True |  | Non Federally-Regulated | 07/11/2017 |  | 07/23/2018
Philips Lightolier | Lightolier | L3AE1 / L3089**** / L3RA** | Light Emitting Diode | Inseparable Luminaire | Quick Connect | Forward Phase Cut Controls | 54.4 | 2690 | 0.001 | 91 | 52 | 40 | 0.98 | Ambient | 50000 |  |  | 50000 | 0.07 | 18 | 18 | 0.23 | 0.22 | 0.23 | 0.22 | 0.01 | 0.01 | 0.52 | 0.35 | 0.35 | 0.29 | 0.03 | 0.01 | 0.46 | 0.28 | 0.27 | 0.22 | 0.02 | 0.01 | True |  | Non Federally-Regulated | 07/11/2017 |  | 07/23/2018
Philips Lightolier | Lightolier | L3AE1 / L3089**** / L3RD* | Light Emitting Diode | Inseparable Luminaire | Quick Connect | Forward Phase Cut Controls | 54.4 | 2690 | 0.001 | 91 | 52 | 40 | 0.98 | Ambient | 50000 |  |  | 50000 | 0.07 | 18 | 18 | 0.23 | 0.22 | 0.23 | 0.22 | 0.01 | 0.01 | 0.52 | 0.35 | 0.35 | 0.29 | 0.03 | 0.01 | 0.46 | 0.28 | 0.27 | 0.22 | 0.02 | 0.01 | True |  | Non Federally-Regulated | 07/11/2017 |  | 07/23/2018
Philips Lightolier | Lightolier | L3AE1 / L3089**** / L3RB* | Light Emitting Diode | Inseparable Luminaire | Quick Connect | Forward Phase Cut Controls | 54.4 | 2690 | 0.001 | 91 | 52 | 40 | 0.98 | Ambient | 50000 |  |  | 50000 | 0.07 | 18 | 18 | 0.23 | 0.22 | 0.23 | 0.22 | 0.01 | 0.01 | 0.52 | 0.35 | 0.35 | 0.29 | 0.03 | 0.01 | 0.46 | 0.28 | 0.27 | 0.22 | 0.02 | 0.01 | True |  | Non Federally-Regulated | 07/11/2017 |  | 07/23/2018
Philips Lightolier | Lightolier | L3AE1 / L3089**** / L3RG* | Light Emitting Diode | Inseparable Luminaire | Quick Connect | Forward Phase Cut Controls | 54.4 | 2690 | 0.001 | 91 | 52 | 40 | 0.98 | Ambient | 50000 |  |  | 50000 | 0.07 | 18 | 18 | 0.23 | 0.22 | 0.23 | 0.22 | 0.01 | 0.01 | 0.52 | 0.35 | 0.35 | 0.29 | 0.03 | 0.01 | 0.46 | 0.28 | 0.27 | 0.22 | 0.02 | 0.01 | True |  | Non Federally-Regulated | 07/11/2017 |  | 07/23/2018
Philips Lightolier | Lightolier | L3AE1 / L3089**** / L3SS* | Light Emitting Diode | Inseparable Luminaire | Quick Connect | Forward Phase Cut Controls | 54.4 | 2690 | 0.001 | 91 | 52 | 40 | 0.98 | Ambient | 50000 |  |  | 50000 | 0.07 | 18 | 18 | 0.23 | 0.22 | 0.23 | 0.22 | 0.01 | 0.01 | 0.52 | 0.35 | 0.35 | 0.29 | 0.03 | 0.01 | 0.46 | 0.28 | 0.27 | 0.22 | 0.02 | 0.01 | True |  | Non Federally-Regulated | 07/11/2017 |  | 07/23/2018
Philips Lightolier | Lightolier | L3AE1 / L3089**** / L3SA** | Light Emitting Diode | Inseparable Luminaire | Quick Connect | Forward Phase Cut Controls | 54.4 | 2690 | 0.001 | 91 | 52 | 40 | 0.98 | Ambient | 50000 |  |  | 50000 | 0.07 | 18 | 18 | 0.23 | 0.22 | 0.23 | 0.22 | 0.01 | 0.01 | 0.52 | 0.35 | 0.35 | 0.29 | 0.03 | 0.01 | 0.46 | 0.28 | 0.27 | 0.22 | 0.02 | 0.01 | True |  | Non Federally-Regulated | 07/11/2017 |  | 07/23/2018
Philips Lightolier | Lightolier | L3AE1 / L3089**** / L3SD** | Light Emitting Diode | Inseparable Luminaire | Quick Connect | Forward Phase Cut Controls | 54.4 | 2690 | 0.001 | 91 | 52 | 40 | 0.98 | Ambient | 50000 |  |  | 50000 | 0.07 | 18 | 18 | 0.23 | 0.22 | 0.23 | 0.22 | 0.01 | 0.01 | 0.52 | 0.35 | 0.35 | 0.29 | 0.03 | 0.01 | 0.46 | 0.28 | 0.27 | 0.22 | 0.02 | 0.01 | True |  | Non Federally-Regulated | 07/11/2017 |  | 07/23/2018
Philips Lightolier | Lightolier | L3ANE1 / L3089**** / L3RS* | Light Emitting Diode | Inseparable Luminaire | Quick Connect | Forward Phase Cut Controls | 54.4 | 2690 | 0.001 | 91 | 52 | 40 | 0.98 | Ambient | 50000 |  |  | 50000 | 0.07 | 18 | 18 | 0.23 | 0.22 | 0.23 | 0.22 | 0.01 | 0.01 | 0.52 | 0.35 | 0.35 | 0.29 | 0.03 | 0.01 | 0.46 | 0.28 | 0.27 | 0.22 | 0.02 | 0.01 | True |  | Non Federally-Regulated | 07/11/2017 |  | 07/23/2018
Philips Lightolier | Lightolier | L3ANE1 / L3089**** / L3RAP* | Light Emitting Diode | Inseparable Luminaire | Quick Connect | Forward Phase Cut Controls | 54.4 | 2690 | 0.001 | 91 | 52 | 40 | 0.98 | Ambient | 50000 |  |  | 50000 | 0.07 | 18 | 18 | 0.23 | 0.22 | 0.23 | 0.22 | 0.01 | 0.01 | 0.52 | 0.35 | 0.35 | 0.29 | 0.03 | 0.01 | 0.46 | 0.28 | 0.27 | 0.22 | 0.02 | 0.01 | True |  | Non Federally-Regulated | 07/11/2017 |  | 07/23/2018
Philips Lightolier | Lightolier | L3ANE1 / L3089**** / L3RA** | Light Emitting Diode | Inseparable Luminaire | Quick Connect | Forward Phase Cut Controls | 54.4 | 2690 | 0.001 | 91 | 52 | 40 | 0.98 | Ambient | 50000 |  |  | 50000 | 0.07 | 18 | 18 | 0.23 | 0.22 | 0.23 | 0.22 | 0.01 | 0.01 | 0.52 | 0.35 | 0.35 | 0.29 | 0.03 | 0.01 | 0.46 | 0.28 | 0.27 | 0.22 | 0.02 | 0.01 | True |  | Non Federally-Regulated | 07/11/2017 |  | 07/23/2018
Philips Lightolier | Lightolier | L3ANE1 / L3089**** / L3RD* | Light Emitting Diode | Inseparable Luminaire | Quick Connect | Forward Phase Cut Controls | 54.4 | 2690 | 0.001 | 91 | 52 | 40 | 0.98 | Ambient | 50000 |  |  | 50000 | 0.07 | 18 | 18 | 0.23 | 0.22 | 0.23 | 0.22 | 0.01 | 0.01 | 0.52 | 0.35 | 0.35 | 0.29 | 0.03 | 0.01 | 0.46 | 0.28 | 0.27 | 0.22 | 0.02 | 0.01 | True |  | Non Federally-Regulated | 07/11/2017 |  | 07/23/2018
Philips Lightolier | Lightolier | L3ANE1 / L3089**** / L3RB* | Light Emitting Diode | Inseparable Luminaire | Quick Connect | Forward Phase Cut Controls | 54.4 | 2690 | 0.001 | 91 | 52 | 40 | 0.98 | Ambient | 50000 |  |  | 50000 | 0.07 | 18 | 18 | 0.23 | 0.22 | 0.23 | 0.22 | 0.01 | 0.01 | 0.52 | 0.35 | 0.35 | 0.29 | 0.03 | 0.01 | 0.46 | 0.28 | 0.27 | 0.22 | 0.02 | 0.01 | True |  | Non Federally-Regulated | 07/11/2017 |  | 07/23/2018
Philips Lightolier | Lightolier | L3ANE1 / L3089**** / L3RG* | Light Emitting Diode | Inseparable Luminaire | Quick Connect | Forward Phase Cut Controls | 54.4 | 2690 | 0.001 | 91 | 52 | 40 | 0.98 | Ambient | 50000 |  |  | 50000 | 0.07 | 18 | 18 | 0.23 | 0.22 | 0.23 | 0.22 | 0.01 | 0.01 | 0.52 | 0.35 | 0.35 | 0.29 | 0.03 | 0.01 | 0.46 | 0.28 | 0.27 | 0.22 | 0.02 | 0.01 | True |  | Non Federally-Regulated | 07/11/2017 |  | 07/23/2018
Philips Lightolier | Lightolier | L3ANE1 / L3089**** / L3SS* | Light Emitting Diode | Inseparable Luminaire | Quick Connect | Forward Phase Cut Controls | 54.4 | 2690 | 0.001 | 91 | 52 | 40 | 0.98 | Ambient | 50000 |  |  | 50000 | 0.07 | 18 | 18 | 0.23 | 0.22 | 0.23 | 0.22 | 0.01 | 0.01 | 0.52 | 0.35 | 0.35 | 0.29 | 0.03 | 0.01 | 0.46 | 0.28 | 0.27 | 0.22 | 0.02 | 0.01 | True |  | Non Federally-Regulated | 07/11/2017 |  | 07/23/2018
Philips Lightolier | Lightolier | L3ANE1 / L3089**** / L3SA** | Light Emitting Diode | Inseparable Luminaire | Quick Connect | Forward Phase Cut Controls | 54.4 | 2690 | 0.001 | 91 | 52 | 40 | 0.98 | Ambient | 50000 |  |  | 50000 | 0.07 | 18 | 18 | 0.23 | 0.22 | 0.23 | 0.22 | 0.01 | 0.01 | 0.52 | 0.35 | 0.35 | 0.29 | 0.03 | 0.01 | 0.46 | 0.28 | 0.27 | 0.22 | 0.02 | 0.01 | True |  | Non Federally-Regulated | 07/11/2017 |  | 07/23/2018
Philips Lightolier | Lightolier | L3ANE1 / L3089**** / L3SD** | Light Emitting Diode | Inseparable Luminaire | Quick Connect | Forward Phase Cut Controls | 54.4 | 2690 | 0.001 | 91 | 52 | 40 | 0.98 | Ambient | 50000 |  |  | 50000 | 0.07 | 18 | 18 | 0.23 | 0.22 | 0.23 | 0.22 | 0.01 | 0.01 | 0.52 | 0.35 | 0.35 | 0.29 | 0.03 | 0.01 | 0.46 | 0.28 | 0.27 | 0.22 | 0.02 | 0.01 | True |  | Non Federally-Regulated | 07/11/2017 |  | 07/23/2018
Philips Lightolier | Lightolier | L3AE1 / L3089**** / L3RS* | Light Emitting Diode | Inseparable Luminaire | Quick Connect | Reverse Phase Cut Controls | 54.4 | 2690 | 0.001 | 91 | 52 | 40 | 0.98 | Ambient | 50000 |  |  | 50000 | 0.07 | 18 | 18 | 0.27 | 0.27 | 0.27 | 0.27 | 0.01 | 0.01 | 0.3 | 0.28 | 0.26 | 0.26 | 0.01 | 0.01 | 0.27 | 0.23 | 0.22 | 0.2 | 0.02 | 0.01 | True |  | Non Federally-Regulated | 07/11/2017 |  | 07/23/2018
Philips Lightolier | Lightolier | L3AE1 / L3089**** / L3RAP* | Light Emitting Diode | Inseparable Luminaire | Quick Connect | Reverse Phase Cut Controls | 54.4 | 2690 | 0.001 | 91 | 52 | 40 | 0.98 | Ambient | 50000 |  |  | 50000 | 0.07 | 18 | 18 | 0.27 | 0.27 | 0.27 | 0.27 | 0.01 | 0.01 | 0.3 | 0.28 | 0.26 | 0.26 | 0.01 | 0.01 | 0.27 | 0.23 | 0.22 | 0.2 | 0.02 | 0.01 | True |  | Non Federally-Regulated | 07/11/2017 |  | 07/23/2018
Philips Lightolier | Lightolier | L3AE1 / L3089**** / L3RA** | Light Emitting Diode | Inseparable Luminaire | Quick Connect | Reverse Phase Cut Controls | 54.4 | 2690 | 0.001 | 91 | 52 | 40 | 0.98 | Ambient | 50000 |  |  | 50000 | 0.07 | 18 | 18 | 0.27 | 0.27 | 0.27 | 0.27 | 0.01 | 0.01 | 0.3 | 0.28 | 0.26 | 0.26 | 0.01 | 0.01 | 0.27 | 0.23 | 0.22 | 0.2 | 0.02 | 0.01 | True |  | Non Federally-Regulated | 07/11/2017 |  | 07/23/2018
Philips Lightolier | Lightolier | L3AE1 / L3089**** / L3RD* | Light Emitting Diode | Inseparable Luminaire | Quick Connect | Reverse Phase Cut Controls | 54.4 | 2690 | 0.001 | 91 | 52 | 40 | 0.98 | Ambient | 50000 |  |  | 50000 | 0.07 | 18 | 18 | 0.27 | 0.27 | 0.27 | 0.27 | 0.01 | 0.01 | 0.3 | 0.28 | 0.26 | 0.26 | 0.01 | 0.01 | 0.27 | 0.23 | 0.22 | 0.2 | 0.02 | 0.01 | True |  | Non Federally-Regulated | 07/11/2017 |  | 07/23/2018
Philips Lightolier | Lightolier | L3AE1 / L3089**** / L3RB* | Light Emitting Diode | Inseparable Luminaire | Quick Connect | Reverse Phase Cut Controls | 54.4 | 2690 | 0.001 | 91 | 52 | 40 | 0.98 | Ambient | 50000 |  |  | 50000 | 0.07 | 18 | 18 | 0.27 | 0.27 | 0.27 | 0.27 | 0.01 | 0.01 | 0.3 | 0.28 | 0.26 | 0.26 | 0.01 | 0.01 | 0.27 | 0.23 | 0.22 | 0.2 | 0.02 | 0.01 | True |  | Non Federally-Regulated | 07/11/2017 |  | 07/23/2018
Philips Lightolier | Lightolier | L3AE1 / L3089**** / L3RG* | Light Emitting Diode | Inseparable Luminaire | Quick Connect | Reverse Phase Cut Controls | 54.4 | 2690 | 0.001 | 91 | 52 | 40 | 0.98 | Ambient | 50000 |  |  | 50000 | 0.07 | 18 | 18 | 0.27 | 0.27 | 0.27 | 0.27 | 0.01 | 0.01 | 0.3 | 0.28 | 0.26 | 0.26 | 0.01 | 0.01 | 0.27 | 0.23 | 0.22 | 0.2 | 0.02 | 0.01 | True |  | Non Federally-Regulated | 07/11/2017 |  | 07/23/2018
Philips Lightolier | Lightolier | L3AE1 / L3089**** / L3SS* | Light Emitting Diode | Inseparable Luminaire | Quick Connect | Reverse Phase Cut Controls | 54.4 | 2690 | 0.001 | 91 | 52 | 40 | 0.98 | Ambient | 50000 |  |  | 50000 | 0.07 | 18 | 18 | 0.27 | 0.27 | 0.27 | 0.27 | 0.01 | 0.01 | 0.3 | 0.28 | 0.26 | 0.26 | 0.01 | 0.01 | 0.27 | 0.23 | 0.22 | 0.2 | 0.02 | 0.01 | True |  | Non Federally-Regulated | 07/11/2017 |  | 07/23/2018
Philips Lightolier | Lightolier | L3AE1 / L3089**** / L3SA** | Light Emitting Diode | Inseparable Luminaire | Quick Connect | Reverse Phase Cut Controls | 54.4 | 2690 | 0.001 | 91 | 52 | 40 | 0.98 | Ambient | 50000 |  |  | 50000 | 0.07 | 18 | 18 | 0.27 | 0.27 | 0.27 | 0.27 | 0.01 | 0.01 | 0.3 | 0.28 | 0.26 | 0.26 | 0.01 | 0.01 | 0.27 | 0.23 | 0.22 | 0.2 | 0.02 | 0.01 | True |  | Non Federally-Regulated | 07/11/2017 |  | 07/23/2018
Philips Lightolier | Lightolier | L3AE1 / L3089**** / L3SD** | Light Emitting Diode | Inseparable Luminaire | Quick Connect | Reverse Phase Cut Controls | 54.4 | 2690 | 0.001 | 91 | 52 | 40 | 0.98 | Ambient | 50000 |  |  | 50000 | 0.07 | 18 | 18 | 0.27 | 0.27 | 0.27 | 0.27 | 0.01 | 0.01 | 0.3 | 0.28 | 0.26 | 0.26 | 0.01 | 0.01 | 0.27 | 0.23 | 0.22 | 0.2 | 0.02 | 0.01 | True |  | Non Federally-Regulated | 07/11/2017 |  | 07/23/2018
Philips Lightolier | Lightolier | L3ANE1 / L3089**** / L3RS* | Light Emitting Diode | Inseparable Luminaire | Quick Connect | Reverse Phase Cut Controls | 54.4 | 2690 | 0.001 | 91 | 52 | 40 | 0.98 | Ambient | 50000 |  |  | 50000 | 0.07 | 18 | 18 | 0.27 | 0.27 | 0.27 | 0.27 | 0.01 | 0.01 | 0.3 | 0.28 | 0.26 | 0.26 | 0.01 | 0.01 | 0.27 | 0.23 | 0.22 | 0.2 | 0.02 | 0.01 | True |  | Non Federally-Regulated | 07/11/2017 |  | 07/23/2018
Philips Lightolier | Lightolier | L3ANE1 / L3089**** / L3RAP* | Light Emitting Diode | Inseparable Luminaire | Quick Connect | Reverse Phase Cut Controls | 54.4 | 2690 | 0.001 | 91 | 52 | 40 | 0.98 | Ambient | 50000 |  |  | 50000 | 0.07 | 18 | 18 | 0.27 | 0.27 | 0.27 | 0.27 | 0.01 | 0.01 | 0.3 | 0.28 | 0.26 | 0.26 | 0.01 | 0.01 | 0.27 | 0.23 | 0.22 | 0.2 | 0.02 | 0.01 | True |  | Non Federally-Regulated | 07/11/2017 |  | 07/23/2018
Philips Lightolier | Lightolier | L3ANE1 / L3089**** / L3RA** | Light Emitting Diode | Inseparable Luminaire | Quick Connect | Reverse Phase Cut Controls | 54.4 | 2690 | 0.001 | 91 | 52 | 40 | 0.98 | Ambient | 50000 |  |  | 50000 | 0.07 | 18 | 18 | 0.27 | 0.27 | 0.27 | 0.27 | 0.01 | 0.01 | 0.3 | 0.28 | 0.26 | 0.26 | 0.01 | 0.01 | 0.27 | 0.23 | 0.22 | 0.2 | 0.02 | 0.01 | True |  | Non Federally-Regulated | 07/11/2017 |  | 07/23/2018
Philips Lightolier | Lightolier | L3ANE1 / L3089**** / L3RD* | Light Emitting Diode | Inseparable Luminaire | Quick Connect | Reverse Phase Cut Controls | 54.4 | 2690 | 0.001 | 91 | 52 | 40 | 0.98 | Ambient | 50000 |  |  | 50000 | 0.07 | 18 | 18 | 0.27 | 0.27 | 0.27 | 0.27 | 0.01 | 0.01 | 0.3 | 0.28 | 0.26 | 0.26 | 0.01 | 0.01 | 0.27 | 0.23 | 0.22 | 0.2 | 0.02 | 0.01 | True |  | Non Federally-Regulated | 07/11/2017 |  | 07/23/2018
Philips Lightolier | Lightolier | L3ANE1 / L3089**** / L3RB* | Light Emitting Diode | Inseparable Luminaire | Quick Connect | Reverse Phase Cut Controls | 54.4 | 2690 | 0.001 | 91 | 52 | 40 | 0.98 | Ambient | 50000 |  |  | 50000 | 0.07 | 18 | 18 | 0.27 | 0.27 | 0.27 | 0.27 | 0.01 | 0.01 | 0.3 | 0.28 | 0.26 | 0.26 | 0.01 | 0.01 | 0.27 | 0.23 | 0.22 | 0.2 | 0.02 | 0.01 | True |  | Non Federally-Regulated | 07/11/2017 |  | 07/23/2018
Philips Lightolier | Lightolier | L3ANE1 / L3089**** / L3RG* | Light Emitting Diode | Inseparable Luminaire | Quick Connect | Reverse Phase Cut Controls | 54.4 | 2690 | 0.001 | 91 | 52 | 40 | 0.98 | Ambient | 50000 |  |  | 50000 | 0.07 | 18 | 18 | 0.27 | 0.27 | 0.27 | 0.27 | 0.01 | 0.01 | 0.3 | 0.28 | 0.26 | 0.26 | 0.01 | 0.01 | 0.27 | 0.23 | 0.22 | 0.2 | 0.02 | 0.01 | True |  | Non Federally-Regulated | 07/11/2017 |  | 07/23/2018
Philips Lightolier | Lightolier | L3ANE1 / L3089**** / L3SS* | Light Emitting Diode | Inseparable Luminaire | Quick Connect | Reverse Phase Cut Controls | 54.4 | 2690 | 0.001 | 91 | 52 | 40 | 0.98 | Ambient | 50000 |  |  | 50000 | 0.07 | 18 | 18 | 0.27 | 0.27 | 0.27 | 0.27 | 0.01 | 0.01 | 0.3 | 0.28 | 0.26 | 0.26 | 0.01 | 0.01 | 0.27 | 0.23 | 0.22 | 0.2 | 0.02 | 0.01 | True |  | Non Federally-Regulated | 07/11/2017 |  | 07/23/2018
Philips Lightolier | Lightolier | L3ANE1 / L3089**** / L3SA** | Light Emitting Diode | Inseparable Luminaire | Quick Connect | Reverse Phase Cut Controls | 54.4 | 2690 | 0.001 | 91 | 52 | 40 | 0.98 | Ambient | 50000 |  |  | 50000 | 0.07 | 18 | 18 | 0.27 | 0.27 | 0.27 | 0.27 | 0.01 | 0.01 | 0.3 | 0.28 | 0.26 | 0.26 | 0.01 | 0.01 | 0.27 | 0.23 | 0.22 | 0.2 | 0.02 | 0.01 | True |  | Non Federally-Regulated | 07/11/2017 |  | 07/23/2018
Philips Lightolier | Lightolier | L3ANE1 / L3089**** / L3SD** | Light Emitting Diode | Inseparable Luminaire | Quick Connect | Reverse Phase Cut Controls | 54.4 | 2690 | 0.001 | 91 | 52 | 40 | 0.98 | Ambient | 50000 |  |  | 50000 | 0.07 | 18 | 18 | 0.27 | 0.27 | 0.27 | 0.27 | 0.01 | 0.01 | 0.3 | 0.28 | 0.26 | 0.26 | 0.01 | 0.01 | 0.27 | 0.23 | 0.22 | 0.2 | 0.02 | 0.01 | True |  | Non Federally-Regulated | 07/11/2017 |  | 07/23/2018
Philips Lightolier | Philips | FDL4R07930TE1W | Light Emitting Diode | Inseparable Luminaire | Quick Connect | Forward Phase Cut Controls | 62.4 | 2890 | 0.0005 | 92 | 62 | 281 | 0.97 | Ambient | 54000 |  |  | 54000 | 0.02 | 17 | 17 | 0.14 | 0.14 | 0.14 | 0.13 | 0 | 0 | 0.15 | 0.14 | 0.13 | 0.1 | 0.01 | 0.01 | 0.14 | 0.1 | 0.08 | 0.06 | 0.05 | 0.04 | True |  | Non Federally-Regulated | 08/15/2017 |  | 07/23/2018
Philips Lightolier | Philips | FDL4R07940TE1W | Light Emitting Diode | Inseparable Luminaire | Quick Connect | Forward Phase Cut Controls | 68.4 | 4041 | 0.0014 | 93 | 76 | 281 | 0.96 | Ambient | 54000 |  |  | 54000 | 0.02 | 17 | 17 | 0.14 | 0.14 | 0.14 | 0.13 | 0 | 0 | 0.15 | 0.14 | 0.13 | 0.1 | 0.01 | 0.01 | 0.14 | 0.1 | 0.08 | 0.06 | 0.05 | 0.04 | True |  | Non Federally-Regulated | 08/15/2017 |  | 07/23/2018
Philips Lightolier | Philips | FDL4S07930TE1W | Light Emitting Diode | Inseparable Luminaire | Quick Connect | Forward Phase Cut Controls | 62.4 | 2890 | 0.0005 | 92 | 62 | 281 | 0.97 | Ambient | 54000 |  |  | 54000 | 0.02 | 17 | 17 | 0.14 | 0.14 | 0.14 | 0.13 | 0 | 0 | 0.15 | 0.14 | 0.13 | 0.1 | 0.01 | 0.01 | 0.14 | 0.1 | 0.08 | 0.06 | 0.05 | 0.04 | True |  | Non Federally-Regulated | 08/15/2017 |  | 07/23/2018
Philips Lightolier | Philips | FDL4S07940TE1W | Light Emitting Diode | Inseparable Luminaire | Quick Connect | Forward Phase Cut Controls | 68.4 | 4041 | 0.0014 | 93 | 76 | 281 | 0.96 | Ambient | 54000 |  |  | 54000 | 0.02 | 17 | 17 | 0.14 | 0.14 | 0.14 | 0.13 | 0 | 0 | 0.15 | 0.14 | 0.13 | 0.1 | 0.01 | 0.01 | 0.14 | 0.1 | 0.08 | 0.06 | 0.05 | 0.04 | True |  | Non Federally-Regulated | 08/15/2017 |  | 07/23/2018
Philips Lightolier | Philips | FDL6R09930TE1W | Light Emitting Diode | Inseparable Luminaire | Quick Connect | Forward Phase Cut Controls | 72.6 | 2929 | 0.0014 | 90 | 56 | 264 | 0.97 | Ambient | 54000 |  |  | 54000 | 0.02 | 18 | 18 | 0.19 | 0.18 | 0.18 | 0.17 | 0.01 | 0 | 0.2 | 0.2 | 0.19 | 0.16 | 0.02 | 0.01 | 0.12 | 0.09 | 0.08 | 0.07 | 0.04 | 0.04 | True |  | Non Federally-Regulated | 08/15/2017 |  | 07/23/2018
Philips Lightolier | Philips | FDL6R09940TE1W | Light Emitting Diode | Inseparable Luminaire | Quick Connect | Forward Phase Cut Controls | 68.3 | 4137 | 0.0029 | 92 | 71 | 264 | 0.97 | Ambient | 54000 |  |  | 54000 | 0.02 | 18 | 18 | 0.19 | 0.18 | 0.18 | 0.17 | 0.01 | 0 | 0.2 | 0.2 | 0.19 | 0.16 | 0.02 | 0.01 | 0.12 | 0.09 | 0.08 | 0.07 | 0.04 | 0.04 | True |  | Non Federally-Regulated | 08/15/2017 |  | 07/23/2018
Philips Lightolier | Philips | FDL6S09930TE1W | Light Emitting Diode | Inseparable Luminaire | Quick Connect | Forward Phase Cut Controls | 72.6 | 2929 | 0.0014 | 90 | 56 | 264 | 0.97 | Ambient | 54000 |  |  | 54000 | 0.02 | 18 | 18 | 0.19 | 0.18 | 0.18 | 0.17 | 0.01 | 0 | 0.2 | 0.2 | 0.19 | 0.16 | 0.02 | 0.01 | 0.12 | 0.09 | 0.08 | 0.07 | 0.04 | 0.04 | True |  | Non Federally-Regulated | 08/15/2017 |  | 07/23/2018
Philips Lightolier | Philips | FDL6S09940TE1W | Light Emitting Diode | Inseparable Luminaire | Quick Connect | Forward Phase Cut Controls | 68.3 | 4137 | 0.0029 | 92 | 71 | 264 | 0.97 | Ambient | 54000 |  |  | 54000 | 0.02 | 18 | 18 | 0.19 | 0.18 | 0.18 | 0.17 | 0.01 | 0 | 0.2 | 0.2 | 0.19 | 0.16 | 0.02 | 0.01 | 0.12 | 0.09 | 0.08 | 0.07 | 0.04 | 0.04 | True |  | Non Federally-Regulated | 08/15/2017 |  | 07/23/2018
Philips Lightolier | Lightolier | C4RA/C4L159**NE1/C4RDL*** | Light Emitting Diode | Inseparable Luminaire | Direct Wired | Reverse Phase Cut Controls | 86.5 | 2692 | 0.0018 | 92 | 57 | 431 | 0.99 | Ambient | 61000 |  |  | 61000 | 0.1 | 17 | 17 | 0.04 | 0.03 | 0.02 | 0.01 | 0 | 0 | 0.24 | 0.23 | 0.24 | 0.19 | 0.02 | 0 | 0.21 | 0.19 | 0.2 | 0.16 | 0.01 | 0 | True |  | Non Federally-Regulated | 08/17/2017 |  | 07/23/2018
Philips Lightolier | Lightolier | C4RA/C4L159***E1/C4RDL*** | Light Emitting Diode | Inseparable Luminaire | Direct Wired | Reverse Phase Cut Controls | 74.6 | 2663 | -0.0002 | 94 | 66 | 431 | 0.98 | Ambient | 60000 |  |  | 60000 | 0.1 | 17 | 17 | 0.04 | 0.03 | 0.02 | 0.01 | 0 | 0 | 0.24 | 0.23 | 0.24 | 0.19 | 0.02 | 0 | 0.21 | 0.19 | 0.2 | 0.16 | 0.01 | 0 | True |  | Non Federally-Regulated | 08/17/2017 |  | 07/23/2018
Philips Lightolier | Lightolier | C4RA/C4L159**WE1/C4R*W*** | Light Emitting Diode | Inseparable Luminaire | Direct Wired | Reverse Phase Cut Controls | 74.6 | 2663 | -0.0002 | 94 | 66 | 431 | 0.98 | Ambient | 60000 |  |  | 60000 | 0.1 | 17 | 17 | 0.04 | 0.03 | 0.02 | 0.01 | 0 | 0 | 0.24 | 0.23 | 0.24 | 0.19 | 0.02 | 0 | 0.21 | 0.19 | 0.2 | 0.16 | 0.01 | 0 | True |  | Non Federally-Regulated | 08/17/2017 |  | 07/23/2018
Philips Lightolier | Lightolier | C4RA/C4L209**NE1/C4RDL*** | Light Emitting Diode | Inseparable Luminaire | Direct Wired | Reverse Phase Cut Controls | 86.1 | 2697 | 0.0016 | 92 | 57 | 431 | 0.99 | Ambient | 61000 |  |  | 61000 | 0.1 | 17 | 17 | 0.04 | 0.03 | 0.02 | 0.01 | 0 | 0 | 0.24 | 0.23 | 0.24 | 0.19 | 0.02 | 0 | 0.21 | 0.19 | 0.2 | 0.16 | 0.01 | 0 | True |  | Non Federally-Regulated | 08/17/2017 |  | 07/23/2018
Philips Lightolier | Lightolier | C4RA/C4L209***E1/C4RDL*** | Light Emitting Diode | Inseparable Luminaire | Direct Wired | Reverse Phase Cut Controls | 71.4 | 2662 | -0.0004 | 93 | 65 | 431 | 0.99 | Ambient | 60000 |  |  | 60000 | 0.1 | 17 | 17 | 0.04 | 0.03 | 0.02 | 0.01 | 0 | 0 | 0.24 | 0.23 | 0.24 | 0.19 | 0.02 | 0 | 0.21 | 0.19 | 0.2 | 0.16 | 0.01 | 0 | True |  | Non Federally-Regulated | 08/17/2017 |  | 07/23/2018
Philips Lightolier | Lightolier | C4RA/C4L209**WE1/C4R*W*** | Light Emitting Diode | Inseparable Luminaire | Direct Wired | Reverse Phase Cut Controls | 71.4 | 2662 | -0.0004 | 93 | 65 | 431 | 0.99 | Ambient | 60000 |  |  | 60000 | 0.1 | 17 | 17 | 0.04 | 0.03 | 0.02 | 0.01 | 0 | 0 | 0.24 | 0.23 | 0.24 | 0.19 | 0.02 | 0 | 0.21 | 0.19 | 0.2 | 0.16 | 0.01 | 0 | True |  | Non Federally-Regulated | 08/17/2017 |  | 07/23/2018
Philips Lightolier | Lightolier | C4SA/C4L159**NE1/C4SDL***** | Light Emitting Diode | Inseparable Luminaire | Direct Wired | Reverse Phase Cut Controls | 86.5 | 2692 | 0.0018 | 92 | 57 | 431 | 0.99 | Ambient | 61000 |  |  | 61000 | 0.1 | 17 | 17 | 0.04 | 0.03 | 0.02 | 0.01 | 0 | 0 | 0.24 | 0.23 | 0.24 | 0.19 | 0.02 | 0 | 0.21 | 0.19 | 0.2 | 0.16 | 0.01 | 0 | True |  | Non Federally-Regulated | 08/17/2017 |  | 07/23/2018
Philips Lightolier | Lightolier | C4SA/C4L159***E1/C4SDL***** | Light Emitting Diode | Inseparable Luminaire | Direct Wired | Reverse Phase Cut Controls | 74.6 | 2663 | -0.0002 | 94 | 66 | 431 | 0.98 | Ambient | 60000 |  |  | 60000 | 0.1 | 17 | 17 | 0.04 | 0.03 | 0.02 | 0.01 | 0 | 0 | 0.24 | 0.23 | 0.24 | 0.19 | 0.02 | 0 | 0.21 | 0.19 | 0.2 | 0.16 | 0.01 | 0 | True |  | Non Federally-Regulated | 08/17/2017 |  | 07/23/2018
Philips Lightolier | Lightolier | C4SA/C4L209**NE1/C4SDL***** | Light Emitting Diode | Inseparable Luminaire | Direct Wired | Reverse Phase Cut Controls | 86.1 | 2697 | 0.0016 | 92 | 57 | 431 | 0.99 | Ambient | 61000 |  |  | 61000 | 0.1 | 17 | 17 | 0.04 | 0.03 | 0.02 | 0.01 | 0 | 0 | 0.24 | 0.23 | 0.24 | 0.19 | 0.02 | 0 | 0.21 | 0.19 | 0.2 | 0.16 | 0.01 | 0 | True |  | Non Federally-Regulated | 08/17/2017 |  | 07/23/2018
Philips Lightolier | Lightolier | C4SA/C4L209***E1/C4SDL***** | Light Emitting Diode | Inseparable Luminaire | Direct Wired | Reverse Phase Cut Controls | 71.4 | 2662 | -0.0004 | 93 | 65 | 431 | 0.99 | Ambient | 60000 |  |  | 60000 | 0.1 | 17 | 17 | 0.04 | 0.03 | 0.02 | 0.01 | 0 | 0 | 0.24 | 0.23 | 0.24 | 0.19 | 0.02 | 0 | 0.21 | 0.19 | 0.2 | 0.16 | 0.01 | 0 | True |  | Non Federally-Regulated | 08/17/2017 |  | 07/23/2018
Philips Lightolier | Lightolier | C6RA/C6L159**NE1/C6RDL*** | Light Emitting Diode | Inseparable Luminaire | Direct Wired | Reverse Phase Cut Controls | 96.2 | 2691 | 0.0018 | 93 | 60 | 431 | 0.98 | Ambient | 61000 |  |  | 61000 | 0.1 | 17 | 17 | 0.04 | 0.03 | 0.02 | 0.01 | 0 | 0 | 0.24 | 0.23 | 0.24 | 0.19 | 0.02 | 0 | 0.21 | 0.19 | 0.2 | 0.16 | 0.01 | 0 | True |  | Non Federally-Regulated | 08/17/2017 |  | 07/23/2018
Philips Lightolier | Lightolier | C6RA/C6L159***E1/C6RDL*** | Light Emitting Diode | Inseparable Luminaire | Direct Wired | Reverse Phase Cut Controls | 77.4 | 2675 | -0.0006 | 94 | 68 | 431 | 0.98 | Ambient | 60000 |  |  | 60000 | 0.1 | 17 | 17 | 0.04 | 0.03 | 0.02 | 0.01 | 0 | 0 | 0.24 | 0.23 | 0.24 | 0.19 | 0.02 | 0 | 0.21 | 0.19 | 0.2 | 0.16 | 0.01 | 0 | True |  | Non Federally-Regulated | 08/17/2017 |  | 07/23/2018
Philips Lightolier | Lightolier | C6RA/C6L159**WE1/C6R*W*** | Light Emitting Diode | Inseparable Luminaire | Direct Wired | Reverse Phase Cut Controls | 77.4 | 2675 | -0.0006 | 94 | 68 | 431 | 0.98 | Ambient | 60000 |  |  | 60000 | 0.1 | 17 | 17 | 0.04 | 0.03 | 0.02 | 0.01 | 0 | 0 | 0.24 | 0.23 | 0.24 | 0.19 | 0.02 | 0 | 0.21 | 0.19 | 0.2 | 0.16 | 0.01 | 0 | True |  | Non Federally-Regulated | 08/17/2017 |  | 07/23/2018
Philips Lightolier | Lightolier | C6RA/C6L209**NE1/C6RDL*** | Light Emitting Diode | Inseparable Luminaire | Direct Wired | Reverse Phase Cut Controls | 91.3 | 2695 | 0.0015 | 93 | 59 | 431 | 0.99 | Ambient | 61000 |  |  | 61000 | 0.1 | 17 | 17 | 0.04 | 0.03 | 0.02 | 0.01 | 0 | 0 | 0.24 | 0.23 | 0.24 | 0.19 | 0.02 | 0 | 0.21 | 0.19 | 0.2 | 0.16 | 0.01 | 0 | True |  | Non Federally-Regulated | 08/17/2017 |  | 07/23/2018
Philips Lightolier | Lightolier | C6RA/C6L209***E1/C6RDL*** | Light Emitting Diode | Inseparable Luminaire | Direct Wired | Reverse Phase Cut Controls | 76.3 | 2676 | -0.0018 | 94 | 67 | 431 | 0.99 | Ambient | 60000 |  |  | 60000 | 0.1 | 17 | 17 | 0.04 | 0.03 | 0.02 | 0.01 | 0 | 0 | 0.24 | 0.23 | 0.24 | 0.19 | 0.02 | 0 | 0.21 | 0.19 | 0.2 | 0.16 | 0.01 | 0 | True |  | Non Federally-Regulated | 08/17/2017 |  | 07/23/2018
Philips Lightolier | Lightolier | C6RA/C6L209**WE1/C6R*W*** | Light Emitting Diode | Inseparable Luminaire | Direct Wired | Reverse Phase Cut Controls | 76.3 | 2676 | -0.0018 | 94 | 67 | 431 | 0.99 | Ambient | 60000 |  |  | 60000 | 0.1 | 17 | 17 | 0.04 | 0.03 | 0.02 | 0.01 | 0 | 0 | 0.24 | 0.23 | 0.24 | 0.19 | 0.02 | 0 | 0.21 | 0.19 | 0.2 | 0.16 | 0.01 | 0 | True |  | Non Federally-Regulated | 08/17/2017 |  | 07/23/2018
Philips Lightolier | Lightolier | C6RA/C6L259**NE1/C6RDL*** | Light Emitting Diode | Inseparable Luminaire | Direct Wired | Reverse Phase Cut Controls | 86.7 | 2697 | 0.0013 | 94 | 58 | 431 | 0.98 | Ambient | 61000 |  |  | 61000 | 0.1 | 17 | 17 | 0.04 | 0.03 | 0.02 | 0.01 | 0 | 0 | 0.24 | 0.23 | 0.24 | 0.19 | 0.02 | 0 | 0.21 | 0.19 | 0.2 | 0.16 | 0.01 | 0 | True |  | Non Federally-Regulated | 08/17/2017 |  | 07/23/2018
Philips Lightolier | Lightolier | C6RA/C6L259***E1/C6RDL*** | Light Emitting Diode | Inseparable Luminaire | Direct Wired | Reverse Phase Cut Controls | 73.1 | 2676 | -0.0007 | 93 | 67 | 431 | 0.98 | Ambient | 60000 |  |  | 60000 | 0.1 | 17 | 17 | 0.04 | 0.03 | 0.02 | 0.01 | 0 | 0 | 0.24 | 0.23 | 0.24 | 0.19 | 0.02 | 0 | 0.21 | 0.19 | 0.2 | 0.16 | 0.01 | 0 | True |  | Non Federally-Regulated | 08/17/2017 |  | 07/23/2018
Philips Lightolier | Lightolier | C6RA/C6L259**WE1/C6R*W*** | Light Emitting Diode | Inseparable Luminaire | Direct Wired | Reverse Phase Cut Controls | 73.1 | 2676 | -0.0007 | 93 | 67 | 431 | 0.98 | Ambient | 60000 |  |  | 60000 | 0.1 | 17 | 17 | 0.04 | 0.03 | 0.02 | 0.01 | 0 | 0 | 0.24 | 0.23 | 0.24 | 0.19 | 0.02 | 0 | 0.21 | 0.19 | 0.2 | 0.16 | 0.01 | 0 | True |  | Non Federally-Regulated | 08/17/2017 |  | 07/23/2018
Philips Lightolier | Lightolier | C6SA/C6L159**NE1/C6SDL***** | Light Emitting Diode | Inseparable Luminaire | Direct Wired | Reverse Phase Cut Controls | 96.2 | 2691 | 0.0018 | 93 | 60 | 431 | 0.98 | Ambient | 61000 |  |  | 61000 | 0.1 | 17 | 17 | 0.04 | 0.03 | 0.02 | 0.01 | 0 | 0 | 0.24 | 0.23 | 0.24 | 0.19 | 0.02 | 0 | 0.21 | 0.19 | 0.2 | 0.16 | 0.01 | 0 | True |  | Non Federally-Regulated | 08/17/2017 |  | 07/23/2018
Philips Lightolier | Lightolier | C6SA/C6L159***E1/C6SDL***** | Light Emitting Diode | Inseparable Luminaire | Direct Wired | Reverse Phase Cut Controls | 77.4 | 2675 | -0.0006 | 94 | 68 | 431 | 0.98 | Ambient | 60000 |  |  | 60000 | 0.1 | 17 | 17 | 0.04 | 0.03 | 0.02 | 0.01 | 0 | 0 | 0.24 | 0.23 | 0.24 | 0.19 | 0.02 | 0 | 0.21 | 0.19 | 0.2 | 0.16 | 0.01 | 0 | True |  | Non Federally-Regulated | 08/17/2017 |  | 07/23/2018
Philips Lightolier | Lightolier | C6SA/C6L209**NE1/C6SDL***** | Light Emitting Diode | Inseparable Luminaire | Direct Wired | Reverse Phase Cut Controls | 91.3 | 2695 | 0.0015 | 93 | 59 | 431 | 0.99 | Ambient | 61000 |  |  | 61000 | 0.1 | 17 | 17 | 0.04 | 0.03 | 0.02 | 0.01 | 0 | 0 | 0.24 | 0.23 | 0.24 | 0.19 | 0.02 | 0 | 0.21 | 0.19 | 0.2 | 0.16 | 0.01 | 0 | True |  | Non Federally-Regulated | 08/17/2017 |  | 07/23/2018
Philips Lightolier | Lightolier | C6SA/C6L209***E1/C6SDL***** | Light Emitting Diode | Inseparable Luminaire | Direct Wired | Reverse Phase Cut Controls | 76.3 | 2676 | -0.0018 | 94 | 67 | 431 | 0.99 | Ambient | 60000 |  |  | 60000 | 0.1 | 17 | 17 | 0.04 | 0.03 | 0.02 | 0.01 | 0 | 0 | 0.24 | 0.23 | 0.24 | 0.19 | 0.02 | 0 | 0.21 | 0.19 | 0.2 | 0.16 | 0.01 | 0 | True |  | Non Federally-Regulated | 08/17/2017 |  | 07/23/2018
Philips Lightolier | Lightolier | C6SA/C6L259**NE1/C6SDL***** | Light Emitting Diode | Inseparable Luminaire | Direct Wired | Reverse Phase Cut Controls | 86.7 | 2697 | 0.0013 | 94 | 58 | 431 | 0.98 | Ambient | 61000 |  |  | 61000 | 0.1 | 17 | 17 | 0.04 | 0.03 | 0.02 | 0.01 | 0 | 0 | 0.24 | 0.23 | 0.24 | 0.19 | 0.02 | 0 | 0.21 | 0.19 | 0.2 | 0.16 | 0.01 | 0 | True |  | Non Federally-Regulated | 08/17/2017 |  | 07/23/2018
Philips Lightolier | Lightolier | C6SA/C6L259***E1/C6SDL***** | Light Emitting Diode | Inseparable Luminaire | Direct Wired | Reverse Phase Cut Controls | 73.1 | 2676 | -0.0007 | 93 | 67 | 431 | 0.98 | Ambient | 60000 |  |  | 60000 | 0.1 | 17 | 17 | 0.04 | 0.03 | 0.02 | 0.01 | 0 | 0 | 0.24 | 0.23 | 0.24 | 0.19 | 0.02 | 0 | 0.21 | 0.19 | 0.2 | 0.16 | 0.01 | 0 | True |  | Non Federally-Regulated | 08/17/2017 |  | 07/23/2018
Philips Lightolier | Lightolier | S6S9**K10 | Light Emitting Diode | Inseparable Luminaire | Direct Wired | Forward Phase Cut Controls | 62.7 | 2640 | -0.0016 | 91 | 52 | 40 | 0.97 | Ambient | 51000 |  |  | 51000 | 0.07 | 18 | 18 | 0.23 | 0.22 | 0.23 | 0.22 | 0.01 | 0.01 | 0.52 | 0.35 | 0.35 | 0.29 | 0.03 | 0.01 | 0.46 | 0.28 | 0.27 | 0.22 | 0.02 | 0.01 | True |  | Non Federally-Regulated | 09/01/2017 |  | 07/23/2018
Philips Lightolier | Lightolier | S6S9**K10 | Light Emitting Diode | Inseparable Luminaire | Direct Wired | Reverse Phase Cut Controls | 62.7 | 2640 | -0.0016 | 91 | 52 | 40 | 0.97 | Ambient | 51000 |  |  | 51000 | 0.07 | 18 | 18 | 0.27 | 0.27 | 0.27 | 0.27 | 0.01 | 0 | 0.3 | 0.28 | 0.26 | 0.26 | 0.01 | 0.01 | 0.27 | 0.23 | 0.22 | 0.2 | 0.02 | 0.01 | True |  | Non Federally-Regulated | 09/01/2017 |  | 07/23/2018
Philips Lightolier | Lightolier | S6S9**K10AL | Light Emitting Diode | Inseparable Luminaire | Direct Wired | Forward Phase Cut Controls | 62.7 | 2640 | -0.0016 | 91 | 52 | 40 | 0.97 | Ambient | 51000 |  |  | 51000 | 0.07 | 18 | 18 | 0.23 | 0.22 | 0.23 | 0.22 | 0.01 | 0.01 | 0.52 | 0.35 | 0.35 | 0.29 | 0.03 | 0.01 | 0.46 | 0.28 | 0.27 | 0.22 | 0.02 | 0.01 | True |  | Non Federally-Regulated | 09/01/2017 |  | 07/23/2018
Philips Lightolier | Lightolier | S6S9**K10AL | Light Emitting Diode | Inseparable Luminaire | Direct Wired | Reverse Phase Cut Controls | 62.7 | 2640 | -0.0016 | 91 | 52 | 40 | 0.97 | Ambient | 51000 |  |  | 51000 | 0.07 | 18 | 18 | 0.27 | 0.27 | 0.27 | 0.27 | 0.01 | 0 | 0.3 | 0.28 | 0.26 | 0.26 | 0.01 | 0.01 | 0.27 | 0.23 | 0.22 | 0.2 | 0.02 | 0.01 | True |  | Non Federally-Regulated | 09/01/2017 |  | 07/23/2018
Philips Lightolier | Lightolier | S6S9**K10BK | Light Emitting Diode | Inseparable Luminaire | Direct Wired | Forward Phase Cut Controls | 62.7 | 2640 | -0.0016 | 91 | 52 | 40 | 0.97 | Ambient | 51000 |  |  | 51000 | 0.07 | 18 | 18 | 0.23 | 0.22 | 0.23 | 0.22 | 0.01 | 0.01 | 0.52 | 0.35 | 0.35 | 0.29 | 0.03 | 0.01 | 0.46 | 0.28 | 0.27 | 0.22 | 0.02 | 0.01 | True |  | Non Federally-Regulated | 09/01/2017 |  | 07/23/2018
Philips Lightolier | Lightolier | S6S9**K10BK | Light Emitting Diode | Inseparable Luminaire | Direct Wired | Reverse Phase Cut Controls | 62.7 | 2640 | -0.0016 | 91 | 52 | 40 | 0.97 | Ambient | 51000 |  |  | 51000 | 0.07 | 18 | 18 | 0.27 | 0.27 | 0.27 | 0.27 | 0.01 | 0 | 0.3 | 0.28 | 0.26 | 0.26 | 0.01 | 0.01 | 0.27 | 0.23 | 0.22 | 0.2 | 0.02 | 0.01 | True |  | Non Federally-Regulated | 09/01/2017 |  | 07/23/2018
Philips Lightolier | Lightolier | S7R9**K10 | Light Emitting Diode | Inseparable Luminaire | Direct Wired | Forward Phase Cut Controls | 66.7 | 2650 | -0.0011 | 91 | 55 | 40 | 0.97 | Ambient | 51000 |  |  | 51000 | 0.07 | 18 | 18 | 0.23 | 0.22 | 0.23 | 0.22 | 0.01 | 0.01 | 0.52 | 0.35 | 0.35 | 0.29 | 0.03 | 0.01 | 0.46 | 0.28 | 0.27 | 0.22 | 0.02 | 0.01 | True |  | Non Federally-Regulated | 09/01/2017 |  | 07/23/2018
Philips Lightolier | Lightolier | S7R9**K10 | Light Emitting Diode | Inseparable Luminaire | Direct Wired | Reverse Phase Cut Controls | 66.7 | 2650 | -0.0011 | 91 | 55 | 40 | 0.97 | Ambient | 51000 |  |  | 51000 | 0.07 | 18 | 18 | 0.27 | 0.27 | 0.27 | 0.27 | 0.01 | 0 | 0.3 | 0.28 | 0.26 | 0.26 | 0.01 | 0.01 | 0.27 | 0.23 | 0.22 | 0.2 | 0.02 | 0.01 | True |  | Non Federally-Regulated | 09/01/2017 |  | 07/23/2018
Philips Lightolier | Lightolier | S7R9**K10AL | Light Emitting Diode | Inseparable Luminaire | Direct Wired | Forward Phase Cut Controls | 66.7 | 2650 | -0.0011 | 91 | 55 | 40 | 0.97 | Ambient | 51000 |  |  | 51000 | 0.07 | 18 | 18 | 0.23 | 0.22 | 0.23 | 0.22 | 0.01 | 0.01 | 0.52 | 0.35 | 0.35 | 0.29 | 0.03 | 0.01 | 0.46 | 0.28 | 0.27 | 0.22 | 0.02 | 0.01 | True |  | Non Federally-Regulated | 09/01/2017 |  | 07/23/2018
Philips Lightolier | Lightolier | S7R9**K10AL | Light Emitting Diode | Inseparable Luminaire | Direct Wired | Reverse Phase Cut Controls | 66.7 | 2650 | -0.0011 | 91 | 55 | 40 | 0.97 | Ambient | 51000 |  |  | 51000 | 0.07 | 18 | 18 | 0.27 | 0.27 | 0.27 | 0.27 | 0.01 | 0 | 0.3 | 0.28 | 0.26 | 0.26 | 0.01 | 0.01 | 0.27 | 0.23 | 0.22 | 0.2 | 0.02 | 0.01 | True |  | Non Federally-Regulated | 09/01/2017 |  | 07/23/2018
Philips Lightolier | Lightolier | S7R9**K10BK | Light Emitting Diode | Inseparable Luminaire | Direct Wired | Forward Phase Cut Controls | 66.7 | 2650 | -0.0011 | 91 | 55 | 40 | 0.97 | Ambient | 51000 |  |  | 51000 | 0.07 | 18 | 18 | 0.23 | 0.22 | 0.23 | 0.22 | 0.01 | 0.01 | 0.52 | 0.35 | 0.35 | 0.29 | 0.03 | 0.01 | 0.46 | 0.28 | 0.27 | 0.22 | 0.02 | 0.01 | True |  | Non Federally-Regulated | 09/01/2017 |  | 07/23/2018
Philips Lightolier | Lightolier | S7R9**K10BK | Light Emitting Diode | Inseparable Luminaire | Direct Wired | Reverse Phase Cut Controls | 66.7 | 2650 | -0.0011 | 91 | 55 | 40 | 0.97 | Ambient | 51000 |  |  | 51000 | 0.07 | 18 | 18 | 0.27 | 0.27 | 0.27 | 0.27 | 0.01 | 0 | 0.3 | 0.28 | 0.26 | 0.26 | 0.01 | 0.01 | 0.27 | 0.23 | 0.22 | 0.2 | 0.02 | 0.01 | True |  | Non Federally-Regulated | 09/01/2017 |  | 07/23/2018
Philips Lightolier | Lightolier | SD5R079301W | Light Emitting Diode | Inseparable Luminaire | Direct Wired | Forward Phase Cut Controls | 71.2 | 2941 | 0.0001 | 92 | 62 | 91 | 0.91 | Ambient | 50000 |  |  | 50000 | 0.09 | 20 | 20 | 0.3 | 0.28 | 0.27 | 0.25 | 0 | 0 | 0.33 | 0.33 | 0.33 | 0.26 | 0 | 0 | 0.25 | 0.25 | 0.25 | 0.19 | 0 | 0 | True |  | Non Federally-Regulated | 09/22/2017 |  | 07/23/2018
Philips Lightolier | Lightolier | SD7R099301W | Light Emitting Diode | Inseparable Luminaire | Direct Wired | Forward Phase Cut Controls | 74 | 2927 | 0.0005 | 92 | 60 | 52 | 0.94 | Ambient | 50000 |  |  | 50000 | 0.04 | 20 | 20 | 0.22 | 0.21 | 0.2 | 0.18 | 0 | 0 | 0.26 | 0.24 | 0.24 | 0.19 | 0 | 0 | 0.18 | 0.18 | 0.17 | 0.14 | 0 | 0 | True |  | Non Federally-Regulated | 09/22/2017 |  | 07/23/2018
Philips Lightolier | Philips | PSD5R079301W | Light Emitting Diode | Inseparable Luminaire | Direct Wired | Forward Phase Cut Controls | 71.2 | 2941 | 0.0001 | 92 | 62 | 91 | 0.91 | Ambient | 50000 |  |  | 50000 | 0.09 | 20 | 20 | 0.3 | 0.28 | 0.27 | 0.25 | 0 | 0 | 0.33 | 0.33 | 0.33 | 0.26 | 0 | 0 | 0.25 | 0.25 | 0.25 | 0.19 | 0 | 0 | True |  | Non Federally-Regulated | 09/22/2017 |  | 07/23/2018
Philips Lightolier | Philips | PSD7R099301W | Light Emitting Diode | Inseparable Luminaire | Direct Wired | Forward Phase Cut Controls | 74 | 2927 | 0.0005 | 92 | 60 | 52 | 0.94 | Ambient | 50000 |  |  | 50000 | 0.04 | 20 | 20 | 0.22 | 0.21 | 0.2 | 0.18 | 0 | 0 | 0.26 | 0.24 | 0.24 | 0.19 | 0 | 0 | 0.18 | 0.18 | 0.17 | 0.14 | 0 | 0 | True |  | Non Federally-Regulated | 09/22/2017 |  | 07/23/2018
Philips Lightolier | Lightolier | RD4R089301W | Light Emitting Diode | Inseparable Luminaire | Quick Connect | Forward Phase Cut Controls | 82.2 | 3054 | -0.0001 | 93 | 70 | 104 | 0.92 | Ambient | 42000 |  |  | 42000 | 0.06 | 20 | 20 | 0.18 | 0.17 | 0.17 | 0.17 | 0 | 0 | 0.2 | 0.19 | 0.19 | 0.19 | 0 | 0 | 0.15 | 0.14 | 0.14 | 0.14 | 0 | 0 | True |  | Non Federally-Regulated | 09/22/2017 |  | 07/23/2018
Philips Lightolier | Lightolier | RD5R129301W | Light Emitting Diode | Inseparable Luminaire | Quick Connect | Forward Phase Cut Controls | 82.5 | 3051 | 0 | 93 | 69 | 29 | 0.95 | Ambient | 42000 |  |  | 42000 | 0.09 | 20 | 20 | 0.18 | 0.17 | 0.17 | 0.17 | 0 | 0 | 0.2 | 0.19 | 0.19 | 0.19 | 0 | 0 | 0.15 | 0.14 | 0.14 | 0.14 | 0 | 0 | True |  | Non Federally-Regulated | 09/22/2017 |  | 07/23/2018
Philips Lightolier | Philips | PRD4R089301W | Light Emitting Diode | Inseparable Luminaire | Quick Connect | Forward Phase Cut Controls | 82.2 | 3054 | -0.0001 | 93 | 70 | 104 | 0.92 | Ambient | 42000 |  |  | 42000 | 0.06 | 20 | 20 | 0.18 | 0.17 | 0.17 | 0.17 | 0 | 0 | 0.2 | 0.19 | 0.19 | 0.19 | 0 | 0 | 0.15 | 0.14 | 0.14 | 0.14 | 0 | 0 | True |  | Non Federally-Regulated | 09/22/2017 |  | 07/23/2018
Philips Lightolier | Philips | PRD5R129301W | Light Emitting Diode | Inseparable Luminaire | Quick Connect | Forward Phase Cut Controls | 82.5 | 3051 | 0 | 93 | 69 | 29 | 0.95 | Ambient | 42000 |  |  | 42000 | 0.09 | 20 | 20 | 0.18 | 0.17 | 0.17 | 0.17 | 0 | 0 | 0.2 | 0.19 | 0.19 | 0.19 | 0 | 0 | 0.15 | 0.14 | 0.14 | 0.14 | 0 | 0 | True |  | Non Federally-Regulated | 09/22/2017 |  | 07/23/2018
Philips Lightolier | Lightolier | SD7R099301W | Light Emitting Diode | Inseparable Luminaire | Direct Wired | Reverse Phase Cut Controls | 74 | 2927 | 0.0005 | 92 | 60 | 52 | 0.94 | Ambient | 50000 |  |  | 50000 | 0.1 | 20 | 20 | 0.2 | 0.18 | 0.18 | 0.16 | 0 | 0 | 0.27 | 0.23 | 0.24 | 0.2 | 0 | 0 | 0.13 | 0.12 | 0.12 | 0.09 | 0 | 0 | True |  | Non Federally-Regulated | 11/16/2017 |  | 07/23/2018
Philips Lightolier | Philips | PSD7R099301W | Light Emitting Diode | Inseparable Luminaire | Direct Wired | Reverse Phase Cut Controls | 74 | 2927 | 0.0005 | 92 | 60 | 52 | 0.94 | Ambient | 50000 |  |  | 50000 | 0.1 | 20 | 20 | 0.2 | 0.18 | 0.18 | 0.16 | 0 | 0 | 0.27 | 0.23 | 0.24 | 0.2 | 0 | 0 | 0.13 | 0.12 | 0.12 | 0.09 | 0 | 0 | True |  | Non Federally-Regulated | 11/16/2017 |  | 07/23/2018
Philips Lightolier | Lightolier | MD3R069*01F* | Light Emitting Diode | Inseparable Luminaire | Direct Wired | Forward Phase Cut Controls | 70.8 | 3050 | 0.0005 | 97 | 86 | 58 | 0.96 | Ambient | 60000 |  |  | 60000 | 0.09 | 20 | 20 | 0.19 | 0.17 | 0.16 | 0.11 | 0 | 0 | 0.01 | 0.01 | 0.01 | 0.01 | 0 | 0 | 0.01 | 0.01 | 0.01 | 0 | 0 | 0 | True |  | Non Federally-Regulated | 03/27/2018 |  | 07/23/2018
Philips Lightolier | Lightolier | MG3R069*0NF1* | Light Emitting Diode | Inseparable Luminaire | Direct Wired | Forward Phase Cut Controls | 71.5 | 3051 | 0.0004 | 96 | 82 | 62 | 0.95 | Ambient | 60000 |  |  | 60000 | 0.09 | 19 | 19 | 0.16 | 0.15 | 0.14 | 0.09 | 0 | 0 | 0.01 | 0.01 | 0.01 | 0.01 | 0 | 0 | 0.01 | 0.01 | 0 | 0 | 0 | 0 | True |  | Non Federally-Regulated | 03/27/2018 |  | 07/23/2018
Philips Lightolier | Lightolier | S10R9**K22 | Light Emitting Diode | Inseparable Luminaire | Direct Wired | Reverse Phase Cut Controls | 65.7 | 2590 | -0.0013 | 93 | 58 | 81 | 0.98 | Ambient | 36000 |  |  | 36000 | 0.05 | 18 | 18 | 0.2 | 0.23 | 0.23 | 0.24 | 0.02 | 0.01 | 0.31 | 0.28 | 0.26 | 0.24 | 0.02 | 0.01 | 0.21 | 0.24 | 0.23 | 0.2 | 0.02 | 0.01 | True |  | Non Federally-Regulated | 04/17/2018 |  | 07/23/2018
Philips Lightolier | Lightolier | S10R9**K22AL | Light Emitting Diode | Inseparable Luminaire | Direct Wired | Reverse Phase Cut Controls | 65.7 | 2590 | -0.0013 | 93 | 58 | 81 | 0.98 | Ambient | 36000 |  |  | 36000 | 0.05 | 18 | 18 | 0.2 | 0.23 | 0.23 | 0.24 | 0.02 | 0.01 | 0.31 | 0.28 | 0.26 | 0.24 | 0.02 | 0.01 | 0.21 | 0.24 | 0.23 | 0.2 | 0.02 | 0.01 | True |  | Non Federally-Regulated | 04/17/2018 |  | 07/23/2018
Philips Lightolier | Lightolier | S10R9**K22BK | Light Emitting Diode | Inseparable Luminaire | Direct Wired | Reverse Phase Cut Controls | 65.7 | 2590 | -0.0013 | 93 | 58 | 81 | 0.98 | Ambient | 36000 |  |  | 36000 | 0.05 | 18 | 18 | 0.2 | 0.23 | 0.23 | 0.24 | 0.02 | 0.01 | 0.31 | 0.28 | 0.26 | 0.24 | 0.02 | 0.01 | 0.21 | 0.24 | 0.23 | 0.2 | 0.02 | 0.01 | True |  | Non Federally-Regulated | 04/17/2018 |  | 07/23/2018
Philips Lightolier | Lightolier | S10R9**K22MT | Light Emitting Diode | Inseparable Luminaire | Direct Wired | Reverse Phase Cut Controls | 65.7 | 2590 | -0.0013 | 93 | 58 | 81 | 0.98 | Ambient | 36000 |  |  | 36000 | 0.05 | 18 | 18 | 0.2 | 0.23 | 0.23 | 0.24 | 0.02 | 0.01 | 0.31 | 0.28 | 0.26 | 0.24 | 0.02 | 0.01 | 0.21 | 0.24 | 0.23 | 0.2 | 0.02 | 0.01 | True |  | Non Federally-Regulated | 04/17/2018 |  | 07/23/2018
Philips Lightolier | Lightolier | S10R9**K22WZ10U | Light Emitting Diode | Inseparable Luminaire | Direct Wired | 0-10 VDC Controls | 65.7 | 2590 | -0.0013 | 93 | 58 | 198 | 0.99 | Ambient | 36000 |  |  | 36000 | 0.01 | 20 | 18 | 0.23 | 0.26 | 0.26 | 0.25 | 0.02 | 0.01 | 0.42 | 0.35 | 0.33 | 0.29 | 0.05 | 0.01 | 0.59 | 0.31 | 0.29 | 0.25 | 0.06 | 0.02 | True |  | Non Federally-Regulated | 04/17/2018 |  | 07/23/2018
Philips Lightolier | Lightolier | S10R9**K22ALZ10U | Light Emitting Diode | Inseparable Luminaire | Direct Wired | 0-10 VDC Controls | 65.7 | 2590 | -0.0013 | 93 | 58 | 198 | 0.99 | Ambient | 36000 |  |  | 36000 | 0.01 | 20 | 18 | 0.23 | 0.26 | 0.26 | 0.25 | 0.02 | 0.01 | 0.42 | 0.35 | 0.33 | 0.29 | 0.05 | 0.01 | 0.59 | 0.31 | 0.29 | 0.25 | 0.06 | 0.02 | True |  | Non Federally-Regulated | 04/17/2018 |  | 07/23/2018
Philips Lightolier | Lightolier | S10R9**K22BKZ10U | Light Emitting Diode | Inseparable Luminaire | Direct Wired | 0-10 VDC Controls | 65.7 | 2590 | -0.0013 | 93 | 58 | 198 | 0.99 | Ambient | 36000 |  |  | 36000 | 0.01 | 20 | 18 | 0.23 | 0.26 | 0.26 | 0.25 | 0.02 | 0.01 | 0.42 | 0.35 | 0.33 | 0.29 | 0.05 | 0.01 | 0.59 | 0.31 | 0.29 | 0.25 | 0.06 | 0.02 | True |  | Non Federally-Regulated | 04/17/2018 |  | 07/23/2018
Philips Lightolier | Lightolier | C2LIC / C2L09DL9**RE1 / C2LDLCCD* | Light Emitting Diode | Inseparable Luminaire | Direct Wired | Reverse Phase Cut Controls | 65.8 | 2705 | 0.0002 | 94 | 59 | 173 | 0.98 | Ambient | 90700 |  |  | 90700 | 0.01 | 20 | 20 | 0.08 | 0.08 | 0.09 | 0.08 | 0.02 | 0.01 | 0 | 0 | 0 | 0 | 0 | 0 | 0 | 0 | 0 | 0 | 0 | 0 | True |  | Non Federally-Regulated | 04/17/2018 |  | 07/23/2018
Philips Lightolier | Lightolier | C2LIC / C2L09DL9**RE1 / C2LDLWH* | Light Emitting Diode | Inseparable Luminaire | Direct Wired | Reverse Phase Cut Controls | 65.8 | 2705 | 0.0002 | 94 | 59 | 173 | 0.98 | Ambient | 90700 |  |  | 90700 | 0.01 | 20 | 20 | 0.08 | 0.08 | 0.09 | 0.08 | 0.02 | 0.01 | 0 | 0 | 0 | 0 | 0 | 0 | 0 | 0 | 0 | 0 | 0 | 0 | True |  | Non Federally-Regulated | 04/17/2018 |  | 07/23/2018
Philips Lightolier | Lightolier | C2LIC / C2L09DL9**RE1 / C2LDLCCZ* | Light Emitting Diode | Inseparable Luminaire | Direct Wired | Reverse Phase Cut Controls | 65.8 | 2705 | 0.0002 | 94 | 59 | 173 | 0.98 | Ambient | 90700 |  |  | 90700 | 0.01 | 20 | 20 | 0.08 | 0.08 | 0.09 | 0.08 | 0.02 | 0.01 | 0 | 0 | 0 | 0 | 0 | 0 | 0 | 0 | 0 | 0 | 0 | 0 | True |  | Non Federally-Regulated | 04/17/2018 |  | 07/23/2018
Philips Lightolier | Lightolier | C2LIC / C2L09DL9**RZ10U / C2LDLCCD* | Light Emitting Diode | Inseparable Luminaire | Direct Wired | 0-10 VDC Controls | 65.8 | 2705 | 0.0002 | 94 | 59 | 276 | 0.99 | Ambient | 90700 |  |  | 90700 | 0.05 | 20 | 20 | 0.08 | 0.08 | 0.09 | 0.08 | 0.02 | 0.01 | 0 | 0 | 0 | 0 | 0 | 0 | 0 | 0 | 0 | 0 | 0 | 0 | True |  | Non Federally-Regulated | 04/17/2018 |  | 07/23/2018
Philips Lightolier | Lightolier | C2LIC / C2L09DL9**RZ10U / C2LDLWH* | Light Emitting Diode | Inseparable Luminaire | Direct Wired | 0-10 VDC Controls | 65.8 | 2705 | 0.0002 | 94 | 59 | 276 | 0.99 | Ambient | 90700 |  |  | 90700 | 0.05 | 20 | 20 | 0.08 | 0.08 | 0.09 | 0.08 | 0.02 | 0.01 | 0 | 0 | 0 | 0 | 0 | 0 | 0 | 0 | 0 | 0 | 0 | 0 | True |  | Non Federally-Regulated | 04/17/2018 |  | 07/23/2018
Philips Lightolier | Lightolier | C2LIC / C2L09DL9**RZ10U / C2LDLCCZ* | Light Emitting Diode | Inseparable Luminaire | Direct Wired | 0-10 VDC Controls | 65.8 | 2705 | 0.0002 | 94 | 59 | 276 | 0.99 | Ambient | 90700 |  |  | 90700 | 0.05 | 20 | 20 | 0.08 | 0.08 | 0.09 | 0.08 | 0.02 | 0.01 | 0 | 0 | 0 | 0 | 0 | 0 | 0 | 0 | 0 | 0 | 0 | 0 | True |  | Non Federally-Regulated | 04/17/2018 |  | 07/23/2018
Philips Lightolier | LOL | S5R9**K7 | Light Emitting Diode | Inseparable Luminaire | Direct Wired | Forward Phase Cut Controls | 69.1 | 2638 | 0.0001 | 92 | 58 | 96 | 0.96 | Ambient | 51000 |  |  | 51000 | 0.05 | 18 | 18 | 0.24 | 0.23 | 0.23 | 0.22 | 0.02 | 0.01 | 0.56 | 0.34 | 0.33 | 0.28 | 0.03 | 0.01 | 0.62 | 0.32 | 0.29 | 0.22 | 0.05 | 0.01 | True |  | Non Federally-Regulated | 05/24/2018 |  | 07/23/2018
Philips Lightolier | LOL | S5R9**K7 | Light Emitting Diode | Inseparable Luminaire | Direct Wired | Reverse Phase Cut Controls | 69.1 | 2638 | 0.0001 | 92 | 58 | 96 | 0.96 | Ambient | 51000 |  |  | 51000 | 0.05 | 18 | 18 | 0.24 | 0.24 | 0.24 | 0.24 | 0.02 | 0 | 0.27 | 0.26 | 0.25 | 0.24 | 0.02 | 0.01 | 0.28 | 0.24 | 0.23 | 0.21 | 0.04 | 0.01 | True |  | Non Federally-Regulated | 05/24/2018 |  | 07/23/2018
Philips Lightolier | LOL | S5R9**K7AL | Light Emitting Diode | Inseparable Luminaire | Direct Wired | Forward Phase Cut Controls | 69.1 | 2638 | 0.0001 | 92 | 58 | 96 | 0.96 | Ambient | 51000 |  |  | 51000 | 0.05 | 18 | 18 | 0.24 | 0.23 | 0.23 | 0.22 | 0.02 | 0.01 | 0.56 | 0.34 | 0.33 | 0.28 | 0.03 | 0.01 | 0.62 | 0.32 | 0.29 | 0.22 | 0.05 | 0.01 | True |  | Non Federally-Regulated | 05/24/2018 |  | 07/23/2018
Philips Lightolier | LOL | S5R9**K7AL | Light Emitting Diode | Inseparable Luminaire | Direct Wired | Reverse Phase Cut Controls | 69.1 | 2638 | 0.0001 | 92 | 58 | 96 | 0.96 | Ambient | 51000 |  |  | 51000 | 0.05 | 18 | 18 | 0.24 | 0.24 | 0.24 | 0.24 | 0.02 | 0 | 0.27 | 0.26 | 0.25 | 0.24 | 0.02 | 0.01 | 0.28 | 0.24 | 0.23 | 0.21 | 0.04 | 0.01 | True |  | Non Federally-Regulated | 05/24/2018 |  | 07/23/2018
Philips Lightolier | LOL | S5R9**K7BK | Light Emitting Diode | Inseparable Luminaire | Direct Wired | Forward Phase Cut Controls | 69.1 | 2638 | 0.0001 | 92 | 58 | 96 | 0.96 | Ambient | 51000 |  |  | 51000 | 0.05 | 18 | 18 | 0.24 | 0.23 | 0.23 | 0.22 | 0.02 | 0.01 | 0.56 | 0.34 | 0.33 | 0.28 | 0.03 | 0.01 | 0.62 | 0.32 | 0.29 | 0.22 | 0.05 | 0.01 | True |  | Non Federally-Regulated | 05/24/2018 |  | 07/23/2018
Philips Lightolier | LOL | S5R9**K7BK | Light Emitting Diode | Inseparable Luminaire | Direct Wired | Reverse Phase Cut Controls | 69.1 | 2638 | 0.0001 | 92 | 58 | 96 | 0.96 | Ambient | 51000 |  |  | 51000 | 0.05 | 18 | 18 | 0.24 | 0.24 | 0.24 | 0.24 | 0.02 | 0 | 0.27 | 0.26 | 0.25 | 0.24 | 0.02 | 0.01 | 0.28 | 0.24 | 0.23 | 0.21 | 0.04 | 0.01 | True |  | Non Federally-Regulated | 05/24/2018 |  | 07/23/2018
Visual Comfort & Company | Element | E3RRF-L*9***** | Light Emitting Diode | Inseparable Luminaire | Direct Wired | Forward Phase Cut Controls | 86 | 2738 | 0.0011 | 93 | 68 | 243 | 0.97 | Ambient | 15000 |  |  | 99999 | 0.01 | 19 | 19 | 0.13 | 0.06 | 0.06 | 0.05 | 0.01 | 0 | 0.76 | 0.35 | 0.32 | 0.28 | 0.01 | 0 | 0.15 | 0.17 | 0.15 | 0.11 | 0.01 | 0 | True |  | Non Federally-Regulated | 04/24/2017 |  | 07/25/2018
Visual Comfort & Company | Element | E3SRF-L*9***** | Light Emitting Diode | Inseparable Luminaire | Direct Wired | Forward Phase Cut Controls | 86 | 2738 | 0.0011 | 93 | 68 | 243 | 0.97 | Ambient | 15000 |  |  | 99999 | 0.01 | 19 | 19 | 0.13 | 0.06 | 0.06 | 0.05 | 0.01 | 0 | 0.76 | 0.35 | 0.32 | 0.28 | 0.01 | 0 | 0.15 | 0.17 | 0.15 | 0.11 | 0.01 | 0 | True |  | Non Federally-Regulated | 04/24/2017 |  | 07/25/2018
Visual Comfort & Company | Element | E3RRF-L*9*****-010 | Light Emitting Diode | Inseparable Luminaire | Direct Wired | Forward Phase Cut Controls | 86 | 2738 | 0.0011 | 93 | 68 | 243 | 0.97 | Ambient | 15000 |  |  | 99999 | 0.01 | 19 | 19 | 0.13 | 0.06 | 0.06 | 0.05 | 0.01 | 0 | 0.76 | 0.35 | 0.32 | 0.28 | 0.01 | 0 | 0.15 | 0.17 | 0.15 | 0.11 | 0.01 | 0 | True |  | Non Federally-Regulated | 04/24/2017 |  | 07/25/2018
Visual Comfort & Company | Element | E3SRF-L*9*****-010 | Light Emitting Diode | Inseparable Luminaire | Direct Wired | Forward Phase Cut Controls | 86 | 2738 | 0.0011 | 93 | 68 | 243 | 0.97 | Ambient | 15000 |  |  | 99999 | 0.01 | 19 | 19 | 0.13 | 0.06 | 0.06 | 0.05 | 0.01 | 0 | 0.76 | 0.35 | 0.32 | 0.28 | 0.01 | 0 | 0.15 | 0.17 | 0.15 | 0.11 | 0.01 | 0 | True |  | Non Federally-Regulated | 04/24/2017 |  | 07/25/2018
Visual Comfort & Company | Element | 920041 | Light Emitting Diode | Inseparable Luminaire | Direct Wired | Forward Phase Cut Controls | 81 | 2723 | 0.0007 | 92 | 68 | 304 | 0.98 | Ambient | 15000 |  |  | 55000 | 0.01 | 17 | 17 | 0.09 | 0.03 | 0.03 | 0.02 | 0 | 0 | 0.7 | 0.17 | 0.16 | 0.14 | 0 | 0 | 0.52 | 0.08 | 0.05 | 0.03 | 0.01 | 0 | True |  | Non Federally-Regulated | 08/29/2017 |  | 07/31/2018
Visual Comfort & Company | Element | 920042 | Light Emitting Diode | Inseparable Luminaire | Direct Wired | Forward Phase Cut Controls | 81 | 2723 | 0.0007 | 92 | 68 | 304 | 0.98 | Ambient | 15000 |  |  | 55000 | 0.01 | 17 | 17 | 0.09 | 0.03 | 0.03 | 0.02 | 0 | 0 | 0.7 | 0.17 | 0.16 | 0.14 | 0 | 0 | 0.52 | 0.08 | 0.05 | 0.03 | 0.01 | 0 | True |  | Non Federally-Regulated | 08/29/2017 |  | 07/31/2018
Visual Comfort & Company | Element | 920043 | Light Emitting Diode | Inseparable Luminaire | Direct Wired | Forward Phase Cut Controls | 81 | 2723 | 0.0007 | 92 | 68 | 304 | 0.98 | Ambient | 15000 |  |  | 55000 | 0.01 | 17 | 17 | 0.09 | 0.03 | 0.03 | 0.02 | 0 | 0 | 0.7 | 0.17 | 0.16 | 0.14 | 0 | 0 | 0.52 | 0.08 | 0.05 | 0.03 | 0.01 | 0 | True |  | Non Federally-Regulated | 08/29/2017 |  | 07/31/2018
Visual Comfort & Company | Element | 920044 | Light Emitting Diode | Inseparable Luminaire | Direct Wired | Forward Phase Cut Controls | 81 | 2723 | 0.0007 | 92 | 68 | 304 | 0.98 | Ambient | 15000 |  |  | 55000 | 0.01 | 17 | 17 | 0.09 | 0.03 | 0.03 | 0.02 | 0 | 0 | 0.7 | 0.17 | 0.16 | 0.14 | 0 | 0 | 0.52 | 0.08 | 0.05 | 0.03 | 0.01 | 0 | True |  | Non Federally-Regulated | 08/29/2017 |  | 07/31/2018
Visual Comfort & Company | Element | 920049 | Light Emitting Diode | Inseparable Luminaire | Direct Wired | Forward Phase Cut Controls | 81 | 2723 | 0.0007 | 92 | 68 | 304 | 0.98 | Ambient | 15000 |  |  | 55000 | 0.01 | 17 | 17 | 0.09 | 0.03 | 0.03 | 0.02 | 0 | 0 | 0.7 | 0.17 | 0.16 | 0.14 | 0 | 0 | 0.52 | 0.08 | 0.05 | 0.03 | 0.01 | 0 | True |  | Non Federally-Regulated | 08/29/2017 |  | 07/31/2018
Visual Comfort & Company | Element | 920050 | Light Emitting Diode | Inseparable Luminaire | Direct Wired | Forward Phase Cut Controls | 81 | 2723 | 0.0007 | 92 | 68 | 304 | 0.98 | Ambient | 15000 |  |  | 55000 | 0.01 | 17 | 17 | 0.09 | 0.03 | 0.03 | 0.02 | 0 | 0 | 0.7 | 0.17 | 0.16 | 0.14 | 0 | 0 | 0.52 | 0.08 | 0.05 | 0.03 | 0.01 | 0 | True |  | Non Federally-Regulated | 08/29/2017 |  | 07/31/2018
Visual Comfort & Company | Element | 920051 | Light Emitting Diode | Inseparable Luminaire | Direct Wired | Forward Phase Cut Controls | 81 | 2723 | 0.0007 | 92 | 68 | 304 | 0.98 | Ambient | 15000 |  |  | 55000 | 0.01 | 17 | 17 | 0.09 | 0.03 | 0.03 | 0.02 | 0 | 0 | 0.7 | 0.17 | 0.16 | 0.14 | 0 | 0 | 0.52 | 0.08 | 0.05 | 0.03 | 0.01 | 0 | True |  | Non Federally-Regulated | 08/29/2017 |  | 07/31/2018
Visual Comfort & Company | Element | 920052 | Light Emitting Diode | Inseparable Luminaire | Direct Wired | Forward Phase Cut Controls | 81 | 2723 | 0.0007 | 92 | 68 | 304 | 0.98 | Ambient | 15000 |  |  | 55000 | 0.01 | 17 | 17 | 0.09 | 0.03 | 0.03 | 0.02 | 0 | 0 | 0.7 | 0.17 | 0.16 | 0.14 | 0 | 0 | 0.52 | 0.08 | 0.05 | 0.03 | 0.01 | 0 | True |  | Non Federally-Regulated | 08/29/2017 |  | 07/31/2018
Visual Comfort & Company | Element | EN3RR-LO9***** | Light Emitting Diode | Inseparable Luminaire | Direct Wired | Forward Phase Cut Controls | 81 | 2723 | 0.0007 | 92 | 68 | 304 | 0.98 | Ambient | 15000 |  |  | 55000 | 0.01 | 17 | 17 | 0.09 | 0.03 | 0.03 | 0.02 | 0 | 0 | 0.7 | 0.17 | 0.16 | 0.14 | 0 | 0 | 0.52 | 0.08 | 0.05 | 0.03 | 0.01 | 0 | True |  | Non Federally-Regulated | 12/22/2017 |  | 07/31/2018
Visual Comfort & Company | Element | EN3SR-LO9***** | Light Emitting Diode | Inseparable Luminaire | Direct Wired | Forward Phase Cut Controls | 81 | 2723 | 0.0007 | 92 | 68 | 304 | 0.98 | Ambient | 15000 |  |  | 55000 | 0.01 | 17 | 17 | 0.09 | 0.03 | 0.03 | 0.02 | 0 | 0 | 0.7 | 0.17 | 0.16 | 0.14 | 0 | 0 | 0.52 | 0.08 | 0.05 | 0.03 | 0.01 | 0 | True |  | Non Federally-Regulated | 12/22/2017 |  | 07/31/2018
L'Image Home Products | Sunbeam | 16242 | Light Emitting Diode | Omnidirectional Lamp | Edison Screw Base | Forward Phase Cut Controls | 86 | 3026 | -0.0023 | 94 | 66 | 77 | 0.9 | Ambient | 25000 | 0.924 | 1 |  | 0.1 | 22 | 22 | 0.22 | 0.22 | 0.21 | 0.2 | 0.02 | 0.01 | 0.24 | 0.25 | 0.25 | 0.21 | 0.05 | 0.03 | 0.18 | 0.18 | 0.18 | 0.15 | 0.04 | 0.03 | True |  | Non Federally-Regulated | 03/16/2017 |  | 08/08/2018
USAI Lighting | USAI Lighting | B3RDF-14X1-27KH-25-S-WH-NCIC-UNV-D6E | Light Emitting Diode | Inseparable Luminaire | Direct Wired | 0-10 VDC Controls | 66 | 2700 | 0.001 | 91 | 52 | 433 | 0.96 | Ambient | 50000 |  |  | 99999 | 0.01 | 13 | 4 | 0.01 | 0.01 | 0 | 0 | 0 | 0 | 0.09 | 0.02 | 0 | 0 | 0 | 0 | 0.85 | 0 | 0 | 0 | 0 | 0 | True |  | Non Federally-Regulated | 07/03/2018 |  | 08/10/2018
USAI Lighting | USAI Lighting | B3RDF-14X1-27KH-45-S-WH-NCIC-UNV-D6E | Light Emitting Diode | Inseparable Luminaire | Direct Wired | 0-10 VDC Controls | 69 | 2700 | 0.001 | 91 | 52 | 433 | 0.96 | Ambient | 50000 |  |  | 99999 | 0.01 | 13 | 4 | 0.01 | 0.01 | 0 | 0 | 0 | 0 | 0.09 | 0.02 | 0 | 0 | 0 | 0 | 0.85 | 0 | 0 | 0 | 0 | 0 | True |  | Non Federally-Regulated | 07/03/2018 |  | 08/10/2018
USAI Lighting | USAI Lighting | B3RDF-14X1-27KH-65-S-WH-NCIC-UNV-D6E | Light Emitting Diode | Inseparable Luminaire | Direct Wired | 0-10 VDC Controls | 56 | 2700 | 0.001 | 91 | 52 | 433 | 0.96 | Ambient | 50000 |  |  | 99999 | 0.01 | 13 | 4 | 0.01 | 0.01 | 0 | 0 | 0 | 0 | 0.09 | 0.02 | 0 | 0 | 0 | 0 | 0.85 | 0 | 0 | 0 | 0 | 0 | True |  | Non Federally-Regulated | 07/03/2018 |  | 08/10/2018
USAI Lighting | USAI Lighting | B3RDF-14X1-30KH-25-S-WH-NCIC-UNV-D6E | Light Emitting Diode | Inseparable Luminaire | Direct Wired | 0-10 VDC Controls | 66 | 3000 | 0.001 | 91 | 52 | 433 | 0.96 | Ambient | 50000 |  |  | 99999 | 0.01 | 13 | 4 | 0.01 | 0.01 | 0 | 0 | 0 | 0 | 0.09 | 0.02 | 0 | 0 | 0 | 0 | 0.85 | 0 | 0 | 0 | 0 | 0 | True |  | Non Federally-Regulated | 07/03/2018 |  | 08/10/2018
USAI Lighting | USAI Lighting | B3RDF-14X1-30KH-45-S-WH-NCIC-UNV-D6E | Light Emitting Diode | Inseparable Luminaire | Direct Wired | 0-10 VDC Controls | 69 | 3000 | 0.001 | 91 | 52 | 433 | 0.96 | Ambient | 50000 |  |  | 99999 | 0.01 | 13 | 4 | 0.01 | 0.01 | 0 | 0 | 0 | 0 | 0.09 | 0.02 | 0 | 0 | 0 | 0 | 0.85 | 0 | 0 | 0 | 0 | 0 | True |  | Non Federally-Regulated | 07/03/2018 |  | 08/10/2018
USAI Lighting | USAI Lighting | B3RDF-14X1-30KH-65-S-WH-NCIC-UNV-D6E | Light Emitting Diode | Inseparable Luminaire | Direct Wired | 0-10 VDC Controls | 56 | 3000 | 0.001 | 91 | 52 | 433 | 0.96 | Ambient | 50000 |  |  | 99999 | 0.01 | 13 | 4 | 0.01 | 0.01 | 0 | 0 | 0 | 0 | 0.09 | 0.02 | 0 | 0 | 0 | 0 | 0.85 | 0 | 0 | 0 | 0 | 0 | True |  | Non Federally-Regulated | 07/03/2018 |  | 08/10/2018
USAI Lighting | USAI Lighting | B3RDF-14X1-35KH-25-S-WH-NCIC-UNV-D6E | Light Emitting Diode | Inseparable Luminaire | Direct Wired | 0-10 VDC Controls | 71 | 3500 | 0.001 | 91 | 52 | 433 | 0.96 | Ambient | 50000 |  |  | 99999 | 0.01 | 13 | 4 | 0.01 | 0.01 | 0 | 0 | 0 | 0 | 0.09 | 0.02 | 0 | 0 | 0 | 0 | 0.85 | 0 | 0 | 0 | 0 | 0 | True |  | Non Federally-Regulated | 07/03/2018 |  | 08/10/2018
USAI Lighting | USAI Lighting | B3RDF-14X1-35KH-45-S-WH-NCIC-UNV-D6E | Light Emitting Diode | Inseparable Luminaire | Direct Wired | 0-10 VDC Controls | 75 | 3500 | 0.001 | 91 | 52 | 433 | 0.96 | Ambient | 50000 |  |  | 99999 | 0.01 | 13 | 4 | 0.01 | 0.01 | 0 | 0 | 0 | 0 | 0.09 | 0.02 | 0 | 0 | 0 | 0 | 0.85 | 0 | 0 | 0 | 0 | 0 | True |  | Non Federally-Regulated | 07/03/2018 |  | 08/10/2018
USAI Lighting | USAI Lighting | B3RDF-14X1-35KH-65-S-WH-NCIC-UNV-D6E | Light Emitting Diode | Inseparable Luminaire | Direct Wired | 0-10 VDC Controls | 61 | 3500 | 0.001 | 91 | 52 | 433 | 0.96 | Ambient | 50000 |  |  | 99999 | 0.01 | 13 | 4 | 0.01 | 0.01 | 0 | 0 | 0 | 0 | 0.09 | 0.02 | 0 | 0 | 0 | 0 | 0.85 | 0 | 0 | 0 | 0 | 0 | True |  | Non Federally-Regulated | 07/03/2018 |  | 08/10/2018
USAI Lighting | USAI Lighting | B3RDF-14X1-40KH-25-S-WH-NCIC-UNV-D6E | Light Emitting Diode | Inseparable Luminaire | Direct Wired | 0-10 VDC Controls | 76 | 4000 | 0.001 | 91 | 52 | 433 | 0.96 | Ambient | 50000 |  |  | 99999 | 0.01 | 13 | 4 | 0.01 | 0.01 | 0 | 0 | 0 | 0 | 0.09 | 0.02 | 0 | 0 | 0 | 0 | 0.85 | 0 | 0 | 0 | 0 | 0 | True |  | Non Federally-Regulated | 07/03/2018 |  | 08/10/2018
USAI Lighting | USAI Lighting | B3RDF-14X1-40KH-45-S-WH-NCIC-UNV-D6E | Light Emitting Diode | Inseparable Luminaire | Direct Wired | 0-10 VDC Controls | 80 | 4000 | 0.001 | 91 | 52 | 433 | 0.96 | Ambient | 50000 |  |  | 99999 | 0.01 | 13 | 4 | 0.01 | 0.01 | 0 | 0 | 0 | 0 | 0.09 | 0.02 | 0 | 0 | 0 | 0 | 0.85 | 0 | 0 | 0 | 0 | 0 | True |  | Non Federally-Regulated | 07/03/2018 |  | 08/10/2018
USAI Lighting | USAI Lighting | B3RDF-14X1-40KH-65-S-WH-NCIC-UNV-D6E | Light Emitting Diode | Inseparable Luminaire | Direct Wired | 0-10 VDC Controls | 66 | 4000 | 0.001 | 91 | 52 | 433 | 0.96 | Ambient | 50000 |  |  | 99999 | 0.01 | 13 | 4 | 0.01 | 0.01 | 0 | 0 | 0 | 0 | 0.09 | 0.02 | 0 | 0 | 0 | 0 | 0.85 | 0 | 0 | 0 | 0 | 0 | True |  | Non Federally-Regulated | 07/03/2018 |  | 08/10/2018
USAI Lighting | USAI Lighting | B3RDF-14X1-27KH-25-S-GR-NCIC-UNV-D6E | Light Emitting Diode | Inseparable Luminaire | Direct Wired | 0-10 VDC Controls | 66 | 2700 | 0.001 | 91 | 52 | 433 | 0.96 | Ambient | 50000 |  |  | 99999 | 0.01 | 13 | 4 | 0.01 | 0.01 | 0 | 0 | 0 | 0 | 0.09 | 0.02 | 0 | 0 | 0 | 0 | 0.85 | 0 | 0 | 0 | 0 | 0 | True |  | Non Federally-Regulated | 07/03/2018 |  | 08/10/2018
USAI Lighting | USAI Lighting | B3RDF-14X1-27KH-45-S-GR-NCIC-UNV-D6E | Light Emitting Diode | Inseparable Luminaire | Direct Wired | 0-10 VDC Controls | 69 | 2700 | 0.001 | 91 | 52 | 433 | 0.96 | Ambient | 50000 |  |  | 99999 | 0.01 | 13 | 4 | 0.01 | 0.01 | 0 | 0 | 0 | 0 | 0.09 | 0.02 | 0 | 0 | 0 | 0 | 0.85 | 0 | 0 | 0 | 0 | 0 | True |  | Non Federally-Regulated | 07/03/2018 |  | 08/10/2018
USAI Lighting | USAI Lighting | B3RDF-14X1-27KH-65-S-GR-NCIC-UNV-D6E | Light Emitting Diode | Inseparable Luminaire | Direct Wired | 0-10 VDC Controls | 56 | 2700 | 0.001 | 91 | 52 | 433 | 0.96 | Ambient | 50000 |  |  | 99999 | 0.01 | 13 | 4 | 0.01 | 0.01 | 0 | 0 | 0 | 0 | 0.09 | 0.02 | 0 | 0 | 0 | 0 | 0.85 | 0 | 0 | 0 | 0 | 0 | True |  | Non Federally-Regulated | 07/03/2018 |  | 08/10/2018
USAI Lighting | USAI Lighting | B3RDF-14X1-30KH-25-S-GR-NCIC-UNV-D6E | Light Emitting Diode | Inseparable Luminaire | Direct Wired | 0-10 VDC Controls | 66 | 3000 | 0.001 | 91 | 52 | 433 | 0.96 | Ambient | 50000 |  |  | 99999 | 0.01 | 13 | 4 | 0.01 | 0.01 | 0 | 0 | 0 | 0 | 0.09 | 0.02 | 0 | 0 | 0 | 0 | 0.85 | 0 | 0 | 0 | 0 | 0 | True |  | Non Federally-Regulated | 07/03/2018 |  | 08/10/2018
USAI Lighting | USAI Lighting | B3RDF-14X1-30KH-45-S-GR-NCIC-UNV-D6E | Light Emitting Diode | Inseparable Luminaire | Direct Wired | 0-10 VDC Controls | 69 | 3000 | 0.001 | 91 | 52 | 433 | 0.96 | Ambient | 50000 |  |  | 99999 | 0.01 | 13 | 4 | 0.01 | 0.01 | 0 | 0 | 0 | 0 | 0.09 | 0.02 | 0 | 0 | 0 | 0 | 0.85 | 0 | 0 | 0 | 0 | 0 | True |  | Non Federally-Regulated | 07/03/2018 |  | 08/10/2018
USAI Lighting | USAI Lighting | B3RDF-14X1-30KH-65-S-GR-NCIC-UNV-D6E | Light Emitting Diode | Inseparable Luminaire | Direct Wired | 0-10 VDC Controls | 56 | 3000 | 0.001 | 91 | 52 | 433 | 0.96 | Ambient | 50000 |  |  | 99999 | 0.01 | 13 | 4 | 0.01 | 0.01 | 0 | 0 | 0 | 0 | 0.09 | 0.02 | 0 | 0 | 0 | 0 | 0.85 | 0 | 0 | 0 | 0 | 0 | True |  | Non Federally-Regulated | 07/03/2018 |  | 08/10/2018
USAI Lighting | USAI Lighting | B3RDF-14X1-35KH-25-S-GR-NCIC-UNV-D6E | Light Emitting Diode | Inseparable Luminaire | Direct Wired | 0-10 VDC Controls | 71 | 3500 | 0.001 | 91 | 52 | 433 | 0.96 | Ambient | 50000 |  |  | 99999 | 0.01 | 13 | 4 | 0.01 | 0.01 | 0 | 0 | 0 | 0 | 0.09 | 0.02 | 0 | 0 | 0 | 0 | 0.85 | 0 | 0 | 0 | 0 | 0 | True |  | Non Federally-Regulated | 07/03/2018 |  | 08/10/2018
USAI Lighting | USAI Lighting | B3RDF-14X1-35KH-45-S-GR-NCIC-UNV-D6E | Light Emitting Diode | Inseparable Luminaire | Direct Wired | 0-10 VDC Controls | 75 | 3500 | 0.001 | 91 | 52 | 433 | 0.96 | Ambient | 50000 |  |  | 99999 | 0.01 | 13 | 4 | 0.01 | 0.01 | 0 | 0 | 0 | 0 | 0.09 | 0.02 | 0 | 0 | 0 | 0 | 0.85 | 0 | 0 | 0 | 0 | 0 | True |  | Non Federally-Regulated | 07/03/2018 |  | 08/10/2018
USAI Lighting | USAI Lighting | B3RDF-14X1-35KH-65-S-GR-NCIC-UNV-D6E | Light Emitting Diode | Inseparable Luminaire | Direct Wired | 0-10 VDC Controls | 61 | 3500 | 0.001 | 91 | 52 | 433 | 0.96 | Ambient | 50000 |  |  | 99999 | 0.01 | 13 | 4 | 0.01 | 0.01 | 0 | 0 | 0 | 0 | 0.09 | 0.02 | 0 | 0 | 0 | 0 | 0.85 | 0 | 0 | 0 | 0 | 0 | True |  | Non Federally-Regulated | 07/03/2018 |  | 08/10/2018
USAI Lighting | USAI Lighting | B3RDF-14X1-40KH-25-S-GR-NCIC-UNV-D6E | Light Emitting Diode | Inseparable Luminaire | Direct Wired | 0-10 VDC Controls | 76 | 4000 | 0.001 | 91 | 52 | 433 | 0.96 | Ambient | 50000 |  |  | 99999 | 0.01 | 13 | 4 | 0.01 | 0.01 | 0 | 0 | 0 | 0 | 0.09 | 0.02 | 0 | 0 | 0 | 0 | 0.85 | 0 | 0 | 0 | 0 | 0 | True |  | Non Federally-Regulated | 07/03/2018 |  | 08/10/2018
USAI Lighting | USAI Lighting | B3RDF-14X1-40KH-45-S-GR-NCIC-UNV-D6E | Light Emitting Diode | Inseparable Luminaire | Direct Wired | 0-10 VDC Controls | 80 | 4000 | 0.001 | 91 | 52 | 433 | 0.96 | Ambient | 50000 |  |  | 99999 | 0.01 | 13 | 4 | 0.01 | 0.01 | 0 | 0 | 0 | 0 | 0.09 | 0.02 | 0 | 0 | 0 | 0 | 0.85 | 0 | 0 | 0 | 0 | 0 | True |  | Non Federally-Regulated | 07/03/2018 |  | 08/10/2018
USAI Lighting | USAI Lighting | B3RDF-14X1-40KH-65-S-GR-NCIC-UNV-D6E | Light Emitting Diode | Inseparable Luminaire | Direct Wired | 0-10 VDC Controls | 66 | 4000 | 0.001 | 91 | 52 | 433 | 0.96 | Ambient | 50000 |  |  | 99999 | 0.01 | 13 | 4 | 0.01 | 0.01 | 0 | 0 | 0 | 0 | 0.09 | 0.02 | 0 | 0 | 0 | 0 | 0.85 | 0 | 0 | 0 | 0 | 0 | True |  | Non Federally-Regulated | 07/03/2018 |  | 08/10/2018
USAI Lighting | USAI Lighting | B3RDF-14X1-27KH-25-S-BL-NCIC-UNV-D6E | Light Emitting Diode | Inseparable Luminaire | Direct Wired | 0-10 VDC Controls | 66 | 2700 | 0.001 | 91 | 52 | 433 | 0.96 | Ambient | 50000 |  |  | 99999 | 0.01 | 13 | 4 | 0.01 | 0.01 | 0 | 0 | 0 | 0 | 0.09 | 0.02 | 0 | 0 | 0 | 0 | 0.85 | 0 | 0 | 0 | 0 | 0 | True |  | Non Federally-Regulated | 07/03/2018 |  | 08/10/2018
USAI Lighting | USAI Lighting | B3RDF-14X1-27KH-45-S-BL-NCIC-UNV-D6E | Light Emitting Diode | Inseparable Luminaire | Direct Wired | 0-10 VDC Controls | 69 | 2700 | 0.001 | 91 | 52 | 433 | 0.96 | Ambient | 50000 |  |  | 99999 | 0.01 | 13 | 4 | 0.01 | 0.01 | 0 | 0 | 0 | 0 | 0.09 | 0.02 | 0 | 0 | 0 | 0 | 0.85 | 0 | 0 | 0 | 0 | 0 | True |  | Non Federally-Regulated | 07/03/2018 |  | 08/10/2018
USAI Lighting | USAI Lighting | B3RDF-14X1-27KH-65-S-BL-NCIC-UNV-D6E | Light Emitting Diode | Inseparable Luminaire | Direct Wired | 0-10 VDC Controls | 56 | 2700 | 0.001 | 91 | 52 | 433 | 0.96 | Ambient | 50000 |  |  | 99999 | 0.01 | 13 | 4 | 0.01 | 0.01 | 0 | 0 | 0 | 0 | 0.09 | 0.02 | 0 | 0 | 0 | 0 | 0.85 | 0 | 0 | 0 | 0 | 0 | True |  | Non Federally-Regulated | 07/03/2018 |  | 08/10/2018
USAI Lighting | USAI Lighting | B3RDF-14X1-30KH-25-S-BL-NCIC-UNV-D6E | Light Emitting Diode | Inseparable Luminaire | Direct Wired | 0-10 VDC Controls | 66 | 3000 | 0.001 | 91 | 52 | 433 | 0.96 | Ambient | 50000 |  |  | 99999 | 0.01 | 13 | 4 | 0.01 | 0.01 | 0 | 0 | 0 | 0 | 0.09 | 0.02 | 0 | 0 | 0 | 0 | 0.85 | 0 | 0 | 0 | 0 | 0 | True |  | Non Federally-Regulated | 07/03/2018 |  | 08/10/2018
USAI Lighting | USAI Lighting | B3RDF-14X1-30KH-45-S-BL-NCIC-UNV-D6E | Light Emitting Diode | Inseparable Luminaire | Direct Wired | 0-10 VDC Controls | 69 | 3000 | 0.001 | 91 | 52 | 433 | 0.96 | Ambient | 50000 |  |  | 99999 | 0.01 | 13 | 4 | 0.01 | 0.01 | 0 | 0 | 0 | 0 | 0.09 | 0.02 | 0 | 0 | 0 | 0 | 0.85 | 0 | 0 | 0 | 0 | 0 | True |  | Non Federally-Regulated | 07/03/2018 |  | 08/10/2018
USAI Lighting | USAI Lighting | B3RDF-14X1-30KH-65-S-BL-NCIC-UNV-D6E | Light Emitting Diode | Inseparable Luminaire | Direct Wired | 0-10 VDC Controls | 56 | 3000 | 0.001 | 91 | 52 | 433 | 0.96 | Ambient | 50000 |  |  | 99999 | 0.01 | 13 | 4 | 0.01 | 0.01 | 0 | 0 | 0 | 0 | 0.09 | 0.02 | 0 | 0 | 0 | 0 | 0.85 | 0 | 0 | 0 | 0 | 0 | True |  | Non Federally-Regulated | 07/03/2018 |  | 08/10/2018
USAI Lighting | USAI Lighting | B3RDF-14X1-35KH-25-S-BL-NCIC-UNV-D6E | Light Emitting Diode | Inseparable Luminaire | Direct Wired | 0-10 VDC Controls | 71 | 3500 | 0.001 | 91 | 52 | 433 | 0.96 | Ambient | 50000 |  |  | 99999 | 0.01 | 13 | 4 | 0.01 | 0.01 | 0 | 0 | 0 | 0 | 0.09 | 0.02 | 0 | 0 | 0 | 0 | 0.85 | 0 | 0 | 0 | 0 | 0 | True |  | Non Federally-Regulated | 07/03/2018 |  | 08/10/2018
USAI Lighting | USAI Lighting | B3RDF-14X1-35KH-45-S-BL-NCIC-UNV-D6E | Light Emitting Diode | Inseparable Luminaire | Direct Wired | 0-10 VDC Controls | 75 | 3500 | 0.001 | 91 | 52 | 433 | 0.96 | Ambient | 50000 |  |  | 99999 | 0.01 | 13 | 4 | 0.01 | 0.01 | 0 | 0 | 0 | 0 | 0.09 | 0.02 | 0 | 0 | 0 | 0 | 0.85 | 0 | 0 | 0 | 0 | 0 | True |  | Non Federally-Regulated | 07/03/2018 |  | 08/10/2018
USAI Lighting | USAI Lighting | B3RDF-14X1-35KH-65-S-BL-NCIC-UNV-D6E | Light Emitting Diode | Inseparable Luminaire | Direct Wired | 0-10 VDC Controls | 61 | 3500 | 0.001 | 91 | 52 | 433 | 0.96 | Ambient | 50000 |  |  | 99999 | 0.01 | 13 | 4 | 0.01 | 0.01 | 0 | 0 | 0 | 0 | 0.09 | 0.02 | 0 | 0 | 0 | 0 | 0.85 | 0 | 0 | 0 | 0 | 0 | True |  | Non Federally-Regulated | 07/03/2018 |  | 08/10/2018
USAI Lighting | USAI Lighting | B3RDF-14X1-40KH-25-S-BL-NCIC-UNV-D6E | Light Emitting Diode | Inseparable Luminaire | Direct Wired | 0-10 VDC Controls | 76 | 4000 | 0.001 | 91 | 52 | 433 | 0.96 | Ambient | 50000 |  |  | 99999 | 0.01 | 13 | 4 | 0.01 | 0.01 | 0 | 0 | 0 | 0 | 0.09 | 0.02 | 0 | 0 | 0 | 0 | 0.85 | 0 | 0 | 0 | 0 | 0 | True |  | Non Federally-Regulated | 07/03/2018 |  | 08/10/2018
USAI Lighting | USAI Lighting | B3RDF-14X1-40KH-45-S-BL-NCIC-UNV-D6E | Light Emitting Diode | Inseparable Luminaire | Direct Wired | 0-10 VDC Controls | 80 | 4000 | 0.001 | 91 | 52 | 433 | 0.96 | Ambient | 50000 |  |  | 99999 | 0.01 | 13 | 4 | 0.01 | 0.01 | 0 | 0 | 0 | 0 | 0.09 | 0.02 | 0 | 0 | 0 | 0 | 0.85 | 0 | 0 | 0 | 0 | 0 | True |  | Non Federally-Regulated | 07/03/2018 |  | 08/10/2018
USAI Lighting | USAI Lighting | B3RDF-14X1-40KH-65-S-BL-NCIC-UNV-D6E | Light Emitting Diode | Inseparable Luminaire | Direct Wired | 0-10 VDC Controls | 66 | 4000 | 0.001 | 91 | 52 | 433 | 0.96 | Ambient | 50000 |  |  | 99999 | 0.01 | 13 | 4 | 0.01 | 0.01 | 0 | 0 | 0 | 0 | 0.09 | 0.02 | 0 | 0 | 0 | 0 | 0.85 | 0 | 0 | 0 | 0 | 0 | True |  | Non Federally-Regulated | 07/03/2018 |  | 08/10/2018
USAI Lighting | USAI Lighting | B3RDF-14X1-27KH-25-S-BZ-NCIC-UNV-D6E | Light Emitting Diode | Inseparable Luminaire | Direct Wired | 0-10 VDC Controls | 66 | 2700 | 0.001 | 91 | 52 | 433 | 0.96 | Ambient | 50000 |  |  | 99999 | 0.01 | 13 | 4 | 0.01 | 0.01 | 0 | 0 | 0 | 0 | 0.09 | 0.02 | 0 | 0 | 0 | 0 | 0.85 | 0 | 0 | 0 | 0 | 0 | True |  | Non Federally-Regulated | 07/03/2018 |  | 08/10/2018
USAI Lighting | USAI Lighting | B3RDF-14X1-27KH-45-S-BZ-NCIC-UNV-D6E | Light Emitting Diode | Inseparable Luminaire | Direct Wired | 0-10 VDC Controls | 69 | 2700 | 0.001 | 91 | 52 | 433 | 0.96 | Ambient | 50000 |  |  | 99999 | 0.01 | 13 | 4 | 0.01 | 0.01 | 0 | 0 | 0 | 0 | 0.09 | 0.02 | 0 | 0 | 0 | 0 | 0.85 | 0 | 0 | 0 | 0 | 0 | True |  | Non Federally-Regulated | 07/03/2018 |  | 08/10/2018
USAI Lighting | USAI Lighting | B3RDF-14X1-27KH-65-S-BZ-NCIC-UNV-D6E | Light Emitting Diode | Inseparable Luminaire | Direct Wired | 0-10 VDC Controls | 56 | 2700 | 0.001 | 91 | 52 | 433 | 0.96 | Ambient | 50000 |  |  | 99999 | 0.01 | 13 | 4 | 0.01 | 0.01 | 0 | 0 | 0 | 0 | 0.09 | 0.02 | 0 | 0 | 0 | 0 | 0.85 | 0 | 0 | 0 | 0 | 0 | True |  | Non Federally-Regulated | 07/03/2018 |  | 08/10/2018
USAI Lighting | USAI Lighting | B3RDF-14X1-30KH-25-S-BZ-NCIC-UNV-D6E | Light Emitting Diode | Inseparable Luminaire | Direct Wired | 0-10 VDC Controls | 66 | 3000 | 0.001 | 91 | 52 | 433 | 0.96 | Ambient | 50000 |  |  | 99999 | 0.01 | 13 | 4 | 0.01 | 0.01 | 0 | 0 | 0 | 0 | 0.09 | 0.02 | 0 | 0 | 0 | 0 | 0.85 | 0 | 0 | 0 | 0 | 0 | True |  | Non Federally-Regulated | 07/03/2018 |  | 08/10/2018
USAI Lighting | USAI Lighting | B3RDF-14X1-30KH-45-S-BZ-NCIC-UNV-D6E | Light Emitting Diode | Inseparable Luminaire | Direct Wired | 0-10 VDC Controls | 69 | 3000 | 0.001 | 91 | 52 | 433 | 0.96 | Ambient | 50000 |  |  | 99999 | 0.01 | 13 | 4 | 0.01 | 0.01 | 0 | 0 | 0 | 0 | 0.09 | 0.02 | 0 | 0 | 0 | 0 | 0.85 | 0 | 0 | 0 | 0 | 0 | True |  | Non Federally-Regulated | 07/03/2018 |  | 08/10/2018
USAI Lighting | USAI Lighting | B3RDF-14X1-30KH-65-S-BZ-NCIC-UNV-D6E | Light Emitting Diode | Inseparable Luminaire | Direct Wired | 0-10 VDC Controls | 56 | 3000 | 0.001 | 91 | 52 | 433 | 0.96 | Ambient | 50000 |  |  | 99999 | 0.01 | 13 | 4 | 0.01 | 0.01 | 0 | 0 | 0 | 0 | 0.09 | 0.02 | 0 | 0 | 0 | 0 | 0.85 | 0 | 0 | 0 | 0 | 0 | True |  | Non Federally-Regulated | 07/03/2018 |  | 08/10/2018
USAI Lighting | USAI Lighting | B3RDF-14X1-35KH-25-S-BZ-NCIC-UNV-D6E | Light Emitting Diode | Inseparable Luminaire | Direct Wired | 0-10 VDC Controls | 71 | 3500 | 0.001 | 91 | 52 | 433 | 0.96 | Ambient | 50000 |  |  | 99999 | 0.01 | 13 | 4 | 0.01 | 0.01 | 0 | 0 | 0 | 0 | 0.09 | 0.02 | 0 | 0 | 0 | 0 | 0.85 | 0 | 0 | 0 | 0 | 0 | True |  | Non Federally-Regulated | 07/03/2018 |  | 08/10/2018
USAI Lighting | USAI Lighting | B3RDF-14X1-35KH-45-S-BZ-NCIC-UNV-D6E | Light Emitting Diode | Inseparable Luminaire | Direct Wired | 0-10 VDC Controls | 75 | 3500 | 0.001 | 91 | 52 | 433 | 0.96 | Ambient | 50000 |  |  | 99999 | 0.01 | 13 | 4 | 0.01 | 0.01 | 0 | 0 | 0 | 0 | 0.09 | 0.02 | 0 | 0 | 0 | 0 | 0.85 | 0 | 0 | 0 | 0 | 0 | True |  | Non Federally-Regulated | 07/03/2018 |  | 08/10/2018
USAI Lighting | USAI Lighting | B3RDF-14X1-35KH-65-S-BZ-NCIC-UNV-D6E | Light Emitting Diode | Inseparable Luminaire | Direct Wired | 0-10 VDC Controls | 61 | 3500 | 0.001 | 91 | 52 | 433 | 0.96 | Ambient | 50000 |  |  | 99999 | 0.01 | 13 | 4 | 0.01 | 0.01 | 0 | 0 | 0 | 0 | 0.09 | 0.02 | 0 | 0 | 0 | 0 | 0.85 | 0 | 0 | 0 | 0 | 0 | True |  | Non Federally-Regulated | 07/03/2018 |  | 08/10/2018
USAI Lighting | USAI Lighting | B3RDF-14X1-40KH-25-S-BZ-NCIC-UNV-D6E | Light Emitting Diode | Inseparable Luminaire | Direct Wired | 0-10 VDC Controls | 76 | 4000 | 0.001 | 91 | 52 | 433 | 0.96 | Ambient | 50000 |  |  | 99999 | 0.01 | 13 | 4 | 0.01 | 0.01 | 0 | 0 | 0 | 0 | 0.09 | 0.02 | 0 | 0 | 0 | 0 | 0.85 | 0 | 0 | 0 | 0 | 0 | True |  | Non Federally-Regulated | 07/03/2018 |  | 08/10/2018
USAI Lighting | USAI Lighting | B3RDF-14X1-40KH-45-S-BZ-NCIC-UNV-D6E | Light Emitting Diode | Inseparable Luminaire | Direct Wired | 0-10 VDC Controls | 80 | 4000 | 0.001 | 91 | 52 | 433 | 0.96 | Ambient | 50000 |  |  | 99999 | 0.01 | 13 | 4 | 0.01 | 0.01 | 0 | 0 | 0 | 0 | 0.09 | 0.02 | 0 | 0 | 0 | 0 | 0.85 | 0 | 0 | 0 | 0 | 0 | True |  | Non Federally-Regulated | 07/03/2018 |  | 08/10/2018
USAI Lighting | USAI Lighting | B3RDF-14X1-40KH-65-S-BZ-NCIC-UNV-D6E | Light Emitting Diode | Inseparable Luminaire | Direct Wired | 0-10 VDC Controls | 66 | 4000 | 0.001 | 91 | 52 | 433 | 0.96 | Ambient | 50000 |  |  | 99999 | 0.01 | 13 | 4 | 0.01 | 0.01 | 0 | 0 | 0 | 0 | 0.09 | 0.02 | 0 | 0 | 0 | 0 | 0.85 | 0 | 0 | 0 | 0 | 0 | True |  | Non Federally-Regulated | 07/03/2018 |  | 08/10/2018
USAI Lighting | USAI Lighting | B3RDF-14X1-27KH-25-S-WH-NCIC-UNV-D6F | Light Emitting Diode | Inseparable Luminaire | Direct Wired | 0-10 VDC Controls | 66 | 2700 | 0.001 | 91 | 52 | 433 | 0.96 | Ambient | 50000 |  |  | 99999 | 0.01 | 13 | 4 | 0.01 | 0.01 | 0 | 0 | 0 | 0 | 0.09 | 0.02 | 0 | 0 | 0 | 0 | 0.85 | 0 | 0 | 0 | 0 | 0 | True |  | Non Federally-Regulated | 07/03/2018 |  | 08/10/2018
USAI Lighting | USAI Lighting | B3RDF-14X1-27KH-45-S-WH-NCIC-UNV-D6F | Light Emitting Diode | Inseparable Luminaire | Direct Wired | 0-10 VDC Controls | 69 | 2700 | 0.001 | 91 | 52 | 433 | 0.96 | Ambient | 50000 |  |  | 99999 | 0.01 | 13 | 4 | 0.01 | 0.01 | 0 | 0 | 0 | 0 | 0.09 | 0.02 | 0 | 0 | 0 | 0 | 0.85 | 0 | 0 | 0 | 0 | 0 | True |  | Non Federally-Regulated | 07/03/2018 |  | 08/10/2018
USAI Lighting | USAI Lighting | B3RDF-14X1-27KH-65-S-WH-NCIC-UNV-D6F | Light Emitting Diode | Inseparable Luminaire | Direct Wired | 0-10 VDC Controls | 56 | 2700 | 0.001 | 91 | 52 | 433 | 0.96 | Ambient | 50000 |  |  | 99999 | 0.01 | 13 | 4 | 0.01 | 0.01 | 0 | 0 | 0 | 0 | 0.09 | 0.02 | 0 | 0 | 0 | 0 | 0.85 | 0 | 0 | 0 | 0 | 0 | True |  | Non Federally-Regulated | 07/03/2018 |  | 08/10/2018
USAI Lighting | USAI Lighting | B3RDF-14X1-30KH-25-S-WH-NCIC-UNV-D6F | Light Emitting Diode | Inseparable Luminaire | Direct Wired | 0-10 VDC Controls | 66 | 3000 | 0.001 | 91 | 52 | 433 | 0.96 | Ambient | 50000 |  |  | 99999 | 0.01 | 13 | 4 | 0.01 | 0.01 | 0 | 0 | 0 | 0 | 0.09 | 0.02 | 0 | 0 | 0 | 0 | 0.85 | 0 | 0 | 0 | 0 | 0 | True |  | Non Federally-Regulated | 07/03/2018 |  | 08/10/2018
USAI Lighting | USAI Lighting | B3RDF-14X1-30KH-45-S-WH-NCIC-UNV-D6F | Light Emitting Diode | Inseparable Luminaire | Direct Wired | 0-10 VDC Controls | 69 | 3000 | 0.001 | 91 | 52 | 433 | 0.96 | Ambient | 50000 |  |  | 99999 | 0.01 | 13 | 4 | 0.01 | 0.01 | 0 | 0 | 0 | 0 | 0.09 | 0.02 | 0 | 0 | 0 | 0 | 0.85 | 0 | 0 | 0 | 0 | 0 | True |  | Non Federally-Regulated | 07/03/2018 |  | 08/10/2018
USAI Lighting | USAI Lighting | B3RDF-14X1-30KH-65-S-WH-NCIC-UNV-D6F | Light Emitting Diode | Inseparable Luminaire | Direct Wired | 0-10 VDC Controls | 56 | 3000 | 0.001 | 91 | 52 | 433 | 0.96 | Ambient | 50000 |  |  | 99999 | 0.01 | 13 | 4 | 0.01 | 0.01 | 0 | 0 | 0 | 0 | 0.09 | 0.02 | 0 | 0 | 0 | 0 | 0.85 | 0 | 0 | 0 | 0 | 0 | True |  | Non Federally-Regulated | 07/03/2018 |  | 08/10/2018
USAI Lighting | USAI Lighting | B3RDF-14X1-35KH-25-S-WH-NCIC-UNV-D6F | Light Emitting Diode | Inseparable Luminaire | Direct Wired | 0-10 VDC Controls | 71 | 3500 | 0.001 | 91 | 52 | 433 | 0.96 | Ambient | 50000 |  |  | 99999 | 0.01 | 13 | 4 | 0.01 | 0.01 | 0 | 0 | 0 | 0 | 0.09 | 0.02 | 0 | 0 | 0 | 0 | 0.85 | 0 | 0 | 0 | 0 | 0 | True |  | Non Federally-Regulated | 07/03/2018 |  | 08/10/2018
USAI Lighting | USAI Lighting | B3RDF-14X1-35KH-45-S-WH-NCIC-UNV-D6F | Light Emitting Diode | Inseparable Luminaire | Direct Wired | 0-10 VDC Controls | 75 | 3500 | 0.001 | 91 | 52 | 433 | 0.96 | Ambient | 50000 |  |  | 99999 | 0.01 | 13 | 4 | 0.01 | 0.01 | 0 | 0 | 0 | 0 | 0.09 | 0.02 | 0 | 0 | 0 | 0 | 0.85 | 0 | 0 | 0 | 0 | 0 | True |  | Non Federally-Regulated | 07/03/2018 |  | 08/10/2018
USAI Lighting | USAI Lighting | B3RDF-14X1-35KH-65-S-WH-NCIC-UNV-D6F | Light Emitting Diode | Inseparable Luminaire | Direct Wired | 0-10 VDC Controls | 61 | 3500 | 0.001 | 91 | 52 | 433 | 0.96 | Ambient | 50000 |  |  | 99999 | 0.01 | 13 | 4 | 0.01 | 0.01 | 0 | 0 | 0 | 0 | 0.09 | 0.02 | 0 | 0 | 0 | 0 | 0.85 | 0 | 0 | 0 | 0 | 0 | True |  | Non Federally-Regulated | 07/03/2018 |  | 08/10/2018
USAI Lighting | USAI Lighting | B3RDF-14X1-40KH-25-S-WH-NCIC-UNV-D6F | Light Emitting Diode | Inseparable Luminaire | Direct Wired | 0-10 VDC Controls | 76 | 4000 | 0.001 | 91 | 52 | 433 | 0.96 | Ambient | 50000 |  |  | 99999 | 0.01 | 13 | 4 | 0.01 | 0.01 | 0 | 0 | 0 | 0 | 0.09 | 0.02 | 0 | 0 | 0 | 0 | 0.85 | 0 | 0 | 0 | 0 | 0 | True |  | Non Federally-Regulated | 07/03/2018 |  | 08/10/2018
USAI Lighting | USAI Lighting | B3RDF-14X1-40KH-45-S-WH-NCIC-UNV-D6F | Light Emitting Diode | Inseparable Luminaire | Direct Wired | 0-10 VDC Controls | 80 | 4000 | 0.001 | 91 | 52 | 433 | 0.96 | Ambient | 50000 |  |  | 99999 | 0.01 | 13 | 4 | 0.01 | 0.01 | 0 | 0 | 0 | 0 | 0.09 | 0.02 | 0 | 0 | 0 | 0 | 0.85 | 0 | 0 | 0 | 0 | 0 | True |  | Non Federally-Regulated | 07/03/2018 |  | 08/10/2018
USAI Lighting | USAI Lighting | B3RDF-14X1-40KH-65-S-WH-NCIC-UNV-D6F | Light Emitting Diode | Inseparable Luminaire | Direct Wired | 0-10 VDC Controls | 66 | 4000 | 0.001 | 91 | 52 | 433 | 0.96 | Ambient | 50000 |  |  | 99999 | 0.01 | 13 | 4 | 0.01 | 0.01 | 0 | 0 | 0 | 0 | 0.09 | 0.02 | 0 | 0 | 0 | 0 | 0.85 | 0 | 0 | 0 | 0 | 0 | True |  | Non Federally-Regulated | 07/03/2018 |  | 08/10/2018
USAI Lighting | USAI Lighting | B3RDF-14X1-27KH-25-S-GR-NCIC-UNV-D6F | Light Emitting Diode | Inseparable Luminaire | Direct Wired | 0-10 VDC Controls | 66 | 2700 | 0.001 | 91 | 52 | 433 | 0.96 | Ambient | 50000 |  |  | 99999 | 0.01 | 13 | 4 | 0.01 | 0.01 | 0 | 0 | 0 | 0 | 0.09 | 0.02 | 0 | 0 | 0 | 0 | 0.85 | 0 | 0 | 0 | 0 | 0 | True |  | Non Federally-Regulated | 07/03/2018 |  | 08/10/2018
USAI Lighting | USAI Lighting | B3RDF-14X1-27KH-45-S-GR-NCIC-UNV-D6F | Light Emitting Diode | Inseparable Luminaire | Direct Wired | 0-10 VDC Controls | 69 | 2700 | 0.001 | 91 | 52 | 433 | 0.96 | Ambient | 50000 |  |  | 99999 | 0.01 | 13 | 4 | 0.01 | 0.01 | 0 | 0 | 0 | 0 | 0.09 | 0.02 | 0 | 0 | 0 | 0 | 0.85 | 0 | 0 | 0 | 0 | 0 | True |  | Non Federally-Regulated | 07/03/2018 |  | 08/10/2018
USAI Lighting | USAI Lighting | B3RDF-14X1-27KH-65-S-GR-NCIC-UNV-D6F | Light Emitting Diode | Inseparable Luminaire | Direct Wired | 0-10 VDC Controls | 56 | 2700 | 0.001 | 91 | 52 | 433 | 0.96 | Ambient | 50000 |  |  | 99999 | 0.01 | 13 | 4 | 0.01 | 0.01 | 0 | 0 | 0 | 0 | 0.09 | 0.02 | 0 | 0 | 0 | 0 | 0.85 | 0 | 0 | 0 | 0 | 0 | True |  | Non Federally-Regulated | 07/03/2018 |  | 08/10/2018
USAI Lighting | USAI Lighting | B3RDF-14X1-30KH-25-S-GR-NCIC-UNV-D6F | Light Emitting Diode | Inseparable Luminaire | Direct Wired | 0-10 VDC Controls | 66 | 3000 | 0.001 | 91 | 52 | 433 | 0.96 | Ambient | 50000 |  |  | 99999 | 0.01 | 13 | 4 | 0.01 | 0.01 | 0 | 0 | 0 | 0 | 0.09 | 0.02 | 0 | 0 | 0 | 0 | 0.85 | 0 | 0 | 0 | 0 | 0 | True |  | Non Federally-Regulated | 07/03/2018 |  | 08/10/2018
USAI Lighting | USAI Lighting | B3RDF-14X1-30KH-45-S-GR-NCIC-UNV-D6F | Light Emitting Diode | Inseparable Luminaire | Direct Wired | 0-10 VDC Controls | 69 | 3000 | 0.001 | 91 | 52 | 433 | 0.96 | Ambient | 50000 |  |  | 99999 | 0.01 | 13 | 4 | 0.01 | 0.01 | 0 | 0 | 0 | 0 | 0.09 | 0.02 | 0 | 0 | 0 | 0 | 0.85 | 0 | 0 | 0 | 0 | 0 | True |  | Non Federally-Regulated | 07/03/2018 |  | 08/10/2018
USAI Lighting | USAI Lighting | B3RDF-14X1-30KH-65-S-GR-NCIC-UNV-D6F | Light Emitting Diode | Inseparable Luminaire | Direct Wired | 0-10 VDC Controls | 56 | 3000 | 0.001 | 91 | 52 | 433 | 0.96 | Ambient | 50000 |  |  | 99999 | 0.01 | 13 | 4 | 0.01 | 0.01 | 0 | 0 | 0 | 0 | 0.09 | 0.02 | 0 | 0 | 0 | 0 | 0.85 | 0 | 0 | 0 | 0 | 0 | True |  | Non Federally-Regulated | 07/03/2018 |  | 08/10/2018
USAI Lighting | USAI Lighting | B3RDF-14X1-35KH-25-S-GR-NCIC-UNV-D6F | Light Emitting Diode | Inseparable Luminaire | Direct Wired | 0-10 VDC Controls | 71 | 3500 | 0.001 | 91 | 52 | 433 | 0.96 | Ambient | 50000 |  |  | 99999 | 0.01 | 13 | 4 | 0.01 | 0.01 | 0 | 0 | 0 | 0 | 0.09 | 0.02 | 0 | 0 | 0 | 0 | 0.85 | 0 | 0 | 0 | 0 | 0 | True |  | Non Federally-Regulated | 07/03/2018 |  | 08/10/2018
USAI Lighting | USAI Lighting | B3RDF-14X1-35KH-45-S-GR-NCIC-UNV-D6F | Light Emitting Diode | Inseparable Luminaire | Direct Wired | 0-10 VDC Controls | 75 | 3500 | 0.001 | 91 | 52 | 433 | 0.96 | Ambient | 50000 |  |  | 99999 | 0.01 | 13 | 4 | 0.01 | 0.01 | 0 | 0 | 0 | 0 | 0.09 | 0.02 | 0 | 0 | 0 | 0 | 0.85 | 0 | 0 | 0 | 0 | 0 | True |  | Non Federally-Regulated | 07/03/2018 |  | 08/10/2018
USAI Lighting | USAI Lighting | B3RDF-14X1-35KH-65-S-GR-NCIC-UNV-D6F | Light Emitting Diode | Inseparable Luminaire | Direct Wired | 0-10 VDC Controls | 61 | 3500 | 0.001 | 91 | 52 | 433 | 0.96 | Ambient | 50000 |  |  | 99999 | 0.01 | 13 | 4 | 0.01 | 0.01 | 0 | 0 | 0 | 0 | 0.09 | 0.02 | 0 | 0 | 0 | 0 | 0.85 | 0 | 0 | 0 | 0 | 0 | True |  | Non Federally-Regulated | 07/03/2018 |  | 08/10/2018
USAI Lighting | USAI Lighting | B3RDF-14X1-40KH-25-S-GR-NCIC-UNV-D6F | Light Emitting Diode | Inseparable Luminaire | Direct Wired | 0-10 VDC Controls | 76 | 4000 | 0.001 | 91 | 52 | 433 | 0.96 | Ambient | 50000 |  |  | 99999 | 0.01 | 13 | 4 | 0.01 | 0.01 | 0 | 0 | 0 | 0 | 0.09 | 0.02 | 0 | 0 | 0 | 0 | 0.85 | 0 | 0 | 0 | 0 | 0 | True |  | Non Federally-Regulated | 07/03/2018 |  | 08/10/2018
USAI Lighting | USAI Lighting | B3RDF-14X1-40KH-45-S-GR-NCIC-UNV-D6F | Light Emitting Diode | Inseparable Luminaire | Direct Wired | 0-10 VDC Controls | 80 | 4000 | 0.001 | 91 | 52 | 433 | 0.96 | Ambient | 50000 |  |  | 99999 | 0.01 | 13 | 4 | 0.01 | 0.01 | 0 | 0 | 0 | 0 | 0.09 | 0.02 | 0 | 0 | 0 | 0 | 0.85 | 0 | 0 | 0 | 0 | 0 | True |  | Non Federally-Regulated | 07/03/2018 |  | 08/10/2018
USAI Lighting | USAI Lighting | B3RDF-14X1-40KH-65-S-GR-NCIC-UNV-D6F | Light Emitting Diode | Inseparable Luminaire | Direct Wired | 0-10 VDC Controls | 66 | 4000 | 0.001 | 91 | 52 | 433 | 0.96 | Ambient | 50000 |  |  | 99999 | 0.01 | 13 | 4 | 0.01 | 0.01 | 0 | 0 | 0 | 0 | 0.09 | 0.02 | 0 | 0 | 0 | 0 | 0.85 | 0 | 0 | 0 | 0 | 0 | True |  | Non Federally-Regulated | 07/03/2018 |  | 08/10/2018
USAI Lighting | USAI Lighting | B3RDF-14X1-27KH-25-S-BL-NCIC-UNV-D6F | Light Emitting Diode | Inseparable Luminaire | Direct Wired | 0-10 VDC Controls | 66 | 2700 | 0.001 | 91 | 52 | 433 | 0.96 | Ambient | 50000 |  |  | 99999 | 0.01 | 13 | 4 | 0.01 | 0.01 | 0 | 0 | 0 | 0 | 0.09 | 0.02 | 0 | 0 | 0 | 0 | 0.85 | 0 | 0 | 0 | 0 | 0 | True |  | Non Federally-Regulated | 07/03/2018 |  | 08/10/2018
USAI Lighting | USAI Lighting | B3RDF-14X1-27KH-45-S-BL-NCIC-UNV-D6F | Light Emitting Diode | Inseparable Luminaire | Direct Wired | 0-10 VDC Controls | 69 | 2700 | 0.001 | 91 | 52 | 433 | 0.96 | Ambient | 50000 |  |  | 99999 | 0.01 | 13 | 4 | 0.01 | 0.01 | 0 | 0 | 0 | 0 | 0.09 | 0.02 | 0 | 0 | 0 | 0 | 0.85 | 0 | 0 | 0 | 0 | 0 | True |  | Non Federally-Regulated | 07/03/2018 |  | 08/10/2018
USAI Lighting | USAI Lighting | B3RDF-14X1-27KH-65-S-BL-NCIC-UNV-D6F | Light Emitting Diode | Inseparable Luminaire | Direct Wired | 0-10 VDC Controls | 56 | 2700 | 0.001 | 91 | 52 | 433 | 0.96 | Ambient | 50000 |  |  | 99999 | 0.01 | 13 | 4 | 0.01 | 0.01 | 0 | 0 | 0 | 0 | 0.09 | 0.02 | 0 | 0 | 0 | 0 | 0.85 | 0 | 0 | 0 | 0 | 0 | True |  | Non Federally-Regulated | 07/03/2018 |  | 08/10/2018
USAI Lighting | USAI Lighting | B3RDF-14X1-30KH-25-S-BL-NCIC-UNV-D6F | Light Emitting Diode | Inseparable Luminaire | Direct Wired | 0-10 VDC Controls | 66 | 3000 | 0.001 | 91 | 52 | 433 | 0.96 | Ambient | 50000 |  |  | 99999 | 0.01 | 13 | 4 | 0.01 | 0.01 | 0 | 0 | 0 | 0 | 0.09 | 0.02 | 0 | 0 | 0 | 0 | 0.85 | 0 | 0 | 0 | 0 | 0 | True |  | Non Federally-Regulated | 07/03/2018 |  | 08/10/2018
USAI Lighting | USAI Lighting | B3RDF-14X1-30KH-45-S-BL-NCIC-UNV-D6F | Light Emitting Diode | Inseparable Luminaire | Direct Wired | 0-10 VDC Controls | 69 | 3000 | 0.001 | 91 | 52 | 433 | 0.96 | Ambient | 50000 |  |  | 99999 | 0.01 | 13 | 4 | 0.01 | 0.01 | 0 | 0 | 0 | 0 | 0.09 | 0.02 | 0 | 0 | 0 | 0 | 0.85 | 0 | 0 | 0 | 0 | 0 | True |  | Non Federally-Regulated | 07/03/2018 |  | 08/10/2018
USAI Lighting | USAI Lighting | B3RDF-14X1-30KH-65-S-BL-NCIC-UNV-D6F | Light Emitting Diode | Inseparable Luminaire | Direct Wired | 0-10 VDC Controls | 56 | 3000 | 0.001 | 91 | 52 | 433 | 0.96 | Ambient | 50000 |  |  | 99999 | 0.01 | 13 | 4 | 0.01 | 0.01 | 0 | 0 | 0 | 0 | 0.09 | 0.02 | 0 | 0 | 0 | 0 | 0.85 | 0 | 0 | 0 | 0 | 0 | True |  | Non Federally-Regulated | 07/03/2018 |  | 08/10/2018
USAI Lighting | USAI Lighting | B3RDF-14X1-35KH-25-S-BL-NCIC-UNV-D6F | Light Emitting Diode | Inseparable Luminaire | Direct Wired | 0-10 VDC Controls | 71 | 3500 | 0.001 | 91 | 52 | 433 | 0.96 | Ambient | 50000 |  |  | 99999 | 0.01 | 13 | 4 | 0.01 | 0.01 | 0 | 0 | 0 | 0 | 0.09 | 0.02 | 0 | 0 | 0 | 0 | 0.85 | 0 | 0 | 0 | 0 | 0 | True |  | Non Federally-Regulated | 07/03/2018 |  | 08/10/2018
USAI Lighting | USAI Lighting | B3RDF-14X1-35KH-45-S-BL-NCIC-UNV-D6F | Light Emitting Diode | Inseparable Luminaire | Direct Wired | 0-10 VDC Controls | 75 | 3500 | 0.001 | 91 | 52 | 433 | 0.96 | Ambient | 50000 |  |  | 99999 | 0.01 | 13 | 4 | 0.01 | 0.01 | 0 | 0 | 0 | 0 | 0.09 | 0.02 | 0 | 0 | 0 | 0 | 0.85 | 0 | 0 | 0 | 0 | 0 | True |  | Non Federally-Regulated | 07/03/2018 |  | 08/10/2018
USAI Lighting | USAI Lighting | B3RDF-14X1-35KH-65-S-BL-NCIC-UNV-D6F | Light Emitting Diode | Inseparable Luminaire | Direct Wired | 0-10 VDC Controls | 61 | 3500 | 0.001 | 91 | 52 | 433 | 0.96 | Ambient | 50000 |  |  | 99999 | 0.01 | 13 | 4 | 0.01 | 0.01 | 0 | 0 | 0 | 0 | 0.09 | 0.02 | 0 | 0 | 0 | 0 | 0.85 | 0 | 0 | 0 | 0 | 0 | True |  | Non Federally-Regulated | 07/03/2018 |  | 08/10/2018
USAI Lighting | USAI Lighting | B3RDF-14X1-40KH-25-S-BL-NCIC-UNV-D6F | Light Emitting Diode | Inseparable Luminaire | Direct Wired | 0-10 VDC Controls | 76 | 4000 | 0.001 | 91 | 52 | 433 | 0.96 | Ambient | 50000 |  |  | 99999 | 0.01 | 13 | 4 | 0.01 | 0.01 | 0 | 0 | 0 | 0 | 0.09 | 0.02 | 0 | 0 | 0 | 0 | 0.85 | 0 | 0 | 0 | 0 | 0 | True |  | Non Federally-Regulated | 07/03/2018 |  | 08/10/2018
USAI Lighting | USAI Lighting | B3RDF-14X1-40KH-45-S-BL-NCIC-UNV-D6F | Light Emitting Diode | Inseparable Luminaire | Direct Wired | 0-10 VDC Controls | 80 | 4000 | 0.001 | 91 | 52 | 433 | 0.96 | Ambient | 50000 |  |  | 99999 | 0.01 | 13 | 4 | 0.01 | 0.01 | 0 | 0 | 0 | 0 | 0.09 | 0.02 | 0 | 0 | 0 | 0 | 0.85 | 0 | 0 | 0 | 0 | 0 | True |  | Non Federally-Regulated | 07/03/2018 |  | 08/10/2018
USAI Lighting | USAI Lighting | B3RDF-14X1-40KH-65-S-BL-NCIC-UNV-D6F | Light Emitting Diode | Inseparable Luminaire | Direct Wired | 0-10 VDC Controls | 66 | 4000 | 0.001 | 91 | 52 | 433 | 0.96 | Ambient | 50000 |  |  | 99999 | 0.01 | 13 | 4 | 0.01 | 0.01 | 0 | 0 | 0 | 0 | 0.09 | 0.02 | 0 | 0 | 0 | 0 | 0.85 | 0 | 0 | 0 | 0 | 0 | True |  | Non Federally-Regulated | 07/03/2018 |  | 08/10/2018
USAI Lighting | USAI Lighting | B3RDF-14X1-27KH-25-S-BZ-NCIC-UNV-D6F | Light Emitting Diode | Inseparable Luminaire | Direct Wired | 0-10 VDC Controls | 66 | 2700 | 0.001 | 91 | 52 | 433 | 0.96 | Ambient | 50000 |  |  | 99999 | 0.01 | 13 | 4 | 0.01 | 0.01 | 0 | 0 | 0 | 0 | 0.09 | 0.02 | 0 | 0 | 0 | 0 | 0.85 | 0 | 0 | 0 | 0 | 0 | True |  | Non Federally-Regulated | 07/03/2018 |  | 08/10/2018
USAI Lighting | USAI Lighting | B3RDF-14X1-27KH-45-S-BZ-NCIC-UNV-D6F | Light Emitting Diode | Inseparable Luminaire | Direct Wired | 0-10 VDC Controls | 69 | 2700 | 0.001 | 91 | 52 | 433 | 0.96 | Ambient | 50000 |  |  | 99999 | 0.01 | 13 | 4 | 0.01 | 0.01 | 0 | 0 | 0 | 0 | 0.09 | 0.02 | 0 | 0 | 0 | 0 | 0.85 | 0 | 0 | 0 | 0 | 0 | True |  | Non Federally-Regulated | 07/03/2018 |  | 08/10/2018
USAI Lighting | USAI Lighting | B3RDF-14X1-27KH-65-S-BZ-NCIC-UNV-D6F | Light Emitting Diode | Inseparable Luminaire | Direct Wired | 0-10 VDC Controls | 56 | 2700 | 0.001 | 91 | 52 | 433 | 0.96 | Ambient | 50000 |  |  | 99999 | 0.01 | 13 | 4 | 0.01 | 0.01 | 0 | 0 | 0 | 0 | 0.09 | 0.02 | 0 | 0 | 0 | 0 | 0.85 | 0 | 0 | 0 | 0 | 0 | True |  | Non Federally-Regulated | 07/03/2018 |  | 08/10/2018
USAI Lighting | USAI Lighting | B3RDF-14X1-30KH-25-S-BZ-NCIC-UNV-D6F | Light Emitting Diode | Inseparable Luminaire | Direct Wired | 0-10 VDC Controls | 66 | 3000 | 0.001 | 91 | 52 | 433 | 0.96 | Ambient | 50000 |  |  | 99999 | 0.01 | 13 | 4 | 0.01 | 0.01 | 0 | 0 | 0 | 0 | 0.09 | 0.02 | 0 | 0 | 0 | 0 | 0.85 | 0 | 0 | 0 | 0 | 0 | True |  | Non Federally-Regulated | 07/03/2018 |  | 08/10/2018
USAI Lighting | USAI Lighting | B3RDF-14X1-30KH-45-S-BZ-NCIC-UNV-D6F | Light Emitting Diode | Inseparable Luminaire | Direct Wired | 0-10 VDC Controls | 69 | 3000 | 0.001 | 91 | 52 | 433 | 0.96 | Ambient | 50000 |  |  | 99999 | 0.01 | 13 | 4 | 0.01 | 0.01 | 0 | 0 | 0 | 0 | 0.09 | 0.02 | 0 | 0 | 0 | 0 | 0.85 | 0 | 0 | 0 | 0 | 0 | True |  | Non Federally-Regulated | 07/03/2018 |  | 08/10/2018
USAI Lighting | USAI Lighting | B3RDF-14X1-30KH-65-S-BZ-NCIC-UNV-D6F | Light Emitting Diode | Inseparable Luminaire | Direct Wired | 0-10 VDC Controls | 56 | 3000 | 0.001 | 91 | 52 | 433 | 0.96 | Ambient | 50000 |  |  | 99999 | 0.01 | 13 | 4 | 0.01 | 0.01 | 0 | 0 | 0 | 0 | 0.09 | 0.02 | 0 | 0 | 0 | 0 | 0.85 | 0 | 0 | 0 | 0 | 0 | True |  | Non Federally-Regulated | 07/03/2018 |  | 08/10/2018
USAI Lighting | USAI Lighting | B3RDF-14X1-35KH-25-S-BZ-NCIC-UNV-D6F | Light Emitting Diode | Inseparable Luminaire | Direct Wired | 0-10 VDC Controls | 71 | 3500 | 0.001 | 91 | 52 | 433 | 0.96 | Ambient | 50000 |  |  | 99999 | 0.01 | 13 | 4 | 0.01 | 0.01 | 0 | 0 | 0 | 0 | 0.09 | 0.02 | 0 | 0 | 0 | 0 | 0.85 | 0 | 0 | 0 | 0 | 0 | True |  | Non Federally-Regulated | 07/03/2018 |  | 08/10/2018
USAI Lighting | USAI Lighting | B3RDF-14X1-35KH-45-S-BZ-NCIC-UNV-D6F | Light Emitting Diode | Inseparable Luminaire | Direct Wired | 0-10 VDC Controls | 75 | 3500 | 0.001 | 91 | 52 | 433 | 0.96 | Ambient | 50000 |  |  | 99999 | 0.01 | 13 | 4 | 0.01 | 0.01 | 0 | 0 | 0 | 0 | 0.09 | 0.02 | 0 | 0 | 0 | 0 | 0.85 | 0 | 0 | 0 | 0 | 0 | True |  | Non Federally-Regulated | 07/03/2018 |  | 08/10/2018
USAI Lighting | USAI Lighting | B3RDF-14X1-35KH-65-S-BZ-NCIC-UNV-D6F | Light Emitting Diode | Inseparable Luminaire | Direct Wired | 0-10 VDC Controls | 61 | 3500 | 0.001 | 91 | 52 | 433 | 0.96 | Ambient | 50000 |  |  | 99999 | 0.01 | 13 | 4 | 0.01 | 0.01 | 0 | 0 | 0 | 0 | 0.09 | 0.02 | 0 | 0 | 0 | 0 | 0.85 | 0 | 0 | 0 | 0 | 0 | True |  | Non Federally-Regulated | 07/03/2018 |  | 08/10/2018
USAI Lighting | USAI Lighting | B3RDF-14X1-40KH-25-S-BZ-NCIC-UNV-D6F | Light Emitting Diode | Inseparable Luminaire | Direct Wired | 0-10 VDC Controls | 76 | 4000 | 0.001 | 91 | 52 | 433 | 0.96 | Ambient | 50000 |  |  | 99999 | 0.01 | 13 | 4 | 0.01 | 0.01 | 0 | 0 | 0 | 0 | 0.09 | 0.02 | 0 | 0 | 0 | 0 | 0.85 | 0 | 0 | 0 | 0 | 0 | True |  | Non Federally-Regulated | 07/03/2018 |  | 08/10/2018
USAI Lighting | USAI Lighting | B3RDF-14X1-40KH-45-S-BZ-NCIC-UNV-D6F | Light Emitting Diode | Inseparable Luminaire | Direct Wired | 0-10 VDC Controls | 80 | 4000 | 0.001 | 91 | 52 | 433 | 0.96 | Ambient | 50000 |  |  | 99999 | 0.01 | 13 | 4 | 0.01 | 0.01 | 0 | 0 | 0 | 0 | 0.09 | 0.02 | 0 | 0 | 0 | 0 | 0.85 | 0 | 0 | 0 | 0 | 0 | True |  | Non Federally-Regulated | 07/03/2018 |  | 08/10/2018
USAI Lighting | USAI Lighting | B3RDF-14X1-40KH-65-S-BZ-NCIC-UNV-D6F | Light Emitting Diode | Inseparable Luminaire | Direct Wired | 0-10 VDC Controls | 66 | 4000 | 0.001 | 91 | 52 | 433 | 0.96 | Ambient | 50000 |  |  | 99999 | 0.01 | 13 | 4 | 0.01 | 0.01 | 0 | 0 | 0 | 0 | 0.09 | 0.02 | 0 | 0 | 0 | 0 | 0.85 | 0 | 0 | 0 | 0 | 0 | True |  | Non Federally-Regulated | 07/03/2018 |  | 08/10/2018
USAI Lighting | USAI Lighting | B3RDF-14X1-27KH-25-S-WH-NCIC-UNV-D6A | Light Emitting Diode | Inseparable Luminaire | Direct Wired | 0-10 VDC Controls | 66 | 2700 | 0.001 | 91 | 52 | 433 | 0.96 | Ambient | 50000 |  |  | 99999 | 0.01 | 13 | 4 | 0.01 | 0.01 | 0 | 0 | 0 | 0 | 0.09 | 0.02 | 0 | 0 | 0 | 0 | 0.85 | 0 | 0 | 0 | 0 | 0 | True |  | Non Federally-Regulated | 07/03/2018 |  | 08/10/2018
USAI Lighting | USAI Lighting | B3RDF-14X1-27KH-45-S-WH-NCIC-UNV-D6A | Light Emitting Diode | Inseparable Luminaire | Direct Wired | 0-10 VDC Controls | 69 | 2700 | 0.001 | 91 | 52 | 433 | 0.96 | Ambient | 50000 |  |  | 99999 | 0.01 | 13 | 4 | 0.01 | 0.01 | 0 | 0 | 0 | 0 | 0.09 | 0.02 | 0 | 0 | 0 | 0 | 0.85 | 0 | 0 | 0 | 0 | 0 | True |  | Non Federally-Regulated | 07/03/2018 |  | 08/10/2018
USAI Lighting | USAI Lighting | B3RDF-14X1-27KH-65-S-WH-NCIC-UNV-D6A | Light Emitting Diode | Inseparable Luminaire | Direct Wired | 0-10 VDC Controls | 56 | 2700 | 0.001 | 91 | 52 | 433 | 0.96 | Ambient | 50000 |  |  | 99999 | 0.01 | 13 | 4 | 0.01 | 0.01 | 0 | 0 | 0 | 0 | 0.09 | 0.02 | 0 | 0 | 0 | 0 | 0.85 | 0 | 0 | 0 | 0 | 0 | True |  | Non Federally-Regulated | 07/03/2018 |  | 08/10/2018
USAI Lighting | USAI Lighting | B3RDF-14X1-30KH-25-S-WH-NCIC-UNV-D6A | Light Emitting Diode | Inseparable Luminaire | Direct Wired | 0-10 VDC Controls | 66 | 3000 | 0.001 | 91 | 52 | 433 | 0.96 | Ambient | 50000 |  |  | 99999 | 0.01 | 13 | 4 | 0.01 | 0.01 | 0 | 0 | 0 | 0 | 0.09 | 0.02 | 0 | 0 | 0 | 0 | 0.85 | 0 | 0 | 0 | 0 | 0 | True |  | Non Federally-Regulated | 07/03/2018 |  | 08/10/2018
USAI Lighting | USAI Lighting | B3RDF-14X1-30KH-45-S-WH-NCIC-UNV-D6A | Light Emitting Diode | Inseparable Luminaire | Direct Wired | 0-10 VDC Controls | 69 | 3000 | 0.001 | 91 | 52 | 433 | 0.96 | Ambient | 50000 |  |  | 99999 | 0.01 | 13 | 4 | 0.01 | 0.01 | 0 | 0 | 0 | 0 | 0.09 | 0.02 | 0 | 0 | 0 | 0 | 0.85 | 0 | 0 | 0 | 0 | 0 | True |  | Non Federally-Regulated | 07/03/2018 |  | 08/10/2018
USAI Lighting | USAI Lighting | B3RDF-14X1-30KH-65-S-WH-NCIC-UNV-D6A | Light Emitting Diode | Inseparable Luminaire | Direct Wired | 0-10 VDC Controls | 56 | 3000 | 0.001 | 91 | 52 | 433 | 0.96 | Ambient | 50000 |  |  | 99999 | 0.01 | 13 | 4 | 0.01 | 0.01 | 0 | 0 | 0 | 0 | 0.09 | 0.02 | 0 | 0 | 0 | 0 | 0.85 | 0 | 0 | 0 | 0 | 0 | True |  | Non Federally-Regulated | 07/03/2018 |  | 08/10/2018
USAI Lighting | USAI Lighting | B3RDF-14X1-35KH-25-S-WH-NCIC-UNV-D6A | Light Emitting Diode | Inseparable Luminaire | Direct Wired | 0-10 VDC Controls | 71 | 3500 | 0.001 | 91 | 52 | 433 | 0.96 | Ambient | 50000 |  |  | 99999 | 0.01 | 13 | 4 | 0.01 | 0.01 | 0 | 0 | 0 | 0 | 0.09 | 0.02 | 0 | 0 | 0 | 0 | 0.85 | 0 | 0 | 0 | 0 | 0 | True |  | Non Federally-Regulated | 07/03/2018 |  | 08/10/2018
USAI Lighting | USAI Lighting | B3RDF-14X1-35KH-45-S-WH-NCIC-UNV-D6A | Light Emitting Diode | Inseparable Luminaire | Direct Wired | 0-10 VDC Controls | 75 | 3500 | 0.001 | 91 | 52 | 433 | 0.96 | Ambient | 50000 |  |  | 99999 | 0.01 | 13 | 4 | 0.01 | 0.01 | 0 | 0 | 0 | 0 | 0.09 | 0.02 | 0 | 0 | 0 | 0 | 0.85 | 0 | 0 | 0 | 0 | 0 | True |  | Non Federally-Regulated | 07/03/2018 |  | 08/10/2018
USAI Lighting | USAI Lighting | B3RDF-14X1-35KH-65-S-WH-NCIC-UNV-D6A | Light Emitting Diode | Inseparable Luminaire | Direct Wired | 0-10 VDC Controls | 61 | 3500 | 0.001 | 91 | 52 | 433 | 0.96 | Ambient | 50000 |  |  | 99999 | 0.01 | 13 | 4 | 0.01 | 0.01 | 0 | 0 | 0 | 0 | 0.09 | 0.02 | 0 | 0 | 0 | 0 | 0.85 | 0 | 0 | 0 | 0 | 0 | True |  | Non Federally-Regulated | 07/03/2018 |  | 08/10/2018
USAI Lighting | USAI Lighting | B3RDF-14X1-40KH-25-S-WH-NCIC-UNV-D6A | Light Emitting Diode | Inseparable Luminaire | Direct Wired | 0-10 VDC Controls | 76 | 4000 | 0.001 | 91 | 52 | 433 | 0.96 | Ambient | 50000 |  |  | 99999 | 0.01 | 13 | 4 | 0.01 | 0.01 | 0 | 0 | 0 | 0 | 0.09 | 0.02 | 0 | 0 | 0 | 0 | 0.85 | 0 | 0 | 0 | 0 | 0 | True |  | Non Federally-Regulated | 07/03/2018 |  | 08/10/2018
USAI Lighting | USAI Lighting | B3RDF-14X1-40KH-45-S-WH-NCIC-UNV-D6A | Light Emitting Diode | Inseparable Luminaire | Direct Wired | 0-10 VDC Controls | 80 | 4000 | 0.001 | 91 | 52 | 433 | 0.96 | Ambient | 50000 |  |  | 99999 | 0.01 | 13 | 4 | 0.01 | 0.01 | 0 | 0 | 0 | 0 | 0.09 | 0.02 | 0 | 0 | 0 | 0 | 0.85 | 0 | 0 | 0 | 0 | 0 | True |  | Non Federally-Regulated | 07/03/2018 |  | 08/10/2018
USAI Lighting | USAI Lighting | B3RDF-14X1-40KH-65-S-WH-NCIC-UNV-D6A | Light Emitting Diode | Inseparable Luminaire | Direct Wired | 0-10 VDC Controls | 66 | 4000 | 0.001 | 91 | 52 | 433 | 0.96 | Ambient | 50000 |  |  | 99999 | 0.01 | 13 | 4 | 0.01 | 0.01 | 0 | 0 | 0 | 0 | 0.09 | 0.02 | 0 | 0 | 0 | 0 | 0.85 | 0 | 0 | 0 | 0 | 0 | True |  | Non Federally-Regulated | 07/03/2018 |  | 08/10/2018
USAI Lighting | USAI Lighting | B3RDF-14X1-27KH-25-S-GR-NCIC-UNV-D6A | Light Emitting Diode | Inseparable Luminaire | Direct Wired | 0-10 VDC Controls | 66 | 2700 | 0.001 | 91 | 52 | 433 | 0.96 | Ambient | 50000 |  |  | 99999 | 0.01 | 13 | 4 | 0.01 | 0.01 | 0 | 0 | 0 | 0 | 0.09 | 0.02 | 0 | 0 | 0 | 0 | 0.85 | 0 | 0 | 0 | 0 | 0 | True |  | Non Federally-Regulated | 07/03/2018 |  | 08/10/2018
USAI Lighting | USAI Lighting | B3RDF-14X1-27KH-45-S-GR-NCIC-UNV-D6A | Light Emitting Diode | Inseparable Luminaire | Direct Wired | 0-10 VDC Controls | 69 | 2700 | 0.001 | 91 | 52 | 433 | 0.96 | Ambient | 50000 |  |  | 99999 | 0.01 | 13 | 4 | 0.01 | 0.01 | 0 | 0 | 0 | 0 | 0.09 | 0.02 | 0 | 0 | 0 | 0 | 0.85 | 0 | 0 | 0 | 0 | 0 | True |  | Non Federally-Regulated | 07/03/2018 |  | 08/10/2018
USAI Lighting | USAI Lighting | B3RDF-14X1-27KH-65-S-GR-NCIC-UNV-D6A | Light Emitting Diode | Inseparable Luminaire | Direct Wired | 0-10 VDC Controls | 56 | 2700 | 0.001 | 91 | 52 | 433 | 0.96 | Ambient | 50000 |  |  | 99999 | 0.01 | 13 | 4 | 0.01 | 0.01 | 0 | 0 | 0 | 0 | 0.09 | 0.02 | 0 | 0 | 0 | 0 | 0.85 | 0 | 0 | 0 | 0 | 0 | True |  | Non Federally-Regulated | 07/03/2018 |  | 08/10/2018
USAI Lighting | USAI Lighting | B3RDF-14X1-30KH-25-S-GR-NCIC-UNV-D6A | Light Emitting Diode | Inseparable Luminaire | Direct Wired | 0-10 VDC Controls | 66 | 3000 | 0.001 | 91 | 52 | 433 | 0.96 | Ambient | 50000 |  |  | 99999 | 0.01 | 13 | 4 | 0.01 | 0.01 | 0 | 0 | 0 | 0 | 0.09 | 0.02 | 0 | 0 | 0 | 0 | 0.85 | 0 | 0 | 0 | 0 | 0 | True |  | Non Federally-Regulated | 07/03/2018 |  | 08/10/2018
USAI Lighting | USAI Lighting | B3RDF-14X1-30KH-45-S-GR-NCIC-UNV-D6A | Light Emitting Diode | Inseparable Luminaire | Direct Wired | 0-10 VDC Controls | 69 | 3000 | 0.001 | 91 | 52 | 433 | 0.96 | Ambient | 50000 |  |  | 99999 | 0.01 | 13 | 4 | 0.01 | 0.01 | 0 | 0 | 0 | 0 | 0.09 | 0.02 | 0 | 0 | 0 | 0 | 0.85 | 0 | 0 | 0 | 0 | 0 | True |  | Non Federally-Regulated | 07/03/2018 |  | 08/10/2018
USAI Lighting | USAI Lighting | B3RDF-14X1-30KH-65-S-GR-NCIC-UNV-D6A | Light Emitting Diode | Inseparable Luminaire | Direct Wired | 0-10 VDC Controls | 56 | 3000 | 0.001 | 91 | 52 | 433 | 0.96 | Ambient | 50000 |  |  | 99999 | 0.01 | 13 | 4 | 0.01 | 0.01 | 0 | 0 | 0 | 0 | 0.09 | 0.02 | 0 | 0 | 0 | 0 | 0.85 | 0 | 0 | 0 | 0 | 0 | True |  | Non Federally-Regulated | 07/03/2018 |  | 08/10/2018
USAI Lighting | USAI Lighting | B3RDF-14X1-35KH-25-S-GR-NCIC-UNV-D6A | Light Emitting Diode | Inseparable Luminaire | Direct Wired | 0-10 VDC Controls | 71 | 3500 | 0.001 | 91 | 52 | 433 | 0.96 | Ambient | 50000 |  |  | 99999 | 0.01 | 13 | 4 | 0.01 | 0.01 | 0 | 0 | 0 | 0 | 0.09 | 0.02 | 0 | 0 | 0 | 0 | 0.85 | 0 | 0 | 0 | 0 | 0 | True |  | Non Federally-Regulated | 07/03/2018 |  | 08/10/2018
USAI Lighting | USAI Lighting | B3RDF-14X1-35KH-45-S-GR-NCIC-UNV-D6A | Light Emitting Diode | Inseparable Luminaire | Direct Wired | 0-10 VDC Controls | 75 | 3500 | 0.001 | 91 | 52 | 433 | 0.96 | Ambient | 50000 |  |  | 99999 | 0.01 | 13 | 4 | 0.01 | 0.01 | 0 | 0 | 0 | 0 | 0.09 | 0.02 | 0 | 0 | 0 | 0 | 0.85 | 0 | 0 | 0 | 0 | 0 | True |  | Non Federally-Regulated | 07/03/2018 |  | 08/10/2018
USAI Lighting | USAI Lighting | B3RDF-14X1-35KH-65-S-GR-NCIC-UNV-D6A | Light Emitting Diode | Inseparable Luminaire | Direct Wired | 0-10 VDC Controls | 61 | 3500 | 0.001 | 91 | 52 | 433 | 0.96 | Ambient | 50000 |  |  | 99999 | 0.01 | 13 | 4 | 0.01 | 0.01 | 0 | 0 | 0 | 0 | 0.09 | 0.02 | 0 | 0 | 0 | 0 | 0.85 | 0 | 0 | 0 | 0 | 0 | True |  | Non Federally-Regulated | 07/03/2018 |  | 08/10/2018
USAI Lighting | USAI Lighting | B3RDF-14X1-40KH-25-S-GR-NCIC-UNV-D6A | Light Emitting Diode | Inseparable Luminaire | Direct Wired | 0-10 VDC Controls | 76 | 4000 | 0.001 | 91 | 52 | 433 | 0.96 | Ambient | 50000 |  |  | 99999 | 0.01 | 13 | 4 | 0.01 | 0.01 | 0 | 0 | 0 | 0 | 0.09 | 0.02 | 0 | 0 | 0 | 0 | 0.85 | 0 | 0 | 0 | 0 | 0 | True |  | Non Federally-Regulated | 07/03/2018 |  | 08/10/2018
USAI Lighting | USAI Lighting | B3RDF-14X1-40KH-45-S-GR-NCIC-UNV-D6A | Light Emitting Diode | Inseparable Luminaire | Direct Wired | 0-10 VDC Controls | 80 | 4000 | 0.001 | 91 | 52 | 433 | 0.96 | Ambient | 50000 |  |  | 99999 | 0.01 | 13 | 4 | 0.01 | 0.01 | 0 | 0 | 0 | 0 | 0.09 | 0.02 | 0 | 0 | 0 | 0 | 0.85 | 0 | 0 | 0 | 0 | 0 | True |  | Non Federally-Regulated | 07/03/2018 |  | 08/10/2018
USAI Lighting | USAI Lighting | B3RDF-14X1-40KH-65-S-GR-NCIC-UNV-D6A | Light Emitting Diode | Inseparable Luminaire | Direct Wired | 0-10 VDC Controls | 66 | 4000 | 0.001 | 91 | 52 | 433 | 0.96 | Ambient | 50000 |  |  | 99999 | 0.01 | 13 | 4 | 0.01 | 0.01 | 0 | 0 | 0 | 0 | 0.09 | 0.02 | 0 | 0 | 0 | 0 | 0.85 | 0 | 0 | 0 | 0 | 0 | True |  | Non Federally-Regulated | 07/03/2018 |  | 08/10/2018
USAI Lighting | USAI Lighting | B3RDF-14X1-27KH-25-S-BL-NCIC-UNV-D6A | Light Emitting Diode | Inseparable Luminaire | Direct Wired | 0-10 VDC Controls | 66 | 2700 | 0.001 | 91 | 52 | 433 | 0.96 | Ambient | 50000 |  |  | 99999 | 0.01 | 13 | 4 | 0.01 | 0.01 | 0 | 0 | 0 | 0 | 0.09 | 0.02 | 0 | 0 | 0 | 0 | 0.85 | 0 | 0 | 0 | 0 | 0 | True |  | Non Federally-Regulated | 07/03/2018 |  | 08/10/2018
USAI Lighting | USAI Lighting | B3RDF-14X1-27KH-45-S-BL-NCIC-UNV-D6A | Light Emitting Diode | Inseparable Luminaire | Direct Wired | 0-10 VDC Controls | 69 | 2700 | 0.001 | 91 | 52 | 433 | 0.96 | Ambient | 50000 |  |  | 99999 | 0.01 | 13 | 4 | 0.01 | 0.01 | 0 | 0 | 0 | 0 | 0.09 | 0.02 | 0 | 0 | 0 | 0 | 0.85 | 0 | 0 | 0 | 0 | 0 | True |  | Non Federally-Regulated | 07/03/2018 |  | 08/10/2018
USAI Lighting | USAI Lighting | B3RDF-14X1-27KH-65-S-BL-NCIC-UNV-D6A | Light Emitting Diode | Inseparable Luminaire | Direct Wired | 0-10 VDC Controls | 56 | 2700 | 0.001 | 91 | 52 | 433 | 0.96 | Ambient | 50000 |  |  | 99999 | 0.01 | 13 | 4 | 0.01 | 0.01 | 0 | 0 | 0 | 0 | 0.09 | 0.02 | 0 | 0 | 0 | 0 | 0.85 | 0 | 0 | 0 | 0 | 0 | True |  | Non Federally-Regulated | 07/03/2018 |  | 08/10/2018
USAI Lighting | USAI Lighting | B3RDF-14X1-30KH-25-S-BL-NCIC-UNV-D6A | Light Emitting Diode | Inseparable Luminaire | Direct Wired | 0-10 VDC Controls | 66 | 3000 | 0.001 | 91 | 52 | 433 | 0.96 | Ambient | 50000 |  |  | 99999 | 0.01 | 13 | 4 | 0.01 | 0.01 | 0 | 0 | 0 | 0 | 0.09 | 0.02 | 0 | 0 | 0 | 0 | 0.85 | 0 | 0 | 0 | 0 | 0 | True |  | Non Federally-Regulated | 07/03/2018 |  | 08/10/2018
USAI Lighting | USAI Lighting | B3RDF-14X1-30KH-45-S-BL-NCIC-UNV-D6A | Light Emitting Diode | Inseparable Luminaire | Direct Wired | 0-10 VDC Controls | 69 | 3000 | 0.001 | 91 | 52 | 433 | 0.96 | Ambient | 50000 |  |  | 99999 | 0.01 | 13 | 4 | 0.01 | 0.01 | 0 | 0 | 0 | 0 | 0.09 | 0.02 | 0 | 0 | 0 | 0 | 0.85 | 0 | 0 | 0 | 0 | 0 | True |  | Non Federally-Regulated | 07/03/2018 |  | 08/10/2018
USAI Lighting | USAI Lighting | B3RDF-14X1-30KH-65-S-BL-NCIC-UNV-D6A | Light Emitting Diode | Inseparable Luminaire | Direct Wired | 0-10 VDC Controls | 56 | 3000 | 0.001 | 91 | 52 | 433 | 0.96 | Ambient | 50000 |  |  | 99999 | 0.01 | 13 | 4 | 0.01 | 0.01 | 0 | 0 | 0 | 0 | 0.09 | 0.02 | 0 | 0 | 0 | 0 | 0.85 | 0 | 0 | 0 | 0 | 0 | True |  | Non Federally-Regulated | 07/03/2018 |  | 08/10/2018
USAI Lighting | USAI Lighting | B3RDF-14X1-35KH-25-S-BL-NCIC-UNV-D6A | Light Emitting Diode | Inseparable Luminaire | Direct Wired | 0-10 VDC Controls | 71 | 3500 | 0.001 | 91 | 52 | 433 | 0.96 | Ambient | 50000 |  |  | 99999 | 0.01 | 13 | 4 | 0.01 | 0.01 | 0 | 0 | 0 | 0 | 0.09 | 0.02 | 0 | 0 | 0 | 0 | 0.85 | 0 | 0 | 0 | 0 | 0 | True |  | Non Federally-Regulated | 07/03/2018 |  | 08/10/2018
USAI Lighting | USAI Lighting | B3RDF-14X1-35KH-45-S-BL-NCIC-UNV-D6A | Light Emitting Diode | Inseparable Luminaire | Direct Wired | 0-10 VDC Controls | 75 | 3500 | 0.001 | 91 | 52 | 433 | 0.96 | Ambient | 50000 |  |  | 99999 | 0.01 | 13 | 4 | 0.01 | 0.01 | 0 | 0 | 0 | 0 | 0.09 | 0.02 | 0 | 0 | 0 | 0 | 0.85 | 0 | 0 | 0 | 0 | 0 | True |  | Non Federally-Regulated | 07/03/2018 |  | 08/10/2018
USAI Lighting | USAI Lighting | B3RDF-14X1-35KH-65-S-BL-NCIC-UNV-D6A | Light Emitting Diode | Inseparable Luminaire | Direct Wired | 0-10 VDC Controls | 61 | 3500 | 0.001 | 91 | 52 | 433 | 0.96 | Ambient | 50000 |  |  | 99999 | 0.01 | 13 | 4 | 0.01 | 0.01 | 0 | 0 | 0 | 0 | 0.09 | 0.02 | 0 | 0 | 0 | 0 | 0.85 | 0 | 0 | 0 | 0 | 0 | True |  | Non Federally-Regulated | 07/03/2018 |  | 08/10/2018
USAI Lighting | USAI Lighting | B3RDF-14X1-40KH-25-S-BL-NCIC-UNV-D6A | Light Emitting Diode | Inseparable Luminaire | Direct Wired | 0-10 VDC Controls | 76 | 4000 | 0.001 | 91 | 52 | 433 | 0.96 | Ambient | 50000 |  |  | 99999 | 0.01 | 13 | 4 | 0.01 | 0.01 | 0 | 0 | 0 | 0 | 0.09 | 0.02 | 0 | 0 | 0 | 0 | 0.85 | 0 | 0 | 0 | 0 | 0 | True |  | Non Federally-Regulated | 07/03/2018 |  | 08/10/2018
USAI Lighting | USAI Lighting | B3RDF-14X1-40KH-45-S-BL-NCIC-UNV-D6A | Light Emitting Diode | Inseparable Luminaire | Direct Wired | 0-10 VDC Controls | 80 | 4000 | 0.001 | 91 | 52 | 433 | 0.96 | Ambient | 50000 |  |  | 99999 | 0.01 | 13 | 4 | 0.01 | 0.01 | 0 | 0 | 0 | 0 | 0.09 | 0.02 | 0 | 0 | 0 | 0 | 0.85 | 0 | 0 | 0 | 0 | 0 | True |  | Non Federally-Regulated | 07/03/2018 |  | 08/10/2018
USAI Lighting | USAI Lighting | B3RDF-14X1-40KH-65-S-BL-NCIC-UNV-D6A | Light Emitting Diode | Inseparable Luminaire | Direct Wired | 0-10 VDC Controls | 66 | 4000 | 0.001 | 91 | 52 | 433 | 0.96 | Ambient | 50000 |  |  | 99999 | 0.01 | 13 | 4 | 0.01 | 0.01 | 0 | 0 | 0 | 0 | 0.09 | 0.02 | 0 | 0 | 0 | 0 | 0.85 | 0 | 0 | 0 | 0 | 0 | True |  | Non Federally-Regulated | 07/03/2018 |  | 08/10/2018
USAI Lighting | USAI Lighting | B3RDF-14X1-27KH-25-S-BZ-NCIC-UNV-D6A | Light Emitting Diode | Inseparable Luminaire | Direct Wired | 0-10 VDC Controls | 66 | 2700 | 0.001 | 91 | 52 | 433 | 0.96 | Ambient | 50000 |  |  | 99999 | 0.01 | 13 | 4 | 0.01 | 0.01 | 0 | 0 | 0 | 0 | 0.09 | 0.02 | 0 | 0 | 0 | 0 | 0.85 | 0 | 0 | 0 | 0 | 0 | True |  | Non Federally-Regulated | 07/03/2018 |  | 08/10/2018
USAI Lighting | USAI Lighting | B3RDF-14X1-27KH-45-S-BZ-NCIC-UNV-D6A | Light Emitting Diode | Inseparable Luminaire | Direct Wired | 0-10 VDC Controls | 69 | 2700 | 0.001 | 91 | 52 | 433 | 0.96 | Ambient | 50000 |  |  | 99999 | 0.01 | 13 | 4 | 0.01 | 0.01 | 0 | 0 | 0 | 0 | 0.09 | 0.02 | 0 | 0 | 0 | 0 | 0.85 | 0 | 0 | 0 | 0 | 0 | True |  | Non Federally-Regulated | 07/03/2018 |  | 08/10/2018
USAI Lighting | USAI Lighting | B3RDF-14X1-27KH-65-S-BZ-NCIC-UNV-D6A | Light Emitting Diode | Inseparable Luminaire | Direct Wired | 0-10 VDC Controls | 56 | 2700 | 0.001 | 91 | 52 | 433 | 0.96 | Ambient | 50000 |  |  | 99999 | 0.01 | 13 | 4 | 0.01 | 0.01 | 0 | 0 | 0 | 0 | 0.09 | 0.02 | 0 | 0 | 0 | 0 | 0.85 | 0 | 0 | 0 | 0 | 0 | True |  | Non Federally-Regulated | 07/03/2018 |  | 08/10/2018
USAI Lighting | USAI Lighting | B3RDF-14X1-30KH-25-S-BZ-NCIC-UNV-D6A | Light Emitting Diode | Inseparable Luminaire | Direct Wired | 0-10 VDC Controls | 66 | 3000 | 0.001 | 91 | 52 | 433 | 0.96 | Ambient | 50000 |  |  | 99999 | 0.01 | 13 | 4 | 0.01 | 0.01 | 0 | 0 | 0 | 0 | 0.09 | 0.02 | 0 | 0 | 0 | 0 | 0.85 | 0 | 0 | 0 | 0 | 0 | True |  | Non Federally-Regulated | 07/03/2018 |  | 08/10/2018
USAI Lighting | USAI Lighting | B3RDF-14X1-30KH-45-S-BZ-NCIC-UNV-D6A | Light Emitting Diode | Inseparable Luminaire | Direct Wired | 0-10 VDC Controls | 69 | 3000 | 0.001 | 91 | 52 | 433 | 0.96 | Ambient | 50000 |  |  | 99999 | 0.01 | 13 | 4 | 0.01 | 0.01 | 0 | 0 | 0 | 0 | 0.09 | 0.02 | 0 | 0 | 0 | 0 | 0.85 | 0 | 0 | 0 | 0 | 0 | True |  | Non Federally-Regulated | 07/03/2018 |  | 08/10/2018
USAI Lighting | USAI Lighting | B3RDF-14X1-30KH-65-S-BZ-NCIC-UNV-D6A | Light Emitting Diode | Inseparable Luminaire | Direct Wired | 0-10 VDC Controls | 56 | 3000 | 0.001 | 91 | 52 | 433 | 0.96 | Ambient | 50000 |  |  | 99999 | 0.01 | 13 | 4 | 0.01 | 0.01 | 0 | 0 | 0 | 0 | 0.09 | 0.02 | 0 | 0 | 0 | 0 | 0.85 | 0 | 0 | 0 | 0 | 0 | True |  | Non Federally-Regulated | 07/03/2018 |  | 08/10/2018
USAI Lighting | USAI Lighting | B3RDF-14X1-35KH-25-S-BZ-NCIC-UNV-D6A | Light Emitting Diode | Inseparable Luminaire | Direct Wired | 0-10 VDC Controls | 71 | 3500 | 0.001 | 91 | 52 | 433 | 0.96 | Ambient | 50000 |  |  | 99999 | 0.01 | 13 | 4 | 0.01 | 0.01 | 0 | 0 | 0 | 0 | 0.09 | 0.02 | 0 | 0 | 0 | 0 | 0.85 | 0 | 0 | 0 | 0 | 0 | True |  | Non Federally-Regulated | 07/03/2018 |  | 08/10/2018
USAI Lighting | USAI Lighting | B3RDF-14X1-35KH-45-S-BZ-NCIC-UNV-D6A | Light Emitting Diode | Inseparable Luminaire | Direct Wired | 0-10 VDC Controls | 75 | 3500 | 0.001 | 91 | 52 | 433 | 0.96 | Ambient | 50000 |  |  | 99999 | 0.01 | 13 | 4 | 0.01 | 0.01 | 0 | 0 | 0 | 0 | 0.09 | 0.02 | 0 | 0 | 0 | 0 | 0.85 | 0 | 0 | 0 | 0 | 0 | True |  | Non Federally-Regulated | 07/03/2018 |  | 08/10/2018
USAI Lighting | USAI Lighting | B3RDF-14X1-35KH-65-S-BZ-NCIC-UNV-D6A | Light Emitting Diode | Inseparable Luminaire | Direct Wired | 0-10 VDC Controls | 61 | 3500 | 0.001 | 91 | 52 | 433 | 0.96 | Ambient | 50000 |  |  | 99999 | 0.01 | 13 | 4 | 0.01 | 0.01 | 0 | 0 | 0 | 0 | 0.09 | 0.02 | 0 | 0 | 0 | 0 | 0.85 | 0 | 0 | 0 | 0 | 0 | True |  | Non Federally-Regulated | 07/03/2018 |  | 08/10/2018
USAI Lighting | USAI Lighting | B3RDF-14X1-40KH-25-S-BZ-NCIC-UNV-D6A | Light Emitting Diode | Inseparable Luminaire | Direct Wired | 0-10 VDC Controls | 76 | 4000 | 0.001 | 91 | 52 | 433 | 0.96 | Ambient | 50000 |  |  | 99999 | 0.01 | 13 | 4 | 0.01 | 0.01 | 0 | 0 | 0 | 0 | 0.09 | 0.02 | 0 | 0 | 0 | 0 | 0.85 | 0 | 0 | 0 | 0 | 0 | True |  | Non Federally-Regulated | 07/03/2018 |  | 08/10/2018
USAI Lighting | USAI Lighting | B3RDF-14X1-40KH-45-S-BZ-NCIC-UNV-D6A | Light Emitting Diode | Inseparable Luminaire | Direct Wired | 0-10 VDC Controls | 80 | 4000 | 0.001 | 91 | 52 | 433 | 0.96 | Ambient | 50000 |  |  | 99999 | 0.01 | 13 | 4 | 0.01 | 0.01 | 0 | 0 | 0 | 0 | 0.09 | 0.02 | 0 | 0 | 0 | 0 | 0.85 | 0 | 0 | 0 | 0 | 0 | True |  | Non Federally-Regulated | 07/03/2018 |  | 08/10/2018
USAI Lighting | USAI Lighting | B3RDF-14X1-40KH-65-S-BZ-NCIC-UNV-D6A | Light Emitting Diode | Inseparable Luminaire | Direct Wired | 0-10 VDC Controls | 66 | 4000 | 0.001 | 91 | 52 | 433 | 0.96 | Ambient | 50000 |  |  | 99999 | 0.01 | 13 | 4 | 0.01 | 0.01 | 0 | 0 | 0 | 0 | 0.09 | 0.02 | 0 | 0 | 0 | 0 | 0.85 | 0 | 0 | 0 | 0 | 0 | True |  | Non Federally-Regulated | 07/03/2018 |  | 08/10/2018
USAI Lighting | USAI Lighting | B3RDF-14X1-27KH-25-S-WH-NCIC-UNV-D6B | Light Emitting Diode | Inseparable Luminaire | Direct Wired | 0-10 VDC Controls | 66 | 2700 | 0.001 | 91 | 52 | 433 | 0.96 | Ambient | 50000 |  |  | 99999 | 0.01 | 13 | 4 | 0.01 | 0.01 | 0 | 0 | 0 | 0 | 0.09 | 0.02 | 0 | 0 | 0 | 0 | 0.85 | 0 | 0 | 0 | 0 | 0 | True |  | Non Federally-Regulated | 07/03/2018 |  | 08/10/2018
USAI Lighting | USAI Lighting | B3RDF-14X1-27KH-45-S-WH-NCIC-UNV-D6B | Light Emitting Diode | Inseparable Luminaire | Direct Wired | 0-10 VDC Controls | 69 | 2700 | 0.001 | 91 | 52 | 433 | 0.96 | Ambient | 50000 |  |  | 99999 | 0.01 | 13 | 4 | 0.01 | 0.01 | 0 | 0 | 0 | 0 | 0.09 | 0.02 | 0 | 0 | 0 | 0 | 0.85 | 0 | 0 | 0 | 0 | 0 | True |  | Non Federally-Regulated | 07/03/2018 |  | 08/10/2018
USAI Lighting | USAI Lighting | B3RDF-14X1-27KH-65-S-WH-NCIC-UNV-D6B | Light Emitting Diode | Inseparable Luminaire | Direct Wired | 0-10 VDC Controls | 56 | 2700 | 0.001 | 91 | 52 | 433 | 0.96 | Ambient | 50000 |  |  | 99999 | 0.01 | 13 | 4 | 0.01 | 0.01 | 0 | 0 | 0 | 0 | 0.09 | 0.02 | 0 | 0 | 0 | 0 | 0.85 | 0 | 0 | 0 | 0 | 0 | True |  | Non Federally-Regulated | 07/03/2018 |  | 08/10/2018
USAI Lighting | USAI Lighting | B3RDF-14X1-30KH-25-S-WH-NCIC-UNV-D6B | Light Emitting Diode | Inseparable Luminaire | Direct Wired | 0-10 VDC Controls | 66 | 3000 | 0.001 | 91 | 52 | 433 | 0.96 | Ambient | 50000 |  |  | 99999 | 0.01 | 13 | 4 | 0.01 | 0.01 | 0 | 0 | 0 | 0 | 0.09 | 0.02 | 0 | 0 | 0 | 0 | 0.85 | 0 | 0 | 0 | 0 | 0 | True |  | Non Federally-Regulated | 07/03/2018 |  | 08/10/2018
USAI Lighting | USAI Lighting | B3RDF-14X1-30KH-45-S-WH-NCIC-UNV-D6B | Light Emitting Diode | Inseparable Luminaire | Direct Wired | 0-10 VDC Controls | 69 | 3000 | 0.001 | 91 | 52 | 433 | 0.96 | Ambient | 50000 |  |  | 99999 | 0.01 | 13 | 4 | 0.01 | 0.01 | 0 | 0 | 0 | 0 | 0.09 | 0.02 | 0 | 0 | 0 | 0 | 0.85 | 0 | 0 | 0 | 0 | 0 | True |  | Non Federally-Regulated | 07/03/2018 |  | 08/10/2018
USAI Lighting | USAI Lighting | B3RDF-14X1-30KH-65-S-WH-NCIC-UNV-D6B | Light Emitting Diode | Inseparable Luminaire | Direct Wired | 0-10 VDC Controls | 56 | 3000 | 0.001 | 91 | 52 | 433 | 0.96 | Ambient | 50000 |  |  | 99999 | 0.01 | 13 | 4 | 0.01 | 0.01 | 0 | 0 | 0 | 0 | 0.09 | 0.02 | 0 | 0 | 0 | 0 | 0.85 | 0 | 0 | 0 | 0 | 0 | True |  | Non Federally-Regulated | 07/03/2018 |  | 08/10/2018
USAI Lighting | USAI Lighting | B3RDF-14X1-35KH-25-S-WH-NCIC-UNV-D6B | Light Emitting Diode | Inseparable Luminaire | Direct Wired | 0-10 VDC Controls | 71 | 3500 | 0.001 | 91 | 52 | 433 | 0.96 | Ambient | 50000 |  |  | 99999 | 0.01 | 13 | 4 | 0.01 | 0.01 | 0 | 0 | 0 | 0 | 0.09 | 0.02 | 0 | 0 | 0 | 0 | 0.85 | 0 | 0 | 0 | 0 | 0 | True |  | Non Federally-Regulated | 07/03/2018 |  | 08/10/2018
USAI Lighting | USAI Lighting | B3RDF-14X1-35KH-45-S-WH-NCIC-UNV-D6B | Light Emitting Diode | Inseparable Luminaire | Direct Wired | 0-10 VDC Controls | 75 | 3500 | 0.001 | 91 | 52 | 433 | 0.96 | Ambient | 50000 |  |  | 99999 | 0.01 | 13 | 4 | 0.01 | 0.01 | 0 | 0 | 0 | 0 | 0.09 | 0.02 | 0 | 0 | 0 | 0 | 0.85 | 0 | 0 | 0 | 0 | 0 | True |  | Non Federally-Regulated | 07/03/2018 |  | 08/10/2018
USAI Lighting | USAI Lighting | B3RDF-14X1-35KH-65-S-WH-NCIC-UNV-D6B | Light Emitting Diode | Inseparable Luminaire | Direct Wired | 0-10 VDC Controls | 61 | 3500 | 0.001 | 91 | 52 | 433 | 0.96 | Ambient | 50000 |  |  | 99999 | 0.01 | 13 | 4 | 0.01 | 0.01 | 0 | 0 | 0 | 0 | 0.09 | 0.02 | 0 | 0 | 0 | 0 | 0.85 | 0 | 0 | 0 | 0 | 0 | True |  | Non Federally-Regulated | 07/03/2018 |  | 08/10/2018
USAI Lighting | USAI Lighting | B3RDF-14X1-40KH-25-S-WH-NCIC-UNV-D6B | Light Emitting Diode | Inseparable Luminaire | Direct Wired | 0-10 VDC Controls | 76 | 4000 | 0.001 | 91 | 52 | 433 | 0.96 | Ambient | 50000 |  |  | 99999 | 0.01 | 13 | 4 | 0.01 | 0.01 | 0 | 0 | 0 | 0 | 0.09 | 0.02 | 0 | 0 | 0 | 0 | 0.85 | 0 | 0 | 0 | 0 | 0 | True |  | Non Federally-Regulated | 07/03/2018 |  | 08/10/2018
USAI Lighting | USAI Lighting | B3RDF-14X1-40KH-45-S-WH-NCIC-UNV-D6B | Light Emitting Diode | Inseparable Luminaire | Direct Wired | 0-10 VDC Controls | 80 | 4000 | 0.001 | 91 | 52 | 433 | 0.96 | Ambient | 50000 |  |  | 99999 | 0.01 | 13 | 4 | 0.01 | 0.01 | 0 | 0 | 0 | 0 | 0.09 | 0.02 | 0 | 0 | 0 | 0 | 0.85 | 0 | 0 | 0 | 0 | 0 | True |  | Non Federally-Regulated | 07/03/2018 |  | 08/10/2018
USAI Lighting | USAI Lighting | B3RDF-14X1-40KH-65-S-WH-NCIC-UNV-D6B | Light Emitting Diode | Inseparable Luminaire | Direct Wired | 0-10 VDC Controls | 66 | 4000 | 0.001 | 91 | 52 | 433 | 0.96 | Ambient | 50000 |  |  | 99999 | 0.01 | 13 | 4 | 0.01 | 0.01 | 0 | 0 | 0 | 0 | 0.09 | 0.02 | 0 | 0 | 0 | 0 | 0.85 | 0 | 0 | 0 | 0 | 0 | True |  | Non Federally-Regulated | 07/03/2018 |  | 08/10/2018
USAI Lighting | USAI Lighting | B3RDF-14X1-27KH-25-S-GR-NCIC-UNV-D6B | Light Emitting Diode | Inseparable Luminaire | Direct Wired | 0-10 VDC Controls | 66 | 2700 | 0.001 | 91 | 52 | 433 | 0.96 | Ambient | 50000 |  |  | 99999 | 0.01 | 13 | 4 | 0.01 | 0.01 | 0 | 0 | 0 | 0 | 0.09 | 0.02 | 0 | 0 | 0 | 0 | 0.85 | 0 | 0 | 0 | 0 | 0 | True |  | Non Federally-Regulated | 07/03/2018 |  | 08/10/2018
USAI Lighting | USAI Lighting | B3RDF-14X1-27KH-45-S-GR-NCIC-UNV-D6B | Light Emitting Diode | Inseparable Luminaire | Direct Wired | 0-10 VDC Controls | 69 | 2700 | 0.001 | 91 | 52 | 433 | 0.96 | Ambient | 50000 |  |  | 99999 | 0.01 | 13 | 4 | 0.01 | 0.01 | 0 | 0 | 0 | 0 | 0.09 | 0.02 | 0 | 0 | 0 | 0 | 0.85 | 0 | 0 | 0 | 0 | 0 | True |  | Non Federally-Regulated | 07/03/2018 |  | 08/10/2018
USAI Lighting | USAI Lighting | B3RDF-14X1-27KH-65-S-GR-NCIC-UNV-D6B | Light Emitting Diode | Inseparable Luminaire | Direct Wired | 0-10 VDC Controls | 56 | 2700 | 0.001 | 91 | 52 | 433 | 0.96 | Ambient | 50000 |  |  | 99999 | 0.01 | 13 | 4 | 0.01 | 0.01 | 0 | 0 | 0 | 0 | 0.09 | 0.02 | 0 | 0 | 0 | 0 | 0.85 | 0 | 0 | 0 | 0 | 0 | True |  | Non Federally-Regulated | 07/03/2018 |  | 08/10/2018
USAI Lighting | USAI Lighting | B3RDF-14X1-30KH-25-S-GR-NCIC-UNV-D6B | Light Emitting Diode | Inseparable Luminaire | Direct Wired | 0-10 VDC Controls | 66 | 3000 | 0.001 | 91 | 52 | 433 | 0.96 | Ambient | 50000 |  |  | 99999 | 0.01 | 13 | 4 | 0.01 | 0.01 | 0 | 0 | 0 | 0 | 0.09 | 0.02 | 0 | 0 | 0 | 0 | 0.85 | 0 | 0 | 0 | 0 | 0 | True |  | Non Federally-Regulated | 07/03/2018 |  | 08/10/2018
USAI Lighting | USAI Lighting | B3RDF-14X1-30KH-45-S-GR-NCIC-UNV-D6B | Light Emitting Diode | Inseparable Luminaire | Direct Wired | 0-10 VDC Controls | 69 | 3000 | 0.001 | 91 | 52 | 433 | 0.96 | Ambient | 50000 |  |  | 99999 | 0.01 | 13 | 4 | 0.01 | 0.01 | 0 | 0 | 0 | 0 | 0.09 | 0.02 | 0 | 0 | 0 | 0 | 0.85 | 0 | 0 | 0 | 0 | 0 | True |  | Non Federally-Regulated | 07/03/2018 |  | 08/10/2018
USAI Lighting | USAI Lighting | B3RDF-14X1-30KH-65-S-GR-NCIC-UNV-D6B | Light Emitting Diode | Inseparable Luminaire | Direct Wired | 0-10 VDC Controls | 56 | 3000 | 0.001 | 91 | 52 | 433 | 0.96 | Ambient | 50000 |  |  | 99999 | 0.01 | 13 | 4 | 0.01 | 0.01 | 0 | 0 | 0 | 0 | 0.09 | 0.02 | 0 | 0 | 0 | 0 | 0.85 | 0 | 0 | 0 | 0 | 0 | True |  | Non Federally-Regulated | 07/03/2018 |  | 08/10/2018
USAI Lighting | USAI Lighting | B3RDF-14X1-35KH-25-S-GR-NCIC-UNV-D6B | Light Emitting Diode | Inseparable Luminaire | Direct Wired | 0-10 VDC Controls | 71 | 3500 | 0.001 | 91 | 52 | 433 | 0.96 | Ambient | 50000 |  |  | 99999 | 0.01 | 13 | 4 | 0.01 | 0.01 | 0 | 0 | 0 | 0 | 0.09 | 0.02 | 0 | 0 | 0 | 0 | 0.85 | 0 | 0 | 0 | 0 | 0 | True |  | Non Federally-Regulated | 07/03/2018 |  | 08/10/2018
USAI Lighting | USAI Lighting | B3RDF-14X1-35KH-45-S-GR-NCIC-UNV-D6B | Light Emitting Diode | Inseparable Luminaire | Direct Wired | 0-10 VDC Controls | 75 | 3500 | 0.001 | 91 | 52 | 433 | 0.96 | Ambient | 50000 |  |  | 99999 | 0.01 | 13 | 4 | 0.01 | 0.01 | 0 | 0 | 0 | 0 | 0.09 | 0.02 | 0 | 0 | 0 | 0 | 0.85 | 0 | 0 | 0 | 0 | 0 | True |  | Non Federally-Regulated | 07/03/2018 |  | 08/10/2018
USAI Lighting | USAI Lighting | B3RDF-14X1-35KH-65-S-GR-NCIC-UNV-D6B | Light Emitting Diode | Inseparable Luminaire | Direct Wired | 0-10 VDC Controls | 61 | 3500 | 0.001 | 91 | 52 | 433 | 0.96 | Ambient | 50000 |  |  | 99999 | 0.01 | 13 | 4 | 0.01 | 0.01 | 0 | 0 | 0 | 0 | 0.09 | 0.02 | 0 | 0 | 0 | 0 | 0.85 | 0 | 0 | 0 | 0 | 0 | True |  | Non Federally-Regulated | 07/03/2018 |  | 08/10/2018
USAI Lighting | USAI Lighting | B3RDF-14X1-40KH-25-S-GR-NCIC-UNV-D6B | Light Emitting Diode | Inseparable Luminaire | Direct Wired | 0-10 VDC Controls | 76 | 4000 | 0.001 | 91 | 52 | 433 | 0.96 | Ambient | 50000 |  |  | 99999 | 0.01 | 13 | 4 | 0.01 | 0.01 | 0 | 0 | 0 | 0 | 0.09 | 0.02 | 0 | 0 | 0 | 0 | 0.85 | 0 | 0 | 0 | 0 | 0 | True |  | Non Federally-Regulated | 07/03/2018 |  | 08/10/2018
USAI Lighting | USAI Lighting | B3RDF-14X1-40KH-45-S-GR-NCIC-UNV-D6B | Light Emitting Diode | Inseparable Luminaire | Direct Wired | 0-10 VDC Controls | 80 | 4000 | 0.001 | 91 | 52 | 433 | 0.96 | Ambient | 50000 |  |  | 99999 | 0.01 | 13 | 4 | 0.01 | 0.01 | 0 | 0 | 0 | 0 | 0.09 | 0.02 | 0 | 0 | 0 | 0 | 0.85 | 0 | 0 | 0 | 0 | 0 | True |  | Non Federally-Regulated | 07/03/2018 |  | 08/10/2018
USAI Lighting | USAI Lighting | B3RDF-14X1-40KH-65-S-GR-NCIC-UNV-D6B | Light Emitting Diode | Inseparable Luminaire | Direct Wired | 0-10 VDC Controls | 66 | 4000 | 0.001 | 91 | 52 | 433 | 0.96 | Ambient | 50000 |  |  | 99999 | 0.01 | 13 | 4 | 0.01 | 0.01 | 0 | 0 | 0 | 0 | 0.09 | 0.02 | 0 | 0 | 0 | 0 | 0.85 | 0 | 0 | 0 | 0 | 0 | True |  | Non Federally-Regulated | 07/03/2018 |  | 08/10/2018
USAI Lighting | USAI Lighting | B3RDF-14X1-27KH-25-S-BL-NCIC-UNV-D6B | Light Emitting Diode | Inseparable Luminaire | Direct Wired | 0-10 VDC Controls | 66 | 2700 | 0.001 | 91 | 52 | 433 | 0.96 | Ambient | 50000 |  |  | 99999 | 0.01 | 13 | 4 | 0.01 | 0.01 | 0 | 0 | 0 | 0 | 0.09 | 0.02 | 0 | 0 | 0 | 0 | 0.85 | 0 | 0 | 0 | 0 | 0 | True |  | Non Federally-Regulated | 07/03/2018 |  | 08/10/2018
USAI Lighting | USAI Lighting | B3RDF-14X1-27KH-45-S-BL-NCIC-UNV-D6B | Light Emitting Diode | Inseparable Luminaire | Direct Wired | 0-10 VDC Controls | 69 | 2700 | 0.001 | 91 | 52 | 433 | 0.96 | Ambient | 50000 |  |  | 99999 | 0.01 | 13 | 4 | 0.01 | 0.01 | 0 | 0 | 0 | 0 | 0.09 | 0.02 | 0 | 0 | 0 | 0 | 0.85 | 0 | 0 | 0 | 0 | 0 | True |  | Non Federally-Regulated | 07/03/2018 |  | 08/10/2018
USAI Lighting | USAI Lighting | B3RDF-14X1-27KH-65-S-BL-NCIC-UNV-D6B | Light Emitting Diode | Inseparable Luminaire | Direct Wired | 0-10 VDC Controls | 56 | 2700 | 0.001 | 91 | 52 | 433 | 0.96 | Ambient | 50000 |  |  | 99999 | 0.01 | 13 | 4 | 0.01 | 0.01 | 0 | 0 | 0 | 0 | 0.09 | 0.02 | 0 | 0 | 0 | 0 | 0.85 | 0 | 0 | 0 | 0 | 0 | True |  | Non Federally-Regulated | 07/03/2018 |  | 08/10/2018
USAI Lighting | USAI Lighting | B3RDF-14X1-30KH-25-S-BL-NCIC-UNV-D6B | Light Emitting Diode | Inseparable Luminaire | Direct Wired | 0-10 VDC Controls | 66 | 3000 | 0.001 | 91 | 52 | 433 | 0.96 | Ambient | 50000 |  |  | 99999 | 0.01 | 13 | 4 | 0.01 | 0.01 | 0 | 0 | 0 | 0 | 0.09 | 0.02 | 0 | 0 | 0 | 0 | 0.85 | 0 | 0 | 0 | 0 | 0 | True |  | Non Federally-Regulated | 07/03/2018 |  | 08/10/2018
USAI Lighting | USAI Lighting | B3RDF-14X1-30KH-45-S-BL-NCIC-UNV-D6B | Light Emitting Diode | Inseparable Luminaire | Direct Wired | 0-10 VDC Controls | 69 | 3000 | 0.001 | 91 | 52 | 433 | 0.96 | Ambient | 50000 |  |  | 99999 | 0.01 | 13 | 4 | 0.01 | 0.01 | 0 | 0 | 0 | 0 | 0.09 | 0.02 | 0 | 0 | 0 | 0 | 0.85 | 0 | 0 | 0 | 0 | 0 | True |  | Non Federally-Regulated | 07/03/2018 |  | 08/10/2018
USAI Lighting | USAI Lighting | B3RDF-14X1-30KH-65-S-BL-NCIC-UNV-D6B | Light Emitting Diode | Inseparable Luminaire | Direct Wired | 0-10 VDC Controls | 56 | 3000 | 0.001 | 91 | 52 | 433 | 0.96 | Ambient | 50000 |  |  | 99999 | 0.01 | 13 | 4 | 0.01 | 0.01 | 0 | 0 | 0 | 0 | 0.09 | 0.02 | 0 | 0 | 0 | 0 | 0.85 | 0 | 0 | 0 | 0 | 0 | True |  | Non Federally-Regulated | 07/03/2018 |  | 08/10/2018
USAI Lighting | USAI Lighting | B3RDF-14X1-35KH-25-S-BL-NCIC-UNV-D6B | Light Emitting Diode | Inseparable Luminaire | Direct Wired | 0-10 VDC Controls | 71 | 3500 | 0.001 | 91 | 52 | 433 | 0.96 | Ambient | 50000 |  |  | 99999 | 0.01 | 13 | 4 | 0.01 | 0.01 | 0 | 0 | 0 | 0 | 0.09 | 0.02 | 0 | 0 | 0 | 0 | 0.85 | 0 | 0 | 0 | 0 | 0 | True |  | Non Federally-Regulated | 07/03/2018 |  | 08/10/2018
USAI Lighting | USAI Lighting | B3RDF-14X1-35KH-45-S-BL-NCIC-UNV-D6B | Light Emitting Diode | Inseparable Luminaire | Direct Wired | 0-10 VDC Controls | 75 | 3500 | 0.001 | 91 | 52 | 433 | 0.96 | Ambient | 50000 |  |  | 99999 | 0.01 | 13 | 4 | 0.01 | 0.01 | 0 | 0 | 0 | 0 | 0.09 | 0.02 | 0 | 0 | 0 | 0 | 0.85 | 0 | 0 | 0 | 0 | 0 | True |  | Non Federally-Regulated | 07/03/2018 |  | 08/10/2018
USAI Lighting | USAI Lighting | B3RDF-14X1-35KH-65-S-BL-NCIC-UNV-D6B | Light Emitting Diode | Inseparable Luminaire | Direct Wired | 0-10 VDC Controls | 61 | 3500 | 0.001 | 91 | 52 | 433 | 0.96 | Ambient | 50000 |  |  | 99999 | 0.01 | 13 | 4 | 0.01 | 0.01 | 0 | 0 | 0 | 0 | 0.09 | 0.02 | 0 | 0 | 0 | 0 | 0.85 | 0 | 0 | 0 | 0 | 0 | True |  | Non Federally-Regulated | 07/03/2018 |  | 08/10/2018
USAI Lighting | USAI Lighting | B3RDF-14X1-40KH-25-S-BL-NCIC-UNV-D6B | Light Emitting Diode | Inseparable Luminaire | Direct Wired | 0-10 VDC Controls | 76 | 4000 | 0.001 | 91 | 52 | 433 | 0.96 | Ambient | 50000 |  |  | 99999 | 0.01 | 13 | 4 | 0.01 | 0.01 | 0 | 0 | 0 | 0 | 0.09 | 0.02 | 0 | 0 | 0 | 0 | 0.85 | 0 | 0 | 0 | 0 | 0 | True |  | Non Federally-Regulated | 07/03/2018 |  | 08/10/2018
USAI Lighting | USAI Lighting | B3RDF-14X1-40KH-45-S-BL-NCIC-UNV-D6B | Light Emitting Diode | Inseparable Luminaire | Direct Wired | 0-10 VDC Controls | 80 | 4000 | 0.001 | 91 | 52 | 433 | 0.96 | Ambient | 50000 |  |  | 99999 | 0.01 | 13 | 4 | 0.01 | 0.01 | 0 | 0 | 0 | 0 | 0.09 | 0.02 | 0 | 0 | 0 | 0 | 0.85 | 0 | 0 | 0 | 0 | 0 | True |  | Non Federally-Regulated | 07/03/2018 |  | 08/10/2018
USAI Lighting | USAI Lighting | B3RDF-14X1-40KH-65-S-BL-NCIC-UNV-D6B | Light Emitting Diode | Inseparable Luminaire | Direct Wired | 0-10 VDC Controls | 66 | 4000 | 0.001 | 91 | 52 | 433 | 0.96 | Ambient | 50000 |  |  | 99999 | 0.01 | 13 | 4 | 0.01 | 0.01 | 0 | 0 | 0 | 0 | 0.09 | 0.02 | 0 | 0 | 0 | 0 | 0.85 | 0 | 0 | 0 | 0 | 0 | True |  | Non Federally-Regulated | 07/03/2018 |  | 08/10/2018
USAI Lighting | USAI Lighting | B3RDF-14X1-27KH-25-S-BZ-NCIC-UNV-D6B | Light Emitting Diode | Inseparable Luminaire | Direct Wired | 0-10 VDC Controls | 66 | 2700 | 0.001 | 91 | 52 | 433 | 0.96 | Ambient | 50000 |  |  | 99999 | 0.01 | 13 | 4 | 0.01 | 0.01 | 0 | 0 | 0 | 0 | 0.09 | 0.02 | 0 | 0 | 0 | 0 | 0.85 | 0 | 0 | 0 | 0 | 0 | True |  | Non Federally-Regulated | 07/03/2018 |  | 08/10/2018
USAI Lighting | USAI Lighting | B3RDF-14X1-27KH-45-S-BZ-NCIC-UNV-D6B | Light Emitting Diode | Inseparable Luminaire | Direct Wired | 0-10 VDC Controls | 69 | 2700 | 0.001 | 91 | 52 | 433 | 0.96 | Ambient | 50000 |  |  | 99999 | 0.01 | 13 | 4 | 0.01 | 0.01 | 0 | 0 | 0 | 0 | 0.09 | 0.02 | 0 | 0 | 0 | 0 | 0.85 | 0 | 0 | 0 | 0 | 0 | True |  | Non Federally-Regulated | 07/03/2018 |  | 08/10/2018
USAI Lighting | USAI Lighting | B3RDF-14X1-27KH-65-S-BZ-NCIC-UNV-D6B | Light Emitting Diode | Inseparable Luminaire | Direct Wired | 0-10 VDC Controls | 56 | 2700 | 0.001 | 91 | 52 | 433 | 0.96 | Ambient | 50000 |  |  | 99999 | 0.01 | 13 | 4 | 0.01 | 0.01 | 0 | 0 | 0 | 0 | 0.09 | 0.02 | 0 | 0 | 0 | 0 | 0.85 | 0 | 0 | 0 | 0 | 0 | True |  | Non Federally-Regulated | 07/03/2018 |  | 08/10/2018
USAI Lighting | USAI Lighting | B3RDF-14X1-30KH-25-S-BZ-NCIC-UNV-D6B | Light Emitting Diode | Inseparable Luminaire | Direct Wired | 0-10 VDC Controls | 66 | 3000 | 0.001 | 91 | 52 | 433 | 0.96 | Ambient | 50000 |  |  | 99999 | 0.01 | 13 | 4 | 0.01 | 0.01 | 0 | 0 | 0 | 0 | 0.09 | 0.02 | 0 | 0 | 0 | 0 | 0.85 | 0 | 0 | 0 | 0 | 0 | True |  | Non Federally-Regulated | 07/03/2018 |  | 08/10/2018
USAI Lighting | USAI Lighting | B3RDF-14X1-30KH-45-S-BZ-NCIC-UNV-D6B | Light Emitting Diode | Inseparable Luminaire | Direct Wired | 0-10 VDC Controls | 69 | 3000 | 0.001 | 91 | 52 | 433 | 0.96 | Ambient | 50000 |  |  | 99999 | 0.01 | 13 | 4 | 0.01 | 0.01 | 0 | 0 | 0 | 0 | 0.09 | 0.02 | 0 | 0 | 0 | 0 | 0.85 | 0 | 0 | 0 | 0 | 0 | True |  | Non Federally-Regulated | 07/03/2018 |  | 08/10/2018
USAI Lighting | USAI Lighting | B3RDF-14X1-30KH-65-S-BZ-NCIC-UNV-D6B | Light Emitting Diode | Inseparable Luminaire | Direct Wired | 0-10 VDC Controls | 56 | 3000 | 0.001 | 91 | 52 | 433 | 0.96 | Ambient | 50000 |  |  | 99999 | 0.01 | 13 | 4 | 0.01 | 0.01 | 0 | 0 | 0 | 0 | 0.09 | 0.02 | 0 | 0 | 0 | 0 | 0.85 | 0 | 0 | 0 | 0 | 0 | True |  | Non Federally-Regulated | 07/03/2018 |  | 08/10/2018
USAI Lighting | USAI Lighting | B3RDF-14X1-35KH-25-S-BZ-NCIC-UNV-D6B | Light Emitting Diode | Inseparable Luminaire | Direct Wired | 0-10 VDC Controls | 71 | 3500 | 0.001 | 91 | 52 | 433 | 0.96 | Ambient | 50000 |  |  | 99999 | 0.01 | 13 | 4 | 0.01 | 0.01 | 0 | 0 | 0 | 0 | 0.09 | 0.02 | 0 | 0 | 0 | 0 | 0.85 | 0 | 0 | 0 | 0 | 0 | True |  | Non Federally-Regulated | 07/03/2018 |  | 08/10/2018
USAI Lighting | USAI Lighting | B3RDF-14X1-35KH-45-S-BZ-NCIC-UNV-D6B | Light Emitting Diode | Inseparable Luminaire | Direct Wired | 0-10 VDC Controls | 75 | 3500 | 0.001 | 91 | 52 | 433 | 0.96 | Ambient | 50000 |  |  | 99999 | 0.01 | 13 | 4 | 0.01 | 0.01 | 0 | 0 | 0 | 0 | 0.09 | 0.02 | 0 | 0 | 0 | 0 | 0.85 | 0 | 0 | 0 | 0 | 0 | True |  | Non Federally-Regulated | 07/03/2018 |  | 08/10/2018
USAI Lighting | USAI Lighting | B3RDF-14X1-35KH-65-S-BZ-NCIC-UNV-D6B | Light Emitting Diode | Inseparable Luminaire | Direct Wired | 0-10 VDC Controls | 61 | 3500 | 0.001 | 91 | 52 | 433 | 0.96 | Ambient | 50000 |  |  | 99999 | 0.01 | 13 | 4 | 0.01 | 0.01 | 0 | 0 | 0 | 0 | 0.09 | 0.02 | 0 | 0 | 0 | 0 | 0.85 | 0 | 0 | 0 | 0 | 0 | True |  | Non Federally-Regulated | 07/03/2018 |  | 08/10/2018
USAI Lighting | USAI Lighting | B3RDF-14X1-40KH-25-S-BZ-NCIC-UNV-D6B | Light Emitting Diode | Inseparable Luminaire | Direct Wired | 0-10 VDC Controls | 76 | 4000 | 0.001 | 91 | 52 | 433 | 0.96 | Ambient | 50000 |  |  | 99999 | 0.01 | 13 | 4 | 0.01 | 0.01 | 0 | 0 | 0 | 0 | 0.09 | 0.02 | 0 | 0 | 0 | 0 | 0.85 | 0 | 0 | 0 | 0 | 0 | True |  | Non Federally-Regulated | 07/03/2018 |  | 08/10/2018
USAI Lighting | USAI Lighting | B3RDF-14X1-40KH-45-S-BZ-NCIC-UNV-D6B | Light Emitting Diode | Inseparable Luminaire | Direct Wired | 0-10 VDC Controls | 80 | 4000 | 0.001 | 91 | 52 | 433 | 0.96 | Ambient | 50000 |  |  | 99999 | 0.01 | 13 | 4 | 0.01 | 0.01 | 0 | 0 | 0 | 0 | 0.09 | 0.02 | 0 | 0 | 0 | 0 | 0.85 | 0 | 0 | 0 | 0 | 0 | True |  | Non Federally-Regulated | 07/03/2018 |  | 08/10/2018
USAI Lighting | USAI Lighting | B3RDF-14X1-40KH-65-S-BZ-NCIC-UNV-D6B | Light Emitting Diode | Inseparable Luminaire | Direct Wired | 0-10 VDC Controls | 66 | 4000 | 0.001 | 91 | 52 | 433 | 0.96 | Ambient | 50000 |  |  | 99999 | 0.01 | 13 | 4 | 0.01 | 0.01 | 0 | 0 | 0 | 0 | 0.09 | 0.02 | 0 | 0 | 0 | 0 | 0.85 | 0 | 0 | 0 | 0 | 0 | True |  | Non Federally-Regulated | 07/03/2018 |  | 08/10/2018
USAI Lighting | USAI Lighting | B3RDL-14X1-27KH-25-S-WH-NCIC-UNV-D6E | Light Emitting Diode | Inseparable Luminaire | Direct Wired | 0-10 VDC Controls | 66 | 2700 | 0.001 | 91 | 52 | 433 | 0.96 | Ambient | 50000 |  |  | 99999 | 0.01 | 13 | 4 | 0.01 | 0.01 | 0 | 0 | 0 | 0 | 0.09 | 0.02 | 0 | 0 | 0 | 0 | 0.85 | 0 | 0 | 0 | 0 | 0 | True |  | Non Federally-Regulated | 07/03/2018 |  | 08/10/2018
USAI Lighting | USAI Lighting | B3RDL-14X1-27KH-45-S-WH-NCIC-UNV-D6E | Light Emitting Diode | Inseparable Luminaire | Direct Wired | 0-10 VDC Controls | 69 | 2700 | 0.001 | 91 | 52 | 433 | 0.96 | Ambient | 50000 |  |  | 99999 | 0.01 | 13 | 4 | 0.01 | 0.01 | 0 | 0 | 0 | 0 | 0.09 | 0.02 | 0 | 0 | 0 | 0 | 0.85 | 0 | 0 | 0 | 0 | 0 | True |  | Non Federally-Regulated | 07/03/2018 |  | 08/10/2018
USAI Lighting | USAI Lighting | B3RDL-14X1-27KH-65-S-WH-NCIC-UNV-D6E | Light Emitting Diode | Inseparable Luminaire | Direct Wired | 0-10 VDC Controls | 56 | 2700 | 0.001 | 91 | 52 | 433 | 0.96 | Ambient | 50000 |  |  | 99999 | 0.01 | 13 | 4 | 0.01 | 0.01 | 0 | 0 | 0 | 0 | 0.09 | 0.02 | 0 | 0 | 0 | 0 | 0.85 | 0 | 0 | 0 | 0 | 0 | True |  | Non Federally-Regulated | 07/03/2018 |  | 08/10/2018
USAI Lighting | USAI Lighting | B3RDL-14X1-30KH-25-S-WH-NCIC-UNV-D6E | Light Emitting Diode | Inseparable Luminaire | Direct Wired | 0-10 VDC Controls | 66 | 3000 | 0.001 | 91 | 52 | 433 | 0.96 | Ambient | 50000 |  |  | 99999 | 0.01 | 13 | 4 | 0.01 | 0.01 | 0 | 0 | 0 | 0 | 0.09 | 0.02 | 0 | 0 | 0 | 0 | 0.85 | 0 | 0 | 0 | 0 | 0 | True |  | Non Federally-Regulated | 07/03/2018 |  | 08/10/2018
USAI Lighting | USAI Lighting | B3RDL-14X1-30KH-45-S-WH-NCIC-UNV-D6E | Light Emitting Diode | Inseparable Luminaire | Direct Wired | 0-10 VDC Controls | 69 | 3000 | 0.001 | 91 | 52 | 433 | 0.96 | Ambient | 50000 |  |  | 99999 | 0.01 | 13 | 4 | 0.01 | 0.01 | 0 | 0 | 0 | 0 | 0.09 | 0.02 | 0 | 0 | 0 | 0 | 0.85 | 0 | 0 | 0 | 0 | 0 | True |  | Non Federally-Regulated | 07/03/2018 |  | 08/10/2018
USAI Lighting | USAI Lighting | B3RDL-14X1-30KH-65-S-WH-NCIC-UNV-D6E | Light Emitting Diode | Inseparable Luminaire | Direct Wired | 0-10 VDC Controls | 56 | 3000 | 0.001 | 91 | 52 | 433 | 0.96 | Ambient | 50000 |  |  | 99999 | 0.01 | 13 | 4 | 0.01 | 0.01 | 0 | 0 | 0 | 0 | 0.09 | 0.02 | 0 | 0 | 0 | 0 | 0.85 | 0 | 0 | 0 | 0 | 0 | True |  | Non Federally-Regulated | 07/03/2018 |  | 08/10/2018
USAI Lighting | USAI Lighting | B3RDL-14X1-35KH-25-S-WH-NCIC-UNV-D6E | Light Emitting Diode | Inseparable Luminaire | Direct Wired | 0-10 VDC Controls | 71 | 3500 | 0.001 | 91 | 52 | 433 | 0.96 | Ambient | 50000 |  |  | 99999 | 0.01 | 13 | 4 | 0.01 | 0.01 | 0 | 0 | 0 | 0 | 0.09 | 0.02 | 0 | 0 | 0 | 0 | 0.85 | 0 | 0 | 0 | 0 | 0 | True |  | Non Federally-Regulated | 07/03/2018 |  | 08/10/2018
USAI Lighting | USAI Lighting | B3RDL-14X1-35KH-45-S-WH-NCIC-UNV-D6E | Light Emitting Diode | Inseparable Luminaire | Direct Wired | 0-10 VDC Controls | 75 | 3500 | 0.001 | 91 | 52 | 433 | 0.96 | Ambient | 50000 |  |  | 99999 | 0.01 | 13 | 4 | 0.01 | 0.01 | 0 | 0 | 0 | 0 | 0.09 | 0.02 | 0 | 0 | 0 | 0 | 0.85 | 0 | 0 | 0 | 0 | 0 | True |  | Non Federally-Regulated | 07/03/2018 |  | 08/10/2018
USAI Lighting | USAI Lighting | B3RDL-14X1-35KH-65-S-WH-NCIC-UNV-D6E | Light Emitting Diode | Inseparable Luminaire | Direct Wired | 0-10 VDC Controls | 61 | 3500 | 0.001 | 91 | 52 | 433 | 0.96 | Ambient | 50000 |  |  | 99999 | 0.01 | 13 | 4 | 0.01 | 0.01 | 0 | 0 | 0 | 0 | 0.09 | 0.02 | 0 | 0 | 0 | 0 | 0.85 | 0 | 0 | 0 | 0 | 0 | True |  | Non Federally-Regulated | 07/03/2018 |  | 08/10/2018
USAI Lighting | USAI Lighting | B3RDL-14X1-40KH-25-S-WH-NCIC-UNV-D6E | Light Emitting Diode | Inseparable Luminaire | Direct Wired | 0-10 VDC Controls | 76 | 4000 | 0.001 | 91 | 52 | 433 | 0.96 | Ambient | 50000 |  |  | 99999 | 0.01 | 13 | 4 | 0.01 | 0.01 | 0 | 0 | 0 | 0 | 0.09 | 0.02 | 0 | 0 | 0 | 0 | 0.85 | 0 | 0 | 0 | 0 | 0 | True |  | Non Federally-Regulated | 07/03/2018 |  | 08/10/2018
USAI Lighting | USAI Lighting | B3RDL-14X1-40KH-45-S-WH-NCIC-UNV-D6E | Light Emitting Diode | Inseparable Luminaire | Direct Wired | 0-10 VDC Controls | 80 | 4000 | 0.001 | 91 | 52 | 433 | 0.96 | Ambient | 50000 |  |  | 99999 | 0.01 | 13 | 4 | 0.01 | 0.01 | 0 | 0 | 0 | 0 | 0.09 | 0.02 | 0 | 0 | 0 | 0 | 0.85 | 0 | 0 | 0 | 0 | 0 | True |  | Non Federally-Regulated | 07/03/2018 |  | 08/10/2018
USAI Lighting | USAI Lighting | B3RDL-14X1-40KH-65-S-WH-NCIC-UNV-D6E | Light Emitting Diode | Inseparable Luminaire | Direct Wired | 0-10 VDC Controls | 66 | 4000 | 0.001 | 91 | 52 | 433 | 0.96 | Ambient | 50000 |  |  | 99999 | 0.01 | 13 | 4 | 0.01 | 0.01 | 0 | 0 | 0 | 0 | 0.09 | 0.02 | 0 | 0 | 0 | 0 | 0.85 | 0 | 0 | 0 | 0 | 0 | True |  | Non Federally-Regulated | 07/03/2018 |  | 08/10/2018
USAI Lighting | USAI Lighting | B3RDL-14X1-27KH-25-S-GR-NCIC-UNV-D6E | Light Emitting Diode | Inseparable Luminaire | Direct Wired | 0-10 VDC Controls | 66 | 2700 | 0.001 | 91 | 52 | 433 | 0.96 | Ambient | 50000 |  |  | 99999 | 0.01 | 13 | 4 | 0.01 | 0.01 | 0 | 0 | 0 | 0 | 0.09 | 0.02 | 0 | 0 | 0 | 0 | 0.85 | 0 | 0 | 0 | 0 | 0 | True |  | Non Federally-Regulated | 07/03/2018 |  | 08/10/2018
USAI Lighting | USAI Lighting | B3RDL-14X1-27KH-45-S-GR-NCIC-UNV-D6E | Light Emitting Diode | Inseparable Luminaire | Direct Wired | 0-10 VDC Controls | 69 | 2700 | 0.001 | 91 | 52 | 433 | 0.96 | Ambient | 50000 |  |  | 99999 | 0.01 | 13 | 4 | 0.01 | 0.01 | 0 | 0 | 0 | 0 | 0.09 | 0.02 | 0 | 0 | 0 | 0 | 0.85 | 0 | 0 | 0 | 0 | 0 | True |  | Non Federally-Regulated | 07/03/2018 |  | 08/10/2018
USAI Lighting | USAI Lighting | B3RDL-14X1-27KH-65-S-GR-NCIC-UNV-D6E | Light Emitting Diode | Inseparable Luminaire | Direct Wired | 0-10 VDC Controls | 56 | 2700 | 0.001 | 91 | 52 | 433 | 0.96 | Ambient | 50000 |  |  | 99999 | 0.01 | 13 | 4 | 0.01 | 0.01 | 0 | 0 | 0 | 0 | 0.09 | 0.02 | 0 | 0 | 0 | 0 | 0.85 | 0 | 0 | 0 | 0 | 0 | True |  | Non Federally-Regulated | 07/03/2018 |  | 08/10/2018
USAI Lighting | USAI Lighting | B3RDL-14X1-30KH-25-S-GR-NCIC-UNV-D6E | Light Emitting Diode | Inseparable Luminaire | Direct Wired | 0-10 VDC Controls | 66 | 3000 | 0.001 | 91 | 52 | 433 | 0.96 | Ambient | 50000 |  |  | 99999 | 0.01 | 13 | 4 | 0.01 | 0.01 | 0 | 0 | 0 | 0 | 0.09 | 0.02 | 0 | 0 | 0 | 0 | 0.85 | 0 | 0 | 0 | 0 | 0 | True |  | Non Federally-Regulated | 07/03/2018 |  | 08/10/2018
USAI Lighting | USAI Lighting | B3RDL-14X1-30KH-45-S-GR-NCIC-UNV-D6E | Light Emitting Diode | Inseparable Luminaire | Direct Wired | 0-10 VDC Controls | 69 | 3000 | 0.001 | 91 | 52 | 433 | 0.96 | Ambient | 50000 |  |  | 99999 | 0.01 | 13 | 4 | 0.01 | 0.01 | 0 | 0 | 0 | 0 | 0.09 | 0.02 | 0 | 0 | 0 | 0 | 0.85 | 0 | 0 | 0 | 0 | 0 | True |  | Non Federally-Regulated | 07/03/2018 |  | 08/10/2018
USAI Lighting | USAI Lighting | B3RDL-14X1-30KH-65-S-GR-NCIC-UNV-D6E | Light Emitting Diode | Inseparable Luminaire | Direct Wired | 0-10 VDC Controls | 56 | 3000 | 0.001 | 91 | 52 | 433 | 0.96 | Ambient | 50000 |  |  | 99999 | 0.01 | 13 | 4 | 0.01 | 0.01 | 0 | 0 | 0 | 0 | 0.09 | 0.02 | 0 | 0 | 0 | 0 | 0.85 | 0 | 0 | 0 | 0 | 0 | True |  | Non Federally-Regulated | 07/03/2018 |  | 08/10/2018
USAI Lighting | USAI Lighting | B3RDL-14X1-35KH-25-S-GR-NCIC-UNV-D6E | Light Emitting Diode | Inseparable Luminaire | Direct Wired | 0-10 VDC Controls | 71 | 3500 | 0.001 | 91 | 52 | 433 | 0.96 | Ambient | 50000 |  |  | 99999 | 0.01 | 13 | 4 | 0.01 | 0.01 | 0 | 0 | 0 | 0 | 0.09 | 0.02 | 0 | 0 | 0 | 0 | 0.85 | 0 | 0 | 0 | 0 | 0 | True |  | Non Federally-Regulated | 07/03/2018 |  | 08/10/2018
USAI Lighting | USAI Lighting | B3RDL-14X1-35KH-45-S-GR-NCIC-UNV-D6E | Light Emitting Diode | Inseparable Luminaire | Direct Wired | 0-10 VDC Controls | 75 | 3500 | 0.001 | 91 | 52 | 433 | 0.96 | Ambient | 50000 |  |  | 99999 | 0.01 | 13 | 4 | 0.01 | 0.01 | 0 | 0 | 0 | 0 | 0.09 | 0.02 | 0 | 0 | 0 | 0 | 0.85 | 0 | 0 | 0 | 0 | 0 | True |  | Non Federally-Regulated | 07/03/2018 |  | 08/10/2018
USAI Lighting | USAI Lighting | B3RDL-14X1-35KH-65-S-GR-NCIC-UNV-D6E | Light Emitting Diode | Inseparable Luminaire | Direct Wired | 0-10 VDC Controls | 61 | 3500 | 0.001 | 91 | 52 | 433 | 0.96 | Ambient | 50000 |  |  | 99999 | 0.01 | 13 | 4 | 0.01 | 0.01 | 0 | 0 | 0 | 0 | 0.09 | 0.02 | 0 | 0 | 0 | 0 | 0.85 | 0 | 0 | 0 | 0 | 0 | True |  | Non Federally-Regulated | 07/03/2018 |  | 08/10/2018
USAI Lighting | USAI Lighting | B3RDL-14X1-40KH-25-S-GR-NCIC-UNV-D6E | Light Emitting Diode | Inseparable Luminaire | Direct Wired | 0-10 VDC Controls | 76 | 4000 | 0.001 | 91 | 52 | 433 | 0.96 | Ambient | 50000 |  |  | 99999 | 0.01 | 13 | 4 | 0.01 | 0.01 | 0 | 0 | 0 | 0 | 0.09 | 0.02 | 0 | 0 | 0 | 0 | 0.85 | 0 | 0 | 0 | 0 | 0 | True |  | Non Federally-Regulated | 07/03/2018 |  | 08/10/2018
USAI Lighting | USAI Lighting | B3RDL-14X1-40KH-45-S-GR-NCIC-UNV-D6E | Light Emitting Diode | Inseparable Luminaire | Direct Wired | 0-10 VDC Controls | 80 | 4000 | 0.001 | 91 | 52 | 433 | 0.96 | Ambient | 50000 |  |  | 99999 | 0.01 | 13 | 4 | 0.01 | 0.01 | 0 | 0 | 0 | 0 | 0.09 | 0.02 | 0 | 0 | 0 | 0 | 0.85 | 0 | 0 | 0 | 0 | 0 | True |  | Non Federally-Regulated | 07/03/2018 |  | 08/10/2018
USAI Lighting | USAI Lighting | B3RDL-14X1-40KH-65-S-GR-NCIC-UNV-D6E | Light Emitting Diode | Inseparable Luminaire | Direct Wired | 0-10 VDC Controls | 66 | 4000 | 0.001 | 91 | 52 | 433 | 0.96 | Ambient | 50000 |  |  | 99999 | 0.01 | 13 | 4 | 0.01 | 0.01 | 0 | 0 | 0 | 0 | 0.09 | 0.02 | 0 | 0 | 0 | 0 | 0.85 | 0 | 0 | 0 | 0 | 0 | True |  | Non Federally-Regulated | 07/03/2018 |  | 08/10/2018
USAI Lighting | USAI Lighting | B3RDL-14X1-27KH-25-S-BL-NCIC-UNV-D6E | Light Emitting Diode | Inseparable Luminaire | Direct Wired | 0-10 VDC Controls | 66 | 2700 | 0.001 | 91 | 52 | 433 | 0.96 | Ambient | 50000 |  |  | 99999 | 0.01 | 13 | 4 | 0.01 | 0.01 | 0 | 0 | 0 | 0 | 0.09 | 0.02 | 0 | 0 | 0 | 0 | 0.85 | 0 | 0 | 0 | 0 | 0 | True |  | Non Federally-Regulated | 07/03/2018 |  | 08/10/2018
USAI Lighting | USAI Lighting | B3RDL-14X1-27KH-45-S-BL-NCIC-UNV-D6E | Light Emitting Diode | Inseparable Luminaire | Direct Wired | 0-10 VDC Controls | 69 | 2700 | 0.001 | 91 | 52 | 433 | 0.96 | Ambient | 50000 |  |  | 99999 | 0.01 | 13 | 4 | 0.01 | 0.01 | 0 | 0 | 0 | 0 | 0.09 | 0.02 | 0 | 0 | 0 | 0 | 0.85 | 0 | 0 | 0 | 0 | 0 | True |  | Non Federally-Regulated | 07/03/2018 |  | 08/10/2018
USAI Lighting | USAI Lighting | B3RDL-14X1-27KH-65-S-BL-NCIC-UNV-D6E | Light Emitting Diode | Inseparable Luminaire | Direct Wired | 0-10 VDC Controls | 56 | 2700 | 0.001 | 91 | 52 | 433 | 0.96 | Ambient | 50000 |  |  | 99999 | 0.01 | 13 | 4 | 0.01 | 0.01 | 0 | 0 | 0 | 0 | 0.09 | 0.02 | 0 | 0 | 0 | 0 | 0.85 | 0 | 0 | 0 | 0 | 0 | True |  | Non Federally-Regulated | 07/03/2018 |  | 08/10/2018
USAI Lighting | USAI Lighting | B3RDL-14X1-30KH-25-S-BL-NCIC-UNV-D6E | Light Emitting Diode | Inseparable Luminaire | Direct Wired | 0-10 VDC Controls | 66 | 3000 | 0.001 | 91 | 52 | 433 | 0.96 | Ambient | 50000 |  |  | 99999 | 0.01 | 13 | 4 | 0.01 | 0.01 | 0 | 0 | 0 | 0 | 0.09 | 0.02 | 0 | 0 | 0 | 0 | 0.85 | 0 | 0 | 0 | 0 | 0 | True |  | Non Federally-Regulated | 07/03/2018 |  | 08/10/2018
USAI Lighting | USAI Lighting | B3RDL-14X1-30KH-45-S-BL-NCIC-UNV-D6E | Light Emitting Diode | Inseparable Luminaire | Direct Wired | 0-10 VDC Controls | 69 | 3000 | 0.001 | 91 | 52 | 433 | 0.96 | Ambient | 50000 |  |  | 99999 | 0.01 | 13 | 4 | 0.01 | 0.01 | 0 | 0 | 0 | 0 | 0.09 | 0.02 | 0 | 0 | 0 | 0 | 0.85 | 0 | 0 | 0 | 0 | 0 | True |  | Non Federally-Regulated | 07/03/2018 |  | 08/10/2018
USAI Lighting | USAI Lighting | B3RDL-14X1-30KH-65-S-BL-NCIC-UNV-D6E | Light Emitting Diode | Inseparable Luminaire | Direct Wired | 0-10 VDC Controls | 56 | 3000 | 0.001 | 91 | 52 | 433 | 0.96 | Ambient | 50000 |  |  | 99999 | 0.01 | 13 | 4 | 0.01 | 0.01 | 0 | 0 | 0 | 0 | 0.09 | 0.02 | 0 | 0 | 0 | 0 | 0.85 | 0 | 0 | 0 | 0 | 0 | True |  | Non Federally-Regulated | 07/03/2018 |  | 08/10/2018
USAI Lighting | USAI Lighting | B3RDL-14X1-35KH-25-S-BL-NCIC-UNV-D6E | Light Emitting Diode | Inseparable Luminaire | Direct Wired | 0-10 VDC Controls | 71 | 3500 | 0.001 | 91 | 52 | 433 | 0.96 | Ambient | 50000 |  |  | 99999 | 0.01 | 13 | 4 | 0.01 | 0.01 | 0 | 0 | 0 | 0 | 0.09 | 0.02 | 0 | 0 | 0 | 0 | 0.85 | 0 | 0 | 0 | 0 | 0 | True |  | Non Federally-Regulated | 07/03/2018 |  | 08/10/2018
USAI Lighting | USAI Lighting | B3RDL-14X1-35KH-45-S-BL-NCIC-UNV-D6E | Light Emitting Diode | Inseparable Luminaire | Direct Wired | 0-10 VDC Controls | 75 | 3500 | 0.001 | 91 | 52 | 433 | 0.96 | Ambient | 50000 |  |  | 99999 | 0.01 | 13 | 4 | 0.01 | 0.01 | 0 | 0 | 0 | 0 | 0.09 | 0.02 | 0 | 0 | 0 | 0 | 0.85 | 0 | 0 | 0 | 0 | 0 | True |  | Non Federally-Regulated | 07/03/2018 |  | 08/10/2018
USAI Lighting | USAI Lighting | B3RDL-14X1-35KH-65-S-BL-NCIC-UNV-D6E | Light Emitting Diode | Inseparable Luminaire | Direct Wired | 0-10 VDC Controls | 61 | 3500 | 0.001 | 91 | 52 | 433 | 0.96 | Ambient | 50000 |  |  | 99999 | 0.01 | 13 | 4 | 0.01 | 0.01 | 0 | 0 | 0 | 0 | 0.09 | 0.02 | 0 | 0 | 0 | 0 | 0.85 | 0 | 0 | 0 | 0 | 0 | True |  | Non Federally-Regulated | 07/03/2018 |  | 08/10/2018
USAI Lighting | USAI Lighting | B3RDL-14X1-40KH-25-S-BL-NCIC-UNV-D6E | Light Emitting Diode | Inseparable Luminaire | Direct Wired | 0-10 VDC Controls | 76 | 4000 | 0.001 | 91 | 52 | 433 | 0.96 | Ambient | 50000 |  |  | 99999 | 0.01 | 13 | 4 | 0.01 | 0.01 | 0 | 0 | 0 | 0 | 0.09 | 0.02 | 0 | 0 | 0 | 0 | 0.85 | 0 | 0 | 0 | 0 | 0 | True |  | Non Federally-Regulated | 07/03/2018 |  | 08/10/2018
USAI Lighting | USAI Lighting | B3RDL-14X1-40KH-45-S-BL-NCIC-UNV-D6E | Light Emitting Diode | Inseparable Luminaire | Direct Wired | 0-10 VDC Controls | 80 | 4000 | 0.001 | 91 | 52 | 433 | 0.96 | Ambient | 50000 |  |  | 99999 | 0.01 | 13 | 4 | 0.01 | 0.01 | 0 | 0 | 0 | 0 | 0.09 | 0.02 | 0 | 0 | 0 | 0 | 0.85 | 0 | 0 | 0 | 0 | 0 | True |  | Non Federally-Regulated | 07/03/2018 |  | 08/10/2018
USAI Lighting | USAI Lighting | B3RDL-14X1-40KH-65-S-BL-NCIC-UNV-D6E | Light Emitting Diode | Inseparable Luminaire | Direct Wired | 0-10 VDC Controls | 66 | 4000 | 0.001 | 91 | 52 | 433 | 0.96 | Ambient | 50000 |  |  | 99999 | 0.01 | 13 | 4 | 0.01 | 0.01 | 0 | 0 | 0 | 0 | 0.09 | 0.02 | 0 | 0 | 0 | 0 | 0.85 | 0 | 0 | 0 | 0 | 0 | True |  | Non Federally-Regulated | 07/03/2018 |  | 08/10/2018
USAI Lighting | USAI Lighting | B3RDL-14X1-27KH-25-S-BZ-NCIC-UNV-D6E | Light Emitting Diode | Inseparable Luminaire | Direct Wired | 0-10 VDC Controls | 66 | 2700 | 0.001 | 91 | 52 | 433 | 0.96 | Ambient | 50000 |  |  | 99999 | 0.01 | 13 | 4 | 0.01 | 0.01 | 0 | 0 | 0 | 0 | 0.09 | 0.02 | 0 | 0 | 0 | 0 | 0.85 | 0 | 0 | 0 | 0 | 0 | True |  | Non Federally-Regulated | 07/03/2018 |  | 08/10/2018
USAI Lighting | USAI Lighting | B3RDL-14X1-27KH-45-S-BZ-NCIC-UNV-D6E | Light Emitting Diode | Inseparable Luminaire | Direct Wired | 0-10 VDC Controls | 69 | 2700 | 0.001 | 91 | 52 | 433 | 0.96 | Ambient | 50000 |  |  | 99999 | 0.01 | 13 | 4 | 0.01 | 0.01 | 0 | 0 | 0 | 0 | 0.09 | 0.02 | 0 | 0 | 0 | 0 | 0.85 | 0 | 0 | 0 | 0 | 0 | True |  | Non Federally-Regulated | 07/03/2018 |  | 08/10/2018
USAI Lighting | USAI Lighting | B3RDL-14X1-27KH-65-S-BZ-NCIC-UNV-D6E | Light Emitting Diode | Inseparable Luminaire | Direct Wired | 0-10 VDC Controls | 56 | 2700 | 0.001 | 91 | 52 | 433 | 0.96 | Ambient | 50000 |  |  | 99999 | 0.01 | 13 | 4 | 0.01 | 0.01 | 0 | 0 | 0 | 0 | 0.09 | 0.02 | 0 | 0 | 0 | 0 | 0.85 | 0 | 0 | 0 | 0 | 0 | True |  | Non Federally-Regulated | 07/03/2018 |  | 08/10/2018
USAI Lighting | USAI Lighting | B3RDL-14X1-30KH-25-S-BZ-NCIC-UNV-D6E | Light Emitting Diode | Inseparable Luminaire | Direct Wired | 0-10 VDC Controls | 66 | 3000 | 0.001 | 91 | 52 | 433 | 0.96 | Ambient | 50000 |  |  | 99999 | 0.01 | 13 | 4 | 0.01 | 0.01 | 0 | 0 | 0 | 0 | 0.09 | 0.02 | 0 | 0 | 0 | 0 | 0.85 | 0 | 0 | 0 | 0 | 0 | True |  | Non Federally-Regulated | 07/03/2018 |  | 08/10/2018
USAI Lighting | USAI Lighting | B3RDL-14X1-30KH-45-S-BZ-NCIC-UNV-D6E | Light Emitting Diode | Inseparable Luminaire | Direct Wired | 0-10 VDC Controls | 69 | 3000 | 0.001 | 91 | 52 | 433 | 0.96 | Ambient | 50000 |  |  | 99999 | 0.01 | 13 | 4 | 0.01 | 0.01 | 0 | 0 | 0 | 0 | 0.09 | 0.02 | 0 | 0 | 0 | 0 | 0.85 | 0 | 0 | 0 | 0 | 0 | True |  | Non Federally-Regulated | 07/03/2018 |  | 08/10/2018
USAI Lighting | USAI Lighting | B3RDL-14X1-30KH-65-S-BZ-NCIC-UNV-D6E | Light Emitting Diode | Inseparable Luminaire | Direct Wired | 0-10 VDC Controls | 56 | 3000 | 0.001 | 91 | 52 | 433 | 0.96 | Ambient | 50000 |  |  | 99999 | 0.01 | 13 | 4 | 0.01 | 0.01 | 0 | 0 | 0 | 0 | 0.09 | 0.02 | 0 | 0 | 0 | 0 | 0.85 | 0 | 0 | 0 | 0 | 0 | True |  | Non Federally-Regulated | 07/03/2018 |  | 08/10/2018
USAI Lighting | USAI Lighting | B3RDL-14X1-35KH-25-S-BZ-NCIC-UNV-D6E | Light Emitting Diode | Inseparable Luminaire | Direct Wired | 0-10 VDC Controls | 71 | 3500 | 0.001 | 91 | 52 | 433 | 0.96 | Ambient | 50000 |  |  | 99999 | 0.01 | 13 | 4 | 0.01 | 0.01 | 0 | 0 | 0 | 0 | 0.09 | 0.02 | 0 | 0 | 0 | 0 | 0.85 | 0 | 0 | 0 | 0 | 0 | True |  | Non Federally-Regulated | 07/03/2018 |  | 08/10/2018
USAI Lighting | USAI Lighting | B3RDL-14X1-35KH-45-S-BZ-NCIC-UNV-D6E | Light Emitting Diode | Inseparable Luminaire | Direct Wired | 0-10 VDC Controls | 75 | 3500 | 0.001 | 91 | 52 | 433 | 0.96 | Ambient | 50000 |  |  | 99999 | 0.01 | 13 | 4 | 0.01 | 0.01 | 0 | 0 | 0 | 0 | 0.09 | 0.02 | 0 | 0 | 0 | 0 | 0.85 | 0 | 0 | 0 | 0 | 0 | True |  | Non Federally-Regulated | 07/03/2018 |  | 08/10/2018
USAI Lighting | USAI Lighting | B3RDL-14X1-35KH-65-S-BZ-NCIC-UNV-D6E | Light Emitting Diode | Inseparable Luminaire | Direct Wired | 0-10 VDC Controls | 61 | 3500 | 0.001 | 91 | 52 | 433 | 0.96 | Ambient | 50000 |  |  | 99999 | 0.01 | 13 | 4 | 0.01 | 0.01 | 0 | 0 | 0 | 0 | 0.09 | 0.02 | 0 | 0 | 0 | 0 | 0.85 | 0 | 0 | 0 | 0 | 0 | True |  | Non Federally-Regulated | 07/03/2018 |  | 08/10/2018
USAI Lighting | USAI Lighting | B3RDL-14X1-40KH-25-S-BZ-NCIC-UNV-D6E | Light Emitting Diode | Inseparable Luminaire | Direct Wired | 0-10 VDC Controls | 76 | 4000 | 0.001 | 91 | 52 | 433 | 0.96 | Ambient | 50000 |  |  | 99999 | 0.01 | 13 | 4 | 0.01 | 0.01 | 0 | 0 | 0 | 0 | 0.09 | 0.02 | 0 | 0 | 0 | 0 | 0.85 | 0 | 0 | 0 | 0 | 0 | True |  | Non Federally-Regulated | 07/03/2018 |  | 08/10/2018
USAI Lighting | USAI Lighting | B3RDL-14X1-40KH-45-S-BZ-NCIC-UNV-D6E | Light Emitting Diode | Inseparable Luminaire | Direct Wired | 0-10 VDC Controls | 80 | 4000 | 0.001 | 91 | 52 | 433 | 0.96 | Ambient | 50000 |  |  | 99999 | 0.01 | 13 | 4 | 0.01 | 0.01 | 0 | 0 | 0 | 0 | 0.09 | 0.02 | 0 | 0 | 0 | 0 | 0.85 | 0 | 0 | 0 | 0 | 0 | True |  | Non Federally-Regulated | 07/03/2018 |  | 08/10/2018
USAI Lighting | USAI Lighting | B3RDL-14X1-40KH-65-S-BZ-NCIC-UNV-D6E | Light Emitting Diode | Inseparable Luminaire | Direct Wired | 0-10 VDC Controls | 66 | 4000 | 0.001 | 91 | 52 | 433 | 0.96 | Ambient | 50000 |  |  | 99999 | 0.01 | 13 | 4 | 0.01 | 0.01 | 0 | 0 | 0 | 0 | 0.09 | 0.02 | 0 | 0 | 0 | 0 | 0.85 | 0 | 0 | 0 | 0 | 0 | True |  | Non Federally-Regulated | 07/03/2018 |  | 08/10/2018
USAI Lighting | USAI Lighting | B3RDL-14X1-27KH-25-S-WH-NCIC-UNV-D6F | Light Emitting Diode | Inseparable Luminaire | Direct Wired | 0-10 VDC Controls | 66 | 2700 | 0.001 | 91 | 52 | 433 | 0.96 | Ambient | 50000 |  |  | 99999 | 0.01 | 13 | 4 | 0.01 | 0.01 | 0 | 0 | 0 | 0 | 0.09 | 0.02 | 0 | 0 | 0 | 0 | 0.85 | 0 | 0 | 0 | 0 | 0 | True |  | Non Federally-Regulated | 07/03/2018 |  | 08/10/2018
USAI Lighting | USAI Lighting | B3RDL-14X1-27KH-45-S-WH-NCIC-UNV-D6F | Light Emitting Diode | Inseparable Luminaire | Direct Wired | 0-10 VDC Controls | 69 | 2700 | 0.001 | 91 | 52 | 433 | 0.96 | Ambient | 50000 |  |  | 99999 | 0.01 | 13 | 4 | 0.01 | 0.01 | 0 | 0 | 0 | 0 | 0.09 | 0.02 | 0 | 0 | 0 | 0 | 0.85 | 0 | 0 | 0 | 0 | 0 | True |  | Non Federally-Regulated | 07/03/2018 |  | 08/10/2018
USAI Lighting | USAI Lighting | B3RDL-14X1-27KH-65-S-WH-NCIC-UNV-D6F | Light Emitting Diode | Inseparable Luminaire | Direct Wired | 0-10 VDC Controls | 56 | 2700 | 0.001 | 91 | 52 | 433 | 0.96 | Ambient | 50000 |  |  | 99999 | 0.01 | 13 | 4 | 0.01 | 0.01 | 0 | 0 | 0 | 0 | 0.09 | 0.02 | 0 | 0 | 0 | 0 | 0.85 | 0 | 0 | 0 | 0 | 0 | True |  | Non Federally-Regulated | 07/03/2018 |  | 08/10/2018
USAI Lighting | USAI Lighting | B3RDL-14X1-30KH-25-S-WH-NCIC-UNV-D6F | Light Emitting Diode | Inseparable Luminaire | Direct Wired | 0-10 VDC Controls | 66 | 3000 | 0.001 | 91 | 52 | 433 | 0.96 | Ambient | 50000 |  |  | 99999 | 0.01 | 13 | 4 | 0.01 | 0.01 | 0 | 0 | 0 | 0 | 0.09 | 0.02 | 0 | 0 | 0 | 0 | 0.85 | 0 | 0 | 0 | 0 | 0 | True |  | Non Federally-Regulated | 07/03/2018 |  | 08/10/2018
USAI Lighting | USAI Lighting | B3RDL-14X1-30KH-45-S-WH-NCIC-UNV-D6F | Light Emitting Diode | Inseparable Luminaire | Direct Wired | 0-10 VDC Controls | 69 | 3000 | 0.001 | 91 | 52 | 433 | 0.96 | Ambient | 50000 |  |  | 99999 | 0.01 | 13 | 4 | 0.01 | 0.01 | 0 | 0 | 0 | 0 | 0.09 | 0.02 | 0 | 0 | 0 | 0 | 0.85 | 0 | 0 | 0 | 0 | 0 | True |  | Non Federally-Regulated | 07/03/2018 |  | 08/10/2018
USAI Lighting | USAI Lighting | B3RDL-14X1-30KH-65-S-WH-NCIC-UNV-D6F | Light Emitting Diode | Inseparable Luminaire | Direct Wired | 0-10 VDC Controls | 56 | 3000 | 0.001 | 91 | 52 | 433 | 0.96 | Ambient | 50000 |  |  | 99999 | 0.01 | 13 | 4 | 0.01 | 0.01 | 0 | 0 | 0 | 0 | 0.09 | 0.02 | 0 | 0 | 0 | 0 | 0.85 | 0 | 0 | 0 | 0 | 0 | True |  | Non Federally-Regulated | 07/03/2018 |  | 08/10/2018
USAI Lighting | USAI Lighting | B3RDL-14X1-35KH-25-S-WH-NCIC-UNV-D6F | Light Emitting Diode | Inseparable Luminaire | Direct Wired | 0-10 VDC Controls | 71 | 3500 | 0.001 | 91 | 52 | 433 | 0.96 | Ambient | 50000 |  |  | 99999 | 0.01 | 13 | 4 | 0.01 | 0.01 | 0 | 0 | 0 | 0 | 0.09 | 0.02 | 0 | 0 | 0 | 0 | 0.85 | 0 | 0 | 0 | 0 | 0 | True |  | Non Federally-Regulated | 07/03/2018 |  | 08/10/2018
USAI Lighting | USAI Lighting | B3RDL-14X1-35KH-45-S-WH-NCIC-UNV-D6F | Light Emitting Diode | Inseparable Luminaire | Direct Wired | 0-10 VDC Controls | 75 | 3500 | 0.001 | 91 | 52 | 433 | 0.96 | Ambient | 50000 |  |  | 99999 | 0.01 | 13 | 4 | 0.01 | 0.01 | 0 | 0 | 0 | 0 | 0.09 | 0.02 | 0 | 0 | 0 | 0 | 0.85 | 0 | 0 | 0 | 0 | 0 | True |  | Non Federally-Regulated | 07/03/2018 |  | 08/10/2018
USAI Lighting | USAI Lighting | B3RDL-14X1-35KH-65-S-WH-NCIC-UNV-D6F | Light Emitting Diode | Inseparable Luminaire | Direct Wired | 0-10 VDC Controls | 61 | 3500 | 0.001 | 91 | 52 | 433 | 0.96 | Ambient | 50000 |  |  | 99999 | 0.01 | 13 | 4 | 0.01 | 0.01 | 0 | 0 | 0 | 0 | 0.09 | 0.02 | 0 | 0 | 0 | 0 | 0.85 | 0 | 0 | 0 | 0 | 0 | True |  | Non Federally-Regulated | 07/03/2018 |  | 08/10/2018
USAI Lighting | USAI Lighting | B3RDL-14X1-40KH-25-S-WH-NCIC-UNV-D6F | Light Emitting Diode | Inseparable Luminaire | Direct Wired | 0-10 VDC Controls | 76 | 4000 | 0.001 | 91 | 52 | 433 | 0.96 | Ambient | 50000 |  |  | 99999 | 0.01 | 13 | 4 | 0.01 | 0.01 | 0 | 0 | 0 | 0 | 0.09 | 0.02 | 0 | 0 | 0 | 0 | 0.85 | 0 | 0 | 0 | 0 | 0 | True |  | Non Federally-Regulated | 07/03/2018 |  | 08/10/2018
USAI Lighting | USAI Lighting | B3RDL-14X1-40KH-45-S-WH-NCIC-UNV-D6F | Light Emitting Diode | Inseparable Luminaire | Direct Wired | 0-10 VDC Controls | 80 | 4000 | 0.001 | 91 | 52 | 433 | 0.96 | Ambient | 50000 |  |  | 99999 | 0.01 | 13 | 4 | 0.01 | 0.01 | 0 | 0 | 0 | 0 | 0.09 | 0.02 | 0 | 0 | 0 | 0 | 0.85 | 0 | 0 | 0 | 0 | 0 | True |  | Non Federally-Regulated | 07/03/2018 |  | 08/10/2018
USAI Lighting | USAI Lighting | B3RDL-14X1-40KH-65-S-WH-NCIC-UNV-D6F | Light Emitting Diode | Inseparable Luminaire | Direct Wired | 0-10 VDC Controls | 66 | 4000 | 0.001 | 91 | 52 | 433 | 0.96 | Ambient | 50000 |  |  | 99999 | 0.01 | 13 | 4 | 0.01 | 0.01 | 0 | 0 | 0 | 0 | 0.09 | 0.02 | 0 | 0 | 0 | 0 | 0.85 | 0 | 0 | 0 | 0 | 0 | True |  | Non Federally-Regulated | 07/03/2018 |  | 08/10/2018
USAI Lighting | USAI Lighting | B3RDL-14X1-27KH-25-S-GR-NCIC-UNV-D6F | Light Emitting Diode | Inseparable Luminaire | Direct Wired | 0-10 VDC Controls | 66 | 2700 | 0.001 | 91 | 52 | 433 | 0.96 | Ambient | 50000 |  |  | 99999 | 0.01 | 13 | 4 | 0.01 | 0.01 | 0 | 0 | 0 | 0 | 0.09 | 0.02 | 0 | 0 | 0 | 0 | 0.85 | 0 | 0 | 0 | 0 | 0 | True |  | Non Federally-Regulated | 07/03/2018 |  | 08/10/2018
USAI Lighting | USAI Lighting | B3RDL-14X1-27KH-45-S-GR-NCIC-UNV-D6F | Light Emitting Diode | Inseparable Luminaire | Direct Wired | 0-10 VDC Controls | 69 | 2700 | 0.001 | 91 | 52 | 433 | 0.96 | Ambient | 50000 |  |  | 99999 | 0.01 | 13 | 4 | 0.01 | 0.01 | 0 | 0 | 0 | 0 | 0.09 | 0.02 | 0 | 0 | 0 | 0 | 0.85 | 0 | 0 | 0 | 0 | 0 | True |  | Non Federally-Regulated | 07/03/2018 |  | 08/10/2018
USAI Lighting | USAI Lighting | B3RDL-14X1-27KH-65-S-GR-NCIC-UNV-D6F | Light Emitting Diode | Inseparable Luminaire | Direct Wired | 0-10 VDC Controls | 56 | 2700 | 0.001 | 91 | 52 | 433 | 0.96 | Ambient | 50000 |  |  | 99999 | 0.01 | 13 | 4 | 0.01 | 0.01 | 0 | 0 | 0 | 0 | 0.09 | 0.02 | 0 | 0 | 0 | 0 | 0.85 | 0 | 0 | 0 | 0 | 0 | True |  | Non Federally-Regulated | 07/03/2018 |  | 08/10/2018
USAI Lighting | USAI Lighting | B3RDL-14X1-30KH-25-S-GR-NCIC-UNV-D6F | Light Emitting Diode | Inseparable Luminaire | Direct Wired | 0-10 VDC Controls | 66 | 3000 | 0.001 | 91 | 52 | 433 | 0.96 | Ambient | 50000 |  |  | 99999 | 0.01 | 13 | 4 | 0.01 | 0.01 | 0 | 0 | 0 | 0 | 0.09 | 0.02 | 0 | 0 | 0 | 0 | 0.85 | 0 | 0 | 0 | 0 | 0 | True |  | Non Federally-Regulated | 07/03/2018 |  | 08/10/2018
USAI Lighting | USAI Lighting | B3RDL-14X1-30KH-45-S-GR-NCIC-UNV-D6F | Light Emitting Diode | Inseparable Luminaire | Direct Wired | 0-10 VDC Controls | 69 | 3000 | 0.001 | 91 | 52 | 433 | 0.96 | Ambient | 50000 |  |  | 99999 | 0.01 | 13 | 4 | 0.01 | 0.01 | 0 | 0 | 0 | 0 | 0.09 | 0.02 | 0 | 0 | 0 | 0 | 0.85 | 0 | 0 | 0 | 0 | 0 | True |  | Non Federally-Regulated | 07/03/2018 |  | 08/10/2018
USAI Lighting | USAI Lighting | B3RDL-14X1-30KH-65-S-GR-NCIC-UNV-D6F | Light Emitting Diode | Inseparable Luminaire | Direct Wired | 0-10 VDC Controls | 56 | 3000 | 0.001 | 91 | 52 | 433 | 0.96 | Ambient | 50000 |  |  | 99999 | 0.01 | 13 | 4 | 0.01 | 0.01 | 0 | 0 | 0 | 0 | 0.09 | 0.02 | 0 | 0 | 0 | 0 | 0.85 | 0 | 0 | 0 | 0 | 0 | True |  | Non Federally-Regulated | 07/03/2018 |  | 08/10/2018
USAI Lighting | USAI Lighting | B3RDL-14X1-35KH-25-S-GR-NCIC-UNV-D6F | Light Emitting Diode | Inseparable Luminaire | Direct Wired | 0-10 VDC Controls | 71 | 3500 | 0.001 | 91 | 52 | 433 | 0.96 | Ambient | 50000 |  |  | 99999 | 0.01 | 13 | 4 | 0.01 | 0.01 | 0 | 0 | 0 | 0 | 0.09 | 0.02 | 0 | 0 | 0 | 0 | 0.85 | 0 | 0 | 0 | 0 | 0 | True |  | Non Federally-Regulated | 07/03/2018 |  | 08/10/2018
USAI Lighting | USAI Lighting | B3RDL-14X1-35KH-45-S-GR-NCIC-UNV-D6F | Light Emitting Diode | Inseparable Luminaire | Direct Wired | 0-10 VDC Controls | 75 | 3500 | 0.001 | 91 | 52 | 433 | 0.96 | Ambient | 50000 |  |  | 99999 | 0.01 | 13 | 4 | 0.01 | 0.01 | 0 | 0 | 0 | 0 | 0.09 | 0.02 | 0 | 0 | 0 | 0 | 0.85 | 0 | 0 | 0 | 0 | 0 | True |  | Non Federally-Regulated | 07/03/2018 |  | 08/10/2018
USAI Lighting | USAI Lighting | B3RDL-14X1-35KH-65-S-GR-NCIC-UNV-D6F | Light Emitting Diode | Inseparable Luminaire | Direct Wired | 0-10 VDC Controls | 61 | 3500 | 0.001 | 91 | 52 | 433 | 0.96 | Ambient | 50000 |  |  | 99999 | 0.01 | 13 | 4 | 0.01 | 0.01 | 0 | 0 | 0 | 0 | 0.09 | 0.02 | 0 | 0 | 0 | 0 | 0.85 | 0 | 0 | 0 | 0 | 0 | True |  | Non Federally-Regulated | 07/03/2018 |  | 08/10/2018
USAI Lighting | USAI Lighting | B3RDL-14X1-40KH-25-S-GR-NCIC-UNV-D6F | Light Emitting Diode | Inseparable Luminaire | Direct Wired | 0-10 VDC Controls | 76 | 4000 | 0.001 | 91 | 52 | 433 | 0.96 | Ambient | 50000 |  |  | 99999 | 0.01 | 13 | 4 | 0.01 | 0.01 | 0 | 0 | 0 | 0 | 0.09 | 0.02 | 0 | 0 | 0 | 0 | 0.85 | 0 | 0 | 0 | 0 | 0 | True |  | Non Federally-Regulated | 07/03/2018 |  | 08/10/2018
USAI Lighting | USAI Lighting | B3RDL-14X1-40KH-45-S-GR-NCIC-UNV-D6F | Light Emitting Diode | Inseparable Luminaire | Direct Wired | 0-10 VDC Controls | 80 | 4000 | 0.001 | 91 | 52 | 433 | 0.96 | Ambient | 50000 |  |  | 99999 | 0.01 | 13 | 4 | 0.01 | 0.01 | 0 | 0 | 0 | 0 | 0.09 | 0.02 | 0 | 0 | 0 | 0 | 0.85 | 0 | 0 | 0 | 0 | 0 | True |  | Non Federally-Regulated | 07/03/2018 |  | 08/10/2018
USAI Lighting | USAI Lighting | B3RDL-14X1-40KH-65-S-GR-NCIC-UNV-D6F | Light Emitting Diode | Inseparable Luminaire | Direct Wired | 0-10 VDC Controls | 66 | 4000 | 0.001 | 91 | 52 | 433 | 0.96 | Ambient | 50000 |  |  | 99999 | 0.01 | 13 | 4 | 0.01 | 0.01 | 0 | 0 | 0 | 0 | 0.09 | 0.02 | 0 | 0 | 0 | 0 | 0.85 | 0 | 0 | 0 | 0 | 0 | True |  | Non Federally-Regulated | 07/03/2018 |  | 08/10/2018
USAI Lighting | USAI Lighting | B3RDL-14X1-27KH-25-S-BL-NCIC-UNV-D6F | Light Emitting Diode | Inseparable Luminaire | Direct Wired | 0-10 VDC Controls | 66 | 2700 | 0.001 | 91 | 52 | 433 | 0.96 | Ambient | 50000 |  |  | 99999 | 0.01 | 13 | 4 | 0.01 | 0.01 | 0 | 0 | 0 | 0 | 0.09 | 0.02 | 0 | 0 | 0 | 0 | 0.85 | 0 | 0 | 0 | 0 | 0 | True |  | Non Federally-Regulated | 07/03/2018 |  | 08/10/2018
USAI Lighting | USAI Lighting | B3RDL-14X1-27KH-45-S-BL-NCIC-UNV-D6F | Light Emitting Diode | Inseparable Luminaire | Direct Wired | 0-10 VDC Controls | 69 | 2700 | 0.001 | 91 | 52 | 433 | 0.96 | Ambient | 50000 |  |  | 99999 | 0.01 | 13 | 4 | 0.01 | 0.01 | 0 | 0 | 0 | 0 | 0.09 | 0.02 | 0 | 0 | 0 | 0 | 0.85 | 0 | 0 | 0 | 0 | 0 | True |  | Non Federally-Regulated | 07/03/2018 |  | 08/10/2018
USAI Lighting | USAI Lighting | B3RDL-14X1-27KH-65-S-BL-NCIC-UNV-D6F | Light Emitting Diode | Inseparable Luminaire | Direct Wired | 0-10 VDC Controls | 56 | 2700 | 0.001 | 91 | 52 | 433 | 0.96 | Ambient | 50000 |  |  | 99999 | 0.01 | 13 | 4 | 0.01 | 0.01 | 0 | 0 | 0 | 0 | 0.09 | 0.02 | 0 | 0 | 0 | 0 | 0.85 | 0 | 0 | 0 | 0 | 0 | True |  | Non Federally-Regulated | 07/03/2018 |  | 08/10/2018
USAI Lighting | USAI Lighting | B3RDL-14X1-30KH-25-S-BL-NCIC-UNV-D6F | Light Emitting Diode | Inseparable Luminaire | Direct Wired | 0-10 VDC Controls | 66 | 3000 | 0.001 | 91 | 52 | 433 | 0.96 | Ambient | 50000 |  |  | 99999 | 0.01 | 13 | 4 | 0.01 | 0.01 | 0 | 0 | 0 | 0 | 0.09 | 0.02 | 0 | 0 | 0 | 0 | 0.85 | 0 | 0 | 0 | 0 | 0 | True |  | Non Federally-Regulated | 07/03/2018 |  | 08/10/2018
USAI Lighting | USAI Lighting | B3RDL-14X1-30KH-45-S-BL-NCIC-UNV-D6F | Light Emitting Diode | Inseparable Luminaire | Direct Wired | 0-10 VDC Controls | 69 | 3000 | 0.001 | 91 | 52 | 433 | 0.96 | Ambient | 50000 |  |  | 99999 | 0.01 | 13 | 4 | 0.01 | 0.01 | 0 | 0 | 0 | 0 | 0.09 | 0.02 | 0 | 0 | 0 | 0 | 0.85 | 0 | 0 | 0 | 0 | 0 | True |  | Non Federally-Regulated | 07/03/2018 |  | 08/10/2018
USAI Lighting | USAI Lighting | B3RDL-14X1-30KH-65-S-BL-NCIC-UNV-D6F | Light Emitting Diode | Inseparable Luminaire | Direct Wired | 0-10 VDC Controls | 56 | 3000 | 0.001 | 91 | 52 | 433 | 0.96 | Ambient | 50000 |  |  | 99999 | 0.01 | 13 | 4 | 0.01 | 0.01 | 0 | 0 | 0 | 0 | 0.09 | 0.02 | 0 | 0 | 0 | 0 | 0.85 | 0 | 0 | 0 | 0 | 0 | True |  | Non Federally-Regulated | 07/03/2018 |  | 08/10/2018
USAI Lighting | USAI Lighting | B3RDL-14X1-35KH-25-S-BL-NCIC-UNV-D6F | Light Emitting Diode | Inseparable Luminaire | Direct Wired | 0-10 VDC Controls | 71 | 3500 | 0.001 | 91 | 52 | 433 | 0.96 | Ambient | 50000 |  |  | 99999 | 0.01 | 13 | 4 | 0.01 | 0.01 | 0 | 0 | 0 | 0 | 0.09 | 0.02 | 0 | 0 | 0 | 0 | 0.85 | 0 | 0 | 0 | 0 | 0 | True |  | Non Federally-Regulated | 07/03/2018 |  | 08/10/2018
USAI Lighting | USAI Lighting | B3RDL-14X1-35KH-45-S-BL-NCIC-UNV-D6F | Light Emitting Diode | Inseparable Luminaire | Direct Wired | 0-10 VDC Controls | 75 | 3500 | 0.001 | 91 | 52 | 433 | 0.96 | Ambient | 50000 |  |  | 99999 | 0.01 | 13 | 4 | 0.01 | 0.01 | 0 | 0 | 0 | 0 | 0.09 | 0.02 | 0 | 0 | 0 | 0 | 0.85 | 0 | 0 | 0 | 0 | 0 | True |  | Non Federally-Regulated | 07/03/2018 |  | 08/10/2018
USAI Lighting | USAI Lighting | B3RDL-14X1-35KH-65-S-BL-NCIC-UNV-D6F | Light Emitting Diode | Inseparable Luminaire | Direct Wired | 0-10 VDC Controls | 61 | 3500 | 0.001 | 91 | 52 | 433 | 0.96 | Ambient | 50000 |  |  | 99999 | 0.01 | 13 | 4 | 0.01 | 0.01 | 0 | 0 | 0 | 0 | 0.09 | 0.02 | 0 | 0 | 0 | 0 | 0.85 | 0 | 0 | 0 | 0 | 0 | True |  | Non Federally-Regulated | 07/03/2018 |  | 08/10/2018
USAI Lighting | USAI Lighting | B3RDL-14X1-40KH-25-S-BL-NCIC-UNV-D6F | Light Emitting Diode | Inseparable Luminaire | Direct Wired | 0-10 VDC Controls | 76 | 4000 | 0.001 | 91 | 52 | 433 | 0.96 | Ambient | 50000 |  |  | 99999 | 0.01 | 13 | 4 | 0.01 | 0.01 | 0 | 0 | 0 | 0 | 0.09 | 0.02 | 0 | 0 | 0 | 0 | 0.85 | 0 | 0 | 0 | 0 | 0 | True |  | Non Federally-Regulated | 07/03/2018 |  | 08/10/2018
USAI Lighting | USAI Lighting | B3RDL-14X1-40KH-45-S-BL-NCIC-UNV-D6F | Light Emitting Diode | Inseparable Luminaire | Direct Wired | 0-10 VDC Controls | 80 | 4000 | 0.001 | 91 | 52 | 433 | 0.96 | Ambient | 50000 |  |  | 99999 | 0.01 | 13 | 4 | 0.01 | 0.01 | 0 | 0 | 0 | 0 | 0.09 | 0.02 | 0 | 0 | 0 | 0 | 0.85 | 0 | 0 | 0 | 0 | 0 | True |  | Non Federally-Regulated | 07/03/2018 |  | 08/10/2018
USAI Lighting | USAI Lighting | B3RDL-14X1-40KH-65-S-BL-NCIC-UNV-D6F | Light Emitting Diode | Inseparable Luminaire | Direct Wired | 0-10 VDC Controls | 66 | 4000 | 0.001 | 91 | 52 | 433 | 0.96 | Ambient | 50000 |  |  | 99999 | 0.01 | 13 | 4 | 0.01 | 0.01 | 0 | 0 | 0 | 0 | 0.09 | 0.02 | 0 | 0 | 0 | 0 | 0.85 | 0 | 0 | 0 | 0 | 0 | True |  | Non Federally-Regulated | 07/03/2018 |  | 08/10/2018
USAI Lighting | USAI Lighting | B3RDL-14X1-27KH-25-S-BZ-NCIC-UNV-D6F | Light Emitting Diode | Inseparable Luminaire | Direct Wired | 0-10 VDC Controls | 66 | 2700 | 0.001 | 91 | 52 | 433 | 0.96 | Ambient | 50000 |  |  | 99999 | 0.01 | 13 | 4 | 0.01 | 0.01 | 0 | 0 | 0 | 0 | 0.09 | 0.02 | 0 | 0 | 0 | 0 | 0.85 | 0 | 0 | 0 | 0 | 0 | True |  | Non Federally-Regulated | 07/03/2018 |  | 08/10/2018
USAI Lighting | USAI Lighting | B3RDL-14X1-27KH-45-S-BZ-NCIC-UNV-D6F | Light Emitting Diode | Inseparable Luminaire | Direct Wired | 0-10 VDC Controls | 69 | 2700 | 0.001 | 91 | 52 | 433 | 0.96 | Ambient | 50000 |  |  | 99999 | 0.01 | 13 | 4 | 0.01 | 0.01 | 0 | 0 | 0 | 0 | 0.09 | 0.02 | 0 | 0 | 0 | 0 | 0.85 | 0 | 0 | 0 | 0 | 0 | True |  | Non Federally-Regulated | 07/03/2018 |  | 08/10/2018
USAI Lighting | USAI Lighting | B3RDL-14X1-27KH-65-S-BZ-NCIC-UNV-D6F | Light Emitting Diode | Inseparable Luminaire | Direct Wired | 0-10 VDC Controls | 56 | 2700 | 0.001 | 91 | 52 | 433 | 0.96 | Ambient | 50000 |  |  | 99999 | 0.01 | 13 | 4 | 0.01 | 0.01 | 0 | 0 | 0 | 0 | 0.09 | 0.02 | 0 | 0 | 0 | 0 | 0.85 | 0 | 0 | 0 | 0 | 0 | True |  | Non Federally-Regulated | 07/03/2018 |  | 08/10/2018
USAI Lighting | USAI Lighting | B3RDL-14X1-30KH-25-S-BZ-NCIC-UNV-D6F | Light Emitting Diode | Inseparable Luminaire | Direct Wired | 0-10 VDC Controls | 66 | 3000 | 0.001 | 91 | 52 | 433 | 0.96 | Ambient | 50000 |  |  | 99999 | 0.01 | 13 | 4 | 0.01 | 0.01 | 0 | 0 | 0 | 0 | 0.09 | 0.02 | 0 | 0 | 0 | 0 | 0.85 | 0 | 0 | 0 | 0 | 0 | True |  | Non Federally-Regulated | 07/03/2018 |  | 08/10/2018
USAI Lighting | USAI Lighting | B3RDL-14X1-30KH-45-S-BZ-NCIC-UNV-D6F | Light Emitting Diode | Inseparable Luminaire | Direct Wired | 0-10 VDC Controls | 69 | 3000 | 0.001 | 91 | 52 | 433 | 0.96 | Ambient | 50000 |  |  | 99999 | 0.01 | 13 | 4 | 0.01 | 0.01 | 0 | 0 | 0 | 0 | 0.09 | 0.02 | 0 | 0 | 0 | 0 | 0.85 | 0 | 0 | 0 | 0 | 0 | True |  | Non Federally-Regulated | 07/03/2018 |  | 08/10/2018
USAI Lighting | USAI Lighting | B3RDL-14X1-30KH-65-S-BZ-NCIC-UNV-D6F | Light Emitting Diode | Inseparable Luminaire | Direct Wired | 0-10 VDC Controls | 56 | 3000 | 0.001 | 91 | 52 | 433 | 0.96 | Ambient | 50000 |  |  | 99999 | 0.01 | 13 | 4 | 0.01 | 0.01 | 0 | 0 | 0 | 0 | 0.09 | 0.02 | 0 | 0 | 0 | 0 | 0.85 | 0 | 0 | 0 | 0 | 0 | True |  | Non Federally-Regulated | 07/03/2018 |  | 08/10/2018
USAI Lighting | USAI Lighting | B3RDL-14X1-35KH-25-S-BZ-NCIC-UNV-D6F | Light Emitting Diode | Inseparable Luminaire | Direct Wired | 0-10 VDC Controls | 71 | 3500 | 0.001 | 91 | 52 | 433 | 0.96 | Ambient | 50000 |  |  | 99999 | 0.01 | 13 | 4 | 0.01 | 0.01 | 0 | 0 | 0 | 0 | 0.09 | 0.02 | 0 | 0 | 0 | 0 | 0.85 | 0 | 0 | 0 | 0 | 0 | True |  | Non Federally-Regulated | 07/03/2018 |  | 08/10/2018
USAI Lighting | USAI Lighting | B3RDL-14X1-35KH-45-S-BZ-NCIC-UNV-D6F | Light Emitting Diode | Inseparable Luminaire | Direct Wired | 0-10 VDC Controls | 75 | 3500 | 0.001 | 91 | 52 | 433 | 0.96 | Ambient | 50000 |  |  | 99999 | 0.01 | 13 | 4 | 0.01 | 0.01 | 0 | 0 | 0 | 0 | 0.09 | 0.02 | 0 | 0 | 0 | 0 | 0.85 | 0 | 0 | 0 | 0 | 0 | True |  | Non Federally-Regulated | 07/03/2018 |  | 08/10/2018
USAI Lighting | USAI Lighting | B3RDL-14X1-35KH-65-S-BZ-NCIC-UNV-D6F | Light Emitting Diode | Inseparable Luminaire | Direct Wired | 0-10 VDC Controls | 61 | 3500 | 0.001 | 91 | 52 | 433 | 0.96 | Ambient | 50000 |  |  | 99999 | 0.01 | 13 | 4 | 0.01 | 0.01 | 0 | 0 | 0 | 0 | 0.09 | 0.02 | 0 | 0 | 0 | 0 | 0.85 | 0 | 0 | 0 | 0 | 0 | True |  | Non Federally-Regulated | 07/03/2018 |  | 08/10/2018
USAI Lighting | USAI Lighting | B3RDL-14X1-40KH-25-S-BZ-NCIC-UNV-D6F | Light Emitting Diode | Inseparable Luminaire | Direct Wired | 0-10 VDC Controls | 76 | 4000 | 0.001 | 91 | 52 | 433 | 0.96 | Ambient | 50000 |  |  | 99999 | 0.01 | 13 | 4 | 0.01 | 0.01 | 0 | 0 | 0 | 0 | 0.09 | 0.02 | 0 | 0 | 0 | 0 | 0.85 | 0 | 0 | 0 | 0 | 0 | True |  | Non Federally-Regulated | 07/03/2018 |  | 08/10/2018
USAI Lighting | USAI Lighting | B3RDL-14X1-40KH-45-S-BZ-NCIC-UNV-D6F | Light Emitting Diode | Inseparable Luminaire | Direct Wired | 0-10 VDC Controls | 80 | 4000 | 0.001 | 91 | 52 | 433 | 0.96 | Ambient | 50000 |  |  | 99999 | 0.01 | 13 | 4 | 0.01 | 0.01 | 0 | 0 | 0 | 0 | 0.09 | 0.02 | 0 | 0 | 0 | 0 | 0.85 | 0 | 0 | 0 | 0 | 0 | True |  | Non Federally-Regulated | 07/03/2018 |  | 08/10/2018
USAI Lighting | USAI Lighting | B3RDL-14X1-40KH-65-S-BZ-NCIC-UNV-D6F | Light Emitting Diode | Inseparable Luminaire | Direct Wired | 0-10 VDC Controls | 66 | 4000 | 0.001 | 91 | 52 | 433 | 0.96 | Ambient | 50000 |  |  | 99999 | 0.01 | 13 | 4 | 0.01 | 0.01 | 0 | 0 | 0 | 0 | 0.09 | 0.02 | 0 | 0 | 0 | 0 | 0.85 | 0 | 0 | 0 | 0 | 0 | True |  | Non Federally-Regulated | 07/03/2018 |  | 08/10/2018
USAI Lighting | USAI Lighting | B3RDL-14X1-27KH-25-S-WH-NCIC-UNV-D6A | Light Emitting Diode | Inseparable Luminaire | Direct Wired | 0-10 VDC Controls | 66 | 2700 | 0.001 | 91 | 52 | 433 | 0.96 | Ambient | 50000 |  |  | 99999 | 0.01 | 13 | 4 | 0.01 | 0.01 | 0 | 0 | 0 | 0 | 0.09 | 0.02 | 0 | 0 | 0 | 0 | 0.85 | 0 | 0 | 0 | 0 | 0 | True |  | Non Federally-Regulated | 07/03/2018 |  | 08/10/2018
USAI Lighting | USAI Lighting | B3RDL-14X1-27KH-45-S-WH-NCIC-UNV-D6A | Light Emitting Diode | Inseparable Luminaire | Direct Wired | 0-10 VDC Controls | 69 | 2700 | 0.001 | 91 | 52 | 433 | 0.96 | Ambient | 50000 |  |  | 99999 | 0.01 | 13 | 4 | 0.01 | 0.01 | 0 | 0 | 0 | 0 | 0.09 | 0.02 | 0 | 0 | 0 | 0 | 0.85 | 0 | 0 | 0 | 0 | 0 | True |  | Non Federally-Regulated | 07/03/2018 |  | 08/10/2018
USAI Lighting | USAI Lighting | B3RDL-14X1-27KH-65-S-WH-NCIC-UNV-D6A | Light Emitting Diode | Inseparable Luminaire | Direct Wired | 0-10 VDC Controls | 56 | 2700 | 0.001 | 91 | 52 | 433 | 0.96 | Ambient | 50000 |  |  | 99999 | 0.01 | 13 | 4 | 0.01 | 0.01 | 0 | 0 | 0 | 0 | 0.09 | 0.02 | 0 | 0 | 0 | 0 | 0.85 | 0 | 0 | 0 | 0 | 0 | True |  | Non Federally-Regulated | 07/03/2018 |  | 08/10/2018
USAI Lighting | USAI Lighting | B3RDL-14X1-30KH-25-S-WH-NCIC-UNV-D6A | Light Emitting Diode | Inseparable Luminaire | Direct Wired | 0-10 VDC Controls | 66 | 3000 | 0.001 | 91 | 52 | 433 | 0.96 | Ambient | 50000 |  |  | 99999 | 0.01 | 13 | 4 | 0.01 | 0.01 | 0 | 0 | 0 | 0 | 0.09 | 0.02 | 0 | 0 | 0 | 0 | 0.85 | 0 | 0 | 0 | 0 | 0 | True |  | Non Federally-Regulated | 07/03/2018 |  | 08/10/2018
USAI Lighting | USAI Lighting | B3RDL-14X1-30KH-45-S-WH-NCIC-UNV-D6A | Light Emitting Diode | Inseparable Luminaire | Direct Wired | 0-10 VDC Controls | 69 | 3000 | 0.001 | 91 | 52 | 433 | 0.96 | Ambient | 50000 |  |  | 99999 | 0.01 | 13 | 4 | 0.01 | 0.01 | 0 | 0 | 0 | 0 | 0.09 | 0.02 | 0 | 0 | 0 | 0 | 0.85 | 0 | 0 | 0 | 0 | 0 | True |  | Non Federally-Regulated | 07/03/2018 |  | 08/10/2018
USAI Lighting | USAI Lighting | B3RDL-14X1-30KH-65-S-WH-NCIC-UNV-D6A | Light Emitting Diode | Inseparable Luminaire | Direct Wired | 0-10 VDC Controls | 56 | 3000 | 0.001 | 91 | 52 | 433 | 0.96 | Ambient | 50000 |  |  | 99999 | 0.01 | 13 | 4 | 0.01 | 0.01 | 0 | 0 | 0 | 0 | 0.09 | 0.02 | 0 | 0 | 0 | 0 | 0.85 | 0 | 0 | 0 | 0 | 0 | True |  | Non Federally-Regulated | 07/03/2018 |  | 08/10/2018
USAI Lighting | USAI Lighting | B3RDL-14X1-35KH-25-S-WH-NCIC-UNV-D6A | Light Emitting Diode | Inseparable Luminaire | Direct Wired | 0-10 VDC Controls | 71 | 3500 | 0.001 | 91 | 52 | 433 | 0.96 | Ambient | 50000 |  |  | 99999 | 0.01 | 13 | 4 | 0.01 | 0.01 | 0 | 0 | 0 | 0 | 0.09 | 0.02 | 0 | 0 | 0 | 0 | 0.85 | 0 | 0 | 0 | 0 | 0 | True |  | Non Federally-Regulated | 07/03/2018 |  | 08/10/2018
USAI Lighting | USAI Lighting | B3RDL-14X1-35KH-45-S-WH-NCIC-UNV-D6A | Light Emitting Diode | Inseparable Luminaire | Direct Wired | 0-10 VDC Controls | 75 | 3500 | 0.001 | 91 | 52 | 433 | 0.96 | Ambient | 50000 |  |  | 99999 | 0.01 | 13 | 4 | 0.01 | 0.01 | 0 | 0 | 0 | 0 | 0.09 | 0.02 | 0 | 0 | 0 | 0 | 0.85 | 0 | 0 | 0 | 0 | 0 | True |  | Non Federally-Regulated | 07/03/2018 |  | 08/10/2018
USAI Lighting | USAI Lighting | B3RDL-14X1-35KH-65-S-WH-NCIC-UNV-D6A | Light Emitting Diode | Inseparable Luminaire | Direct Wired | 0-10 VDC Controls | 61 | 3500 | 0.001 | 91 | 52 | 433 | 0.96 | Ambient | 50000 |  |  | 99999 | 0.01 | 13 | 4 | 0.01 | 0.01 | 0 | 0 | 0 | 0 | 0.09 | 0.02 | 0 | 0 | 0 | 0 | 0.85 | 0 | 0 | 0 | 0 | 0 | True |  | Non Federally-Regulated | 07/03/2018 |  | 08/10/2018
USAI Lighting | USAI Lighting | B3RDL-14X1-40KH-25-S-WH-NCIC-UNV-D6A | Light Emitting Diode | Inseparable Luminaire | Direct Wired | 0-10 VDC Controls | 76 | 4000 | 0.001 | 91 | 52 | 433 | 0.96 | Ambient | 50000 |  |  | 99999 | 0.01 | 13 | 4 | 0.01 | 0.01 | 0 | 0 | 0 | 0 | 0.09 | 0.02 | 0 | 0 | 0 | 0 | 0.85 | 0 | 0 | 0 | 0 | 0 | True |  | Non Federally-Regulated | 07/03/2018 |  | 08/10/2018
USAI Lighting | USAI Lighting | B3RDL-14X1-40KH-45-S-WH-NCIC-UNV-D6A | Light Emitting Diode | Inseparable Luminaire | Direct Wired | 0-10 VDC Controls | 80 | 4000 | 0.001 | 91 | 52 | 433 | 0.96 | Ambient | 50000 |  |  | 99999 | 0.01 | 13 | 4 | 0.01 | 0.01 | 0 | 0 | 0 | 0 | 0.09 | 0.02 | 0 | 0 | 0 | 0 | 0.85 | 0 | 0 | 0 | 0 | 0 | True |  | Non Federally-Regulated | 07/03/2018 |  | 08/10/2018
USAI Lighting | USAI Lighting | B3RDL-14X1-40KH-65-S-WH-NCIC-UNV-D6A | Light Emitting Diode | Inseparable Luminaire | Direct Wired | 0-10 VDC Controls | 66 | 4000 | 0.001 | 91 | 52 | 433 | 0.96 | Ambient | 50000 |  |  | 99999 | 0.01 | 13 | 4 | 0.01 | 0.01 | 0 | 0 | 0 | 0 | 0.09 | 0.02 | 0 | 0 | 0 | 0 | 0.85 | 0 | 0 | 0 | 0 | 0 | True |  | Non Federally-Regulated | 07/03/2018 |  | 08/10/2018
USAI Lighting | USAI Lighting | B3RDL-14X1-27KH-25-S-GR-NCIC-UNV-D6A | Light Emitting Diode | Inseparable Luminaire | Direct Wired | 0-10 VDC Controls | 66 | 2700 | 0.001 | 91 | 52 | 433 | 0.96 | Ambient | 50000 |  |  | 99999 | 0.01 | 13 | 4 | 0.01 | 0.01 | 0 | 0 | 0 | 0 | 0.09 | 0.02 | 0 | 0 | 0 | 0 | 0.85 | 0 | 0 | 0 | 0 | 0 | True |  | Non Federally-Regulated | 07/03/2018 |  | 08/10/2018
USAI Lighting | USAI Lighting | B3RDL-14X1-27KH-45-S-GR-NCIC-UNV-D6A | Light Emitting Diode | Inseparable Luminaire | Direct Wired | 0-10 VDC Controls | 69 | 2700 | 0.001 | 91 | 52 | 433 | 0.96 | Ambient | 50000 |  |  | 99999 | 0.01 | 13 | 4 | 0.01 | 0.01 | 0 | 0 | 0 | 0 | 0.09 | 0.02 | 0 | 0 | 0 | 0 | 0.85 | 0 | 0 | 0 | 0 | 0 | True |  | Non Federally-Regulated | 07/03/2018 |  | 08/10/2018
USAI Lighting | USAI Lighting | B3RDL-14X1-27KH-65-S-GR-NCIC-UNV-D6A | Light Emitting Diode | Inseparable Luminaire | Direct Wired | 0-10 VDC Controls | 56 | 2700 | 0.001 | 91 | 52 | 433 | 0.96 | Ambient | 50000 |  |  | 99999 | 0.01 | 13 | 4 | 0.01 | 0.01 | 0 | 0 | 0 | 0 | 0.09 | 0.02 | 0 | 0 | 0 | 0 | 0.85 | 0 | 0 | 0 | 0 | 0 | True |  | Non Federally-Regulated | 07/03/2018 |  | 08/10/2018
USAI Lighting | USAI Lighting | B3RDL-14X1-30KH-25-S-GR-NCIC-UNV-D6A | Light Emitting Diode | Inseparable Luminaire | Direct Wired | 0-10 VDC Controls | 66 | 3000 | 0.001 | 91 | 52 | 433 | 0.96 | Ambient | 50000 |  |  | 99999 | 0.01 | 13 | 4 | 0.01 | 0.01 | 0 | 0 | 0 | 0 | 0.09 | 0.02 | 0 | 0 | 0 | 0 | 0.85 | 0 | 0 | 0 | 0 | 0 | True |  | Non Federally-Regulated | 07/03/2018 |  | 08/10/2018
USAI Lighting | USAI Lighting | B3RDL-14X1-30KH-45-S-GR-NCIC-UNV-D6A | Light Emitting Diode | Inseparable Luminaire | Direct Wired | 0-10 VDC Controls | 69 | 3000 | 0.001 | 91 | 52 | 433 | 0.96 | Ambient | 50000 |  |  | 99999 | 0.01 | 13 | 4 | 0.01 | 0.01 | 0 | 0 | 0 | 0 | 0.09 | 0.02 | 0 | 0 | 0 | 0 | 0.85 | 0 | 0 | 0 | 0 | 0 | True |  | Non Federally-Regulated | 07/03/2018 |  | 08/10/2018
USAI Lighting | USAI Lighting | B3RDL-14X1-30KH-65-S-GR-NCIC-UNV-D6A | Light Emitting Diode | Inseparable Luminaire | Direct Wired | 0-10 VDC Controls | 56 | 3000 | 0.001 | 91 | 52 | 433 | 0.96 | Ambient | 50000 |  |  | 99999 | 0.01 | 13 | 4 | 0.01 | 0.01 | 0 | 0 | 0 | 0 | 0.09 | 0.02 | 0 | 0 | 0 | 0 | 0.85 | 0 | 0 | 0 | 0 | 0 | True |  | Non Federally-Regulated | 07/03/2018 |  | 08/10/2018
USAI Lighting | USAI Lighting | B3RDL-14X1-35KH-25-S-GR-NCIC-UNV-D6A | Light Emitting Diode | Inseparable Luminaire | Direct Wired | 0-10 VDC Controls | 71 | 3500 | 0.001 | 91 | 52 | 433 | 0.96 | Ambient | 50000 |  |  | 99999 | 0.01 | 13 | 4 | 0.01 | 0.01 | 0 | 0 | 0 | 0 | 0.09 | 0.02 | 0 | 0 | 0 | 0 | 0.85 | 0 | 0 | 0 | 0 | 0 | True |  | Non Federally-Regulated | 07/03/2018 |  | 08/10/2018
USAI Lighting | USAI Lighting | B3RDL-14X1-35KH-45-S-GR-NCIC-UNV-D6A | Light Emitting Diode | Inseparable Luminaire | Direct Wired | 0-10 VDC Controls | 75 | 3500 | 0.001 | 91 | 52 | 433 | 0.96 | Ambient | 50000 |  |  | 99999 | 0.01 | 13 | 4 | 0.01 | 0.01 | 0 | 0 | 0 | 0 | 0.09 | 0.02 | 0 | 0 | 0 | 0 | 0.85 | 0 | 0 | 0 | 0 | 0 | True |  | Non Federally-Regulated | 07/03/2018 |  | 08/10/2018
USAI Lighting | USAI Lighting | B3RDL-14X1-35KH-65-S-GR-NCIC-UNV-D6A | Light Emitting Diode | Inseparable Luminaire | Direct Wired | 0-10 VDC Controls | 61 | 3500 | 0.001 | 91 | 52 | 433 | 0.96 | Ambient | 50000 |  |  | 99999 | 0.01 | 13 | 4 | 0.01 | 0.01 | 0 | 0 | 0 | 0 | 0.09 | 0.02 | 0 | 0 | 0 | 0 | 0.85 | 0 | 0 | 0 | 0 | 0 | True |  | Non Federally-Regulated | 07/03/2018 |  | 08/10/2018
USAI Lighting | USAI Lighting | B3RDL-14X1-40KH-25-S-GR-NCIC-UNV-D6A | Light Emitting Diode | Inseparable Luminaire | Direct Wired | 0-10 VDC Controls | 76 | 4000 | 0.001 | 91 | 52 | 433 | 0.96 | Ambient | 50000 |  |  | 99999 | 0.01 | 13 | 4 | 0.01 | 0.01 | 0 | 0 | 0 | 0 | 0.09 | 0.02 | 0 | 0 | 0 | 0 | 0.85 | 0 | 0 | 0 | 0 | 0 | True |  | Non Federally-Regulated | 07/03/2018 |  | 08/10/2018
USAI Lighting | USAI Lighting | B3RDL-14X1-40KH-45-S-GR-NCIC-UNV-D6A | Light Emitting Diode | Inseparable Luminaire | Direct Wired | 0-10 VDC Controls | 80 | 4000 | 0.001 | 91 | 52 | 433 | 0.96 | Ambient | 50000 |  |  | 99999 | 0.01 | 13 | 4 | 0.01 | 0.01 | 0 | 0 | 0 | 0 | 0.09 | 0.02 | 0 | 0 | 0 | 0 | 0.85 | 0 | 0 | 0 | 0 | 0 | True |  | Non Federally-Regulated | 07/03/2018 |  | 08/10/2018
USAI Lighting | USAI Lighting | B3RDL-14X1-40KH-65-S-GR-NCIC-UNV-D6A | Light Emitting Diode | Inseparable Luminaire | Direct Wired | 0-10 VDC Controls | 66 | 4000 | 0.001 | 91 | 52 | 433 | 0.96 | Ambient | 50000 |  |  | 99999 | 0.01 | 13 | 4 | 0.01 | 0.01 | 0 | 0 | 0 | 0 | 0.09 | 0.02 | 0 | 0 | 0 | 0 | 0.85 | 0 | 0 | 0 | 0 | 0 | True |  | Non Federally-Regulated | 07/03/2018 |  | 08/10/2018
USAI Lighting | USAI Lighting | B3RDL-14X1-27KH-25-S-BL-NCIC-UNV-D6A | Light Emitting Diode | Inseparable Luminaire | Direct Wired | 0-10 VDC Controls | 66 | 2700 | 0.001 | 91 | 52 | 433 | 0.96 | Ambient | 50000 |  |  | 99999 | 0.01 | 13 | 4 | 0.01 | 0.01 | 0 | 0 | 0 | 0 | 0.09 | 0.02 | 0 | 0 | 0 | 0 | 0.85 | 0 | 0 | 0 | 0 | 0 | True |  | Non Federally-Regulated | 07/03/2018 |  | 08/10/2018
USAI Lighting | USAI Lighting | B3RDL-14X1-27KH-45-S-BL-NCIC-UNV-D6A | Light Emitting Diode | Inseparable Luminaire | Direct Wired | 0-10 VDC Controls | 69 | 2700 | 0.001 | 91 | 52 | 433 | 0.96 | Ambient | 50000 |  |  | 99999 | 0.01 | 13 | 4 | 0.01 | 0.01 | 0 | 0 | 0 | 0 | 0.09 | 0.02 | 0 | 0 | 0 | 0 | 0.85 | 0 | 0 | 0 | 0 | 0 | True |  | Non Federally-Regulated | 07/03/2018 |  | 08/10/2018
USAI Lighting | USAI Lighting | B3RDL-14X1-27KH-65-S-BL-NCIC-UNV-D6A | Light Emitting Diode | Inseparable Luminaire | Direct Wired | 0-10 VDC Controls | 56 | 2700 | 0.001 | 91 | 52 | 433 | 0.96 | Ambient | 50000 |  |  | 99999 | 0.01 | 13 | 4 | 0.01 | 0.01 | 0 | 0 | 0 | 0 | 0.09 | 0.02 | 0 | 0 | 0 | 0 | 0.85 | 0 | 0 | 0 | 0 | 0 | True |  | Non Federally-Regulated | 07/03/2018 |  | 08/10/2018
USAI Lighting | USAI Lighting | B3RDL-14X1-30KH-25-S-BL-NCIC-UNV-D6A | Light Emitting Diode | Inseparable Luminaire | Direct Wired | 0-10 VDC Controls | 66 | 3000 | 0.001 | 91 | 52 | 433 | 0.96 | Ambient | 50000 |  |  | 99999 | 0.01 | 13 | 4 | 0.01 | 0.01 | 0 | 0 | 0 | 0 | 0.09 | 0.02 | 0 | 0 | 0 | 0 | 0.85 | 0 | 0 | 0 | 0 | 0 | True |  | Non Federally-Regulated | 07/03/2018 |  | 08/10/2018
USAI Lighting | USAI Lighting | B3RDL-14X1-30KH-45-S-BL-NCIC-UNV-D6A | Light Emitting Diode | Inseparable Luminaire | Direct Wired | 0-10 VDC Controls | 69 | 3000 | 0.001 | 91 | 52 | 433 | 0.96 | Ambient | 50000 |  |  | 99999 | 0.01 | 13 | 4 | 0.01 | 0.01 | 0 | 0 | 0 | 0 | 0.09 | 0.02 | 0 | 0 | 0 | 0 | 0.85 | 0 | 0 | 0 | 0 | 0 | True |  | Non Federally-Regulated | 07/03/2018 |  | 08/10/2018
USAI Lighting | USAI Lighting | B3RDL-14X1-30KH-65-S-BL-NCIC-UNV-D6A | Light Emitting Diode | Inseparable Luminaire | Direct Wired | 0-10 VDC Controls | 56 | 3000 | 0.001 | 91 | 52 | 433 | 0.96 | Ambient | 50000 |  |  | 99999 | 0.01 | 13 | 4 | 0.01 | 0.01 | 0 | 0 | 0 | 0 | 0.09 | 0.02 | 0 | 0 | 0 | 0 | 0.85 | 0 | 0 | 0 | 0 | 0 | True |  | Non Federally-Regulated | 07/03/2018 |  | 08/10/2018
USAI Lighting | USAI Lighting | B3RDL-14X1-35KH-25-S-BL-NCIC-UNV-D6A | Light Emitting Diode | Inseparable Luminaire | Direct Wired | 0-10 VDC Controls | 71 | 3500 | 0.001 | 91 | 52 | 433 | 0.96 | Ambient | 50000 |  |  | 99999 | 0.01 | 13 | 4 | 0.01 | 0.01 | 0 | 0 | 0 | 0 | 0.09 | 0.02 | 0 | 0 | 0 | 0 | 0.85 | 0 | 0 | 0 | 0 | 0 | True |  | Non Federally-Regulated | 07/03/2018 |  | 08/10/2018
USAI Lighting | USAI Lighting | B3RDL-14X1-35KH-45-S-BL-NCIC-UNV-D6A | Light Emitting Diode | Inseparable Luminaire | Direct Wired | 0-10 VDC Controls | 75 | 3500 | 0.001 | 91 | 52 | 433 | 0.96 | Ambient | 50000 |  |  | 99999 | 0.01 | 13 | 4 | 0.01 | 0.01 | 0 | 0 | 0 | 0 | 0.09 | 0.02 | 0 | 0 | 0 | 0 | 0.85 | 0 | 0 | 0 | 0 | 0 | True |  | Non Federally-Regulated | 07/03/2018 |  | 08/10/2018
USAI Lighting | USAI Lighting | B3RDL-14X1-35KH-65-S-BL-NCIC-UNV-D6A | Light Emitting Diode | Inseparable Luminaire | Direct Wired | 0-10 VDC Controls | 61 | 3500 | 0.001 | 91 | 52 | 433 | 0.96 | Ambient | 50000 |  |  | 99999 | 0.01 | 13 | 4 | 0.01 | 0.01 | 0 | 0 | 0 | 0 | 0.09 | 0.02 | 0 | 0 | 0 | 0 | 0.85 | 0 | 0 | 0 | 0 | 0 | True |  | Non Federally-Regulated | 07/03/2018 |  | 08/10/2018
USAI Lighting | USAI Lighting | B3RDL-14X1-40KH-25-S-BL-NCIC-UNV-D6A | Light Emitting Diode | Inseparable Luminaire | Direct Wired | 0-10 VDC Controls | 76 | 4000 | 0.001 | 91 | 52 | 433 | 0.96 | Ambient | 50000 |  |  | 99999 | 0.01 | 13 | 4 | 0.01 | 0.01 | 0 | 0 | 0 | 0 | 0.09 | 0.02 | 0 | 0 | 0 | 0 | 0.85 | 0 | 0 | 0 | 0 | 0 | True |  | Non Federally-Regulated | 07/03/2018 |  | 08/10/2018
USAI Lighting | USAI Lighting | B3RDL-14X1-40KH-45-S-BL-NCIC-UNV-D6A | Light Emitting Diode | Inseparable Luminaire | Direct Wired | 0-10 VDC Controls | 80 | 4000 | 0.001 | 91 | 52 | 433 | 0.96 | Ambient | 50000 |  |  | 99999 | 0.01 | 13 | 4 | 0.01 | 0.01 | 0 | 0 | 0 | 0 | 0.09 | 0.02 | 0 | 0 | 0 | 0 | 0.85 | 0 | 0 | 0 | 0 | 0 | True |  | Non Federally-Regulated | 07/03/2018 |  | 08/10/2018
USAI Lighting | USAI Lighting | B3RDL-14X1-40KH-65-S-BL-NCIC-UNV-D6A | Light Emitting Diode | Inseparable Luminaire | Direct Wired | 0-10 VDC Controls | 66 | 4000 | 0.001 | 91 | 52 | 433 | 0.96 | Ambient | 50000 |  |  | 99999 | 0.01 | 13 | 4 | 0.01 | 0.01 | 0 | 0 | 0 | 0 | 0.09 | 0.02 | 0 | 0 | 0 | 0 | 0.85 | 0 | 0 | 0 | 0 | 0 | True |  | Non Federally-Regulated | 07/03/2018 |  | 08/10/2018
USAI Lighting | USAI Lighting | B3RDL-14X1-27KH-25-S-BZ-NCIC-UNV-D6A | Light Emitting Diode | Inseparable Luminaire | Direct Wired | 0-10 VDC Controls | 66 | 2700 | 0.001 | 91 | 52 | 433 | 0.96 | Ambient | 50000 |  |  | 99999 | 0.01 | 13 | 4 | 0.01 | 0.01 | 0 | 0 | 0 | 0 | 0.09 | 0.02 | 0 | 0 | 0 | 0 | 0.85 | 0 | 0 | 0 | 0 | 0 | True |  | Non Federally-Regulated | 07/03/2018 |  | 08/10/2018
USAI Lighting | USAI Lighting | B3RDL-14X1-27KH-45-S-BZ-NCIC-UNV-D6A | Light Emitting Diode | Inseparable Luminaire | Direct Wired | 0-10 VDC Controls | 69 | 2700 | 0.001 | 91 | 52 | 433 | 0.96 | Ambient | 50000 |  |  | 99999 | 0.01 | 13 | 4 | 0.01 | 0.01 | 0 | 0 | 0 | 0 | 0.09 | 0.02 | 0 | 0 | 0 | 0 | 0.85 | 0 | 0 | 0 | 0 | 0 | True |  | Non Federally-Regulated | 07/03/2018 |  | 08/10/2018
USAI Lighting | USAI Lighting | B3RDL-14X1-27KH-65-S-BZ-NCIC-UNV-D6A | Light Emitting Diode | Inseparable Luminaire | Direct Wired | 0-10 VDC Controls | 56 | 2700 | 0.001 | 91 | 52 | 433 | 0.96 | Ambient | 50000 |  |  | 99999 | 0.01 | 13 | 4 | 0.01 | 0.01 | 0 | 0 | 0 | 0 | 0.09 | 0.02 | 0 | 0 | 0 | 0 | 0.85 | 0 | 0 | 0 | 0 | 0 | True |  | Non Federally-Regulated | 07/03/2018 |  | 08/10/2018
USAI Lighting | USAI Lighting | B3RDL-14X1-30KH-25-S-BZ-NCIC-UNV-D6A | Light Emitting Diode | Inseparable Luminaire | Direct Wired | 0-10 VDC Controls | 66 | 3000 | 0.001 | 91 | 52 | 433 | 0.96 | Ambient | 50000 |  |  | 99999 | 0.01 | 13 | 4 | 0.01 | 0.01 | 0 | 0 | 0 | 0 | 0.09 | 0.02 | 0 | 0 | 0 | 0 | 0.85 | 0 | 0 | 0 | 0 | 0 | True |  | Non Federally-Regulated | 07/03/2018 |  | 08/10/2018
USAI Lighting | USAI Lighting | B3RDL-14X1-30KH-45-S-BZ-NCIC-UNV-D6A | Light Emitting Diode | Inseparable Luminaire | Direct Wired | 0-10 VDC Controls | 69 | 3000 | 0.001 | 91 | 52 | 433 | 0.96 | Ambient | 50000 |  |  | 99999 | 0.01 | 13 | 4 | 0.01 | 0.01 | 0 | 0 | 0 | 0 | 0.09 | 0.02 | 0 | 0 | 0 | 0 | 0.85 | 0 | 0 | 0 | 0 | 0 | True |  | Non Federally-Regulated | 07/03/2018 |  | 08/10/2018
USAI Lighting | USAI Lighting | B3RDL-14X1-30KH-65-S-BZ-NCIC-UNV-D6A | Light Emitting Diode | Inseparable Luminaire | Direct Wired | 0-10 VDC Controls | 56 | 3000 | 0.001 | 91 | 52 | 433 | 0.96 | Ambient | 50000 |  |  | 99999 | 0.01 | 13 | 4 | 0.01 | 0.01 | 0 | 0 | 0 | 0 | 0.09 | 0.02 | 0 | 0 | 0 | 0 | 0.85 | 0 | 0 | 0 | 0 | 0 | True |  | Non Federally-Regulated | 07/03/2018 |  | 08/10/2018
USAI Lighting | USAI Lighting | B3RDL-14X1-35KH-25-S-BZ-NCIC-UNV-D6A | Light Emitting Diode | Inseparable Luminaire | Direct Wired | 0-10 VDC Controls | 71 | 3500 | 0.001 | 91 | 52 | 433 | 0.96 | Ambient | 50000 |  |  | 99999 | 0.01 | 13 | 4 | 0.01 | 0.01 | 0 | 0 | 0 | 0 | 0.09 | 0.02 | 0 | 0 | 0 | 0 | 0.85 | 0 | 0 | 0 | 0 | 0 | True |  | Non Federally-Regulated | 07/03/2018 |  | 08/10/2018
USAI Lighting | USAI Lighting | B3RDL-14X1-35KH-45-S-BZ-NCIC-UNV-D6A | Light Emitting Diode | Inseparable Luminaire | Direct Wired | 0-10 VDC Controls | 75 | 3500 | 0.001 | 91 | 52 | 433 | 0.96 | Ambient | 50000 |  |  | 99999 | 0.01 | 13 | 4 | 0.01 | 0.01 | 0 | 0 | 0 | 0 | 0.09 | 0.02 | 0 | 0 | 0 | 0 | 0.85 | 0 | 0 | 0 | 0 | 0 | True |  | Non Federally-Regulated | 07/03/2018 |  | 08/10/2018
USAI Lighting | USAI Lighting | B3RDL-14X1-35KH-65-S-BZ-NCIC-UNV-D6A | Light Emitting Diode | Inseparable Luminaire | Direct Wired | 0-10 VDC Controls | 61 | 3500 | 0.001 | 91 | 52 | 433 | 0.96 | Ambient | 50000 |  |  | 99999 | 0.01 | 13 | 4 | 0.01 | 0.01 | 0 | 0 | 0 | 0 | 0.09 | 0.02 | 0 | 0 | 0 | 0 | 0.85 | 0 | 0 | 0 | 0 | 0 | True |  | Non Federally-Regulated | 07/03/2018 |  | 08/10/2018
USAI Lighting | USAI Lighting | B3RDL-14X1-40KH-25-S-BZ-NCIC-UNV-D6A | Light Emitting Diode | Inseparable Luminaire | Direct Wired | 0-10 VDC Controls | 76 | 4000 | 0.001 | 91 | 52 | 433 | 0.96 | Ambient | 50000 |  |  | 99999 | 0.01 | 13 | 4 | 0.01 | 0.01 | 0 | 0 | 0 | 0 | 0.09 | 0.02 | 0 | 0 | 0 | 0 | 0.85 | 0 | 0 | 0 | 0 | 0 | True |  | Non Federally-Regulated | 07/03/2018 |  | 08/10/2018
USAI Lighting | USAI Lighting | B3RDL-14X1-40KH-45-S-BZ-NCIC-UNV-D6A | Light Emitting Diode | Inseparable Luminaire | Direct Wired | 0-10 VDC Controls | 80 | 4000 | 0.001 | 91 | 52 | 433 | 0.96 | Ambient | 50000 |  |  | 99999 | 0.01 | 13 | 4 | 0.01 | 0.01 | 0 | 0 | 0 | 0 | 0.09 | 0.02 | 0 | 0 | 0 | 0 | 0.85 | 0 | 0 | 0 | 0 | 0 | True |  | Non Federally-Regulated | 07/03/2018 |  | 08/10/2018
USAI Lighting | USAI Lighting | B3RDL-14X1-40KH-65-S-BZ-NCIC-UNV-D6A | Light Emitting Diode | Inseparable Luminaire | Direct Wired | 0-10 VDC Controls | 66 | 4000 | 0.001 | 91 | 52 | 433 | 0.96 | Ambient | 50000 |  |  | 99999 | 0.01 | 13 | 4 | 0.01 | 0.01 | 0 | 0 | 0 | 0 | 0.09 | 0.02 | 0 | 0 | 0 | 0 | 0.85 | 0 | 0 | 0 | 0 | 0 | True |  | Non Federally-Regulated | 07/03/2018 |  | 08/10/2018
USAI Lighting | USAI Lighting | B3RDL-14X1-27KH-25-S-WH-NCIC-UNV-D6B | Light Emitting Diode | Inseparable Luminaire | Direct Wired | 0-10 VDC Controls | 66 | 2700 | 0.001 | 91 | 52 | 433 | 0.96 | Ambient | 50000 |  |  | 99999 | 0.01 | 13 | 4 | 0.01 | 0.01 | 0 | 0 | 0 | 0 | 0.09 | 0.02 | 0 | 0 | 0 | 0 | 0.85 | 0 | 0 | 0 | 0 | 0 | True |  | Non Federally-Regulated | 07/03/2018 |  | 08/10/2018
USAI Lighting | USAI Lighting | B3RDL-14X1-27KH-45-S-WH-NCIC-UNV-D6B | Light Emitting Diode | Inseparable Luminaire | Direct Wired | 0-10 VDC Controls | 69 | 2700 | 0.001 | 91 | 52 | 433 | 0.96 | Ambient | 50000 |  |  | 99999 | 0.01 | 13 | 4 | 0.01 | 0.01 | 0 | 0 | 0 | 0 | 0.09 | 0.02 | 0 | 0 | 0 | 0 | 0.85 | 0 | 0 | 0 | 0 | 0 | True |  | Non Federally-Regulated | 07/03/2018 |  | 08/10/2018
USAI Lighting | USAI Lighting | B3RDL-14X1-27KH-65-S-WH-NCIC-UNV-D6B | Light Emitting Diode | Inseparable Luminaire | Direct Wired | 0-10 VDC Controls | 56 | 2700 | 0.001 | 91 | 52 | 433 | 0.96 | Ambient | 50000 |  |  | 99999 | 0.01 | 13 | 4 | 0.01 | 0.01 | 0 | 0 | 0 | 0 | 0.09 | 0.02 | 0 | 0 | 0 | 0 | 0.85 | 0 | 0 | 0 | 0 | 0 | True |  | Non Federally-Regulated | 07/03/2018 |  | 08/10/2018
USAI Lighting | USAI Lighting | B3RDL-14X1-30KH-25-S-WH-NCIC-UNV-D6B | Light Emitting Diode | Inseparable Luminaire | Direct Wired | 0-10 VDC Controls | 66 | 3000 | 0.001 | 91 | 52 | 433 | 0.96 | Ambient | 50000 |  |  | 99999 | 0.01 | 13 | 4 | 0.01 | 0.01 | 0 | 0 | 0 | 0 | 0.09 | 0.02 | 0 | 0 | 0 | 0 | 0.85 | 0 | 0 | 0 | 0 | 0 | True |  | Non Federally-Regulated | 07/03/2018 |  | 08/10/2018
USAI Lighting | USAI Lighting | B3RDL-14X1-30KH-45-S-WH-NCIC-UNV-D6B | Light Emitting Diode | Inseparable Luminaire | Direct Wired | 0-10 VDC Controls | 69 | 3000 | 0.001 | 91 | 52 | 433 | 0.96 | Ambient | 50000 |  |  | 99999 | 0.01 | 13 | 4 | 0.01 | 0.01 | 0 | 0 | 0 | 0 | 0.09 | 0.02 | 0 | 0 | 0 | 0 | 0.85 | 0 | 0 | 0 | 0 | 0 | True |  | Non Federally-Regulated | 07/03/2018 |  | 08/10/2018
USAI Lighting | USAI Lighting | B3RDL-14X1-30KH-65-S-WH-NCIC-UNV-D6B | Light Emitting Diode | Inseparable Luminaire | Direct Wired | 0-10 VDC Controls | 56 | 3000 | 0.001 | 91 | 52 | 433 | 0.96 | Ambient | 50000 |  |  | 99999 | 0.01 | 13 | 4 | 0.01 | 0.01 | 0 | 0 | 0 | 0 | 0.09 | 0.02 | 0 | 0 | 0 | 0 | 0.85 | 0 | 0 | 0 | 0 | 0 | True |  | Non Federally-Regulated | 07/03/2018 |  | 08/10/2018
USAI Lighting | USAI Lighting | B3RDL-14X1-35KH-25-S-WH-NCIC-UNV-D6B | Light Emitting Diode | Inseparable Luminaire | Direct Wired | 0-10 VDC Controls | 71 | 3500 | 0.001 | 91 | 52 | 433 | 0.96 | Ambient | 50000 |  |  | 99999 | 0.01 | 13 | 4 | 0.01 | 0.01 | 0 | 0 | 0 | 0 | 0.09 | 0.02 | 0 | 0 | 0 | 0 | 0.85 | 0 | 0 | 0 | 0 | 0 | True |  | Non Federally-Regulated | 07/03/2018 |  | 08/10/2018
USAI Lighting | USAI Lighting | B3RDL-14X1-35KH-45-S-WH-NCIC-UNV-D6B | Light Emitting Diode | Inseparable Luminaire | Direct Wired | 0-10 VDC Controls | 75 | 3500 | 0.001 | 91 | 52 | 433 | 0.96 | Ambient | 50000 |  |  | 99999 | 0.01 | 13 | 4 | 0.01 | 0.01 | 0 | 0 | 0 | 0 | 0.09 | 0.02 | 0 | 0 | 0 | 0 | 0.85 | 0 | 0 | 0 | 0 | 0 | True |  | Non Federally-Regulated | 07/03/2018 |  | 08/10/2018
USAI Lighting | USAI Lighting | B3RDL-14X1-35KH-65-S-WH-NCIC-UNV-D6B | Light Emitting Diode | Inseparable Luminaire | Direct Wired | 0-10 VDC Controls | 61 | 3500 | 0.001 | 91 | 52 | 433 | 0.96 | Ambient | 50000 |  |  | 99999 | 0.01 | 13 | 4 | 0.01 | 0.01 | 0 | 0 | 0 | 0 | 0.09 | 0.02 | 0 | 0 | 0 | 0 | 0.85 | 0 | 0 | 0 | 0 | 0 | True |  | Non Federally-Regulated | 07/03/2018 |  | 08/10/2018
USAI Lighting | USAI Lighting | B3RDL-14X1-40KH-25-S-WH-NCIC-UNV-D6B | Light Emitting Diode | Inseparable Luminaire | Direct Wired | 0-10 VDC Controls | 76 | 4000 | 0.001 | 91 | 52 | 433 | 0.96 | Ambient | 50000 |  |  | 99999 | 0.01 | 13 | 4 | 0.01 | 0.01 | 0 | 0 | 0 | 0 | 0.09 | 0.02 | 0 | 0 | 0 | 0 | 0.85 | 0 | 0 | 0 | 0 | 0 | True |  | Non Federally-Regulated | 07/03/2018 |  | 08/10/2018
USAI Lighting | USAI Lighting | B3RDL-14X1-40KH-45-S-WH-NCIC-UNV-D6B | Light Emitting Diode | Inseparable Luminaire | Direct Wired | 0-10 VDC Controls | 80 | 4000 | 0.001 | 91 | 52 | 433 | 0.96 | Ambient | 50000 |  |  | 99999 | 0.01 | 13 | 4 | 0.01 | 0.01 | 0 | 0 | 0 | 0 | 0.09 | 0.02 | 0 | 0 | 0 | 0 | 0.85 | 0 | 0 | 0 | 0 | 0 | True |  | Non Federally-Regulated | 07/03/2018 |  | 08/10/2018
USAI Lighting | USAI Lighting | B3RDL-14X1-40KH-65-S-WH-NCIC-UNV-D6B | Light Emitting Diode | Inseparable Luminaire | Direct Wired | 0-10 VDC Controls | 66 | 4000 | 0.001 | 91 | 52 | 433 | 0.96 | Ambient | 50000 |  |  | 99999 | 0.01 | 13 | 4 | 0.01 | 0.01 | 0 | 0 | 0 | 0 | 0.09 | 0.02 | 0 | 0 | 0 | 0 | 0.85 | 0 | 0 | 0 | 0 | 0 | True |  | Non Federally-Regulated | 07/03/2018 |  | 08/10/2018
USAI Lighting | USAI Lighting | B3RDL-14X1-27KH-25-S-GR-NCIC-UNV-D6B | Light Emitting Diode | Inseparable Luminaire | Direct Wired | 0-10 VDC Controls | 66 | 2700 | 0.001 | 91 | 52 | 433 | 0.96 | Ambient | 50000 |  |  | 99999 | 0.01 | 13 | 4 | 0.01 | 0.01 | 0 | 0 | 0 | 0 | 0.09 | 0.02 | 0 | 0 | 0 | 0 | 0.85 | 0 | 0 | 0 | 0 | 0 | True |  | Non Federally-Regulated | 07/03/2018 |  | 08/10/2018
USAI Lighting | USAI Lighting | B3RDL-14X1-27KH-45-S-GR-NCIC-UNV-D6B | Light Emitting Diode | Inseparable Luminaire | Direct Wired | 0-10 VDC Controls | 69 | 2700 | 0.001 | 91 | 52 | 433 | 0.96 | Ambient | 50000 |  |  | 99999 | 0.01 | 13 | 4 | 0.01 | 0.01 | 0 | 0 | 0 | 0 | 0.09 | 0.02 | 0 | 0 | 0 | 0 | 0.85 | 0 | 0 | 0 | 0 | 0 | True |  | Non Federally-Regulated | 07/03/2018 |  | 08/10/2018
USAI Lighting | USAI Lighting | B3RDL-14X1-27KH-65-S-GR-NCIC-UNV-D6B | Light Emitting Diode | Inseparable Luminaire | Direct Wired | 0-10 VDC Controls | 56 | 2700 | 0.001 | 91 | 52 | 433 | 0.96 | Ambient | 50000 |  |  | 99999 | 0.01 | 13 | 4 | 0.01 | 0.01 | 0 | 0 | 0 | 0 | 0.09 | 0.02 | 0 | 0 | 0 | 0 | 0.85 | 0 | 0 | 0 | 0 | 0 | True |  | Non Federally-Regulated | 07/03/2018 |  | 08/10/2018
USAI Lighting | USAI Lighting | B3RDL-14X1-30KH-25-S-GR-NCIC-UNV-D6B | Light Emitting Diode | Inseparable Luminaire | Direct Wired | 0-10 VDC Controls | 66 | 3000 | 0.001 | 91 | 52 | 433 | 0.96 | Ambient | 50000 |  |  | 99999 | 0.01 | 13 | 4 | 0.01 | 0.01 | 0 | 0 | 0 | 0 | 0.09 | 0.02 | 0 | 0 | 0 | 0 | 0.85 | 0 | 0 | 0 | 0 | 0 | True |  | Non Federally-Regulated | 07/03/2018 |  | 08/10/2018
USAI Lighting | USAI Lighting | B3RDL-14X1-30KH-45-S-GR-NCIC-UNV-D6B | Light Emitting Diode | Inseparable Luminaire | Direct Wired | 0-10 VDC Controls | 69 | 3000 | 0.001 | 91 | 52 | 433 | 0.96 | Ambient | 50000 |  |  | 99999 | 0.01 | 13 | 4 | 0.01 | 0.01 | 0 | 0 | 0 | 0 | 0.09 | 0.02 | 0 | 0 | 0 | 0 | 0.85 | 0 | 0 | 0 | 0 | 0 | True |  | Non Federally-Regulated | 07/03/2018 |  | 08/10/2018
USAI Lighting | USAI Lighting | B3RDL-14X1-30KH-65-S-GR-NCIC-UNV-D6B | Light Emitting Diode | Inseparable Luminaire | Direct Wired | 0-10 VDC Controls | 56 | 3000 | 0.001 | 91 | 52 | 433 | 0.96 | Ambient | 50000 |  |  | 99999 | 0.01 | 13 | 4 | 0.01 | 0.01 | 0 | 0 | 0 | 0 | 0.09 | 0.02 | 0 | 0 | 0 | 0 | 0.85 | 0 | 0 | 0 | 0 | 0 | True |  | Non Federally-Regulated | 07/03/2018 |  | 08/10/2018
USAI Lighting | USAI Lighting | B3RDL-14X1-35KH-25-S-GR-NCIC-UNV-D6B | Light Emitting Diode | Inseparable Luminaire | Direct Wired | 0-10 VDC Controls | 71 | 3500 | 0.001 | 91 | 52 | 433 | 0.96 | Ambient | 50000 |  |  | 99999 | 0.01 | 13 | 4 | 0.01 | 0.01 | 0 | 0 | 0 | 0 | 0.09 | 0.02 | 0 | 0 | 0 | 0 | 0.85 | 0 | 0 | 0 | 0 | 0 | True |  | Non Federally-Regulated | 07/03/2018 |  | 08/10/2018
USAI Lighting | USAI Lighting | B3RDL-14X1-35KH-45-S-GR-NCIC-UNV-D6B | Light Emitting Diode | Inseparable Luminaire | Direct Wired | 0-10 VDC Controls | 75 | 3500 | 0.001 | 91 | 52 | 433 | 0.96 | Ambient | 50000 |  |  | 99999 | 0.01 | 13 | 4 | 0.01 | 0.01 | 0 | 0 | 0 | 0 | 0.09 | 0.02 | 0 | 0 | 0 | 0 | 0.85 | 0 | 0 | 0 | 0 | 0 | True |  | Non Federally-Regulated | 07/03/2018 |  | 08/10/2018
USAI Lighting | USAI Lighting | B3RDL-14X1-35KH-65-S-GR-NCIC-UNV-D6B | Light Emitting Diode | Inseparable Luminaire | Direct Wired | 0-10 VDC Controls | 61 | 3500 | 0.001 | 91 | 52 | 433 | 0.96 | Ambient | 50000 |  |  | 99999 | 0.01 | 13 | 4 | 0.01 | 0.01 | 0 | 0 | 0 | 0 | 0.09 | 0.02 | 0 | 0 | 0 | 0 | 0.85 | 0 | 0 | 0 | 0 | 0 | True |  | Non Federally-Regulated | 07/03/2018 |  | 08/10/2018
USAI Lighting | USAI Lighting | B3RDL-14X1-40KH-25-S-GR-NCIC-UNV-D6B | Light Emitting Diode | Inseparable Luminaire | Direct Wired | 0-10 VDC Controls | 76 | 4000 | 0.001 | 91 | 52 | 433 | 0.96 | Ambient | 50000 |  |  | 99999 | 0.01 | 13 | 4 | 0.01 | 0.01 | 0 | 0 | 0 | 0 | 0.09 | 0.02 | 0 | 0 | 0 | 0 | 0.85 | 0 | 0 | 0 | 0 | 0 | True |  | Non Federally-Regulated | 07/03/2018 |  | 08/10/2018
USAI Lighting | USAI Lighting | B3RDL-14X1-40KH-45-S-GR-NCIC-UNV-D6B | Light Emitting Diode | Inseparable Luminaire | Direct Wired | 0-10 VDC Controls | 80 | 4000 | 0.001 | 91 | 52 | 433 | 0.96 | Ambient | 50000 |  |  | 99999 | 0.01 | 13 | 4 | 0.01 | 0.01 | 0 | 0 | 0 | 0 | 0.09 | 0.02 | 0 | 0 | 0 | 0 | 0.85 | 0 | 0 | 0 | 0 | 0 | True |  | Non Federally-Regulated | 07/03/2018 |  | 08/10/2018
USAI Lighting | USAI Lighting | B3RDL-14X1-40KH-65-S-GR-NCIC-UNV-D6B | Light Emitting Diode | Inseparable Luminaire | Direct Wired | 0-10 VDC Controls | 66 | 4000 | 0.001 | 91 | 52 | 433 | 0.96 | Ambient | 50000 |  |  | 99999 | 0.01 | 13 | 4 | 0.01 | 0.01 | 0 | 0 | 0 | 0 | 0.09 | 0.02 | 0 | 0 | 0 | 0 | 0.85 | 0 | 0 | 0 | 0 | 0 | True |  | Non Federally-Regulated | 07/03/2018 |  | 08/10/2018
USAI Lighting | USAI Lighting | B3RDL-14X1-27KH-25-S-BL-NCIC-UNV-D6B | Light Emitting Diode | Inseparable Luminaire | Direct Wired | 0-10 VDC Controls | 66 | 2700 | 0.001 | 91 | 52 | 433 | 0.96 | Ambient | 50000 |  |  | 99999 | 0.01 | 13 | 4 | 0.01 | 0.01 | 0 | 0 | 0 | 0 | 0.09 | 0.02 | 0 | 0 | 0 | 0 | 0.85 | 0 | 0 | 0 | 0 | 0 | True |  | Non Federally-Regulated | 07/03/2018 |  | 08/10/2018
USAI Lighting | USAI Lighting | B3RDL-14X1-27KH-45-S-BL-NCIC-UNV-D6B | Light Emitting Diode | Inseparable Luminaire | Direct Wired | 0-10 VDC Controls | 69 | 2700 | 0.001 | 91 | 52 | 433 | 0.96 | Ambient | 50000 |  |  | 99999 | 0.01 | 13 | 4 | 0.01 | 0.01 | 0 | 0 | 0 | 0 | 0.09 | 0.02 | 0 | 0 | 0 | 0 | 0.85 | 0 | 0 | 0 | 0 | 0 | True |  | Non Federally-Regulated | 07/03/2018 |  | 08/10/2018
USAI Lighting | USAI Lighting | B3RDL-14X1-27KH-65-S-BL-NCIC-UNV-D6B | Light Emitting Diode | Inseparable Luminaire | Direct Wired | 0-10 VDC Controls | 56 | 2700 | 0.001 | 91 | 52 | 433 | 0.96 | Ambient | 50000 |  |  | 99999 | 0.01 | 13 | 4 | 0.01 | 0.01 | 0 | 0 | 0 | 0 | 0.09 | 0.02 | 0 | 0 | 0 | 0 | 0.85 | 0 | 0 | 0 | 0 | 0 | True |  | Non Federally-Regulated | 07/03/2018 |  | 08/10/2018
USAI Lighting | USAI Lighting | B3RDL-14X1-30KH-25-S-BL-NCIC-UNV-D6B | Light Emitting Diode | Inseparable Luminaire | Direct Wired | 0-10 VDC Controls | 66 | 3000 | 0.001 | 91 | 52 | 433 | 0.96 | Ambient | 50000 |  |  | 99999 | 0.01 | 13 | 4 | 0.01 | 0.01 | 0 | 0 | 0 | 0 | 0.09 | 0.02 | 0 | 0 | 0 | 0 | 0.85 | 0 | 0 | 0 | 0 | 0 | True |  | Non Federally-Regulated | 07/03/2018 |  | 08/10/2018
USAI Lighting | USAI Lighting | B3RDL-14X1-30KH-45-S-BL-NCIC-UNV-D6B | Light Emitting Diode | Inseparable Luminaire | Direct Wired | 0-10 VDC Controls | 69 | 3000 | 0.001 | 91 | 52 | 433 | 0.96 | Ambient | 50000 |  |  | 99999 | 0.01 | 13 | 4 | 0.01 | 0.01 | 0 | 0 | 0 | 0 | 0.09 | 0.02 | 0 | 0 | 0 | 0 | 0.85 | 0 | 0 | 0 | 0 | 0 | True |  | Non Federally-Regulated | 07/03/2018 |  | 08/10/2018
USAI Lighting | USAI Lighting | B3RDL-14X1-30KH-65-S-BL-NCIC-UNV-D6B | Light Emitting Diode | Inseparable Luminaire | Direct Wired | 0-10 VDC Controls | 56 | 3000 | 0.001 | 91 | 52 | 433 | 0.96 | Ambient | 50000 |  |  | 99999 | 0.01 | 13 | 4 | 0.01 | 0.01 | 0 | 0 | 0 | 0 | 0.09 | 0.02 | 0 | 0 | 0 | 0 | 0.85 | 0 | 0 | 0 | 0 | 0 | True |  | Non Federally-Regulated | 07/03/2018 |  | 08/10/2018
USAI Lighting | USAI Lighting | B3RDL-14X1-35KH-25-S-BL-NCIC-UNV-D6B | Light Emitting Diode | Inseparable Luminaire | Direct Wired | 0-10 VDC Controls | 71 | 3500 | 0.001 | 91 | 52 | 433 | 0.96 | Ambient | 50000 |  |  | 99999 | 0.01 | 13 | 4 | 0.01 | 0.01 | 0 | 0 | 0 | 0 | 0.09 | 0.02 | 0 | 0 | 0 | 0 | 0.85 | 0 | 0 | 0 | 0 | 0 | True |  | Non Federally-Regulated | 07/03/2018 |  | 08/10/2018
USAI Lighting | USAI Lighting | B3RDL-14X1-35KH-45-S-BL-NCIC-UNV-D6B | Light Emitting Diode | Inseparable Luminaire | Direct Wired | 0-10 VDC Controls | 75 | 3500 | 0.001 | 91 | 52 | 433 | 0.96 | Ambient | 50000 |  |  | 99999 | 0.01 | 13 | 4 | 0.01 | 0.01 | 0 | 0 | 0 | 0 | 0.09 | 0.02 | 0 | 0 | 0 | 0 | 0.85 | 0 | 0 | 0 | 0 | 0 | True |  | Non Federally-Regulated | 07/03/2018 |  | 08/10/2018
USAI Lighting | USAI Lighting | B3RDL-14X1-35KH-65-S-BL-NCIC-UNV-D6B | Light Emitting Diode | Inseparable Luminaire | Direct Wired | 0-10 VDC Controls | 61 | 3500 | 0.001 | 91 | 52 | 433 | 0.96 | Ambient | 50000 |  |  | 99999 | 0.01 | 13 | 4 | 0.01 | 0.01 | 0 | 0 | 0 | 0 | 0.09 | 0.02 | 0 | 0 | 0 | 0 | 0.85 | 0 | 0 | 0 | 0 | 0 | True |  | Non Federally-Regulated | 07/03/2018 |  | 08/10/2018
USAI Lighting | USAI Lighting | B3RDL-14X1-40KH-25-S-BL-NCIC-UNV-D6B | Light Emitting Diode | Inseparable Luminaire | Direct Wired | 0-10 VDC Controls | 76 | 4000 | 0.001 | 91 | 52 | 433 | 0.96 | Ambient | 50000 |  |  | 99999 | 0.01 | 13 | 4 | 0.01 | 0.01 | 0 | 0 | 0 | 0 | 0.09 | 0.02 | 0 | 0 | 0 | 0 | 0.85 | 0 | 0 | 0 | 0 | 0 | True |  | Non Federally-Regulated | 07/03/2018 |  | 08/10/2018
USAI Lighting | USAI Lighting | B3RDL-14X1-40KH-45-S-BL-NCIC-UNV-D6B | Light Emitting Diode | Inseparable Luminaire | Direct Wired | 0-10 VDC Controls | 80 | 4000 | 0.001 | 91 | 52 | 433 | 0.96 | Ambient | 50000 |  |  | 99999 | 0.01 | 13 | 4 | 0.01 | 0.01 | 0 | 0 | 0 | 0 | 0.09 | 0.02 | 0 | 0 | 0 | 0 | 0.85 | 0 | 0 | 0 | 0 | 0 | True |  | Non Federally-Regulated | 07/03/2018 |  | 08/10/2018
USAI Lighting | USAI Lighting | B3RDL-14X1-40KH-65-S-BL-NCIC-UNV-D6B | Light Emitting Diode | Inseparable Luminaire | Direct Wired | 0-10 VDC Controls | 66 | 4000 | 0.001 | 91 | 52 | 433 | 0.96 | Ambient | 50000 |  |  | 99999 | 0.01 | 13 | 4 | 0.01 | 0.01 | 0 | 0 | 0 | 0 | 0.09 | 0.02 | 0 | 0 | 0 | 0 | 0.85 | 0 | 0 | 0 | 0 | 0 | True |  | Non Federally-Regulated | 07/03/2018 |  | 08/10/2018
USAI Lighting | USAI Lighting | B3RDL-14X1-27KH-25-S-BZ-NCIC-UNV-D6B | Light Emitting Diode | Inseparable Luminaire | Direct Wired | 0-10 VDC Controls | 66 | 2700 | 0.001 | 91 | 52 | 433 | 0.96 | Ambient | 50000 |  |  | 99999 | 0.01 | 13 | 4 | 0.01 | 0.01 | 0 | 0 | 0 | 0 | 0.09 | 0.02 | 0 | 0 | 0 | 0 | 0.85 | 0 | 0 | 0 | 0 | 0 | True |  | Non Federally-Regulated | 07/03/2018 |  | 08/10/2018
USAI Lighting | USAI Lighting | B3RDL-14X1-27KH-45-S-BZ-NCIC-UNV-D6B | Light Emitting Diode | Inseparable Luminaire | Direct Wired | 0-10 VDC Controls | 69 | 2700 | 0.001 | 91 | 52 | 433 | 0.96 | Ambient | 50000 |  |  | 99999 | 0.01 | 13 | 4 | 0.01 | 0.01 | 0 | 0 | 0 | 0 | 0.09 | 0.02 | 0 | 0 | 0 | 0 | 0.85 | 0 | 0 | 0 | 0 | 0 | True |  | Non Federally-Regulated | 07/03/2018 |  | 08/10/2018
USAI Lighting | USAI Lighting | B3RDL-14X1-27KH-65-S-BZ-NCIC-UNV-D6B | Light Emitting Diode | Inseparable Luminaire | Direct Wired | 0-10 VDC Controls | 56 | 2700 | 0.001 | 91 | 52 | 433 | 0.96 | Ambient | 50000 |  |  | 99999 | 0.01 | 13 | 4 | 0.01 | 0.01 | 0 | 0 | 0 | 0 | 0.09 | 0.02 | 0 | 0 | 0 | 0 | 0.85 | 0 | 0 | 0 | 0 | 0 | True |  | Non Federally-Regulated | 07/03/2018 |  | 08/10/2018
USAI Lighting | USAI Lighting | B3RDL-14X1-30KH-25-S-BZ-NCIC-UNV-D6B | Light Emitting Diode | Inseparable Luminaire | Direct Wired | 0-10 VDC Controls | 66 | 3000 | 0.001 | 91 | 52 | 433 | 0.96 | Ambient | 50000 |  |  | 99999 | 0.01 | 13 | 4 | 0.01 | 0.01 | 0 | 0 | 0 | 0 | 0.09 | 0.02 | 0 | 0 | 0 | 0 | 0.85 | 0 | 0 | 0 | 0 | 0 | True |  | Non Federally-Regulated | 07/03/2018 |  | 08/10/2018
USAI Lighting | USAI Lighting | B3RDL-14X1-30KH-45-S-BZ-NCIC-UNV-D6B | Light Emitting Diode | Inseparable Luminaire | Direct Wired | 0-10 VDC Controls | 69 | 3000 | 0.001 | 91 | 52 | 433 | 0.96 | Ambient | 50000 |  |  | 99999 | 0.01 | 13 | 4 | 0.01 | 0.01 | 0 | 0 | 0 | 0 | 0.09 | 0.02 | 0 | 0 | 0 | 0 | 0.85 | 0 | 0 | 0 | 0 | 0 | True |  | Non Federally-Regulated | 07/03/2018 |  | 08/10/2018
USAI Lighting | USAI Lighting | B3RDL-14X1-30KH-65-S-BZ-NCIC-UNV-D6B | Light Emitting Diode | Inseparable Luminaire | Direct Wired | 0-10 VDC Controls | 56 | 3000 | 0.001 | 91 | 52 | 433 | 0.96 | Ambient | 50000 |  |  | 99999 | 0.01 | 13 | 4 | 0.01 | 0.01 | 0 | 0 | 0 | 0 | 0.09 | 0.02 | 0 | 0 | 0 | 0 | 0.85 | 0 | 0 | 0 | 0 | 0 | True |  | Non Federally-Regulated | 07/03/2018 |  | 08/10/2018
USAI Lighting | USAI Lighting | B3RDL-14X1-35KH-25-S-BZ-NCIC-UNV-D6B | Light Emitting Diode | Inseparable Luminaire | Direct Wired | 0-10 VDC Controls | 71 | 3500 | 0.001 | 91 | 52 | 433 | 0.96 | Ambient | 50000 |  |  | 99999 | 0.01 | 13 | 4 | 0.01 | 0.01 | 0 | 0 | 0 | 0 | 0.09 | 0.02 | 0 | 0 | 0 | 0 | 0.85 | 0 | 0 | 0 | 0 | 0 | True |  | Non Federally-Regulated | 07/03/2018 |  | 08/10/2018
USAI Lighting | USAI Lighting | B3RDL-14X1-35KH-45-S-BZ-NCIC-UNV-D6B | Light Emitting Diode | Inseparable Luminaire | Direct Wired | 0-10 VDC Controls | 75 | 3500 | 0.001 | 91 | 52 | 433 | 0.96 | Ambient | 50000 |  |  | 99999 | 0.01 | 13 | 4 | 0.01 | 0.01 | 0 | 0 | 0 | 0 | 0.09 | 0.02 | 0 | 0 | 0 | 0 | 0.85 | 0 | 0 | 0 | 0 | 0 | True |  | Non Federally-Regulated | 07/03/2018 |  | 08/10/2018
USAI Lighting | USAI Lighting | B3RDL-14X1-35KH-65-S-BZ-NCIC-UNV-D6B | Light Emitting Diode | Inseparable Luminaire | Direct Wired | 0-10 VDC Controls | 61 | 3500 | 0.001 | 91 | 52 | 433 | 0.96 | Ambient | 50000 |  |  | 99999 | 0.01 | 13 | 4 | 0.01 | 0.01 | 0 | 0 | 0 | 0 | 0.09 | 0.02 | 0 | 0 | 0 | 0 | 0.85 | 0 | 0 | 0 | 0 | 0 | True |  | Non Federally-Regulated | 07/03/2018 |  | 08/10/2018
USAI Lighting | USAI Lighting | B3RDL-14X1-40KH-25-S-BZ-NCIC-UNV-D6B | Light Emitting Diode | Inseparable Luminaire | Direct Wired | 0-10 VDC Controls | 76 | 4000 | 0.001 | 91 | 52 | 433 | 0.96 | Ambient | 50000 |  |  | 99999 | 0.01 | 13 | 4 | 0.01 | 0.01 | 0 | 0 | 0 | 0 | 0.09 | 0.02 | 0 | 0 | 0 | 0 | 0.85 | 0 | 0 | 0 | 0 | 0 | True |  | Non Federally-Regulated | 07/03/2018 |  | 08/10/2018
USAI Lighting | USAI Lighting | B3RDL-14X1-40KH-45-S-BZ-NCIC-UNV-D6B | Light Emitting Diode | Inseparable Luminaire | Direct Wired | 0-10 VDC Controls | 80 | 4000 | 0.001 | 91 | 52 | 433 | 0.96 | Ambient | 50000 |  |  | 99999 | 0.01 | 13 | 4 | 0.01 | 0.01 | 0 | 0 | 0 | 0 | 0.09 | 0.02 | 0 | 0 | 0 | 0 | 0.85 | 0 | 0 | 0 | 0 | 0 | True |  | Non Federally-Regulated | 07/03/2018 |  | 08/10/2018
USAI Lighting | USAI Lighting | B3RDL-14X1-40KH-65-S-BZ-NCIC-UNV-D6B | Light Emitting Diode | Inseparable Luminaire | Direct Wired | 0-10 VDC Controls | 66 | 4000 | 0.001 | 91 | 52 | 433 | 0.96 | Ambient | 50000 |  |  | 99999 | 0.01 | 13 | 4 | 0.01 | 0.01 | 0 | 0 | 0 | 0 | 0.09 | 0.02 | 0 | 0 | 0 | 0 | 0.85 | 0 | 0 | 0 | 0 | 0 | True |  | Non Federally-Regulated | 07/03/2018 |  | 08/10/2018
USAI Lighting | USAI Lighting | B3RDM-14X1-27KH-25-S-WH-NCIC-UNV-D6E | Light Emitting Diode | Inseparable Luminaire | Direct Wired | 0-10 VDC Controls | 66 | 2700 | 0.001 | 91 | 52 | 433 | 0.96 | Ambient | 50000 |  |  | 99999 | 0.01 | 13 | 4 | 0.01 | 0.01 | 0 | 0 | 0 | 0 | 0.09 | 0.02 | 0 | 0 | 0 | 0 | 0.85 | 0 | 0 | 0 | 0 | 0 | True |  | Non Federally-Regulated | 07/03/2018 |  | 08/10/2018
USAI Lighting | USAI Lighting | B3RDM-14X1-27KH-45-S-WH-NCIC-UNV-D6E | Light Emitting Diode | Inseparable Luminaire | Direct Wired | 0-10 VDC Controls | 69 | 2700 | 0.001 | 91 | 52 | 433 | 0.96 | Ambient | 50000 |  |  | 99999 | 0.01 | 13 | 4 | 0.01 | 0.01 | 0 | 0 | 0 | 0 | 0.09 | 0.02 | 0 | 0 | 0 | 0 | 0.85 | 0 | 0 | 0 | 0 | 0 | True |  | Non Federally-Regulated | 07/03/2018 |  | 08/10/2018
USAI Lighting | USAI Lighting | B3RDM-14X1-27KH-65-S-WH-NCIC-UNV-D6E | Light Emitting Diode | Inseparable Luminaire | Direct Wired | 0-10 VDC Controls | 56 | 2700 | 0.001 | 91 | 52 | 433 | 0.96 | Ambient | 50000 |  |  | 99999 | 0.01 | 13 | 4 | 0.01 | 0.01 | 0 | 0 | 0 | 0 | 0.09 | 0.02 | 0 | 0 | 0 | 0 | 0.85 | 0 | 0 | 0 | 0 | 0 | True |  | Non Federally-Regulated | 07/03/2018 |  | 08/10/2018
USAI Lighting | USAI Lighting | B3RDM-14X1-30KH-25-S-WH-NCIC-UNV-D6E | Light Emitting Diode | Inseparable Luminaire | Direct Wired | 0-10 VDC Controls | 66 | 3000 | 0.001 | 91 | 52 | 433 | 0.96 | Ambient | 50000 |  |  | 99999 | 0.01 | 13 | 4 | 0.01 | 0.01 | 0 | 0 | 0 | 0 | 0.09 | 0.02 | 0 | 0 | 0 | 0 | 0.85 | 0 | 0 | 0 | 0 | 0 | True |  | Non Federally-Regulated | 07/03/2018 |  | 08/10/2018
USAI Lighting | USAI Lighting | B3RDM-14X1-30KH-45-S-WH-NCIC-UNV-D6E | Light Emitting Diode | Inseparable Luminaire | Direct Wired | 0-10 VDC Controls | 69 | 3000 | 0.001 | 91 | 52 | 433 | 0.96 | Ambient | 50000 |  |  | 99999 | 0.01 | 13 | 4 | 0.01 | 0.01 | 0 | 0 | 0 | 0 | 0.09 | 0.02 | 0 | 0 | 0 | 0 | 0.85 | 0 | 0 | 0 | 0 | 0 | True |  | Non Federally-Regulated | 07/03/2018 |  | 08/10/2018
USAI Lighting | USAI Lighting | B3RDM-14X1-30KH-65-S-WH-NCIC-UNV-D6E | Light Emitting Diode | Inseparable Luminaire | Direct Wired | 0-10 VDC Controls | 56 | 3000 | 0.001 | 91 | 52 | 433 | 0.96 | Ambient | 50000 |  |  | 99999 | 0.01 | 13 | 4 | 0.01 | 0.01 | 0 | 0 | 0 | 0 | 0.09 | 0.02 | 0 | 0 | 0 | 0 | 0.85 | 0 | 0 | 0 | 0 | 0 | True |  | Non Federally-Regulated | 07/03/2018 |  | 08/10/2018
USAI Lighting | USAI Lighting | B3RDM-14X1-35KH-25-S-WH-NCIC-UNV-D6E | Light Emitting Diode | Inseparable Luminaire | Direct Wired | 0-10 VDC Controls | 71 | 3500 | 0.001 | 91 | 52 | 433 | 0.96 | Ambient | 50000 |  |  | 99999 | 0.01 | 13 | 4 | 0.01 | 0.01 | 0 | 0 | 0 | 0 | 0.09 | 0.02 | 0 | 0 | 0 | 0 | 0.85 | 0 | 0 | 0 | 0 | 0 | True |  | Non Federally-Regulated | 07/03/2018 |  | 08/10/2018
USAI Lighting | USAI Lighting | B3RDM-14X1-35KH-45-S-WH-NCIC-UNV-D6E | Light Emitting Diode | Inseparable Luminaire | Direct Wired | 0-10 VDC Controls | 75 | 3500 | 0.001 | 91 | 52 | 433 | 0.96 | Ambient | 50000 |  |  | 99999 | 0.01 | 13 | 4 | 0.01 | 0.01 | 0 | 0 | 0 | 0 | 0.09 | 0.02 | 0 | 0 | 0 | 0 | 0.85 | 0 | 0 | 0 | 0 | 0 | True |  | Non Federally-Regulated | 07/03/2018 |  | 08/10/2018
USAI Lighting | USAI Lighting | B3RDM-14X1-35KH-65-S-WH-NCIC-UNV-D6E | Light Emitting Diode | Inseparable Luminaire | Direct Wired | 0-10 VDC Controls | 61 | 3500 | 0.001 | 91 | 52 | 433 | 0.96 | Ambient | 50000 |  |  | 99999 | 0.01 | 13 | 4 | 0.01 | 0.01 | 0 | 0 | 0 | 0 | 0.09 | 0.02 | 0 | 0 | 0 | 0 | 0.85 | 0 | 0 | 0 | 0 | 0 | True |  | Non Federally-Regulated | 07/03/2018 |  | 08/10/2018
USAI Lighting | USAI Lighting | B3RDM-14X1-40KH-25-S-WH-NCIC-UNV-D6E | Light Emitting Diode | Inseparable Luminaire | Direct Wired | 0-10 VDC Controls | 76 | 4000 | 0.001 | 91 | 52 | 433 | 0.96 | Ambient | 50000 |  |  | 99999 | 0.01 | 13 | 4 | 0.01 | 0.01 | 0 | 0 | 0 | 0 | 0.09 | 0.02 | 0 | 0 | 0 | 0 | 0.85 | 0 | 0 | 0 | 0 | 0 | True |  | Non Federally-Regulated | 07/03/2018 |  | 08/10/2018
USAI Lighting | USAI Lighting | B3RDM-14X1-40KH-45-S-WH-NCIC-UNV-D6E | Light Emitting Diode | Inseparable Luminaire | Direct Wired | 0-10 VDC Controls | 80 | 4000 | 0.001 | 91 | 52 | 433 | 0.96 | Ambient | 50000 |  |  | 99999 | 0.01 | 13 | 4 | 0.01 | 0.01 | 0 | 0 | 0 | 0 | 0.09 | 0.02 | 0 | 0 | 0 | 0 | 0.85 | 0 | 0 | 0 | 0 | 0 | True |  | Non Federally-Regulated | 07/03/2018 |  | 08/10/2018
USAI Lighting | USAI Lighting | B3RDM-14X1-40KH-65-S-WH-NCIC-UNV-D6E | Light Emitting Diode | Inseparable Luminaire | Direct Wired | 0-10 VDC Controls | 66 | 4000 | 0.001 | 91 | 52 | 433 | 0.96 | Ambient | 50000 |  |  | 99999 | 0.01 | 13 | 4 | 0.01 | 0.01 | 0 | 0 | 0 | 0 | 0.09 | 0.02 | 0 | 0 | 0 | 0 | 0.85 | 0 | 0 | 0 | 0 | 0 | True |  | Non Federally-Regulated | 07/03/2018 |  | 08/10/2018
USAI Lighting | USAI Lighting | B3RDM-14X1-27KH-25-S-GR-NCIC-UNV-D6E | Light Emitting Diode | Inseparable Luminaire | Direct Wired | 0-10 VDC Controls | 66 | 2700 | 0.001 | 91 | 52 | 433 | 0.96 | Ambient | 50000 |  |  | 99999 | 0.01 | 13 | 4 | 0.01 | 0.01 | 0 | 0 | 0 | 0 | 0.09 | 0.02 | 0 | 0 | 0 | 0 | 0.85 | 0 | 0 | 0 | 0 | 0 | True |  | Non Federally-Regulated | 07/03/2018 |  | 08/10/2018
USAI Lighting | USAI Lighting | B3RDM-14X1-27KH-45-S-GR-NCIC-UNV-D6E | Light Emitting Diode | Inseparable Luminaire | Direct Wired | 0-10 VDC Controls | 69 | 2700 | 0.001 | 91 | 52 | 433 | 0.96 | Ambient | 50000 |  |  | 99999 | 0.01 | 13 | 4 | 0.01 | 0.01 | 0 | 0 | 0 | 0 | 0.09 | 0.02 | 0 | 0 | 0 | 0 | 0.85 | 0 | 0 | 0 | 0 | 0 | True |  | Non Federally-Regulated | 07/03/2018 |  | 08/10/2018
USAI Lighting | USAI Lighting | B3RDM-14X1-27KH-65-S-GR-NCIC-UNV-D6E | Light Emitting Diode | Inseparable Luminaire | Direct Wired | 0-10 VDC Controls | 56 | 2700 | 0.001 | 91 | 52 | 433 | 0.96 | Ambient | 50000 |  |  | 99999 | 0.01 | 13 | 4 | 0.01 | 0.01 | 0 | 0 | 0 | 0 | 0.09 | 0.02 | 0 | 0 | 0 | 0 | 0.85 | 0 | 0 | 0 | 0 | 0 | True |  | Non Federally-Regulated | 07/03/2018 |  | 08/10/2018
USAI Lighting | USAI Lighting | B3RDM-14X1-30KH-25-S-GR-NCIC-UNV-D6E | Light Emitting Diode | Inseparable Luminaire | Direct Wired | 0-10 VDC Controls | 66 | 3000 | 0.001 | 91 | 52 | 433 | 0.96 | Ambient | 50000 |  |  | 99999 | 0.01 | 13 | 4 | 0.01 | 0.01 | 0 | 0 | 0 | 0 | 0.09 | 0.02 | 0 | 0 | 0 | 0 | 0.85 | 0 | 0 | 0 | 0 | 0 | True |  | Non Federally-Regulated | 07/03/2018 |  | 08/10/2018
USAI Lighting | USAI Lighting | B3RDM-14X1-30KH-45-S-GR-NCIC-UNV-D6E | Light Emitting Diode | Inseparable Luminaire | Direct Wired | 0-10 VDC Controls | 69 | 3000 | 0.001 | 91 | 52 | 433 | 0.96 | Ambient | 50000 |  |  | 99999 | 0.01 | 13 | 4 | 0.01 | 0.01 | 0 | 0 | 0 | 0 | 0.09 | 0.02 | 0 | 0 | 0 | 0 | 0.85 | 0 | 0 | 0 | 0 | 0 | True |  | Non Federally-Regulated | 07/03/2018 |  | 08/10/2018
USAI Lighting | USAI Lighting | B3RDM-14X1-30KH-65-S-GR-NCIC-UNV-D6E | Light Emitting Diode | Inseparable Luminaire | Direct Wired | 0-10 VDC Controls | 56 | 3000 | 0.001 | 91 | 52 | 433 | 0.96 | Ambient | 50000 |  |  | 99999 | 0.01 | 13 | 4 | 0.01 | 0.01 | 0 | 0 | 0 | 0 | 0.09 | 0.02 | 0 | 0 | 0 | 0 | 0.85 | 0 | 0 | 0 | 0 | 0 | True |  | Non Federally-Regulated | 07/03/2018 |  | 08/10/2018
USAI Lighting | USAI Lighting | B3RDM-14X1-35KH-25-S-GR-NCIC-UNV-D6E | Light Emitting Diode | Inseparable Luminaire | Direct Wired | 0-10 VDC Controls | 71 | 3500 | 0.001 | 91 | 52 | 433 | 0.96 | Ambient | 50000 |  |  | 99999 | 0.01 | 13 | 4 | 0.01 | 0.01 | 0 | 0 | 0 | 0 | 0.09 | 0.02 | 0 | 0 | 0 | 0 | 0.85 | 0 | 0 | 0 | 0 | 0 | True |  | Non Federally-Regulated | 07/03/2018 |  | 08/10/2018
USAI Lighting | USAI Lighting | B3RDM-14X1-35KH-45-S-GR-NCIC-UNV-D6E | Light Emitting Diode | Inseparable Luminaire | Direct Wired | 0-10 VDC Controls | 75 | 3500 | 0.001 | 91 | 52 | 433 | 0.96 | Ambient | 50000 |  |  | 99999 | 0.01 | 13 | 4 | 0.01 | 0.01 | 0 | 0 | 0 | 0 | 0.09 | 0.02 | 0 | 0 | 0 | 0 | 0.85 | 0 | 0 | 0 | 0 | 0 | True |  | Non Federally-Regulated | 07/03/2018 |  | 08/10/2018
USAI Lighting | USAI Lighting | B3RDM-14X1-35KH-65-S-GR-NCIC-UNV-D6E | Light Emitting Diode | Inseparable Luminaire | Direct Wired | 0-10 VDC Controls | 61 | 3500 | 0.001 | 91 | 52 | 433 | 0.96 | Ambient | 50000 |  |  | 99999 | 0.01 | 13 | 4 | 0.01 | 0.01 | 0 | 0 | 0 | 0 | 0.09 | 0.02 | 0 | 0 | 0 | 0 | 0.85 | 0 | 0 | 0 | 0 | 0 | True |  | Non Federally-Regulated | 07/03/2018 |  | 08/10/2018
USAI Lighting | USAI Lighting | B3RDM-14X1-40KH-25-S-GR-NCIC-UNV-D6E | Light Emitting Diode | Inseparable Luminaire | Direct Wired | 0-10 VDC Controls | 76 | 4000 | 0.001 | 91 | 52 | 433 | 0.96 | Ambient | 50000 |  |  | 99999 | 0.01 | 13 | 4 | 0.01 | 0.01 | 0 | 0 | 0 | 0 | 0.09 | 0.02 | 0 | 0 | 0 | 0 | 0.85 | 0 | 0 | 0 | 0 | 0 | True |  | Non Federally-Regulated | 07/03/2018 |  | 08/10/2018
USAI Lighting | USAI Lighting | B3RDM-14X1-40KH-45-S-GR-NCIC-UNV-D6E | Light Emitting Diode | Inseparable Luminaire | Direct Wired | 0-10 VDC Controls | 80 | 4000 | 0.001 | 91 | 52 | 433 | 0.96 | Ambient | 50000 |  |  | 99999 | 0.01 | 13 | 4 | 0.01 | 0.01 | 0 | 0 | 0 | 0 | 0.09 | 0.02 | 0 | 0 | 0 | 0 | 0.85 | 0 | 0 | 0 | 0 | 0 | True |  | Non Federally-Regulated | 07/03/2018 |  | 08/10/2018
USAI Lighting | USAI Lighting | B3RDM-14X1-40KH-65-S-GR-NCIC-UNV-D6E | Light Emitting Diode | Inseparable Luminaire | Direct Wired | 0-10 VDC Controls | 66 | 4000 | 0.001 | 91 | 52 | 433 | 0.96 | Ambient | 50000 |  |  | 99999 | 0.01 | 13 | 4 | 0.01 | 0.01 | 0 | 0 | 0 | 0 | 0.09 | 0.02 | 0 | 0 | 0 | 0 | 0.85 | 0 | 0 | 0 | 0 | 0 | True |  | Non Federally-Regulated | 07/03/2018 |  | 08/10/2018
USAI Lighting | USAI Lighting | B3RDM-14X1-27KH-25-S-BL-NCIC-UNV-D6E | Light Emitting Diode | Inseparable Luminaire | Direct Wired | 0-10 VDC Controls | 66 | 2700 | 0.001 | 91 | 52 | 433 | 0.96 | Ambient | 50000 |  |  | 99999 | 0.01 | 13 | 4 | 0.01 | 0.01 | 0 | 0 | 0 | 0 | 0.09 | 0.02 | 0 | 0 | 0 | 0 | 0.85 | 0 | 0 | 0 | 0 | 0 | True |  | Non Federally-Regulated | 07/03/2018 |  | 08/10/2018
USAI Lighting | USAI Lighting | B3RDM-14X1-27KH-45-S-BL-NCIC-UNV-D6E | Light Emitting Diode | Inseparable Luminaire | Direct Wired | 0-10 VDC Controls | 69 | 2700 | 0.001 | 91 | 52 | 433 | 0.96 | Ambient | 50000 |  |  | 99999 | 0.01 | 13 | 4 | 0.01 | 0.01 | 0 | 0 | 0 | 0 | 0.09 | 0.02 | 0 | 0 | 0 | 0 | 0.85 | 0 | 0 | 0 | 0 | 0 | True |  | Non Federally-Regulated | 07/03/2018 |  | 08/10/2018
USAI Lighting | USAI Lighting | B3RDM-14X1-27KH-65-S-BL-NCIC-UNV-D6E | Light Emitting Diode | Inseparable Luminaire | Direct Wired | 0-10 VDC Controls | 56 | 2700 | 0.001 | 91 | 52 | 433 | 0.96 | Ambient | 50000 |  |  | 99999 | 0.01 | 13 | 4 | 0.01 | 0.01 | 0 | 0 | 0 | 0 | 0.09 | 0.02 | 0 | 0 | 0 | 0 | 0.85 | 0 | 0 | 0 | 0 | 0 | True |  | Non Federally-Regulated | 07/03/2018 |  | 08/10/2018
USAI Lighting | USAI Lighting | B3RDM-14X1-30KH-25-S-BL-NCIC-UNV-D6E | Light Emitting Diode | Inseparable Luminaire | Direct Wired | 0-10 VDC Controls | 66 | 3000 | 0.001 | 91 | 52 | 433 | 0.96 | Ambient | 50000 |  |  | 99999 | 0.01 | 13 | 4 | 0.01 | 0.01 | 0 | 0 | 0 | 0 | 0.09 | 0.02 | 0 | 0 | 0 | 0 | 0.85 | 0 | 0 | 0 | 0 | 0 | True |  | Non Federally-Regulated | 07/03/2018 |  | 08/10/2018
USAI Lighting | USAI Lighting | B3RDM-14X1-30KH-45-S-BL-NCIC-UNV-D6E | Light Emitting Diode | Inseparable Luminaire | Direct Wired | 0-10 VDC Controls | 69 | 3000 | 0.001 | 91 | 52 | 433 | 0.96 | Ambient | 50000 |  |  | 99999 | 0.01 | 13 | 4 | 0.01 | 0.01 | 0 | 0 | 0 | 0 | 0.09 | 0.02 | 0 | 0 | 0 | 0 | 0.85 | 0 | 0 | 0 | 0 | 0 | True |  | Non Federally-Regulated | 07/03/2018 |  | 08/10/2018
USAI Lighting | USAI Lighting | B3RDM-14X1-30KH-65-S-BL-NCIC-UNV-D6E | Light Emitting Diode | Inseparable Luminaire | Direct Wired | 0-10 VDC Controls | 56 | 3000 | 0.001 | 91 | 52 | 433 | 0.96 | Ambient | 50000 |  |  | 99999 | 0.01 | 13 | 4 | 0.01 | 0.01 | 0 | 0 | 0 | 0 | 0.09 | 0.02 | 0 | 0 | 0 | 0 | 0.85 | 0 | 0 | 0 | 0 | 0 | True |  | Non Federally-Regulated | 07/03/2018 |  | 08/10/2018
USAI Lighting | USAI Lighting | B3RDM-14X1-35KH-25-S-BL-NCIC-UNV-D6E | Light Emitting Diode | Inseparable Luminaire | Direct Wired | 0-10 VDC Controls | 71 | 3500 | 0.001 | 91 | 52 | 433 | 0.96 | Ambient | 50000 |  |  | 99999 | 0.01 | 13 | 4 | 0.01 | 0.01 | 0 | 0 | 0 | 0 | 0.09 | 0.02 | 0 | 0 | 0 | 0 | 0.85 | 0 | 0 | 0 | 0 | 0 | True |  | Non Federally-Regulated | 07/03/2018 |  | 08/10/2018
USAI Lighting | USAI Lighting | B3RDM-14X1-35KH-45-S-BL-NCIC-UNV-D6E | Light Emitting Diode | Inseparable Luminaire | Direct Wired | 0-10 VDC Controls | 75 | 3500 | 0.001 | 91 | 52 | 433 | 0.96 | Ambient | 50000 |  |  | 99999 | 0.01 | 13 | 4 | 0.01 | 0.01 | 0 | 0 | 0 | 0 | 0.09 | 0.02 | 0 | 0 | 0 | 0 | 0.85 | 0 | 0 | 0 | 0 | 0 | True |  | Non Federally-Regulated | 07/03/2018 |  | 08/10/2018
USAI Lighting | USAI Lighting | B3RDM-14X1-35KH-65-S-BL-NCIC-UNV-D6E | Light Emitting Diode | Inseparable Luminaire | Direct Wired | 0-10 VDC Controls | 61 | 3500 | 0.001 | 91 | 52 | 433 | 0.96 | Ambient | 50000 |  |  | 99999 | 0.01 | 13 | 4 | 0.01 | 0.01 | 0 | 0 | 0 | 0 | 0.09 | 0.02 | 0 | 0 | 0 | 0 | 0.85 | 0 | 0 | 0 | 0 | 0 | True |  | Non Federally-Regulated | 07/03/2018 |  | 08/10/2018
USAI Lighting | USAI Lighting | B3RDM-14X1-40KH-25-S-BL-NCIC-UNV-D6E | Light Emitting Diode | Inseparable Luminaire | Direct Wired | 0-10 VDC Controls | 76 | 4000 | 0.001 | 91 | 52 | 433 | 0.96 | Ambient | 50000 |  |  | 99999 | 0.01 | 13 | 4 | 0.01 | 0.01 | 0 | 0 | 0 | 0 | 0.09 | 0.02 | 0 | 0 | 0 | 0 | 0.85 | 0 | 0 | 0 | 0 | 0 | True |  | Non Federally-Regulated | 07/03/2018 |  | 08/10/2018
USAI Lighting | USAI Lighting | B3RDM-14X1-40KH-45-S-BL-NCIC-UNV-D6E | Light Emitting Diode | Inseparable Luminaire | Direct Wired | 0-10 VDC Controls | 80 | 4000 | 0.001 | 91 | 52 | 433 | 0.96 | Ambient | 50000 |  |  | 99999 | 0.01 | 13 | 4 | 0.01 | 0.01 | 0 | 0 | 0 | 0 | 0.09 | 0.02 | 0 | 0 | 0 | 0 | 0.85 | 0 | 0 | 0 | 0 | 0 | True |  | Non Federally-Regulated | 07/03/2018 |  | 08/10/2018
USAI Lighting | USAI Lighting | B3RDM-14X1-40KH-65-S-BL-NCIC-UNV-D6E | Light Emitting Diode | Inseparable Luminaire | Direct Wired | 0-10 VDC Controls | 66 | 4000 | 0.001 | 91 | 52 | 433 | 0.96 | Ambient | 50000 |  |  | 99999 | 0.01 | 13 | 4 | 0.01 | 0.01 | 0 | 0 | 0 | 0 | 0.09 | 0.02 | 0 | 0 | 0 | 0 | 0.85 | 0 | 0 | 0 | 0 | 0 | True |  | Non Federally-Regulated | 07/03/2018 |  | 08/10/2018
USAI Lighting | USAI Lighting | B3RDM-14X1-27KH-25-S-BZ-NCIC-UNV-D6E | Light Emitting Diode | Inseparable Luminaire | Direct Wired | 0-10 VDC Controls | 66 | 2700 | 0.001 | 91 | 52 | 433 | 0.96 | Ambient | 50000 |  |  | 99999 | 0.01 | 13 | 4 | 0.01 | 0.01 | 0 | 0 | 0 | 0 | 0.09 | 0.02 | 0 | 0 | 0 | 0 | 0.85 | 0 | 0 | 0 | 0 | 0 | True |  | Non Federally-Regulated | 07/03/2018 |  | 08/10/2018
USAI Lighting | USAI Lighting | B3RDM-14X1-27KH-45-S-BZ-NCIC-UNV-D6E | Light Emitting Diode | Inseparable Luminaire | Direct Wired | 0-10 VDC Controls | 69 | 2700 | 0.001 | 91 | 52 | 433 | 0.96 | Ambient | 50000 |  |  | 99999 | 0.01 | 13 | 4 | 0.01 | 0.01 | 0 | 0 | 0 | 0 | 0.09 | 0.02 | 0 | 0 | 0 | 0 | 0.85 | 0 | 0 | 0 | 0 | 0 | True |  | Non Federally-Regulated | 07/03/2018 |  | 08/10/2018
USAI Lighting | USAI Lighting | B3RDM-14X1-27KH-65-S-BZ-NCIC-UNV-D6E | Light Emitting Diode | Inseparable Luminaire | Direct Wired | 0-10 VDC Controls | 56 | 2700 | 0.001 | 91 | 52 | 433 | 0.96 | Ambient | 50000 |  |  | 99999 | 0.01 | 13 | 4 | 0.01 | 0.01 | 0 | 0 | 0 | 0 | 0.09 | 0.02 | 0 | 0 | 0 | 0 | 0.85 | 0 | 0 | 0 | 0 | 0 | True |  | Non Federally-Regulated | 07/03/2018 |  | 08/10/2018
USAI Lighting | USAI Lighting | B3RDM-14X1-30KH-25-S-BZ-NCIC-UNV-D6E | Light Emitting Diode | Inseparable Luminaire | Direct Wired | 0-10 VDC Controls | 66 | 3000 | 0.001 | 91 | 52 | 433 | 0.96 | Ambient | 50000 |  |  | 99999 | 0.01 | 13 | 4 | 0.01 | 0.01 | 0 | 0 | 0 | 0 | 0.09 | 0.02 | 0 | 0 | 0 | 0 | 0.85 | 0 | 0 | 0 | 0 | 0 | True |  | Non Federally-Regulated | 07/03/2018 |  | 08/10/2018
USAI Lighting | USAI Lighting | B3RDM-14X1-30KH-45-S-BZ-NCIC-UNV-D6E | Light Emitting Diode | Inseparable Luminaire | Direct Wired | 0-10 VDC Controls | 69 | 3000 | 0.001 | 91 | 52 | 433 | 0.96 | Ambient | 50000 |  |  | 99999 | 0.01 | 13 | 4 | 0.01 | 0.01 | 0 | 0 | 0 | 0 | 0.09 | 0.02 | 0 | 0 | 0 | 0 | 0.85 | 0 | 0 | 0 | 0 | 0 | True |  | Non Federally-Regulated | 07/03/2018 |  | 08/10/2018
USAI Lighting | USAI Lighting | B3RDM-14X1-30KH-65-S-BZ-NCIC-UNV-D6E | Light Emitting Diode | Inseparable Luminaire | Direct Wired | 0-10 VDC Controls | 56 | 3000 | 0.001 | 91 | 52 | 433 | 0.96 | Ambient | 50000 |  |  | 99999 | 0.01 | 13 | 4 | 0.01 | 0.01 | 0 | 0 | 0 | 0 | 0.09 | 0.02 | 0 | 0 | 0 | 0 | 0.85 | 0 | 0 | 0 | 0 | 0 | True |  | Non Federally-Regulated | 07/03/2018 |  | 08/10/2018
USAI Lighting | USAI Lighting | B3RDM-14X1-35KH-25-S-BZ-NCIC-UNV-D6E | Light Emitting Diode | Inseparable Luminaire | Direct Wired | 0-10 VDC Controls | 71 | 3500 | 0.001 | 91 | 52 | 433 | 0.96 | Ambient | 50000 |  |  | 99999 | 0.01 | 13 | 4 | 0.01 | 0.01 | 0 | 0 | 0 | 0 | 0.09 | 0.02 | 0 | 0 | 0 | 0 | 0.85 | 0 | 0 | 0 | 0 | 0 | True |  | Non Federally-Regulated | 07/03/2018 |  | 08/10/2018
USAI Lighting | USAI Lighting | B3RDM-14X1-35KH-45-S-BZ-NCIC-UNV-D6E | Light Emitting Diode | Inseparable Luminaire | Direct Wired | 0-10 VDC Controls | 75 | 3500 | 0.001 | 91 | 52 | 433 | 0.96 | Ambient | 50000 |  |  | 99999 | 0.01 | 13 | 4 | 0.01 | 0.01 | 0 | 0 | 0 | 0 | 0.09 | 0.02 | 0 | 0 | 0 | 0 | 0.85 | 0 | 0 | 0 | 0 | 0 | True |  | Non Federally-Regulated | 07/03/2018 |  | 08/10/2018
USAI Lighting | USAI Lighting | B3RDM-14X1-35KH-65-S-BZ-NCIC-UNV-D6E | Light Emitting Diode | Inseparable Luminaire | Direct Wired | 0-10 VDC Controls | 61 | 3500 | 0.001 | 91 | 52 | 433 | 0.96 | Ambient | 50000 |  |  | 99999 | 0.01 | 13 | 4 | 0.01 | 0.01 | 0 | 0 | 0 | 0 | 0.09 | 0.02 | 0 | 0 | 0 | 0 | 0.85 | 0 | 0 | 0 | 0 | 0 | True |  | Non Federally-Regulated | 07/03/2018 |  | 08/10/2018
USAI Lighting | USAI Lighting | B3RDM-14X1-40KH-25-S-BZ-NCIC-UNV-D6E | Light Emitting Diode | Inseparable Luminaire | Direct Wired | 0-10 VDC Controls | 76 | 4000 | 0.001 | 91 | 52 | 433 | 0.96 | Ambient | 50000 |  |  | 99999 | 0.01 | 13 | 4 | 0.01 | 0.01 | 0 | 0 | 0 | 0 | 0.09 | 0.02 | 0 | 0 | 0 | 0 | 0.85 | 0 | 0 | 0 | 0 | 0 | True |  | Non Federally-Regulated | 07/03/2018 |  | 08/10/2018
USAI Lighting | USAI Lighting | B3RDM-14X1-40KH-45-S-BZ-NCIC-UNV-D6E | Light Emitting Diode | Inseparable Luminaire | Direct Wired | 0-10 VDC Controls | 80 | 4000 | 0.001 | 91 | 52 | 433 | 0.96 | Ambient | 50000 |  |  | 99999 | 0.01 | 13 | 4 | 0.01 | 0.01 | 0 | 0 | 0 | 0 | 0.09 | 0.02 | 0 | 0 | 0 | 0 | 0.85 | 0 | 0 | 0 | 0 | 0 | True |  | Non Federally-Regulated | 07/03/2018 |  | 08/10/2018
USAI Lighting | USAI Lighting | B3RDM-14X1-40KH-65-S-BZ-NCIC-UNV-D6E | Light Emitting Diode | Inseparable Luminaire | Direct Wired | 0-10 VDC Controls | 66 | 4000 | 0.001 | 91 | 52 | 433 | 0.96 | Ambient | 50000 |  |  | 99999 | 0.01 | 13 | 4 | 0.01 | 0.01 | 0 | 0 | 0 | 0 | 0.09 | 0.02 | 0 | 0 | 0 | 0 | 0.85 | 0 | 0 | 0 | 0 | 0 | True |  | Non Federally-Regulated | 07/03/2018 |  | 08/10/2018
USAI Lighting | USAI Lighting | B3RDM-14X1-27KH-25-S-WH-NCIC-UNV-D6F | Light Emitting Diode | Inseparable Luminaire | Direct Wired | 0-10 VDC Controls | 66 | 2700 | 0.001 | 91 | 52 | 433 | 0.96 | Ambient | 50000 |  |  | 99999 | 0.01 | 13 | 4 | 0.01 | 0.01 | 0 | 0 | 0 | 0 | 0.09 | 0.02 | 0 | 0 | 0 | 0 | 0.85 | 0 | 0 | 0 | 0 | 0 | True |  | Non Federally-Regulated | 07/03/2018 |  | 08/10/2018
USAI Lighting | USAI Lighting | B3RDM-14X1-27KH-45-S-WH-NCIC-UNV-D6F | Light Emitting Diode | Inseparable Luminaire | Direct Wired | 0-10 VDC Controls | 69 | 2700 | 0.001 | 91 | 52 | 433 | 0.96 | Ambient | 50000 |  |  | 99999 | 0.01 | 13 | 4 | 0.01 | 0.01 | 0 | 0 | 0 | 0 | 0.09 | 0.02 | 0 | 0 | 0 | 0 | 0.85 | 0 | 0 | 0 | 0 | 0 | True |  | Non Federally-Regulated | 07/03/2018 |  | 08/10/2018
USAI Lighting | USAI Lighting | B3RDM-14X1-27KH-65-S-WH-NCIC-UNV-D6F | Light Emitting Diode | Inseparable Luminaire | Direct Wired | 0-10 VDC Controls | 56 | 2700 | 0.001 | 91 | 52 | 433 | 0.96 | Ambient | 50000 |  |  | 99999 | 0.01 | 13 | 4 | 0.01 | 0.01 | 0 | 0 | 0 | 0 | 0.09 | 0.02 | 0 | 0 | 0 | 0 | 0.85 | 0 | 0 | 0 | 0 | 0 | True |  | Non Federally-Regulated | 07/03/2018 |  | 08/10/2018
USAI Lighting | USAI Lighting | B3RDM-14X1-30KH-25-S-WH-NCIC-UNV-D6F | Light Emitting Diode | Inseparable Luminaire | Direct Wired | 0-10 VDC Controls | 66 | 3000 | 0.001 | 91 | 52 | 433 | 0.96 | Ambient | 50000 |  |  | 99999 | 0.01 | 13 | 4 | 0.01 | 0.01 | 0 | 0 | 0 | 0 | 0.09 | 0.02 | 0 | 0 | 0 | 0 | 0.85 | 0 | 0 | 0 | 0 | 0 | True |  | Non Federally-Regulated | 07/03/2018 |  | 08/10/2018
USAI Lighting | USAI Lighting | B3RDM-14X1-30KH-45-S-WH-NCIC-UNV-D6F | Light Emitting Diode | Inseparable Luminaire | Direct Wired | 0-10 VDC Controls | 69 | 3000 | 0.001 | 91 | 52 | 433 | 0.96 | Ambient | 50000 |  |  | 99999 | 0.01 | 13 | 4 | 0.01 | 0.01 | 0 | 0 | 0 | 0 | 0.09 | 0.02 | 0 | 0 | 0 | 0 | 0.85 | 0 | 0 | 0 | 0 | 0 | True |  | Non Federally-Regulated | 07/03/2018 |  | 08/10/2018
USAI Lighting | USAI Lighting | B3RDM-14X1-30KH-65-S-WH-NCIC-UNV-D6F | Light Emitting Diode | Inseparable Luminaire | Direct Wired | 0-10 VDC Controls | 56 | 3000 | 0.001 | 91 | 52 | 433 | 0.96 | Ambient | 50000 |  |  | 99999 | 0.01 | 13 | 4 | 0.01 | 0.01 | 0 | 0 | 0 | 0 | 0.09 | 0.02 | 0 | 0 | 0 | 0 | 0.85 | 0 | 0 | 0 | 0 | 0 | True |  | Non Federally-Regulated | 07/03/2018 |  | 08/10/2018
USAI Lighting | USAI Lighting | B3RDM-14X1-35KH-25-S-WH-NCIC-UNV-D6F | Light Emitting Diode | Inseparable Luminaire | Direct Wired | 0-10 VDC Controls | 71 | 3500 | 0.001 | 91 | 52 | 433 | 0.96 | Ambient | 50000 |  |  | 99999 | 0.01 | 13 | 4 | 0.01 | 0.01 | 0 | 0 | 0 | 0 | 0.09 | 0.02 | 0 | 0 | 0 | 0 | 0.85 | 0 | 0 | 0 | 0 | 0 | True |  | Non Federally-Regulated | 07/03/2018 |  | 08/10/2018
USAI Lighting | USAI Lighting | B3RDM-14X1-35KH-45-S-WH-NCIC-UNV-D6F | Light Emitting Diode | Inseparable Luminaire | Direct Wired | 0-10 VDC Controls | 75 | 3500 | 0.001 | 91 | 52 | 433 | 0.96 | Ambient | 50000 |  |  | 99999 | 0.01 | 13 | 4 | 0.01 | 0.01 | 0 | 0 | 0 | 0 | 0.09 | 0.02 | 0 | 0 | 0 | 0 | 0.85 | 0 | 0 | 0 | 0 | 0 | True |  | Non Federally-Regulated | 07/03/2018 |  | 08/10/2018
USAI Lighting | USAI Lighting | B3RDM-14X1-35KH-65-S-WH-NCIC-UNV-D6F | Light Emitting Diode | Inseparable Luminaire | Direct Wired | 0-10 VDC Controls | 61 | 3500 | 0.001 | 91 | 52 | 433 | 0.96 | Ambient | 50000 |  |  | 99999 | 0.01 | 13 | 4 | 0.01 | 0.01 | 0 | 0 | 0 | 0 | 0.09 | 0.02 | 0 | 0 | 0 | 0 | 0.85 | 0 | 0 | 0 | 0 | 0 | True |  | Non Federally-Regulated | 07/03/2018 |  | 08/10/2018
USAI Lighting | USAI Lighting | B3RDM-14X1-40KH-25-S-WH-NCIC-UNV-D6F | Light Emitting Diode | Inseparable Luminaire | Direct Wired | 0-10 VDC Controls | 76 | 4000 | 0.001 | 91 | 52 | 433 | 0.96 | Ambient | 50000 |  |  | 99999 | 0.01 | 13 | 4 | 0.01 | 0.01 | 0 | 0 | 0 | 0 | 0.09 | 0.02 | 0 | 0 | 0 | 0 | 0.85 | 0 | 0 | 0 | 0 | 0 | True |  | Non Federally-Regulated | 07/03/2018 |  | 08/10/2018
USAI Lighting | USAI Lighting | B3RDM-14X1-40KH-45-S-WH-NCIC-UNV-D6F | Light Emitting Diode | Inseparable Luminaire | Direct Wired | 0-10 VDC Controls | 80 | 4000 | 0.001 | 91 | 52 | 433 | 0.96 | Ambient | 50000 |  |  | 99999 | 0.01 | 13 | 4 | 0.01 | 0.01 | 0 | 0 | 0 | 0 | 0.09 | 0.02 | 0 | 0 | 0 | 0 | 0.85 | 0 | 0 | 0 | 0 | 0 | True |  | Non Federally-Regulated | 07/03/2018 |  | 08/10/2018
USAI Lighting | USAI Lighting | B3RDM-14X1-40KH-65-S-WH-NCIC-UNV-D6F | Light Emitting Diode | Inseparable Luminaire | Direct Wired | 0-10 VDC Controls | 66 | 4000 | 0.001 | 91 | 52 | 433 | 0.96 | Ambient | 50000 |  |  | 99999 | 0.01 | 13 | 4 | 0.01 | 0.01 | 0 | 0 | 0 | 0 | 0.09 | 0.02 | 0 | 0 | 0 | 0 | 0.85 | 0 | 0 | 0 | 0 | 0 | True |  | Non Federally-Regulated | 07/03/2018 |  | 08/10/2018
USAI Lighting | USAI Lighting | B3RDM-14X1-27KH-25-S-GR-NCIC-UNV-D6F | Light Emitting Diode | Inseparable Luminaire | Direct Wired | 0-10 VDC Controls | 66 | 2700 | 0.001 | 91 | 52 | 433 | 0.96 | Ambient | 50000 |  |  | 99999 | 0.01 | 13 | 4 | 0.01 | 0.01 | 0 | 0 | 0 | 0 | 0.09 | 0.02 | 0 | 0 | 0 | 0 | 0.85 | 0 | 0 | 0 | 0 | 0 | True |  | Non Federally-Regulated | 07/03/2018 |  | 08/10/2018
USAI Lighting | USAI Lighting | B3RDM-14X1-27KH-45-S-GR-NCIC-UNV-D6F | Light Emitting Diode | Inseparable Luminaire | Direct Wired | 0-10 VDC Controls | 69 | 2700 | 0.001 | 91 | 52 | 433 | 0.96 | Ambient | 50000 |  |  | 99999 | 0.01 | 13 | 4 | 0.01 | 0.01 | 0 | 0 | 0 | 0 | 0.09 | 0.02 | 0 | 0 | 0 | 0 | 0.85 | 0 | 0 | 0 | 0 | 0 | True |  | Non Federally-Regulated | 07/03/2018 |  | 08/10/2018
USAI Lighting | USAI Lighting | B3RDM-14X1-27KH-65-S-GR-NCIC-UNV-D6F | Light Emitting Diode | Inseparable Luminaire | Direct Wired | 0-10 VDC Controls | 56 | 2700 | 0.001 | 91 | 52 | 433 | 0.96 | Ambient | 50000 |  |  | 99999 | 0.01 | 13 | 4 | 0.01 | 0.01 | 0 | 0 | 0 | 0 | 0.09 | 0.02 | 0 | 0 | 0 | 0 | 0.85 | 0 | 0 | 0 | 0 | 0 | True |  | Non Federally-Regulated | 07/03/2018 |  | 08/10/2018
USAI Lighting | USAI Lighting | B3RDM-14X1-30KH-25-S-GR-NCIC-UNV-D6F | Light Emitting Diode | Inseparable Luminaire | Direct Wired | 0-10 VDC Controls | 66 | 3000 | 0.001 | 91 | 52 | 433 | 0.96 | Ambient | 50000 |  |  | 99999 | 0.01 | 13 | 4 | 0.01 | 0.01 | 0 | 0 | 0 | 0 | 0.09 | 0.02 | 0 | 0 | 0 | 0 | 0.85 | 0 | 0 | 0 | 0 | 0 | True |  | Non Federally-Regulated | 07/03/2018 |  | 08/10/2018
USAI Lighting | USAI Lighting | B3RDM-14X1-30KH-45-S-GR-NCIC-UNV-D6F | Light Emitting Diode | Inseparable Luminaire | Direct Wired | 0-10 VDC Controls | 69 | 3000 | 0.001 | 91 | 52 | 433 | 0.96 | Ambient | 50000 |  |  | 99999 | 0.01 | 13 | 4 | 0.01 | 0.01 | 0 | 0 | 0 | 0 | 0.09 | 0.02 | 0 | 0 | 0 | 0 | 0.85 | 0 | 0 | 0 | 0 | 0 | True |  | Non Federally-Regulated | 07/03/2018 |  | 08/10/2018
USAI Lighting | USAI Lighting | B3RDM-14X1-30KH-65-S-GR-NCIC-UNV-D6F | Light Emitting Diode | Inseparable Luminaire | Direct Wired | 0-10 VDC Controls | 56 | 3000 | 0.001 | 91 | 52 | 433 | 0.96 | Ambient | 50000 |  |  | 99999 | 0.01 | 13 | 4 | 0.01 | 0.01 | 0 | 0 | 0 | 0 | 0.09 | 0.02 | 0 | 0 | 0 | 0 | 0.85 | 0 | 0 | 0 | 0 | 0 | True |  | Non Federally-Regulated | 07/03/2018 |  | 08/10/2018
USAI Lighting | USAI Lighting | B3RDM-14X1-35KH-25-S-GR-NCIC-UNV-D6F | Light Emitting Diode | Inseparable Luminaire | Direct Wired | 0-10 VDC Controls | 71 | 3500 | 0.001 | 91 | 52 | 433 | 0.96 | Ambient | 50000 |  |  | 99999 | 0.01 | 13 | 4 | 0.01 | 0.01 | 0 | 0 | 0 | 0 | 0.09 | 0.02 | 0 | 0 | 0 | 0 | 0.85 | 0 | 0 | 0 | 0 | 0 | True |  | Non Federally-Regulated | 07/03/2018 |  | 08/10/2018
USAI Lighting | USAI Lighting | B3RDM-14X1-35KH-45-S-GR-NCIC-UNV-D6F | Light Emitting Diode | Inseparable Luminaire | Direct Wired | 0-10 VDC Controls | 75 | 3500 | 0.001 | 91 | 52 | 433 | 0.96 | Ambient | 50000 |  |  | 99999 | 0.01 | 13 | 4 | 0.01 | 0.01 | 0 | 0 | 0 | 0 | 0.09 | 0.02 | 0 | 0 | 0 | 0 | 0.85 | 0 | 0 | 0 | 0 | 0 | True |  | Non Federally-Regulated | 07/03/2018 |  | 08/10/2018
USAI Lighting | USAI Lighting | B3RDM-14X1-35KH-65-S-GR-NCIC-UNV-D6F | Light Emitting Diode | Inseparable Luminaire | Direct Wired | 0-10 VDC Controls | 61 | 3500 | 0.001 | 91 | 52 | 433 | 0.96 | Ambient | 50000 |  |  | 99999 | 0.01 | 13 | 4 | 0.01 | 0.01 | 0 | 0 | 0 | 0 | 0.09 | 0.02 | 0 | 0 | 0 | 0 | 0.85 | 0 | 0 | 0 | 0 | 0 | True |  | Non Federally-Regulated | 07/03/2018 |  | 08/10/2018
USAI Lighting | USAI Lighting | B3RDM-14X1-40KH-25-S-GR-NCIC-UNV-D6F | Light Emitting Diode | Inseparable Luminaire | Direct Wired | 0-10 VDC Controls | 76 | 4000 | 0.001 | 91 | 52 | 433 | 0.96 | Ambient | 50000 |  |  | 99999 | 0.01 | 13 | 4 | 0.01 | 0.01 | 0 | 0 | 0 | 0 | 0.09 | 0.02 | 0 | 0 | 0 | 0 | 0.85 | 0 | 0 | 0 | 0 | 0 | True |  | Non Federally-Regulated | 07/03/2018 |  | 08/10/2018
USAI Lighting | USAI Lighting | B3RDM-14X1-40KH-45-S-GR-NCIC-UNV-D6F | Light Emitting Diode | Inseparable Luminaire | Direct Wired | 0-10 VDC Controls | 80 | 4000 | 0.001 | 91 | 52 | 433 | 0.96 | Ambient | 50000 |  |  | 99999 | 0.01 | 13 | 4 | 0.01 | 0.01 | 0 | 0 | 0 | 0 | 0.09 | 0.02 | 0 | 0 | 0 | 0 | 0.85 | 0 | 0 | 0 | 0 | 0 | True |  | Non Federally-Regulated | 07/03/2018 |  | 08/10/2018
USAI Lighting | USAI Lighting | B3RDM-14X1-40KH-65-S-GR-NCIC-UNV-D6F | Light Emitting Diode | Inseparable Luminaire | Direct Wired | 0-10 VDC Controls | 66 | 4000 | 0.001 | 91 | 52 | 433 | 0.96 | Ambient | 50000 |  |  | 99999 | 0.01 | 13 | 4 | 0.01 | 0.01 | 0 | 0 | 0 | 0 | 0.09 | 0.02 | 0 | 0 | 0 | 0 | 0.85 | 0 | 0 | 0 | 0 | 0 | True |  | Non Federally-Regulated | 07/03/2018 |  | 08/10/2018
USAI Lighting | USAI Lighting | B3RDM-14X1-27KH-25-S-BL-NCIC-UNV-D6F | Light Emitting Diode | Inseparable Luminaire | Direct Wired | 0-10 VDC Controls | 66 | 2700 | 0.001 | 91 | 52 | 433 | 0.96 | Ambient | 50000 |  |  | 99999 | 0.01 | 13 | 4 | 0.01 | 0.01 | 0 | 0 | 0 | 0 | 0.09 | 0.02 | 0 | 0 | 0 | 0 | 0.85 | 0 | 0 | 0 | 0 | 0 | True |  | Non Federally-Regulated | 07/03/2018 |  | 08/10/2018
USAI Lighting | USAI Lighting | B3RDM-14X1-27KH-45-S-BL-NCIC-UNV-D6F | Light Emitting Diode | Inseparable Luminaire | Direct Wired | 0-10 VDC Controls | 69 | 2700 | 0.001 | 91 | 52 | 433 | 0.96 | Ambient | 50000 |  |  | 99999 | 0.01 | 13 | 4 | 0.01 | 0.01 | 0 | 0 | 0 | 0 | 0.09 | 0.02 | 0 | 0 | 0 | 0 | 0.85 | 0 | 0 | 0 | 0 | 0 | True |  | Non Federally-Regulated | 07/03/2018 |  | 08/10/2018
USAI Lighting | USAI Lighting | B3RDM-14X1-27KH-65-S-BL-NCIC-UNV-D6F | Light Emitting Diode | Inseparable Luminaire | Direct Wired | 0-10 VDC Controls | 56 | 2700 | 0.001 | 91 | 52 | 433 | 0.96 | Ambient | 50000 |  |  | 99999 | 0.01 | 13 | 4 | 0.01 | 0.01 | 0 | 0 | 0 | 0 | 0.09 | 0.02 | 0 | 0 | 0 | 0 | 0.85 | 0 | 0 | 0 | 0 | 0 | True |  | Non Federally-Regulated | 07/03/2018 |  | 08/10/2018
USAI Lighting | USAI Lighting | B3RDM-14X1-30KH-25-S-BL-NCIC-UNV-D6F | Light Emitting Diode | Inseparable Luminaire | Direct Wired | 0-10 VDC Controls | 66 | 3000 | 0.001 | 91 | 52 | 433 | 0.96 | Ambient | 50000 |  |  | 99999 | 0.01 | 13 | 4 | 0.01 | 0.01 | 0 | 0 | 0 | 0 | 0.09 | 0.02 | 0 | 0 | 0 | 0 | 0.85 | 0 | 0 | 0 | 0 | 0 | True |  | Non Federally-Regulated | 07/03/2018 |  | 08/10/2018
USAI Lighting | USAI Lighting | B3RDM-14X1-30KH-45-S-BL-NCIC-UNV-D6F | Light Emitting Diode | Inseparable Luminaire | Direct Wired | 0-10 VDC Controls | 69 | 3000 | 0.001 | 91 | 52 | 433 | 0.96 | Ambient | 50000 |  |  | 99999 | 0.01 | 13 | 4 | 0.01 | 0.01 | 0 | 0 | 0 | 0 | 0.09 | 0.02 | 0 | 0 | 0 | 0 | 0.85 | 0 | 0 | 0 | 0 | 0 | True |  | Non Federally-Regulated | 07/03/2018 |  | 08/10/2018
USAI Lighting | USAI Lighting | B3RDM-14X1-30KH-65-S-BL-NCIC-UNV-D6F | Light Emitting Diode | Inseparable Luminaire | Direct Wired | 0-10 VDC Controls | 56 | 3000 | 0.001 | 91 | 52 | 433 | 0.96 | Ambient | 50000 |  |  | 99999 | 0.01 | 13 | 4 | 0.01 | 0.01 | 0 | 0 | 0 | 0 | 0.09 | 0.02 | 0 | 0 | 0 | 0 | 0.85 | 0 | 0 | 0 | 0 | 0 | True |  | Non Federally-Regulated | 07/03/2018 |  | 08/10/2018
USAI Lighting | USAI Lighting | B3RDM-14X1-35KH-25-S-BL-NCIC-UNV-D6F | Light Emitting Diode | Inseparable Luminaire | Direct Wired | 0-10 VDC Controls | 71 | 3500 | 0.001 | 91 | 52 | 433 | 0.96 | Ambient | 50000 |  |  | 99999 | 0.01 | 13 | 4 | 0.01 | 0.01 | 0 | 0 | 0 | 0 | 0.09 | 0.02 | 0 | 0 | 0 | 0 | 0.85 | 0 | 0 | 0 | 0 | 0 | True |  | Non Federally-Regulated | 07/03/2018 |  | 08/10/2018
USAI Lighting | USAI Lighting | B3RDM-14X1-35KH-45-S-BL-NCIC-UNV-D6F | Light Emitting Diode | Inseparable Luminaire | Direct Wired | 0-10 VDC Controls | 75 | 3500 | 0.001 | 91 | 52 | 433 | 0.96 | Ambient | 50000 |  |  | 99999 | 0.01 | 13 | 4 | 0.01 | 0.01 | 0 | 0 | 0 | 0 | 0.09 | 0.02 | 0 | 0 | 0 | 0 | 0.85 | 0 | 0 | 0 | 0 | 0 | True |  | Non Federally-Regulated | 07/03/2018 |  | 08/10/2018
USAI Lighting | USAI Lighting | B3RDM-14X1-35KH-65-S-BL-NCIC-UNV-D6F | Light Emitting Diode | Inseparable Luminaire | Direct Wired | 0-10 VDC Controls | 61 | 3500 | 0.001 | 91 | 52 | 433 | 0.96 | Ambient | 50000 |  |  | 99999 | 0.01 | 13 | 4 | 0.01 | 0.01 | 0 | 0 | 0 | 0 | 0.09 | 0.02 | 0 | 0 | 0 | 0 | 0.85 | 0 | 0 | 0 | 0 | 0 | True |  | Non Federally-Regulated | 07/03/2018 |  | 08/10/2018
USAI Lighting | USAI Lighting | B3RDM-14X1-40KH-25-S-BL-NCIC-UNV-D6F | Light Emitting Diode | Inseparable Luminaire | Direct Wired | 0-10 VDC Controls | 76 | 4000 | 0.001 | 91 | 52 | 433 | 0.96 | Ambient | 50000 |  |  | 99999 | 0.01 | 13 | 4 | 0.01 | 0.01 | 0 | 0 | 0 | 0 | 0.09 | 0.02 | 0 | 0 | 0 | 0 | 0.85 | 0 | 0 | 0 | 0 | 0 | True |  | Non Federally-Regulated | 07/03/2018 |  | 08/10/2018
USAI Lighting | USAI Lighting | B3RDM-14X1-40KH-45-S-BL-NCIC-UNV-D6F | Light Emitting Diode | Inseparable Luminaire | Direct Wired | 0-10 VDC Controls | 80 | 4000 | 0.001 | 91 | 52 | 433 | 0.96 | Ambient | 50000 |  |  | 99999 | 0.01 | 13 | 4 | 0.01 | 0.01 | 0 | 0 | 0 | 0 | 0.09 | 0.02 | 0 | 0 | 0 | 0 | 0.85 | 0 | 0 | 0 | 0 | 0 | True |  | Non Federally-Regulated | 07/03/2018 |  | 08/10/2018
USAI Lighting | USAI Lighting | B3RDM-14X1-40KH-65-S-BL-NCIC-UNV-D6F | Light Emitting Diode | Inseparable Luminaire | Direct Wired | 0-10 VDC Controls | 66 | 4000 | 0.001 | 91 | 52 | 433 | 0.96 | Ambient | 50000 |  |  | 99999 | 0.01 | 13 | 4 | 0.01 | 0.01 | 0 | 0 | 0 | 0 | 0.09 | 0.02 | 0 | 0 | 0 | 0 | 0.85 | 0 | 0 | 0 | 0 | 0 | True |  | Non Federally-Regulated | 07/03/2018 |  | 08/10/2018
USAI Lighting | USAI Lighting | B3RDM-14X1-27KH-25-S-BZ-NCIC-UNV-D6F | Light Emitting Diode | Inseparable Luminaire | Direct Wired | 0-10 VDC Controls | 66 | 2700 | 0.001 | 91 | 52 | 433 | 0.96 | Ambient | 50000 |  |  | 99999 | 0.01 | 13 | 4 | 0.01 | 0.01 | 0 | 0 | 0 | 0 | 0.09 | 0.02 | 0 | 0 | 0 | 0 | 0.85 | 0 | 0 | 0 | 0 | 0 | True |  | Non Federally-Regulated | 07/03/2018 |  | 08/10/2018
USAI Lighting | USAI Lighting | B3RDM-14X1-27KH-45-S-BZ-NCIC-UNV-D6F | Light Emitting Diode | Inseparable Luminaire | Direct Wired | 0-10 VDC Controls | 69 | 2700 | 0.001 | 91 | 52 | 433 | 0.96 | Ambient | 50000 |  |  | 99999 | 0.01 | 13 | 4 | 0.01 | 0.01 | 0 | 0 | 0 | 0 | 0.09 | 0.02 | 0 | 0 | 0 | 0 | 0.85 | 0 | 0 | 0 | 0 | 0 | True |  | Non Federally-Regulated | 07/03/2018 |  | 08/10/2018
USAI Lighting | USAI Lighting | B3RDM-14X1-27KH-65-S-BZ-NCIC-UNV-D6F | Light Emitting Diode | Inseparable Luminaire | Direct Wired | 0-10 VDC Controls | 56 | 2700 | 0.001 | 91 | 52 | 433 | 0.96 | Ambient | 50000 |  |  | 99999 | 0.01 | 13 | 4 | 0.01 | 0.01 | 0 | 0 | 0 | 0 | 0.09 | 0.02 | 0 | 0 | 0 | 0 | 0.85 | 0 | 0 | 0 | 0 | 0 | True |  | Non Federally-Regulated | 07/03/2018 |  | 08/10/2018
USAI Lighting | USAI Lighting | B3RDM-14X1-30KH-25-S-BZ-NCIC-UNV-D6F | Light Emitting Diode | Inseparable Luminaire | Direct Wired | 0-10 VDC Controls | 66 | 3000 | 0.001 | 91 | 52 | 433 | 0.96 | Ambient | 50000 |  |  | 99999 | 0.01 | 13 | 4 | 0.01 | 0.01 | 0 | 0 | 0 | 0 | 0.09 | 0.02 | 0 | 0 | 0 | 0 | 0.85 | 0 | 0 | 0 | 0 | 0 | True |  | Non Federally-Regulated | 07/03/2018 |  | 08/10/2018
USAI Lighting | USAI Lighting | B3RDM-14X1-30KH-45-S-BZ-NCIC-UNV-D6F | Light Emitting Diode | Inseparable Luminaire | Direct Wired | 0-10 VDC Controls | 69 | 3000 | 0.001 | 91 | 52 | 433 | 0.96 | Ambient | 50000 |  |  | 99999 | 0.01 | 13 | 4 | 0.01 | 0.01 | 0 | 0 | 0 | 0 | 0.09 | 0.02 | 0 | 0 | 0 | 0 | 0.85 | 0 | 0 | 0 | 0 | 0 | True |  | Non Federally-Regulated | 07/03/2018 |  | 08/10/2018
USAI Lighting | USAI Lighting | B3RDM-14X1-30KH-65-S-BZ-NCIC-UNV-D6F | Light Emitting Diode | Inseparable Luminaire | Direct Wired | 0-10 VDC Controls | 56 | 3000 | 0.001 | 91 | 52 | 433 | 0.96 | Ambient | 50000 |  |  | 99999 | 0.01 | 13 | 4 | 0.01 | 0.01 | 0 | 0 | 0 | 0 | 0.09 | 0.02 | 0 | 0 | 0 | 0 | 0.85 | 0 | 0 | 0 | 0 | 0 | True |  | Non Federally-Regulated | 07/03/2018 |  | 08/10/2018
USAI Lighting | USAI Lighting | B3RDM-14X1-35KH-25-S-BZ-NCIC-UNV-D6F | Light Emitting Diode | Inseparable Luminaire | Direct Wired | 0-10 VDC Controls | 71 | 3500 | 0.001 | 91 | 52 | 433 | 0.96 | Ambient | 50000 |  |  | 99999 | 0.01 | 13 | 4 | 0.01 | 0.01 | 0 | 0 | 0 | 0 | 0.09 | 0.02 | 0 | 0 | 0 | 0 | 0.85 | 0 | 0 | 0 | 0 | 0 | True |  | Non Federally-Regulated | 07/03/2018 |  | 08/10/2018
USAI Lighting | USAI Lighting | B3RDM-14X1-35KH-45-S-BZ-NCIC-UNV-D6F | Light Emitting Diode | Inseparable Luminaire | Direct Wired | 0-10 VDC Controls | 75 | 3500 | 0.001 | 91 | 52 | 433 | 0.96 | Ambient | 50000 |  |  | 99999 | 0.01 | 13 | 4 | 0.01 | 0.01 | 0 | 0 | 0 | 0 | 0.09 | 0.02 | 0 | 0 | 0 | 0 | 0.85 | 0 | 0 | 0 | 0 | 0 | True |  | Non Federally-Regulated | 07/03/2018 |  | 08/10/2018
USAI Lighting | USAI Lighting | B3RDM-14X1-35KH-65-S-BZ-NCIC-UNV-D6F | Light Emitting Diode | Inseparable Luminaire | Direct Wired | 0-10 VDC Controls | 61 | 3500 | 0.001 | 91 | 52 | 433 | 0.96 | Ambient | 50000 |  |  | 99999 | 0.01 | 13 | 4 | 0.01 | 0.01 | 0 | 0 | 0 | 0 | 0.09 | 0.02 | 0 | 0 | 0 | 0 | 0.85 | 0 | 0 | 0 | 0 | 0 | True |  | Non Federally-Regulated | 07/03/2018 |  | 08/10/2018
USAI Lighting | USAI Lighting | B3RDM-14X1-40KH-25-S-BZ-NCIC-UNV-D6F | Light Emitting Diode | Inseparable Luminaire | Direct Wired | 0-10 VDC Controls | 76 | 4000 | 0.001 | 91 | 52 | 433 | 0.96 | Ambient | 50000 |  |  | 99999 | 0.01 | 13 | 4 | 0.01 | 0.01 | 0 | 0 | 0 | 0 | 0.09 | 0.02 | 0 | 0 | 0 | 0 | 0.85 | 0 | 0 | 0 | 0 | 0 | True |  | Non Federally-Regulated | 07/03/2018 |  | 08/10/2018
USAI Lighting | USAI Lighting | B3RDM-14X1-40KH-45-S-BZ-NCIC-UNV-D6F | Light Emitting Diode | Inseparable Luminaire | Direct Wired | 0-10 VDC Controls | 80 | 4000 | 0.001 | 91 | 52 | 433 | 0.96 | Ambient | 50000 |  |  | 99999 | 0.01 | 13 | 4 | 0.01 | 0.01 | 0 | 0 | 0 | 0 | 0.09 | 0.02 | 0 | 0 | 0 | 0 | 0.85 | 0 | 0 | 0 | 0 | 0 | True |  | Non Federally-Regulated | 07/03/2018 |  | 08/10/2018
USAI Lighting | USAI Lighting | B3RDM-14X1-40KH-65-S-BZ-NCIC-UNV-D6F | Light Emitting Diode | Inseparable Luminaire | Direct Wired | 0-10 VDC Controls | 66 | 4000 | 0.001 | 91 | 52 | 433 | 0.96 | Ambient | 50000 |  |  | 99999 | 0.01 | 13 | 4 | 0.01 | 0.01 | 0 | 0 | 0 | 0 | 0.09 | 0.02 | 0 | 0 | 0 | 0 | 0.85 | 0 | 0 | 0 | 0 | 0 | True |  | Non Federally-Regulated | 07/03/2018 |  | 08/10/2018
USAI Lighting | USAI Lighting | B3RDM-14X1-27KH-25-S-WH-NCIC-UNV-D6A | Light Emitting Diode | Inseparable Luminaire | Direct Wired | 0-10 VDC Controls | 66 | 2700 | 0.001 | 91 | 52 | 433 | 0.96 | Ambient | 50000 |  |  | 99999 | 0.01 | 13 | 4 | 0.01 | 0.01 | 0 | 0 | 0 | 0 | 0.09 | 0.02 | 0 | 0 | 0 | 0 | 0.85 | 0 | 0 | 0 | 0 | 0 | True |  | Non Federally-Regulated | 07/03/2018 |  | 08/10/2018
USAI Lighting | USAI Lighting | B3RDM-14X1-27KH-45-S-WH-NCIC-UNV-D6A | Light Emitting Diode | Inseparable Luminaire | Direct Wired | 0-10 VDC Controls | 69 | 2700 | 0.001 | 91 | 52 | 433 | 0.96 | Ambient | 50000 |  |  | 99999 | 0.01 | 13 | 4 | 0.01 | 0.01 | 0 | 0 | 0 | 0 | 0.09 | 0.02 | 0 | 0 | 0 | 0 | 0.85 | 0 | 0 | 0 | 0 | 0 | True |  | Non Federally-Regulated | 07/03/2018 |  | 08/10/2018
USAI Lighting | USAI Lighting | B3RDM-14X1-27KH-65-S-WH-NCIC-UNV-D6A | Light Emitting Diode | Inseparable Luminaire | Direct Wired | 0-10 VDC Controls | 56 | 2700 | 0.001 | 91 | 52 | 433 | 0.96 | Ambient | 50000 |  |  | 99999 | 0.01 | 13 | 4 | 0.01 | 0.01 | 0 | 0 | 0 | 0 | 0.09 | 0.02 | 0 | 0 | 0 | 0 | 0.85 | 0 | 0 | 0 | 0 | 0 | True |  | Non Federally-Regulated | 07/03/2018 |  | 08/10/2018
USAI Lighting | USAI Lighting | B3RDM-14X1-30KH-25-S-WH-NCIC-UNV-D6A | Light Emitting Diode | Inseparable Luminaire | Direct Wired | 0-10 VDC Controls | 66 | 3000 | 0.001 | 91 | 52 | 433 | 0.96 | Ambient | 50000 |  |  | 99999 | 0.01 | 13 | 4 | 0.01 | 0.01 | 0 | 0 | 0 | 0 | 0.09 | 0.02 | 0 | 0 | 0 | 0 | 0.85 | 0 | 0 | 0 | 0 | 0 | True |  | Non Federally-Regulated | 07/03/2018 |  | 08/10/2018
USAI Lighting | USAI Lighting | B3RDM-14X1-30KH-45-S-WH-NCIC-UNV-D6A | Light Emitting Diode | Inseparable Luminaire | Direct Wired | 0-10 VDC Controls | 69 | 3000 | 0.001 | 91 | 52 | 433 | 0.96 | Ambient | 50000 |  |  | 99999 | 0.01 | 13 | 4 | 0.01 | 0.01 | 0 | 0 | 0 | 0 | 0.09 | 0.02 | 0 | 0 | 0 | 0 | 0.85 | 0 | 0 | 0 | 0 | 0 | True |  | Non Federally-Regulated | 07/03/2018 |  | 08/10/2018
USAI Lighting | USAI Lighting | B3RDM-14X1-30KH-65-S-WH-NCIC-UNV-D6A | Light Emitting Diode | Inseparable Luminaire | Direct Wired | 0-10 VDC Controls | 56 | 3000 | 0.001 | 91 | 52 | 433 | 0.96 | Ambient | 50000 |  |  | 99999 | 0.01 | 13 | 4 | 0.01 | 0.01 | 0 | 0 | 0 | 0 | 0.09 | 0.02 | 0 | 0 | 0 | 0 | 0.85 | 0 | 0 | 0 | 0 | 0 | True |  | Non Federally-Regulated | 07/03/2018 |  | 08/10/2018
USAI Lighting | USAI Lighting | B3RDM-14X1-35KH-25-S-WH-NCIC-UNV-D6A | Light Emitting Diode | Inseparable Luminaire | Direct Wired | 0-10 VDC Controls | 71 | 3500 | 0.001 | 91 | 52 | 433 | 0.96 | Ambient | 50000 |  |  | 99999 | 0.01 | 13 | 4 | 0.01 | 0.01 | 0 | 0 | 0 | 0 | 0.09 | 0.02 | 0 | 0 | 0 | 0 | 0.85 | 0 | 0 | 0 | 0 | 0 | True |  | Non Federally-Regulated | 07/03/2018 |  | 08/10/2018
USAI Lighting | USAI Lighting | B3RDM-14X1-35KH-45-S-WH-NCIC-UNV-D6A | Light Emitting Diode | Inseparable Luminaire | Direct Wired | 0-10 VDC Controls | 75 | 3500 | 0.001 | 91 | 52 | 433 | 0.96 | Ambient | 50000 |  |  | 99999 | 0.01 | 13 | 4 | 0.01 | 0.01 | 0 | 0 | 0 | 0 | 0.09 | 0.02 | 0 | 0 | 0 | 0 | 0.85 | 0 | 0 | 0 | 0 | 0 | True |  | Non Federally-Regulated | 07/03/2018 |  | 08/10/2018
USAI Lighting | USAI Lighting | B3RDM-14X1-35KH-65-S-WH-NCIC-UNV-D6A | Light Emitting Diode | Inseparable Luminaire | Direct Wired | 0-10 VDC Controls | 61 | 3500 | 0.001 | 91 | 52 | 433 | 0.96 | Ambient | 50000 |  |  | 99999 | 0.01 | 13 | 4 | 0.01 | 0.01 | 0 | 0 | 0 | 0 | 0.09 | 0.02 | 0 | 0 | 0 | 0 | 0.85 | 0 | 0 | 0 | 0 | 0 | True |  | Non Federally-Regulated | 07/03/2018 |  | 08/10/2018
USAI Lighting | USAI Lighting | B3RDM-14X1-40KH-25-S-WH-NCIC-UNV-D6A | Light Emitting Diode | Inseparable Luminaire | Direct Wired | 0-10 VDC Controls | 76 | 4000 | 0.001 | 91 | 52 | 433 | 0.96 | Ambient | 50000 |  |  | 99999 | 0.01 | 13 | 4 | 0.01 | 0.01 | 0 | 0 | 0 | 0 | 0.09 | 0.02 | 0 | 0 | 0 | 0 | 0.85 | 0 | 0 | 0 | 0 | 0 | True |  | Non Federally-Regulated | 07/03/2018 |  | 08/10/2018
USAI Lighting | USAI Lighting | B3RDM-14X1-40KH-45-S-WH-NCIC-UNV-D6A | Light Emitting Diode | Inseparable Luminaire | Direct Wired | 0-10 VDC Controls | 80 | 4000 | 0.001 | 91 | 52 | 433 | 0.96 | Ambient | 50000 |  |  | 99999 | 0.01 | 13 | 4 | 0.01 | 0.01 | 0 | 0 | 0 | 0 | 0.09 | 0.02 | 0 | 0 | 0 | 0 | 0.85 | 0 | 0 | 0 | 0 | 0 | True |  | Non Federally-Regulated | 07/03/2018 |  | 08/10/2018
USAI Lighting | USAI Lighting | B3RDM-14X1-40KH-65-S-WH-NCIC-UNV-D6A | Light Emitting Diode | Inseparable Luminaire | Direct Wired | 0-10 VDC Controls | 66 | 4000 | 0.001 | 91 | 52 | 433 | 0.96 | Ambient | 50000 |  |  | 99999 | 0.01 | 13 | 4 | 0.01 | 0.01 | 0 | 0 | 0 | 0 | 0.09 | 0.02 | 0 | 0 | 0 | 0 | 0.85 | 0 | 0 | 0 | 0 | 0 | True |  | Non Federally-Regulated | 07/03/2018 |  | 08/10/2018
USAI Lighting | USAI Lighting | B3RDM-14X1-27KH-25-S-GR-NCIC-UNV-D6A | Light Emitting Diode | Inseparable Luminaire | Direct Wired | 0-10 VDC Controls | 66 | 2700 | 0.001 | 91 | 52 | 433 | 0.96 | Ambient | 50000 |  |  | 99999 | 0.01 | 13 | 4 | 0.01 | 0.01 | 0 | 0 | 0 | 0 | 0.09 | 0.02 | 0 | 0 | 0 | 0 | 0.85 | 0 | 0 | 0 | 0 | 0 | True |  | Non Federally-Regulated | 07/03/2018 |  | 08/10/2018
USAI Lighting | USAI Lighting | B3RDM-14X1-27KH-45-S-GR-NCIC-UNV-D6A | Light Emitting Diode | Inseparable Luminaire | Direct Wired | 0-10 VDC Controls | 69 | 2700 | 0.001 | 91 | 52 | 433 | 0.96 | Ambient | 50000 |  |  | 99999 | 0.01 | 13 | 4 | 0.01 | 0.01 | 0 | 0 | 0 | 0 | 0.09 | 0.02 | 0 | 0 | 0 | 0 | 0.85 | 0 | 0 | 0 | 0 | 0 | True |  | Non Federally-Regulated | 07/03/2018 |  | 08/10/2018
USAI Lighting | USAI Lighting | B3RDM-14X1-27KH-65-S-GR-NCIC-UNV-D6A | Light Emitting Diode | Inseparable Luminaire | Direct Wired | 0-10 VDC Controls | 56 | 2700 | 0.001 | 91 | 52 | 433 | 0.96 | Ambient | 50000 |  |  | 99999 | 0.01 | 13 | 4 | 0.01 | 0.01 | 0 | 0 | 0 | 0 | 0.09 | 0.02 | 0 | 0 | 0 | 0 | 0.85 | 0 | 0 | 0 | 0 | 0 | True |  | Non Federally-Regulated | 07/03/2018 |  | 08/10/2018
USAI Lighting | USAI Lighting | B3RDM-14X1-30KH-25-S-GR-NCIC-UNV-D6A | Light Emitting Diode | Inseparable Luminaire | Direct Wired | 0-10 VDC Controls | 66 | 3000 | 0.001 | 91 | 52 | 433 | 0.96 | Ambient | 50000 |  |  | 99999 | 0.01 | 13 | 4 | 0.01 | 0.01 | 0 | 0 | 0 | 0 | 0.09 | 0.02 | 0 | 0 | 0 | 0 | 0.85 | 0 | 0 | 0 | 0 | 0 | True |  | Non Federally-Regulated | 07/03/2018 |  | 08/10/2018
USAI Lighting | USAI Lighting | B3RDM-14X1-30KH-45-S-GR-NCIC-UNV-D6A | Light Emitting Diode | Inseparable Luminaire | Direct Wired | 0-10 VDC Controls | 69 | 3000 | 0.001 | 91 | 52 | 433 | 0.96 | Ambient | 50000 |  |  | 99999 | 0.01 | 13 | 4 | 0.01 | 0.01 | 0 | 0 | 0 | 0 | 0.09 | 0.02 | 0 | 0 | 0 | 0 | 0.85 | 0 | 0 | 0 | 0 | 0 | True |  | Non Federally-Regulated | 07/03/2018 |  | 08/10/2018
USAI Lighting | USAI Lighting | B3RDM-14X1-30KH-65-S-GR-NCIC-UNV-D6A | Light Emitting Diode | Inseparable Luminaire | Direct Wired | 0-10 VDC Controls | 56 | 3000 | 0.001 | 91 | 52 | 433 | 0.96 | Ambient | 50000 |  |  | 99999 | 0.01 | 13 | 4 | 0.01 | 0.01 | 0 | 0 | 0 | 0 | 0.09 | 0.02 | 0 | 0 | 0 | 0 | 0.85 | 0 | 0 | 0 | 0 | 0 | True |  | Non Federally-Regulated | 07/03/2018 |  | 08/10/2018
USAI Lighting | USAI Lighting | B3RDM-14X1-35KH-25-S-GR-NCIC-UNV-D6A | Light Emitting Diode | Inseparable Luminaire | Direct Wired | 0-10 VDC Controls | 71 | 3500 | 0.001 | 91 | 52 | 433 | 0.96 | Ambient | 50000 |  |  | 99999 | 0.01 | 13 | 4 | 0.01 | 0.01 | 0 | 0 | 0 | 0 | 0.09 | 0.02 | 0 | 0 | 0 | 0 | 0.85 | 0 | 0 | 0 | 0 | 0 | True |  | Non Federally-Regulated | 07/03/2018 |  | 08/10/2018
USAI Lighting | USAI Lighting | B3RDM-14X1-35KH-45-S-GR-NCIC-UNV-D6A | Light Emitting Diode | Inseparable Luminaire | Direct Wired | 0-10 VDC Controls | 75 | 3500 | 0.001 | 91 | 52 | 433 | 0.96 | Ambient | 50000 |  |  | 99999 | 0.01 | 13 | 4 | 0.01 | 0.01 | 0 | 0 | 0 | 0 | 0.09 | 0.02 | 0 | 0 | 0 | 0 | 0.85 | 0 | 0 | 0 | 0 | 0 | True |  | Non Federally-Regulated | 07/03/2018 |  | 08/10/2018
USAI Lighting | USAI Lighting | B3RDM-14X1-35KH-65-S-GR-NCIC-UNV-D6A | Light Emitting Diode | Inseparable Luminaire | Direct Wired | 0-10 VDC Controls | 61 | 3500 | 0.001 | 91 | 52 | 433 | 0.96 | Ambient | 50000 |  |  | 99999 | 0.01 | 13 | 4 | 0.01 | 0.01 | 0 | 0 | 0 | 0 | 0.09 | 0.02 | 0 | 0 | 0 | 0 | 0.85 | 0 | 0 | 0 | 0 | 0 | True |  | Non Federally-Regulated | 07/03/2018 |  | 08/10/2018
USAI Lighting | USAI Lighting | B3RDM-14X1-40KH-25-S-GR-NCIC-UNV-D6A | Light Emitting Diode | Inseparable Luminaire | Direct Wired | 0-10 VDC Controls | 76 | 4000 | 0.001 | 91 | 52 | 433 | 0.96 | Ambient | 50000 |  |  | 99999 | 0.01 | 13 | 4 | 0.01 | 0.01 | 0 | 0 | 0 | 0 | 0.09 | 0.02 | 0 | 0 | 0 | 0 | 0.85 | 0 | 0 | 0 | 0 | 0 | True |  | Non Federally-Regulated | 07/03/2018 |  | 08/10/2018
USAI Lighting | USAI Lighting | B3RDM-14X1-40KH-45-S-GR-NCIC-UNV-D6A | Light Emitting Diode | Inseparable Luminaire | Direct Wired | 0-10 VDC Controls | 80 | 4000 | 0.001 | 91 | 52 | 433 | 0.96 | Ambient | 50000 |  |  | 99999 | 0.01 | 13 | 4 | 0.01 | 0.01 | 0 | 0 | 0 | 0 | 0.09 | 0.02 | 0 | 0 | 0 | 0 | 0.85 | 0 | 0 | 0 | 0 | 0 | True |  | Non Federally-Regulated | 07/03/2018 |  | 08/10/2018
USAI Lighting | USAI Lighting | B3RDM-14X1-40KH-65-S-GR-NCIC-UNV-D6A | Light Emitting Diode | Inseparable Luminaire | Direct Wired | 0-10 VDC Controls | 66 | 4000 | 0.001 | 91 | 52 | 433 | 0.96 | Ambient | 50000 |  |  | 99999 | 0.01 | 13 | 4 | 0.01 | 0.01 | 0 | 0 | 0 | 0 | 0.09 | 0.02 | 0 | 0 | 0 | 0 | 0.85 | 0 | 0 | 0 | 0 | 0 | True |  | Non Federally-Regulated | 07/03/2018 |  | 08/10/2018
USAI Lighting | USAI Lighting | B3RDM-14X1-27KH-25-S-BL-NCIC-UNV-D6A | Light Emitting Diode | Inseparable Luminaire | Direct Wired | 0-10 VDC Controls | 66 | 2700 | 0.001 | 91 | 52 | 433 | 0.96 | Ambient | 50000 |  |  | 99999 | 0.01 | 13 | 4 | 0.01 | 0.01 | 0 | 0 | 0 | 0 | 0.09 | 0.02 | 0 | 0 | 0 | 0 | 0.85 | 0 | 0 | 0 | 0 | 0 | True |  | Non Federally-Regulated | 07/03/2018 |  | 08/10/2018
USAI Lighting | USAI Lighting | B3RDM-14X1-27KH-45-S-BL-NCIC-UNV-D6A | Light Emitting Diode | Inseparable Luminaire | Direct Wired | 0-10 VDC Controls | 69 | 2700 | 0.001 | 91 | 52 | 433 | 0.96 | Ambient | 50000 |  |  | 99999 | 0.01 | 13 | 4 | 0.01 | 0.01 | 0 | 0 | 0 | 0 | 0.09 | 0.02 | 0 | 0 | 0 | 0 | 0.85 | 0 | 0 | 0 | 0 | 0 | True |  | Non Federally-Regulated | 07/03/2018 |  | 08/10/2018
USAI Lighting | USAI Lighting | B3RDM-14X1-27KH-65-S-BL-NCIC-UNV-D6A | Light Emitting Diode | Inseparable Luminaire | Direct Wired | 0-10 VDC Controls | 56 | 2700 | 0.001 | 91 | 52 | 433 | 0.96 | Ambient | 50000 |  |  | 99999 | 0.01 | 13 | 4 | 0.01 | 0.01 | 0 | 0 | 0 | 0 | 0.09 | 0.02 | 0 | 0 | 0 | 0 | 0.85 | 0 | 0 | 0 | 0 | 0 | True |  | Non Federally-Regulated | 07/03/2018 |  | 08/10/2018
USAI Lighting | USAI Lighting | B3RDM-14X1-30KH-25-S-BL-NCIC-UNV-D6A | Light Emitting Diode | Inseparable Luminaire | Direct Wired | 0-10 VDC Controls | 66 | 3000 | 0.001 | 91 | 52 | 433 | 0.96 | Ambient | 50000 |  |  | 99999 | 0.01 | 13 | 4 | 0.01 | 0.01 | 0 | 0 | 0 | 0 | 0.09 | 0.02 | 0 | 0 | 0 | 0 | 0.85 | 0 | 0 | 0 | 0 | 0 | True |  | Non Federally-Regulated | 07/03/2018 |  | 08/10/2018
USAI Lighting | USAI Lighting | B3RDM-14X1-30KH-45-S-BL-NCIC-UNV-D6A | Light Emitting Diode | Inseparable Luminaire | Direct Wired | 0-10 VDC Controls | 69 | 3000 | 0.001 | 91 | 52 | 433 | 0.96 | Ambient | 50000 |  |  | 99999 | 0.01 | 13 | 4 | 0.01 | 0.01 | 0 | 0 | 0 | 0 | 0.09 | 0.02 | 0 | 0 | 0 | 0 | 0.85 | 0 | 0 | 0 | 0 | 0 | True |  | Non Federally-Regulated | 07/03/2018 |  | 08/10/2018
USAI Lighting | USAI Lighting | B3RDM-14X1-30KH-65-S-BL-NCIC-UNV-D6A | Light Emitting Diode | Inseparable Luminaire | Direct Wired | 0-10 VDC Controls | 56 | 3000 | 0.001 | 91 | 52 | 433 | 0.96 | Ambient | 50000 |  |  | 99999 | 0.01 | 13 | 4 | 0.01 | 0.01 | 0 | 0 | 0 | 0 | 0.09 | 0.02 | 0 | 0 | 0 | 0 | 0.85 | 0 | 0 | 0 | 0 | 0 | True |  | Non Federally-Regulated | 07/03/2018 |  | 08/10/2018
USAI Lighting | USAI Lighting | B3RDM-14X1-35KH-25-S-BL-NCIC-UNV-D6A | Light Emitting Diode | Inseparable Luminaire | Direct Wired | 0-10 VDC Controls | 71 | 3500 | 0.001 | 91 | 52 | 433 | 0.96 | Ambient | 50000 |  |  | 99999 | 0.01 | 13 | 4 | 0.01 | 0.01 | 0 | 0 | 0 | 0 | 0.09 | 0.02 | 0 | 0 | 0 | 0 | 0.85 | 0 | 0 | 0 | 0 | 0 | True |  | Non Federally-Regulated | 07/03/2018 |  | 08/10/2018
USAI Lighting | USAI Lighting | B3RDM-14X1-35KH-45-S-BL-NCIC-UNV-D6A | Light Emitting Diode | Inseparable Luminaire | Direct Wired | 0-10 VDC Controls | 75 | 3500 | 0.001 | 91 | 52 | 433 | 0.96 | Ambient | 50000 |  |  | 99999 | 0.01 | 13 | 4 | 0.01 | 0.01 | 0 | 0 | 0 | 0 | 0.09 | 0.02 | 0 | 0 | 0 | 0 | 0.85 | 0 | 0 | 0 | 0 | 0 | True |  | Non Federally-Regulated | 07/03/2018 |  | 08/10/2018
USAI Lighting | USAI Lighting | B3RDM-14X1-35KH-65-S-BL-NCIC-UNV-D6A | Light Emitting Diode | Inseparable Luminaire | Direct Wired | 0-10 VDC Controls | 61 | 3500 | 0.001 | 91 | 52 | 433 | 0.96 | Ambient | 50000 |  |  | 99999 | 0.01 | 13 | 4 | 0.01 | 0.01 | 0 | 0 | 0 | 0 | 0.09 | 0.02 | 0 | 0 | 0 | 0 | 0.85 | 0 | 0 | 0 | 0 | 0 | True |  | Non Federally-Regulated | 07/03/2018 |  | 08/10/2018
USAI Lighting | USAI Lighting | B3RDM-14X1-40KH-25-S-BL-NCIC-UNV-D6A | Light Emitting Diode | Inseparable Luminaire | Direct Wired | 0-10 VDC Controls | 76 | 4000 | 0.001 | 91 | 52 | 433 | 0.96 | Ambient | 50000 |  |  | 99999 | 0.01 | 13 | 4 | 0.01 | 0.01 | 0 | 0 | 0 | 0 | 0.09 | 0.02 | 0 | 0 | 0 | 0 | 0.85 | 0 | 0 | 0 | 0 | 0 | True |  | Non Federally-Regulated | 07/03/2018 |  | 08/10/2018
USAI Lighting | USAI Lighting | B3RDM-14X1-40KH-45-S-BL-NCIC-UNV-D6A | Light Emitting Diode | Inseparable Luminaire | Direct Wired | 0-10 VDC Controls | 80 | 4000 | 0.001 | 91 | 52 | 433 | 0.96 | Ambient | 50000 |  |  | 99999 | 0.01 | 13 | 4 | 0.01 | 0.01 | 0 | 0 | 0 | 0 | 0.09 | 0.02 | 0 | 0 | 0 | 0 | 0.85 | 0 | 0 | 0 | 0 | 0 | True |  | Non Federally-Regulated | 07/03/2018 |  | 08/10/2018
USAI Lighting | USAI Lighting | B3RDM-14X1-40KH-65-S-BL-NCIC-UNV-D6A | Light Emitting Diode | Inseparable Luminaire | Direct Wired | 0-10 VDC Controls | 66 | 4000 | 0.001 | 91 | 52 | 433 | 0.96 | Ambient | 50000 |  |  | 99999 | 0.01 | 13 | 4 | 0.01 | 0.01 | 0 | 0 | 0 | 0 | 0.09 | 0.02 | 0 | 0 | 0 | 0 | 0.85 | 0 | 0 | 0 | 0 | 0 | True |  | Non Federally-Regulated | 07/03/2018 |  | 08/10/2018
USAI Lighting | USAI Lighting | B3RDM-14X1-27KH-25-S-BZ-NCIC-UNV-D6A | Light Emitting Diode | Inseparable Luminaire | Direct Wired | 0-10 VDC Controls | 66 | 2700 | 0.001 | 91 | 52 | 433 | 0.96 | Ambient | 50000 |  |  | 99999 | 0.01 | 13 | 4 | 0.01 | 0.01 | 0 | 0 | 0 | 0 | 0.09 | 0.02 | 0 | 0 | 0 | 0 | 0.85 | 0 | 0 | 0 | 0 | 0 | True |  | Non Federally-Regulated | 07/03/2018 |  | 08/10/2018
USAI Lighting | USAI Lighting | B3RDM-14X1-27KH-45-S-BZ-NCIC-UNV-D6A | Light Emitting Diode | Inseparable Luminaire | Direct Wired | 0-10 VDC Controls | 69 | 2700 | 0.001 | 91 | 52 | 433 | 0.96 | Ambient | 50000 |  |  | 99999 | 0.01 | 13 | 4 | 0.01 | 0.01 | 0 | 0 | 0 | 0 | 0.09 | 0.02 | 0 | 0 | 0 | 0 | 0.85 | 0 | 0 | 0 | 0 | 0 | True |  | Non Federally-Regulated | 07/03/2018 |  | 08/10/2018
USAI Lighting | USAI Lighting | B3RDM-14X1-27KH-65-S-BZ-NCIC-UNV-D6A | Light Emitting Diode | Inseparable Luminaire | Direct Wired | 0-10 VDC Controls | 56 | 2700 | 0.001 | 91 | 52 | 433 | 0.96 | Ambient | 50000 |  |  | 99999 | 0.01 | 13 | 4 | 0.01 | 0.01 | 0 | 0 | 0 | 0 | 0.09 | 0.02 | 0 | 0 | 0 | 0 | 0.85 | 0 | 0 | 0 | 0 | 0 | True |  | Non Federally-Regulated | 07/03/2018 |  | 08/10/2018
USAI Lighting | USAI Lighting | B3RDM-14X1-30KH-25-S-BZ-NCIC-UNV-D6A | Light Emitting Diode | Inseparable Luminaire | Direct Wired | 0-10 VDC Controls | 66 | 3000 | 0.001 | 91 | 52 | 433 | 0.96 | Ambient | 50000 |  |  | 99999 | 0.01 | 13 | 4 | 0.01 | 0.01 | 0 | 0 | 0 | 0 | 0.09 | 0.02 | 0 | 0 | 0 | 0 | 0.85 | 0 | 0 | 0 | 0 | 0 | True |  | Non Federally-Regulated | 07/03/2018 |  | 08/10/2018
USAI Lighting | USAI Lighting | B3RDM-14X1-30KH-45-S-BZ-NCIC-UNV-D6A | Light Emitting Diode | Inseparable Luminaire | Direct Wired | 0-10 VDC Controls | 69 | 3000 | 0.001 | 91 | 52 | 433 | 0.96 | Ambient | 50000 |  |  | 99999 | 0.01 | 13 | 4 | 0.01 | 0.01 | 0 | 0 | 0 | 0 | 0.09 | 0.02 | 0 | 0 | 0 | 0 | 0.85 | 0 | 0 | 0 | 0 | 0 | True |  | Non Federally-Regulated | 07/03/2018 |  | 08/10/2018
USAI Lighting | USAI Lighting | B3RDM-14X1-30KH-65-S-BZ-NCIC-UNV-D6A | Light Emitting Diode | Inseparable Luminaire | Direct Wired | 0-10 VDC Controls | 56 | 3000 | 0.001 | 91 | 52 | 433 | 0.96 | Ambient | 50000 |  |  | 99999 | 0.01 | 13 | 4 | 0.01 | 0.01 | 0 | 0 | 0 | 0 | 0.09 | 0.02 | 0 | 0 | 0 | 0 | 0.85 | 0 | 0 | 0 | 0 | 0 | True |  | Non Federally-Regulated | 07/03/2018 |  | 08/10/2018
USAI Lighting | USAI Lighting | B3RDM-14X1-35KH-25-S-BZ-NCIC-UNV-D6A | Light Emitting Diode | Inseparable Luminaire | Direct Wired | 0-10 VDC Controls | 71 | 3500 | 0.001 | 91 | 52 | 433 | 0.96 | Ambient | 50000 |  |  | 99999 | 0.01 | 13 | 4 | 0.01 | 0.01 | 0 | 0 | 0 | 0 | 0.09 | 0.02 | 0 | 0 | 0 | 0 | 0.85 | 0 | 0 | 0 | 0 | 0 | True |  | Non Federally-Regulated | 07/03/2018 |  | 08/10/2018
USAI Lighting | USAI Lighting | B3RDM-14X1-35KH-45-S-BZ-NCIC-UNV-D6A | Light Emitting Diode | Inseparable Luminaire | Direct Wired | 0-10 VDC Controls | 75 | 3500 | 0.001 | 91 | 52 | 433 | 0.96 | Ambient | 50000 |  |  | 99999 | 0.01 | 13 | 4 | 0.01 | 0.01 | 0 | 0 | 0 | 0 | 0.09 | 0.02 | 0 | 0 | 0 | 0 | 0.85 | 0 | 0 | 0 | 0 | 0 | True |  | Non Federally-Regulated | 07/03/2018 |  | 08/10/2018
USAI Lighting | USAI Lighting | B3RDM-14X1-35KH-65-S-BZ-NCIC-UNV-D6A | Light Emitting Diode | Inseparable Luminaire | Direct Wired | 0-10 VDC Controls | 61 | 3500 | 0.001 | 91 | 52 | 433 | 0.96 | Ambient | 50000 |  |  | 99999 | 0.01 | 13 | 4 | 0.01 | 0.01 | 0 | 0 | 0 | 0 | 0.09 | 0.02 | 0 | 0 | 0 | 0 | 0.85 | 0 | 0 | 0 | 0 | 0 | True |  | Non Federally-Regulated | 07/03/2018 |  | 08/10/2018
USAI Lighting | USAI Lighting | B3RDM-14X1-40KH-25-S-BZ-NCIC-UNV-D6A | Light Emitting Diode | Inseparable Luminaire | Direct Wired | 0-10 VDC Controls | 76 | 4000 | 0.001 | 91 | 52 | 433 | 0.96 | Ambient | 50000 |  |  | 99999 | 0.01 | 13 | 4 | 0.01 | 0.01 | 0 | 0 | 0 | 0 | 0.09 | 0.02 | 0 | 0 | 0 | 0 | 0.85 | 0 | 0 | 0 | 0 | 0 | True |  | Non Federally-Regulated | 07/03/2018 |  | 08/10/2018
USAI Lighting | USAI Lighting | B3RDM-14X1-40KH-45-S-BZ-NCIC-UNV-D6A | Light Emitting Diode | Inseparable Luminaire | Direct Wired | 0-10 VDC Controls | 80 | 4000 | 0.001 | 91 | 52 | 433 | 0.96 | Ambient | 50000 |  |  | 99999 | 0.01 | 13 | 4 | 0.01 | 0.01 | 0 | 0 | 0 | 0 | 0.09 | 0.02 | 0 | 0 | 0 | 0 | 0.85 | 0 | 0 | 0 | 0 | 0 | True |  | Non Federally-Regulated | 07/03/2018 |  | 08/10/2018
USAI Lighting | USAI Lighting | B3RDM-14X1-40KH-65-S-BZ-NCIC-UNV-D6A | Light Emitting Diode | Inseparable Luminaire | Direct Wired | 0-10 VDC Controls | 66 | 4000 | 0.001 | 91 | 52 | 433 | 0.96 | Ambient | 50000 |  |  | 99999 | 0.01 | 13 | 4 | 0.01 | 0.01 | 0 | 0 | 0 | 0 | 0.09 | 0.02 | 0 | 0 | 0 | 0 | 0.85 | 0 | 0 | 0 | 0 | 0 | True |  | Non Federally-Regulated | 07/03/2018 |  | 08/10/2018
USAI Lighting | USAI Lighting | B3RDM-14X1-27KH-25-S-WH-NCIC-UNV-D6B | Light Emitting Diode | Inseparable Luminaire | Direct Wired | 0-10 VDC Controls | 66 | 2700 | 0.001 | 91 | 52 | 433 | 0.96 | Ambient | 50000 |  |  | 99999 | 0.01 | 13 | 4 | 0.01 | 0.01 | 0 | 0 | 0 | 0 | 0.09 | 0.02 | 0 | 0 | 0 | 0 | 0.85 | 0 | 0 | 0 | 0 | 0 | True |  | Non Federally-Regulated | 07/03/2018 |  | 08/10/2018
USAI Lighting | USAI Lighting | B3RDM-14X1-27KH-45-S-WH-NCIC-UNV-D6B | Light Emitting Diode | Inseparable Luminaire | Direct Wired | 0-10 VDC Controls | 69 | 2700 | 0.001 | 91 | 52 | 433 | 0.96 | Ambient | 50000 |  |  | 99999 | 0.01 | 13 | 4 | 0.01 | 0.01 | 0 | 0 | 0 | 0 | 0.09 | 0.02 | 0 | 0 | 0 | 0 | 0.85 | 0 | 0 | 0 | 0 | 0 | True |  | Non Federally-Regulated | 07/03/2018 |  | 08/10/2018
USAI Lighting | USAI Lighting | B3RDM-14X1-27KH-65-S-WH-NCIC-UNV-D6B | Light Emitting Diode | Inseparable Luminaire | Direct Wired | 0-10 VDC Controls | 56 | 2700 | 0.001 | 91 | 52 | 433 | 0.96 | Ambient | 50000 |  |  | 99999 | 0.01 | 13 | 4 | 0.01 | 0.01 | 0 | 0 | 0 | 0 | 0.09 | 0.02 | 0 | 0 | 0 | 0 | 0.85 | 0 | 0 | 0 | 0 | 0 | True |  | Non Federally-Regulated | 07/03/2018 |  | 08/10/2018
USAI Lighting | USAI Lighting | B3RDM-14X1-30KH-25-S-WH-NCIC-UNV-D6B | Light Emitting Diode | Inseparable Luminaire | Direct Wired | 0-10 VDC Controls | 66 | 3000 | 0.001 | 91 | 52 | 433 | 0.96 | Ambient | 50000 |  |  | 99999 | 0.01 | 13 | 4 | 0.01 | 0.01 | 0 | 0 | 0 | 0 | 0.09 | 0.02 | 0 | 0 | 0 | 0 | 0.85 | 0 | 0 | 0 | 0 | 0 | True |  | Non Federally-Regulated | 07/03/2018 |  | 08/10/2018
USAI Lighting | USAI Lighting | B3RDM-14X1-30KH-45-S-WH-NCIC-UNV-D6B | Light Emitting Diode | Inseparable Luminaire | Direct Wired | 0-10 VDC Controls | 69 | 3000 | 0.001 | 91 | 52 | 433 | 0.96 | Ambient | 50000 |  |  | 99999 | 0.01 | 13 | 4 | 0.01 | 0.01 | 0 | 0 | 0 | 0 | 0.09 | 0.02 | 0 | 0 | 0 | 0 | 0.85 | 0 | 0 | 0 | 0 | 0 | True |  | Non Federally-Regulated | 07/03/2018 |  | 08/10/2018
USAI Lighting | USAI Lighting | B3RDM-14X1-30KH-65-S-WH-NCIC-UNV-D6B | Light Emitting Diode | Inseparable Luminaire | Direct Wired | 0-10 VDC Controls | 56 | 3000 | 0.001 | 91 | 52 | 433 | 0.96 | Ambient | 50000 |  |  | 99999 | 0.01 | 13 | 4 | 0.01 | 0.01 | 0 | 0 | 0 | 0 | 0.09 | 0.02 | 0 | 0 | 0 | 0 | 0.85 | 0 | 0 | 0 | 0 | 0 | True |  | Non Federally-Regulated | 07/03/2018 |  | 08/10/2018
USAI Lighting | USAI Lighting | B3RDM-14X1-35KH-25-S-WH-NCIC-UNV-D6B | Light Emitting Diode | Inseparable Luminaire | Direct Wired | 0-10 VDC Controls | 71 | 3500 | 0.001 | 91 | 52 | 433 | 0.96 | Ambient | 50000 |  |  | 99999 | 0.01 | 13 | 4 | 0.01 | 0.01 | 0 | 0 | 0 | 0 | 0.09 | 0.02 | 0 | 0 | 0 | 0 | 0.85 | 0 | 0 | 0 | 0 | 0 | True |  | Non Federally-Regulated | 07/03/2018 |  | 08/10/2018
USAI Lighting | USAI Lighting | B3RDM-14X1-35KH-45-S-WH-NCIC-UNV-D6B | Light Emitting Diode | Inseparable Luminaire | Direct Wired | 0-10 VDC Controls | 75 | 3500 | 0.001 | 91 | 52 | 433 | 0.96 | Ambient | 50000 |  |  | 99999 | 0.01 | 13 | 4 | 0.01 | 0.01 | 0 | 0 | 0 | 0 | 0.09 | 0.02 | 0 | 0 | 0 | 0 | 0.85 | 0 | 0 | 0 | 0 | 0 | True |  | Non Federally-Regulated | 07/03/2018 |  | 08/10/2018
USAI Lighting | USAI Lighting | B3RDM-14X1-35KH-65-S-WH-NCIC-UNV-D6B | Light Emitting Diode | Inseparable Luminaire | Direct Wired | 0-10 VDC Controls | 61 | 3500 | 0.001 | 91 | 52 | 433 | 0.96 | Ambient | 50000 |  |  | 99999 | 0.01 | 13 | 4 | 0.01 | 0.01 | 0 | 0 | 0 | 0 | 0.09 | 0.02 | 0 | 0 | 0 | 0 | 0.85 | 0 | 0 | 0 | 0 | 0 | True |  | Non Federally-Regulated | 07/03/2018 |  | 08/10/2018
USAI Lighting | USAI Lighting | B3RDM-14X1-40KH-25-S-WH-NCIC-UNV-D6B | Light Emitting Diode | Inseparable Luminaire | Direct Wired | 0-10 VDC Controls | 76 | 4000 | 0.001 | 91 | 52 | 433 | 0.96 | Ambient | 50000 |  |  | 99999 | 0.01 | 13 | 4 | 0.01 | 0.01 | 0 | 0 | 0 | 0 | 0.09 | 0.02 | 0 | 0 | 0 | 0 | 0.85 | 0 | 0 | 0 | 0 | 0 | True |  | Non Federally-Regulated | 07/03/2018 |  | 08/10/2018
USAI Lighting | USAI Lighting | B3RDM-14X1-40KH-45-S-WH-NCIC-UNV-D6B | Light Emitting Diode | Inseparable Luminaire | Direct Wired | 0-10 VDC Controls | 80 | 4000 | 0.001 | 91 | 52 | 433 | 0.96 | Ambient | 50000 |  |  | 99999 | 0.01 | 13 | 4 | 0.01 | 0.01 | 0 | 0 | 0 | 0 | 0.09 | 0.02 | 0 | 0 | 0 | 0 | 0.85 | 0 | 0 | 0 | 0 | 0 | True |  | Non Federally-Regulated | 07/03/2018 |  | 08/10/2018
USAI Lighting | USAI Lighting | B3RDM-14X1-40KH-65-S-WH-NCIC-UNV-D6B | Light Emitting Diode | Inseparable Luminaire | Direct Wired | 0-10 VDC Controls | 66 | 4000 | 0.001 | 91 | 52 | 433 | 0.96 | Ambient | 50000 |  |  | 99999 | 0.01 | 13 | 4 | 0.01 | 0.01 | 0 | 0 | 0 | 0 | 0.09 | 0.02 | 0 | 0 | 0 | 0 | 0.85 | 0 | 0 | 0 | 0 | 0 | True |  | Non Federally-Regulated | 07/03/2018 |  | 08/10/2018
USAI Lighting | USAI Lighting | B3RDM-14X1-27KH-25-S-GR-NCIC-UNV-D6B | Light Emitting Diode | Inseparable Luminaire | Direct Wired | 0-10 VDC Controls | 66 | 2700 | 0.001 | 91 | 52 | 433 | 0.96 | Ambient | 50000 |  |  | 99999 | 0.01 | 13 | 4 | 0.01 | 0.01 | 0 | 0 | 0 | 0 | 0.09 | 0.02 | 0 | 0 | 0 | 0 | 0.85 | 0 | 0 | 0 | 0 | 0 | True |  | Non Federally-Regulated | 07/03/2018 |  | 08/10/2018
USAI Lighting | USAI Lighting | B3RDM-14X1-27KH-45-S-GR-NCIC-UNV-D6B | Light Emitting Diode | Inseparable Luminaire | Direct Wired | 0-10 VDC Controls | 69 | 2700 | 0.001 | 91 | 52 | 433 | 0.96 | Ambient | 50000 |  |  | 99999 | 0.01 | 13 | 4 | 0.01 | 0.01 | 0 | 0 | 0 | 0 | 0.09 | 0.02 | 0 | 0 | 0 | 0 | 0.85 | 0 | 0 | 0 | 0 | 0 | True |  | Non Federally-Regulated | 07/03/2018 |  | 08/10/2018
USAI Lighting | USAI Lighting | B3RDM-14X1-27KH-65-S-GR-NCIC-UNV-D6B | Light Emitting Diode | Inseparable Luminaire | Direct Wired | 0-10 VDC Controls | 56 | 2700 | 0.001 | 91 | 52 | 433 | 0.96 | Ambient | 50000 |  |  | 99999 | 0.01 | 13 | 4 | 0.01 | 0.01 | 0 | 0 | 0 | 0 | 0.09 | 0.02 | 0 | 0 | 0 | 0 | 0.85 | 0 | 0 | 0 | 0 | 0 | True |  | Non Federally-Regulated | 07/03/2018 |  | 08/10/2018
USAI Lighting | USAI Lighting | B3RDM-14X1-30KH-25-S-GR-NCIC-UNV-D6B | Light Emitting Diode | Inseparable Luminaire | Direct Wired | 0-10 VDC Controls | 66 | 3000 | 0.001 | 91 | 52 | 433 | 0.96 | Ambient | 50000 |  |  | 99999 | 0.01 | 13 | 4 | 0.01 | 0.01 | 0 | 0 | 0 | 0 | 0.09 | 0.02 | 0 | 0 | 0 | 0 | 0.85 | 0 | 0 | 0 | 0 | 0 | True |  | Non Federally-Regulated | 07/03/2018 |  | 08/10/2018
USAI Lighting | USAI Lighting | B3RDM-14X1-30KH-45-S-GR-NCIC-UNV-D6B | Light Emitting Diode | Inseparable Luminaire | Direct Wired | 0-10 VDC Controls | 69 | 3000 | 0.001 | 91 | 52 | 433 | 0.96 | Ambient | 50000 |  |  | 99999 | 0.01 | 13 | 4 | 0.01 | 0.01 | 0 | 0 | 0 | 0 | 0.09 | 0.02 | 0 | 0 | 0 | 0 | 0.85 | 0 | 0 | 0 | 0 | 0 | True |  | Non Federally-Regulated | 07/03/2018 |  | 08/10/2018
USAI Lighting | USAI Lighting | B3RDM-14X1-30KH-65-S-GR-NCIC-UNV-D6B | Light Emitting Diode | Inseparable Luminaire | Direct Wired | 0-10 VDC Controls | 56 | 3000 | 0.001 | 91 | 52 | 433 | 0.96 | Ambient | 50000 |  |  | 99999 | 0.01 | 13 | 4 | 0.01 | 0.01 | 0 | 0 | 0 | 0 | 0.09 | 0.02 | 0 | 0 | 0 | 0 | 0.85 | 0 | 0 | 0 | 0 | 0 | True |  | Non Federally-Regulated | 07/03/2018 |  | 08/10/2018
USAI Lighting | USAI Lighting | B3RDM-14X1-35KH-25-S-GR-NCIC-UNV-D6B | Light Emitting Diode | Inseparable Luminaire | Direct Wired | 0-10 VDC Controls | 71 | 3500 | 0.001 | 91 | 52 | 433 | 0.96 | Ambient | 50000 |  |  | 99999 | 0.01 | 13 | 4 | 0.01 | 0.01 | 0 | 0 | 0 | 0 | 0.09 | 0.02 | 0 | 0 | 0 | 0 | 0.85 | 0 | 0 | 0 | 0 | 0 | True |  | Non Federally-Regulated | 07/03/2018 |  | 08/10/2018
USAI Lighting | USAI Lighting | B3RDM-14X1-35KH-45-S-GR-NCIC-UNV-D6B | Light Emitting Diode | Inseparable Luminaire | Direct Wired | 0-10 VDC Controls | 75 | 3500 | 0.001 | 91 | 52 | 433 | 0.96 | Ambient | 50000 |  |  | 99999 | 0.01 | 13 | 4 | 0.01 | 0.01 | 0 | 0 | 0 | 0 | 0.09 | 0.02 | 0 | 0 | 0 | 0 | 0.85 | 0 | 0 | 0 | 0 | 0 | True |  | Non Federally-Regulated | 07/03/2018 |  | 08/10/2018
USAI Lighting | USAI Lighting | B3RDM-14X1-35KH-65-S-GR-NCIC-UNV-D6B | Light Emitting Diode | Inseparable Luminaire | Direct Wired | 0-10 VDC Controls | 61 | 3500 | 0.001 | 91 | 52 | 433 | 0.96 | Ambient | 50000 |  |  | 99999 | 0.01 | 13 | 4 | 0.01 | 0.01 | 0 | 0 | 0 | 0 | 0.09 | 0.02 | 0 | 0 | 0 | 0 | 0.85 | 0 | 0 | 0 | 0 | 0 | True |  | Non Federally-Regulated | 07/03/2018 |  | 08/10/2018
USAI Lighting | USAI Lighting | B3RDM-14X1-40KH-25-S-GR-NCIC-UNV-D6B | Light Emitting Diode | Inseparable Luminaire | Direct Wired | 0-10 VDC Controls | 76 | 4000 | 0.001 | 91 | 52 | 433 | 0.96 | Ambient | 50000 |  |  | 99999 | 0.01 | 13 | 4 | 0.01 | 0.01 | 0 | 0 | 0 | 0 | 0.09 | 0.02 | 0 | 0 | 0 | 0 | 0.85 | 0 | 0 | 0 | 0 | 0 | True |  | Non Federally-Regulated | 07/03/2018 |  | 08/10/2018
USAI Lighting | USAI Lighting | B3RDM-14X1-40KH-45-S-GR-NCIC-UNV-D6B | Light Emitting Diode | Inseparable Luminaire | Direct Wired | 0-10 VDC Controls | 80 | 4000 | 0.001 | 91 | 52 | 433 | 0.96 | Ambient | 50000 |  |  | 99999 | 0.01 | 13 | 4 | 0.01 | 0.01 | 0 | 0 | 0 | 0 | 0.09 | 0.02 | 0 | 0 | 0 | 0 | 0.85 | 0 | 0 | 0 | 0 | 0 | True |  | Non Federally-Regulated | 07/03/2018 |  | 08/10/2018
USAI Lighting | USAI Lighting | B3RDM-14X1-40KH-65-S-GR-NCIC-UNV-D6B | Light Emitting Diode | Inseparable Luminaire | Direct Wired | 0-10 VDC Controls | 66 | 4000 | 0.001 | 91 | 52 | 433 | 0.96 | Ambient | 50000 |  |  | 99999 | 0.01 | 13 | 4 | 0.01 | 0.01 | 0 | 0 | 0 | 0 | 0.09 | 0.02 | 0 | 0 | 0 | 0 | 0.85 | 0 | 0 | 0 | 0 | 0 | True |  | Non Federally-Regulated | 07/03/2018 |  | 08/10/2018
USAI Lighting | USAI Lighting | B3RDM-14X1-27KH-25-S-BL-NCIC-UNV-D6B | Light Emitting Diode | Inseparable Luminaire | Direct Wired | 0-10 VDC Controls | 66 | 2700 | 0.001 | 91 | 52 | 433 | 0.96 | Ambient | 50000 |  |  | 99999 | 0.01 | 13 | 4 | 0.01 | 0.01 | 0 | 0 | 0 | 0 | 0.09 | 0.02 | 0 | 0 | 0 | 0 | 0.85 | 0 | 0 | 0 | 0 | 0 | True |  | Non Federally-Regulated | 07/03/2018 |  | 08/10/2018
USAI Lighting | USAI Lighting | B3RDM-14X1-27KH-45-S-BL-NCIC-UNV-D6B | Light Emitting Diode | Inseparable Luminaire | Direct Wired | 0-10 VDC Controls | 69 | 2700 | 0.001 | 91 | 52 | 433 | 0.96 | Ambient | 50000 |  |  | 99999 | 0.01 | 13 | 4 | 0.01 | 0.01 | 0 | 0 | 0 | 0 | 0.09 | 0.02 | 0 | 0 | 0 | 0 | 0.85 | 0 | 0 | 0 | 0 | 0 | True |  | Non Federally-Regulated | 07/03/2018 |  | 08/10/2018
USAI Lighting | USAI Lighting | B3RDM-14X1-27KH-65-S-BL-NCIC-UNV-D6B | Light Emitting Diode | Inseparable Luminaire | Direct Wired | 0-10 VDC Controls | 56 | 2700 | 0.001 | 91 | 52 | 433 | 0.96 | Ambient | 50000 |  |  | 99999 | 0.01 | 13 | 4 | 0.01 | 0.01 | 0 | 0 | 0 | 0 | 0.09 | 0.02 | 0 | 0 | 0 | 0 | 0.85 | 0 | 0 | 0 | 0 | 0 | True |  | Non Federally-Regulated | 07/03/2018 |  | 08/10/2018
USAI Lighting | USAI Lighting | B3RDM-14X1-30KH-25-S-BL-NCIC-UNV-D6B | Light Emitting Diode | Inseparable Luminaire | Direct Wired | 0-10 VDC Controls | 66 | 3000 | 0.001 | 91 | 52 | 433 | 0.96 | Ambient | 50000 |  |  | 99999 | 0.01 | 13 | 4 | 0.01 | 0.01 | 0 | 0 | 0 | 0 | 0.09 | 0.02 | 0 | 0 | 0 | 0 | 0.85 | 0 | 0 | 0 | 0 | 0 | True |  | Non Federally-Regulated | 07/03/2018 |  | 08/10/2018
USAI Lighting | USAI Lighting | B3RDM-14X1-30KH-45-S-BL-NCIC-UNV-D6B | Light Emitting Diode | Inseparable Luminaire | Direct Wired | 0-10 VDC Controls | 69 | 3000 | 0.001 | 91 | 52 | 433 | 0.96 | Ambient | 50000 |  |  | 99999 | 0.01 | 13 | 4 | 0.01 | 0.01 | 0 | 0 | 0 | 0 | 0.09 | 0.02 | 0 | 0 | 0 | 0 | 0.85 | 0 | 0 | 0 | 0 | 0 | True |  | Non Federally-Regulated | 07/03/2018 |  | 08/10/2018
USAI Lighting | USAI Lighting | B3RDM-14X1-30KH-65-S-BL-NCIC-UNV-D6B | Light Emitting Diode | Inseparable Luminaire | Direct Wired | 0-10 VDC Controls | 56 | 3000 | 0.001 | 91 | 52 | 433 | 0.96 | Ambient | 50000 |  |  | 99999 | 0.01 | 13 | 4 | 0.01 | 0.01 | 0 | 0 | 0 | 0 | 0.09 | 0.02 | 0 | 0 | 0 | 0 | 0.85 | 0 | 0 | 0 | 0 | 0 | True |  | Non Federally-Regulated | 07/03/2018 |  | 08/10/2018
USAI Lighting | USAI Lighting | B3RDM-14X1-35KH-25-S-BL-NCIC-UNV-D6B | Light Emitting Diode | Inseparable Luminaire | Direct Wired | 0-10 VDC Controls | 71 | 3500 | 0.001 | 91 | 52 | 433 | 0.96 | Ambient | 50000 |  |  | 99999 | 0.01 | 13 | 4 | 0.01 | 0.01 | 0 | 0 | 0 | 0 | 0.09 | 0.02 | 0 | 0 | 0 | 0 | 0.85 | 0 | 0 | 0 | 0 | 0 | True |  | Non Federally-Regulated | 07/03/2018 |  | 08/10/2018
USAI Lighting | USAI Lighting | B3RDM-14X1-35KH-45-S-BL-NCIC-UNV-D6B | Light Emitting Diode | Inseparable Luminaire | Direct Wired | 0-10 VDC Controls | 75 | 3500 | 0.001 | 91 | 52 | 433 | 0.96 | Ambient | 50000 |  |  | 99999 | 0.01 | 13 | 4 | 0.01 | 0.01 | 0 | 0 | 0 | 0 | 0.09 | 0.02 | 0 | 0 | 0 | 0 | 0.85 | 0 | 0 | 0 | 0 | 0 | True |  | Non Federally-Regulated | 07/03/2018 |  | 08/10/2018
USAI Lighting | USAI Lighting | B3RDM-14X1-35KH-65-S-BL-NCIC-UNV-D6B | Light Emitting Diode | Inseparable Luminaire | Direct Wired | 0-10 VDC Controls | 61 | 3500 | 0.001 | 91 | 52 | 433 | 0.96 | Ambient | 50000 |  |  | 99999 | 0.01 | 13 | 4 | 0.01 | 0.01 | 0 | 0 | 0 | 0 | 0.09 | 0.02 | 0 | 0 | 0 | 0 | 0.85 | 0 | 0 | 0 | 0 | 0 | True |  | Non Federally-Regulated | 07/03/2018 |  | 08/10/2018
USAI Lighting | USAI Lighting | B3RDM-14X1-40KH-25-S-BL-NCIC-UNV-D6B | Light Emitting Diode | Inseparable Luminaire | Direct Wired | 0-10 VDC Controls | 76 | 4000 | 0.001 | 91 | 52 | 433 | 0.96 | Ambient | 50000 |  |  | 99999 | 0.01 | 13 | 4 | 0.01 | 0.01 | 0 | 0 | 0 | 0 | 0.09 | 0.02 | 0 | 0 | 0 | 0 | 0.85 | 0 | 0 | 0 | 0 | 0 | True |  | Non Federally-Regulated | 07/03/2018 |  | 08/10/2018
USAI Lighting | USAI Lighting | B3RDM-14X1-40KH-45-S-BL-NCIC-UNV-D6B | Light Emitting Diode | Inseparable Luminaire | Direct Wired | 0-10 VDC Controls | 80 | 4000 | 0.001 | 91 | 52 | 433 | 0.96 | Ambient | 50000 |  |  | 99999 | 0.01 | 13 | 4 | 0.01 | 0.01 | 0 | 0 | 0 | 0 | 0.09 | 0.02 | 0 | 0 | 0 | 0 | 0.85 | 0 | 0 | 0 | 0 | 0 | True |  | Non Federally-Regulated | 07/03/2018 |  | 08/10/2018
USAI Lighting | USAI Lighting | B3RDM-14X1-40KH-65-S-BL-NCIC-UNV-D6B | Light Emitting Diode | Inseparable Luminaire | Direct Wired | 0-10 VDC Controls | 66 | 4000 | 0.001 | 91 | 52 | 433 | 0.96 | Ambient | 50000 |  |  | 99999 | 0.01 | 13 | 4 | 0.01 | 0.01 | 0 | 0 | 0 | 0 | 0.09 | 0.02 | 0 | 0 | 0 | 0 | 0.85 | 0 | 0 | 0 | 0 | 0 | True |  | Non Federally-Regulated | 07/03/2018 |  | 08/10/2018
USAI Lighting | USAI Lighting | B3RDM-14X1-27KH-25-S-BZ-NCIC-UNV-D6B | Light Emitting Diode | Inseparable Luminaire | Direct Wired | 0-10 VDC Controls | 66 | 2700 | 0.001 | 91 | 52 | 433 | 0.96 | Ambient | 50000 |  |  | 99999 | 0.01 | 13 | 4 | 0.01 | 0.01 | 0 | 0 | 0 | 0 | 0.09 | 0.02 | 0 | 0 | 0 | 0 | 0.85 | 0 | 0 | 0 | 0 | 0 | True |  | Non Federally-Regulated | 07/03/2018 |  | 08/10/2018
USAI Lighting | USAI Lighting | B3RDM-14X1-27KH-45-S-BZ-NCIC-UNV-D6B | Light Emitting Diode | Inseparable Luminaire | Direct Wired | 0-10 VDC Controls | 69 | 2700 | 0.001 | 91 | 52 | 433 | 0.96 | Ambient | 50000 |  |  | 99999 | 0.01 | 13 | 4 | 0.01 | 0.01 | 0 | 0 | 0 | 0 | 0.09 | 0.02 | 0 | 0 | 0 | 0 | 0.85 | 0 | 0 | 0 | 0 | 0 | True |  | Non Federally-Regulated | 07/03/2018 |  | 08/10/2018
USAI Lighting | USAI Lighting | B3RDM-14X1-27KH-65-S-BZ-NCIC-UNV-D6B | Light Emitting Diode | Inseparable Luminaire | Direct Wired | 0-10 VDC Controls | 56 | 2700 | 0.001 | 91 | 52 | 433 | 0.96 | Ambient | 50000 |  |  | 99999 | 0.01 | 13 | 4 | 0.01 | 0.01 | 0 | 0 | 0 | 0 | 0.09 | 0.02 | 0 | 0 | 0 | 0 | 0.85 | 0 | 0 | 0 | 0 | 0 | True |  | Non Federally-Regulated | 07/03/2018 |  | 08/10/2018
USAI Lighting | USAI Lighting | B3RDM-14X1-30KH-25-S-BZ-NCIC-UNV-D6B | Light Emitting Diode | Inseparable Luminaire | Direct Wired | 0-10 VDC Controls | 66 | 3000 | 0.001 | 91 | 52 | 433 | 0.96 | Ambient | 50000 |  |  | 99999 | 0.01 | 13 | 4 | 0.01 | 0.01 | 0 | 0 | 0 | 0 | 0.09 | 0.02 | 0 | 0 | 0 | 0 | 0.85 | 0 | 0 | 0 | 0 | 0 | True |  | Non Federally-Regulated | 07/03/2018 |  | 08/10/2018
USAI Lighting | USAI Lighting | B3RDM-14X1-30KH-45-S-BZ-NCIC-UNV-D6B | Light Emitting Diode | Inseparable Luminaire | Direct Wired | 0-10 VDC Controls | 69 | 3000 | 0.001 | 91 | 52 | 433 | 0.96 | Ambient | 50000 |  |  | 99999 | 0.01 | 13 | 4 | 0.01 | 0.01 | 0 | 0 | 0 | 0 | 0.09 | 0.02 | 0 | 0 | 0 | 0 | 0.85 | 0 | 0 | 0 | 0 | 0 | True |  | Non Federally-Regulated | 07/03/2018 |  | 08/10/2018
USAI Lighting | USAI Lighting | B3RDM-14X1-30KH-65-S-BZ-NCIC-UNV-D6B | Light Emitting Diode | Inseparable Luminaire | Direct Wired | 0-10 VDC Controls | 56 | 3000 | 0.001 | 91 | 52 | 433 | 0.96 | Ambient | 50000 |  |  | 99999 | 0.01 | 13 | 4 | 0.01 | 0.01 | 0 | 0 | 0 | 0 | 0.09 | 0.02 | 0 | 0 | 0 | 0 | 0.85 | 0 | 0 | 0 | 0 | 0 | True |  | Non Federally-Regulated | 07/03/2018 |  | 08/10/2018
USAI Lighting | USAI Lighting | B3RDM-14X1-35KH-25-S-BZ-NCIC-UNV-D6B | Light Emitting Diode | Inseparable Luminaire | Direct Wired | 0-10 VDC Controls | 71 | 3500 | 0.001 | 91 | 52 | 433 | 0.96 | Ambient | 50000 |  |  | 99999 | 0.01 | 13 | 4 | 0.01 | 0.01 | 0 | 0 | 0 | 0 | 0.09 | 0.02 | 0 | 0 | 0 | 0 | 0.85 | 0 | 0 | 0 | 0 | 0 | True |  | Non Federally-Regulated | 07/03/2018 |  | 08/10/2018
USAI Lighting | USAI Lighting | B3RDM-14X1-35KH-45-S-BZ-NCIC-UNV-D6B | Light Emitting Diode | Inseparable Luminaire | Direct Wired | 0-10 VDC Controls | 75 | 3500 | 0.001 | 91 | 52 | 433 | 0.96 | Ambient | 50000 |  |  | 99999 | 0.01 | 13 | 4 | 0.01 | 0.01 | 0 | 0 | 0 | 0 | 0.09 | 0.02 | 0 | 0 | 0 | 0 | 0.85 | 0 | 0 | 0 | 0 | 0 | True |  | Non Federally-Regulated | 07/03/2018 |  | 08/10/2018
USAI Lighting | USAI Lighting | B3RDM-14X1-35KH-65-S-BZ-NCIC-UNV-D6B | Light Emitting Diode | Inseparable Luminaire | Direct Wired | 0-10 VDC Controls | 61 | 3500 | 0.001 | 91 | 52 | 433 | 0.96 | Ambient | 50000 |  |  | 99999 | 0.01 | 13 | 4 | 0.01 | 0.01 | 0 | 0 | 0 | 0 | 0.09 | 0.02 | 0 | 0 | 0 | 0 | 0.85 | 0 | 0 | 0 | 0 | 0 | True |  | Non Federally-Regulated | 07/03/2018 |  | 08/10/2018
USAI Lighting | USAI Lighting | B3RDM-14X1-40KH-25-S-BZ-NCIC-UNV-D6B | Light Emitting Diode | Inseparable Luminaire | Direct Wired | 0-10 VDC Controls | 76 | 4000 | 0.001 | 91 | 52 | 433 | 0.96 | Ambient | 50000 |  |  | 99999 | 0.01 | 13 | 4 | 0.01 | 0.01 | 0 | 0 | 0 | 0 | 0.09 | 0.02 | 0 | 0 | 0 | 0 | 0.85 | 0 | 0 | 0 | 0 | 0 | True |  | Non Federally-Regulated | 07/03/2018 |  | 08/10/2018
USAI Lighting | USAI Lighting | B3RDM-14X1-40KH-45-S-BZ-NCIC-UNV-D6B | Light Emitting Diode | Inseparable Luminaire | Direct Wired | 0-10 VDC Controls | 80 | 4000 | 0.001 | 91 | 52 | 433 | 0.96 | Ambient | 50000 |  |  | 99999 | 0.01 | 13 | 4 | 0.01 | 0.01 | 0 | 0 | 0 | 0 | 0.09 | 0.02 | 0 | 0 | 0 | 0 | 0.85 | 0 | 0 | 0 | 0 | 0 | True |  | Non Federally-Regulated | 07/03/2018 |  | 08/10/2018
USAI Lighting | USAI Lighting | B3RDM-14X1-40KH-65-S-BZ-NCIC-UNV-D6B | Light Emitting Diode | Inseparable Luminaire | Direct Wired | 0-10 VDC Controls | 66 | 4000 | 0.001 | 91 | 52 | 433 | 0.96 | Ambient | 50000 |  |  | 99999 | 0.01 | 13 | 4 | 0.01 | 0.01 | 0 | 0 | 0 | 0 | 0.09 | 0.02 | 0 | 0 | 0 | 0 | 0.85 | 0 | 0 | 0 | 0 | 0 | True |  | Non Federally-Regulated | 07/03/2018 |  | 08/10/2018
USAI Lighting | USAI Lighting | B3SDF-14X1-27KH-25-S-WH-NCIC-UNV-D6E | Light Emitting Diode | Inseparable Luminaire | Direct Wired | 0-10 VDC Controls | 65 | 2700 | 0.001 | 91 | 52 | 433 | 0.96 | Ambient | 50000 |  |  | 99999 | 0.01 | 13 | 4 | 0.01 | 0.01 | 0 | 0 | 0 | 0 | 0.09 | 0.02 | 0 | 0 | 0 | 0 | 0.85 | 0 | 0 | 0 | 0 | 0 | True |  | Non Federally-Regulated | 07/03/2018 |  | 08/10/2018
USAI Lighting | USAI Lighting | B3SDF-14X1-27KH-45-S-WH-NCIC-UNV-D6E | Light Emitting Diode | Inseparable Luminaire | Direct Wired | 0-10 VDC Controls | 68 | 2700 | 0.001 | 91 | 52 | 433 | 0.96 | Ambient | 50000 |  |  | 99999 | 0.01 | 13 | 4 | 0.01 | 0.01 | 0 | 0 | 0 | 0 | 0.09 | 0.02 | 0 | 0 | 0 | 0 | 0.85 | 0 | 0 | 0 | 0 | 0 | True |  | Non Federally-Regulated | 07/03/2018 |  | 08/10/2018
USAI Lighting | USAI Lighting | B3SDF-14X1-27KH-65-S-WH-NCIC-UNV-D6E | Light Emitting Diode | Inseparable Luminaire | Direct Wired | 0-10 VDC Controls | 55 | 2700 | 0.001 | 91 | 52 | 433 | 0.96 | Ambient | 50000 |  |  | 99999 | 0.01 | 13 | 4 | 0.01 | 0.01 | 0 | 0 | 0 | 0 | 0.09 | 0.02 | 0 | 0 | 0 | 0 | 0.85 | 0 | 0 | 0 | 0 | 0 | True |  | Non Federally-Regulated | 07/03/2018 |  | 08/10/2018
USAI Lighting | USAI Lighting | B3SDF-14X1-30KH-25-S-WH-NCIC-UNV-D6E | Light Emitting Diode | Inseparable Luminaire | Direct Wired | 0-10 VDC Controls | 65 | 3000 | 0.001 | 91 | 52 | 433 | 0.96 | Ambient | 50000 |  |  | 99999 | 0.01 | 13 | 4 | 0.01 | 0.01 | 0 | 0 | 0 | 0 | 0.09 | 0.02 | 0 | 0 | 0 | 0 | 0.85 | 0 | 0 | 0 | 0 | 0 | True |  | Non Federally-Regulated | 07/03/2018 |  | 08/10/2018
USAI Lighting | USAI Lighting | B3SDF-14X1-30KH-45-S-WH-NCIC-UNV-D6E | Light Emitting Diode | Inseparable Luminaire | Direct Wired | 0-10 VDC Controls | 68 | 3000 | 0.001 | 91 | 52 | 433 | 0.96 | Ambient | 50000 |  |  | 99999 | 0.01 | 13 | 4 | 0.01 | 0.01 | 0 | 0 | 0 | 0 | 0.09 | 0.02 | 0 | 0 | 0 | 0 | 0.85 | 0 | 0 | 0 | 0 | 0 | True |  | Non Federally-Regulated | 07/03/2018 |  | 08/10/2018
USAI Lighting | USAI Lighting | B3SDF-14X1-30KH-65-S-WH-NCIC-UNV-D6E | Light Emitting Diode | Inseparable Luminaire | Direct Wired | 0-10 VDC Controls | 55 | 3000 | 0.001 | 91 | 52 | 433 | 0.96 | Ambient | 50000 |  |  | 99999 | 0.01 | 13 | 4 | 0.01 | 0.01 | 0 | 0 | 0 | 0 | 0.09 | 0.02 | 0 | 0 | 0 | 0 | 0.85 | 0 | 0 | 0 | 0 | 0 | True |  | Non Federally-Regulated | 07/03/2018 |  | 08/10/2018
USAI Lighting | USAI Lighting | B3SDF-14X1-35KH-25-S-WH-NCIC-UNV-D6E | Light Emitting Diode | Inseparable Luminaire | Direct Wired | 0-10 VDC Controls | 70 | 3500 | 0.001 | 91 | 52 | 433 | 0.96 | Ambient | 50000 |  |  | 99999 | 0.01 | 13 | 4 | 0.01 | 0.01 | 0 | 0 | 0 | 0 | 0.09 | 0.02 | 0 | 0 | 0 | 0 | 0.85 | 0 | 0 | 0 | 0 | 0 | True |  | Non Federally-Regulated | 07/03/2018 |  | 08/10/2018
USAI Lighting | USAI Lighting | B3SDF-14X1-35KH-45-S-WH-NCIC-UNV-D6E | Light Emitting Diode | Inseparable Luminaire | Direct Wired | 0-10 VDC Controls | 74 | 3500 | 0.001 | 91 | 52 | 433 | 0.96 | Ambient | 50000 |  |  | 99999 | 0.01 | 13 | 4 | 0.01 | 0.01 | 0 | 0 | 0 | 0 | 0.09 | 0.02 | 0 | 0 | 0 | 0 | 0.85 | 0 | 0 | 0 | 0 | 0 | True |  | Non Federally-Regulated | 07/03/2018 |  | 08/10/2018
USAI Lighting | USAI Lighting | B3SDF-14X1-35KH-65-S-WH-NCIC-UNV-D6E | Light Emitting Diode | Inseparable Luminaire | Direct Wired | 0-10 VDC Controls | 60 | 3500 | 0.001 | 91 | 52 | 433 | 0.96 | Ambient | 50000 |  |  | 99999 | 0.01 | 13 | 4 | 0.01 | 0.01 | 0 | 0 | 0 | 0 | 0.09 | 0.02 | 0 | 0 | 0 | 0 | 0.85 | 0 | 0 | 0 | 0 | 0 | True |  | Non Federally-Regulated | 07/03/2018 |  | 08/10/2018
USAI Lighting | USAI Lighting | B3SDF-14X1-40KH-25-S-WH-NCIC-UNV-D6E | Light Emitting Diode | Inseparable Luminaire | Direct Wired | 0-10 VDC Controls | 75 | 4000 | 0.001 | 91 | 52 | 433 | 0.96 | Ambient | 50000 |  |  | 99999 | 0.01 | 13 | 4 | 0.01 | 0.01 | 0 | 0 | 0 | 0 | 0.09 | 0.02 | 0 | 0 | 0 | 0 | 0.85 | 0 | 0 | 0 | 0 | 0 | True |  | Non Federally-Regulated | 07/03/2018 |  | 08/10/2018
USAI Lighting | USAI Lighting | B3SDF-14X1-40KH-45-S-WH-NCIC-UNV-D6E | Light Emitting Diode | Inseparable Luminaire | Direct Wired | 0-10 VDC Controls | 79 | 4000 | 0.001 | 91 | 52 | 433 | 0.96 | Ambient | 50000 |  |  | 99999 | 0.01 | 13 | 4 | 0.01 | 0.01 | 0 | 0 | 0 | 0 | 0.09 | 0.02 | 0 | 0 | 0 | 0 | 0.85 | 0 | 0 | 0 | 0 | 0 | True |  | Non Federally-Regulated | 07/03/2018 |  | 08/10/2018
USAI Lighting | USAI Lighting | B3SDF-14X1-40KH-65-S-WH-NCIC-UNV-D6E | Light Emitting Diode | Inseparable Luminaire | Direct Wired | 0-10 VDC Controls | 65 | 4000 | 0.001 | 91 | 52 | 433 | 0.96 | Ambient | 50000 |  |  | 99999 | 0.01 | 13 | 4 | 0.01 | 0.01 | 0 | 0 | 0 | 0 | 0.09 | 0.02 | 0 | 0 | 0 | 0 | 0.85 | 0 | 0 | 0 | 0 | 0 | True |  | Non Federally-Regulated | 07/03/2018 |  | 08/10/2018
USAI Lighting | USAI Lighting | B3SDF-14X1-27KH-25-S-GR-NCIC-UNV-D6E | Light Emitting Diode | Inseparable Luminaire | Direct Wired | 0-10 VDC Controls | 65 | 2700 | 0.001 | 91 | 52 | 433 | 0.96 | Ambient | 50000 |  |  | 99999 | 0.01 | 13 | 4 | 0.01 | 0.01 | 0 | 0 | 0 | 0 | 0.09 | 0.02 | 0 | 0 | 0 | 0 | 0.85 | 0 | 0 | 0 | 0 | 0 | True |  | Non Federally-Regulated | 07/03/2018 |  | 08/10/2018
USAI Lighting | USAI Lighting | B3SDF-14X1-27KH-45-S-GR-NCIC-UNV-D6E | Light Emitting Diode | Inseparable Luminaire | Direct Wired | 0-10 VDC Controls | 68 | 2700 | 0.001 | 91 | 52 | 433 | 0.96 | Ambient | 50000 |  |  | 99999 | 0.01 | 13 | 4 | 0.01 | 0.01 | 0 | 0 | 0 | 0 | 0.09 | 0.02 | 0 | 0 | 0 | 0 | 0.85 | 0 | 0 | 0 | 0 | 0 | True |  | Non Federally-Regulated | 07/03/2018 |  | 08/10/2018
USAI Lighting | USAI Lighting | B3SDF-14X1-27KH-65-S-GR-NCIC-UNV-D6E | Light Emitting Diode | Inseparable Luminaire | Direct Wired | 0-10 VDC Controls | 55 | 2700 | 0.001 | 91 | 52 | 433 | 0.96 | Ambient | 50000 |  |  | 99999 | 0.01 | 13 | 4 | 0.01 | 0.01 | 0 | 0 | 0 | 0 | 0.09 | 0.02 | 0 | 0 | 0 | 0 | 0.85 | 0 | 0 | 0 | 0 | 0 | True |  | Non Federally-Regulated | 07/03/2018 |  | 08/10/2018
USAI Lighting | USAI Lighting | B3SDF-14X1-30KH-25-S-GR-NCIC-UNV-D6E | Light Emitting Diode | Inseparable Luminaire | Direct Wired | 0-10 VDC Controls | 65 | 3000 | 0.001 | 91 | 52 | 433 | 0.96 | Ambient | 50000 |  |  | 99999 | 0.01 | 13 | 4 | 0.01 | 0.01 | 0 | 0 | 0 | 0 | 0.09 | 0.02 | 0 | 0 | 0 | 0 | 0.85 | 0 | 0 | 0 | 0 | 0 | True |  | Non Federally-Regulated | 07/03/2018 |  | 08/10/2018
USAI Lighting | USAI Lighting | B3SDF-14X1-30KH-45-S-GR-NCIC-UNV-D6E | Light Emitting Diode | Inseparable Luminaire | Direct Wired | 0-10 VDC Controls | 68 | 3000 | 0.001 | 91 | 52 | 433 | 0.96 | Ambient | 50000 |  |  | 99999 | 0.01 | 13 | 4 | 0.01 | 0.01 | 0 | 0 | 0 | 0 | 0.09 | 0.02 | 0 | 0 | 0 | 0 | 0.85 | 0 | 0 | 0 | 0 | 0 | True |  | Non Federally-Regulated | 07/03/2018 |  | 08/10/2018
USAI Lighting | USAI Lighting | B3SDF-14X1-30KH-65-S-GR-NCIC-UNV-D6E | Light Emitting Diode | Inseparable Luminaire | Direct Wired | 0-10 VDC Controls | 55 | 3000 | 0.001 | 91 | 52 | 433 | 0.96 | Ambient | 50000 |  |  | 99999 | 0.01 | 13 | 4 | 0.01 | 0.01 | 0 | 0 | 0 | 0 | 0.09 | 0.02 | 0 | 0 | 0 | 0 | 0.85 | 0 | 0 | 0 | 0 | 0 | True |  | Non Federally-Regulated | 07/03/2018 |  | 08/10/2018
USAI Lighting | USAI Lighting | B3SDF-14X1-35KH-25-S-GR-NCIC-UNV-D6E | Light Emitting Diode | Inseparable Luminaire | Direct Wired | 0-10 VDC Controls | 70 | 3500 | 0.001 | 91 | 52 | 433 | 0.96 | Ambient | 50000 |  |  | 99999 | 0.01 | 13 | 4 | 0.01 | 0.01 | 0 | 0 | 0 | 0 | 0.09 | 0.02 | 0 | 0 | 0 | 0 | 0.85 | 0 | 0 | 0 | 0 | 0 | True |  | Non Federally-Regulated | 07/03/2018 |  | 08/10/2018
USAI Lighting | USAI Lighting | B3SDF-14X1-35KH-45-S-GR-NCIC-UNV-D6E | Light Emitting Diode | Inseparable Luminaire | Direct Wired | 0-10 VDC Controls | 74 | 3500 | 0.001 | 91 | 52 | 433 | 0.96 | Ambient | 50000 |  |  | 99999 | 0.01 | 13 | 4 | 0.01 | 0.01 | 0 | 0 | 0 | 0 | 0.09 | 0.02 | 0 | 0 | 0 | 0 | 0.85 | 0 | 0 | 0 | 0 | 0 | True |  | Non Federally-Regulated | 07/03/2018 |  | 08/10/2018
USAI Lighting | USAI Lighting | B3SDF-14X1-35KH-65-S-GR-NCIC-UNV-D6E | Light Emitting Diode | Inseparable Luminaire | Direct Wired | 0-10 VDC Controls | 60 | 3500 | 0.001 | 91 | 52 | 433 | 0.96 | Ambient | 50000 |  |  | 99999 | 0.01 | 13 | 4 | 0.01 | 0.01 | 0 | 0 | 0 | 0 | 0.09 | 0.02 | 0 | 0 | 0 | 0 | 0.85 | 0 | 0 | 0 | 0 | 0 | True |  | Non Federally-Regulated | 07/03/2018 |  | 08/10/2018
USAI Lighting | USAI Lighting | B3SDF-14X1-40KH-25-S-GR-NCIC-UNV-D6E | Light Emitting Diode | Inseparable Luminaire | Direct Wired | 0-10 VDC Controls | 75 | 4000 | 0.001 | 91 | 52 | 433 | 0.96 | Ambient | 50000 |  |  | 99999 | 0.01 | 13 | 4 | 0.01 | 0.01 | 0 | 0 | 0 | 0 | 0.09 | 0.02 | 0 | 0 | 0 | 0 | 0.85 | 0 | 0 | 0 | 0 | 0 | True |  | Non Federally-Regulated | 07/03/2018 |  | 08/10/2018
USAI Lighting | USAI Lighting | B3SDF-14X1-40KH-45-S-GR-NCIC-UNV-D6E | Light Emitting Diode | Inseparable Luminaire | Direct Wired | 0-10 VDC Controls | 79 | 4000 | 0.001 | 91 | 52 | 433 | 0.96 | Ambient | 50000 |  |  | 99999 | 0.01 | 13 | 4 | 0.01 | 0.01 | 0 | 0 | 0 | 0 | 0.09 | 0.02 | 0 | 0 | 0 | 0 | 0.85 | 0 | 0 | 0 | 0 | 0 | True |  | Non Federally-Regulated | 07/03/2018 |  | 08/10/2018
USAI Lighting | USAI Lighting | B3SDF-14X1-40KH-65-S-GR-NCIC-UNV-D6E | Light Emitting Diode | Inseparable Luminaire | Direct Wired | 0-10 VDC Controls | 65 | 4000 | 0.001 | 91 | 52 | 433 | 0.96 | Ambient | 50000 |  |  | 99999 | 0.01 | 13 | 4 | 0.01 | 0.01 | 0 | 0 | 0 | 0 | 0.09 | 0.02 | 0 | 0 | 0 | 0 | 0.85 | 0 | 0 | 0 | 0 | 0 | True |  | Non Federally-Regulated | 07/03/2018 |  | 08/10/2018
USAI Lighting | USAI Lighting | B3SDF-14X1-27KH-25-S-BL-NCIC-UNV-D6E | Light Emitting Diode | Inseparable Luminaire | Direct Wired | 0-10 VDC Controls | 65 | 2700 | 0.001 | 91 | 52 | 433 | 0.96 | Ambient | 50000 |  |  | 99999 | 0.01 | 13 | 4 | 0.01 | 0.01 | 0 | 0 | 0 | 0 | 0.09 | 0.02 | 0 | 0 | 0 | 0 | 0.85 | 0 | 0 | 0 | 0 | 0 | True |  | Non Federally-Regulated | 07/03/2018 |  | 08/10/2018
USAI Lighting | USAI Lighting | B3SDF-14X1-27KH-45-S-BL-NCIC-UNV-D6E | Light Emitting Diode | Inseparable Luminaire | Direct Wired | 0-10 VDC Controls | 68 | 2700 | 0.001 | 91 | 52 | 433 | 0.96 | Ambient | 50000 |  |  | 99999 | 0.01 | 13 | 4 | 0.01 | 0.01 | 0 | 0 | 0 | 0 | 0.09 | 0.02 | 0 | 0 | 0 | 0 | 0.85 | 0 | 0 | 0 | 0 | 0 | True |  | Non Federally-Regulated | 07/03/2018 |  | 08/10/2018
USAI Lighting | USAI Lighting | B3SDF-14X1-27KH-65-S-BL-NCIC-UNV-D6E | Light Emitting Diode | Inseparable Luminaire | Direct Wired | 0-10 VDC Controls | 55 | 2700 | 0.001 | 91 | 52 | 433 | 0.96 | Ambient | 50000 |  |  | 99999 | 0.01 | 13 | 4 | 0.01 | 0.01 | 0 | 0 | 0 | 0 | 0.09 | 0.02 | 0 | 0 | 0 | 0 | 0.85 | 0 | 0 | 0 | 0 | 0 | True |  | Non Federally-Regulated | 07/03/2018 |  | 08/10/2018
USAI Lighting | USAI Lighting | B3SDF-14X1-30KH-25-S-BL-NCIC-UNV-D6E | Light Emitting Diode | Inseparable Luminaire | Direct Wired | 0-10 VDC Controls | 65 | 3000 | 0.001 | 91 | 52 | 433 | 0.96 | Ambient | 50000 |  |  | 99999 | 0.01 | 13 | 4 | 0.01 | 0.01 | 0 | 0 | 0 | 0 | 0.09 | 0.02 | 0 | 0 | 0 | 0 | 0.85 | 0 | 0 | 0 | 0 | 0 | True |  | Non Federally-Regulated | 07/03/2018 |  | 08/10/2018
USAI Lighting | USAI Lighting | B3SDF-14X1-30KH-45-S-BL-NCIC-UNV-D6E | Light Emitting Diode | Inseparable Luminaire | Direct Wired | 0-10 VDC Controls | 68 | 3000 | 0.001 | 91 | 52 | 433 | 0.96 | Ambient | 50000 |  |  | 99999 | 0.01 | 13 | 4 | 0.01 | 0.01 | 0 | 0 | 0 | 0 | 0.09 | 0.02 | 0 | 0 | 0 | 0 | 0.85 | 0 | 0 | 0 | 0 | 0 | True |  | Non Federally-Regulated | 07/03/2018 |  | 08/10/2018
USAI Lighting | USAI Lighting | B3SDF-14X1-30KH-65-S-BL-NCIC-UNV-D6E | Light Emitting Diode | Inseparable Luminaire | Direct Wired | 0-10 VDC Controls | 55 | 3000 | 0.001 | 91 | 52 | 433 | 0.96 | Ambient | 50000 |  |  | 99999 | 0.01 | 13 | 4 | 0.01 | 0.01 | 0 | 0 | 0 | 0 | 0.09 | 0.02 | 0 | 0 | 0 | 0 | 0.85 | 0 | 0 | 0 | 0 | 0 | True |  | Non Federally-Regulated | 07/03/2018 |  | 08/10/2018
USAI Lighting | USAI Lighting | B3SDF-14X1-35KH-25-S-BL-NCIC-UNV-D6E | Light Emitting Diode | Inseparable Luminaire | Direct Wired | 0-10 VDC Controls | 70 | 3500 | 0.001 | 91 | 52 | 433 | 0.96 | Ambient | 50000 |  |  | 99999 | 0.01 | 13 | 4 | 0.01 | 0.01 | 0 | 0 | 0 | 0 | 0.09 | 0.02 | 0 | 0 | 0 | 0 | 0.85 | 0 | 0 | 0 | 0 | 0 | True |  | Non Federally-Regulated | 07/03/2018 |  | 08/10/2018
USAI Lighting | USAI Lighting | B3SDF-14X1-35KH-45-S-BL-NCIC-UNV-D6E | Light Emitting Diode | Inseparable Luminaire | Direct Wired | 0-10 VDC Controls | 74 | 3500 | 0.001 | 91 | 52 | 433 | 0.96 | Ambient | 50000 |  |  | 99999 | 0.01 | 13 | 4 | 0.01 | 0.01 | 0 | 0 | 0 | 0 | 0.09 | 0.02 | 0 | 0 | 0 | 0 | 0.85 | 0 | 0 | 0 | 0 | 0 | True |  | Non Federally-Regulated | 07/03/2018 |  | 08/10/2018
USAI Lighting | USAI Lighting | B3SDF-14X1-35KH-65-S-BL-NCIC-UNV-D6E | Light Emitting Diode | Inseparable Luminaire | Direct Wired | 0-10 VDC Controls | 60 | 3500 | 0.001 | 91 | 52 | 433 | 0.96 | Ambient | 50000 |  |  | 99999 | 0.01 | 13 | 4 | 0.01 | 0.01 | 0 | 0 | 0 | 0 | 0.09 | 0.02 | 0 | 0 | 0 | 0 | 0.85 | 0 | 0 | 0 | 0 | 0 | True |  | Non Federally-Regulated | 07/03/2018 |  | 08/10/2018
USAI Lighting | USAI Lighting | B3SDF-14X1-40KH-25-S-BL-NCIC-UNV-D6E | Light Emitting Diode | Inseparable Luminaire | Direct Wired | 0-10 VDC Controls | 75 | 4000 | 0.001 | 91 | 52 | 433 | 0.96 | Ambient | 50000 |  |  | 99999 | 0.01 | 13 | 4 | 0.01 | 0.01 | 0 | 0 | 0 | 0 | 0.09 | 0.02 | 0 | 0 | 0 | 0 | 0.85 | 0 | 0 | 0 | 0 | 0 | True |  | Non Federally-Regulated | 07/03/2018 |  | 08/10/2018
USAI Lighting | USAI Lighting | B3SDF-14X1-40KH-45-S-BL-NCIC-UNV-D6E | Light Emitting Diode | Inseparable Luminaire | Direct Wired | 0-10 VDC Controls | 79 | 4000 | 0.001 | 91 | 52 | 433 | 0.96 | Ambient | 50000 |  |  | 99999 | 0.01 | 13 | 4 | 0.01 | 0.01 | 0 | 0 | 0 | 0 | 0.09 | 0.02 | 0 | 0 | 0 | 0 | 0.85 | 0 | 0 | 0 | 0 | 0 | True |  | Non Federally-Regulated | 07/03/2018 |  | 08/10/2018
USAI Lighting | USAI Lighting | B3SDF-14X1-40KH-65-S-BL-NCIC-UNV-D6E | Light Emitting Diode | Inseparable Luminaire | Direct Wired | 0-10 VDC Controls | 65 | 4000 | 0.001 | 91 | 52 | 433 | 0.96 | Ambient | 50000 |  |  | 99999 | 0.01 | 13 | 4 | 0.01 | 0.01 | 0 | 0 | 0 | 0 | 0.09 | 0.02 | 0 | 0 | 0 | 0 | 0.85 | 0 | 0 | 0 | 0 | 0 | True |  | Non Federally-Regulated | 07/03/2018 |  | 08/10/2018
USAI Lighting | USAI Lighting | B3SDF-14X1-27KH-25-S-BZ-NCIC-UNV-D6E | Light Emitting Diode | Inseparable Luminaire | Direct Wired | 0-10 VDC Controls | 65 | 2700 | 0.001 | 91 | 52 | 433 | 0.96 | Ambient | 50000 |  |  | 99999 | 0.01 | 13 | 4 | 0.01 | 0.01 | 0 | 0 | 0 | 0 | 0.09 | 0.02 | 0 | 0 | 0 | 0 | 0.85 | 0 | 0 | 0 | 0 | 0 | True |  | Non Federally-Regulated | 07/03/2018 |  | 08/10/2018
USAI Lighting | USAI Lighting | B3SDF-14X1-27KH-45-S-BZ-NCIC-UNV-D6E | Light Emitting Diode | Inseparable Luminaire | Direct Wired | 0-10 VDC Controls | 68 | 2700 | 0.001 | 91 | 52 | 433 | 0.96 | Ambient | 50000 |  |  | 99999 | 0.01 | 13 | 4 | 0.01 | 0.01 | 0 | 0 | 0 | 0 | 0.09 | 0.02 | 0 | 0 | 0 | 0 | 0.85 | 0 | 0 | 0 | 0 | 0 | True |  | Non Federally-Regulated | 07/03/2018 |  | 08/10/2018
USAI Lighting | USAI Lighting | B3SDF-14X1-27KH-65-S-BZ-NCIC-UNV-D6E | Light Emitting Diode | Inseparable Luminaire | Direct Wired | 0-10 VDC Controls | 55 | 2700 | 0.001 | 91 | 52 | 433 | 0.96 | Ambient | 50000 |  |  | 99999 | 0.01 | 13 | 4 | 0.01 | 0.01 | 0 | 0 | 0 | 0 | 0.09 | 0.02 | 0 | 0 | 0 | 0 | 0.85 | 0 | 0 | 0 | 0 | 0 | True |  | Non Federally-Regulated | 07/03/2018 |  | 08/10/2018
USAI Lighting | USAI Lighting | B3SDF-14X1-30KH-25-S-BZ-NCIC-UNV-D6E | Light Emitting Diode | Inseparable Luminaire | Direct Wired | 0-10 VDC Controls | 65 | 3000 | 0.001 | 91 | 52 | 433 | 0.96 | Ambient | 50000 |  |  | 99999 | 0.01 | 13 | 4 | 0.01 | 0.01 | 0 | 0 | 0 | 0 | 0.09 | 0.02 | 0 | 0 | 0 | 0 | 0.85 | 0 | 0 | 0 | 0 | 0 | True |  | Non Federally-Regulated | 07/03/2018 |  | 08/10/2018
USAI Lighting | USAI Lighting | B3SDF-14X1-30KH-45-S-BZ-NCIC-UNV-D6E | Light Emitting Diode | Inseparable Luminaire | Direct Wired | 0-10 VDC Controls | 68 | 3000 | 0.001 | 91 | 52 | 433 | 0.96 | Ambient | 50000 |  |  | 99999 | 0.01 | 13 | 4 | 0.01 | 0.01 | 0 | 0 | 0 | 0 | 0.09 | 0.02 | 0 | 0 | 0 | 0 | 0.85 | 0 | 0 | 0 | 0 | 0 | True |  | Non Federally-Regulated | 07/03/2018 |  | 08/10/2018
USAI Lighting | USAI Lighting | B3SDF-14X1-30KH-65-S-BZ-NCIC-UNV-D6E | Light Emitting Diode | Inseparable Luminaire | Direct Wired | 0-10 VDC Controls | 55 | 3000 | 0.001 | 91 | 52 | 433 | 0.96 | Ambient | 50000 |  |  | 99999 | 0.01 | 13 | 4 | 0.01 | 0.01 | 0 | 0 | 0 | 0 | 0.09 | 0.02 | 0 | 0 | 0 | 0 | 0.85 | 0 | 0 | 0 | 0 | 0 | True |  | Non Federally-Regulated | 07/03/2018 |  | 08/10/2018
USAI Lighting | USAI Lighting | B3SDF-14X1-35KH-25-S-BZ-NCIC-UNV-D6E | Light Emitting Diode | Inseparable Luminaire | Direct Wired | 0-10 VDC Controls | 70 | 3500 | 0.001 | 91 | 52 | 433 | 0.96 | Ambient | 50000 |  |  | 99999 | 0.01 | 13 | 4 | 0.01 | 0.01 | 0 | 0 | 0 | 0 | 0.09 | 0.02 | 0 | 0 | 0 | 0 | 0.85 | 0 | 0 | 0 | 0 | 0 | True |  | Non Federally-Regulated | 07/03/2018 |  | 08/10/2018
USAI Lighting | USAI Lighting | B3SDF-14X1-35KH-45-S-BZ-NCIC-UNV-D6E | Light Emitting Diode | Inseparable Luminaire | Direct Wired | 0-10 VDC Controls | 74 | 3500 | 0.001 | 91 | 52 | 433 | 0.96 | Ambient | 50000 |  |  | 99999 | 0.01 | 13 | 4 | 0.01 | 0.01 | 0 | 0 | 0 | 0 | 0.09 | 0.02 | 0 | 0 | 0 | 0 | 0.85 | 0 | 0 | 0 | 0 | 0 | True |  | Non Federally-Regulated | 07/03/2018 |  | 08/10/2018
USAI Lighting | USAI Lighting | B3SDF-14X1-35KH-65-S-BZ-NCIC-UNV-D6E | Light Emitting Diode | Inseparable Luminaire | Direct Wired | 0-10 VDC Controls | 60 | 3500 | 0.001 | 91 | 52 | 433 | 0.96 | Ambient | 50000 |  |  | 99999 | 0.01 | 13 | 4 | 0.01 | 0.01 | 0 | 0 | 0 | 0 | 0.09 | 0.02 | 0 | 0 | 0 | 0 | 0.85 | 0 | 0 | 0 | 0 | 0 | True |  | Non Federally-Regulated | 07/03/2018 |  | 08/10/2018
USAI Lighting | USAI Lighting | B3SDF-14X1-40KH-25-S-BZ-NCIC-UNV-D6E | Light Emitting Diode | Inseparable Luminaire | Direct Wired | 0-10 VDC Controls | 75 | 4000 | 0.001 | 91 | 52 | 433 | 0.96 | Ambient | 50000 |  |  | 99999 | 0.01 | 13 | 4 | 0.01 | 0.01 | 0 | 0 | 0 | 0 | 0.09 | 0.02 | 0 | 0 | 0 | 0 | 0.85 | 0 | 0 | 0 | 0 | 0 | True |  | Non Federally-Regulated | 07/03/2018 |  | 08/10/2018
USAI Lighting | USAI Lighting | B3SDF-14X1-40KH-45-S-BZ-NCIC-UNV-D6E | Light Emitting Diode | Inseparable Luminaire | Direct Wired | 0-10 VDC Controls | 79 | 4000 | 0.001 | 91 | 52 | 433 | 0.96 | Ambient | 50000 |  |  | 99999 | 0.01 | 13 | 4 | 0.01 | 0.01 | 0 | 0 | 0 | 0 | 0.09 | 0.02 | 0 | 0 | 0 | 0 | 0.85 | 0 | 0 | 0 | 0 | 0 | True |  | Non Federally-Regulated | 07/03/2018 |  | 08/10/2018
USAI Lighting | USAI Lighting | B3SDF-14X1-40KH-65-S-BZ-NCIC-UNV-D6E | Light Emitting Diode | Inseparable Luminaire | Direct Wired | 0-10 VDC Controls | 65 | 4000 | 0.001 | 91 | 52 | 433 | 0.96 | Ambient | 50000 |  |  | 99999 | 0.01 | 13 | 4 | 0.01 | 0.01 | 0 | 0 | 0 | 0 | 0.09 | 0.02 | 0 | 0 | 0 | 0 | 0.85 | 0 | 0 | 0 | 0 | 0 | True |  | Non Federally-Regulated | 07/03/2018 |  | 08/10/2018
USAI Lighting | USAI Lighting | B3SDF-14X1-27KH-25-S-WH-NCIC-UNV-D6F | Light Emitting Diode | Inseparable Luminaire | Direct Wired | 0-10 VDC Controls | 65 | 2700 | 0.001 | 91 | 52 | 433 | 0.96 | Ambient | 50000 |  |  | 99999 | 0.01 | 13 | 4 | 0.01 | 0.01 | 0 | 0 | 0 | 0 | 0.09 | 0.02 | 0 | 0 | 0 | 0 | 0.85 | 0 | 0 | 0 | 0 | 0 | True |  | Non Federally-Regulated | 07/03/2018 |  | 08/10/2018
USAI Lighting | USAI Lighting | B3SDF-14X1-27KH-45-S-WH-NCIC-UNV-D6F | Light Emitting Diode | Inseparable Luminaire | Direct Wired | 0-10 VDC Controls | 68 | 2700 | 0.001 | 91 | 52 | 433 | 0.96 | Ambient | 50000 |  |  | 99999 | 0.01 | 13 | 4 | 0.01 | 0.01 | 0 | 0 | 0 | 0 | 0.09 | 0.02 | 0 | 0 | 0 | 0 | 0.85 | 0 | 0 | 0 | 0 | 0 | True |  | Non Federally-Regulated | 07/03/2018 |  | 08/10/2018
USAI Lighting | USAI Lighting | B3SDF-14X1-27KH-65-S-WH-NCIC-UNV-D6F | Light Emitting Diode | Inseparable Luminaire | Direct Wired | 0-10 VDC Controls | 55 | 2700 | 0.001 | 91 | 52 | 433 | 0.96 | Ambient | 50000 |  |  | 99999 | 0.01 | 13 | 4 | 0.01 | 0.01 | 0 | 0 | 0 | 0 | 0.09 | 0.02 | 0 | 0 | 0 | 0 | 0.85 | 0 | 0 | 0 | 0 | 0 | True |  | Non Federally-Regulated | 07/03/2018 |  | 08/10/2018
USAI Lighting | USAI Lighting | B3SDF-14X1-30KH-25-S-WH-NCIC-UNV-D6F | Light Emitting Diode | Inseparable Luminaire | Direct Wired | 0-10 VDC Controls | 65 | 3000 | 0.001 | 91 | 52 | 433 | 0.96 | Ambient | 50000 |  |  | 99999 | 0.01 | 13 | 4 | 0.01 | 0.01 | 0 | 0 | 0 | 0 | 0.09 | 0.02 | 0 | 0 | 0 | 0 | 0.85 | 0 | 0 | 0 | 0 | 0 | True |  | Non Federally-Regulated | 07/03/2018 |  | 08/10/2018
USAI Lighting | USAI Lighting | B3SDF-14X1-30KH-45-S-WH-NCIC-UNV-D6F | Light Emitting Diode | Inseparable Luminaire | Direct Wired | 0-10 VDC Controls | 68 | 3000 | 0.001 | 91 | 52 | 433 | 0.96 | Ambient | 50000 |  |  | 99999 | 0.01 | 13 | 4 | 0.01 | 0.01 | 0 | 0 | 0 | 0 | 0.09 | 0.02 | 0 | 0 | 0 | 0 | 0.85 | 0 | 0 | 0 | 0 | 0 | True |  | Non Federally-Regulated | 07/03/2018 |  | 08/10/2018
USAI Lighting | USAI Lighting | B3SDF-14X1-30KH-65-S-WH-NCIC-UNV-D6F | Light Emitting Diode | Inseparable Luminaire | Direct Wired | 0-10 VDC Controls | 55 | 3000 | 0.001 | 91 | 52 | 433 | 0.96 | Ambient | 50000 |  |  | 99999 | 0.01 | 13 | 4 | 0.01 | 0.01 | 0 | 0 | 0 | 0 | 0.09 | 0.02 | 0 | 0 | 0 | 0 | 0.85 | 0 | 0 | 0 | 0 | 0 | True |  | Non Federally-Regulated | 07/03/2018 |  | 08/10/2018
USAI Lighting | USAI Lighting | B3SDF-14X1-35KH-25-S-WH-NCIC-UNV-D6F | Light Emitting Diode | Inseparable Luminaire | Direct Wired | 0-10 VDC Controls | 70 | 3500 | 0.001 | 91 | 52 | 433 | 0.96 | Ambient | 50000 |  |  | 99999 | 0.01 | 13 | 4 | 0.01 | 0.01 | 0 | 0 | 0 | 0 | 0.09 | 0.02 | 0 | 0 | 0 | 0 | 0.85 | 0 | 0 | 0 | 0 | 0 | True |  | Non Federally-Regulated | 07/03/2018 |  | 08/10/2018
USAI Lighting | USAI Lighting | B3SDF-14X1-35KH-45-S-WH-NCIC-UNV-D6F | Light Emitting Diode | Inseparable Luminaire | Direct Wired | 0-10 VDC Controls | 74 | 3500 | 0.001 | 91 | 52 | 433 | 0.96 | Ambient | 50000 |  |  | 99999 | 0.01 | 13 | 4 | 0.01 | 0.01 | 0 | 0 | 0 | 0 | 0.09 | 0.02 | 0 | 0 | 0 | 0 | 0.85 | 0 | 0 | 0 | 0 | 0 | True |  | Non Federally-Regulated | 07/03/2018 |  | 08/10/2018
USAI Lighting | USAI Lighting | B3SDF-14X1-35KH-65-S-WH-NCIC-UNV-D6F | Light Emitting Diode | Inseparable Luminaire | Direct Wired | 0-10 VDC Controls | 60 | 3500 | 0.001 | 91 | 52 | 433 | 0.96 | Ambient | 50000 |  |  | 99999 | 0.01 | 13 | 4 | 0.01 | 0.01 | 0 | 0 | 0 | 0 | 0.09 | 0.02 | 0 | 0 | 0 | 0 | 0.85 | 0 | 0 | 0 | 0 | 0 | True |  | Non Federally-Regulated | 07/03/2018 |  | 08/10/2018
USAI Lighting | USAI Lighting | B3SDF-14X1-40KH-25-S-WH-NCIC-UNV-D6F | Light Emitting Diode | Inseparable Luminaire | Direct Wired | 0-10 VDC Controls | 75 | 4000 | 0.001 | 91 | 52 | 433 | 0.96 | Ambient | 50000 |  |  | 99999 | 0.01 | 13 | 4 | 0.01 | 0.01 | 0 | 0 | 0 | 0 | 0.09 | 0.02 | 0 | 0 | 0 | 0 | 0.85 | 0 | 0 | 0 | 0 | 0 | True |  | Non Federally-Regulated | 07/03/2018 |  | 08/10/2018
USAI Lighting | USAI Lighting | B3SDF-14X1-40KH-45-S-WH-NCIC-UNV-D6F | Light Emitting Diode | Inseparable Luminaire | Direct Wired | 0-10 VDC Controls | 79 | 4000 | 0.001 | 91 | 52 | 433 | 0.96 | Ambient | 50000 |  |  | 99999 | 0.01 | 13 | 4 | 0.01 | 0.01 | 0 | 0 | 0 | 0 | 0.09 | 0.02 | 0 | 0 | 0 | 0 | 0.85 | 0 | 0 | 0 | 0 | 0 | True |  | Non Federally-Regulated | 07/03/2018 |  | 08/10/2018
USAI Lighting | USAI Lighting | B3SDF-14X1-40KH-65-S-WH-NCIC-UNV-D6F | Light Emitting Diode | Inseparable Luminaire | Direct Wired | 0-10 VDC Controls | 65 | 4000 | 0.001 | 91 | 52 | 433 | 0.96 | Ambient | 50000 |  |  | 99999 | 0.01 | 13 | 4 | 0.01 | 0.01 | 0 | 0 | 0 | 0 | 0.09 | 0.02 | 0 | 0 | 0 | 0 | 0.85 | 0 | 0 | 0 | 0 | 0 | True |  | Non Federally-Regulated | 07/03/2018 |  | 08/10/2018
USAI Lighting | USAI Lighting | B3SDF-14X1-27KH-25-S-GR-NCIC-UNV-D6F | Light Emitting Diode | Inseparable Luminaire | Direct Wired | 0-10 VDC Controls | 65 | 2700 | 0.001 | 91 | 52 | 433 | 0.96 | Ambient | 50000 |  |  | 99999 | 0.01 | 13 | 4 | 0.01 | 0.01 | 0 | 0 | 0 | 0 | 0.09 | 0.02 | 0 | 0 | 0 | 0 | 0.85 | 0 | 0 | 0 | 0 | 0 | True |  | Non Federally-Regulated | 07/03/2018 |  | 08/10/2018
USAI Lighting | USAI Lighting | B3SDF-14X1-27KH-45-S-GR-NCIC-UNV-D6F | Light Emitting Diode | Inseparable Luminaire | Direct Wired | 0-10 VDC Controls | 68 | 2700 | 0.001 | 91 | 52 | 433 | 0.96 | Ambient | 50000 |  |  | 99999 | 0.01 | 13 | 4 | 0.01 | 0.01 | 0 | 0 | 0 | 0 | 0.09 | 0.02 | 0 | 0 | 0 | 0 | 0.85 | 0 | 0 | 0 | 0 | 0 | True |  | Non Federally-Regulated | 07/03/2018 |  | 08/10/2018
USAI Lighting | USAI Lighting | B3SDF-14X1-27KH-65-S-GR-NCIC-UNV-D6F | Light Emitting Diode | Inseparable Luminaire | Direct Wired | 0-10 VDC Controls | 55 | 2700 | 0.001 | 91 | 52 | 433 | 0.96 | Ambient | 50000 |  |  | 99999 | 0.01 | 13 | 4 | 0.01 | 0.01 | 0 | 0 | 0 | 0 | 0.09 | 0.02 | 0 | 0 | 0 | 0 | 0.85 | 0 | 0 | 0 | 0 | 0 | True |  | Non Federally-Regulated | 07/03/2018 |  | 08/10/2018
USAI Lighting | USAI Lighting | B3SDF-14X1-30KH-25-S-GR-NCIC-UNV-D6F | Light Emitting Diode | Inseparable Luminaire | Direct Wired | 0-10 VDC Controls | 65 | 3000 | 0.001 | 91 | 52 | 433 | 0.96 | Ambient | 50000 |  |  | 99999 | 0.01 | 13 | 4 | 0.01 | 0.01 | 0 | 0 | 0 | 0 | 0.09 | 0.02 | 0 | 0 | 0 | 0 | 0.85 | 0 | 0 | 0 | 0 | 0 | True |  | Non Federally-Regulated | 07/03/2018 |  | 08/10/2018
USAI Lighting | USAI Lighting | B3SDF-14X1-30KH-45-S-GR-NCIC-UNV-D6F | Light Emitting Diode | Inseparable Luminaire | Direct Wired | 0-10 VDC Controls | 68 | 3000 | 0.001 | 91 | 52 | 433 | 0.96 | Ambient | 50000 |  |  | 99999 | 0.01 | 13 | 4 | 0.01 | 0.01 | 0 | 0 | 0 | 0 | 0.09 | 0.02 | 0 | 0 | 0 | 0 | 0.85 | 0 | 0 | 0 | 0 | 0 | True |  | Non Federally-Regulated | 07/03/2018 |  | 08/10/2018
USAI Lighting | USAI Lighting | B3SDF-14X1-30KH-65-S-GR-NCIC-UNV-D6F | Light Emitting Diode | Inseparable Luminaire | Direct Wired | 0-10 VDC Controls | 55 | 3000 | 0.001 | 91 | 52 | 433 | 0.96 | Ambient | 50000 |  |  | 99999 | 0.01 | 13 | 4 | 0.01 | 0.01 | 0 | 0 | 0 | 0 | 0.09 | 0.02 | 0 | 0 | 0 | 0 | 0.85 | 0 | 0 | 0 | 0 | 0 | True |  | Non Federally-Regulated | 07/03/2018 |  | 08/10/2018
USAI Lighting | USAI Lighting | B3SDF-14X1-35KH-25-S-GR-NCIC-UNV-D6F | Light Emitting Diode | Inseparable Luminaire | Direct Wired | 0-10 VDC Controls | 70 | 3500 | 0.001 | 91 | 52 | 433 | 0.96 | Ambient | 50000 |  |  | 99999 | 0.01 | 13 | 4 | 0.01 | 0.01 | 0 | 0 | 0 | 0 | 0.09 | 0.02 | 0 | 0 | 0 | 0 | 0.85 | 0 | 0 | 0 | 0 | 0 | True |  | Non Federally-Regulated | 07/03/2018 |  | 08/10/2018
USAI Lighting | USAI Lighting | B3SDF-14X1-35KH-45-S-GR-NCIC-UNV-D6F | Light Emitting Diode | Inseparable Luminaire | Direct Wired | 0-10 VDC Controls | 74 | 3500 | 0.001 | 91 | 52 | 433 | 0.96 | Ambient | 50000 |  |  | 99999 | 0.01 | 13 | 4 | 0.01 | 0.01 | 0 | 0 | 0 | 0 | 0.09 | 0.02 | 0 | 0 | 0 | 0 | 0.85 | 0 | 0 | 0 | 0 | 0 | True |  | Non Federally-Regulated | 07/03/2018 |  | 08/10/2018
USAI Lighting | USAI Lighting | B3SDF-14X1-35KH-65-S-GR-NCIC-UNV-D6F | Light Emitting Diode | Inseparable Luminaire | Direct Wired | 0-10 VDC Controls | 60 | 3500 | 0.001 | 91 | 52 | 433 | 0.96 | Ambient | 50000 |  |  | 99999 | 0.01 | 13 | 4 | 0.01 | 0.01 | 0 | 0 | 0 | 0 | 0.09 | 0.02 | 0 | 0 | 0 | 0 | 0.85 | 0 | 0 | 0 | 0 | 0 | True |  | Non Federally-Regulated | 07/03/2018 |  | 08/10/2018
USAI Lighting | USAI Lighting | B3SDF-14X1-40KH-25-S-GR-NCIC-UNV-D6F | Light Emitting Diode | Inseparable Luminaire | Direct Wired | 0-10 VDC Controls | 75 | 4000 | 0.001 | 91 | 52 | 433 | 0.96 | Ambient | 50000 |  |  | 99999 | 0.01 | 13 | 4 | 0.01 | 0.01 | 0 | 0 | 0 | 0 | 0.09 | 0.02 | 0 | 0 | 0 | 0 | 0.85 | 0 | 0 | 0 | 0 | 0 | True |  | Non Federally-Regulated | 07/03/2018 |  | 08/10/2018
USAI Lighting | USAI Lighting | B3SDF-14X1-40KH-45-S-GR-NCIC-UNV-D6F | Light Emitting Diode | Inseparable Luminaire | Direct Wired | 0-10 VDC Controls | 79 | 4000 | 0.001 | 91 | 52 | 433 | 0.96 | Ambient | 50000 |  |  | 99999 | 0.01 | 13 | 4 | 0.01 | 0.01 | 0 | 0 | 0 | 0 | 0.09 | 0.02 | 0 | 0 | 0 | 0 | 0.85 | 0 | 0 | 0 | 0 | 0 | True |  | Non Federally-Regulated | 07/03/2018 |  | 08/10/2018
USAI Lighting | USAI Lighting | B3SDF-14X1-40KH-65-S-GR-NCIC-UNV-D6F | Light Emitting Diode | Inseparable Luminaire | Direct Wired | 0-10 VDC Controls | 65 | 4000 | 0.001 | 91 | 52 | 433 | 0.96 | Ambient | 50000 |  |  | 99999 | 0.01 | 13 | 4 | 0.01 | 0.01 | 0 | 0 | 0 | 0 | 0.09 | 0.02 | 0 | 0 | 0 | 0 | 0.85 | 0 | 0 | 0 | 0 | 0 | True |  | Non Federally-Regulated | 07/03/2018 |  | 08/10/2018
USAI Lighting | USAI Lighting | B3SDF-14X1-27KH-25-S-BL-NCIC-UNV-D6F | Light Emitting Diode | Inseparable Luminaire | Direct Wired | 0-10 VDC Controls | 65 | 2700 | 0.001 | 91 | 52 | 433 | 0.96 | Ambient | 50000 |  |  | 99999 | 0.01 | 13 | 4 | 0.01 | 0.01 | 0 | 0 | 0 | 0 | 0.09 | 0.02 | 0 | 0 | 0 | 0 | 0.85 | 0 | 0 | 0 | 0 | 0 | True |  | Non Federally-Regulated | 07/03/2018 |  | 08/10/2018
USAI Lighting | USAI Lighting | B3SDF-14X1-27KH-45-S-BL-NCIC-UNV-D6F | Light Emitting Diode | Inseparable Luminaire | Direct Wired | 0-10 VDC Controls | 68 | 2700 | 0.001 | 91 | 52 | 433 | 0.96 | Ambient | 50000 |  |  | 99999 | 0.01 | 13 | 4 | 0.01 | 0.01 | 0 | 0 | 0 | 0 | 0.09 | 0.02 | 0 | 0 | 0 | 0 | 0.85 | 0 | 0 | 0 | 0 | 0 | True |  | Non Federally-Regulated | 07/03/2018 |  | 08/10/2018
USAI Lighting | USAI Lighting | B3SDF-14X1-27KH-65-S-BL-NCIC-UNV-D6F | Light Emitting Diode | Inseparable Luminaire | Direct Wired | 0-10 VDC Controls | 55 | 2700 | 0.001 | 91 | 52 | 433 | 0.96 | Ambient | 50000 |  |  | 99999 | 0.01 | 13 | 4 | 0.01 | 0.01 | 0 | 0 | 0 | 0 | 0.09 | 0.02 | 0 | 0 | 0 | 0 | 0.85 | 0 | 0 | 0 | 0 | 0 | True |  | Non Federally-Regulated | 07/03/2018 |  | 08/10/2018
USAI Lighting | USAI Lighting | B3SDF-14X1-30KH-25-S-BL-NCIC-UNV-D6F | Light Emitting Diode | Inseparable Luminaire | Direct Wired | 0-10 VDC Controls | 65 | 3000 | 0.001 | 91 | 52 | 433 | 0.96 | Ambient | 50000 |  |  | 99999 | 0.01 | 13 | 4 | 0.01 | 0.01 | 0 | 0 | 0 | 0 | 0.09 | 0.02 | 0 | 0 | 0 | 0 | 0.85 | 0 | 0 | 0 | 0 | 0 | True |  | Non Federally-Regulated | 07/03/2018 |  | 08/10/2018
USAI Lighting | USAI Lighting | B3SDF-14X1-30KH-45-S-BL-NCIC-UNV-D6F | Light Emitting Diode | Inseparable Luminaire | Direct Wired | 0-10 VDC Controls | 68 | 3000 | 0.001 | 91 | 52 | 433 | 0.96 | Ambient | 50000 |  |  | 99999 | 0.01 | 13 | 4 | 0.01 | 0.01 | 0 | 0 | 0 | 0 | 0.09 | 0.02 | 0 | 0 | 0 | 0 | 0.85 | 0 | 0 | 0 | 0 | 0 | True |  | Non Federally-Regulated | 07/03/2018 |  | 08/10/2018
USAI Lighting | USAI Lighting | B3SDF-14X1-30KH-65-S-BL-NCIC-UNV-D6F | Light Emitting Diode | Inseparable Luminaire | Direct Wired | 0-10 VDC Controls | 55 | 3000 | 0.001 | 91 | 52 | 433 | 0.96 | Ambient | 50000 |  |  | 99999 | 0.01 | 13 | 4 | 0.01 | 0.01 | 0 | 0 | 0 | 0 | 0.09 | 0.02 | 0 | 0 | 0 | 0 | 0.85 | 0 | 0 | 0 | 0 | 0 | True |  | Non Federally-Regulated | 07/03/2018 |  | 08/10/2018
USAI Lighting | USAI Lighting | B3SDF-14X1-35KH-25-S-BL-NCIC-UNV-D6F | Light Emitting Diode | Inseparable Luminaire | Direct Wired | 0-10 VDC Controls | 70 | 3500 | 0.001 | 91 | 52 | 433 | 0.96 | Ambient | 50000 |  |  | 99999 | 0.01 | 13 | 4 | 0.01 | 0.01 | 0 | 0 | 0 | 0 | 0.09 | 0.02 | 0 | 0 | 0 | 0 | 0.85 | 0 | 0 | 0 | 0 | 0 | True |  | Non Federally-Regulated | 07/03/2018 |  | 08/10/2018
USAI Lighting | USAI Lighting | B3SDF-14X1-35KH-45-S-BL-NCIC-UNV-D6F | Light Emitting Diode | Inseparable Luminaire | Direct Wired | 0-10 VDC Controls | 74 | 3500 | 0.001 | 91 | 52 | 433 | 0.96 | Ambient | 50000 |  |  | 99999 | 0.01 | 13 | 4 | 0.01 | 0.01 | 0 | 0 | 0 | 0 | 0.09 | 0.02 | 0 | 0 | 0 | 0 | 0.85 | 0 | 0 | 0 | 0 | 0 | True |  | Non Federally-Regulated | 07/03/2018 |  | 08/10/2018
USAI Lighting | USAI Lighting | B3SDF-14X1-35KH-65-S-BL-NCIC-UNV-D6F | Light Emitting Diode | Inseparable Luminaire | Direct Wired | 0-10 VDC Controls | 60 | 3500 | 0.001 | 91 | 52 | 433 | 0.96 | Ambient | 50000 |  |  | 99999 | 0.01 | 13 | 4 | 0.01 | 0.01 | 0 | 0 | 0 | 0 | 0.09 | 0.02 | 0 | 0 | 0 | 0 | 0.85 | 0 | 0 | 0 | 0 | 0 | True |  | Non Federally-Regulated | 07/03/2018 |  | 08/10/2018
USAI Lighting | USAI Lighting | B3SDF-14X1-40KH-25-S-BL-NCIC-UNV-D6F | Light Emitting Diode | Inseparable Luminaire | Direct Wired | 0-10 VDC Controls | 75 | 4000 | 0.001 | 91 | 52 | 433 | 0.96 | Ambient | 50000 |  |  | 99999 | 0.01 | 13 | 4 | 0.01 | 0.01 | 0 | 0 | 0 | 0 | 0.09 | 0.02 | 0 | 0 | 0 | 0 | 0.85 | 0 | 0 | 0 | 0 | 0 | True |  | Non Federally-Regulated | 07/03/2018 |  | 08/10/2018
USAI Lighting | USAI Lighting | B3SDF-14X1-40KH-45-S-BL-NCIC-UNV-D6F | Light Emitting Diode | Inseparable Luminaire | Direct Wired | 0-10 VDC Controls | 79 | 4000 | 0.001 | 91 | 52 | 433 | 0.96 | Ambient | 50000 |  |  | 99999 | 0.01 | 13 | 4 | 0.01 | 0.01 | 0 | 0 | 0 | 0 | 0.09 | 0.02 | 0 | 0 | 0 | 0 | 0.85 | 0 | 0 | 0 | 0 | 0 | True |  | Non Federally-Regulated | 07/03/2018 |  | 08/10/2018
USAI Lighting | USAI Lighting | B3SDF-14X1-40KH-65-S-BL-NCIC-UNV-D6F | Light Emitting Diode | Inseparable Luminaire | Direct Wired | 0-10 VDC Controls | 65 | 4000 | 0.001 | 91 | 52 | 433 | 0.96 | Ambient | 50000 |  |  | 99999 | 0.01 | 13 | 4 | 0.01 | 0.01 | 0 | 0 | 0 | 0 | 0.09 | 0.02 | 0 | 0 | 0 | 0 | 0.85 | 0 | 0 | 0 | 0 | 0 | True |  | Non Federally-Regulated | 07/03/2018 |  | 08/10/2018
USAI Lighting | USAI Lighting | B3SDF-14X1-27KH-25-S-BZ-NCIC-UNV-D6F | Light Emitting Diode | Inseparable Luminaire | Direct Wired | 0-10 VDC Controls | 65 | 2700 | 0.001 | 91 | 52 | 433 | 0.96 | Ambient | 50000 |  |  | 99999 | 0.01 | 13 | 4 | 0.01 | 0.01 | 0 | 0 | 0 | 0 | 0.09 | 0.02 | 0 | 0 | 0 | 0 | 0.85 | 0 | 0 | 0 | 0 | 0 | True |  | Non Federally-Regulated | 07/03/2018 |  | 08/10/2018
USAI Lighting | USAI Lighting | B3SDF-14X1-27KH-45-S-BZ-NCIC-UNV-D6F | Light Emitting Diode | Inseparable Luminaire | Direct Wired | 0-10 VDC Controls | 68 | 2700 | 0.001 | 91 | 52 | 433 | 0.96 | Ambient | 50000 |  |  | 99999 | 0.01 | 13 | 4 | 0.01 | 0.01 | 0 | 0 | 0 | 0 | 0.09 | 0.02 | 0 | 0 | 0 | 0 | 0.85 | 0 | 0 | 0 | 0 | 0 | True |  | Non Federally-Regulated | 07/03/2018 |  | 08/10/2018
USAI Lighting | USAI Lighting | B3SDF-14X1-27KH-65-S-BZ-NCIC-UNV-D6F | Light Emitting Diode | Inseparable Luminaire | Direct Wired | 0-10 VDC Controls | 55 | 2700 | 0.001 | 91 | 52 | 433 | 0.96 | Ambient | 50000 |  |  | 99999 | 0.01 | 13 | 4 | 0.01 | 0.01 | 0 | 0 | 0 | 0 | 0.09 | 0.02 | 0 | 0 | 0 | 0 | 0.85 | 0 | 0 | 0 | 0 | 0 | True |  | Non Federally-Regulated | 07/03/2018 |  | 08/10/2018
USAI Lighting | USAI Lighting | B3SDF-14X1-30KH-25-S-BZ-NCIC-UNV-D6F | Light Emitting Diode | Inseparable Luminaire | Direct Wired | 0-10 VDC Controls | 65 | 3000 | 0.001 | 91 | 52 | 433 | 0.96 | Ambient | 50000 |  |  | 99999 | 0.01 | 13 | 4 | 0.01 | 0.01 | 0 | 0 | 0 | 0 | 0.09 | 0.02 | 0 | 0 | 0 | 0 | 0.85 | 0 | 0 | 0 | 0 | 0 | True |  | Non Federally-Regulated | 07/03/2018 |  | 08/10/2018
USAI Lighting | USAI Lighting | B3SDF-14X1-30KH-45-S-BZ-NCIC-UNV-D6F | Light Emitting Diode | Inseparable Luminaire | Direct Wired | 0-10 VDC Controls | 68 | 3000 | 0.001 | 91 | 52 | 433 | 0.96 | Ambient | 50000 |  |  | 99999 | 0.01 | 13 | 4 | 0.01 | 0.01 | 0 | 0 | 0 | 0 | 0.09 | 0.02 | 0 | 0 | 0 | 0 | 0.85 | 0 | 0 | 0 | 0 | 0 | True |  | Non Federally-Regulated | 07/03/2018 |  | 08/10/2018
USAI Lighting | USAI Lighting | B3SDF-14X1-30KH-65-S-BZ-NCIC-UNV-D6F | Light Emitting Diode | Inseparable Luminaire | Direct Wired | 0-10 VDC Controls | 55 | 3000 | 0.001 | 91 | 52 | 433 | 0.96 | Ambient | 50000 |  |  | 99999 | 0.01 | 13 | 4 | 0.01 | 0.01 | 0 | 0 | 0 | 0 | 0.09 | 0.02 | 0 | 0 | 0 | 0 | 0.85 | 0 | 0 | 0 | 0 | 0 | True |  | Non Federally-Regulated | 07/03/2018 |  | 08/10/2018
USAI Lighting | USAI Lighting | B3SDF-14X1-35KH-25-S-BZ-NCIC-UNV-D6F | Light Emitting Diode | Inseparable Luminaire | Direct Wired | 0-10 VDC Controls | 70 | 3500 | 0.001 | 91 | 52 | 433 | 0.96 | Ambient | 50000 |  |  | 99999 | 0.01 | 13 | 4 | 0.01 | 0.01 | 0 | 0 | 0 | 0 | 0.09 | 0.02 | 0 | 0 | 0 | 0 | 0.85 | 0 | 0 | 0 | 0 | 0 | True |  | Non Federally-Regulated | 07/03/2018 |  | 08/10/2018
USAI Lighting | USAI Lighting | B3SDF-14X1-35KH-45-S-BZ-NCIC-UNV-D6F | Light Emitting Diode | Inseparable Luminaire | Direct Wired | 0-10 VDC Controls | 74 | 3500 | 0.001 | 91 | 52 | 433 | 0.96 | Ambient | 50000 |  |  | 99999 | 0.01 | 13 | 4 | 0.01 | 0.01 | 0 | 0 | 0 | 0 | 0.09 | 0.02 | 0 | 0 | 0 | 0 | 0.85 | 0 | 0 | 0 | 0 | 0 | True |  | Non Federally-Regulated | 07/03/2018 |  | 08/10/2018
USAI Lighting | USAI Lighting | B3SDF-14X1-35KH-65-S-BZ-NCIC-UNV-D6F | Light Emitting Diode | Inseparable Luminaire | Direct Wired | 0-10 VDC Controls | 60 | 3500 | 0.001 | 91 | 52 | 433 | 0.96 | Ambient | 50000 |  |  | 99999 | 0.01 | 13 | 4 | 0.01 | 0.01 | 0 | 0 | 0 | 0 | 0.09 | 0.02 | 0 | 0 | 0 | 0 | 0.85 | 0 | 0 | 0 | 0 | 0 | True |  | Non Federally-Regulated | 07/03/2018 |  | 08/10/2018
USAI Lighting | USAI Lighting | B3SDF-14X1-40KH-25-S-BZ-NCIC-UNV-D6F | Light Emitting Diode | Inseparable Luminaire | Direct Wired | 0-10 VDC Controls | 75 | 4000 | 0.001 | 91 | 52 | 433 | 0.96 | Ambient | 50000 |  |  | 99999 | 0.01 | 13 | 4 | 0.01 | 0.01 | 0 | 0 | 0 | 0 | 0.09 | 0.02 | 0 | 0 | 0 | 0 | 0.85 | 0 | 0 | 0 | 0 | 0 | True |  | Non Federally-Regulated | 07/03/2018 |  | 08/10/2018
USAI Lighting | USAI Lighting | B3SDF-14X1-40KH-45-S-BZ-NCIC-UNV-D6F | Light Emitting Diode | Inseparable Luminaire | Direct Wired | 0-10 VDC Controls | 79 | 4000 | 0.001 | 91 | 52 | 433 | 0.96 | Ambient | 50000 |  |  | 99999 | 0.01 | 13 | 4 | 0.01 | 0.01 | 0 | 0 | 0 | 0 | 0.09 | 0.02 | 0 | 0 | 0 | 0 | 0.85 | 0 | 0 | 0 | 0 | 0 | True |  | Non Federally-Regulated | 07/03/2018 |  | 08/10/2018
USAI Lighting | USAI Lighting | B3SDF-14X1-40KH-65-S-BZ-NCIC-UNV-D6F | Light Emitting Diode | Inseparable Luminaire | Direct Wired | 0-10 VDC Controls | 65 | 4000 | 0.001 | 91 | 52 | 433 | 0.96 | Ambient | 50000 |  |  | 99999 | 0.01 | 13 | 4 | 0.01 | 0.01 | 0 | 0 | 0 | 0 | 0.09 | 0.02 | 0 | 0 | 0 | 0 | 0.85 | 0 | 0 | 0 | 0 | 0 | True |  | Non Federally-Regulated | 07/03/2018 |  | 08/10/2018
USAI Lighting | USAI Lighting | B3SDF-14X1-27KH-25-S-WH-NCIC-UNV-D6A | Light Emitting Diode | Inseparable Luminaire | Direct Wired | 0-10 VDC Controls | 65 | 2700 | 0.001 | 91 | 52 | 433 | 0.96 | Ambient | 50000 |  |  | 99999 | 0.01 | 13 | 4 | 0.01 | 0.01 | 0 | 0 | 0 | 0 | 0.09 | 0.02 | 0 | 0 | 0 | 0 | 0.85 | 0 | 0 | 0 | 0 | 0 | True |  | Non Federally-Regulated | 07/03/2018 |  | 08/10/2018
USAI Lighting | USAI Lighting | B3SDF-14X1-27KH-45-S-WH-NCIC-UNV-D6A | Light Emitting Diode | Inseparable Luminaire | Direct Wired | 0-10 VDC Controls | 68 | 2700 | 0.001 | 91 | 52 | 433 | 0.96 | Ambient | 50000 |  |  | 99999 | 0.01 | 13 | 4 | 0.01 | 0.01 | 0 | 0 | 0 | 0 | 0.09 | 0.02 | 0 | 0 | 0 | 0 | 0.85 | 0 | 0 | 0 | 0 | 0 | True |  | Non Federally-Regulated | 07/03/2018 |  | 08/10/2018
USAI Lighting | USAI Lighting | B3SDF-14X1-27KH-65-S-WH-NCIC-UNV-D6A | Light Emitting Diode | Inseparable Luminaire | Direct Wired | 0-10 VDC Controls | 55 | 2700 | 0.001 | 91 | 52 | 433 | 0.96 | Ambient | 50000 |  |  | 99999 | 0.01 | 13 | 4 | 0.01 | 0.01 | 0 | 0 | 0 | 0 | 0.09 | 0.02 | 0 | 0 | 0 | 0 | 0.85 | 0 | 0 | 0 | 0 | 0 | True |  | Non Federally-Regulated | 07/03/2018 |  | 08/10/2018
USAI Lighting | USAI Lighting | B3SDF-14X1-30KH-25-S-WH-NCIC-UNV-D6A | Light Emitting Diode | Inseparable Luminaire | Direct Wired | 0-10 VDC Controls | 65 | 3000 | 0.001 | 91 | 52 | 433 | 0.96 | Ambient | 50000 |  |  | 99999 | 0.01 | 13 | 4 | 0.01 | 0.01 | 0 | 0 | 0 | 0 | 0.09 | 0.02 | 0 | 0 | 0 | 0 | 0.85 | 0 | 0 | 0 | 0 | 0 | True |  | Non Federally-Regulated | 07/03/2018 |  | 08/10/2018
USAI Lighting | USAI Lighting | B3SDF-14X1-30KH-45-S-WH-NCIC-UNV-D6A | Light Emitting Diode | Inseparable Luminaire | Direct Wired | 0-10 VDC Controls | 68 | 3000 | 0.001 | 91 | 52 | 433 | 0.96 | Ambient | 50000 |  |  | 99999 | 0.01 | 13 | 4 | 0.01 | 0.01 | 0 | 0 | 0 | 0 | 0.09 | 0.02 | 0 | 0 | 0 | 0 | 0.85 | 0 | 0 | 0 | 0 | 0 | True |  | Non Federally-Regulated | 07/03/2018 |  | 08/10/2018
USAI Lighting | USAI Lighting | B3SDF-14X1-30KH-65-S-WH-NCIC-UNV-D6A | Light Emitting Diode | Inseparable Luminaire | Direct Wired | 0-10 VDC Controls | 55 | 3000 | 0.001 | 91 | 52 | 433 | 0.96 | Ambient | 50000 |  |  | 99999 | 0.01 | 13 | 4 | 0.01 | 0.01 | 0 | 0 | 0 | 0 | 0.09 | 0.02 | 0 | 0 | 0 | 0 | 0.85 | 0 | 0 | 0 | 0 | 0 | True |  | Non Federally-Regulated | 07/03/2018 |  | 08/10/2018
USAI Lighting | USAI Lighting | B3SDF-14X1-35KH-25-S-WH-NCIC-UNV-D6A | Light Emitting Diode | Inseparable Luminaire | Direct Wired | 0-10 VDC Controls | 70 | 3500 | 0.001 | 91 | 52 | 433 | 0.96 | Ambient | 50000 |  |  | 99999 | 0.01 | 13 | 4 | 0.01 | 0.01 | 0 | 0 | 0 | 0 | 0.09 | 0.02 | 0 | 0 | 0 | 0 | 0.85 | 0 | 0 | 0 | 0 | 0 | True |  | Non Federally-Regulated | 07/03/2018 |  | 08/10/2018
USAI Lighting | USAI Lighting | B3SDF-14X1-35KH-45-S-WH-NCIC-UNV-D6A | Light Emitting Diode | Inseparable Luminaire | Direct Wired | 0-10 VDC Controls | 74 | 3500 | 0.001 | 91 | 52 | 433 | 0.96 | Ambient | 50000 |  |  | 99999 | 0.01 | 13 | 4 | 0.01 | 0.01 | 0 | 0 | 0 | 0 | 0.09 | 0.02 | 0 | 0 | 0 | 0 | 0.85 | 0 | 0 | 0 | 0 | 0 | True |  | Non Federally-Regulated | 07/03/2018 |  | 08/10/2018
USAI Lighting | USAI Lighting | B3SDF-14X1-35KH-65-S-WH-NCIC-UNV-D6A | Light Emitting Diode | Inseparable Luminaire | Direct Wired | 0-10 VDC Controls | 60 | 3500 | 0.001 | 91 | 52 | 433 | 0.96 | Ambient | 50000 |  |  | 99999 | 0.01 | 13 | 4 | 0.01 | 0.01 | 0 | 0 | 0 | 0 | 0.09 | 0.02 | 0 | 0 | 0 | 0 | 0.85 | 0 | 0 | 0 | 0 | 0 | True |  | Non Federally-Regulated | 07/03/2018 |  | 08/10/2018
USAI Lighting | USAI Lighting | B3SDF-14X1-40KH-25-S-WH-NCIC-UNV-D6A | Light Emitting Diode | Inseparable Luminaire | Direct Wired | 0-10 VDC Controls | 75 | 4000 | 0.001 | 91 | 52 | 433 | 0.96 | Ambient | 50000 |  |  | 99999 | 0.01 | 13 | 4 | 0.01 | 0.01 | 0 | 0 | 0 | 0 | 0.09 | 0.02 | 0 | 0 | 0 | 0 | 0.85 | 0 | 0 | 0 | 0 | 0 | True |  | Non Federally-Regulated | 07/03/2018 |  | 08/10/2018
USAI Lighting | USAI Lighting | B3SDF-14X1-40KH-45-S-WH-NCIC-UNV-D6A | Light Emitting Diode | Inseparable Luminaire | Direct Wired | 0-10 VDC Controls | 79 | 4000 | 0.001 | 91 | 52 | 433 | 0.96 | Ambient | 50000 |  |  | 99999 | 0.01 | 13 | 4 | 0.01 | 0.01 | 0 | 0 | 0 | 0 | 0.09 | 0.02 | 0 | 0 | 0 | 0 | 0.85 | 0 | 0 | 0 | 0 | 0 | True |  | Non Federally-Regulated | 07/03/2018 |  | 08/10/2018
USAI Lighting | USAI Lighting | B3SDF-14X1-40KH-65-S-WH-NCIC-UNV-D6A | Light Emitting Diode | Inseparable Luminaire | Direct Wired | 0-10 VDC Controls | 65 | 4000 | 0.001 | 91 | 52 | 433 | 0.96 | Ambient | 50000 |  |  | 99999 | 0.01 | 13 | 4 | 0.01 | 0.01 | 0 | 0 | 0 | 0 | 0.09 | 0.02 | 0 | 0 | 0 | 0 | 0.85 | 0 | 0 | 0 | 0 | 0 | True |  | Non Federally-Regulated | 07/03/2018 |  | 08/10/2018
USAI Lighting | USAI Lighting | B3SDF-14X1-27KH-25-S-GR-NCIC-UNV-D6A | Light Emitting Diode | Inseparable Luminaire | Direct Wired | 0-10 VDC Controls | 65 | 2700 | 0.001 | 91 | 52 | 433 | 0.96 | Ambient | 50000 |  |  | 99999 | 0.01 | 13 | 4 | 0.01 | 0.01 | 0 | 0 | 0 | 0 | 0.09 | 0.02 | 0 | 0 | 0 | 0 | 0.85 | 0 | 0 | 0 | 0 | 0 | True |  | Non Federally-Regulated | 07/03/2018 |  | 08/10/2018
USAI Lighting | USAI Lighting | B3SDF-14X1-27KH-45-S-GR-NCIC-UNV-D6A | Light Emitting Diode | Inseparable Luminaire | Direct Wired | 0-10 VDC Controls | 68 | 2700 | 0.001 | 91 | 52 | 433 | 0.96 | Ambient | 50000 |  |  | 99999 | 0.01 | 13 | 4 | 0.01 | 0.01 | 0 | 0 | 0 | 0 | 0.09 | 0.02 | 0 | 0 | 0 | 0 | 0.85 | 0 | 0 | 0 | 0 | 0 | True |  | Non Federally-Regulated | 07/03/2018 |  | 08/10/2018
USAI Lighting | USAI Lighting | B3SDF-14X1-27KH-65-S-GR-NCIC-UNV-D6A | Light Emitting Diode | Inseparable Luminaire | Direct Wired | 0-10 VDC Controls | 55 | 2700 | 0.001 | 91 | 52 | 433 | 0.96 | Ambient | 50000 |  |  | 99999 | 0.01 | 13 | 4 | 0.01 | 0.01 | 0 | 0 | 0 | 0 | 0.09 | 0.02 | 0 | 0 | 0 | 0 | 0.85 | 0 | 0 | 0 | 0 | 0 | True |  | Non Federally-Regulated | 07/03/2018 |  | 08/10/2018
USAI Lighting | USAI Lighting | B3SDF-14X1-30KH-25-S-GR-NCIC-UNV-D6A | Light Emitting Diode | Inseparable Luminaire | Direct Wired | 0-10 VDC Controls | 65 | 3000 | 0.001 | 91 | 52 | 433 | 0.96 | Ambient | 50000 |  |  | 99999 | 0.01 | 13 | 4 | 0.01 | 0.01 | 0 | 0 | 0 | 0 | 0.09 | 0.02 | 0 | 0 | 0 | 0 | 0.85 | 0 | 0 | 0 | 0 | 0 | True |  | Non Federally-Regulated | 07/03/2018 |  | 08/10/2018
USAI Lighting | USAI Lighting | B3SDF-14X1-30KH-45-S-GR-NCIC-UNV-D6A | Light Emitting Diode | Inseparable Luminaire | Direct Wired | 0-10 VDC Controls | 68 | 3000 | 0.001 | 91 | 52 | 433 | 0.96 | Ambient | 50000 |  |  | 99999 | 0.01 | 13 | 4 | 0.01 | 0.01 | 0 | 0 | 0 | 0 | 0.09 | 0.02 | 0 | 0 | 0 | 0 | 0.85 | 0 | 0 | 0 | 0 | 0 | True |  | Non Federally-Regulated | 07/03/2018 |  | 08/10/2018
USAI Lighting | USAI Lighting | B3SDF-14X1-30KH-65-S-GR-NCIC-UNV-D6A | Light Emitting Diode | Inseparable Luminaire | Direct Wired | 0-10 VDC Controls | 55 | 3000 | 0.001 | 91 | 52 | 433 | 0.96 | Ambient | 50000 |  |  | 99999 | 0.01 | 13 | 4 | 0.01 | 0.01 | 0 | 0 | 0 | 0 | 0.09 | 0.02 | 0 | 0 | 0 | 0 | 0.85 | 0 | 0 | 0 | 0 | 0 | True |  | Non Federally-Regulated | 07/03/2018 |  | 08/10/2018
USAI Lighting | USAI Lighting | B3SDF-14X1-35KH-25-S-GR-NCIC-UNV-D6A | Light Emitting Diode | Inseparable Luminaire | Direct Wired | 0-10 VDC Controls | 70 | 3500 | 0.001 | 91 | 52 | 433 | 0.96 | Ambient | 50000 |  |  | 99999 | 0.01 | 13 | 4 | 0.01 | 0.01 | 0 | 0 | 0 | 0 | 0.09 | 0.02 | 0 | 0 | 0 | 0 | 0.85 | 0 | 0 | 0 | 0 | 0 | True |  | Non Federally-Regulated | 07/03/2018 |  | 08/10/2018
USAI Lighting | USAI Lighting | B3SDF-14X1-35KH-45-S-GR-NCIC-UNV-D6A | Light Emitting Diode | Inseparable Luminaire | Direct Wired | 0-10 VDC Controls | 74 | 3500 | 0.001 | 91 | 52 | 433 | 0.96 | Ambient | 50000 |  |  | 99999 | 0.01 | 13 | 4 | 0.01 | 0.01 | 0 | 0 | 0 | 0 | 0.09 | 0.02 | 0 | 0 | 0 | 0 | 0.85 | 0 | 0 | 0 | 0 | 0 | True |  | Non Federally-Regulated | 07/03/2018 |  | 08/10/2018
USAI Lighting | USAI Lighting | B3SDF-14X1-35KH-65-S-GR-NCIC-UNV-D6A | Light Emitting Diode | Inseparable Luminaire | Direct Wired | 0-10 VDC Controls | 60 | 3500 | 0.001 | 91 | 52 | 433 | 0.96 | Ambient | 50000 |  |  | 99999 | 0.01 | 13 | 4 | 0.01 | 0.01 | 0 | 0 | 0 | 0 | 0.09 | 0.02 | 0 | 0 | 0 | 0 | 0.85 | 0 | 0 | 0 | 0 | 0 | True |  | Non Federally-Regulated | 07/03/2018 |  | 08/10/2018
USAI Lighting | USAI Lighting | B3SDF-14X1-40KH-25-S-GR-NCIC-UNV-D6A | Light Emitting Diode | Inseparable Luminaire | Direct Wired | 0-10 VDC Controls | 75 | 4000 | 0.001 | 91 | 52 | 433 | 0.96 | Ambient | 50000 |  |  | 99999 | 0.01 | 13 | 4 | 0.01 | 0.01 | 0 | 0 | 0 | 0 | 0.09 | 0.02 | 0 | 0 | 0 | 0 | 0.85 | 0 | 0 | 0 | 0 | 0 | True |  | Non Federally-Regulated | 07/03/2018 |  | 08/10/2018
USAI Lighting | USAI Lighting | B3SDF-14X1-40KH-45-S-GR-NCIC-UNV-D6A | Light Emitting Diode | Inseparable Luminaire | Direct Wired | 0-10 VDC Controls | 79 | 4000 | 0.001 | 91 | 52 | 433 | 0.96 | Ambient | 50000 |  |  | 99999 | 0.01 | 13 | 4 | 0.01 | 0.01 | 0 | 0 | 0 | 0 | 0.09 | 0.02 | 0 | 0 | 0 | 0 | 0.85 | 0 | 0 | 0 | 0 | 0 | True |  | Non Federally-Regulated | 07/03/2018 |  | 08/10/2018
USAI Lighting | USAI Lighting | B3SDF-14X1-40KH-65-S-GR-NCIC-UNV-D6A | Light Emitting Diode | Inseparable Luminaire | Direct Wired | 0-10 VDC Controls | 65 | 4000 | 0.001 | 91 | 52 | 433 | 0.96 | Ambient | 50000 |  |  | 99999 | 0.01 | 13 | 4 | 0.01 | 0.01 | 0 | 0 | 0 | 0 | 0.09 | 0.02 | 0 | 0 | 0 | 0 | 0.85 | 0 | 0 | 0 | 0 | 0 | True |  | Non Federally-Regulated | 07/03/2018 |  | 08/10/2018
USAI Lighting | USAI Lighting | B3SDF-14X1-27KH-25-S-BL-NCIC-UNV-D6A | Light Emitting Diode | Inseparable Luminaire | Direct Wired | 0-10 VDC Controls | 65 | 2700 | 0.001 | 91 | 52 | 433 | 0.96 | Ambient | 50000 |  |  | 99999 | 0.01 | 13 | 4 | 0.01 | 0.01 | 0 | 0 | 0 | 0 | 0.09 | 0.02 | 0 | 0 | 0 | 0 | 0.85 | 0 | 0 | 0 | 0 | 0 | True |  | Non Federally-Regulated | 07/03/2018 |  | 08/10/2018
USAI Lighting | USAI Lighting | B3SDF-14X1-27KH-45-S-BL-NCIC-UNV-D6A | Light Emitting Diode | Inseparable Luminaire | Direct Wired | 0-10 VDC Controls | 68 | 2700 | 0.001 | 91 | 52 | 433 | 0.96 | Ambient | 50000 |  |  | 99999 | 0.01 | 13 | 4 | 0.01 | 0.01 | 0 | 0 | 0 | 0 | 0.09 | 0.02 | 0 | 0 | 0 | 0 | 0.85 | 0 | 0 | 0 | 0 | 0 | True |  | Non Federally-Regulated | 07/03/2018 |  | 08/10/2018
USAI Lighting | USAI Lighting | B3SDF-14X1-27KH-65-S-BL-NCIC-UNV-D6A | Light Emitting Diode | Inseparable Luminaire | Direct Wired | 0-10 VDC Controls | 55 | 2700 | 0.001 | 91 | 52 | 433 | 0.96 | Ambient | 50000 |  |  | 99999 | 0.01 | 13 | 4 | 0.01 | 0.01 | 0 | 0 | 0 | 0 | 0.09 | 0.02 | 0 | 0 | 0 | 0 | 0.85 | 0 | 0 | 0 | 0 | 0 | True |  | Non Federally-Regulated | 07/03/2018 |  | 08/10/2018
USAI Lighting | USAI Lighting | B3SDF-14X1-30KH-25-S-BL-NCIC-UNV-D6A | Light Emitting Diode | Inseparable Luminaire | Direct Wired | 0-10 VDC Controls | 65 | 3000 | 0.001 | 91 | 52 | 433 | 0.96 | Ambient | 50000 |  |  | 99999 | 0.01 | 13 | 4 | 0.01 | 0.01 | 0 | 0 | 0 | 0 | 0.09 | 0.02 | 0 | 0 | 0 | 0 | 0.85 | 0 | 0 | 0 | 0 | 0 | True |  | Non Federally-Regulated | 07/03/2018 |  | 08/10/2018
USAI Lighting | USAI Lighting | B3SDF-14X1-30KH-45-S-BL-NCIC-UNV-D6A | Light Emitting Diode | Inseparable Luminaire | Direct Wired | 0-10 VDC Controls | 68 | 3000 | 0.001 | 91 | 52 | 433 | 0.96 | Ambient | 50000 |  |  | 99999 | 0.01 | 13 | 4 | 0.01 | 0.01 | 0 | 0 | 0 | 0 | 0.09 | 0.02 | 0 | 0 | 0 | 0 | 0.85 | 0 | 0 | 0 | 0 | 0 | True |  | Non Federally-Regulated | 07/03/2018 |  | 08/10/2018
USAI Lighting | USAI Lighting | B3SDF-14X1-30KH-65-S-BL-NCIC-UNV-D6A | Light Emitting Diode | Inseparable Luminaire | Direct Wired | 0-10 VDC Controls | 55 | 3000 | 0.001 | 91 | 52 | 433 | 0.96 | Ambient | 50000 |  |  | 99999 | 0.01 | 13 | 4 | 0.01 | 0.01 | 0 | 0 | 0 | 0 | 0.09 | 0.02 | 0 | 0 | 0 | 0 | 0.85 | 0 | 0 | 0 | 0 | 0 | True |  | Non Federally-Regulated | 07/03/2018 |  | 08/10/2018
USAI Lighting | USAI Lighting | B3SDF-14X1-35KH-25-S-BL-NCIC-UNV-D6A | Light Emitting Diode | Inseparable Luminaire | Direct Wired | 0-10 VDC Controls | 70 | 3500 | 0.001 | 91 | 52 | 433 | 0.96 | Ambient | 50000 |  |  | 99999 | 0.01 | 13 | 4 | 0.01 | 0.01 | 0 | 0 | 0 | 0 | 0.09 | 0.02 | 0 | 0 | 0 | 0 | 0.85 | 0 | 0 | 0 | 0 | 0 | True |  | Non Federally-Regulated | 07/03/2018 |  | 08/10/2018
USAI Lighting | USAI Lighting | B3SDF-14X1-35KH-45-S-BL-NCIC-UNV-D6A | Light Emitting Diode | Inseparable Luminaire | Direct Wired | 0-10 VDC Controls | 74 | 3500 | 0.001 | 91 | 52 | 433 | 0.96 | Ambient | 50000 |  |  | 99999 | 0.01 | 13 | 4 | 0.01 | 0.01 | 0 | 0 | 0 | 0 | 0.09 | 0.02 | 0 | 0 | 0 | 0 | 0.85 | 0 | 0 | 0 | 0 | 0 | True |  | Non Federally-Regulated | 07/03/2018 |  | 08/10/2018
USAI Lighting | USAI Lighting | B3SDF-14X1-35KH-65-S-BL-NCIC-UNV-D6A | Light Emitting Diode | Inseparable Luminaire | Direct Wired | 0-10 VDC Controls | 60 | 3500 | 0.001 | 91 | 52 | 433 | 0.96 | Ambient | 50000 |  |  | 99999 | 0.01 | 13 | 4 | 0.01 | 0.01 | 0 | 0 | 0 | 0 | 0.09 | 0.02 | 0 | 0 | 0 | 0 | 0.85 | 0 | 0 | 0 | 0 | 0 | True |  | Non Federally-Regulated | 07/03/2018 |  | 08/10/2018
USAI Lighting | USAI Lighting | B3SDF-14X1-40KH-25-S-BL-NCIC-UNV-D6A | Light Emitting Diode | Inseparable Luminaire | Direct Wired | 0-10 VDC Controls | 75 | 4000 | 0.001 | 91 | 52 | 433 | 0.96 | Ambient | 50000 |  |  | 99999 | 0.01 | 13 | 4 | 0.01 | 0.01 | 0 | 0 | 0 | 0 | 0.09 | 0.02 | 0 | 0 | 0 | 0 | 0.85 | 0 | 0 | 0 | 0 | 0 | True |  | Non Federally-Regulated | 07/03/2018 |  | 08/10/2018
USAI Lighting | USAI Lighting | B3SDF-14X1-40KH-45-S-BL-NCIC-UNV-D6A | Light Emitting Diode | Inseparable Luminaire | Direct Wired | 0-10 VDC Controls | 79 | 4000 | 0.001 | 91 | 52 | 433 | 0.96 | Ambient | 50000 |  |  | 99999 | 0.01 | 13 | 4 | 0.01 | 0.01 | 0 | 0 | 0 | 0 | 0.09 | 0.02 | 0 | 0 | 0 | 0 | 0.85 | 0 | 0 | 0 | 0 | 0 | True |  | Non Federally-Regulated | 07/03/2018 |  | 08/10/2018
USAI Lighting | USAI Lighting | B3SDF-14X1-40KH-65-S-BL-NCIC-UNV-D6A | Light Emitting Diode | Inseparable Luminaire | Direct Wired | 0-10 VDC Controls | 65 | 4000 | 0.001 | 91 | 52 | 433 | 0.96 | Ambient | 50000 |  |  | 99999 | 0.01 | 13 | 4 | 0.01 | 0.01 | 0 | 0 | 0 | 0 | 0.09 | 0.02 | 0 | 0 | 0 | 0 | 0.85 | 0 | 0 | 0 | 0 | 0 | True |  | Non Federally-Regulated | 07/03/2018 |  | 08/10/2018
USAI Lighting | USAI Lighting | B3SDF-14X1-27KH-25-S-BZ-NCIC-UNV-D6A | Light Emitting Diode | Inseparable Luminaire | Direct Wired | 0-10 VDC Controls | 65 | 2700 | 0.001 | 91 | 52 | 433 | 0.96 | Ambient | 50000 |  |  | 99999 | 0.01 | 13 | 4 | 0.01 | 0.01 | 0 | 0 | 0 | 0 | 0.09 | 0.02 | 0 | 0 | 0 | 0 | 0.85 | 0 | 0 | 0 | 0 | 0 | True |  | Non Federally-Regulated | 07/03/2018 |  | 08/10/2018
USAI Lighting | USAI Lighting | B3SDF-14X1-27KH-45-S-BZ-NCIC-UNV-D6A | Light Emitting Diode | Inseparable Luminaire | Direct Wired | 0-10 VDC Controls | 68 | 2700 | 0.001 | 91 | 52 | 433 | 0.96 | Ambient | 50000 |  |  | 99999 | 0.01 | 13 | 4 | 0.01 | 0.01 | 0 | 0 | 0 | 0 | 0.09 | 0.02 | 0 | 0 | 0 | 0 | 0.85 | 0 | 0 | 0 | 0 | 0 | True |  | Non Federally-Regulated | 07/03/2018 |  | 08/10/2018
USAI Lighting | USAI Lighting | B3SDF-14X1-27KH-65-S-BZ-NCIC-UNV-D6A | Light Emitting Diode | Inseparable Luminaire | Direct Wired | 0-10 VDC Controls | 55 | 2700 | 0.001 | 91 | 52 | 433 | 0.96 | Ambient | 50000 |  |  | 99999 | 0.01 | 13 | 4 | 0.01 | 0.01 | 0 | 0 | 0 | 0 | 0.09 | 0.02 | 0 | 0 | 0 | 0 | 0.85 | 0 | 0 | 0 | 0 | 0 | True |  | Non Federally-Regulated | 07/03/2018 |  | 08/10/2018
USAI Lighting | USAI Lighting | B3SDF-14X1-30KH-25-S-BZ-NCIC-UNV-D6A | Light Emitting Diode | Inseparable Luminaire | Direct Wired | 0-10 VDC Controls | 65 | 3000 | 0.001 | 91 | 52 | 433 | 0.96 | Ambient | 50000 |  |  | 99999 | 0.01 | 13 | 4 | 0.01 | 0.01 | 0 | 0 | 0 | 0 | 0.09 | 0.02 | 0 | 0 | 0 | 0 | 0.85 | 0 | 0 | 0 | 0 | 0 | True |  | Non Federally-Regulated | 07/03/2018 |  | 08/10/2018
USAI Lighting | USAI Lighting | B3SDF-14X1-30KH-45-S-BZ-NCIC-UNV-D6A | Light Emitting Diode | Inseparable Luminaire | Direct Wired | 0-10 VDC Controls | 68 | 3000 | 0.001 | 91 | 52 | 433 | 0.96 | Ambient | 50000 |  |  | 99999 | 0.01 | 13 | 4 | 0.01 | 0.01 | 0 | 0 | 0 | 0 | 0.09 | 0.02 | 0 | 0 | 0 | 0 | 0.85 | 0 | 0 | 0 | 0 | 0 | True |  | Non Federally-Regulated | 07/03/2018 |  | 08/10/2018
USAI Lighting | USAI Lighting | B3SDF-14X1-30KH-65-S-BZ-NCIC-UNV-D6A | Light Emitting Diode | Inseparable Luminaire | Direct Wired | 0-10 VDC Controls | 55 | 3000 | 0.001 | 91 | 52 | 433 | 0.96 | Ambient | 50000 |  |  | 99999 | 0.01 | 13 | 4 | 0.01 | 0.01 | 0 | 0 | 0 | 0 | 0.09 | 0.02 | 0 | 0 | 0 | 0 | 0.85 | 0 | 0 | 0 | 0 | 0 | True |  | Non Federally-Regulated | 07/03/2018 |  | 08/10/2018
USAI Lighting | USAI Lighting | B3SDF-14X1-35KH-25-S-BZ-NCIC-UNV-D6A | Light Emitting Diode | Inseparable Luminaire | Direct Wired | 0-10 VDC Controls | 70 | 3500 | 0.001 | 91 | 52 | 433 | 0.96 | Ambient | 50000 |  |  | 99999 | 0.01 | 13 | 4 | 0.01 | 0.01 | 0 | 0 | 0 | 0 | 0.09 | 0.02 | 0 | 0 | 0 | 0 | 0.85 | 0 | 0 | 0 | 0 | 0 | True |  | Non Federally-Regulated | 07/03/2018 |  | 08/10/2018
USAI Lighting | USAI Lighting | B3SDF-14X1-35KH-45-S-BZ-NCIC-UNV-D6A | Light Emitting Diode | Inseparable Luminaire | Direct Wired | 0-10 VDC Controls | 74 | 3500 | 0.001 | 91 | 52 | 433 | 0.96 | Ambient | 50000 |  |  | 99999 | 0.01 | 13 | 4 | 0.01 | 0.01 | 0 | 0 | 0 | 0 | 0.09 | 0.02 | 0 | 0 | 0 | 0 | 0.85 | 0 | 0 | 0 | 0 | 0 | True |  | Non Federally-Regulated | 07/03/2018 |  | 08/10/2018
USAI Lighting | USAI Lighting | B3SDF-14X1-35KH-65-S-BZ-NCIC-UNV-D6A | Light Emitting Diode | Inseparable Luminaire | Direct Wired | 0-10 VDC Controls | 60 | 3500 | 0.001 | 91 | 52 | 433 | 0.96 | Ambient | 50000 |  |  | 99999 | 0.01 | 13 | 4 | 0.01 | 0.01 | 0 | 0 | 0 | 0 | 0.09 | 0.02 | 0 | 0 | 0 | 0 | 0.85 | 0 | 0 | 0 | 0 | 0 | True |  | Non Federally-Regulated | 07/03/2018 |  | 08/10/2018
USAI Lighting | USAI Lighting | B3SDF-14X1-40KH-25-S-BZ-NCIC-UNV-D6A | Light Emitting Diode | Inseparable Luminaire | Direct Wired | 0-10 VDC Controls | 75 | 4000 | 0.001 | 91 | 52 | 433 | 0.96 | Ambient | 50000 |  |  | 99999 | 0.01 | 13 | 4 | 0.01 | 0.01 | 0 | 0 | 0 | 0 | 0.09 | 0.02 | 0 | 0 | 0 | 0 | 0.85 | 0 | 0 | 0 | 0 | 0 | True |  | Non Federally-Regulated | 07/03/2018 |  | 08/10/2018
USAI Lighting | USAI Lighting | B3SDF-14X1-40KH-45-S-BZ-NCIC-UNV-D6A | Light Emitting Diode | Inseparable Luminaire | Direct Wired | 0-10 VDC Controls | 79 | 4000 | 0.001 | 91 | 52 | 433 | 0.96 | Ambient | 50000 |  |  | 99999 | 0.01 | 13 | 4 | 0.01 | 0.01 | 0 | 0 | 0 | 0 | 0.09 | 0.02 | 0 | 0 | 0 | 0 | 0.85 | 0 | 0 | 0 | 0 | 0 | True |  | Non Federally-Regulated | 07/03/2018 |  | 08/10/2018
USAI Lighting | USAI Lighting | B3SDF-14X1-40KH-65-S-BZ-NCIC-UNV-D6A | Light Emitting Diode | Inseparable Luminaire | Direct Wired | 0-10 VDC Controls | 65 | 4000 | 0.001 | 91 | 52 | 433 | 0.96 | Ambient | 50000 |  |  | 99999 | 0.01 | 13 | 4 | 0.01 | 0.01 | 0 | 0 | 0 | 0 | 0.09 | 0.02 | 0 | 0 | 0 | 0 | 0.85 | 0 | 0 | 0 | 0 | 0 | True |  | Non Federally-Regulated | 07/03/2018 |  | 08/10/2018
USAI Lighting | USAI Lighting | B3SDF-14X1-27KH-25-S-WH-NCIC-UNV-D6B | Light Emitting Diode | Inseparable Luminaire | Direct Wired | 0-10 VDC Controls | 65 | 2700 | 0.001 | 91 | 52 | 433 | 0.96 | Ambient | 50000 |  |  | 99999 | 0.01 | 13 | 4 | 0.01 | 0.01 | 0 | 0 | 0 | 0 | 0.09 | 0.02 | 0 | 0 | 0 | 0 | 0.85 | 0 | 0 | 0 | 0 | 0 | True |  | Non Federally-Regulated | 07/03/2018 |  | 08/10/2018
USAI Lighting | USAI Lighting | B3SDF-14X1-27KH-45-S-WH-NCIC-UNV-D6B | Light Emitting Diode | Inseparable Luminaire | Direct Wired | 0-10 VDC Controls | 68 | 2700 | 0.001 | 91 | 52 | 433 | 0.96 | Ambient | 50000 |  |  | 99999 | 0.01 | 13 | 4 | 0.01 | 0.01 | 0 | 0 | 0 | 0 | 0.09 | 0.02 | 0 | 0 | 0 | 0 | 0.85 | 0 | 0 | 0 | 0 | 0 | True |  | Non Federally-Regulated | 07/03/2018 |  | 08/10/2018
USAI Lighting | USAI Lighting | B3SDF-14X1-27KH-65-S-WH-NCIC-UNV-D6B | Light Emitting Diode | Inseparable Luminaire | Direct Wired | 0-10 VDC Controls | 55 | 2700 | 0.001 | 91 | 52 | 433 | 0.96 | Ambient | 50000 |  |  | 99999 | 0.01 | 13 | 4 | 0.01 | 0.01 | 0 | 0 | 0 | 0 | 0.09 | 0.02 | 0 | 0 | 0 | 0 | 0.85 | 0 | 0 | 0 | 0 | 0 | True |  | Non Federally-Regulated | 07/03/2018 |  | 08/10/2018
USAI Lighting | USAI Lighting | B3SDF-14X1-30KH-25-S-WH-NCIC-UNV-D6B | Light Emitting Diode | Inseparable Luminaire | Direct Wired | 0-10 VDC Controls | 65 | 3000 | 0.001 | 91 | 52 | 433 | 0.96 | Ambient | 50000 |  |  | 99999 | 0.01 | 13 | 4 | 0.01 | 0.01 | 0 | 0 | 0 | 0 | 0.09 | 0.02 | 0 | 0 | 0 | 0 | 0.85 | 0 | 0 | 0 | 0 | 0 | True |  | Non Federally-Regulated | 07/03/2018 |  | 08/10/2018
USAI Lighting | USAI Lighting | B3SDF-14X1-30KH-45-S-WH-NCIC-UNV-D6B | Light Emitting Diode | Inseparable Luminaire | Direct Wired | 0-10 VDC Controls | 68 | 3000 | 0.001 | 91 | 52 | 433 | 0.96 | Ambient | 50000 |  |  | 99999 | 0.01 | 13 | 4 | 0.01 | 0.01 | 0 | 0 | 0 | 0 | 0.09 | 0.02 | 0 | 0 | 0 | 0 | 0.85 | 0 | 0 | 0 | 0 | 0 | True |  | Non Federally-Regulated | 07/03/2018 |  | 08/10/2018
USAI Lighting | USAI Lighting | B3SDF-14X1-30KH-65-S-WH-NCIC-UNV-D6B | Light Emitting Diode | Inseparable Luminaire | Direct Wired | 0-10 VDC Controls | 55 | 3000 | 0.001 | 91 | 52 | 433 | 0.96 | Ambient | 50000 |  |  | 99999 | 0.01 | 13 | 4 | 0.01 | 0.01 | 0 | 0 | 0 | 0 | 0.09 | 0.02 | 0 | 0 | 0 | 0 | 0.85 | 0 | 0 | 0 | 0 | 0 | True |  | Non Federally-Regulated | 07/03/2018 |  | 08/10/2018
USAI Lighting | USAI Lighting | B3SDF-14X1-35KH-25-S-WH-NCIC-UNV-D6B | Light Emitting Diode | Inseparable Luminaire | Direct Wired | 0-10 VDC Controls | 70 | 3500 | 0.001 | 91 | 52 | 433 | 0.96 | Ambient | 50000 |  |  | 99999 | 0.01 | 13 | 4 | 0.01 | 0.01 | 0 | 0 | 0 | 0 | 0.09 | 0.02 | 0 | 0 | 0 | 0 | 0.85 | 0 | 0 | 0 | 0 | 0 | True |  | Non Federally-Regulated | 07/03/2018 |  | 08/10/2018
USAI Lighting | USAI Lighting | B3SDF-14X1-35KH-45-S-WH-NCIC-UNV-D6B | Light Emitting Diode | Inseparable Luminaire | Direct Wired | 0-10 VDC Controls | 74 | 3500 | 0.001 | 91 | 52 | 433 | 0.96 | Ambient | 50000 |  |  | 99999 | 0.01 | 13 | 4 | 0.01 | 0.01 | 0 | 0 | 0 | 0 | 0.09 | 0.02 | 0 | 0 | 0 | 0 | 0.85 | 0 | 0 | 0 | 0 | 0 | True |  | Non Federally-Regulated | 07/03/2018 |  | 08/10/2018
USAI Lighting | USAI Lighting | B3SDF-14X1-35KH-65-S-WH-NCIC-UNV-D6B | Light Emitting Diode | Inseparable Luminaire | Direct Wired | 0-10 VDC Controls | 60 | 3500 | 0.001 | 91 | 52 | 433 | 0.96 | Ambient | 50000 |  |  | 99999 | 0.01 | 13 | 4 | 0.01 | 0.01 | 0 | 0 | 0 | 0 | 0.09 | 0.02 | 0 | 0 | 0 | 0 | 0.85 | 0 | 0 | 0 | 0 | 0 | True |  | Non Federally-Regulated | 07/03/2018 |  | 08/10/2018
USAI Lighting | USAI Lighting | B3SDF-14X1-40KH-25-S-WH-NCIC-UNV-D6B | Light Emitting Diode | Inseparable Luminaire | Direct Wired | 0-10 VDC Controls | 75 | 4000 | 0.001 | 91 | 52 | 433 | 0.96 | Ambient | 50000 |  |  | 99999 | 0.01 | 13 | 4 | 0.01 | 0.01 | 0 | 0 | 0 | 0 | 0.09 | 0.02 | 0 | 0 | 0 | 0 | 0.85 | 0 | 0 | 0 | 0 | 0 | True |  | Non Federally-Regulated | 07/03/2018 |  | 08/10/2018
USAI Lighting | USAI Lighting | B3SDF-14X1-40KH-45-S-WH-NCIC-UNV-D6B | Light Emitting Diode | Inseparable Luminaire | Direct Wired | 0-10 VDC Controls | 79 | 4000 | 0.001 | 91 | 52 | 433 | 0.96 | Ambient | 50000 |  |  | 99999 | 0.01 | 13 | 4 | 0.01 | 0.01 | 0 | 0 | 0 | 0 | 0.09 | 0.02 | 0 | 0 | 0 | 0 | 0.85 | 0 | 0 | 0 | 0 | 0 | True |  | Non Federally-Regulated | 07/03/2018 |  | 08/10/2018
USAI Lighting | USAI Lighting | B3SDF-14X1-40KH-65-S-WH-NCIC-UNV-D6B | Light Emitting Diode | Inseparable Luminaire | Direct Wired | 0-10 VDC Controls | 65 | 4000 | 0.001 | 91 | 52 | 433 | 0.96 | Ambient | 50000 |  |  | 99999 | 0.01 | 13 | 4 | 0.01 | 0.01 | 0 | 0 | 0 | 0 | 0.09 | 0.02 | 0 | 0 | 0 | 0 | 0.85 | 0 | 0 | 0 | 0 | 0 | True |  | Non Federally-Regulated | 07/03/2018 |  | 08/10/2018
USAI Lighting | USAI Lighting | B3SDF-14X1-27KH-25-S-GR-NCIC-UNV-D6B | Light Emitting Diode | Inseparable Luminaire | Direct Wired | 0-10 VDC Controls | 65 | 2700 | 0.001 | 91 | 52 | 433 | 0.96 | Ambient | 50000 |  |  | 99999 | 0.01 | 13 | 4 | 0.01 | 0.01 | 0 | 0 | 0 | 0 | 0.09 | 0.02 | 0 | 0 | 0 | 0 | 0.85 | 0 | 0 | 0 | 0 | 0 | True |  | Non Federally-Regulated | 07/03/2018 |  | 08/10/2018
USAI Lighting | USAI Lighting | B3SDF-14X1-27KH-45-S-GR-NCIC-UNV-D6B | Light Emitting Diode | Inseparable Luminaire | Direct Wired | 0-10 VDC Controls | 68 | 2700 | 0.001 | 91 | 52 | 433 | 0.96 | Ambient | 50000 |  |  | 99999 | 0.01 | 13 | 4 | 0.01 | 0.01 | 0 | 0 | 0 | 0 | 0.09 | 0.02 | 0 | 0 | 0 | 0 | 0.85 | 0 | 0 | 0 | 0 | 0 | True |  | Non Federally-Regulated | 07/03/2018 |  | 08/10/2018
USAI Lighting | USAI Lighting | B3SDF-14X1-27KH-65-S-GR-NCIC-UNV-D6B | Light Emitting Diode | Inseparable Luminaire | Direct Wired | 0-10 VDC Controls | 55 | 2700 | 0.001 | 91 | 52 | 433 | 0.96 | Ambient | 50000 |  |  | 99999 | 0.01 | 13 | 4 | 0.01 | 0.01 | 0 | 0 | 0 | 0 | 0.09 | 0.02 | 0 | 0 | 0 | 0 | 0.85 | 0 | 0 | 0 | 0 | 0 | True |  | Non Federally-Regulated | 07/03/2018 |  | 08/10/2018
USAI Lighting | USAI Lighting | B3SDF-14X1-30KH-25-S-GR-NCIC-UNV-D6B | Light Emitting Diode | Inseparable Luminaire | Direct Wired | 0-10 VDC Controls | 65 | 3000 | 0.001 | 91 | 52 | 433 | 0.96 | Ambient | 50000 |  |  | 99999 | 0.01 | 13 | 4 | 0.01 | 0.01 | 0 | 0 | 0 | 0 | 0.09 | 0.02 | 0 | 0 | 0 | 0 | 0.85 | 0 | 0 | 0 | 0 | 0 | True |  | Non Federally-Regulated | 07/03/2018 |  | 08/10/2018
USAI Lighting | USAI Lighting | B3SDF-14X1-30KH-45-S-GR-NCIC-UNV-D6B | Light Emitting Diode | Inseparable Luminaire | Direct Wired | 0-10 VDC Controls | 68 | 3000 | 0.001 | 91 | 52 | 433 | 0.96 | Ambient | 50000 |  |  | 99999 | 0.01 | 13 | 4 | 0.01 | 0.01 | 0 | 0 | 0 | 0 | 0.09 | 0.02 | 0 | 0 | 0 | 0 | 0.85 | 0 | 0 | 0 | 0 | 0 | True |  | Non Federally-Regulated | 07/03/2018 |  | 08/10/2018
USAI Lighting | USAI Lighting | B3SDF-14X1-30KH-65-S-GR-NCIC-UNV-D6B | Light Emitting Diode | Inseparable Luminaire | Direct Wired | 0-10 VDC Controls | 55 | 3000 | 0.001 | 91 | 52 | 433 | 0.96 | Ambient | 50000 |  |  | 99999 | 0.01 | 13 | 4 | 0.01 | 0.01 | 0 | 0 | 0 | 0 | 0.09 | 0.02 | 0 | 0 | 0 | 0 | 0.85 | 0 | 0 | 0 | 0 | 0 | True |  | Non Federally-Regulated | 07/03/2018 |  | 08/10/2018
USAI Lighting | USAI Lighting | B3SDF-14X1-35KH-25-S-GR-NCIC-UNV-D6B | Light Emitting Diode | Inseparable Luminaire | Direct Wired | 0-10 VDC Controls | 70 | 3500 | 0.001 | 91 | 52 | 433 | 0.96 | Ambient | 50000 |  |  | 99999 | 0.01 | 13 | 4 | 0.01 | 0.01 | 0 | 0 | 0 | 0 | 0.09 | 0.02 | 0 | 0 | 0 | 0 | 0.85 | 0 | 0 | 0 | 0 | 0 | True |  | Non Federally-Regulated | 07/03/2018 |  | 08/10/2018
USAI Lighting | USAI Lighting | B3SDF-14X1-35KH-45-S-GR-NCIC-UNV-D6B | Light Emitting Diode | Inseparable Luminaire | Direct Wired | 0-10 VDC Controls | 74 | 3500 | 0.001 | 91 | 52 | 433 | 0.96 | Ambient | 50000 |  |  | 99999 | 0.01 | 13 | 4 | 0.01 | 0.01 | 0 | 0 | 0 | 0 | 0.09 | 0.02 | 0 | 0 | 0 | 0 | 0.85 | 0 | 0 | 0 | 0 | 0 | True |  | Non Federally-Regulated | 07/03/2018 |  | 08/10/2018
USAI Lighting | USAI Lighting | B3SDF-14X1-35KH-65-S-GR-NCIC-UNV-D6B | Light Emitting Diode | Inseparable Luminaire | Direct Wired | 0-10 VDC Controls | 60 | 3500 | 0.001 | 91 | 52 | 433 | 0.96 | Ambient | 50000 |  |  | 99999 | 0.01 | 13 | 4 | 0.01 | 0.01 | 0 | 0 | 0 | 0 | 0.09 | 0.02 | 0 | 0 | 0 | 0 | 0.85 | 0 | 0 | 0 | 0 | 0 | True |  | Non Federally-Regulated | 07/03/2018 |  | 08/10/2018
USAI Lighting | USAI Lighting | B3SDF-14X1-40KH-25-S-GR-NCIC-UNV-D6B | Light Emitting Diode | Inseparable Luminaire | Direct Wired | 0-10 VDC Controls | 75 | 4000 | 0.001 | 91 | 52 | 433 | 0.96 | Ambient | 50000 |  |  | 99999 | 0.01 | 13 | 4 | 0.01 | 0.01 | 0 | 0 | 0 | 0 | 0.09 | 0.02 | 0 | 0 | 0 | 0 | 0.85 | 0 | 0 | 0 | 0 | 0 | True |  | Non Federally-Regulated | 07/03/2018 |  | 08/10/2018
USAI Lighting | USAI Lighting | B3SDF-14X1-40KH-45-S-GR-NCIC-UNV-D6B | Light Emitting Diode | Inseparable Luminaire | Direct Wired | 0-10 VDC Controls | 79 | 4000 | 0.001 | 91 | 52 | 433 | 0.96 | Ambient | 50000 |  |  | 99999 | 0.01 | 13 | 4 | 0.01 | 0.01 | 0 | 0 | 0 | 0 | 0.09 | 0.02 | 0 | 0 | 0 | 0 | 0.85 | 0 | 0 | 0 | 0 | 0 | True |  | Non Federally-Regulated | 07/03/2018 |  | 08/10/2018
USAI Lighting | USAI Lighting | B3SDF-14X1-40KH-65-S-GR-NCIC-UNV-D6B | Light Emitting Diode | Inseparable Luminaire | Direct Wired | 0-10 VDC Controls | 65 | 4000 | 0.001 | 91 | 52 | 433 | 0.96 | Ambient | 50000 |  |  | 99999 | 0.01 | 13 | 4 | 0.01 | 0.01 | 0 | 0 | 0 | 0 | 0.09 | 0.02 | 0 | 0 | 0 | 0 | 0.85 | 0 | 0 | 0 | 0 | 0 | True |  | Non Federally-Regulated | 07/03/2018 |  | 08/10/2018
USAI Lighting | USAI Lighting | B3SDF-14X1-27KH-25-S-BL-NCIC-UNV-D6B | Light Emitting Diode | Inseparable Luminaire | Direct Wired | 0-10 VDC Controls | 65 | 2700 | 0.001 | 91 | 52 | 433 | 0.96 | Ambient | 50000 |  |  | 99999 | 0.01 | 13 | 4 | 0.01 | 0.01 | 0 | 0 | 0 | 0 | 0.09 | 0.02 | 0 | 0 | 0 | 0 | 0.85 | 0 | 0 | 0 | 0 | 0 | True |  | Non Federally-Regulated | 07/03/2018 |  | 08/10/2018
USAI Lighting | USAI Lighting | B3SDF-14X1-27KH-45-S-BL-NCIC-UNV-D6B | Light Emitting Diode | Inseparable Luminaire | Direct Wired | 0-10 VDC Controls | 68 | 2700 | 0.001 | 91 | 52 | 433 | 0.96 | Ambient | 50000 |  |  | 99999 | 0.01 | 13 | 4 | 0.01 | 0.01 | 0 | 0 | 0 | 0 | 0.09 | 0.02 | 0 | 0 | 0 | 0 | 0.85 | 0 | 0 | 0 | 0 | 0 | True |  | Non Federally-Regulated | 07/03/2018 |  | 08/10/2018
USAI Lighting | USAI Lighting | B3SDF-14X1-27KH-65-S-BL-NCIC-UNV-D6B | Light Emitting Diode | Inseparable Luminaire | Direct Wired | 0-10 VDC Controls | 55 | 2700 | 0.001 | 91 | 52 | 433 | 0.96 | Ambient | 50000 |  |  | 99999 | 0.01 | 13 | 4 | 0.01 | 0.01 | 0 | 0 | 0 | 0 | 0.09 | 0.02 | 0 | 0 | 0 | 0 | 0.85 | 0 | 0 | 0 | 0 | 0 | True |  | Non Federally-Regulated | 07/03/2018 |  | 08/10/2018
USAI Lighting | USAI Lighting | B3SDF-14X1-30KH-25-S-BL-NCIC-UNV-D6B | Light Emitting Diode | Inseparable Luminaire | Direct Wired | 0-10 VDC Controls | 65 | 3000 | 0.001 | 91 | 52 | 433 | 0.96 | Ambient | 50000 |  |  | 99999 | 0.01 | 13 | 4 | 0.01 | 0.01 | 0 | 0 | 0 | 0 | 0.09 | 0.02 | 0 | 0 | 0 | 0 | 0.85 | 0 | 0 | 0 | 0 | 0 | True |  | Non Federally-Regulated | 07/03/2018 |  | 08/10/2018
USAI Lighting | USAI Lighting | B3SDF-14X1-30KH-45-S-BL-NCIC-UNV-D6B | Light Emitting Diode | Inseparable Luminaire | Direct Wired | 0-10 VDC Controls | 68 | 3000 | 0.001 | 91 | 52 | 433 | 0.96 | Ambient | 50000 |  |  | 99999 | 0.01 | 13 | 4 | 0.01 | 0.01 | 0 | 0 | 0 | 0 | 0.09 | 0.02 | 0 | 0 | 0 | 0 | 0.85 | 0 | 0 | 0 | 0 | 0 | True |  | Non Federally-Regulated | 07/03/2018 |  | 08/10/2018
USAI Lighting | USAI Lighting | B3SDF-14X1-30KH-65-S-BL-NCIC-UNV-D6B | Light Emitting Diode | Inseparable Luminaire | Direct Wired | 0-10 VDC Controls | 55 | 3000 | 0.001 | 91 | 52 | 433 | 0.96 | Ambient | 50000 |  |  | 99999 | 0.01 | 13 | 4 | 0.01 | 0.01 | 0 | 0 | 0 | 0 | 0.09 | 0.02 | 0 | 0 | 0 | 0 | 0.85 | 0 | 0 | 0 | 0 | 0 | True |  | Non Federally-Regulated | 07/03/2018 |  | 08/10/2018
USAI Lighting | USAI Lighting | B3SDF-14X1-35KH-25-S-BL-NCIC-UNV-D6B | Light Emitting Diode | Inseparable Luminaire | Direct Wired | 0-10 VDC Controls | 70 | 3500 | 0.001 | 91 | 52 | 433 | 0.96 | Ambient | 50000 |  |  | 99999 | 0.01 | 13 | 4 | 0.01 | 0.01 | 0 | 0 | 0 | 0 | 0.09 | 0.02 | 0 | 0 | 0 | 0 | 0.85 | 0 | 0 | 0 | 0 | 0 | True |  | Non Federally-Regulated | 07/03/2018 |  | 08/10/2018
USAI Lighting | USAI Lighting | B3SDF-14X1-35KH-45-S-BL-NCIC-UNV-D6B | Light Emitting Diode | Inseparable Luminaire | Direct Wired | 0-10 VDC Controls | 74 | 3500 | 0.001 | 91 | 52 | 433 | 0.96 | Ambient | 50000 |  |  | 99999 | 0.01 | 13 | 4 | 0.01 | 0.01 | 0 | 0 | 0 | 0 | 0.09 | 0.02 | 0 | 0 | 0 | 0 | 0.85 | 0 | 0 | 0 | 0 | 0 | True |  | Non Federally-Regulated | 07/03/2018 |  | 08/10/2018
USAI Lighting | USAI Lighting | B3SDF-14X1-35KH-65-S-BL-NCIC-UNV-D6B | Light Emitting Diode | Inseparable Luminaire | Direct Wired | 0-10 VDC Controls | 60 | 3500 | 0.001 | 91 | 52 | 433 | 0.96 | Ambient | 50000 |  |  | 99999 | 0.01 | 13 | 4 | 0.01 | 0.01 | 0 | 0 | 0 | 0 | 0.09 | 0.02 | 0 | 0 | 0 | 0 | 0.85 | 0 | 0 | 0 | 0 | 0 | True |  | Non Federally-Regulated | 07/03/2018 |  | 08/10/2018
USAI Lighting | USAI Lighting | B3SDF-14X1-40KH-25-S-BL-NCIC-UNV-D6B | Light Emitting Diode | Inseparable Luminaire | Direct Wired | 0-10 VDC Controls | 75 | 4000 | 0.001 | 91 | 52 | 433 | 0.96 | Ambient | 50000 |  |  | 99999 | 0.01 | 13 | 4 | 0.01 | 0.01 | 0 | 0 | 0 | 0 | 0.09 | 0.02 | 0 | 0 | 0 | 0 | 0.85 | 0 | 0 | 0 | 0 | 0 | True |  | Non Federally-Regulated | 07/03/2018 |  | 08/10/2018
USAI Lighting | USAI Lighting | B3SDF-14X1-40KH-45-S-BL-NCIC-UNV-D6B | Light Emitting Diode | Inseparable Luminaire | Direct Wired | 0-10 VDC Controls | 79 | 4000 | 0.001 | 91 | 52 | 433 | 0.96 | Ambient | 50000 |  |  | 99999 | 0.01 | 13 | 4 | 0.01 | 0.01 | 0 | 0 | 0 | 0 | 0.09 | 0.02 | 0 | 0 | 0 | 0 | 0.85 | 0 | 0 | 0 | 0 | 0 | True |  | Non Federally-Regulated | 07/03/2018 |  | 08/10/2018
USAI Lighting | USAI Lighting | B3SDF-14X1-40KH-65-S-BL-NCIC-UNV-D6B | Light Emitting Diode | Inseparable Luminaire | Direct Wired | 0-10 VDC Controls | 65 | 4000 | 0.001 | 91 | 52 | 433 | 0.96 | Ambient | 50000 |  |  | 99999 | 0.01 | 13 | 4 | 0.01 | 0.01 | 0 | 0 | 0 | 0 | 0.09 | 0.02 | 0 | 0 | 0 | 0 | 0.85 | 0 | 0 | 0 | 0 | 0 | True |  | Non Federally-Regulated | 07/03/2018 |  | 08/10/2018
USAI Lighting | USAI Lighting | B3SDF-14X1-27KH-25-S-BZ-NCIC-UNV-D6B | Light Emitting Diode | Inseparable Luminaire | Direct Wired | 0-10 VDC Controls | 65 | 2700 | 0.001 | 91 | 52 | 433 | 0.96 | Ambient | 50000 |  |  | 99999 | 0.01 | 13 | 4 | 0.01 | 0.01 | 0 | 0 | 0 | 0 | 0.09 | 0.02 | 0 | 0 | 0 | 0 | 0.85 | 0 | 0 | 0 | 0 | 0 | True |  | Non Federally-Regulated | 07/03/2018 |  | 08/10/2018
USAI Lighting | USAI Lighting | B3SDF-14X1-27KH-45-S-BZ-NCIC-UNV-D6B | Light Emitting Diode | Inseparable Luminaire | Direct Wired | 0-10 VDC Controls | 68 | 2700 | 0.001 | 91 | 52 | 433 | 0.96 | Ambient | 50000 |  |  | 99999 | 0.01 | 13 | 4 | 0.01 | 0.01 | 0 | 0 | 0 | 0 | 0.09 | 0.02 | 0 | 0 | 0 | 0 | 0.85 | 0 | 0 | 0 | 0 | 0 | True |  | Non Federally-Regulated | 07/03/2018 |  | 08/10/2018
USAI Lighting | USAI Lighting | B3SDF-14X1-27KH-65-S-BZ-NCIC-UNV-D6B | Light Emitting Diode | Inseparable Luminaire | Direct Wired | 0-10 VDC Controls | 55 | 2700 | 0.001 | 91 | 52 | 433 | 0.96 | Ambient | 50000 |  |  | 99999 | 0.01 | 13 | 4 | 0.01 | 0.01 | 0 | 0 | 0 | 0 | 0.09 | 0.02 | 0 | 0 | 0 | 0 | 0.85 | 0 | 0 | 0 | 0 | 0 | True |  | Non Federally-Regulated | 07/03/2018 |  | 08/10/2018
USAI Lighting | USAI Lighting | B3SDF-14X1-30KH-25-S-BZ-NCIC-UNV-D6B | Light Emitting Diode | Inseparable Luminaire | Direct Wired | 0-10 VDC Controls | 65 | 3000 | 0.001 | 91 | 52 | 433 | 0.96 | Ambient | 50000 |  |  | 99999 | 0.01 | 13 | 4 | 0.01 | 0.01 | 0 | 0 | 0 | 0 | 0.09 | 0.02 | 0 | 0 | 0 | 0 | 0.85 | 0 | 0 | 0 | 0 | 0 | True |  | Non Federally-Regulated | 07/03/2018 |  | 08/10/2018
USAI Lighting | USAI Lighting | B3SDF-14X1-30KH-45-S-BZ-NCIC-UNV-D6B | Light Emitting Diode | Inseparable Luminaire | Direct Wired | 0-10 VDC Controls | 68 | 3000 | 0.001 | 91 | 52 | 433 | 0.96 | Ambient | 50000 |  |  | 99999 | 0.01 | 13 | 4 | 0.01 | 0.01 | 0 | 0 | 0 | 0 | 0.09 | 0.02 | 0 | 0 | 0 | 0 | 0.85 | 0 | 0 | 0 | 0 | 0 | True |  | Non Federally-Regulated | 07/03/2018 |  | 08/10/2018
USAI Lighting | USAI Lighting | B3SDF-14X1-30KH-65-S-BZ-NCIC-UNV-D6B | Light Emitting Diode | Inseparable Luminaire | Direct Wired | 0-10 VDC Controls | 55 | 3000 | 0.001 | 91 | 52 | 433 | 0.96 | Ambient | 50000 |  |  | 99999 | 0.01 | 13 | 4 | 0.01 | 0.01 | 0 | 0 | 0 | 0 | 0.09 | 0.02 | 0 | 0 | 0 | 0 | 0.85 | 0 | 0 | 0 | 0 | 0 | True |  | Non Federally-Regulated | 07/03/2018 |  | 08/10/2018
USAI Lighting | USAI Lighting | B3SDF-14X1-35KH-25-S-BZ-NCIC-UNV-D6B | Light Emitting Diode | Inseparable Luminaire | Direct Wired | 0-10 VDC Controls | 70 | 3500 | 0.001 | 91 | 52 | 433 | 0.96 | Ambient | 50000 |  |  | 99999 | 0.01 | 13 | 4 | 0.01 | 0.01 | 0 | 0 | 0 | 0 | 0.09 | 0.02 | 0 | 0 | 0 | 0 | 0.85 | 0 | 0 | 0 | 0 | 0 | True |  | Non Federally-Regulated | 07/03/2018 |  | 08/10/2018
USAI Lighting | USAI Lighting | B3SDF-14X1-35KH-45-S-BZ-NCIC-UNV-D6B | Light Emitting Diode | Inseparable Luminaire | Direct Wired | 0-10 VDC Controls | 74 | 3500 | 0.001 | 91 | 52 | 433 | 0.96 | Ambient | 50000 |  |  | 99999 | 0.01 | 13 | 4 | 0.01 | 0.01 | 0 | 0 | 0 | 0 | 0.09 | 0.02 | 0 | 0 | 0 | 0 | 0.85 | 0 | 0 | 0 | 0 | 0 | True |  | Non Federally-Regulated | 07/03/2018 |  | 08/10/2018
USAI Lighting | USAI Lighting | B3SDF-14X1-35KH-65-S-BZ-NCIC-UNV-D6B | Light Emitting Diode | Inseparable Luminaire | Direct Wired | 0-10 VDC Controls | 60 | 3500 | 0.001 | 91 | 52 | 433 | 0.96 | Ambient | 50000 |  |  | 99999 | 0.01 | 13 | 4 | 0.01 | 0.01 | 0 | 0 | 0 | 0 | 0.09 | 0.02 | 0 | 0 | 0 | 0 | 0.85 | 0 | 0 | 0 | 0 | 0 | True |  | Non Federally-Regulated | 07/03/2018 |  | 08/10/2018
USAI Lighting | USAI Lighting | B3SDF-14X1-40KH-25-S-BZ-NCIC-UNV-D6B | Light Emitting Diode | Inseparable Luminaire | Direct Wired | 0-10 VDC Controls | 75 | 4000 | 0.001 | 91 | 52 | 433 | 0.96 | Ambient | 50000 |  |  | 99999 | 0.01 | 13 | 4 | 0.01 | 0.01 | 0 | 0 | 0 | 0 | 0.09 | 0.02 | 0 | 0 | 0 | 0 | 0.85 | 0 | 0 | 0 | 0 | 0 | True |  | Non Federally-Regulated | 07/03/2018 |  | 08/10/2018
USAI Lighting | USAI Lighting | B3SDF-14X1-40KH-45-S-BZ-NCIC-UNV-D6B | Light Emitting Diode | Inseparable Luminaire | Direct Wired | 0-10 VDC Controls | 79 | 4000 | 0.001 | 91 | 52 | 433 | 0.96 | Ambient | 50000 |  |  | 99999 | 0.01 | 13 | 4 | 0.01 | 0.01 | 0 | 0 | 0 | 0 | 0.09 | 0.02 | 0 | 0 | 0 | 0 | 0.85 | 0 | 0 | 0 | 0 | 0 | True |  | Non Federally-Regulated | 07/03/2018 |  | 08/10/2018
USAI Lighting | USAI Lighting | B3SDF-14X1-40KH-65-S-BZ-NCIC-UNV-D6B | Light Emitting Diode | Inseparable Luminaire | Direct Wired | 0-10 VDC Controls | 65 | 4000 | 0.001 | 91 | 52 | 433 | 0.96 | Ambient | 50000 |  |  | 99999 | 0.01 | 13 | 4 | 0.01 | 0.01 | 0 | 0 | 0 | 0 | 0.09 | 0.02 | 0 | 0 | 0 | 0 | 0.85 | 0 | 0 | 0 | 0 | 0 | True |  | Non Federally-Regulated | 07/03/2018 |  | 08/10/2018
USAI Lighting | USAI Lighting | B3SDL-14X1-27KH-25-S-WH-NCIC-UNV-D6E | Light Emitting Diode | Inseparable Luminaire | Direct Wired | 0-10 VDC Controls | 65 | 2700 | 0.001 | 91 | 52 | 433 | 0.96 | Ambient | 50000 |  |  | 99999 | 0.01 | 13 | 4 | 0.01 | 0.01 | 0 | 0 | 0 | 0 | 0.09 | 0.02 | 0 | 0 | 0 | 0 | 0.85 | 0 | 0 | 0 | 0 | 0 | True |  | Non Federally-Regulated | 07/03/2018 |  | 08/10/2018
USAI Lighting | USAI Lighting | B3SDL-14X1-27KH-45-S-WH-NCIC-UNV-D6E | Light Emitting Diode | Inseparable Luminaire | Direct Wired | 0-10 VDC Controls | 68 | 2700 | 0.001 | 91 | 52 | 433 | 0.96 | Ambient | 50000 |  |  | 99999 | 0.01 | 13 | 4 | 0.01 | 0.01 | 0 | 0 | 0 | 0 | 0.09 | 0.02 | 0 | 0 | 0 | 0 | 0.85 | 0 | 0 | 0 | 0 | 0 | True |  | Non Federally-Regulated | 07/03/2018 |  | 08/10/2018
USAI Lighting | USAI Lighting | B3SDL-14X1-27KH-65-S-WH-NCIC-UNV-D6E | Light Emitting Diode | Inseparable Luminaire | Direct Wired | 0-10 VDC Controls | 55 | 2700 | 0.001 | 91 | 52 | 433 | 0.96 | Ambient | 50000 |  |  | 99999 | 0.01 | 13 | 4 | 0.01 | 0.01 | 0 | 0 | 0 | 0 | 0.09 | 0.02 | 0 | 0 | 0 | 0 | 0.85 | 0 | 0 | 0 | 0 | 0 | True |  | Non Federally-Regulated | 07/03/2018 |  | 08/10/2018
USAI Lighting | USAI Lighting | B3SDL-14X1-30KH-25-S-WH-NCIC-UNV-D6E | Light Emitting Diode | Inseparable Luminaire | Direct Wired | 0-10 VDC Controls | 65 | 3000 | 0.001 | 91 | 52 | 433 | 0.96 | Ambient | 50000 |  |  | 99999 | 0.01 | 13 | 4 | 0.01 | 0.01 | 0 | 0 | 0 | 0 | 0.09 | 0.02 | 0 | 0 | 0 | 0 | 0.85 | 0 | 0 | 0 | 0 | 0 | True |  | Non Federally-Regulated | 07/03/2018 |  | 08/10/2018
USAI Lighting | USAI Lighting | B3SDL-14X1-30KH-45-S-WH-NCIC-UNV-D6E | Light Emitting Diode | Inseparable Luminaire | Direct Wired | 0-10 VDC Controls | 68 | 3000 | 0.001 | 91 | 52 | 433 | 0.96 | Ambient | 50000 |  |  | 99999 | 0.01 | 13 | 4 | 0.01 | 0.01 | 0 | 0 | 0 | 0 | 0.09 | 0.02 | 0 | 0 | 0 | 0 | 0.85 | 0 | 0 | 0 | 0 | 0 | True |  | Non Federally-Regulated | 07/03/2018 |  | 08/10/2018
USAI Lighting | USAI Lighting | B3SDL-14X1-30KH-65-S-WH-NCIC-UNV-D6E | Light Emitting Diode | Inseparable Luminaire | Direct Wired | 0-10 VDC Controls | 55 | 3000 | 0.001 | 91 | 52 | 433 | 0.96 | Ambient | 50000 |  |  | 99999 | 0.01 | 13 | 4 | 0.01 | 0.01 | 0 | 0 | 0 | 0 | 0.09 | 0.02 | 0 | 0 | 0 | 0 | 0.85 | 0 | 0 | 0 | 0 | 0 | True |  | Non Federally-Regulated | 07/03/2018 |  | 08/10/2018
USAI Lighting | USAI Lighting | B3SDL-14X1-35KH-25-S-WH-NCIC-UNV-D6E | Light Emitting Diode | Inseparable Luminaire | Direct Wired | 0-10 VDC Controls | 70 | 3500 | 0.001 | 91 | 52 | 433 | 0.96 | Ambient | 50000 |  |  | 99999 | 0.01 | 13 | 4 | 0.01 | 0.01 | 0 | 0 | 0 | 0 | 0.09 | 0.02 | 0 | 0 | 0 | 0 | 0.85 | 0 | 0 | 0 | 0 | 0 | True |  | Non Federally-Regulated | 07/03/2018 |  | 08/10/2018
USAI Lighting | USAI Lighting | B3SDL-14X1-35KH-45-S-WH-NCIC-UNV-D6E | Light Emitting Diode | Inseparable Luminaire | Direct Wired | 0-10 VDC Controls | 74 | 3500 | 0.001 | 91 | 52 | 433 | 0.96 | Ambient | 50000 |  |  | 99999 | 0.01 | 13 | 4 | 0.01 | 0.01 | 0 | 0 | 0 | 0 | 0.09 | 0.02 | 0 | 0 | 0 | 0 | 0.85 | 0 | 0 | 0 | 0 | 0 | True |  | Non Federally-Regulated | 07/03/2018 |  | 08/10/2018
USAI Lighting | USAI Lighting | B3SDL-14X1-35KH-65-S-WH-NCIC-UNV-D6E | Light Emitting Diode | Inseparable Luminaire | Direct Wired | 0-10 VDC Controls | 60 | 3500 | 0.001 | 91 | 52 | 433 | 0.96 | Ambient | 50000 |  |  | 99999 | 0.01 | 13 | 4 | 0.01 | 0.01 | 0 | 0 | 0 | 0 | 0.09 | 0.02 | 0 | 0 | 0 | 0 | 0.85 | 0 | 0 | 0 | 0 | 0 | True |  | Non Federally-Regulated | 07/03/2018 |  | 08/10/2018
USAI Lighting | USAI Lighting | B3SDL-14X1-40KH-25-S-WH-NCIC-UNV-D6E | Light Emitting Diode | Inseparable Luminaire | Direct Wired | 0-10 VDC Controls | 75 | 4000 | 0.001 | 91 | 52 | 433 | 0.96 | Ambient | 50000 |  |  | 99999 | 0.01 | 13 | 4 | 0.01 | 0.01 | 0 | 0 | 0 | 0 | 0.09 | 0.02 | 0 | 0 | 0 | 0 | 0.85 | 0 | 0 | 0 | 0 | 0 | True |  | Non Federally-Regulated | 07/03/2018 |  | 08/10/2018
USAI Lighting | USAI Lighting | B3SDL-14X1-40KH-45-S-WH-NCIC-UNV-D6E | Light Emitting Diode | Inseparable Luminaire | Direct Wired | 0-10 VDC Controls | 79 | 4000 | 0.001 | 91 | 52 | 433 | 0.96 | Ambient | 50000 |  |  | 99999 | 0.01 | 13 | 4 | 0.01 | 0.01 | 0 | 0 | 0 | 0 | 0.09 | 0.02 | 0 | 0 | 0 | 0 | 0.85 | 0 | 0 | 0 | 0 | 0 | True |  | Non Federally-Regulated | 07/03/2018 |  | 08/10/2018
USAI Lighting | USAI Lighting | B3SDL-14X1-40KH-65-S-WH-NCIC-UNV-D6E | Light Emitting Diode | Inseparable Luminaire | Direct Wired | 0-10 VDC Controls | 65 | 4000 | 0.001 | 91 | 52 | 433 | 0.96 | Ambient | 50000 |  |  | 99999 | 0.01 | 13 | 4 | 0.01 | 0.01 | 0 | 0 | 0 | 0 | 0.09 | 0.02 | 0 | 0 | 0 | 0 | 0.85 | 0 | 0 | 0 | 0 | 0 | True |  | Non Federally-Regulated | 07/03/2018 |  | 08/10/2018
USAI Lighting | USAI Lighting | B3SDL-14X1-27KH-25-S-GR-NCIC-UNV-D6E | Light Emitting Diode | Inseparable Luminaire | Direct Wired | 0-10 VDC Controls | 65 | 2700 | 0.001 | 91 | 52 | 433 | 0.96 | Ambient | 50000 |  |  | 99999 | 0.01 | 13 | 4 | 0.01 | 0.01 | 0 | 0 | 0 | 0 | 0.09 | 0.02 | 0 | 0 | 0 | 0 | 0.85 | 0 | 0 | 0 | 0 | 0 | True |  | Non Federally-Regulated | 07/03/2018 |  | 08/10/2018
USAI Lighting | USAI Lighting | B3SDL-14X1-27KH-45-S-GR-NCIC-UNV-D6E | Light Emitting Diode | Inseparable Luminaire | Direct Wired | 0-10 VDC Controls | 68 | 2700 | 0.001 | 91 | 52 | 433 | 0.96 | Ambient | 50000 |  |  | 99999 | 0.01 | 13 | 4 | 0.01 | 0.01 | 0 | 0 | 0 | 0 | 0.09 | 0.02 | 0 | 0 | 0 | 0 | 0.85 | 0 | 0 | 0 | 0 | 0 | True |  | Non Federally-Regulated | 07/03/2018 |  | 08/10/2018
USAI Lighting | USAI Lighting | B3SDL-14X1-27KH-65-S-GR-NCIC-UNV-D6E | Light Emitting Diode | Inseparable Luminaire | Direct Wired | 0-10 VDC Controls | 55 | 2700 | 0.001 | 91 | 52 | 433 | 0.96 | Ambient | 50000 |  |  | 99999 | 0.01 | 13 | 4 | 0.01 | 0.01 | 0 | 0 | 0 | 0 | 0.09 | 0.02 | 0 | 0 | 0 | 0 | 0.85 | 0 | 0 | 0 | 0 | 0 | True |  | Non Federally-Regulated | 07/03/2018 |  | 08/10/2018
USAI Lighting | USAI Lighting | B3SDL-14X1-30KH-25-S-GR-NCIC-UNV-D6E | Light Emitting Diode | Inseparable Luminaire | Direct Wired | 0-10 VDC Controls | 65 | 3000 | 0.001 | 91 | 52 | 433 | 0.96 | Ambient | 50000 |  |  | 99999 | 0.01 | 13 | 4 | 0.01 | 0.01 | 0 | 0 | 0 | 0 | 0.09 | 0.02 | 0 | 0 | 0 | 0 | 0.85 | 0 | 0 | 0 | 0 | 0 | True |  | Non Federally-Regulated | 07/03/2018 |  | 08/10/2018
USAI Lighting | USAI Lighting | B3SDL-14X1-30KH-45-S-GR-NCIC-UNV-D6E | Light Emitting Diode | Inseparable Luminaire | Direct Wired | 0-10 VDC Controls | 68 | 3000 | 0.001 | 91 | 52 | 433 | 0.96 | Ambient | 50000 |  |  | 99999 | 0.01 | 13 | 4 | 0.01 | 0.01 | 0 | 0 | 0 | 0 | 0.09 | 0.02 | 0 | 0 | 0 | 0 | 0.85 | 0 | 0 | 0 | 0 | 0 | True |  | Non Federally-Regulated | 07/03/2018 |  | 08/10/2018
USAI Lighting | USAI Lighting | B3SDL-14X1-30KH-65-S-GR-NCIC-UNV-D6E | Light Emitting Diode | Inseparable Luminaire | Direct Wired | 0-10 VDC Controls | 55 | 3000 | 0.001 | 91 | 52 | 433 | 0.96 | Ambient | 50000 |  |  | 99999 | 0.01 | 13 | 4 | 0.01 | 0.01 | 0 | 0 | 0 | 0 | 0.09 | 0.02 | 0 | 0 | 0 | 0 | 0.85 | 0 | 0 | 0 | 0 | 0 | True |  | Non Federally-Regulated | 07/03/2018 |  | 08/10/2018
USAI Lighting | USAI Lighting | B3SDL-14X1-35KH-25-S-GR-NCIC-UNV-D6E | Light Emitting Diode | Inseparable Luminaire | Direct Wired | 0-10 VDC Controls | 70 | 3500 | 0.001 | 91 | 52 | 433 | 0.96 | Ambient | 50000 |  |  | 99999 | 0.01 | 13 | 4 | 0.01 | 0.01 | 0 | 0 | 0 | 0 | 0.09 | 0.02 | 0 | 0 | 0 | 0 | 0.85 | 0 | 0 | 0 | 0 | 0 | True |  | Non Federally-Regulated | 07/03/2018 |  | 08/10/2018
USAI Lighting | USAI Lighting | B3SDL-14X1-35KH-45-S-GR-NCIC-UNV-D6E | Light Emitting Diode | Inseparable Luminaire | Direct Wired | 0-10 VDC Controls | 74 | 3500 | 0.001 | 91 | 52 | 433 | 0.96 | Ambient | 50000 |  |  | 99999 | 0.01 | 13 | 4 | 0.01 | 0.01 | 0 | 0 | 0 | 0 | 0.09 | 0.02 | 0 | 0 | 0 | 0 | 0.85 | 0 | 0 | 0 | 0 | 0 | True |  | Non Federally-Regulated | 07/03/2018 |  | 08/10/2018
USAI Lighting | USAI Lighting | B3SDL-14X1-35KH-65-S-GR-NCIC-UNV-D6E | Light Emitting Diode | Inseparable Luminaire | Direct Wired | 0-10 VDC Controls | 60 | 3500 | 0.001 | 91 | 52 | 433 | 0.96 | Ambient | 50000 |  |  | 99999 | 0.01 | 13 | 4 | 0.01 | 0.01 | 0 | 0 | 0 | 0 | 0.09 | 0.02 | 0 | 0 | 0 | 0 | 0.85 | 0 | 0 | 0 | 0 | 0 | True |  | Non Federally-Regulated | 07/03/2018 |  | 08/10/2018
USAI Lighting | USAI Lighting | B3SDL-14X1-40KH-25-S-GR-NCIC-UNV-D6E | Light Emitting Diode | Inseparable Luminaire | Direct Wired | 0-10 VDC Controls | 75 | 4000 | 0.001 | 91 | 52 | 433 | 0.96 | Ambient | 50000 |  |  | 99999 | 0.01 | 13 | 4 | 0.01 | 0.01 | 0 | 0 | 0 | 0 | 0.09 | 0.02 | 0 | 0 | 0 | 0 | 0.85 | 0 | 0 | 0 | 0 | 0 | True |  | Non Federally-Regulated | 07/03/2018 |  | 08/10/2018
USAI Lighting | USAI Lighting | B3SDL-14X1-40KH-45-S-GR-NCIC-UNV-D6E | Light Emitting Diode | Inseparable Luminaire | Direct Wired | 0-10 VDC Controls | 79 | 4000 | 0.001 | 91 | 52 | 433 | 0.96 | Ambient | 50000 |  |  | 99999 | 0.01 | 13 | 4 | 0.01 | 0.01 | 0 | 0 | 0 | 0 | 0.09 | 0.02 | 0 | 0 | 0 | 0 | 0.85 | 0 | 0 | 0 | 0 | 0 | True |  | Non Federally-Regulated | 07/03/2018 |  | 08/10/2018
USAI Lighting | USAI Lighting | B3SDL-14X1-40KH-65-S-GR-NCIC-UNV-D6E | Light Emitting Diode | Inseparable Luminaire | Direct Wired | 0-10 VDC Controls | 65 | 4000 | 0.001 | 91 | 52 | 433 | 0.96 | Ambient | 50000 |  |  | 99999 | 0.01 | 13 | 4 | 0.01 | 0.01 | 0 | 0 | 0 | 0 | 0.09 | 0.02 | 0 | 0 | 0 | 0 | 0.85 | 0 | 0 | 0 | 0 | 0 | True |  | Non Federally-Regulated | 07/03/2018 |  | 08/10/2018
USAI Lighting | USAI Lighting | B3SDL-14X1-27KH-25-S-BL-NCIC-UNV-D6E | Light Emitting Diode | Inseparable Luminaire | Direct Wired | 0-10 VDC Controls | 65 | 2700 | 0.001 | 91 | 52 | 433 | 0.96 | Ambient | 50000 |  |  | 99999 | 0.01 | 13 | 4 | 0.01 | 0.01 | 0 | 0 | 0 | 0 | 0.09 | 0.02 | 0 | 0 | 0 | 0 | 0.85 | 0 | 0 | 0 | 0 | 0 | True |  | Non Federally-Regulated | 07/03/2018 |  | 08/10/2018
USAI Lighting | USAI Lighting | B3SDL-14X1-27KH-45-S-BL-NCIC-UNV-D6E | Light Emitting Diode | Inseparable Luminaire | Direct Wired | 0-10 VDC Controls | 68 | 2700 | 0.001 | 91 | 52 | 433 | 0.96 | Ambient | 50000 |  |  | 99999 | 0.01 | 13 | 4 | 0.01 | 0.01 | 0 | 0 | 0 | 0 | 0.09 | 0.02 | 0 | 0 | 0 | 0 | 0.85 | 0 | 0 | 0 | 0 | 0 | True |  | Non Federally-Regulated | 07/03/2018 |  | 08/10/2018
USAI Lighting | USAI Lighting | B3SDL-14X1-27KH-65-S-BL-NCIC-UNV-D6E | Light Emitting Diode | Inseparable Luminaire | Direct Wired | 0-10 VDC Controls | 55 | 2700 | 0.001 | 91 | 52 | 433 | 0.96 | Ambient | 50000 |  |  | 99999 | 0.01 | 13 | 4 | 0.01 | 0.01 | 0 | 0 | 0 | 0 | 0.09 | 0.02 | 0 | 0 | 0 | 0 | 0.85 | 0 | 0 | 0 | 0 | 0 | True |  | Non Federally-Regulated | 07/03/2018 |  | 08/10/2018
USAI Lighting | USAI Lighting | B3SDL-14X1-30KH-25-S-BL-NCIC-UNV-D6E | Light Emitting Diode | Inseparable Luminaire | Direct Wired | 0-10 VDC Controls | 65 | 3000 | 0.001 | 91 | 52 | 433 | 0.96 | Ambient | 50000 |  |  | 99999 | 0.01 | 13 | 4 | 0.01 | 0.01 | 0 | 0 | 0 | 0 | 0.09 | 0.02 | 0 | 0 | 0 | 0 | 0.85 | 0 | 0 | 0 | 0 | 0 | True |  | Non Federally-Regulated | 07/03/2018 |  | 08/10/2018
USAI Lighting | USAI Lighting | B3SDL-14X1-30KH-45-S-BL-NCIC-UNV-D6E | Light Emitting Diode | Inseparable Luminaire | Direct Wired | 0-10 VDC Controls | 68 | 3000 | 0.001 | 91 | 52 | 433 | 0.96 | Ambient | 50000 |  |  | 99999 | 0.01 | 13 | 4 | 0.01 | 0.01 | 0 | 0 | 0 | 0 | 0.09 | 0.02 | 0 | 0 | 0 | 0 | 0.85 | 0 | 0 | 0 | 0 | 0 | True |  | Non Federally-Regulated | 07/03/2018 |  | 08/10/2018
USAI Lighting | USAI Lighting | B3SDL-14X1-30KH-65-S-BL-NCIC-UNV-D6E | Light Emitting Diode | Inseparable Luminaire | Direct Wired | 0-10 VDC Controls | 55 | 3000 | 0.001 | 91 | 52 | 433 | 0.96 | Ambient | 50000 |  |  | 99999 | 0.01 | 13 | 4 | 0.01 | 0.01 | 0 | 0 | 0 | 0 | 0.09 | 0.02 | 0 | 0 | 0 | 0 | 0.85 | 0 | 0 | 0 | 0 | 0 | True |  | Non Federally-Regulated | 07/03/2018 |  | 08/10/2018
USAI Lighting | USAI Lighting | B3SDL-14X1-35KH-25-S-BL-NCIC-UNV-D6E | Light Emitting Diode | Inseparable Luminaire | Direct Wired | 0-10 VDC Controls | 70 | 3500 | 0.001 | 91 | 52 | 433 | 0.96 | Ambient | 50000 |  |  | 99999 | 0.01 | 13 | 4 | 0.01 | 0.01 | 0 | 0 | 0 | 0 | 0.09 | 0.02 | 0 | 0 | 0 | 0 | 0.85 | 0 | 0 | 0 | 0 | 0 | True |  | Non Federally-Regulated | 07/03/2018 |  | 08/10/2018
USAI Lighting | USAI Lighting | B3SDL-14X1-35KH-45-S-BL-NCIC-UNV-D6E | Light Emitting Diode | Inseparable Luminaire | Direct Wired | 0-10 VDC Controls | 74 | 3500 | 0.001 | 91 | 52 | 433 | 0.96 | Ambient | 50000 |  |  | 99999 | 0.01 | 13 | 4 | 0.01 | 0.01 | 0 | 0 | 0 | 0 | 0.09 | 0.02 | 0 | 0 | 0 | 0 | 0.85 | 0 | 0 | 0 | 0 | 0 | True |  | Non Federally-Regulated | 07/03/2018 |  | 08/10/2018
USAI Lighting | USAI Lighting | B3SDL-14X1-35KH-65-S-BL-NCIC-UNV-D6E | Light Emitting Diode | Inseparable Luminaire | Direct Wired | 0-10 VDC Controls | 60 | 3500 | 0.001 | 91 | 52 | 433 | 0.96 | Ambient | 50000 |  |  | 99999 | 0.01 | 13 | 4 | 0.01 | 0.01 | 0 | 0 | 0 | 0 | 0.09 | 0.02 | 0 | 0 | 0 | 0 | 0.85 | 0 | 0 | 0 | 0 | 0 | True |  | Non Federally-Regulated | 07/03/2018 |  | 08/10/2018
USAI Lighting | USAI Lighting | B3SDL-14X1-40KH-25-S-BL-NCIC-UNV-D6E | Light Emitting Diode | Inseparable Luminaire | Direct Wired | 0-10 VDC Controls | 75 | 4000 | 0.001 | 91 | 52 | 433 | 0.96 | Ambient | 50000 |  |  | 99999 | 0.01 | 13 | 4 | 0.01 | 0.01 | 0 | 0 | 0 | 0 | 0.09 | 0.02 | 0 | 0 | 0 | 0 | 0.85 | 0 | 0 | 0 | 0 | 0 | True |  | Non Federally-Regulated | 07/03/2018 |  | 08/10/2018
USAI Lighting | USAI Lighting | B3SDL-14X1-40KH-45-S-BL-NCIC-UNV-D6E | Light Emitting Diode | Inseparable Luminaire | Direct Wired | 0-10 VDC Controls | 79 | 4000 | 0.001 | 91 | 52 | 433 | 0.96 | Ambient | 50000 |  |  | 99999 | 0.01 | 13 | 4 | 0.01 | 0.01 | 0 | 0 | 0 | 0 | 0.09 | 0.02 | 0 | 0 | 0 | 0 | 0.85 | 0 | 0 | 0 | 0 | 0 | True |  | Non Federally-Regulated | 07/03/2018 |  | 08/10/2018
USAI Lighting | USAI Lighting | B3SDL-14X1-40KH-65-S-BL-NCIC-UNV-D6E | Light Emitting Diode | Inseparable Luminaire | Direct Wired | 0-10 VDC Controls | 65 | 4000 | 0.001 | 91 | 52 | 433 | 0.96 | Ambient | 50000 |  |  | 99999 | 0.01 | 13 | 4 | 0.01 | 0.01 | 0 | 0 | 0 | 0 | 0.09 | 0.02 | 0 | 0 | 0 | 0 | 0.85 | 0 | 0 | 0 | 0 | 0 | True |  | Non Federally-Regulated | 07/03/2018 |  | 08/10/2018
USAI Lighting | USAI Lighting | B3SDL-14X1-27KH-25-S-BZ-NCIC-UNV-D6E | Light Emitting Diode | Inseparable Luminaire | Direct Wired | 0-10 VDC Controls | 65 | 2700 | 0.001 | 91 | 52 | 433 | 0.96 | Ambient | 50000 |  |  | 99999 | 0.01 | 13 | 4 | 0.01 | 0.01 | 0 | 0 | 0 | 0 | 0.09 | 0.02 | 0 | 0 | 0 | 0 | 0.85 | 0 | 0 | 0 | 0 | 0 | True |  | Non Federally-Regulated | 07/03/2018 |  | 08/10/2018
USAI Lighting | USAI Lighting | B3SDL-14X1-27KH-45-S-BZ-NCIC-UNV-D6E | Light Emitting Diode | Inseparable Luminaire | Direct Wired | 0-10 VDC Controls | 68 | 2700 | 0.001 | 91 | 52 | 433 | 0.96 | Ambient | 50000 |  |  | 99999 | 0.01 | 13 | 4 | 0.01 | 0.01 | 0 | 0 | 0 | 0 | 0.09 | 0.02 | 0 | 0 | 0 | 0 | 0.85 | 0 | 0 | 0 | 0 | 0 | True |  | Non Federally-Regulated | 07/03/2018 |  | 08/10/2018
USAI Lighting | USAI Lighting | B3SDL-14X1-27KH-65-S-BZ-NCIC-UNV-D6E | Light Emitting Diode | Inseparable Luminaire | Direct Wired | 0-10 VDC Controls | 55 | 2700 | 0.001 | 91 | 52 | 433 | 0.96 | Ambient | 50000 |  |  | 99999 | 0.01 | 13 | 4 | 0.01 | 0.01 | 0 | 0 | 0 | 0 | 0.09 | 0.02 | 0 | 0 | 0 | 0 | 0.85 | 0 | 0 | 0 | 0 | 0 | True |  | Non Federally-Regulated | 07/03/2018 |  | 08/10/2018
USAI Lighting | USAI Lighting | B3SDL-14X1-30KH-25-S-BZ-NCIC-UNV-D6E | Light Emitting Diode | Inseparable Luminaire | Direct Wired | 0-10 VDC Controls | 65 | 3000 | 0.001 | 91 | 52 | 433 | 0.96 | Ambient | 50000 |  |  | 99999 | 0.01 | 13 | 4 | 0.01 | 0.01 | 0 | 0 | 0 | 0 | 0.09 | 0.02 | 0 | 0 | 0 | 0 | 0.85 | 0 | 0 | 0 | 0 | 0 | True |  | Non Federally-Regulated | 07/03/2018 |  | 08/10/2018
USAI Lighting | USAI Lighting | B3SDL-14X1-30KH-45-S-BZ-NCIC-UNV-D6E | Light Emitting Diode | Inseparable Luminaire | Direct Wired | 0-10 VDC Controls | 68 | 3000 | 0.001 | 91 | 52 | 433 | 0.96 | Ambient | 50000 |  |  | 99999 | 0.01 | 13 | 4 | 0.01 | 0.01 | 0 | 0 | 0 | 0 | 0.09 | 0.02 | 0 | 0 | 0 | 0 | 0.85 | 0 | 0 | 0 | 0 | 0 | True |  | Non Federally-Regulated | 07/03/2018 |  | 08/10/2018
USAI Lighting | USAI Lighting | B3SDL-14X1-30KH-65-S-BZ-NCIC-UNV-D6E | Light Emitting Diode | Inseparable Luminaire | Direct Wired | 0-10 VDC Controls | 55 | 3000 | 0.001 | 91 | 52 | 433 | 0.96 | Ambient | 50000 |  |  | 99999 | 0.01 | 13 | 4 | 0.01 | 0.01 | 0 | 0 | 0 | 0 | 0.09 | 0.02 | 0 | 0 | 0 | 0 | 0.85 | 0 | 0 | 0 | 0 | 0 | True |  | Non Federally-Regulated | 07/03/2018 |  | 08/10/2018
USAI Lighting | USAI Lighting | B3SDL-14X1-35KH-25-S-BZ-NCIC-UNV-D6E | Light Emitting Diode | Inseparable Luminaire | Direct Wired | 0-10 VDC Controls | 70 | 3500 | 0.001 | 91 | 52 | 433 | 0.96 | Ambient | 50000 |  |  | 99999 | 0.01 | 13 | 4 | 0.01 | 0.01 | 0 | 0 | 0 | 0 | 0.09 | 0.02 | 0 | 0 | 0 | 0 | 0.85 | 0 | 0 | 0 | 0 | 0 | True |  | Non Federally-Regulated | 07/03/2018 |  | 08/10/2018
USAI Lighting | USAI Lighting | B3SDL-14X1-35KH-45-S-BZ-NCIC-UNV-D6E | Light Emitting Diode | Inseparable Luminaire | Direct Wired | 0-10 VDC Controls | 74 | 3500 | 0.001 | 91 | 52 | 433 | 0.96 | Ambient | 50000 |  |  | 99999 | 0.01 | 13 | 4 | 0.01 | 0.01 | 0 | 0 | 0 | 0 | 0.09 | 0.02 | 0 | 0 | 0 | 0 | 0.85 | 0 | 0 | 0 | 0 | 0 | True |  | Non Federally-Regulated | 07/03/2018 |  | 08/10/2018
USAI Lighting | USAI Lighting | B3SDL-14X1-35KH-65-S-BZ-NCIC-UNV-D6E | Light Emitting Diode | Inseparable Luminaire | Direct Wired | 0-10 VDC Controls | 60 | 3500 | 0.001 | 91 | 52 | 433 | 0.96 | Ambient | 50000 |  |  | 99999 | 0.01 | 13 | 4 | 0.01 | 0.01 | 0 | 0 | 0 | 0 | 0.09 | 0.02 | 0 | 0 | 0 | 0 | 0.85 | 0 | 0 | 0 | 0 | 0 | True |  | Non Federally-Regulated | 07/03/2018 |  | 08/10/2018
USAI Lighting | USAI Lighting | B3SDL-14X1-40KH-25-S-BZ-NCIC-UNV-D6E | Light Emitting Diode | Inseparable Luminaire | Direct Wired | 0-10 VDC Controls | 75 | 4000 | 0.001 | 91 | 52 | 433 | 0.96 | Ambient | 50000 |  |  | 99999 | 0.01 | 13 | 4 | 0.01 | 0.01 | 0 | 0 | 0 | 0 | 0.09 | 0.02 | 0 | 0 | 0 | 0 | 0.85 | 0 | 0 | 0 | 0 | 0 | True |  | Non Federally-Regulated | 07/03/2018 |  | 08/10/2018
USAI Lighting | USAI Lighting | B3SDL-14X1-40KH-45-S-BZ-NCIC-UNV-D6E | Light Emitting Diode | Inseparable Luminaire | Direct Wired | 0-10 VDC Controls | 79 | 4000 | 0.001 | 91 | 52 | 433 | 0.96 | Ambient | 50000 |  |  | 99999 | 0.01 | 13 | 4 | 0.01 | 0.01 | 0 | 0 | 0 | 0 | 0.09 | 0.02 | 0 | 0 | 0 | 0 | 0.85 | 0 | 0 | 0 | 0 | 0 | True |  | Non Federally-Regulated | 07/03/2018 |  | 08/10/2018
USAI Lighting | USAI Lighting | B3SDL-14X1-40KH-65-S-BZ-NCIC-UNV-D6E | Light Emitting Diode | Inseparable Luminaire | Direct Wired | 0-10 VDC Controls | 65 | 4000 | 0.001 | 91 | 52 | 433 | 0.96 | Ambient | 50000 |  |  | 99999 | 0.01 | 13 | 4 | 0.01 | 0.01 | 0 | 0 | 0 | 0 | 0.09 | 0.02 | 0 | 0 | 0 | 0 | 0.85 | 0 | 0 | 0 | 0 | 0 | True |  | Non Federally-Regulated | 07/03/2018 |  | 08/10/2018
USAI Lighting | USAI Lighting | B3SDL-14X1-27KH-25-S-WH-NCIC-UNV-D6F | Light Emitting Diode | Inseparable Luminaire | Direct Wired | 0-10 VDC Controls | 65 | 2700 | 0.001 | 91 | 52 | 433 | 0.96 | Ambient | 50000 |  |  | 99999 | 0.01 | 13 | 4 | 0.01 | 0.01 | 0 | 0 | 0 | 0 | 0.09 | 0.02 | 0 | 0 | 0 | 0 | 0.85 | 0 | 0 | 0 | 0 | 0 | True |  | Non Federally-Regulated | 07/03/2018 |  | 08/10/2018
USAI Lighting | USAI Lighting | B3SDL-14X1-27KH-45-S-WH-NCIC-UNV-D6F | Light Emitting Diode | Inseparable Luminaire | Direct Wired | 0-10 VDC Controls | 68 | 2700 | 0.001 | 91 | 52 | 433 | 0.96 | Ambient | 50000 |  |  | 99999 | 0.01 | 13 | 4 | 0.01 | 0.01 | 0 | 0 | 0 | 0 | 0.09 | 0.02 | 0 | 0 | 0 | 0 | 0.85 | 0 | 0 | 0 | 0 | 0 | True |  | Non Federally-Regulated | 07/03/2018 |  | 08/10/2018
USAI Lighting | USAI Lighting | B3SDL-14X1-27KH-65-S-WH-NCIC-UNV-D6F | Light Emitting Diode | Inseparable Luminaire | Direct Wired | 0-10 VDC Controls | 55 | 2700 | 0.001 | 91 | 52 | 433 | 0.96 | Ambient | 50000 |  |  | 99999 | 0.01 | 13 | 4 | 0.01 | 0.01 | 0 | 0 | 0 | 0 | 0.09 | 0.02 | 0 | 0 | 0 | 0 | 0.85 | 0 | 0 | 0 | 0 | 0 | True |  | Non Federally-Regulated | 07/03/2018 |  | 08/10/2018
USAI Lighting | USAI Lighting | B3SDL-14X1-30KH-25-S-WH-NCIC-UNV-D6F | Light Emitting Diode | Inseparable Luminaire | Direct Wired | 0-10 VDC Controls | 65 | 3000 | 0.001 | 91 | 52 | 433 | 0.96 | Ambient | 50000 |  |  | 99999 | 0.01 | 13 | 4 | 0.01 | 0.01 | 0 | 0 | 0 | 0 | 0.09 | 0.02 | 0 | 0 | 0 | 0 | 0.85 | 0 | 0 | 0 | 0 | 0 | True |  | Non Federally-Regulated | 07/03/2018 |  | 08/10/2018
USAI Lighting | USAI Lighting | B3SDL-14X1-30KH-45-S-WH-NCIC-UNV-D6F | Light Emitting Diode | Inseparable Luminaire | Direct Wired | 0-10 VDC Controls | 68 | 3000 | 0.001 | 91 | 52 | 433 | 0.96 | Ambient | 50000 |  |  | 99999 | 0.01 | 13 | 4 | 0.01 | 0.01 | 0 | 0 | 0 | 0 | 0.09 | 0.02 | 0 | 0 | 0 | 0 | 0.85 | 0 | 0 | 0 | 0 | 0 | True |  | Non Federally-Regulated | 07/03/2018 |  | 08/10/2018
USAI Lighting | USAI Lighting | B3SDL-14X1-30KH-65-S-WH-NCIC-UNV-D6F | Light Emitting Diode | Inseparable Luminaire | Direct Wired | 0-10 VDC Controls | 55 | 3000 | 0.001 | 91 | 52 | 433 | 0.96 | Ambient | 50000 |  |  | 99999 | 0.01 | 13 | 4 | 0.01 | 0.01 | 0 | 0 | 0 | 0 | 0.09 | 0.02 | 0 | 0 | 0 | 0 | 0.85 | 0 | 0 | 0 | 0 | 0 | True |  | Non Federally-Regulated | 07/03/2018 |  | 08/10/2018
USAI Lighting | USAI Lighting | B3SDL-14X1-35KH-25-S-WH-NCIC-UNV-D6F | Light Emitting Diode | Inseparable Luminaire | Direct Wired | 0-10 VDC Controls | 70 | 3500 | 0.001 | 91 | 52 | 433 | 0.96 | Ambient | 50000 |  |  | 99999 | 0.01 | 13 | 4 | 0.01 | 0.01 | 0 | 0 | 0 | 0 | 0.09 | 0.02 | 0 | 0 | 0 | 0 | 0.85 | 0 | 0 | 0 | 0 | 0 | True |  | Non Federally-Regulated | 07/03/2018 |  | 08/10/2018
USAI Lighting | USAI Lighting | B3SDL-14X1-35KH-45-S-WH-NCIC-UNV-D6F | Light Emitting Diode | Inseparable Luminaire | Direct Wired | 0-10 VDC Controls | 74 | 3500 | 0.001 | 91 | 52 | 433 | 0.96 | Ambient | 50000 |  |  | 99999 | 0.01 | 13 | 4 | 0.01 | 0.01 | 0 | 0 | 0 | 0 | 0.09 | 0.02 | 0 | 0 | 0 | 0 | 0.85 | 0 | 0 | 0 | 0 | 0 | True |  | Non Federally-Regulated | 07/03/2018 |  | 08/10/2018
USAI Lighting | USAI Lighting | B3SDL-14X1-35KH-65-S-WH-NCIC-UNV-D6F | Light Emitting Diode | Inseparable Luminaire | Direct Wired | 0-10 VDC Controls | 60 | 3500 | 0.001 | 91 | 52 | 433 | 0.96 | Ambient | 50000 |  |  | 99999 | 0.01 | 13 | 4 | 0.01 | 0.01 | 0 | 0 | 0 | 0 | 0.09 | 0.02 | 0 | 0 | 0 | 0 | 0.85 | 0 | 0 | 0 | 0 | 0 | True |  | Non Federally-Regulated | 07/03/2018 |  | 08/10/2018
USAI Lighting | USAI Lighting | B3SDL-14X1-40KH-25-S-WH-NCIC-UNV-D6F | Light Emitting Diode | Inseparable Luminaire | Direct Wired | 0-10 VDC Controls | 75 | 4000 | 0.001 | 91 | 52 | 433 | 0.96 | Ambient | 50000 |  |  | 99999 | 0.01 | 13 | 4 | 0.01 | 0.01 | 0 | 0 | 0 | 0 | 0.09 | 0.02 | 0 | 0 | 0 | 0 | 0.85 | 0 | 0 | 0 | 0 | 0 | True |  | Non Federally-Regulated | 07/03/2018 |  | 08/10/2018
USAI Lighting | USAI Lighting | B3SDL-14X1-40KH-45-S-WH-NCIC-UNV-D6F | Light Emitting Diode | Inseparable Luminaire | Direct Wired | 0-10 VDC Controls | 79 | 4000 | 0.001 | 91 | 52 | 433 | 0.96 | Ambient | 50000 |  |  | 99999 | 0.01 | 13 | 4 | 0.01 | 0.01 | 0 | 0 | 0 | 0 | 0.09 | 0.02 | 0 | 0 | 0 | 0 | 0.85 | 0 | 0 | 0 | 0 | 0 | True |  | Non Federally-Regulated | 07/03/2018 |  | 08/10/2018
USAI Lighting | USAI Lighting | B3SDL-14X1-40KH-65-S-WH-NCIC-UNV-D6F | Light Emitting Diode | Inseparable Luminaire | Direct Wired | 0-10 VDC Controls | 65 | 4000 | 0.001 | 91 | 52 | 433 | 0.96 | Ambient | 50000 |  |  | 99999 | 0.01 | 13 | 4 | 0.01 | 0.01 | 0 | 0 | 0 | 0 | 0.09 | 0.02 | 0 | 0 | 0 | 0 | 0.85 | 0 | 0 | 0 | 0 | 0 | True |  | Non Federally-Regulated | 07/03/2018 |  | 08/10/2018
USAI Lighting | USAI Lighting | B3SDL-14X1-27KH-25-S-GR-NCIC-UNV-D6F | Light Emitting Diode | Inseparable Luminaire | Direct Wired | 0-10 VDC Controls | 65 | 2700 | 0.001 | 91 | 52 | 433 | 0.96 | Ambient | 50000 |  |  | 99999 | 0.01 | 13 | 4 | 0.01 | 0.01 | 0 | 0 | 0 | 0 | 0.09 | 0.02 | 0 | 0 | 0 | 0 | 0.85 | 0 | 0 | 0 | 0 | 0 | True |  | Non Federally-Regulated | 07/03/2018 |  | 08/10/2018
USAI Lighting | USAI Lighting | B3SDL-14X1-27KH-45-S-GR-NCIC-UNV-D6F | Light Emitting Diode | Inseparable Luminaire | Direct Wired | 0-10 VDC Controls | 68 | 2700 | 0.001 | 91 | 52 | 433 | 0.96 | Ambient | 50000 |  |  | 99999 | 0.01 | 13 | 4 | 0.01 | 0.01 | 0 | 0 | 0 | 0 | 0.09 | 0.02 | 0 | 0 | 0 | 0 | 0.85 | 0 | 0 | 0 | 0 | 0 | True |  | Non Federally-Regulated | 07/03/2018 |  | 08/10/2018
USAI Lighting | USAI Lighting | B3SDL-14X1-27KH-65-S-GR-NCIC-UNV-D6F | Light Emitting Diode | Inseparable Luminaire | Direct Wired | 0-10 VDC Controls | 55 | 2700 | 0.001 | 91 | 52 | 433 | 0.96 | Ambient | 50000 |  |  | 99999 | 0.01 | 13 | 4 | 0.01 | 0.01 | 0 | 0 | 0 | 0 | 0.09 | 0.02 | 0 | 0 | 0 | 0 | 0.85 | 0 | 0 | 0 | 0 | 0 | True |  | Non Federally-Regulated | 07/03/2018 |  | 08/10/2018
USAI Lighting | USAI Lighting | B3SDL-14X1-30KH-25-S-GR-NCIC-UNV-D6F | Light Emitting Diode | Inseparable Luminaire | Direct Wired | 0-10 VDC Controls | 65 | 3000 | 0.001 | 91 | 52 | 433 | 0.96 | Ambient | 50000 |  |  | 99999 | 0.01 | 13 | 4 | 0.01 | 0.01 | 0 | 0 | 0 | 0 | 0.09 | 0.02 | 0 | 0 | 0 | 0 | 0.85 | 0 | 0 | 0 | 0 | 0 | True |  | Non Federally-Regulated | 07/03/2018 |  | 08/10/2018
USAI Lighting | USAI Lighting | B3SDL-14X1-30KH-45-S-GR-NCIC-UNV-D6F | Light Emitting Diode | Inseparable Luminaire | Direct Wired | 0-10 VDC Controls | 68 | 3000 | 0.001 | 91 | 52 | 433 | 0.96 | Ambient | 50000 |  |  | 99999 | 0.01 | 13 | 4 | 0.01 | 0.01 | 0 | 0 | 0 | 0 | 0.09 | 0.02 | 0 | 0 | 0 | 0 | 0.85 | 0 | 0 | 0 | 0 | 0 | True |  | Non Federally-Regulated | 07/03/2018 |  | 08/10/2018
USAI Lighting | USAI Lighting | B3SDL-14X1-30KH-65-S-GR-NCIC-UNV-D6F | Light Emitting Diode | Inseparable Luminaire | Direct Wired | 0-10 VDC Controls | 55 | 3000 | 0.001 | 91 | 52 | 433 | 0.96 | Ambient | 50000 |  |  | 99999 | 0.01 | 13 | 4 | 0.01 | 0.01 | 0 | 0 | 0 | 0 | 0.09 | 0.02 | 0 | 0 | 0 | 0 | 0.85 | 0 | 0 | 0 | 0 | 0 | True |  | Non Federally-Regulated | 07/03/2018 |  | 08/10/2018
USAI Lighting | USAI Lighting | B3SDL-14X1-35KH-25-S-GR-NCIC-UNV-D6F | Light Emitting Diode | Inseparable Luminaire | Direct Wired | 0-10 VDC Controls | 70 | 3500 | 0.001 | 91 | 52 | 433 | 0.96 | Ambient | 50000 |  |  | 99999 | 0.01 | 13 | 4 | 0.01 | 0.01 | 0 | 0 | 0 | 0 | 0.09 | 0.02 | 0 | 0 | 0 | 0 | 0.85 | 0 | 0 | 0 | 0 | 0 | True |  | Non Federally-Regulated | 07/03/2018 |  | 08/10/2018
USAI Lighting | USAI Lighting | B3SDL-14X1-35KH-45-S-GR-NCIC-UNV-D6F | Light Emitting Diode | Inseparable Luminaire | Direct Wired | 0-10 VDC Controls | 74 | 3500 | 0.001 | 91 | 52 | 433 | 0.96 | Ambient | 50000 |  |  | 99999 | 0.01 | 13 | 4 | 0.01 | 0.01 | 0 | 0 | 0 | 0 | 0.09 | 0.02 | 0 | 0 | 0 | 0 | 0.85 | 0 | 0 | 0 | 0 | 0 | True |  | Non Federally-Regulated | 07/03/2018 |  | 08/10/2018
USAI Lighting | USAI Lighting | B3SDL-14X1-35KH-65-S-GR-NCIC-UNV-D6F | Light Emitting Diode | Inseparable Luminaire | Direct Wired | 0-10 VDC Controls | 60 | 3500 | 0.001 | 91 | 52 | 433 | 0.96 | Ambient | 50000 |  |  | 99999 | 0.01 | 13 | 4 | 0.01 | 0.01 | 0 | 0 | 0 | 0 | 0.09 | 0.02 | 0 | 0 | 0 | 0 | 0.85 | 0 | 0 | 0 | 0 | 0 | True |  | Non Federally-Regulated | 07/03/2018 |  | 08/10/2018
USAI Lighting | USAI Lighting | B3SDL-14X1-40KH-25-S-GR-NCIC-UNV-D6F | Light Emitting Diode | Inseparable Luminaire | Direct Wired | 0-10 VDC Controls | 75 | 4000 | 0.001 | 91 | 52 | 433 | 0.96 | Ambient | 50000 |  |  | 99999 | 0.01 | 13 | 4 | 0.01 | 0.01 | 0 | 0 | 0 | 0 | 0.09 | 0.02 | 0 | 0 | 0 | 0 | 0.85 | 0 | 0 | 0 | 0 | 0 | True |  | Non Federally-Regulated | 07/03/2018 |  | 08/10/2018
USAI Lighting | USAI Lighting | B3SDL-14X1-40KH-45-S-GR-NCIC-UNV-D6F | Light Emitting Diode | Inseparable Luminaire | Direct Wired | 0-10 VDC Controls | 79 | 4000 | 0.001 | 91 | 52 | 433 | 0.96 | Ambient | 50000 |  |  | 99999 | 0.01 | 13 | 4 | 0.01 | 0.01 | 0 | 0 | 0 | 0 | 0.09 | 0.02 | 0 | 0 | 0 | 0 | 0.85 | 0 | 0 | 0 | 0 | 0 | True |  | Non Federally-Regulated | 07/03/2018 |  | 08/10/2018
USAI Lighting | USAI Lighting | B3SDL-14X1-40KH-65-S-GR-NCIC-UNV-D6F | Light Emitting Diode | Inseparable Luminaire | Direct Wired | 0-10 VDC Controls | 65 | 4000 | 0.001 | 91 | 52 | 433 | 0.96 | Ambient | 50000 |  |  | 99999 | 0.01 | 13 | 4 | 0.01 | 0.01 | 0 | 0 | 0 | 0 | 0.09 | 0.02 | 0 | 0 | 0 | 0 | 0.85 | 0 | 0 | 0 | 0 | 0 | True |  | Non Federally-Regulated | 07/03/2018 |  | 08/10/2018
USAI Lighting | USAI Lighting | B3SDL-14X1-27KH-25-S-BL-NCIC-UNV-D6F | Light Emitting Diode | Inseparable Luminaire | Direct Wired | 0-10 VDC Controls | 65 | 2700 | 0.001 | 91 | 52 | 433 | 0.96 | Ambient | 50000 |  |  | 99999 | 0.01 | 13 | 4 | 0.01 | 0.01 | 0 | 0 | 0 | 0 | 0.09 | 0.02 | 0 | 0 | 0 | 0 | 0.85 | 0 | 0 | 0 | 0 | 0 | True |  | Non Federally-Regulated | 07/03/2018 |  | 08/10/2018
USAI Lighting | USAI Lighting | B3SDL-14X1-27KH-45-S-BL-NCIC-UNV-D6F | Light Emitting Diode | Inseparable Luminaire | Direct Wired | 0-10 VDC Controls | 68 | 2700 | 0.001 | 91 | 52 | 433 | 0.96 | Ambient | 50000 |  |  | 99999 | 0.01 | 13 | 4 | 0.01 | 0.01 | 0 | 0 | 0 | 0 | 0.09 | 0.02 | 0 | 0 | 0 | 0 | 0.85 | 0 | 0 | 0 | 0 | 0 | True |  | Non Federally-Regulated | 07/03/2018 |  | 08/10/2018
USAI Lighting | USAI Lighting | B3SDL-14X1-27KH-65-S-BL-NCIC-UNV-D6F | Light Emitting Diode | Inseparable Luminaire | Direct Wired | 0-10 VDC Controls | 55 | 2700 | 0.001 | 91 | 52 | 433 | 0.96 | Ambient | 50000 |  |  | 99999 | 0.01 | 13 | 4 | 0.01 | 0.01 | 0 | 0 | 0 | 0 | 0.09 | 0.02 | 0 | 0 | 0 | 0 | 0.85 | 0 | 0 | 0 | 0 | 0 | True |  | Non Federally-Regulated | 07/03/2018 |  | 08/10/2018
USAI Lighting | USAI Lighting | B3SDL-14X1-30KH-25-S-BL-NCIC-UNV-D6F | Light Emitting Diode | Inseparable Luminaire | Direct Wired | 0-10 VDC Controls | 65 | 3000 | 0.001 | 91 | 52 | 433 | 0.96 | Ambient | 50000 |  |  | 99999 | 0.01 | 13 | 4 | 0.01 | 0.01 | 0 | 0 | 0 | 0 | 0.09 | 0.02 | 0 | 0 | 0 | 0 | 0.85 | 0 | 0 | 0 | 0 | 0 | True |  | Non Federally-Regulated | 07/03/2018 |  | 08/10/2018
USAI Lighting | USAI Lighting | B3SDL-14X1-30KH-45-S-BL-NCIC-UNV-D6F | Light Emitting Diode | Inseparable Luminaire | Direct Wired | 0-10 VDC Controls | 68 | 3000 | 0.001 | 91 | 52 | 433 | 0.96 | Ambient | 50000 |  |  | 99999 | 0.01 | 13 | 4 | 0.01 | 0.01 | 0 | 0 | 0 | 0 | 0.09 | 0.02 | 0 | 0 | 0 | 0 | 0.85 | 0 | 0 | 0 | 0 | 0 | True |  | Non Federally-Regulated | 07/03/2018 |  | 08/10/2018
USAI Lighting | USAI Lighting | B3SDL-14X1-30KH-65-S-BL-NCIC-UNV-D6F | Light Emitting Diode | Inseparable Luminaire | Direct Wired | 0-10 VDC Controls | 55 | 3000 | 0.001 | 91 | 52 | 433 | 0.96 | Ambient | 50000 |  |  | 99999 | 0.01 | 13 | 4 | 0.01 | 0.01 | 0 | 0 | 0 | 0 | 0.09 | 0.02 | 0 | 0 | 0 | 0 | 0.85 | 0 | 0 | 0 | 0 | 0 | True |  | Non Federally-Regulated | 07/03/2018 |  | 08/10/2018
USAI Lighting | USAI Lighting | B3SDL-14X1-35KH-25-S-BL-NCIC-UNV-D6F | Light Emitting Diode | Inseparable Luminaire | Direct Wired | 0-10 VDC Controls | 70 | 3500 | 0.001 | 91 | 52 | 433 | 0.96 | Ambient | 50000 |  |  | 99999 | 0.01 | 13 | 4 | 0.01 | 0.01 | 0 | 0 | 0 | 0 | 0.09 | 0.02 | 0 | 0 | 0 | 0 | 0.85 | 0 | 0 | 0 | 0 | 0 | True |  | Non Federally-Regulated | 07/03/2018 |  | 08/10/2018
USAI Lighting | USAI Lighting | B3SDL-14X1-35KH-45-S-BL-NCIC-UNV-D6F | Light Emitting Diode | Inseparable Luminaire | Direct Wired | 0-10 VDC Controls | 74 | 3500 | 0.001 | 91 | 52 | 433 | 0.96 | Ambient | 50000 |  |  | 99999 | 0.01 | 13 | 4 | 0.01 | 0.01 | 0 | 0 | 0 | 0 | 0.09 | 0.02 | 0 | 0 | 0 | 0 | 0.85 | 0 | 0 | 0 | 0 | 0 | True |  | Non Federally-Regulated | 07/03/2018 |  | 08/10/2018
USAI Lighting | USAI Lighting | B3SDL-14X1-35KH-65-S-BL-NCIC-UNV-D6F | Light Emitting Diode | Inseparable Luminaire | Direct Wired | 0-10 VDC Controls | 60 | 3500 | 0.001 | 91 | 52 | 433 | 0.96 | Ambient | 50000 |  |  | 99999 | 0.01 | 13 | 4 | 0.01 | 0.01 | 0 | 0 | 0 | 0 | 0.09 | 0.02 | 0 | 0 | 0 | 0 | 0.85 | 0 | 0 | 0 | 0 | 0 | True |  | Non Federally-Regulated | 07/03/2018 |  | 08/10/2018
USAI Lighting | USAI Lighting | B3SDL-14X1-40KH-25-S-BL-NCIC-UNV-D6F | Light Emitting Diode | Inseparable Luminaire | Direct Wired | 0-10 VDC Controls | 75 | 4000 | 0.001 | 91 | 52 | 433 | 0.96 | Ambient | 50000 |  |  | 99999 | 0.01 | 13 | 4 | 0.01 | 0.01 | 0 | 0 | 0 | 0 | 0.09 | 0.02 | 0 | 0 | 0 | 0 | 0.85 | 0 | 0 | 0 | 0 | 0 | True |  | Non Federally-Regulated | 07/03/2018 |  | 08/10/2018
USAI Lighting | USAI Lighting | B3SDL-14X1-40KH-45-S-BL-NCIC-UNV-D6F | Light Emitting Diode | Inseparable Luminaire | Direct Wired | 0-10 VDC Controls | 79 | 4000 | 0.001 | 91 | 52 | 433 | 0.96 | Ambient | 50000 |  |  | 99999 | 0.01 | 13 | 4 | 0.01 | 0.01 | 0 | 0 | 0 | 0 | 0.09 | 0.02 | 0 | 0 | 0 | 0 | 0.85 | 0 | 0 | 0 | 0 | 0 | True |  | Non Federally-Regulated | 07/03/2018 |  | 08/10/2018
USAI Lighting | USAI Lighting | B3SDL-14X1-40KH-65-S-BL-NCIC-UNV-D6F | Light Emitting Diode | Inseparable Luminaire | Direct Wired | 0-10 VDC Controls | 65 | 4000 | 0.001 | 91 | 52 | 433 | 0.96 | Ambient | 50000 |  |  | 99999 | 0.01 | 13 | 4 | 0.01 | 0.01 | 0 | 0 | 0 | 0 | 0.09 | 0.02 | 0 | 0 | 0 | 0 | 0.85 | 0 | 0 | 0 | 0 | 0 | True |  | Non Federally-Regulated | 07/03/2018 |  | 08/10/2018
USAI Lighting | USAI Lighting | B3SDL-14X1-27KH-25-S-BZ-NCIC-UNV-D6F | Light Emitting Diode | Inseparable Luminaire | Direct Wired | 0-10 VDC Controls | 65 | 2700 | 0.001 | 91 | 52 | 433 | 0.96 | Ambient | 50000 |  |  | 99999 | 0.01 | 13 | 4 | 0.01 | 0.01 | 0 | 0 | 0 | 0 | 0.09 | 0.02 | 0 | 0 | 0 | 0 | 0.85 | 0 | 0 | 0 | 0 | 0 | True |  | Non Federally-Regulated | 07/03/2018 |  | 08/10/2018
USAI Lighting | USAI Lighting | B3SDL-14X1-27KH-45-S-BZ-NCIC-UNV-D6F | Light Emitting Diode | Inseparable Luminaire | Direct Wired | 0-10 VDC Controls | 68 | 2700 | 0.001 | 91 | 52 | 433 | 0.96 | Ambient | 50000 |  |  | 99999 | 0.01 | 13 | 4 | 0.01 | 0.01 | 0 | 0 | 0 | 0 | 0.09 | 0.02 | 0 | 0 | 0 | 0 | 0.85 | 0 | 0 | 0 | 0 | 0 | True |  | Non Federally-Regulated | 07/03/2018 |  | 08/10/2018
USAI Lighting | USAI Lighting | B3SDL-14X1-27KH-65-S-BZ-NCIC-UNV-D6F | Light Emitting Diode | Inseparable Luminaire | Direct Wired | 0-10 VDC Controls | 55 | 2700 | 0.001 | 91 | 52 | 433 | 0.96 | Ambient | 50000 |  |  | 99999 | 0.01 | 13 | 4 | 0.01 | 0.01 | 0 | 0 | 0 | 0 | 0.09 | 0.02 | 0 | 0 | 0 | 0 | 0.85 | 0 | 0 | 0 | 0 | 0 | True |  | Non Federally-Regulated | 07/03/2018 |  | 08/10/2018
USAI Lighting | USAI Lighting | B3SDL-14X1-30KH-25-S-BZ-NCIC-UNV-D6F | Light Emitting Diode | Inseparable Luminaire | Direct Wired | 0-10 VDC Controls | 65 | 3000 | 0.001 | 91 | 52 | 433 | 0.96 | Ambient | 50000 |  |  | 99999 | 0.01 | 13 | 4 | 0.01 | 0.01 | 0 | 0 | 0 | 0 | 0.09 | 0.02 | 0 | 0 | 0 | 0 | 0.85 | 0 | 0 | 0 | 0 | 0 | True |  | Non Federally-Regulated | 07/03/2018 |  | 08/10/2018
USAI Lighting | USAI Lighting | B3SDL-14X1-30KH-45-S-BZ-NCIC-UNV-D6F | Light Emitting Diode | Inseparable Luminaire | Direct Wired | 0-10 VDC Controls | 68 | 3000 | 0.001 | 91 | 52 | 433 | 0.96 | Ambient | 50000 |  |  | 99999 | 0.01 | 13 | 4 | 0.01 | 0.01 | 0 | 0 | 0 | 0 | 0.09 | 0.02 | 0 | 0 | 0 | 0 | 0.85 | 0 | 0 | 0 | 0 | 0 | True |  | Non Federally-Regulated | 07/03/2018 |  | 08/10/2018
USAI Lighting | USAI Lighting | B3SDL-14X1-30KH-65-S-BZ-NCIC-UNV-D6F | Light Emitting Diode | Inseparable Luminaire | Direct Wired | 0-10 VDC Controls | 55 | 3000 | 0.001 | 91 | 52 | 433 | 0.96 | Ambient | 50000 |  |  | 99999 | 0.01 | 13 | 4 | 0.01 | 0.01 | 0 | 0 | 0 | 0 | 0.09 | 0.02 | 0 | 0 | 0 | 0 | 0.85 | 0 | 0 | 0 | 0 | 0 | True |  | Non Federally-Regulated | 07/03/2018 |  | 08/10/2018
USAI Lighting | USAI Lighting | B3SDL-14X1-35KH-25-S-BZ-NCIC-UNV-D6F | Light Emitting Diode | Inseparable Luminaire | Direct Wired | 0-10 VDC Controls | 70 | 3500 | 0.001 | 91 | 52 | 433 | 0.96 | Ambient | 50000 |  |  | 99999 | 0.01 | 13 | 4 | 0.01 | 0.01 | 0 | 0 | 0 | 0 | 0.09 | 0.02 | 0 | 0 | 0 | 0 | 0.85 | 0 | 0 | 0 | 0 | 0 | True |  | Non Federally-Regulated | 07/03/2018 |  | 08/10/2018
USAI Lighting | USAI Lighting | B3SDL-14X1-35KH-45-S-BZ-NCIC-UNV-D6F | Light Emitting Diode | Inseparable Luminaire | Direct Wired | 0-10 VDC Controls | 74 | 3500 | 0.001 | 91 | 52 | 433 | 0.96 | Ambient | 50000 |  |  | 99999 | 0.01 | 13 | 4 | 0.01 | 0.01 | 0 | 0 | 0 | 0 | 0.09 | 0.02 | 0 | 0 | 0 | 0 | 0.85 | 0 | 0 | 0 | 0 | 0 | True |  | Non Federally-Regulated | 07/03/2018 |  | 08/10/2018
USAI Lighting | USAI Lighting | B3SDL-14X1-35KH-65-S-BZ-NCIC-UNV-D6F | Light Emitting Diode | Inseparable Luminaire | Direct Wired | 0-10 VDC Controls | 60 | 3500 | 0.001 | 91 | 52 | 433 | 0.96 | Ambient | 50000 |  |  | 99999 | 0.01 | 13 | 4 | 0.01 | 0.01 | 0 | 0 | 0 | 0 | 0.09 | 0.02 | 0 | 0 | 0 | 0 | 0.85 | 0 | 0 | 0 | 0 | 0 | True |  | Non Federally-Regulated | 07/03/2018 |  | 08/10/2018
USAI Lighting | USAI Lighting | B3SDL-14X1-40KH-25-S-BZ-NCIC-UNV-D6F | Light Emitting Diode | Inseparable Luminaire | Direct Wired | 0-10 VDC Controls | 75 | 4000 | 0.001 | 91 | 52 | 433 | 0.96 | Ambient | 50000 |  |  | 99999 | 0.01 | 13 | 4 | 0.01 | 0.01 | 0 | 0 | 0 | 0 | 0.09 | 0.02 | 0 | 0 | 0 | 0 | 0.85 | 0 | 0 | 0 | 0 | 0 | True |  | Non Federally-Regulated | 07/03/2018 |  | 08/10/2018
USAI Lighting | USAI Lighting | B3SDL-14X1-40KH-45-S-BZ-NCIC-UNV-D6F | Light Emitting Diode | Inseparable Luminaire | Direct Wired | 0-10 VDC Controls | 79 | 4000 | 0.001 | 91 | 52 | 433 | 0.96 | Ambient | 50000 |  |  | 99999 | 0.01 | 13 | 4 | 0.01 | 0.01 | 0 | 0 | 0 | 0 | 0.09 | 0.02 | 0 | 0 | 0 | 0 | 0.85 | 0 | 0 | 0 | 0 | 0 | True |  | Non Federally-Regulated | 07/03/2018 |  | 08/10/2018
USAI Lighting | USAI Lighting | B3SDL-14X1-40KH-65-S-BZ-NCIC-UNV-D6F | Light Emitting Diode | Inseparable Luminaire | Direct Wired | 0-10 VDC Controls | 65 | 4000 | 0.001 | 91 | 52 | 433 | 0.96 | Ambient | 50000 |  |  | 99999 | 0.01 | 13 | 4 | 0.01 | 0.01 | 0 | 0 | 0 | 0 | 0.09 | 0.02 | 0 | 0 | 0 | 0 | 0.85 | 0 | 0 | 0 | 0 | 0 | True |  | Non Federally-Regulated | 07/03/2018 |  | 08/10/2018
USAI Lighting | USAI Lighting | B3SDL-14X1-27KH-25-S-WH-NCIC-UNV-D6A | Light Emitting Diode | Inseparable Luminaire | Direct Wired | 0-10 VDC Controls | 65 | 2700 | 0.001 | 91 | 52 | 433 | 0.96 | Ambient | 50000 |  |  | 99999 | 0.01 | 13 | 4 | 0.01 | 0.01 | 0 | 0 | 0 | 0 | 0.09 | 0.02 | 0 | 0 | 0 | 0 | 0.85 | 0 | 0 | 0 | 0 | 0 | True |  | Non Federally-Regulated | 07/03/2018 |  | 08/10/2018
USAI Lighting | USAI Lighting | B3SDL-14X1-27KH-45-S-WH-NCIC-UNV-D6A | Light Emitting Diode | Inseparable Luminaire | Direct Wired | 0-10 VDC Controls | 68 | 2700 | 0.001 | 91 | 52 | 433 | 0.96 | Ambient | 50000 |  |  | 99999 | 0.01 | 13 | 4 | 0.01 | 0.01 | 0 | 0 | 0 | 0 | 0.09 | 0.02 | 0 | 0 | 0 | 0 | 0.85 | 0 | 0 | 0 | 0 | 0 | True |  | Non Federally-Regulated | 07/03/2018 |  | 08/10/2018
USAI Lighting | USAI Lighting | B3SDL-14X1-27KH-65-S-WH-NCIC-UNV-D6A | Light Emitting Diode | Inseparable Luminaire | Direct Wired | 0-10 VDC Controls | 55 | 2700 | 0.001 | 91 | 52 | 433 | 0.96 | Ambient | 50000 |  |  | 99999 | 0.01 | 13 | 4 | 0.01 | 0.01 | 0 | 0 | 0 | 0 | 0.09 | 0.02 | 0 | 0 | 0 | 0 | 0.85 | 0 | 0 | 0 | 0 | 0 | True |  | Non Federally-Regulated | 07/03/2018 |  | 08/10/2018
USAI Lighting | USAI Lighting | B3SDL-14X1-30KH-25-S-WH-NCIC-UNV-D6A | Light Emitting Diode | Inseparable Luminaire | Direct Wired | 0-10 VDC Controls | 65 | 3000 | 0.001 | 91 | 52 | 433 | 0.96 | Ambient | 50000 |  |  | 99999 | 0.01 | 13 | 4 | 0.01 | 0.01 | 0 | 0 | 0 | 0 | 0.09 | 0.02 | 0 | 0 | 0 | 0 | 0.85 | 0 | 0 | 0 | 0 | 0 | True |  | Non Federally-Regulated | 07/03/2018 |  | 08/10/2018
USAI Lighting | USAI Lighting | B3SDL-14X1-30KH-45-S-WH-NCIC-UNV-D6A | Light Emitting Diode | Inseparable Luminaire | Direct Wired | 0-10 VDC Controls | 68 | 3000 | 0.001 | 91 | 52 | 433 | 0.96 | Ambient | 50000 |  |  | 99999 | 0.01 | 13 | 4 | 0.01 | 0.01 | 0 | 0 | 0 | 0 | 0.09 | 0.02 | 0 | 0 | 0 | 0 | 0.85 | 0 | 0 | 0 | 0 | 0 | True |  | Non Federally-Regulated | 07/03/2018 |  | 08/10/2018
USAI Lighting | USAI Lighting | B3SDL-14X1-30KH-65-S-WH-NCIC-UNV-D6A | Light Emitting Diode | Inseparable Luminaire | Direct Wired | 0-10 VDC Controls | 55 | 3000 | 0.001 | 91 | 52 | 433 | 0.96 | Ambient | 50000 |  |  | 99999 | 0.01 | 13 | 4 | 0.01 | 0.01 | 0 | 0 | 0 | 0 | 0.09 | 0.02 | 0 | 0 | 0 | 0 | 0.85 | 0 | 0 | 0 | 0 | 0 | True |  | Non Federally-Regulated | 07/03/2018 |  | 08/10/2018
USAI Lighting | USAI Lighting | B3SDL-14X1-35KH-25-S-WH-NCIC-UNV-D6A | Light Emitting Diode | Inseparable Luminaire | Direct Wired | 0-10 VDC Controls | 70 | 3500 | 0.001 | 91 | 52 | 433 | 0.96 | Ambient | 50000 |  |  | 99999 | 0.01 | 13 | 4 | 0.01 | 0.01 | 0 | 0 | 0 | 0 | 0.09 | 0.02 | 0 | 0 | 0 | 0 | 0.85 | 0 | 0 | 0 | 0 | 0 | True |  | Non Federally-Regulated | 07/03/2018 |  | 08/10/2018
USAI Lighting | USAI Lighting | B3SDL-14X1-35KH-45-S-WH-NCIC-UNV-D6A | Light Emitting Diode | Inseparable Luminaire | Direct Wired | 0-10 VDC Controls | 74 | 3500 | 0.001 | 91 | 52 | 433 | 0.96 | Ambient | 50000 |  |  | 99999 | 0.01 | 13 | 4 | 0.01 | 0.01 | 0 | 0 | 0 | 0 | 0.09 | 0.02 | 0 | 0 | 0 | 0 | 0.85 | 0 | 0 | 0 | 0 | 0 | True |  | Non Federally-Regulated | 07/03/2018 |  | 08/10/2018
USAI Lighting | USAI Lighting | B3SDL-14X1-35KH-65-S-WH-NCIC-UNV-D6A | Light Emitting Diode | Inseparable Luminaire | Direct Wired | 0-10 VDC Controls | 60 | 3500 | 0.001 | 91 | 52 | 433 | 0.96 | Ambient | 50000 |  |  | 99999 | 0.01 | 13 | 4 | 0.01 | 0.01 | 0 | 0 | 0 | 0 | 0.09 | 0.02 | 0 | 0 | 0 | 0 | 0.85 | 0 | 0 | 0 | 0 | 0 | True |  | Non Federally-Regulated | 07/03/2018 |  | 08/10/2018
USAI Lighting | USAI Lighting | B3SDL-14X1-40KH-25-S-WH-NCIC-UNV-D6A | Light Emitting Diode | Inseparable Luminaire | Direct Wired | 0-10 VDC Controls | 75 | 4000 | 0.001 | 91 | 52 | 433 | 0.96 | Ambient | 50000 |  |  | 99999 | 0.01 | 13 | 4 | 0.01 | 0.01 | 0 | 0 | 0 | 0 | 0.09 | 0.02 | 0 | 0 | 0 | 0 | 0.85 | 0 | 0 | 0 | 0 | 0 | True |  | Non Federally-Regulated | 07/03/2018 |  | 08/10/2018
USAI Lighting | USAI Lighting | B3SDL-14X1-40KH-45-S-WH-NCIC-UNV-D6A | Light Emitting Diode | Inseparable Luminaire | Direct Wired | 0-10 VDC Controls | 79 | 4000 | 0.001 | 91 | 52 | 433 | 0.96 | Ambient | 50000 |  |  | 99999 | 0.01 | 13 | 4 | 0.01 | 0.01 | 0 | 0 | 0 | 0 | 0.09 | 0.02 | 0 | 0 | 0 | 0 | 0.85 | 0 | 0 | 0 | 0 | 0 | True |  | Non Federally-Regulated | 07/03/2018 |  | 08/10/2018
USAI Lighting | USAI Lighting | B3SDL-14X1-40KH-65-S-WH-NCIC-UNV-D6A | Light Emitting Diode | Inseparable Luminaire | Direct Wired | 0-10 VDC Controls | 65 | 4000 | 0.001 | 91 | 52 | 433 | 0.96 | Ambient | 50000 |  |  | 99999 | 0.01 | 13 | 4 | 0.01 | 0.01 | 0 | 0 | 0 | 0 | 0.09 | 0.02 | 0 | 0 | 0 | 0 | 0.85 | 0 | 0 | 0 | 0 | 0 | True |  | Non Federally-Regulated | 07/03/2018 |  | 08/10/2018
USAI Lighting | USAI Lighting | B3SDL-14X1-27KH-25-S-GR-NCIC-UNV-D6A | Light Emitting Diode | Inseparable Luminaire | Direct Wired | 0-10 VDC Controls | 65 | 2700 | 0.001 | 91 | 52 | 433 | 0.96 | Ambient | 50000 |  |  | 99999 | 0.01 | 13 | 4 | 0.01 | 0.01 | 0 | 0 | 0 | 0 | 0.09 | 0.02 | 0 | 0 | 0 | 0 | 0.85 | 0 | 0 | 0 | 0 | 0 | True |  | Non Federally-Regulated | 07/03/2018 |  | 08/10/2018
USAI Lighting | USAI Lighting | B3SDL-14X1-27KH-45-S-GR-NCIC-UNV-D6A | Light Emitting Diode | Inseparable Luminaire | Direct Wired | 0-10 VDC Controls | 68 | 2700 | 0.001 | 91 | 52 | 433 | 0.96 | Ambient | 50000 |  |  | 99999 | 0.01 | 13 | 4 | 0.01 | 0.01 | 0 | 0 | 0 | 0 | 0.09 | 0.02 | 0 | 0 | 0 | 0 | 0.85 | 0 | 0 | 0 | 0 | 0 | True |  | Non Federally-Regulated | 07/03/2018 |  | 08/10/2018
USAI Lighting | USAI Lighting | B3SDL-14X1-27KH-65-S-GR-NCIC-UNV-D6A | Light Emitting Diode | Inseparable Luminaire | Direct Wired | 0-10 VDC Controls | 55 | 2700 | 0.001 | 91 | 52 | 433 | 0.96 | Ambient | 50000 |  |  | 99999 | 0.01 | 13 | 4 | 0.01 | 0.01 | 0 | 0 | 0 | 0 | 0.09 | 0.02 | 0 | 0 | 0 | 0 | 0.85 | 0 | 0 | 0 | 0 | 0 | True |  | Non Federally-Regulated | 07/03/2018 |  | 08/10/2018
USAI Lighting | USAI Lighting | B3SDL-14X1-30KH-25-S-GR-NCIC-UNV-D6A | Light Emitting Diode | Inseparable Luminaire | Direct Wired | 0-10 VDC Controls | 65 | 3000 | 0.001 | 91 | 52 | 433 | 0.96 | Ambient | 50000 |  |  | 99999 | 0.01 | 13 | 4 | 0.01 | 0.01 | 0 | 0 | 0 | 0 | 0.09 | 0.02 | 0 | 0 | 0 | 0 | 0.85 | 0 | 0 | 0 | 0 | 0 | True |  | Non Federally-Regulated | 07/03/2018 |  | 08/10/2018
USAI Lighting | USAI Lighting | B3SDL-14X1-30KH-45-S-GR-NCIC-UNV-D6A | Light Emitting Diode | Inseparable Luminaire | Direct Wired | 0-10 VDC Controls | 68 | 3000 | 0.001 | 91 | 52 | 433 | 0.96 | Ambient | 50000 |  |  | 99999 | 0.01 | 13 | 4 | 0.01 | 0.01 | 0 | 0 | 0 | 0 | 0.09 | 0.02 | 0 | 0 | 0 | 0 | 0.85 | 0 | 0 | 0 | 0 | 0 | True |  | Non Federally-Regulated | 07/03/2018 |  | 08/10/2018
USAI Lighting | USAI Lighting | B3SDL-14X1-30KH-65-S-GR-NCIC-UNV-D6A | Light Emitting Diode | Inseparable Luminaire | Direct Wired | 0-10 VDC Controls | 55 | 3000 | 0.001 | 91 | 52 | 433 | 0.96 | Ambient | 50000 |  |  | 99999 | 0.01 | 13 | 4 | 0.01 | 0.01 | 0 | 0 | 0 | 0 | 0.09 | 0.02 | 0 | 0 | 0 | 0 | 0.85 | 0 | 0 | 0 | 0 | 0 | True |  | Non Federally-Regulated | 07/03/2018 |  | 08/10/2018
USAI Lighting | USAI Lighting | B3SDL-14X1-35KH-25-S-GR-NCIC-UNV-D6A | Light Emitting Diode | Inseparable Luminaire | Direct Wired | 0-10 VDC Controls | 70 | 3500 | 0.001 | 91 | 52 | 433 | 0.96 | Ambient | 50000 |  |  | 99999 | 0.01 | 13 | 4 | 0.01 | 0.01 | 0 | 0 | 0 | 0 | 0.09 | 0.02 | 0 | 0 | 0 | 0 | 0.85 | 0 | 0 | 0 | 0 | 0 | True |  | Non Federally-Regulated | 07/03/2018 |  | 08/10/2018
USAI Lighting | USAI Lighting | B3SDL-14X1-35KH-45-S-GR-NCIC-UNV-D6A | Light Emitting Diode | Inseparable Luminaire | Direct Wired | 0-10 VDC Controls | 74 | 3500 | 0.001 | 91 | 52 | 433 | 0.96 | Ambient | 50000 |  |  | 99999 | 0.01 | 13 | 4 | 0.01 | 0.01 | 0 | 0 | 0 | 0 | 0.09 | 0.02 | 0 | 0 | 0 | 0 | 0.85 | 0 | 0 | 0 | 0 | 0 | True |  | Non Federally-Regulated | 07/03/2018 |  | 08/10/2018
USAI Lighting | USAI Lighting | B3SDL-14X1-35KH-65-S-GR-NCIC-UNV-D6A | Light Emitting Diode | Inseparable Luminaire | Direct Wired | 0-10 VDC Controls | 60 | 3500 | 0.001 | 91 | 52 | 433 | 0.96 | Ambient | 50000 |  |  | 99999 | 0.01 | 13 | 4 | 0.01 | 0.01 | 0 | 0 | 0 | 0 | 0.09 | 0.02 | 0 | 0 | 0 | 0 | 0.85 | 0 | 0 | 0 | 0 | 0 | True |  | Non Federally-Regulated | 07/03/2018 |  | 08/10/2018
USAI Lighting | USAI Lighting | B3SDL-14X1-40KH-25-S-GR-NCIC-UNV-D6A | Light Emitting Diode | Inseparable Luminaire | Direct Wired | 0-10 VDC Controls | 75 | 4000 | 0.001 | 91 | 52 | 433 | 0.96 | Ambient | 50000 |  |  | 99999 | 0.01 | 13 | 4 | 0.01 | 0.01 | 0 | 0 | 0 | 0 | 0.09 | 0.02 | 0 | 0 | 0 | 0 | 0.85 | 0 | 0 | 0 | 0 | 0 | True |  | Non Federally-Regulated | 07/03/2018 |  | 08/10/2018
USAI Lighting | USAI Lighting | B3SDL-14X1-40KH-45-S-GR-NCIC-UNV-D6A | Light Emitting Diode | Inseparable Luminaire | Direct Wired | 0-10 VDC Controls | 79 | 4000 | 0.001 | 91 | 52 | 433 | 0.96 | Ambient | 50000 |  |  | 99999 | 0.01 | 13 | 4 | 0.01 | 0.01 | 0 | 0 | 0 | 0 | 0.09 | 0.02 | 0 | 0 | 0 | 0 | 0.85 | 0 | 0 | 0 | 0 | 0 | True |  | Non Federally-Regulated | 07/03/2018 |  | 08/10/2018
USAI Lighting | USAI Lighting | B3SDL-14X1-40KH-65-S-GR-NCIC-UNV-D6A | Light Emitting Diode | Inseparable Luminaire | Direct Wired | 0-10 VDC Controls | 65 | 4000 | 0.001 | 91 | 52 | 433 | 0.96 | Ambient | 50000 |  |  | 99999 | 0.01 | 13 | 4 | 0.01 | 0.01 | 0 | 0 | 0 | 0 | 0.09 | 0.02 | 0 | 0 | 0 | 0 | 0.85 | 0 | 0 | 0 | 0 | 0 | True |  | Non Federally-Regulated | 07/03/2018 |  | 08/10/2018
USAI Lighting | USAI Lighting | B3SDL-14X1-27KH-25-S-BL-NCIC-UNV-D6A | Light Emitting Diode | Inseparable Luminaire | Direct Wired | 0-10 VDC Controls | 65 | 2700 | 0.001 | 91 | 52 | 433 | 0.96 | Ambient | 50000 |  |  | 99999 | 0.01 | 13 | 4 | 0.01 | 0.01 | 0 | 0 | 0 | 0 | 0.09 | 0.02 | 0 | 0 | 0 | 0 | 0.85 | 0 | 0 | 0 | 0 | 0 | True |  | Non Federally-Regulated | 07/03/2018 |  | 08/10/2018
USAI Lighting | USAI Lighting | B3SDL-14X1-27KH-45-S-BL-NCIC-UNV-D6A | Light Emitting Diode | Inseparable Luminaire | Direct Wired | 0-10 VDC Controls | 68 | 2700 | 0.001 | 91 | 52 | 433 | 0.96 | Ambient | 50000 |  |  | 99999 | 0.01 | 13 | 4 | 0.01 | 0.01 | 0 | 0 | 0 | 0 | 0.09 | 0.02 | 0 | 0 | 0 | 0 | 0.85 | 0 | 0 | 0 | 0 | 0 | True |  | Non Federally-Regulated | 07/03/2018 |  | 08/10/2018
USAI Lighting | USAI Lighting | B3SDL-14X1-27KH-65-S-BL-NCIC-UNV-D6A | Light Emitting Diode | Inseparable Luminaire | Direct Wired | 0-10 VDC Controls | 55 | 2700 | 0.001 | 91 | 52 | 433 | 0.96 | Ambient | 50000 |  |  | 99999 | 0.01 | 13 | 4 | 0.01 | 0.01 | 0 | 0 | 0 | 0 | 0.09 | 0.02 | 0 | 0 | 0 | 0 | 0.85 | 0 | 0 | 0 | 0 | 0 | True |  | Non Federally-Regulated | 07/03/2018 |  | 08/10/2018
USAI Lighting | USAI Lighting | B3SDL-14X1-30KH-25-S-BL-NCIC-UNV-D6A | Light Emitting Diode | Inseparable Luminaire | Direct Wired | 0-10 VDC Controls | 65 | 3000 | 0.001 | 91 | 52 | 433 | 0.96 | Ambient | 50000 |  |  | 99999 | 0.01 | 13 | 4 | 0.01 | 0.01 | 0 | 0 | 0 | 0 | 0.09 | 0.02 | 0 | 0 | 0 | 0 | 0.85 | 0 | 0 | 0 | 0 | 0 | True |  | Non Federally-Regulated | 07/03/2018 |  | 08/10/2018
USAI Lighting | USAI Lighting | B3SDL-14X1-30KH-45-S-BL-NCIC-UNV-D6A | Light Emitting Diode | Inseparable Luminaire | Direct Wired | 0-10 VDC Controls | 68 | 3000 | 0.001 | 91 | 52 | 433 | 0.96 | Ambient | 50000 |  |  | 99999 | 0.01 | 13 | 4 | 0.01 | 0.01 | 0 | 0 | 0 | 0 | 0.09 | 0.02 | 0 | 0 | 0 | 0 | 0.85 | 0 | 0 | 0 | 0 | 0 | True |  | Non Federally-Regulated | 07/03/2018 |  | 08/10/2018
USAI Lighting | USAI Lighting | B3SDL-14X1-30KH-65-S-BL-NCIC-UNV-D6A | Light Emitting Diode | Inseparable Luminaire | Direct Wired | 0-10 VDC Controls | 55 | 3000 | 0.001 | 91 | 52 | 433 | 0.96 | Ambient | 50000 |  |  | 99999 | 0.01 | 13 | 4 | 0.01 | 0.01 | 0 | 0 | 0 | 0 | 0.09 | 0.02 | 0 | 0 | 0 | 0 | 0.85 | 0 | 0 | 0 | 0 | 0 | True |  | Non Federally-Regulated | 07/03/2018 |  | 08/10/2018
USAI Lighting | USAI Lighting | B3SDL-14X1-35KH-25-S-BL-NCIC-UNV-D6A | Light Emitting Diode | Inseparable Luminaire | Direct Wired | 0-10 VDC Controls | 70 | 3500 | 0.001 | 91 | 52 | 433 | 0.96 | Ambient | 50000 |  |  | 99999 | 0.01 | 13 | 4 | 0.01 | 0.01 | 0 | 0 | 0 | 0 | 0.09 | 0.02 | 0 | 0 | 0 | 0 | 0.85 | 0 | 0 | 0 | 0 | 0 | True |  | Non Federally-Regulated | 07/03/2018 |  | 08/10/2018
USAI Lighting | USAI Lighting | B3SDL-14X1-35KH-45-S-BL-NCIC-UNV-D6A | Light Emitting Diode | Inseparable Luminaire | Direct Wired | 0-10 VDC Controls | 74 | 3500 | 0.001 | 91 | 52 | 433 | 0.96 | Ambient | 50000 |  |  | 99999 | 0.01 | 13 | 4 | 0.01 | 0.01 | 0 | 0 | 0 | 0 | 0.09 | 0.02 | 0 | 0 | 0 | 0 | 0.85 | 0 | 0 | 0 | 0 | 0 | True |  | Non Federally-Regulated | 07/03/2018 |  | 08/10/2018
USAI Lighting | USAI Lighting | B3SDL-14X1-35KH-65-S-BL-NCIC-UNV-D6A | Light Emitting Diode | Inseparable Luminaire | Direct Wired | 0-10 VDC Controls | 60 | 3500 | 0.001 | 91 | 52 | 433 | 0.96 | Ambient | 50000 |  |  | 99999 | 0.01 | 13 | 4 | 0.01 | 0.01 | 0 | 0 | 0 | 0 | 0.09 | 0.02 | 0 | 0 | 0 | 0 | 0.85 | 0 | 0 | 0 | 0 | 0 | True |  | Non Federally-Regulated | 07/03/2018 |  | 08/10/2018
USAI Lighting | USAI Lighting | B3SDL-14X1-40KH-25-S-BL-NCIC-UNV-D6A | Light Emitting Diode | Inseparable Luminaire | Direct Wired | 0-10 VDC Controls | 75 | 4000 | 0.001 | 91 | 52 | 433 | 0.96 | Ambient | 50000 |  |  | 99999 | 0.01 | 13 | 4 | 0.01 | 0.01 | 0 | 0 | 0 | 0 | 0.09 | 0.02 | 0 | 0 | 0 | 0 | 0.85 | 0 | 0 | 0 | 0 | 0 | True |  | Non Federally-Regulated | 07/03/2018 |  | 08/10/2018
USAI Lighting | USAI Lighting | B3SDL-14X1-40KH-45-S-BL-NCIC-UNV-D6A | Light Emitting Diode | Inseparable Luminaire | Direct Wired | 0-10 VDC Controls | 79 | 4000 | 0.001 | 91 | 52 | 433 | 0.96 | Ambient | 50000 |  |  | 99999 | 0.01 | 13 | 4 | 0.01 | 0.01 | 0 | 0 | 0 | 0 | 0.09 | 0.02 | 0 | 0 | 0 | 0 | 0.85 | 0 | 0 | 0 | 0 | 0 | True |  | Non Federally-Regulated | 07/03/2018 |  | 08/10/2018
USAI Lighting | USAI Lighting | B3SDL-14X1-40KH-65-S-BL-NCIC-UNV-D6A | Light Emitting Diode | Inseparable Luminaire | Direct Wired | 0-10 VDC Controls | 65 | 4000 | 0.001 | 91 | 52 | 433 | 0.96 | Ambient | 50000 |  |  | 99999 | 0.01 | 13 | 4 | 0.01 | 0.01 | 0 | 0 | 0 | 0 | 0.09 | 0.02 | 0 | 0 | 0 | 0 | 0.85 | 0 | 0 | 0 | 0 | 0 | True |  | Non Federally-Regulated | 07/03/2018 |  | 08/10/2018
USAI Lighting | USAI Lighting | B3SDL-14X1-27KH-25-S-BZ-NCIC-UNV-D6A | Light Emitting Diode | Inseparable Luminaire | Direct Wired | 0-10 VDC Controls | 65 | 2700 | 0.001 | 91 | 52 | 433 | 0.96 | Ambient | 50000 |  |  | 99999 | 0.01 | 13 | 4 | 0.01 | 0.01 | 0 | 0 | 0 | 0 | 0.09 | 0.02 | 0 | 0 | 0 | 0 | 0.85 | 0 | 0 | 0 | 0 | 0 | True |  | Non Federally-Regulated | 07/03/2018 |  | 08/10/2018
USAI Lighting | USAI Lighting | B3SDL-14X1-27KH-45-S-BZ-NCIC-UNV-D6A | Light Emitting Diode | Inseparable Luminaire | Direct Wired | 0-10 VDC Controls | 68 | 2700 | 0.001 | 91 | 52 | 433 | 0.96 | Ambient | 50000 |  |  | 99999 | 0.01 | 13 | 4 | 0.01 | 0.01 | 0 | 0 | 0 | 0 | 0.09 | 0.02 | 0 | 0 | 0 | 0 | 0.85 | 0 | 0 | 0 | 0 | 0 | True |  | Non Federally-Regulated | 07/03/2018 |  | 08/10/2018
USAI Lighting | USAI Lighting | B3SDL-14X1-27KH-65-S-BZ-NCIC-UNV-D6A | Light Emitting Diode | Inseparable Luminaire | Direct Wired | 0-10 VDC Controls | 55 | 2700 | 0.001 | 91 | 52 | 433 | 0.96 | Ambient | 50000 |  |  | 99999 | 0.01 | 13 | 4 | 0.01 | 0.01 | 0 | 0 | 0 | 0 | 0.09 | 0.02 | 0 | 0 | 0 | 0 | 0.85 | 0 | 0 | 0 | 0 | 0 | True |  | Non Federally-Regulated | 07/03/2018 |  | 08/10/2018
USAI Lighting | USAI Lighting | B3SDL-14X1-30KH-25-S-BZ-NCIC-UNV-D6A | Light Emitting Diode | Inseparable Luminaire | Direct Wired | 0-10 VDC Controls | 65 | 3000 | 0.001 | 91 | 52 | 433 | 0.96 | Ambient | 50000 |  |  | 99999 | 0.01 | 13 | 4 | 0.01 | 0.01 | 0 | 0 | 0 | 0 | 0.09 | 0.02 | 0 | 0 | 0 | 0 | 0.85 | 0 | 0 | 0 | 0 | 0 | True |  | Non Federally-Regulated | 07/03/2018 |  | 08/10/2018
USAI Lighting | USAI Lighting | B3SDL-14X1-30KH-45-S-BZ-NCIC-UNV-D6A | Light Emitting Diode | Inseparable Luminaire | Direct Wired | 0-10 VDC Controls | 68 | 3000 | 0.001 | 91 | 52 | 433 | 0.96 | Ambient | 50000 |  |  | 99999 | 0.01 | 13 | 4 | 0.01 | 0.01 | 0 | 0 | 0 | 0 | 0.09 | 0.02 | 0 | 0 | 0 | 0 | 0.85 | 0 | 0 | 0 | 0 | 0 | True |  | Non Federally-Regulated | 07/03/2018 |  | 08/10/2018
USAI Lighting | USAI Lighting | B3SDL-14X1-30KH-65-S-BZ-NCIC-UNV-D6A | Light Emitting Diode | Inseparable Luminaire | Direct Wired | 0-10 VDC Controls | 55 | 3000 | 0.001 | 91 | 52 | 433 | 0.96 | Ambient | 50000 |  |  | 99999 | 0.01 | 13 | 4 | 0.01 | 0.01 | 0 | 0 | 0 | 0 | 0.09 | 0.02 | 0 | 0 | 0 | 0 | 0.85 | 0 | 0 | 0 | 0 | 0 | True |  | Non Federally-Regulated | 07/03/2018 |  | 08/10/2018
USAI Lighting | USAI Lighting | B3SDL-14X1-35KH-25-S-BZ-NCIC-UNV-D6A | Light Emitting Diode | Inseparable Luminaire | Direct Wired | 0-10 VDC Controls | 70 | 3500 | 0.001 | 91 | 52 | 433 | 0.96 | Ambient | 50000 |  |  | 99999 | 0.01 | 13 | 4 | 0.01 | 0.01 | 0 | 0 | 0 | 0 | 0.09 | 0.02 | 0 | 0 | 0 | 0 | 0.85 | 0 | 0 | 0 | 0 | 0 | True |  | Non Federally-Regulated | 07/03/2018 |  | 08/10/2018
USAI Lighting | USAI Lighting | B3SDL-14X1-35KH-45-S-BZ-NCIC-UNV-D6A | Light Emitting Diode | Inseparable Luminaire | Direct Wired | 0-10 VDC Controls | 74 | 3500 | 0.001 | 91 | 52 | 433 | 0.96 | Ambient | 50000 |  |  | 99999 | 0.01 | 13 | 4 | 0.01 | 0.01 | 0 | 0 | 0 | 0 | 0.09 | 0.02 | 0 | 0 | 0 | 0 | 0.85 | 0 | 0 | 0 | 0 | 0 | True |  | Non Federally-Regulated | 07/03/2018 |  | 08/10/2018
USAI Lighting | USAI Lighting | B3SDL-14X1-35KH-65-S-BZ-NCIC-UNV-D6A | Light Emitting Diode | Inseparable Luminaire | Direct Wired | 0-10 VDC Controls | 60 | 3500 | 0.001 | 91 | 52 | 433 | 0.96 | Ambient | 50000 |  |  | 99999 | 0.01 | 13 | 4 | 0.01 | 0.01 | 0 | 0 | 0 | 0 | 0.09 | 0.02 | 0 | 0 | 0 | 0 | 0.85 | 0 | 0 | 0 | 0 | 0 | True |  | Non Federally-Regulated | 07/03/2018 |  | 08/10/2018
USAI Lighting | USAI Lighting | B3SDL-14X1-40KH-25-S-BZ-NCIC-UNV-D6A | Light Emitting Diode | Inseparable Luminaire | Direct Wired | 0-10 VDC Controls | 75 | 4000 | 0.001 | 91 | 52 | 433 | 0.96 | Ambient | 50000 |  |  | 99999 | 0.01 | 13 | 4 | 0.01 | 0.01 | 0 | 0 | 0 | 0 | 0.09 | 0.02 | 0 | 0 | 0 | 0 | 0.85 | 0 | 0 | 0 | 0 | 0 | True |  | Non Federally-Regulated | 07/03/2018 |  | 08/10/2018
USAI Lighting | USAI Lighting | B3SDL-14X1-40KH-45-S-BZ-NCIC-UNV-D6A | Light Emitting Diode | Inseparable Luminaire | Direct Wired | 0-10 VDC Controls | 79 | 4000 | 0.001 | 91 | 52 | 433 | 0.96 | Ambient | 50000 |  |  | 99999 | 0.01 | 13 | 4 | 0.01 | 0.01 | 0 | 0 | 0 | 0 | 0.09 | 0.02 | 0 | 0 | 0 | 0 | 0.85 | 0 | 0 | 0 | 0 | 0 | True |  | Non Federally-Regulated | 07/03/2018 |  | 08/10/2018
USAI Lighting | USAI Lighting | B3SDL-14X1-40KH-65-S-BZ-NCIC-UNV-D6A | Light Emitting Diode | Inseparable Luminaire | Direct Wired | 0-10 VDC Controls | 65 | 4000 | 0.001 | 91 | 52 | 433 | 0.96 | Ambient | 50000 |  |  | 99999 | 0.01 | 13 | 4 | 0.01 | 0.01 | 0 | 0 | 0 | 0 | 0.09 | 0.02 | 0 | 0 | 0 | 0 | 0.85 | 0 | 0 | 0 | 0 | 0 | True |  | Non Federally-Regulated | 07/03/2018 |  | 08/10/2018
USAI Lighting | USAI Lighting | B3SDL-14X1-27KH-25-S-WH-NCIC-UNV-D6B | Light Emitting Diode | Inseparable Luminaire | Direct Wired | 0-10 VDC Controls | 65 | 2700 | 0.001 | 91 | 52 | 433 | 0.96 | Ambient | 50000 |  |  | 99999 | 0.01 | 13 | 4 | 0.01 | 0.01 | 0 | 0 | 0 | 0 | 0.09 | 0.02 | 0 | 0 | 0 | 0 | 0.85 | 0 | 0 | 0 | 0 | 0 | True |  | Non Federally-Regulated | 07/03/2018 |  | 08/10/2018
USAI Lighting | USAI Lighting | B3SDL-14X1-27KH-45-S-WH-NCIC-UNV-D6B | Light Emitting Diode | Inseparable Luminaire | Direct Wired | 0-10 VDC Controls | 68 | 2700 | 0.001 | 91 | 52 | 433 | 0.96 | Ambient | 50000 |  |  | 99999 | 0.01 | 13 | 4 | 0.01 | 0.01 | 0 | 0 | 0 | 0 | 0.09 | 0.02 | 0 | 0 | 0 | 0 | 0.85 | 0 | 0 | 0 | 0 | 0 | True |  | Non Federally-Regulated | 07/03/2018 |  | 08/10/2018
USAI Lighting | USAI Lighting | B3SDL-14X1-27KH-65-S-WH-NCIC-UNV-D6B | Light Emitting Diode | Inseparable Luminaire | Direct Wired | 0-10 VDC Controls | 55 | 2700 | 0.001 | 91 | 52 | 433 | 0.96 | Ambient | 50000 |  |  | 99999 | 0.01 | 13 | 4 | 0.01 | 0.01 | 0 | 0 | 0 | 0 | 0.09 | 0.02 | 0 | 0 | 0 | 0 | 0.85 | 0 | 0 | 0 | 0 | 0 | True |  | Non Federally-Regulated | 07/03/2018 |  | 08/10/2018
USAI Lighting | USAI Lighting | B3SDL-14X1-30KH-25-S-WH-NCIC-UNV-D6B | Light Emitting Diode | Inseparable Luminaire | Direct Wired | 0-10 VDC Controls | 65 | 3000 | 0.001 | 91 | 52 | 433 | 0.96 | Ambient | 50000 |  |  | 99999 | 0.01 | 13 | 4 | 0.01 | 0.01 | 0 | 0 | 0 | 0 | 0.09 | 0.02 | 0 | 0 | 0 | 0 | 0.85 | 0 | 0 | 0 | 0 | 0 | True |  | Non Federally-Regulated | 07/03/2018 |  | 08/10/2018
USAI Lighting | USAI Lighting | B3SDL-14X1-30KH-45-S-WH-NCIC-UNV-D6B | Light Emitting Diode | Inseparable Luminaire | Direct Wired | 0-10 VDC Controls | 68 | 3000 | 0.001 | 91 | 52 | 433 | 0.96 | Ambient | 50000 |  |  | 99999 | 0.01 | 13 | 4 | 0.01 | 0.01 | 0 | 0 | 0 | 0 | 0.09 | 0.02 | 0 | 0 | 0 | 0 | 0.85 | 0 | 0 | 0 | 0 | 0 | True |  | Non Federally-Regulated | 07/03/2018 |  | 08/10/2018
USAI Lighting | USAI Lighting | B3SDL-14X1-30KH-65-S-WH-NCIC-UNV-D6B | Light Emitting Diode | Inseparable Luminaire | Direct Wired | 0-10 VDC Controls | 55 | 3000 | 0.001 | 91 | 52 | 433 | 0.96 | Ambient | 50000 |  |  | 99999 | 0.01 | 13 | 4 | 0.01 | 0.01 | 0 | 0 | 0 | 0 | 0.09 | 0.02 | 0 | 0 | 0 | 0 | 0.85 | 0 | 0 | 0 | 0 | 0 | True |  | Non Federally-Regulated | 07/03/2018 |  | 08/10/2018
USAI Lighting | USAI Lighting | B3SDL-14X1-35KH-25-S-WH-NCIC-UNV-D6B | Light Emitting Diode | Inseparable Luminaire | Direct Wired | 0-10 VDC Controls | 70 | 3500 | 0.001 | 91 | 52 | 433 | 0.96 | Ambient | 50000 |  |  | 99999 | 0.01 | 13 | 4 | 0.01 | 0.01 | 0 | 0 | 0 | 0 | 0.09 | 0.02 | 0 | 0 | 0 | 0 | 0.85 | 0 | 0 | 0 | 0 | 0 | True |  | Non Federally-Regulated | 07/03/2018 |  | 08/10/2018
USAI Lighting | USAI Lighting | B3SDL-14X1-35KH-45-S-WH-NCIC-UNV-D6B | Light Emitting Diode | Inseparable Luminaire | Direct Wired | 0-10 VDC Controls | 74 | 3500 | 0.001 | 91 | 52 | 433 | 0.96 | Ambient | 50000 |  |  | 99999 | 0.01 | 13 | 4 | 0.01 | 0.01 | 0 | 0 | 0 | 0 | 0.09 | 0.02 | 0 | 0 | 0 | 0 | 0.85 | 0 | 0 | 0 | 0 | 0 | True |  | Non Federally-Regulated | 07/03/2018 |  | 08/10/2018
USAI Lighting | USAI Lighting | B3SDL-14X1-35KH-65-S-WH-NCIC-UNV-D6B | Light Emitting Diode | Inseparable Luminaire | Direct Wired | 0-10 VDC Controls | 60 | 3500 | 0.001 | 91 | 52 | 433 | 0.96 | Ambient | 50000 |  |  | 99999 | 0.01 | 13 | 4 | 0.01 | 0.01 | 0 | 0 | 0 | 0 | 0.09 | 0.02 | 0 | 0 | 0 | 0 | 0.85 | 0 | 0 | 0 | 0 | 0 | True |  | Non Federally-Regulated | 07/03/2018 |  | 08/10/2018
USAI Lighting | USAI Lighting | B3SDL-14X1-40KH-25-S-WH-NCIC-UNV-D6B | Light Emitting Diode | Inseparable Luminaire | Direct Wired | 0-10 VDC Controls | 75 | 4000 | 0.001 | 91 | 52 | 433 | 0.96 | Ambient | 50000 |  |  | 99999 | 0.01 | 13 | 4 | 0.01 | 0.01 | 0 | 0 | 0 | 0 | 0.09 | 0.02 | 0 | 0 | 0 | 0 | 0.85 | 0 | 0 | 0 | 0 | 0 | True |  | Non Federally-Regulated | 07/03/2018 |  | 08/10/2018
USAI Lighting | USAI Lighting | B3SDL-14X1-40KH-45-S-WH-NCIC-UNV-D6B | Light Emitting Diode | Inseparable Luminaire | Direct Wired | 0-10 VDC Controls | 79 | 4000 | 0.001 | 91 | 52 | 433 | 0.96 | Ambient | 50000 |  |  | 99999 | 0.01 | 13 | 4 | 0.01 | 0.01 | 0 | 0 | 0 | 0 | 0.09 | 0.02 | 0 | 0 | 0 | 0 | 0.85 | 0 | 0 | 0 | 0 | 0 | True |  | Non Federally-Regulated | 07/03/2018 |  | 08/10/2018
USAI Lighting | USAI Lighting | B3SDL-14X1-40KH-65-S-WH-NCIC-UNV-D6B | Light Emitting Diode | Inseparable Luminaire | Direct Wired | 0-10 VDC Controls | 65 | 4000 | 0.001 | 91 | 52 | 433 | 0.96 | Ambient | 50000 |  |  | 99999 | 0.01 | 13 | 4 | 0.01 | 0.01 | 0 | 0 | 0 | 0 | 0.09 | 0.02 | 0 | 0 | 0 | 0 | 0.85 | 0 | 0 | 0 | 0 | 0 | True |  | Non Federally-Regulated | 07/03/2018 |  | 08/10/2018
USAI Lighting | USAI Lighting | B3SDL-14X1-27KH-25-S-GR-NCIC-UNV-D6B | Light Emitting Diode | Inseparable Luminaire | Direct Wired | 0-10 VDC Controls | 65 | 2700 | 0.001 | 91 | 52 | 433 | 0.96 | Ambient | 50000 |  |  | 99999 | 0.01 | 13 | 4 | 0.01 | 0.01 | 0 | 0 | 0 | 0 | 0.09 | 0.02 | 0 | 0 | 0 | 0 | 0.85 | 0 | 0 | 0 | 0 | 0 | True |  | Non Federally-Regulated | 07/03/2018 |  | 08/10/2018
USAI Lighting | USAI Lighting | B3SDL-14X1-27KH-45-S-GR-NCIC-UNV-D6B | Light Emitting Diode | Inseparable Luminaire | Direct Wired | 0-10 VDC Controls | 68 | 2700 | 0.001 | 91 | 52 | 433 | 0.96 | Ambient | 50000 |  |  | 99999 | 0.01 | 13 | 4 | 0.01 | 0.01 | 0 | 0 | 0 | 0 | 0.09 | 0.02 | 0 | 0 | 0 | 0 | 0.85 | 0 | 0 | 0 | 0 | 0 | True |  | Non Federally-Regulated | 07/03/2018 |  | 08/10/2018
USAI Lighting | USAI Lighting | B3SDL-14X1-27KH-65-S-GR-NCIC-UNV-D6B | Light Emitting Diode | Inseparable Luminaire | Direct Wired | 0-10 VDC Controls | 55 | 2700 | 0.001 | 91 | 52 | 433 | 0.96 | Ambient | 50000 |  |  | 99999 | 0.01 | 13 | 4 | 0.01 | 0.01 | 0 | 0 | 0 | 0 | 0.09 | 0.02 | 0 | 0 | 0 | 0 | 0.85 | 0 | 0 | 0 | 0 | 0 | True |  | Non Federally-Regulated | 07/03/2018 |  | 08/10/2018
USAI Lighting | USAI Lighting | B3SDL-14X1-30KH-25-S-GR-NCIC-UNV-D6B | Light Emitting Diode | Inseparable Luminaire | Direct Wired | 0-10 VDC Controls | 65 | 3000 | 0.001 | 91 | 52 | 433 | 0.96 | Ambient | 50000 |  |  | 99999 | 0.01 | 13 | 4 | 0.01 | 0.01 | 0 | 0 | 0 | 0 | 0.09 | 0.02 | 0 | 0 | 0 | 0 | 0.85 | 0 | 0 | 0 | 0 | 0 | True |  | Non Federally-Regulated | 07/03/2018 |  | 08/10/2018
USAI Lighting | USAI Lighting | B3SDL-14X1-30KH-45-S-GR-NCIC-UNV-D6B | Light Emitting Diode | Inseparable Luminaire | Direct Wired | 0-10 VDC Controls | 68 | 3000 | 0.001 | 91 | 52 | 433 | 0.96 | Ambient | 50000 |  |  | 99999 | 0.01 | 13 | 4 | 0.01 | 0.01 | 0 | 0 | 0 | 0 | 0.09 | 0.02 | 0 | 0 | 0 | 0 | 0.85 | 0 | 0 | 0 | 0 | 0 | True |  | Non Federally-Regulated | 07/03/2018 |  | 08/10/2018
USAI Lighting | USAI Lighting | B3SDL-14X1-30KH-65-S-GR-NCIC-UNV-D6B | Light Emitting Diode | Inseparable Luminaire | Direct Wired | 0-10 VDC Controls | 55 | 3000 | 0.001 | 91 | 52 | 433 | 0.96 | Ambient | 50000 |  |  | 99999 | 0.01 | 13 | 4 | 0.01 | 0.01 | 0 | 0 | 0 | 0 | 0.09 | 0.02 | 0 | 0 | 0 | 0 | 0.85 | 0 | 0 | 0 | 0 | 0 | True |  | Non Federally-Regulated | 07/03/2018 |  | 08/10/2018
USAI Lighting | USAI Lighting | B3SDL-14X1-35KH-25-S-GR-NCIC-UNV-D6B | Light Emitting Diode | Inseparable Luminaire | Direct Wired | 0-10 VDC Controls | 70 | 3500 | 0.001 | 91 | 52 | 433 | 0.96 | Ambient | 50000 |  |  | 99999 | 0.01 | 13 | 4 | 0.01 | 0.01 | 0 | 0 | 0 | 0 | 0.09 | 0.02 | 0 | 0 | 0 | 0 | 0.85 | 0 | 0 | 0 | 0 | 0 | True |  | Non Federally-Regulated | 07/03/2018 |  | 08/10/2018
USAI Lighting | USAI Lighting | B3SDL-14X1-35KH-45-S-GR-NCIC-UNV-D6B | Light Emitting Diode | Inseparable Luminaire | Direct Wired | 0-10 VDC Controls | 74 | 3500 | 0.001 | 91 | 52 | 433 | 0.96 | Ambient | 50000 |  |  | 99999 | 0.01 | 13 | 4 | 0.01 | 0.01 | 0 | 0 | 0 | 0 | 0.09 | 0.02 | 0 | 0 | 0 | 0 | 0.85 | 0 | 0 | 0 | 0 | 0 | True |  | Non Federally-Regulated | 07/03/2018 |  | 08/10/2018
USAI Lighting | USAI Lighting | B3SDL-14X1-35KH-65-S-GR-NCIC-UNV-D6B | Light Emitting Diode | Inseparable Luminaire | Direct Wired | 0-10 VDC Controls | 60 | 3500 | 0.001 | 91 | 52 | 433 | 0.96 | Ambient | 50000 |  |  | 99999 | 0.01 | 13 | 4 | 0.01 | 0.01 | 0 | 0 | 0 | 0 | 0.09 | 0.02 | 0 | 0 | 0 | 0 | 0.85 | 0 | 0 | 0 | 0 | 0 | True |  | Non Federally-Regulated | 07/03/2018 |  | 08/10/2018
USAI Lighting | USAI Lighting | B3SDL-14X1-40KH-25-S-GR-NCIC-UNV-D6B | Light Emitting Diode | Inseparable Luminaire | Direct Wired | 0-10 VDC Controls | 75 | 4000 | 0.001 | 91 | 52 | 433 | 0.96 | Ambient | 50000 |  |  | 99999 | 0.01 | 13 | 4 | 0.01 | 0.01 | 0 | 0 | 0 | 0 | 0.09 | 0.02 | 0 | 0 | 0 | 0 | 0.85 | 0 | 0 | 0 | 0 | 0 | True |  | Non Federally-Regulated | 07/03/2018 |  | 08/10/2018
USAI Lighting | USAI Lighting | B3SDL-14X1-40KH-45-S-GR-NCIC-UNV-D6B | Light Emitting Diode | Inseparable Luminaire | Direct Wired | 0-10 VDC Controls | 79 | 4000 | 0.001 | 91 | 52 | 433 | 0.96 | Ambient | 50000 |  |  | 99999 | 0.01 | 13 | 4 | 0.01 | 0.01 | 0 | 0 | 0 | 0 | 0.09 | 0.02 | 0 | 0 | 0 | 0 | 0.85 | 0 | 0 | 0 | 0 | 0 | True |  | Non Federally-Regulated | 07/03/2018 |  | 08/10/2018
USAI Lighting | USAI Lighting | B3SDL-14X1-40KH-65-S-GR-NCIC-UNV-D6B | Light Emitting Diode | Inseparable Luminaire | Direct Wired | 0-10 VDC Controls | 65 | 4000 | 0.001 | 91 | 52 | 433 | 0.96 | Ambient | 50000 |  |  | 99999 | 0.01 | 13 | 4 | 0.01 | 0.01 | 0 | 0 | 0 | 0 | 0.09 | 0.02 | 0 | 0 | 0 | 0 | 0.85 | 0 | 0 | 0 | 0 | 0 | True |  | Non Federally-Regulated | 07/03/2018 |  | 08/10/2018
USAI Lighting | USAI Lighting | B3SDL-14X1-27KH-25-S-BL-NCIC-UNV-D6B | Light Emitting Diode | Inseparable Luminaire | Direct Wired | 0-10 VDC Controls | 65 | 2700 | 0.001 | 91 | 52 | 433 | 0.96 | Ambient | 50000 |  |  | 99999 | 0.01 | 13 | 4 | 0.01 | 0.01 | 0 | 0 | 0 | 0 | 0.09 | 0.02 | 0 | 0 | 0 | 0 | 0.85 | 0 | 0 | 0 | 0 | 0 | True |  | Non Federally-Regulated | 07/03/2018 |  | 08/10/2018
USAI Lighting | USAI Lighting | B3SDL-14X1-27KH-45-S-BL-NCIC-UNV-D6B | Light Emitting Diode | Inseparable Luminaire | Direct Wired | 0-10 VDC Controls | 68 | 2700 | 0.001 | 91 | 52 | 433 | 0.96 | Ambient | 50000 |  |  | 99999 | 0.01 | 13 | 4 | 0.01 | 0.01 | 0 | 0 | 0 | 0 | 0.09 | 0.02 | 0 | 0 | 0 | 0 | 0.85 | 0 | 0 | 0 | 0 | 0 | True |  | Non Federally-Regulated | 07/03/2018 |  | 08/10/2018
USAI Lighting | USAI Lighting | B3SDL-14X1-27KH-65-S-BL-NCIC-UNV-D6B | Light Emitting Diode | Inseparable Luminaire | Direct Wired | 0-10 VDC Controls | 55 | 2700 | 0.001 | 91 | 52 | 433 | 0.96 | Ambient | 50000 |  |  | 99999 | 0.01 | 13 | 4 | 0.01 | 0.01 | 0 | 0 | 0 | 0 | 0.09 | 0.02 | 0 | 0 | 0 | 0 | 0.85 | 0 | 0 | 0 | 0 | 0 | True |  | Non Federally-Regulated | 07/03/2018 |  | 08/10/2018
USAI Lighting | USAI Lighting | B3SDL-14X1-30KH-25-S-BL-NCIC-UNV-D6B | Light Emitting Diode | Inseparable Luminaire | Direct Wired | 0-10 VDC Controls | 65 | 3000 | 0.001 | 91 | 52 | 433 | 0.96 | Ambient | 50000 |  |  | 99999 | 0.01 | 13 | 4 | 0.01 | 0.01 | 0 | 0 | 0 | 0 | 0.09 | 0.02 | 0 | 0 | 0 | 0 | 0.85 | 0 | 0 | 0 | 0 | 0 | True |  | Non Federally-Regulated | 07/03/2018 |  | 08/10/2018
USAI Lighting | USAI Lighting | B3SDL-14X1-30KH-45-S-BL-NCIC-UNV-D6B | Light Emitting Diode | Inseparable Luminaire | Direct Wired | 0-10 VDC Controls | 68 | 3000 | 0.001 | 91 | 52 | 433 | 0.96 | Ambient | 50000 |  |  | 99999 | 0.01 | 13 | 4 | 0.01 | 0.01 | 0 | 0 | 0 | 0 | 0.09 | 0.02 | 0 | 0 | 0 | 0 | 0.85 | 0 | 0 | 0 | 0 | 0 | True |  | Non Federally-Regulated | 07/03/2018 |  | 08/10/2018
USAI Lighting | USAI Lighting | B3SDL-14X1-30KH-65-S-BL-NCIC-UNV-D6B | Light Emitting Diode | Inseparable Luminaire | Direct Wired | 0-10 VDC Controls | 55 | 3000 | 0.001 | 91 | 52 | 433 | 0.96 | Ambient | 50000 |  |  | 99999 | 0.01 | 13 | 4 | 0.01 | 0.01 | 0 | 0 | 0 | 0 | 0.09 | 0.02 | 0 | 0 | 0 | 0 | 0.85 | 0 | 0 | 0 | 0 | 0 | True |  | Non Federally-Regulated | 07/03/2018 |  | 08/10/2018
USAI Lighting | USAI Lighting | B3SDL-14X1-35KH-25-S-BL-NCIC-UNV-D6B | Light Emitting Diode | Inseparable Luminaire | Direct Wired | 0-10 VDC Controls | 70 | 3500 | 0.001 | 91 | 52 | 433 | 0.96 | Ambient | 50000 |  |  | 99999 | 0.01 | 13 | 4 | 0.01 | 0.01 | 0 | 0 | 0 | 0 | 0.09 | 0.02 | 0 | 0 | 0 | 0 | 0.85 | 0 | 0 | 0 | 0 | 0 | True |  | Non Federally-Regulated | 07/03/2018 |  | 08/10/2018
USAI Lighting | USAI Lighting | B3SDL-14X1-35KH-45-S-BL-NCIC-UNV-D6B | Light Emitting Diode | Inseparable Luminaire | Direct Wired | 0-10 VDC Controls | 74 | 3500 | 0.001 | 91 | 52 | 433 | 0.96 | Ambient | 50000 |  |  | 99999 | 0.01 | 13 | 4 | 0.01 | 0.01 | 0 | 0 | 0 | 0 | 0.09 | 0.02 | 0 | 0 | 0 | 0 | 0.85 | 0 | 0 | 0 | 0 | 0 | True |  | Non Federally-Regulated | 07/03/2018 |  | 08/10/2018
USAI Lighting | USAI Lighting | B3SDL-14X1-35KH-65-S-BL-NCIC-UNV-D6B | Light Emitting Diode | Inseparable Luminaire | Direct Wired | 0-10 VDC Controls | 60 | 3500 | 0.001 | 91 | 52 | 433 | 0.96 | Ambient | 50000 |  |  | 99999 | 0.01 | 13 | 4 | 0.01 | 0.01 | 0 | 0 | 0 | 0 | 0.09 | 0.02 | 0 | 0 | 0 | 0 | 0.85 | 0 | 0 | 0 | 0 | 0 | True |  | Non Federally-Regulated | 07/03/2018 |  | 08/10/2018
USAI Lighting | USAI Lighting | B3SDL-14X1-40KH-25-S-BL-NCIC-UNV-D6B | Light Emitting Diode | Inseparable Luminaire | Direct Wired | 0-10 VDC Controls | 75 | 4000 | 0.001 | 91 | 52 | 433 | 0.96 | Ambient | 50000 |  |  | 99999 | 0.01 | 13 | 4 | 0.01 | 0.01 | 0 | 0 | 0 | 0 | 0.09 | 0.02 | 0 | 0 | 0 | 0 | 0.85 | 0 | 0 | 0 | 0 | 0 | True |  | Non Federally-Regulated | 07/03/2018 |  | 08/10/2018
USAI Lighting | USAI Lighting | B3SDL-14X1-40KH-45-S-BL-NCIC-UNV-D6B | Light Emitting Diode | Inseparable Luminaire | Direct Wired | 0-10 VDC Controls | 79 | 4000 | 0.001 | 91 | 52 | 433 | 0.96 | Ambient | 50000 |  |  | 99999 | 0.01 | 13 | 4 | 0.01 | 0.01 | 0 | 0 | 0 | 0 | 0.09 | 0.02 | 0 | 0 | 0 | 0 | 0.85 | 0 | 0 | 0 | 0 | 0 | True |  | Non Federally-Regulated | 07/03/2018 |  | 08/10/2018
USAI Lighting | USAI Lighting | B3SDL-14X1-40KH-65-S-BL-NCIC-UNV-D6B | Light Emitting Diode | Inseparable Luminaire | Direct Wired | 0-10 VDC Controls | 65 | 4000 | 0.001 | 91 | 52 | 433 | 0.96 | Ambient | 50000 |  |  | 99999 | 0.01 | 13 | 4 | 0.01 | 0.01 | 0 | 0 | 0 | 0 | 0.09 | 0.02 | 0 | 0 | 0 | 0 | 0.85 | 0 | 0 | 0 | 0 | 0 | True |  | Non Federally-Regulated | 07/03/2018 |  | 08/10/2018
USAI Lighting | USAI Lighting | B3SDL-14X1-27KH-25-S-BZ-NCIC-UNV-D6B | Light Emitting Diode | Inseparable Luminaire | Direct Wired | 0-10 VDC Controls | 65 | 2700 | 0.001 | 91 | 52 | 433 | 0.96 | Ambient | 50000 |  |  | 99999 | 0.01 | 13 | 4 | 0.01 | 0.01 | 0 | 0 | 0 | 0 | 0.09 | 0.02 | 0 | 0 | 0 | 0 | 0.85 | 0 | 0 | 0 | 0 | 0 | True |  | Non Federally-Regulated | 07/03/2018 |  | 08/10/2018
USAI Lighting | USAI Lighting | B3SDL-14X1-27KH-45-S-BZ-NCIC-UNV-D6B | Light Emitting Diode | Inseparable Luminaire | Direct Wired | 0-10 VDC Controls | 68 | 2700 | 0.001 | 91 | 52 | 433 | 0.96 | Ambient | 50000 |  |  | 99999 | 0.01 | 13 | 4 | 0.01 | 0.01 | 0 | 0 | 0 | 0 | 0.09 | 0.02 | 0 | 0 | 0 | 0 | 0.85 | 0 | 0 | 0 | 0 | 0 | True |  | Non Federally-Regulated | 07/03/2018 |  | 08/10/2018
USAI Lighting | USAI Lighting | B3SDL-14X1-27KH-65-S-BZ-NCIC-UNV-D6B | Light Emitting Diode | Inseparable Luminaire | Direct Wired | 0-10 VDC Controls | 55 | 2700 | 0.001 | 91 | 52 | 433 | 0.96 | Ambient | 50000 |  |  | 99999 | 0.01 | 13 | 4 | 0.01 | 0.01 | 0 | 0 | 0 | 0 | 0.09 | 0.02 | 0 | 0 | 0 | 0 | 0.85 | 0 | 0 | 0 | 0 | 0 | True |  | Non Federally-Regulated | 07/03/2018 |  | 08/10/2018
USAI Lighting | USAI Lighting | B3SDL-14X1-30KH-25-S-BZ-NCIC-UNV-D6B | Light Emitting Diode | Inseparable Luminaire | Direct Wired | 0-10 VDC Controls | 65 | 3000 | 0.001 | 91 | 52 | 433 | 0.96 | Ambient | 50000 |  |  | 99999 | 0.01 | 13 | 4 | 0.01 | 0.01 | 0 | 0 | 0 | 0 | 0.09 | 0.02 | 0 | 0 | 0 | 0 | 0.85 | 0 | 0 | 0 | 0 | 0 | True |  | Non Federally-Regulated | 07/03/2018 |  | 08/10/2018
USAI Lighting | USAI Lighting | B3SDL-14X1-30KH-45-S-BZ-NCIC-UNV-D6B | Light Emitting Diode | Inseparable Luminaire | Direct Wired | 0-10 VDC Controls | 68 | 3000 | 0.001 | 91 | 52 | 433 | 0.96 | Ambient | 50000 |  |  | 99999 | 0.01 | 13 | 4 | 0.01 | 0.01 | 0 | 0 | 0 | 0 | 0.09 | 0.02 | 0 | 0 | 0 | 0 | 0.85 | 0 | 0 | 0 | 0 | 0 | True |  | Non Federally-Regulated | 07/03/2018 |  | 08/10/2018
USAI Lighting | USAI Lighting | B3SDL-14X1-30KH-65-S-BZ-NCIC-UNV-D6B | Light Emitting Diode | Inseparable Luminaire | Direct Wired | 0-10 VDC Controls | 55 | 3000 | 0.001 | 91 | 52 | 433 | 0.96 | Ambient | 50000 |  |  | 99999 | 0.01 | 13 | 4 | 0.01 | 0.01 | 0 | 0 | 0 | 0 | 0.09 | 0.02 | 0 | 0 | 0 | 0 | 0.85 | 0 | 0 | 0 | 0 | 0 | True |  | Non Federally-Regulated | 07/03/2018 |  | 08/10/2018
USAI Lighting | USAI Lighting | B3SDL-14X1-35KH-25-S-BZ-NCIC-UNV-D6B | Light Emitting Diode | Inseparable Luminaire | Direct Wired | 0-10 VDC Controls | 70 | 3500 | 0.001 | 91 | 52 | 433 | 0.96 | Ambient | 50000 |  |  | 99999 | 0.01 | 13 | 4 | 0.01 | 0.01 | 0 | 0 | 0 | 0 | 0.09 | 0.02 | 0 | 0 | 0 | 0 | 0.85 | 0 | 0 | 0 | 0 | 0 | True |  | Non Federally-Regulated | 07/03/2018 |  | 08/10/2018
USAI Lighting | USAI Lighting | B3SDL-14X1-35KH-45-S-BZ-NCIC-UNV-D6B | Light Emitting Diode | Inseparable Luminaire | Direct Wired | 0-10 VDC Controls | 74 | 3500 | 0.001 | 91 | 52 | 433 | 0.96 | Ambient | 50000 |  |  | 99999 | 0.01 | 13 | 4 | 0.01 | 0.01 | 0 | 0 | 0 | 0 | 0.09 | 0.02 | 0 | 0 | 0 | 0 | 0.85 | 0 | 0 | 0 | 0 | 0 | True |  | Non Federally-Regulated | 07/03/2018 |  | 08/10/2018
USAI Lighting | USAI Lighting | B3SDL-14X1-35KH-65-S-BZ-NCIC-UNV-D6B | Light Emitting Diode | Inseparable Luminaire | Direct Wired | 0-10 VDC Controls | 60 | 3500 | 0.001 | 91 | 52 | 433 | 0.96 | Ambient | 50000 |  |  | 99999 | 0.01 | 13 | 4 | 0.01 | 0.01 | 0 | 0 | 0 | 0 | 0.09 | 0.02 | 0 | 0 | 0 | 0 | 0.85 | 0 | 0 | 0 | 0 | 0 | True |  | Non Federally-Regulated | 07/03/2018 |  | 08/10/2018
USAI Lighting | USAI Lighting | B3SDL-14X1-40KH-25-S-BZ-NCIC-UNV-D6B | Light Emitting Diode | Inseparable Luminaire | Direct Wired | 0-10 VDC Controls | 75 | 4000 | 0.001 | 91 | 52 | 433 | 0.96 | Ambient | 50000 |  |  | 99999 | 0.01 | 13 | 4 | 0.01 | 0.01 | 0 | 0 | 0 | 0 | 0.09 | 0.02 | 0 | 0 | 0 | 0 | 0.85 | 0 | 0 | 0 | 0 | 0 | True |  | Non Federally-Regulated | 07/03/2018 |  | 08/10/2018
USAI Lighting | USAI Lighting | B3SDL-14X1-40KH-45-S-BZ-NCIC-UNV-D6B | Light Emitting Diode | Inseparable Luminaire | Direct Wired | 0-10 VDC Controls | 79 | 4000 | 0.001 | 91 | 52 | 433 | 0.96 | Ambient | 50000 |  |  | 99999 | 0.01 | 13 | 4 | 0.01 | 0.01 | 0 | 0 | 0 | 0 | 0.09 | 0.02 | 0 | 0 | 0 | 0 | 0.85 | 0 | 0 | 0 | 0 | 0 | True |  | Non Federally-Regulated | 07/03/2018 |  | 08/10/2018
USAI Lighting | USAI Lighting | B3SDL-14X1-40KH-65-S-BZ-NCIC-UNV-D6B | Light Emitting Diode | Inseparable Luminaire | Direct Wired | 0-10 VDC Controls | 65 | 4000 | 0.001 | 91 | 52 | 433 | 0.96 | Ambient | 50000 |  |  | 99999 | 0.01 | 13 | 4 | 0.01 | 0.01 | 0 | 0 | 0 | 0 | 0.09 | 0.02 | 0 | 0 | 0 | 0 | 0.85 | 0 | 0 | 0 | 0 | 0 | True |  | Non Federally-Regulated | 07/03/2018 |  | 08/10/2018
USAI Lighting | USAI Lighting | B3SDM-14X1-27KH-25-S-WH-NCIC-UNV-D6E | Light Emitting Diode | Inseparable Luminaire | Direct Wired | 0-10 VDC Controls | 65 | 2700 | 0.001 | 91 | 52 | 433 | 0.96 | Ambient | 50000 |  |  | 99999 | 0.01 | 13 | 4 | 0.01 | 0.01 | 0 | 0 | 0 | 0 | 0.09 | 0.02 | 0 | 0 | 0 | 0 | 0.85 | 0 | 0 | 0 | 0 | 0 | True |  | Non Federally-Regulated | 07/03/2018 |  | 08/10/2018
USAI Lighting | USAI Lighting | B3SDM-14X1-27KH-45-S-WH-NCIC-UNV-D6E | Light Emitting Diode | Inseparable Luminaire | Direct Wired | 0-10 VDC Controls | 68 | 2700 | 0.001 | 91 | 52 | 433 | 0.96 | Ambient | 50000 |  |  | 99999 | 0.01 | 13 | 4 | 0.01 | 0.01 | 0 | 0 | 0 | 0 | 0.09 | 0.02 | 0 | 0 | 0 | 0 | 0.85 | 0 | 0 | 0 | 0 | 0 | True |  | Non Federally-Regulated | 07/03/2018 |  | 08/10/2018
USAI Lighting | USAI Lighting | B3SDM-14X1-27KH-65-S-WH-NCIC-UNV-D6E | Light Emitting Diode | Inseparable Luminaire | Direct Wired | 0-10 VDC Controls | 55 | 2700 | 0.001 | 91 | 52 | 433 | 0.96 | Ambient | 50000 |  |  | 99999 | 0.01 | 13 | 4 | 0.01 | 0.01 | 0 | 0 | 0 | 0 | 0.09 | 0.02 | 0 | 0 | 0 | 0 | 0.85 | 0 | 0 | 0 | 0 | 0 | True |  | Non Federally-Regulated | 07/03/2018 |  | 08/10/2018
USAI Lighting | USAI Lighting | B3SDM-14X1-30KH-25-S-WH-NCIC-UNV-D6E | Light Emitting Diode | Inseparable Luminaire | Direct Wired | 0-10 VDC Controls | 65 | 3000 | 0.001 | 91 | 52 | 433 | 0.96 | Ambient | 50000 |  |  | 99999 | 0.01 | 13 | 4 | 0.01 | 0.01 | 0 | 0 | 0 | 0 | 0.09 | 0.02 | 0 | 0 | 0 | 0 | 0.85 | 0 | 0 | 0 | 0 | 0 | True |  | Non Federally-Regulated | 07/03/2018 |  | 08/10/2018
USAI Lighting | USAI Lighting | B3SDM-14X1-30KH-45-S-WH-NCIC-UNV-D6E | Light Emitting Diode | Inseparable Luminaire | Direct Wired | 0-10 VDC Controls | 68 | 3000 | 0.001 | 91 | 52 | 433 | 0.96 | Ambient | 50000 |  |  | 99999 | 0.01 | 13 | 4 | 0.01 | 0.01 | 0 | 0 | 0 | 0 | 0.09 | 0.02 | 0 | 0 | 0 | 0 | 0.85 | 0 | 0 | 0 | 0 | 0 | True |  | Non Federally-Regulated | 07/03/2018 |  | 08/10/2018
USAI Lighting | USAI Lighting | B3SDM-14X1-30KH-65-S-WH-NCIC-UNV-D6E | Light Emitting Diode | Inseparable Luminaire | Direct Wired | 0-10 VDC Controls | 55 | 3000 | 0.001 | 91 | 52 | 433 | 0.96 | Ambient | 50000 |  |  | 99999 | 0.01 | 13 | 4 | 0.01 | 0.01 | 0 | 0 | 0 | 0 | 0.09 | 0.02 | 0 | 0 | 0 | 0 | 0.85 | 0 | 0 | 0 | 0 | 0 | True |  | Non Federally-Regulated | 07/03/2018 |  | 08/10/2018
USAI Lighting | USAI Lighting | B3SDM-14X1-35KH-25-S-WH-NCIC-UNV-D6E | Light Emitting Diode | Inseparable Luminaire | Direct Wired | 0-10 VDC Controls | 70 | 3500 | 0.001 | 91 | 52 | 433 | 0.96 | Ambient | 50000 |  |  | 99999 | 0.01 | 13 | 4 | 0.01 | 0.01 | 0 | 0 | 0 | 0 | 0.09 | 0.02 | 0 | 0 | 0 | 0 | 0.85 | 0 | 0 | 0 | 0 | 0 | True |  | Non Federally-Regulated | 07/03/2018 |  | 08/10/2018
USAI Lighting | USAI Lighting | B3SDM-14X1-35KH-45-S-WH-NCIC-UNV-D6E | Light Emitting Diode | Inseparable Luminaire | Direct Wired | 0-10 VDC Controls | 74 | 3500 | 0.001 | 91 | 52 | 433 | 0.96 | Ambient | 50000 |  |  | 99999 | 0.01 | 13 | 4 | 0.01 | 0.01 | 0 | 0 | 0 | 0 | 0.09 | 0.02 | 0 | 0 | 0 | 0 | 0.85 | 0 | 0 | 0 | 0 | 0 | True |  | Non Federally-Regulated | 07/03/2018 |  | 08/10/2018
USAI Lighting | USAI Lighting | B3SDM-14X1-35KH-65-S-WH-NCIC-UNV-D6E | Light Emitting Diode | Inseparable Luminaire | Direct Wired | 0-10 VDC Controls | 60 | 3500 | 0.001 | 91 | 52 | 433 | 0.96 | Ambient | 50000 |  |  | 99999 | 0.01 | 13 | 4 | 0.01 | 0.01 | 0 | 0 | 0 | 0 | 0.09 | 0.02 | 0 | 0 | 0 | 0 | 0.85 | 0 | 0 | 0 | 0 | 0 | True |  | Non Federally-Regulated | 07/03/2018 |  | 08/10/2018
USAI Lighting | USAI Lighting | B3SDM-14X1-40KH-25-S-WH-NCIC-UNV-D6E | Light Emitting Diode | Inseparable Luminaire | Direct Wired | 0-10 VDC Controls | 75 | 4000 | 0.001 | 91 | 52 | 433 | 0.96 | Ambient | 50000 |  |  | 99999 | 0.01 | 13 | 4 | 0.01 | 0.01 | 0 | 0 | 0 | 0 | 0.09 | 0.02 | 0 | 0 | 0 | 0 | 0.85 | 0 | 0 | 0 | 0 | 0 | True |  | Non Federally-Regulated | 07/03/2018 |  | 08/10/2018
USAI Lighting | USAI Lighting | B3SDM-14X1-40KH-45-S-WH-NCIC-UNV-D6E | Light Emitting Diode | Inseparable Luminaire | Direct Wired | 0-10 VDC Controls | 79 | 4000 | 0.001 | 91 | 52 | 433 | 0.96 | Ambient | 50000 |  |  | 99999 | 0.01 | 13 | 4 | 0.01 | 0.01 | 0 | 0 | 0 | 0 | 0.09 | 0.02 | 0 | 0 | 0 | 0 | 0.85 | 0 | 0 | 0 | 0 | 0 | True |  | Non Federally-Regulated | 07/03/2018 |  | 08/10/2018
USAI Lighting | USAI Lighting | B3SDM-14X1-40KH-65-S-WH-NCIC-UNV-D6E | Light Emitting Diode | Inseparable Luminaire | Direct Wired | 0-10 VDC Controls | 65 | 4000 | 0.001 | 91 | 52 | 433 | 0.96 | Ambient | 50000 |  |  | 99999 | 0.01 | 13 | 4 | 0.01 | 0.01 | 0 | 0 | 0 | 0 | 0.09 | 0.02 | 0 | 0 | 0 | 0 | 0.85 | 0 | 0 | 0 | 0 | 0 | True |  | Non Federally-Regulated | 07/03/2018 |  | 08/10/2018
USAI Lighting | USAI Lighting | B3SDM-14X1-27KH-25-S-GR-NCIC-UNV-D6E | Light Emitting Diode | Inseparable Luminaire | Direct Wired | 0-10 VDC Controls | 65 | 2700 | 0.001 | 91 | 52 | 433 | 0.96 | Ambient | 50000 |  |  | 99999 | 0.01 | 13 | 4 | 0.01 | 0.01 | 0 | 0 | 0 | 0 | 0.09 | 0.02 | 0 | 0 | 0 | 0 | 0.85 | 0 | 0 | 0 | 0 | 0 | True |  | Non Federally-Regulated | 07/03/2018 |  | 08/10/2018
USAI Lighting | USAI Lighting | B3SDM-14X1-27KH-45-S-GR-NCIC-UNV-D6E | Light Emitting Diode | Inseparable Luminaire | Direct Wired | 0-10 VDC Controls | 68 | 2700 | 0.001 | 91 | 52 | 433 | 0.96 | Ambient | 50000 |  |  | 99999 | 0.01 | 13 | 4 | 0.01 | 0.01 | 0 | 0 | 0 | 0 | 0.09 | 0.02 | 0 | 0 | 0 | 0 | 0.85 | 0 | 0 | 0 | 0 | 0 | True |  | Non Federally-Regulated | 07/03/2018 |  | 08/10/2018
USAI Lighting | USAI Lighting | B3SDM-14X1-27KH-65-S-GR-NCIC-UNV-D6E | Light Emitting Diode | Inseparable Luminaire | Direct Wired | 0-10 VDC Controls | 55 | 2700 | 0.001 | 91 | 52 | 433 | 0.96 | Ambient | 50000 |  |  | 99999 | 0.01 | 13 | 4 | 0.01 | 0.01 | 0 | 0 | 0 | 0 | 0.09 | 0.02 | 0 | 0 | 0 | 0 | 0.85 | 0 | 0 | 0 | 0 | 0 | True |  | Non Federally-Regulated | 07/03/2018 |  | 08/10/2018
USAI Lighting | USAI Lighting | B3SDM-14X1-30KH-25-S-GR-NCIC-UNV-D6E | Light Emitting Diode | Inseparable Luminaire | Direct Wired | 0-10 VDC Controls | 65 | 3000 | 0.001 | 91 | 52 | 433 | 0.96 | Ambient | 50000 |  |  | 99999 | 0.01 | 13 | 4 | 0.01 | 0.01 | 0 | 0 | 0 | 0 | 0.09 | 0.02 | 0 | 0 | 0 | 0 | 0.85 | 0 | 0 | 0 | 0 | 0 | True |  | Non Federally-Regulated | 07/03/2018 |  | 08/10/2018
USAI Lighting | USAI Lighting | B3SDM-14X1-30KH-45-S-GR-NCIC-UNV-D6E | Light Emitting Diode | Inseparable Luminaire | Direct Wired | 0-10 VDC Controls | 68 | 3000 | 0.001 | 91 | 52 | 433 | 0.96 | Ambient | 50000 |  |  | 99999 | 0.01 | 13 | 4 | 0.01 | 0.01 | 0 | 0 | 0 | 0 | 0.09 | 0.02 | 0 | 0 | 0 | 0 | 0.85 | 0 | 0 | 0 | 0 | 0 | True |  | Non Federally-Regulated | 07/03/2018 |  | 08/10/2018
USAI Lighting | USAI Lighting | B3SDM-14X1-30KH-65-S-GR-NCIC-UNV-D6E | Light Emitting Diode | Inseparable Luminaire | Direct Wired | 0-10 VDC Controls | 55 | 3000 | 0.001 | 91 | 52 | 433 | 0.96 | Ambient | 50000 |  |  | 99999 | 0.01 | 13 | 4 | 0.01 | 0.01 | 0 | 0 | 0 | 0 | 0.09 | 0.02 | 0 | 0 | 0 | 0 | 0.85 | 0 | 0 | 0 | 0 | 0 | True |  | Non Federally-Regulated | 07/03/2018 |  | 08/10/2018
USAI Lighting | USAI Lighting | B3SDM-14X1-35KH-25-S-GR-NCIC-UNV-D6E | Light Emitting Diode | Inseparable Luminaire | Direct Wired | 0-10 VDC Controls | 70 | 3500 | 0.001 | 91 | 52 | 433 | 0.96 | Ambient | 50000 |  |  | 99999 | 0.01 | 13 | 4 | 0.01 | 0.01 | 0 | 0 | 0 | 0 | 0.09 | 0.02 | 0 | 0 | 0 | 0 | 0.85 | 0 | 0 | 0 | 0 | 0 | True |  | Non Federally-Regulated | 07/03/2018 |  | 08/10/2018
USAI Lighting | USAI Lighting | B3SDM-14X1-35KH-45-S-GR-NCIC-UNV-D6E | Light Emitting Diode | Inseparable Luminaire | Direct Wired | 0-10 VDC Controls | 74 | 3500 | 0.001 | 91 | 52 | 433 | 0.96 | Ambient | 50000 |  |  | 99999 | 0.01 | 13 | 4 | 0.01 | 0.01 | 0 | 0 | 0 | 0 | 0.09 | 0.02 | 0 | 0 | 0 | 0 | 0.85 | 0 | 0 | 0 | 0 | 0 | True |  | Non Federally-Regulated | 07/03/2018 |  | 08/10/2018
USAI Lighting | USAI Lighting | B3SDM-14X1-35KH-65-S-GR-NCIC-UNV-D6E | Light Emitting Diode | Inseparable Luminaire | Direct Wired | 0-10 VDC Controls | 60 | 3500 | 0.001 | 91 | 52 | 433 | 0.96 | Ambient | 50000 |  |  | 99999 | 0.01 | 13 | 4 | 0.01 | 0.01 | 0 | 0 | 0 | 0 | 0.09 | 0.02 | 0 | 0 | 0 | 0 | 0.85 | 0 | 0 | 0 | 0 | 0 | True |  | Non Federally-Regulated | 07/03/2018 |  | 08/10/2018
USAI Lighting | USAI Lighting | B3SDM-14X1-40KH-25-S-GR-NCIC-UNV-D6E | Light Emitting Diode | Inseparable Luminaire | Direct Wired | 0-10 VDC Controls | 75 | 4000 | 0.001 | 91 | 52 | 433 | 0.96 | Ambient | 50000 |  |  | 99999 | 0.01 | 13 | 4 | 0.01 | 0.01 | 0 | 0 | 0 | 0 | 0.09 | 0.02 | 0 | 0 | 0 | 0 | 0.85 | 0 | 0 | 0 | 0 | 0 | True |  | Non Federally-Regulated | 07/03/2018 |  | 08/10/2018
USAI Lighting | USAI Lighting | B3SDM-14X1-40KH-45-S-GR-NCIC-UNV-D6E | Light Emitting Diode | Inseparable Luminaire | Direct Wired | 0-10 VDC Controls | 79 | 4000 | 0.001 | 91 | 52 | 433 | 0.96 | Ambient | 50000 |  |  | 99999 | 0.01 | 13 | 4 | 0.01 | 0.01 | 0 | 0 | 0 | 0 | 0.09 | 0.02 | 0 | 0 | 0 | 0 | 0.85 | 0 | 0 | 0 | 0 | 0 | True |  | Non Federally-Regulated | 07/03/2018 |  | 08/10/2018
USAI Lighting | USAI Lighting | B3SDM-14X1-40KH-65-S-GR-NCIC-UNV-D6E | Light Emitting Diode | Inseparable Luminaire | Direct Wired | 0-10 VDC Controls | 65 | 4000 | 0.001 | 91 | 52 | 433 | 0.96 | Ambient | 50000 |  |  | 99999 | 0.01 | 13 | 4 | 0.01 | 0.01 | 0 | 0 | 0 | 0 | 0.09 | 0.02 | 0 | 0 | 0 | 0 | 0.85 | 0 | 0 | 0 | 0 | 0 | True |  | Non Federally-Regulated | 07/03/2018 |  | 08/10/2018
USAI Lighting | USAI Lighting | B3SDM-14X1-27KH-25-S-BL-NCIC-UNV-D6E | Light Emitting Diode | Inseparable Luminaire | Direct Wired | 0-10 VDC Controls | 65 | 2700 | 0.001 | 91 | 52 | 433 | 0.96 | Ambient | 50000 |  |  | 99999 | 0.01 | 13 | 4 | 0.01 | 0.01 | 0 | 0 | 0 | 0 | 0.09 | 0.02 | 0 | 0 | 0 | 0 | 0.85 | 0 | 0 | 0 | 0 | 0 | True |  | Non Federally-Regulated | 07/03/2018 |  | 08/10/2018
USAI Lighting | USAI Lighting | B3SDM-14X1-27KH-45-S-BL-NCIC-UNV-D6E | Light Emitting Diode | Inseparable Luminaire | Direct Wired | 0-10 VDC Controls | 68 | 2700 | 0.001 | 91 | 52 | 433 | 0.96 | Ambient | 50000 |  |  | 99999 | 0.01 | 13 | 4 | 0.01 | 0.01 | 0 | 0 | 0 | 0 | 0.09 | 0.02 | 0 | 0 | 0 | 0 | 0.85 | 0 | 0 | 0 | 0 | 0 | True |  | Non Federally-Regulated | 07/03/2018 |  | 08/10/2018
USAI Lighting | USAI Lighting | B3SDM-14X1-27KH-65-S-BL-NCIC-UNV-D6E | Light Emitting Diode | Inseparable Luminaire | Direct Wired | 0-10 VDC Controls | 55 | 2700 | 0.001 | 91 | 52 | 433 | 0.96 | Ambient | 50000 |  |  | 99999 | 0.01 | 13 | 4 | 0.01 | 0.01 | 0 | 0 | 0 | 0 | 0.09 | 0.02 | 0 | 0 | 0 | 0 | 0.85 | 0 | 0 | 0 | 0 | 0 | True |  | Non Federally-Regulated | 07/03/2018 |  | 08/10/2018
USAI Lighting | USAI Lighting | B3SDM-14X1-30KH-25-S-BL-NCIC-UNV-D6E | Light Emitting Diode | Inseparable Luminaire | Direct Wired | 0-10 VDC Controls | 65 | 3000 | 0.001 | 91 | 52 | 433 | 0.96 | Ambient | 50000 |  |  | 99999 | 0.01 | 13 | 4 | 0.01 | 0.01 | 0 | 0 | 0 | 0 | 0.09 | 0.02 | 0 | 0 | 0 | 0 | 0.85 | 0 | 0 | 0 | 0 | 0 | True |  | Non Federally-Regulated | 07/03/2018 |  | 08/10/2018
USAI Lighting | USAI Lighting | B3SDM-14X1-30KH-45-S-BL-NCIC-UNV-D6E | Light Emitting Diode | Inseparable Luminaire | Direct Wired | 0-10 VDC Controls | 68 | 3000 | 0.001 | 91 | 52 | 433 | 0.96 | Ambient | 50000 |  |  | 99999 | 0.01 | 13 | 4 | 0.01 | 0.01 | 0 | 0 | 0 | 0 | 0.09 | 0.02 | 0 | 0 | 0 | 0 | 0.85 | 0 | 0 | 0 | 0 | 0 | True |  | Non Federally-Regulated | 07/03/2018 |  | 08/10/2018
USAI Lighting | USAI Lighting | B3SDM-14X1-30KH-65-S-BL-NCIC-UNV-D6E | Light Emitting Diode | Inseparable Luminaire | Direct Wired | 0-10 VDC Controls | 55 | 3000 | 0.001 | 91 | 52 | 433 | 0.96 | Ambient | 50000 |  |  | 99999 | 0.01 | 13 | 4 | 0.01 | 0.01 | 0 | 0 | 0 | 0 | 0.09 | 0.02 | 0 | 0 | 0 | 0 | 0.85 | 0 | 0 | 0 | 0 | 0 | True |  | Non Federally-Regulated | 07/03/2018 |  | 08/10/2018
USAI Lighting | USAI Lighting | B3SDM-14X1-35KH-25-S-BL-NCIC-UNV-D6E | Light Emitting Diode | Inseparable Luminaire | Direct Wired | 0-10 VDC Controls | 70 | 3500 | 0.001 | 91 | 52 | 433 | 0.96 | Ambient | 50000 |  |  | 99999 | 0.01 | 13 | 4 | 0.01 | 0.01 | 0 | 0 | 0 | 0 | 0.09 | 0.02 | 0 | 0 | 0 | 0 | 0.85 | 0 | 0 | 0 | 0 | 0 | True |  | Non Federally-Regulated | 07/03/2018 |  | 08/10/2018
USAI Lighting | USAI Lighting | B3SDM-14X1-35KH-45-S-BL-NCIC-UNV-D6E | Light Emitting Diode | Inseparable Luminaire | Direct Wired | 0-10 VDC Controls | 74 | 3500 | 0.001 | 91 | 52 | 433 | 0.96 | Ambient | 50000 |  |  | 99999 | 0.01 | 13 | 4 | 0.01 | 0.01 | 0 | 0 | 0 | 0 | 0.09 | 0.02 | 0 | 0 | 0 | 0 | 0.85 | 0 | 0 | 0 | 0 | 0 | True |  | Non Federally-Regulated | 07/03/2018 |  | 08/10/2018
USAI Lighting | USAI Lighting | B3SDM-14X1-35KH-65-S-BL-NCIC-UNV-D6E | Light Emitting Diode | Inseparable Luminaire | Direct Wired | 0-10 VDC Controls | 60 | 3500 | 0.001 | 91 | 52 | 433 | 0.96 | Ambient | 50000 |  |  | 99999 | 0.01 | 13 | 4 | 0.01 | 0.01 | 0 | 0 | 0 | 0 | 0.09 | 0.02 | 0 | 0 | 0 | 0 | 0.85 | 0 | 0 | 0 | 0 | 0 | True |  | Non Federally-Regulated | 07/03/2018 |  | 08/10/2018
USAI Lighting | USAI Lighting | B3SDM-14X1-40KH-25-S-BL-NCIC-UNV-D6E | Light Emitting Diode | Inseparable Luminaire | Direct Wired | 0-10 VDC Controls | 75 | 4000 | 0.001 | 91 | 52 | 433 | 0.96 | Ambient | 50000 |  |  | 99999 | 0.01 | 13 | 4 | 0.01 | 0.01 | 0 | 0 | 0 | 0 | 0.09 | 0.02 | 0 | 0 | 0 | 0 | 0.85 | 0 | 0 | 0 | 0 | 0 | True |  | Non Federally-Regulated | 07/03/2018 |  | 08/10/2018
USAI Lighting | USAI Lighting | B3SDM-14X1-40KH-45-S-BL-NCIC-UNV-D6E | Light Emitting Diode | Inseparable Luminaire | Direct Wired | 0-10 VDC Controls | 79 | 4000 | 0.001 | 91 | 52 | 433 | 0.96 | Ambient | 50000 |  |  | 99999 | 0.01 | 13 | 4 | 0.01 | 0.01 | 0 | 0 | 0 | 0 | 0.09 | 0.02 | 0 | 0 | 0 | 0 | 0.85 | 0 | 0 | 0 | 0 | 0 | True |  | Non Federally-Regulated | 07/03/2018 |  | 08/10/2018
USAI Lighting | USAI Lighting | B3SDM-14X1-40KH-65-S-BL-NCIC-UNV-D6E | Light Emitting Diode | Inseparable Luminaire | Direct Wired | 0-10 VDC Controls | 65 | 4000 | 0.001 | 91 | 52 | 433 | 0.96 | Ambient | 50000 |  |  | 99999 | 0.01 | 13 | 4 | 0.01 | 0.01 | 0 | 0 | 0 | 0 | 0.09 | 0.02 | 0 | 0 | 0 | 0 | 0.85 | 0 | 0 | 0 | 0 | 0 | True |  | Non Federally-Regulated | 07/03/2018 |  | 08/10/2018
USAI Lighting | USAI Lighting | B3SDM-14X1-27KH-25-S-BZ-NCIC-UNV-D6E | Light Emitting Diode | Inseparable Luminaire | Direct Wired | 0-10 VDC Controls | 65 | 2700 | 0.001 | 91 | 52 | 433 | 0.96 | Ambient | 50000 |  |  | 99999 | 0.01 | 13 | 4 | 0.01 | 0.01 | 0 | 0 | 0 | 0 | 0.09 | 0.02 | 0 | 0 | 0 | 0 | 0.85 | 0 | 0 | 0 | 0 | 0 | True |  | Non Federally-Regulated | 07/03/2018 |  | 08/10/2018
USAI Lighting | USAI Lighting | B3SDM-14X1-27KH-45-S-BZ-NCIC-UNV-D6E | Light Emitting Diode | Inseparable Luminaire | Direct Wired | 0-10 VDC Controls | 68 | 2700 | 0.001 | 91 | 52 | 433 | 0.96 | Ambient | 50000 |  |  | 99999 | 0.01 | 13 | 4 | 0.01 | 0.01 | 0 | 0 | 0 | 0 | 0.09 | 0.02 | 0 | 0 | 0 | 0 | 0.85 | 0 | 0 | 0 | 0 | 0 | True |  | Non Federally-Regulated | 07/03/2018 |  | 08/10/2018
USAI Lighting | USAI Lighting | B3SDM-14X1-27KH-65-S-BZ-NCIC-UNV-D6E | Light Emitting Diode | Inseparable Luminaire | Direct Wired | 0-10 VDC Controls | 55 | 2700 | 0.001 | 91 | 52 | 433 | 0.96 | Ambient | 50000 |  |  | 99999 | 0.01 | 13 | 4 | 0.01 | 0.01 | 0 | 0 | 0 | 0 | 0.09 | 0.02 | 0 | 0 | 0 | 0 | 0.85 | 0 | 0 | 0 | 0 | 0 | True |  | Non Federally-Regulated | 07/03/2018 |  | 08/10/2018
USAI Lighting | USAI Lighting | B3SDM-14X1-30KH-25-S-BZ-NCIC-UNV-D6E | Light Emitting Diode | Inseparable Luminaire | Direct Wired | 0-10 VDC Controls | 65 | 3000 | 0.001 | 91 | 52 | 433 | 0.96 | Ambient | 50000 |  |  | 99999 | 0.01 | 13 | 4 | 0.01 | 0.01 | 0 | 0 | 0 | 0 | 0.09 | 0.02 | 0 | 0 | 0 | 0 | 0.85 | 0 | 0 | 0 | 0 | 0 | True |  | Non Federally-Regulated | 07/03/2018 |  | 08/10/2018
USAI Lighting | USAI Lighting | B3SDM-14X1-30KH-45-S-BZ-NCIC-UNV-D6E | Light Emitting Diode | Inseparable Luminaire | Direct Wired | 0-10 VDC Controls | 68 | 3000 | 0.001 | 91 | 52 | 433 | 0.96 | Ambient | 50000 |  |  | 99999 | 0.01 | 13 | 4 | 0.01 | 0.01 | 0 | 0 | 0 | 0 | 0.09 | 0.02 | 0 | 0 | 0 | 0 | 0.85 | 0 | 0 | 0 | 0 | 0 | True |  | Non Federally-Regulated | 07/03/2018 |  | 08/10/2018
USAI Lighting | USAI Lighting | B3SDM-14X1-30KH-65-S-BZ-NCIC-UNV-D6E | Light Emitting Diode | Inseparable Luminaire | Direct Wired | 0-10 VDC Controls | 55 | 3000 | 0.001 | 91 | 52 | 433 | 0.96 | Ambient | 50000 |  |  | 99999 | 0.01 | 13 | 4 | 0.01 | 0.01 | 0 | 0 | 0 | 0 | 0.09 | 0.02 | 0 | 0 | 0 | 0 | 0.85 | 0 | 0 | 0 | 0 | 0 | True |  | Non Federally-Regulated | 07/03/2018 |  | 08/10/2018
USAI Lighting | USAI Lighting | B3SDM-14X1-35KH-25-S-BZ-NCIC-UNV-D6E | Light Emitting Diode | Inseparable Luminaire | Direct Wired | 0-10 VDC Controls | 70 | 3500 | 0.001 | 91 | 52 | 433 | 0.96 | Ambient | 50000 |  |  | 99999 | 0.01 | 13 | 4 | 0.01 | 0.01 | 0 | 0 | 0 | 0 | 0.09 | 0.02 | 0 | 0 | 0 | 0 | 0.85 | 0 | 0 | 0 | 0 | 0 | True |  | Non Federally-Regulated | 07/03/2018 |  | 08/10/2018
USAI Lighting | USAI Lighting | B3SDM-14X1-35KH-45-S-BZ-NCIC-UNV-D6E | Light Emitting Diode | Inseparable Luminaire | Direct Wired | 0-10 VDC Controls | 74 | 3500 | 0.001 | 91 | 52 | 433 | 0.96 | Ambient | 50000 |  |  | 99999 | 0.01 | 13 | 4 | 0.01 | 0.01 | 0 | 0 | 0 | 0 | 0.09 | 0.02 | 0 | 0 | 0 | 0 | 0.85 | 0 | 0 | 0 | 0 | 0 | True |  | Non Federally-Regulated | 07/03/2018 |  | 08/10/2018
USAI Lighting | USAI Lighting | B3SDM-14X1-35KH-65-S-BZ-NCIC-UNV-D6E | Light Emitting Diode | Inseparable Luminaire | Direct Wired | 0-10 VDC Controls | 60 | 3500 | 0.001 | 91 | 52 | 433 | 0.96 | Ambient | 50000 |  |  | 99999 | 0.01 | 13 | 4 | 0.01 | 0.01 | 0 | 0 | 0 | 0 | 0.09 | 0.02 | 0 | 0 | 0 | 0 | 0.85 | 0 | 0 | 0 | 0 | 0 | True |  | Non Federally-Regulated | 07/03/2018 |  | 08/10/2018
USAI Lighting | USAI Lighting | B3SDM-14X1-40KH-25-S-BZ-NCIC-UNV-D6E | Light Emitting Diode | Inseparable Luminaire | Direct Wired | 0-10 VDC Controls | 75 | 4000 | 0.001 | 91 | 52 | 433 | 0.96 | Ambient | 50000 |  |  | 99999 | 0.01 | 13 | 4 | 0.01 | 0.01 | 0 | 0 | 0 | 0 | 0.09 | 0.02 | 0 | 0 | 0 | 0 | 0.85 | 0 | 0 | 0 | 0 | 0 | True |  | Non Federally-Regulated | 07/03/2018 |  | 08/10/2018
USAI Lighting | USAI Lighting | B3SDM-14X1-40KH-45-S-BZ-NCIC-UNV-D6E | Light Emitting Diode | Inseparable Luminaire | Direct Wired | 0-10 VDC Controls | 79 | 4000 | 0.001 | 91 | 52 | 433 | 0.96 | Ambient | 50000 |  |  | 99999 | 0.01 | 13 | 4 | 0.01 | 0.01 | 0 | 0 | 0 | 0 | 0.09 | 0.02 | 0 | 0 | 0 | 0 | 0.85 | 0 | 0 | 0 | 0 | 0 | True |  | Non Federally-Regulated | 07/03/2018 |  | 08/10/2018
USAI Lighting | USAI Lighting | B3SDM-14X1-40KH-65-S-BZ-NCIC-UNV-D6E | Light Emitting Diode | Inseparable Luminaire | Direct Wired | 0-10 VDC Controls | 65 | 4000 | 0.001 | 91 | 52 | 433 | 0.96 | Ambient | 50000 |  |  | 99999 | 0.01 | 13 | 4 | 0.01 | 0.01 | 0 | 0 | 0 | 0 | 0.09 | 0.02 | 0 | 0 | 0 | 0 | 0.85 | 0 | 0 | 0 | 0 | 0 | True |  | Non Federally-Regulated | 07/03/2018 |  | 08/10/2018
USAI Lighting | USAI Lighting | B3SDM-14X1-27KH-25-S-WH-NCIC-UNV-D6F | Light Emitting Diode | Inseparable Luminaire | Direct Wired | 0-10 VDC Controls | 65 | 2700 | 0.001 | 91 | 52 | 433 | 0.96 | Ambient | 50000 |  |  | 99999 | 0.01 | 13 | 4 | 0.01 | 0.01 | 0 | 0 | 0 | 0 | 0.09 | 0.02 | 0 | 0 | 0 | 0 | 0.85 | 0 | 0 | 0 | 0 | 0 | True |  | Non Federally-Regulated | 07/03/2018 |  | 08/10/2018
USAI Lighting | USAI Lighting | B3SDM-14X1-27KH-45-S-WH-NCIC-UNV-D6F | Light Emitting Diode | Inseparable Luminaire | Direct Wired | 0-10 VDC Controls | 68 | 2700 | 0.001 | 91 | 52 | 433 | 0.96 | Ambient | 50000 |  |  | 99999 | 0.01 | 13 | 4 | 0.01 | 0.01 | 0 | 0 | 0 | 0 | 0.09 | 0.02 | 0 | 0 | 0 | 0 | 0.85 | 0 | 0 | 0 | 0 | 0 | True |  | Non Federally-Regulated | 07/03/2018 |  | 08/10/2018
USAI Lighting | USAI Lighting | B3SDM-14X1-27KH-65-S-WH-NCIC-UNV-D6F | Light Emitting Diode | Inseparable Luminaire | Direct Wired | 0-10 VDC Controls | 55 | 2700 | 0.001 | 91 | 52 | 433 | 0.96 | Ambient | 50000 |  |  | 99999 | 0.01 | 13 | 4 | 0.01 | 0.01 | 0 | 0 | 0 | 0 | 0.09 | 0.02 | 0 | 0 | 0 | 0 | 0.85 | 0 | 0 | 0 | 0 | 0 | True |  | Non Federally-Regulated | 07/03/2018 |  | 08/10/2018
USAI Lighting | USAI Lighting | B3SDM-14X1-30KH-25-S-WH-NCIC-UNV-D6F | Light Emitting Diode | Inseparable Luminaire | Direct Wired | 0-10 VDC Controls | 65 | 3000 | 0.001 | 91 | 52 | 433 | 0.96 | Ambient | 50000 |  |  | 99999 | 0.01 | 13 | 4 | 0.01 | 0.01 | 0 | 0 | 0 | 0 | 0.09 | 0.02 | 0 | 0 | 0 | 0 | 0.85 | 0 | 0 | 0 | 0 | 0 | True |  | Non Federally-Regulated | 07/03/2018 |  | 08/10/2018
USAI Lighting | USAI Lighting | B3SDM-14X1-30KH-45-S-WH-NCIC-UNV-D6F | Light Emitting Diode | Inseparable Luminaire | Direct Wired | 0-10 VDC Controls | 68 | 3000 | 0.001 | 91 | 52 | 433 | 0.96 | Ambient | 50000 |  |  | 99999 | 0.01 | 13 | 4 | 0.01 | 0.01 | 0 | 0 | 0 | 0 | 0.09 | 0.02 | 0 | 0 | 0 | 0 | 0.85 | 0 | 0 | 0 | 0 | 0 | True |  | Non Federally-Regulated | 07/03/2018 |  | 08/10/2018
USAI Lighting | USAI Lighting | B3SDM-14X1-30KH-65-S-WH-NCIC-UNV-D6F | Light Emitting Diode | Inseparable Luminaire | Direct Wired | 0-10 VDC Controls | 55 | 3000 | 0.001 | 91 | 52 | 433 | 0.96 | Ambient | 50000 |  |  | 99999 | 0.01 | 13 | 4 | 0.01 | 0.01 | 0 | 0 | 0 | 0 | 0.09 | 0.02 | 0 | 0 | 0 | 0 | 0.85 | 0 | 0 | 0 | 0 | 0 | True |  | Non Federally-Regulated | 07/03/2018 |  | 08/10/2018
USAI Lighting | USAI Lighting | B3SDM-14X1-35KH-25-S-WH-NCIC-UNV-D6F | Light Emitting Diode | Inseparable Luminaire | Direct Wired | 0-10 VDC Controls | 70 | 3500 | 0.001 | 91 | 52 | 433 | 0.96 | Ambient | 50000 |  |  | 99999 | 0.01 | 13 | 4 | 0.01 | 0.01 | 0 | 0 | 0 | 0 | 0.09 | 0.02 | 0 | 0 | 0 | 0 | 0.85 | 0 | 0 | 0 | 0 | 0 | True |  | Non Federally-Regulated | 07/03/2018 |  | 08/10/2018
USAI Lighting | USAI Lighting | B3SDM-14X1-35KH-45-S-WH-NCIC-UNV-D6F | Light Emitting Diode | Inseparable Luminaire | Direct Wired | 0-10 VDC Controls | 74 | 3500 | 0.001 | 91 | 52 | 433 | 0.96 | Ambient | 50000 |  |  | 99999 | 0.01 | 13 | 4 | 0.01 | 0.01 | 0 | 0 | 0 | 0 | 0.09 | 0.02 | 0 | 0 | 0 | 0 | 0.85 | 0 | 0 | 0 | 0 | 0 | True |  | Non Federally-Regulated | 07/03/2018 |  | 08/10/2018
USAI Lighting | USAI Lighting | B3SDM-14X1-35KH-65-S-WH-NCIC-UNV-D6F | Light Emitting Diode | Inseparable Luminaire | Direct Wired | 0-10 VDC Controls | 60 | 3500 | 0.001 | 91 | 52 | 433 | 0.96 | Ambient | 50000 |  |  | 99999 | 0.01 | 13 | 4 | 0.01 | 0.01 | 0 | 0 | 0 | 0 | 0.09 | 0.02 | 0 | 0 | 0 | 0 | 0.85 | 0 | 0 | 0 | 0 | 0 | True |  | Non Federally-Regulated | 07/03/2018 |  | 08/10/2018
USAI Lighting | USAI Lighting | B3SDM-14X1-40KH-25-S-WH-NCIC-UNV-D6F | Light Emitting Diode | Inseparable Luminaire | Direct Wired | 0-10 VDC Controls | 75 | 4000 | 0.001 | 91 | 52 | 433 | 0.96 | Ambient | 50000 |  |  | 99999 | 0.01 | 13 | 4 | 0.01 | 0.01 | 0 | 0 | 0 | 0 | 0.09 | 0.02 | 0 | 0 | 0 | 0 | 0.85 | 0 | 0 | 0 | 0 | 0 | True |  | Non Federally-Regulated | 07/03/2018 |  | 08/10/2018
USAI Lighting | USAI Lighting | B3SDM-14X1-40KH-45-S-WH-NCIC-UNV-D6F | Light Emitting Diode | Inseparable Luminaire | Direct Wired | 0-10 VDC Controls | 79 | 4000 | 0.001 | 91 | 52 | 433 | 0.96 | Ambient | 50000 |  |  | 99999 | 0.01 | 13 | 4 | 0.01 | 0.01 | 0 | 0 | 0 | 0 | 0.09 | 0.02 | 0 | 0 | 0 | 0 | 0.85 | 0 | 0 | 0 | 0 | 0 | True |  | Non Federally-Regulated | 07/03/2018 |  | 08/10/2018
USAI Lighting | USAI Lighting | B3SDM-14X1-40KH-65-S-WH-NCIC-UNV-D6F | Light Emitting Diode | Inseparable Luminaire | Direct Wired | 0-10 VDC Controls | 65 | 4000 | 0.001 | 91 | 52 | 433 | 0.96 | Ambient | 50000 |  |  | 99999 | 0.01 | 13 | 4 | 0.01 | 0.01 | 0 | 0 | 0 | 0 | 0.09 | 0.02 | 0 | 0 | 0 | 0 | 0.85 | 0 | 0 | 0 | 0 | 0 | True |  | Non Federally-Regulated | 07/03/2018 |  | 08/10/2018
USAI Lighting | USAI Lighting | B3SDM-14X1-27KH-25-S-GR-NCIC-UNV-D6F | Light Emitting Diode | Inseparable Luminaire | Direct Wired | 0-10 VDC Controls | 65 | 2700 | 0.001 | 91 | 52 | 433 | 0.96 | Ambient | 50000 |  |  | 99999 | 0.01 | 13 | 4 | 0.01 | 0.01 | 0 | 0 | 0 | 0 | 0.09 | 0.02 | 0 | 0 | 0 | 0 | 0.85 | 0 | 0 | 0 | 0 | 0 | True |  | Non Federally-Regulated | 07/03/2018 |  | 08/10/2018
USAI Lighting | USAI Lighting | B3SDM-14X1-27KH-45-S-GR-NCIC-UNV-D6F | Light Emitting Diode | Inseparable Luminaire | Direct Wired | 0-10 VDC Controls | 68 | 2700 | 0.001 | 91 | 52 | 433 | 0.96 | Ambient | 50000 |  |  | 99999 | 0.01 | 13 | 4 | 0.01 | 0.01 | 0 | 0 | 0 | 0 | 0.09 | 0.02 | 0 | 0 | 0 | 0 | 0.85 | 0 | 0 | 0 | 0 | 0 | True |  | Non Federally-Regulated | 07/03/2018 |  | 08/10/2018
USAI Lighting | USAI Lighting | B3SDM-14X1-27KH-65-S-GR-NCIC-UNV-D6F | Light Emitting Diode | Inseparable Luminaire | Direct Wired | 0-10 VDC Controls | 55 | 2700 | 0.001 | 91 | 52 | 433 | 0.96 | Ambient | 50000 |  |  | 99999 | 0.01 | 13 | 4 | 0.01 | 0.01 | 0 | 0 | 0 | 0 | 0.09 | 0.02 | 0 | 0 | 0 | 0 | 0.85 | 0 | 0 | 0 | 0 | 0 | True |  | Non Federally-Regulated | 07/03/2018 |  | 08/10/2018
USAI Lighting | USAI Lighting | B3SDM-14X1-30KH-25-S-GR-NCIC-UNV-D6F | Light Emitting Diode | Inseparable Luminaire | Direct Wired | 0-10 VDC Controls | 65 | 3000 | 0.001 | 91 | 52 | 433 | 0.96 | Ambient | 50000 |  |  | 99999 | 0.01 | 13 | 4 | 0.01 | 0.01 | 0 | 0 | 0 | 0 | 0.09 | 0.02 | 0 | 0 | 0 | 0 | 0.85 | 0 | 0 | 0 | 0 | 0 | True |  | Non Federally-Regulated | 07/03/2018 |  | 08/10/2018
USAI Lighting | USAI Lighting | B3SDM-14X1-30KH-45-S-GR-NCIC-UNV-D6F | Light Emitting Diode | Inseparable Luminaire | Direct Wired | 0-10 VDC Controls | 68 | 3000 | 0.001 | 91 | 52 | 433 | 0.96 | Ambient | 50000 |  |  | 99999 | 0.01 | 13 | 4 | 0.01 | 0.01 | 0 | 0 | 0 | 0 | 0.09 | 0.02 | 0 | 0 | 0 | 0 | 0.85 | 0 | 0 | 0 | 0 | 0 | True |  | Non Federally-Regulated | 07/03/2018 |  | 08/10/2018
USAI Lighting | USAI Lighting | B3SDM-14X1-30KH-65-S-GR-NCIC-UNV-D6F | Light Emitting Diode | Inseparable Luminaire | Direct Wired | 0-10 VDC Controls | 55 | 3000 | 0.001 | 91 | 52 | 433 | 0.96 | Ambient | 50000 |  |  | 99999 | 0.01 | 13 | 4 | 0.01 | 0.01 | 0 | 0 | 0 | 0 | 0.09 | 0.02 | 0 | 0 | 0 | 0 | 0.85 | 0 | 0 | 0 | 0 | 0 | True |  | Non Federally-Regulated | 07/03/2018 |  | 08/10/2018
USAI Lighting | USAI Lighting | B3SDM-14X1-35KH-25-S-GR-NCIC-UNV-D6F | Light Emitting Diode | Inseparable Luminaire | Direct Wired | 0-10 VDC Controls | 70 | 3500 | 0.001 | 91 | 52 | 433 | 0.96 | Ambient | 50000 |  |  | 99999 | 0.01 | 13 | 4 | 0.01 | 0.01 | 0 | 0 | 0 | 0 | 0.09 | 0.02 | 0 | 0 | 0 | 0 | 0.85 | 0 | 0 | 0 | 0 | 0 | True |  | Non Federally-Regulated | 07/03/2018 |  | 08/10/2018
USAI Lighting | USAI Lighting | B3SDM-14X1-35KH-45-S-GR-NCIC-UNV-D6F | Light Emitting Diode | Inseparable Luminaire | Direct Wired | 0-10 VDC Controls | 74 | 3500 | 0.001 | 91 | 52 | 433 | 0.96 | Ambient | 50000 |  |  | 99999 | 0.01 | 13 | 4 | 0.01 | 0.01 | 0 | 0 | 0 | 0 | 0.09 | 0.02 | 0 | 0 | 0 | 0 | 0.85 | 0 | 0 | 0 | 0 | 0 | True |  | Non Federally-Regulated | 07/03/2018 |  | 08/10/2018
USAI Lighting | USAI Lighting | B3SDM-14X1-35KH-65-S-GR-NCIC-UNV-D6F | Light Emitting Diode | Inseparable Luminaire | Direct Wired | 0-10 VDC Controls | 60 | 3500 | 0.001 | 91 | 52 | 433 | 0.96 | Ambient | 50000 |  |  | 99999 | 0.01 | 13 | 4 | 0.01 | 0.01 | 0 | 0 | 0 | 0 | 0.09 | 0.02 | 0 | 0 | 0 | 0 | 0.85 | 0 | 0 | 0 | 0 | 0 | True |  | Non Federally-Regulated | 07/03/2018 |  | 08/10/2018
USAI Lighting | USAI Lighting | B3SDM-14X1-40KH-25-S-GR-NCIC-UNV-D6F | Light Emitting Diode | Inseparable Luminaire | Direct Wired | 0-10 VDC Controls | 75 | 4000 | 0.001 | 91 | 52 | 433 | 0.96 | Ambient | 50000 |  |  | 99999 | 0.01 | 13 | 4 | 0.01 | 0.01 | 0 | 0 | 0 | 0 | 0.09 | 0.02 | 0 | 0 | 0 | 0 | 0.85 | 0 | 0 | 0 | 0 | 0 | True |  | Non Federally-Regulated | 07/03/2018 |  | 08/10/2018
USAI Lighting | USAI Lighting | B3SDM-14X1-40KH-45-S-GR-NCIC-UNV-D6F | Light Emitting Diode | Inseparable Luminaire | Direct Wired | 0-10 VDC Controls | 79 | 4000 | 0.001 | 91 | 52 | 433 | 0.96 | Ambient | 50000 |  |  | 99999 | 0.01 | 13 | 4 | 0.01 | 0.01 | 0 | 0 | 0 | 0 | 0.09 | 0.02 | 0 | 0 | 0 | 0 | 0.85 | 0 | 0 | 0 | 0 | 0 | True |  | Non Federally-Regulated | 07/03/2018 |  | 08/10/2018
USAI Lighting | USAI Lighting | B3SDM-14X1-40KH-65-S-GR-NCIC-UNV-D6F | Light Emitting Diode | Inseparable Luminaire | Direct Wired | 0-10 VDC Controls | 65 | 4000 | 0.001 | 91 | 52 | 433 | 0.96 | Ambient | 50000 |  |  | 99999 | 0.01 | 13 | 4 | 0.01 | 0.01 | 0 | 0 | 0 | 0 | 0.09 | 0.02 | 0 | 0 | 0 | 0 | 0.85 | 0 | 0 | 0 | 0 | 0 | True |  | Non Federally-Regulated | 07/03/2018 |  | 08/10/2018
USAI Lighting | USAI Lighting | B3SDM-14X1-27KH-25-S-BL-NCIC-UNV-D6F | Light Emitting Diode | Inseparable Luminaire | Direct Wired | 0-10 VDC Controls | 65 | 2700 | 0.001 | 91 | 52 | 433 | 0.96 | Ambient | 50000 |  |  | 99999 | 0.01 | 13 | 4 | 0.01 | 0.01 | 0 | 0 | 0 | 0 | 0.09 | 0.02 | 0 | 0 | 0 | 0 | 0.85 | 0 | 0 | 0 | 0 | 0 | True |  | Non Federally-Regulated | 07/03/2018 |  | 08/10/2018
USAI Lighting | USAI Lighting | B3SDM-14X1-27KH-45-S-BL-NCIC-UNV-D6F | Light Emitting Diode | Inseparable Luminaire | Direct Wired | 0-10 VDC Controls | 68 | 2700 | 0.001 | 91 | 52 | 433 | 0.96 | Ambient | 50000 |  |  | 99999 | 0.01 | 13 | 4 | 0.01 | 0.01 | 0 | 0 | 0 | 0 | 0.09 | 0.02 | 0 | 0 | 0 | 0 | 0.85 | 0 | 0 | 0 | 0 | 0 | True |  | Non Federally-Regulated | 07/03/2018 |  | 08/10/2018
USAI Lighting | USAI Lighting | B3SDM-14X1-27KH-65-S-BL-NCIC-UNV-D6F | Light Emitting Diode | Inseparable Luminaire | Direct Wired | 0-10 VDC Controls | 55 | 2700 | 0.001 | 91 | 52 | 433 | 0.96 | Ambient | 50000 |  |  | 99999 | 0.01 | 13 | 4 | 0.01 | 0.01 | 0 | 0 | 0 | 0 | 0.09 | 0.02 | 0 | 0 | 0 | 0 | 0.85 | 0 | 0 | 0 | 0 | 0 | True |  | Non Federally-Regulated | 07/03/2018 |  | 08/10/2018
USAI Lighting | USAI Lighting | B3SDM-14X1-30KH-25-S-BL-NCIC-UNV-D6F | Light Emitting Diode | Inseparable Luminaire | Direct Wired | 0-10 VDC Controls | 65 | 3000 | 0.001 | 91 | 52 | 433 | 0.96 | Ambient | 50000 |  |  | 99999 | 0.01 | 13 | 4 | 0.01 | 0.01 | 0 | 0 | 0 | 0 | 0.09 | 0.02 | 0 | 0 | 0 | 0 | 0.85 | 0 | 0 | 0 | 0 | 0 | True |  | Non Federally-Regulated | 07/03/2018 |  | 08/10/2018
USAI Lighting | USAI Lighting | B3SDM-14X1-30KH-45-S-BL-NCIC-UNV-D6F | Light Emitting Diode | Inseparable Luminaire | Direct Wired | 0-10 VDC Controls | 68 | 3000 | 0.001 | 91 | 52 | 433 | 0.96 | Ambient | 50000 |  |  | 99999 | 0.01 | 13 | 4 | 0.01 | 0.01 | 0 | 0 | 0 | 0 | 0.09 | 0.02 | 0 | 0 | 0 | 0 | 0.85 | 0 | 0 | 0 | 0 | 0 | True |  | Non Federally-Regulated | 07/03/2018 |  | 08/10/2018
USAI Lighting | USAI Lighting | B3SDM-14X1-30KH-65-S-BL-NCIC-UNV-D6F | Light Emitting Diode | Inseparable Luminaire | Direct Wired | 0-10 VDC Controls | 55 | 3000 | 0.001 | 91 | 52 | 433 | 0.96 | Ambient | 50000 |  |  | 99999 | 0.01 | 13 | 4 | 0.01 | 0.01 | 0 | 0 | 0 | 0 | 0.09 | 0.02 | 0 | 0 | 0 | 0 | 0.85 | 0 | 0 | 0 | 0 | 0 | True |  | Non Federally-Regulated | 07/03/2018 |  | 08/10/2018
USAI Lighting | USAI Lighting | B3SDM-14X1-35KH-25-S-BL-NCIC-UNV-D6F | Light Emitting Diode | Inseparable Luminaire | Direct Wired | 0-10 VDC Controls | 70 | 3500 | 0.001 | 91 | 52 | 433 | 0.96 | Ambient | 50000 |  |  | 99999 | 0.01 | 13 | 4 | 0.01 | 0.01 | 0 | 0 | 0 | 0 | 0.09 | 0.02 | 0 | 0 | 0 | 0 | 0.85 | 0 | 0 | 0 | 0 | 0 | True |  | Non Federally-Regulated | 07/03/2018 |  | 08/10/2018
USAI Lighting | USAI Lighting | B3SDM-14X1-35KH-45-S-BL-NCIC-UNV-D6F | Light Emitting Diode | Inseparable Luminaire | Direct Wired | 0-10 VDC Controls | 74 | 3500 | 0.001 | 91 | 52 | 433 | 0.96 | Ambient | 50000 |  |  | 99999 | 0.01 | 13 | 4 | 0.01 | 0.01 | 0 | 0 | 0 | 0 | 0.09 | 0.02 | 0 | 0 | 0 | 0 | 0.85 | 0 | 0 | 0 | 0 | 0 | True |  | Non Federally-Regulated | 07/03/2018 |  | 08/10/2018
USAI Lighting | USAI Lighting | B3SDM-14X1-35KH-65-S-BL-NCIC-UNV-D6F | Light Emitting Diode | Inseparable Luminaire | Direct Wired | 0-10 VDC Controls | 60 | 3500 | 0.001 | 91 | 52 | 433 | 0.96 | Ambient | 50000 |  |  | 99999 | 0.01 | 13 | 4 | 0.01 | 0.01 | 0 | 0 | 0 | 0 | 0.09 | 0.02 | 0 | 0 | 0 | 0 | 0.85 | 0 | 0 | 0 | 0 | 0 | True |  | Non Federally-Regulated | 07/03/2018 |  | 08/10/2018
USAI Lighting | USAI Lighting | B3SDM-14X1-40KH-25-S-BL-NCIC-UNV-D6F | Light Emitting Diode | Inseparable Luminaire | Direct Wired | 0-10 VDC Controls | 75 | 4000 | 0.001 | 91 | 52 | 433 | 0.96 | Ambient | 50000 |  |  | 99999 | 0.01 | 13 | 4 | 0.01 | 0.01 | 0 | 0 | 0 | 0 | 0.09 | 0.02 | 0 | 0 | 0 | 0 | 0.85 | 0 | 0 | 0 | 0 | 0 | True |  | Non Federally-Regulated | 07/03/2018 |  | 08/10/2018
USAI Lighting | USAI Lighting | B3SDM-14X1-40KH-45-S-BL-NCIC-UNV-D6F | Light Emitting Diode | Inseparable Luminaire | Direct Wired | 0-10 VDC Controls | 79 | 4000 | 0.001 | 91 | 52 | 433 | 0.96 | Ambient | 50000 |  |  | 99999 | 0.01 | 13 | 4 | 0.01 | 0.01 | 0 | 0 | 0 | 0 | 0.09 | 0.02 | 0 | 0 | 0 | 0 | 0.85 | 0 | 0 | 0 | 0 | 0 | True |  | Non Federally-Regulated | 07/03/2018 |  | 08/10/2018
USAI Lighting | USAI Lighting | B3SDM-14X1-40KH-65-S-BL-NCIC-UNV-D6F | Light Emitting Diode | Inseparable Luminaire | Direct Wired | 0-10 VDC Controls | 65 | 4000 | 0.001 | 91 | 52 | 433 | 0.96 | Ambient | 50000 |  |  | 99999 | 0.01 | 13 | 4 | 0.01 | 0.01 | 0 | 0 | 0 | 0 | 0.09 | 0.02 | 0 | 0 | 0 | 0 | 0.85 | 0 | 0 | 0 | 0 | 0 | True |  | Non Federally-Regulated | 07/03/2018 |  | 08/10/2018
USAI Lighting | USAI Lighting | B3SDM-14X1-27KH-25-S-BZ-NCIC-UNV-D6F | Light Emitting Diode | Inseparable Luminaire | Direct Wired | 0-10 VDC Controls | 65 | 2700 | 0.001 | 91 | 52 | 433 | 0.96 | Ambient | 50000 |  |  | 99999 | 0.01 | 13 | 4 | 0.01 | 0.01 | 0 | 0 | 0 | 0 | 0.09 | 0.02 | 0 | 0 | 0 | 0 | 0.85 | 0 | 0 | 0 | 0 | 0 | True |  | Non Federally-Regulated | 07/03/2018 |  | 08/10/2018
USAI Lighting | USAI Lighting | B3SDM-14X1-27KH-45-S-BZ-NCIC-UNV-D6F | Light Emitting Diode | Inseparable Luminaire | Direct Wired | 0-10 VDC Controls | 68 | 2700 | 0.001 | 91 | 52 | 433 | 0.96 | Ambient | 50000 |  |  | 99999 | 0.01 | 13 | 4 | 0.01 | 0.01 | 0 | 0 | 0 | 0 | 0.09 | 0.02 | 0 | 0 | 0 | 0 | 0.85 | 0 | 0 | 0 | 0 | 0 | True |  | Non Federally-Regulated | 07/03/2018 |  | 08/10/2018
USAI Lighting | USAI Lighting | B3SDM-14X1-27KH-65-S-BZ-NCIC-UNV-D6F | Light Emitting Diode | Inseparable Luminaire | Direct Wired | 0-10 VDC Controls | 55 | 2700 | 0.001 | 91 | 52 | 433 | 0.96 | Ambient | 50000 |  |  | 99999 | 0.01 | 13 | 4 | 0.01 | 0.01 | 0 | 0 | 0 | 0 | 0.09 | 0.02 | 0 | 0 | 0 | 0 | 0.85 | 0 | 0 | 0 | 0 | 0 | True |  | Non Federally-Regulated | 07/03/2018 |  | 08/10/2018
USAI Lighting | USAI Lighting | B3SDM-14X1-30KH-25-S-BZ-NCIC-UNV-D6F | Light Emitting Diode | Inseparable Luminaire | Direct Wired | 0-10 VDC Controls | 65 | 3000 | 0.001 | 91 | 52 | 433 | 0.96 | Ambient | 50000 |  |  | 99999 | 0.01 | 13 | 4 | 0.01 | 0.01 | 0 | 0 | 0 | 0 | 0.09 | 0.02 | 0 | 0 | 0 | 0 | 0.85 | 0 | 0 | 0 | 0 | 0 | True |  | Non Federally-Regulated | 07/03/2018 |  | 08/10/2018
USAI Lighting | USAI Lighting | B3SDM-14X1-30KH-45-S-BZ-NCIC-UNV-D6F | Light Emitting Diode | Inseparable Luminaire | Direct Wired | 0-10 VDC Controls | 68 | 3000 | 0.001 | 91 | 52 | 433 | 0.96 | Ambient | 50000 |  |  | 99999 | 0.01 | 13 | 4 | 0.01 | 0.01 | 0 | 0 | 0 | 0 | 0.09 | 0.02 | 0 | 0 | 0 | 0 | 0.85 | 0 | 0 | 0 | 0 | 0 | True |  | Non Federally-Regulated | 07/03/2018 |  | 08/10/2018
USAI Lighting | USAI Lighting | B3SDM-14X1-30KH-65-S-BZ-NCIC-UNV-D6F | Light Emitting Diode | Inseparable Luminaire | Direct Wired | 0-10 VDC Controls | 55 | 3000 | 0.001 | 91 | 52 | 433 | 0.96 | Ambient | 50000 |  |  | 99999 | 0.01 | 13 | 4 | 0.01 | 0.01 | 0 | 0 | 0 | 0 | 0.09 | 0.02 | 0 | 0 | 0 | 0 | 0.85 | 0 | 0 | 0 | 0 | 0 | True |  | Non Federally-Regulated | 07/03/2018 |  | 08/10/2018
USAI Lighting | USAI Lighting | B3SDM-14X1-35KH-25-S-BZ-NCIC-UNV-D6F | Light Emitting Diode | Inseparable Luminaire | Direct Wired | 0-10 VDC Controls | 70 | 3500 | 0.001 | 91 | 52 | 433 | 0.96 | Ambient | 50000 |  |  | 99999 | 0.01 | 13 | 4 | 0.01 | 0.01 | 0 | 0 | 0 | 0 | 0.09 | 0.02 | 0 | 0 | 0 | 0 | 0.85 | 0 | 0 | 0 | 0 | 0 | True |  | Non Federally-Regulated | 07/03/2018 |  | 08/10/2018
USAI Lighting | USAI Lighting | B3SDM-14X1-35KH-45-S-BZ-NCIC-UNV-D6F | Light Emitting Diode | Inseparable Luminaire | Direct Wired | 0-10 VDC Controls | 74 | 3500 | 0.001 | 91 | 52 | 433 | 0.96 | Ambient | 50000 |  |  | 99999 | 0.01 | 13 | 4 | 0.01 | 0.01 | 0 | 0 | 0 | 0 | 0.09 | 0.02 | 0 | 0 | 0 | 0 | 0.85 | 0 | 0 | 0 | 0 | 0 | True |  | Non Federally-Regulated | 07/03/2018 |  | 08/10/2018
USAI Lighting | USAI Lighting | B3SDM-14X1-35KH-65-S-BZ-NCIC-UNV-D6F | Light Emitting Diode | Inseparable Luminaire | Direct Wired | 0-10 VDC Controls | 60 | 3500 | 0.001 | 91 | 52 | 433 | 0.96 | Ambient | 50000 |  |  | 99999 | 0.01 | 13 | 4 | 0.01 | 0.01 | 0 | 0 | 0 | 0 | 0.09 | 0.02 | 0 | 0 | 0 | 0 | 0.85 | 0 | 0 | 0 | 0 | 0 | True |  | Non Federally-Regulated | 07/03/2018 |  | 08/10/2018
USAI Lighting | USAI Lighting | B3SDM-14X1-40KH-25-S-BZ-NCIC-UNV-D6F | Light Emitting Diode | Inseparable Luminaire | Direct Wired | 0-10 VDC Controls | 75 | 4000 | 0.001 | 91 | 52 | 433 | 0.96 | Ambient | 50000 |  |  | 99999 | 0.01 | 13 | 4 | 0.01 | 0.01 | 0 | 0 | 0 | 0 | 0.09 | 0.02 | 0 | 0 | 0 | 0 | 0.85 | 0 | 0 | 0 | 0 | 0 | True |  | Non Federally-Regulated | 07/03/2018 |  | 08/10/2018
USAI Lighting | USAI Lighting | B3SDM-14X1-40KH-45-S-BZ-NCIC-UNV-D6F | Light Emitting Diode | Inseparable Luminaire | Direct Wired | 0-10 VDC Controls | 79 | 4000 | 0.001 | 91 | 52 | 433 | 0.96 | Ambient | 50000 |  |  | 99999 | 0.01 | 13 | 4 | 0.01 | 0.01 | 0 | 0 | 0 | 0 | 0.09 | 0.02 | 0 | 0 | 0 | 0 | 0.85 | 0 | 0 | 0 | 0 | 0 | True |  | Non Federally-Regulated | 07/03/2018 |  | 08/10/2018
USAI Lighting | USAI Lighting | B3SDM-14X1-40KH-65-S-BZ-NCIC-UNV-D6F | Light Emitting Diode | Inseparable Luminaire | Direct Wired | 0-10 VDC Controls | 65 | 4000 | 0.001 | 91 | 52 | 433 | 0.96 | Ambient | 50000 |  |  | 99999 | 0.01 | 13 | 4 | 0.01 | 0.01 | 0 | 0 | 0 | 0 | 0.09 | 0.02 | 0 | 0 | 0 | 0 | 0.85 | 0 | 0 | 0 | 0 | 0 | True |  | Non Federally-Regulated | 07/03/2018 |  | 08/10/2018
USAI Lighting | USAI Lighting | B3SDM-14X1-27KH-25-S-WH-NCIC-UNV-D6A | Light Emitting Diode | Inseparable Luminaire | Direct Wired | 0-10 VDC Controls | 65 | 2700 | 0.001 | 91 | 52 | 433 | 0.96 | Ambient | 50000 |  |  | 99999 | 0.01 | 13 | 4 | 0.01 | 0.01 | 0 | 0 | 0 | 0 | 0.09 | 0.02 | 0 | 0 | 0 | 0 | 0.85 | 0 | 0 | 0 | 0 | 0 | True |  | Non Federally-Regulated | 07/03/2018 |  | 08/10/2018
USAI Lighting | USAI Lighting | B3SDM-14X1-27KH-45-S-WH-NCIC-UNV-D6A | Light Emitting Diode | Inseparable Luminaire | Direct Wired | 0-10 VDC Controls | 68 | 2700 | 0.001 | 91 | 52 | 433 | 0.96 | Ambient | 50000 |  |  | 99999 | 0.01 | 13 | 4 | 0.01 | 0.01 | 0 | 0 | 0 | 0 | 0.09 | 0.02 | 0 | 0 | 0 | 0 | 0.85 | 0 | 0 | 0 | 0 | 0 | True |  | Non Federally-Regulated | 07/03/2018 |  | 08/10/2018
USAI Lighting | USAI Lighting | B3SDM-14X1-27KH-65-S-WH-NCIC-UNV-D6A | Light Emitting Diode | Inseparable Luminaire | Direct Wired | 0-10 VDC Controls | 55 | 2700 | 0.001 | 91 | 52 | 433 | 0.96 | Ambient | 50000 |  |  | 99999 | 0.01 | 13 | 4 | 0.01 | 0.01 | 0 | 0 | 0 | 0 | 0.09 | 0.02 | 0 | 0 | 0 | 0 | 0.85 | 0 | 0 | 0 | 0 | 0 | True |  | Non Federally-Regulated | 07/03/2018 |  | 08/10/2018
USAI Lighting | USAI Lighting | B3SDM-14X1-30KH-25-S-WH-NCIC-UNV-D6A | Light Emitting Diode | Inseparable Luminaire | Direct Wired | 0-10 VDC Controls | 65 | 3000 | 0.001 | 91 | 52 | 433 | 0.96 | Ambient | 50000 |  |  | 99999 | 0.01 | 13 | 4 | 0.01 | 0.01 | 0 | 0 | 0 | 0 | 0.09 | 0.02 | 0 | 0 | 0 | 0 | 0.85 | 0 | 0 | 0 | 0 | 0 | True |  | Non Federally-Regulated | 07/03/2018 |  | 08/10/2018
USAI Lighting | USAI Lighting | B3SDM-14X1-30KH-45-S-WH-NCIC-UNV-D6A | Light Emitting Diode | Inseparable Luminaire | Direct Wired | 0-10 VDC Controls | 68 | 3000 | 0.001 | 91 | 52 | 433 | 0.96 | Ambient | 50000 |  |  | 99999 | 0.01 | 13 | 4 | 0.01 | 0.01 | 0 | 0 | 0 | 0 | 0.09 | 0.02 | 0 | 0 | 0 | 0 | 0.85 | 0 | 0 | 0 | 0 | 0 | True |  | Non Federally-Regulated | 07/03/2018 |  | 08/10/2018
USAI Lighting | USAI Lighting | B3SDM-14X1-30KH-65-S-WH-NCIC-UNV-D6A | Light Emitting Diode | Inseparable Luminaire | Direct Wired | 0-10 VDC Controls | 55 | 3000 | 0.001 | 91 | 52 | 433 | 0.96 | Ambient | 50000 |  |  | 99999 | 0.01 | 13 | 4 | 0.01 | 0.01 | 0 | 0 | 0 | 0 | 0.09 | 0.02 | 0 | 0 | 0 | 0 | 0.85 | 0 | 0 | 0 | 0 | 0 | True |  | Non Federally-Regulated | 07/03/2018 |  | 08/10/2018
USAI Lighting | USAI Lighting | B3SDM-14X1-35KH-25-S-WH-NCIC-UNV-D6A | Light Emitting Diode | Inseparable Luminaire | Direct Wired | 0-10 VDC Controls | 70 | 3500 | 0.001 | 91 | 52 | 433 | 0.96 | Ambient | 50000 |  |  | 99999 | 0.01 | 13 | 4 | 0.01 | 0.01 | 0 | 0 | 0 | 0 | 0.09 | 0.02 | 0 | 0 | 0 | 0 | 0.85 | 0 | 0 | 0 | 0 | 0 | True |  | Non Federally-Regulated | 07/03/2018 |  | 08/10/2018
USAI Lighting | USAI Lighting | B3SDM-14X1-35KH-45-S-WH-NCIC-UNV-D6A | Light Emitting Diode | Inseparable Luminaire | Direct Wired | 0-10 VDC Controls | 74 | 3500 | 0.001 | 91 | 52 | 433 | 0.96 | Ambient | 50000 |  |  | 99999 | 0.01 | 13 | 4 | 0.01 | 0.01 | 0 | 0 | 0 | 0 | 0.09 | 0.02 | 0 | 0 | 0 | 0 | 0.85 | 0 | 0 | 0 | 0 | 0 | True |  | Non Federally-Regulated | 07/03/2018 |  | 08/10/2018
USAI Lighting | USAI Lighting | B3SDM-14X1-35KH-65-S-WH-NCIC-UNV-D6A | Light Emitting Diode | Inseparable Luminaire | Direct Wired | 0-10 VDC Controls | 60 | 3500 | 0.001 | 91 | 52 | 433 | 0.96 | Ambient | 50000 |  |  | 99999 | 0.01 | 13 | 4 | 0.01 | 0.01 | 0 | 0 | 0 | 0 | 0.09 | 0.02 | 0 | 0 | 0 | 0 | 0.85 | 0 | 0 | 0 | 0 | 0 | True |  | Non Federally-Regulated | 07/03/2018 |  | 08/10/2018
USAI Lighting | USAI Lighting | B3SDM-14X1-40KH-25-S-WH-NCIC-UNV-D6A | Light Emitting Diode | Inseparable Luminaire | Direct Wired | 0-10 VDC Controls | 75 | 4000 | 0.001 | 91 | 52 | 433 | 0.96 | Ambient | 50000 |  |  | 99999 | 0.01 | 13 | 4 | 0.01 | 0.01 | 0 | 0 | 0 | 0 | 0.09 | 0.02 | 0 | 0 | 0 | 0 | 0.85 | 0 | 0 | 0 | 0 | 0 | True |  | Non Federally-Regulated | 07/03/2018 |  | 08/10/2018
USAI Lighting | USAI Lighting | B3SDM-14X1-40KH-45-S-WH-NCIC-UNV-D6A | Light Emitting Diode | Inseparable Luminaire | Direct Wired | 0-10 VDC Controls | 79 | 4000 | 0.001 | 91 | 52 | 433 | 0.96 | Ambient | 50000 |  |  | 99999 | 0.01 | 13 | 4 | 0.01 | 0.01 | 0 | 0 | 0 | 0 | 0.09 | 0.02 | 0 | 0 | 0 | 0 | 0.85 | 0 | 0 | 0 | 0 | 0 | True |  | Non Federally-Regulated | 07/03/2018 |  | 08/10/2018
USAI Lighting | USAI Lighting | B3SDM-14X1-40KH-65-S-WH-NCIC-UNV-D6A | Light Emitting Diode | Inseparable Luminaire | Direct Wired | 0-10 VDC Controls | 65 | 4000 | 0.001 | 91 | 52 | 433 | 0.96 | Ambient | 50000 |  |  | 99999 | 0.01 | 13 | 4 | 0.01 | 0.01 | 0 | 0 | 0 | 0 | 0.09 | 0.02 | 0 | 0 | 0 | 0 | 0.85 | 0 | 0 | 0 | 0 | 0 | True |  | Non Federally-Regulated | 07/03/2018 |  | 08/10/2018
USAI Lighting | USAI Lighting | B3SDM-14X1-27KH-25-S-GR-NCIC-UNV-D6A | Light Emitting Diode | Inseparable Luminaire | Direct Wired | 0-10 VDC Controls | 65 | 2700 | 0.001 | 91 | 52 | 433 | 0.96 | Ambient | 50000 |  |  | 99999 | 0.01 | 13 | 4 | 0.01 | 0.01 | 0 | 0 | 0 | 0 | 0.09 | 0.02 | 0 | 0 | 0 | 0 | 0.85 | 0 | 0 | 0 | 0 | 0 | True |  | Non Federally-Regulated | 07/03/2018 |  | 08/10/2018
USAI Lighting | USAI Lighting | B3SDM-14X1-27KH-45-S-GR-NCIC-UNV-D6A | Light Emitting Diode | Inseparable Luminaire | Direct Wired | 0-10 VDC Controls | 68 | 2700 | 0.001 | 91 | 52 | 433 | 0.96 | Ambient | 50000 |  |  | 99999 | 0.01 | 13 | 4 | 0.01 | 0.01 | 0 | 0 | 0 | 0 | 0.09 | 0.02 | 0 | 0 | 0 | 0 | 0.85 | 0 | 0 | 0 | 0 | 0 | True |  | Non Federally-Regulated | 07/03/2018 |  | 08/10/2018
USAI Lighting | USAI Lighting | B3SDM-14X1-27KH-65-S-GR-NCIC-UNV-D6A | Light Emitting Diode | Inseparable Luminaire | Direct Wired | 0-10 VDC Controls | 55 | 2700 | 0.001 | 91 | 52 | 433 | 0.96 | Ambient | 50000 |  |  | 99999 | 0.01 | 13 | 4 | 0.01 | 0.01 | 0 | 0 | 0 | 0 | 0.09 | 0.02 | 0 | 0 | 0 | 0 | 0.85 | 0 | 0 | 0 | 0 | 0 | True |  | Non Federally-Regulated | 07/03/2018 |  | 08/10/2018
USAI Lighting | USAI Lighting | B3SDM-14X1-30KH-25-S-GR-NCIC-UNV-D6A | Light Emitting Diode | Inseparable Luminaire | Direct Wired | 0-10 VDC Controls | 65 | 3000 | 0.001 | 91 | 52 | 433 | 0.96 | Ambient | 50000 |  |  | 99999 | 0.01 | 13 | 4 | 0.01 | 0.01 | 0 | 0 | 0 | 0 | 0.09 | 0.02 | 0 | 0 | 0 | 0 | 0.85 | 0 | 0 | 0 | 0 | 0 | True |  | Non Federally-Regulated | 07/03/2018 |  | 08/10/2018
USAI Lighting | USAI Lighting | B3SDM-14X1-30KH-45-S-GR-NCIC-UNV-D6A | Light Emitting Diode | Inseparable Luminaire | Direct Wired | 0-10 VDC Controls | 68 | 3000 | 0.001 | 91 | 52 | 433 | 0.96 | Ambient | 50000 |  |  | 99999 | 0.01 | 13 | 4 | 0.01 | 0.01 | 0 | 0 | 0 | 0 | 0.09 | 0.02 | 0 | 0 | 0 | 0 | 0.85 | 0 | 0 | 0 | 0 | 0 | True |  | Non Federally-Regulated | 07/03/2018 |  | 08/10/2018
USAI Lighting | USAI Lighting | B3SDM-14X1-30KH-65-S-GR-NCIC-UNV-D6A | Light Emitting Diode | Inseparable Luminaire | Direct Wired | 0-10 VDC Controls | 55 | 3000 | 0.001 | 91 | 52 | 433 | 0.96 | Ambient | 50000 |  |  | 99999 | 0.01 | 13 | 4 | 0.01 | 0.01 | 0 | 0 | 0 | 0 | 0.09 | 0.02 | 0 | 0 | 0 | 0 | 0.85 | 0 | 0 | 0 | 0 | 0 | True |  | Non Federally-Regulated | 07/03/2018 |  | 08/10/2018
USAI Lighting | USAI Lighting | B3SDM-14X1-35KH-25-S-GR-NCIC-UNV-D6A | Light Emitting Diode | Inseparable Luminaire | Direct Wired | 0-10 VDC Controls | 70 | 3500 | 0.001 | 91 | 52 | 433 | 0.96 | Ambient | 50000 |  |  | 99999 | 0.01 | 13 | 4 | 0.01 | 0.01 | 0 | 0 | 0 | 0 | 0.09 | 0.02 | 0 | 0 | 0 | 0 | 0.85 | 0 | 0 | 0 | 0 | 0 | True |  | Non Federally-Regulated | 07/03/2018 |  | 08/10/2018
USAI Lighting | USAI Lighting | B3SDM-14X1-35KH-45-S-GR-NCIC-UNV-D6A | Light Emitting Diode | Inseparable Luminaire | Direct Wired | 0-10 VDC Controls | 74 | 3500 | 0.001 | 91 | 52 | 433 | 0.96 | Ambient | 50000 |  |  | 99999 | 0.01 | 13 | 4 | 0.01 | 0.01 | 0 | 0 | 0 | 0 | 0.09 | 0.02 | 0 | 0 | 0 | 0 | 0.85 | 0 | 0 | 0 | 0 | 0 | True |  | Non Federally-Regulated | 07/03/2018 |  | 08/10/2018
USAI Lighting | USAI Lighting | B3SDM-14X1-35KH-65-S-GR-NCIC-UNV-D6A | Light Emitting Diode | Inseparable Luminaire | Direct Wired | 0-10 VDC Controls | 60 | 3500 | 0.001 | 91 | 52 | 433 | 0.96 | Ambient | 50000 |  |  | 99999 | 0.01 | 13 | 4 | 0.01 | 0.01 | 0 | 0 | 0 | 0 | 0.09 | 0.02 | 0 | 0 | 0 | 0 | 0.85 | 0 | 0 | 0 | 0 | 0 | True |  | Non Federally-Regulated | 07/03/2018 |  | 08/10/2018
USAI Lighting | USAI Lighting | B3SDM-14X1-40KH-25-S-GR-NCIC-UNV-D6A | Light Emitting Diode | Inseparable Luminaire | Direct Wired | 0-10 VDC Controls | 75 | 4000 | 0.001 | 91 | 52 | 433 | 0.96 | Ambient | 50000 |  |  | 99999 | 0.01 | 13 | 4 | 0.01 | 0.01 | 0 | 0 | 0 | 0 | 0.09 | 0.02 | 0 | 0 | 0 | 0 | 0.85 | 0 | 0 | 0 | 0 | 0 | True |  | Non Federally-Regulated | 07/03/2018 |  | 08/10/2018
USAI Lighting | USAI Lighting | B3SDM-14X1-40KH-45-S-GR-NCIC-UNV-D6A | Light Emitting Diode | Inseparable Luminaire | Direct Wired | 0-10 VDC Controls | 79 | 4000 | 0.001 | 91 | 52 | 433 | 0.96 | Ambient | 50000 |  |  | 99999 | 0.01 | 13 | 4 | 0.01 | 0.01 | 0 | 0 | 0 | 0 | 0.09 | 0.02 | 0 | 0 | 0 | 0 | 0.85 | 0 | 0 | 0 | 0 | 0 | True |  | Non Federally-Regulated | 07/03/2018 |  | 08/10/2018
USAI Lighting | USAI Lighting | B3SDM-14X1-40KH-65-S-GR-NCIC-UNV-D6A | Light Emitting Diode | Inseparable Luminaire | Direct Wired | 0-10 VDC Controls | 65 | 4000 | 0.001 | 91 | 52 | 433 | 0.96 | Ambient | 50000 |  |  | 99999 | 0.01 | 13 | 4 | 0.01 | 0.01 | 0 | 0 | 0 | 0 | 0.09 | 0.02 | 0 | 0 | 0 | 0 | 0.85 | 0 | 0 | 0 | 0 | 0 | True |  | Non Federally-Regulated | 07/03/2018 |  | 08/10/2018
USAI Lighting | USAI Lighting | B3SDM-14X1-27KH-25-S-BL-NCIC-UNV-D6A | Light Emitting Diode | Inseparable Luminaire | Direct Wired | 0-10 VDC Controls | 65 | 2700 | 0.001 | 91 | 52 | 433 | 0.96 | Ambient | 50000 |  |  | 99999 | 0.01 | 13 | 4 | 0.01 | 0.01 | 0 | 0 | 0 | 0 | 0.09 | 0.02 | 0 | 0 | 0 | 0 | 0.85 | 0 | 0 | 0 | 0 | 0 | True |  | Non Federally-Regulated | 07/03/2018 |  | 08/10/2018
USAI Lighting | USAI Lighting | B3SDM-14X1-27KH-45-S-BL-NCIC-UNV-D6A | Light Emitting Diode | Inseparable Luminaire | Direct Wired | 0-10 VDC Controls | 68 | 2700 | 0.001 | 91 | 52 | 433 | 0.96 | Ambient | 50000 |  |  | 99999 | 0.01 | 13 | 4 | 0.01 | 0.01 | 0 | 0 | 0 | 0 | 0.09 | 0.02 | 0 | 0 | 0 | 0 | 0.85 | 0 | 0 | 0 | 0 | 0 | True |  | Non Federally-Regulated | 07/03/2018 |  | 08/10/2018
USAI Lighting | USAI Lighting | B3SDM-14X1-27KH-65-S-BL-NCIC-UNV-D6A | Light Emitting Diode | Inseparable Luminaire | Direct Wired | 0-10 VDC Controls | 55 | 2700 | 0.001 | 91 | 52 | 433 | 0.96 | Ambient | 50000 |  |  | 99999 | 0.01 | 13 | 4 | 0.01 | 0.01 | 0 | 0 | 0 | 0 | 0.09 | 0.02 | 0 | 0 | 0 | 0 | 0.85 | 0 | 0 | 0 | 0 | 0 | True |  | Non Federally-Regulated | 07/03/2018 |  | 08/10/2018
USAI Lighting | USAI Lighting | B3SDM-14X1-30KH-25-S-BL-NCIC-UNV-D6A | Light Emitting Diode | Inseparable Luminaire | Direct Wired | 0-10 VDC Controls | 65 | 3000 | 0.001 | 91 | 52 | 433 | 0.96 | Ambient | 50000 |  |  | 99999 | 0.01 | 13 | 4 | 0.01 | 0.01 | 0 | 0 | 0 | 0 | 0.09 | 0.02 | 0 | 0 | 0 | 0 | 0.85 | 0 | 0 | 0 | 0 | 0 | True |  | Non Federally-Regulated | 07/03/2018 |  | 08/10/2018
USAI Lighting | USAI Lighting | B3SDM-14X1-30KH-45-S-BL-NCIC-UNV-D6A | Light Emitting Diode | Inseparable Luminaire | Direct Wired | 0-10 VDC Controls | 68 | 3000 | 0.001 | 91 | 52 | 433 | 0.96 | Ambient | 50000 |  |  | 99999 | 0.01 | 13 | 4 | 0.01 | 0.01 | 0 | 0 | 0 | 0 | 0.09 | 0.02 | 0 | 0 | 0 | 0 | 0.85 | 0 | 0 | 0 | 0 | 0 | True |  | Non Federally-Regulated | 07/03/2018 |  | 08/10/2018
USAI Lighting | USAI Lighting | B3SDM-14X1-30KH-65-S-BL-NCIC-UNV-D6A | Light Emitting Diode | Inseparable Luminaire | Direct Wired | 0-10 VDC Controls | 55 | 3000 | 0.001 | 91 | 52 | 433 | 0.96 | Ambient | 50000 |  |  | 99999 | 0.01 | 13 | 4 | 0.01 | 0.01 | 0 | 0 | 0 | 0 | 0.09 | 0.02 | 0 | 0 | 0 | 0 | 0.85 | 0 | 0 | 0 | 0 | 0 | True |  | Non Federally-Regulated | 07/03/2018 |  | 08/10/2018
USAI Lighting | USAI Lighting | B3SDM-14X1-35KH-25-S-BL-NCIC-UNV-D6A | Light Emitting Diode | Inseparable Luminaire | Direct Wired | 0-10 VDC Controls | 70 | 3500 | 0.001 | 91 | 52 | 433 | 0.96 | Ambient | 50000 |  |  | 99999 | 0.01 | 13 | 4 | 0.01 | 0.01 | 0 | 0 | 0 | 0 | 0.09 | 0.02 | 0 | 0 | 0 | 0 | 0.85 | 0 | 0 | 0 | 0 | 0 | True |  | Non Federally-Regulated | 07/03/2018 |  | 08/10/2018
USAI Lighting | USAI Lighting | B3SDM-14X1-35KH-45-S-BL-NCIC-UNV-D6A | Light Emitting Diode | Inseparable Luminaire | Direct Wired | 0-10 VDC Controls | 74 | 3500 | 0.001 | 91 | 52 | 433 | 0.96 | Ambient | 50000 |  |  | 99999 | 0.01 | 13 | 4 | 0.01 | 0.01 | 0 | 0 | 0 | 0 | 0.09 | 0.02 | 0 | 0 | 0 | 0 | 0.85 | 0 | 0 | 0 | 0 | 0 | True |  | Non Federally-Regulated | 07/03/2018 |  | 08/10/2018
USAI Lighting | USAI Lighting | B3SDM-14X1-35KH-65-S-BL-NCIC-UNV-D6A | Light Emitting Diode | Inseparable Luminaire | Direct Wired | 0-10 VDC Controls | 60 | 3500 | 0.001 | 91 | 52 | 433 | 0.96 | Ambient | 50000 |  |  | 99999 | 0.01 | 13 | 4 | 0.01 | 0.01 | 0 | 0 | 0 | 0 | 0.09 | 0.02 | 0 | 0 | 0 | 0 | 0.85 | 0 | 0 | 0 | 0 | 0 | True |  | Non Federally-Regulated | 07/03/2018 |  | 08/10/2018
USAI Lighting | USAI Lighting | B3SDM-14X1-40KH-25-S-BL-NCIC-UNV-D6A | Light Emitting Diode | Inseparable Luminaire | Direct Wired | 0-10 VDC Controls | 75 | 4000 | 0.001 | 91 | 52 | 433 | 0.96 | Ambient | 50000 |  |  | 99999 | 0.01 | 13 | 4 | 0.01 | 0.01 | 0 | 0 | 0 | 0 | 0.09 | 0.02 | 0 | 0 | 0 | 0 | 0.85 | 0 | 0 | 0 | 0 | 0 | True |  | Non Federally-Regulated | 07/03/2018 |  | 08/10/2018
USAI Lighting | USAI Lighting | B3SDM-14X1-40KH-45-S-BL-NCIC-UNV-D6A | Light Emitting Diode | Inseparable Luminaire | Direct Wired | 0-10 VDC Controls | 79 | 4000 | 0.001 | 91 | 52 | 433 | 0.96 | Ambient | 50000 |  |  | 99999 | 0.01 | 13 | 4 | 0.01 | 0.01 | 0 | 0 | 0 | 0 | 0.09 | 0.02 | 0 | 0 | 0 | 0 | 0.85 | 0 | 0 | 0 | 0 | 0 | True |  | Non Federally-Regulated | 07/03/2018 |  | 08/10/2018
USAI Lighting | USAI Lighting | B3SDM-14X1-40KH-65-S-BL-NCIC-UNV-D6A | Light Emitting Diode | Inseparable Luminaire | Direct Wired | 0-10 VDC Controls | 65 | 4000 | 0.001 | 91 | 52 | 433 | 0.96 | Ambient | 50000 |  |  | 99999 | 0.01 | 13 | 4 | 0.01 | 0.01 | 0 | 0 | 0 | 0 | 0.09 | 0.02 | 0 | 0 | 0 | 0 | 0.85 | 0 | 0 | 0 | 0 | 0 | True |  | Non Federally-Regulated | 07/03/2018 |  | 08/10/2018
USAI Lighting | USAI Lighting | B3SDM-14X1-27KH-25-S-BZ-NCIC-UNV-D6A | Light Emitting Diode | Inseparable Luminaire | Direct Wired | 0-10 VDC Controls | 65 | 2700 | 0.001 | 91 | 52 | 433 | 0.96 | Ambient | 50000 |  |  | 99999 | 0.01 | 13 | 4 | 0.01 | 0.01 | 0 | 0 | 0 | 0 | 0.09 | 0.02 | 0 | 0 | 0 | 0 | 0.85 | 0 | 0 | 0 | 0 | 0 | True |  | Non Federally-Regulated | 07/03/2018 |  | 08/10/2018
USAI Lighting | USAI Lighting | B3SDM-14X1-27KH-45-S-BZ-NCIC-UNV-D6A | Light Emitting Diode | Inseparable Luminaire | Direct Wired | 0-10 VDC Controls | 68 | 2700 | 0.001 | 91 | 52 | 433 | 0.96 | Ambient | 50000 |  |  | 99999 | 0.01 | 13 | 4 | 0.01 | 0.01 | 0 | 0 | 0 | 0 | 0.09 | 0.02 | 0 | 0 | 0 | 0 | 0.85 | 0 | 0 | 0 | 0 | 0 | True |  | Non Federally-Regulated | 07/03/2018 |  | 08/10/2018
USAI Lighting | USAI Lighting | B3SDM-14X1-27KH-65-S-BZ-NCIC-UNV-D6A | Light Emitting Diode | Inseparable Luminaire | Direct Wired | 0-10 VDC Controls | 55 | 2700 | 0.001 | 91 | 52 | 433 | 0.96 | Ambient | 50000 |  |  | 99999 | 0.01 | 13 | 4 | 0.01 | 0.01 | 0 | 0 | 0 | 0 | 0.09 | 0.02 | 0 | 0 | 0 | 0 | 0.85 | 0 | 0 | 0 | 0 | 0 | True |  | Non Federally-Regulated | 07/03/2018 |  | 08/10/2018
USAI Lighting | USAI Lighting | B3SDM-14X1-30KH-25-S-BZ-NCIC-UNV-D6A | Light Emitting Diode | Inseparable Luminaire | Direct Wired | 0-10 VDC Controls | 65 | 3000 | 0.001 | 91 | 52 | 433 | 0.96 | Ambient | 50000 |  |  | 99999 | 0.01 | 13 | 4 | 0.01 | 0.01 | 0 | 0 | 0 | 0 | 0.09 | 0.02 | 0 | 0 | 0 | 0 | 0.85 | 0 | 0 | 0 | 0 | 0 | True |  | Non Federally-Regulated | 07/03/2018 |  | 08/10/2018
USAI Lighting | USAI Lighting | B3SDM-14X1-30KH-45-S-BZ-NCIC-UNV-D6A | Light Emitting Diode | Inseparable Luminaire | Direct Wired | 0-10 VDC Controls | 68 | 3000 | 0.001 | 91 | 52 | 433 | 0.96 | Ambient | 50000 |  |  | 99999 | 0.01 | 13 | 4 | 0.01 | 0.01 | 0 | 0 | 0 | 0 | 0.09 | 0.02 | 0 | 0 | 0 | 0 | 0.85 | 0 | 0 | 0 | 0 | 0 | True |  | Non Federally-Regulated | 07/03/2018 |  | 08/10/2018
USAI Lighting | USAI Lighting | B3SDM-14X1-30KH-65-S-BZ-NCIC-UNV-D6A | Light Emitting Diode | Inseparable Luminaire | Direct Wired | 0-10 VDC Controls | 55 | 3000 | 0.001 | 91 | 52 | 433 | 0.96 | Ambient | 50000 |  |  | 99999 | 0.01 | 13 | 4 | 0.01 | 0.01 | 0 | 0 | 0 | 0 | 0.09 | 0.02 | 0 | 0 | 0 | 0 | 0.85 | 0 | 0 | 0 | 0 | 0 | True |  | Non Federally-Regulated | 07/03/2018 |  | 08/10/2018
USAI Lighting | USAI Lighting | B3SDM-14X1-35KH-25-S-BZ-NCIC-UNV-D6A | Light Emitting Diode | Inseparable Luminaire | Direct Wired | 0-10 VDC Controls | 70 | 3500 | 0.001 | 91 | 52 | 433 | 0.96 | Ambient | 50000 |  |  | 99999 | 0.01 | 13 | 4 | 0.01 | 0.01 | 0 | 0 | 0 | 0 | 0.09 | 0.02 | 0 | 0 | 0 | 0 | 0.85 | 0 | 0 | 0 | 0 | 0 | True |  | Non Federally-Regulated | 07/03/2018 |  | 08/10/2018
USAI Lighting | USAI Lighting | B3SDM-14X1-35KH-45-S-BZ-NCIC-UNV-D6A | Light Emitting Diode | Inseparable Luminaire | Direct Wired | 0-10 VDC Controls | 74 | 3500 | 0.001 | 91 | 52 | 433 | 0.96 | Ambient | 50000 |  |  | 99999 | 0.01 | 13 | 4 | 0.01 | 0.01 | 0 | 0 | 0 | 0 | 0.09 | 0.02 | 0 | 0 | 0 | 0 | 0.85 | 0 | 0 | 0 | 0 | 0 | True |  | Non Federally-Regulated | 07/03/2018 |  | 08/10/2018
USAI Lighting | USAI Lighting | B3SDM-14X1-35KH-65-S-BZ-NCIC-UNV-D6A | Light Emitting Diode | Inseparable Luminaire | Direct Wired | 0-10 VDC Controls | 60 | 3500 | 0.001 | 91 | 52 | 433 | 0.96 | Ambient | 50000 |  |  | 99999 | 0.01 | 13 | 4 | 0.01 | 0.01 | 0 | 0 | 0 | 0 | 0.09 | 0.02 | 0 | 0 | 0 | 0 | 0.85 | 0 | 0 | 0 | 0 | 0 | True |  | Non Federally-Regulated | 07/03/2018 |  | 08/10/2018
USAI Lighting | USAI Lighting | B3SDM-14X1-40KH-25-S-BZ-NCIC-UNV-D6A | Light Emitting Diode | Inseparable Luminaire | Direct Wired | 0-10 VDC Controls | 75 | 4000 | 0.001 | 91 | 52 | 433 | 0.96 | Ambient | 50000 |  |  | 99999 | 0.01 | 13 | 4 | 0.01 | 0.01 | 0 | 0 | 0 | 0 | 0.09 | 0.02 | 0 | 0 | 0 | 0 | 0.85 | 0 | 0 | 0 | 0 | 0 | True |  | Non Federally-Regulated | 07/03/2018 |  | 08/10/2018
USAI Lighting | USAI Lighting | B3SDM-14X1-40KH-45-S-BZ-NCIC-UNV-D6A | Light Emitting Diode | Inseparable Luminaire | Direct Wired | 0-10 VDC Controls | 79 | 4000 | 0.001 | 91 | 52 | 433 | 0.96 | Ambient | 50000 |  |  | 99999 | 0.01 | 13 | 4 | 0.01 | 0.01 | 0 | 0 | 0 | 0 | 0.09 | 0.02 | 0 | 0 | 0 | 0 | 0.85 | 0 | 0 | 0 | 0 | 0 | True |  | Non Federally-Regulated | 07/03/2018 |  | 08/10/2018
USAI Lighting | USAI Lighting | B3SDM-14X1-40KH-65-S-BZ-NCIC-UNV-D6A | Light Emitting Diode | Inseparable Luminaire | Direct Wired | 0-10 VDC Controls | 65 | 4000 | 0.001 | 91 | 52 | 433 | 0.96 | Ambient | 50000 |  |  | 99999 | 0.01 | 13 | 4 | 0.01 | 0.01 | 0 | 0 | 0 | 0 | 0.09 | 0.02 | 0 | 0 | 0 | 0 | 0.85 | 0 | 0 | 0 | 0 | 0 | True |  | Non Federally-Regulated | 07/03/2018 |  | 08/10/2018
USAI Lighting | USAI Lighting | B3SDM-14X1-27KH-25-S-WH-NCIC-UNV-D6B | Light Emitting Diode | Inseparable Luminaire | Direct Wired | 0-10 VDC Controls | 65 | 2700 | 0.001 | 91 | 52 | 433 | 0.96 | Ambient | 50000 |  |  | 99999 | 0.01 | 13 | 4 | 0.01 | 0.01 | 0 | 0 | 0 | 0 | 0.09 | 0.02 | 0 | 0 | 0 | 0 | 0.85 | 0 | 0 | 0 | 0 | 0 | True |  | Non Federally-Regulated | 07/03/2018 |  | 08/10/2018
USAI Lighting | USAI Lighting | B3SDM-14X1-27KH-45-S-WH-NCIC-UNV-D6B | Light Emitting Diode | Inseparable Luminaire | Direct Wired | 0-10 VDC Controls | 68 | 2700 | 0.001 | 91 | 52 | 433 | 0.96 | Ambient | 50000 |  |  | 99999 | 0.01 | 13 | 4 | 0.01 | 0.01 | 0 | 0 | 0 | 0 | 0.09 | 0.02 | 0 | 0 | 0 | 0 | 0.85 | 0 | 0 | 0 | 0 | 0 | True |  | Non Federally-Regulated | 07/03/2018 |  | 08/10/2018
USAI Lighting | USAI Lighting | B3SDM-14X1-27KH-65-S-WH-NCIC-UNV-D6B | Light Emitting Diode | Inseparable Luminaire | Direct Wired | 0-10 VDC Controls | 55 | 2700 | 0.001 | 91 | 52 | 433 | 0.96 | Ambient | 50000 |  |  | 99999 | 0.01 | 13 | 4 | 0.01 | 0.01 | 0 | 0 | 0 | 0 | 0.09 | 0.02 | 0 | 0 | 0 | 0 | 0.85 | 0 | 0 | 0 | 0 | 0 | True |  | Non Federally-Regulated | 07/03/2018 |  | 08/10/2018
USAI Lighting | USAI Lighting | B3SDM-14X1-30KH-25-S-WH-NCIC-UNV-D6B | Light Emitting Diode | Inseparable Luminaire | Direct Wired | 0-10 VDC Controls | 65 | 3000 | 0.001 | 91 | 52 | 433 | 0.96 | Ambient | 50000 |  |  | 99999 | 0.01 | 13 | 4 | 0.01 | 0.01 | 0 | 0 | 0 | 0 | 0.09 | 0.02 | 0 | 0 | 0 | 0 | 0.85 | 0 | 0 | 0 | 0 | 0 | True |  | Non Federally-Regulated | 07/03/2018 |  | 08/10/2018
USAI Lighting | USAI Lighting | B3SDM-14X1-30KH-45-S-WH-NCIC-UNV-D6B | Light Emitting Diode | Inseparable Luminaire | Direct Wired | 0-10 VDC Controls | 68 | 3000 | 0.001 | 91 | 52 | 433 | 0.96 | Ambient | 50000 |  |  | 99999 | 0.01 | 13 | 4 | 0.01 | 0.01 | 0 | 0 | 0 | 0 | 0.09 | 0.02 | 0 | 0 | 0 | 0 | 0.85 | 0 | 0 | 0 | 0 | 0 | True |  | Non Federally-Regulated | 07/03/2018 |  | 08/10/2018
USAI Lighting | USAI Lighting | B3SDM-14X1-30KH-65-S-WH-NCIC-UNV-D6B | Light Emitting Diode | Inseparable Luminaire | Direct Wired | 0-10 VDC Controls | 55 | 3000 | 0.001 | 91 | 52 | 433 | 0.96 | Ambient | 50000 |  |  | 99999 | 0.01 | 13 | 4 | 0.01 | 0.01 | 0 | 0 | 0 | 0 | 0.09 | 0.02 | 0 | 0 | 0 | 0 | 0.85 | 0 | 0 | 0 | 0 | 0 | True |  | Non Federally-Regulated | 07/03/2018 |  | 08/10/2018
USAI Lighting | USAI Lighting | B3SDM-14X1-35KH-25-S-WH-NCIC-UNV-D6B | Light Emitting Diode | Inseparable Luminaire | Direct Wired | 0-10 VDC Controls | 70 | 3500 | 0.001 | 91 | 52 | 433 | 0.96 | Ambient | 50000 |  |  | 99999 | 0.01 | 13 | 4 | 0.01 | 0.01 | 0 | 0 | 0 | 0 | 0.09 | 0.02 | 0 | 0 | 0 | 0 | 0.85 | 0 | 0 | 0 | 0 | 0 | True |  | Non Federally-Regulated | 07/03/2018 |  | 08/10/2018
USAI Lighting | USAI Lighting | B3SDM-14X1-35KH-45-S-WH-NCIC-UNV-D6B | Light Emitting Diode | Inseparable Luminaire | Direct Wired | 0-10 VDC Controls | 74 | 3500 | 0.001 | 91 | 52 | 433 | 0.96 | Ambient | 50000 |  |  | 99999 | 0.01 | 13 | 4 | 0.01 | 0.01 | 0 | 0 | 0 | 0 | 0.09 | 0.02 | 0 | 0 | 0 | 0 | 0.85 | 0 | 0 | 0 | 0 | 0 | True |  | Non Federally-Regulated | 07/03/2018 |  | 08/10/2018
USAI Lighting | USAI Lighting | B3SDM-14X1-35KH-65-S-WH-NCIC-UNV-D6B | Light Emitting Diode | Inseparable Luminaire | Direct Wired | 0-10 VDC Controls | 60 | 3500 | 0.001 | 91 | 52 | 433 | 0.96 | Ambient | 50000 |  |  | 99999 | 0.01 | 13 | 4 | 0.01 | 0.01 | 0 | 0 | 0 | 0 | 0.09 | 0.02 | 0 | 0 | 0 | 0 | 0.85 | 0 | 0 | 0 | 0 | 0 | True |  | Non Federally-Regulated | 07/03/2018 |  | 08/10/2018
USAI Lighting | USAI Lighting | B3SDM-14X1-40KH-25-S-WH-NCIC-UNV-D6B | Light Emitting Diode | Inseparable Luminaire | Direct Wired | 0-10 VDC Controls | 75 | 4000 | 0.001 | 91 | 52 | 433 | 0.96 | Ambient | 50000 |  |  | 99999 | 0.01 | 13 | 4 | 0.01 | 0.01 | 0 | 0 | 0 | 0 | 0.09 | 0.02 | 0 | 0 | 0 | 0 | 0.85 | 0 | 0 | 0 | 0 | 0 | True |  | Non Federally-Regulated | 07/03/2018 |  | 08/10/2018
USAI Lighting | USAI Lighting | B3SDM-14X1-40KH-45-S-WH-NCIC-UNV-D6B | Light Emitting Diode | Inseparable Luminaire | Direct Wired | 0-10 VDC Controls | 79 | 4000 | 0.001 | 91 | 52 | 433 | 0.96 | Ambient | 50000 |  |  | 99999 | 0.01 | 13 | 4 | 0.01 | 0.01 | 0 | 0 | 0 | 0 | 0.09 | 0.02 | 0 | 0 | 0 | 0 | 0.85 | 0 | 0 | 0 | 0 | 0 | True |  | Non Federally-Regulated | 07/03/2018 |  | 08/10/2018
USAI Lighting | USAI Lighting | B3SDM-14X1-40KH-65-S-WH-NCIC-UNV-D6B | Light Emitting Diode | Inseparable Luminaire | Direct Wired | 0-10 VDC Controls | 65 | 4000 | 0.001 | 91 | 52 | 433 | 0.96 | Ambient | 50000 |  |  | 99999 | 0.01 | 13 | 4 | 0.01 | 0.01 | 0 | 0 | 0 | 0 | 0.09 | 0.02 | 0 | 0 | 0 | 0 | 0.85 | 0 | 0 | 0 | 0 | 0 | True |  | Non Federally-Regulated | 07/03/2018 |  | 08/10/2018
USAI Lighting | USAI Lighting | B3SDM-14X1-27KH-25-S-GR-NCIC-UNV-D6B | Light Emitting Diode | Inseparable Luminaire | Direct Wired | 0-10 VDC Controls | 65 | 2700 | 0.001 | 91 | 52 | 433 | 0.96 | Ambient | 50000 |  |  | 99999 | 0.01 | 13 | 4 | 0.01 | 0.01 | 0 | 0 | 0 | 0 | 0.09 | 0.02 | 0 | 0 | 0 | 0 | 0.85 | 0 | 0 | 0 | 0 | 0 | True |  | Non Federally-Regulated | 07/03/2018 |  | 08/10/2018
USAI Lighting | USAI Lighting | B3SDM-14X1-27KH-45-S-GR-NCIC-UNV-D6B | Light Emitting Diode | Inseparable Luminaire | Direct Wired | 0-10 VDC Controls | 68 | 2700 | 0.001 | 91 | 52 | 433 | 0.96 | Ambient | 50000 |  |  | 99999 | 0.01 | 13 | 4 | 0.01 | 0.01 | 0 | 0 | 0 | 0 | 0.09 | 0.02 | 0 | 0 | 0 | 0 | 0.85 | 0 | 0 | 0 | 0 | 0 | True |  | Non Federally-Regulated | 07/03/2018 |  | 08/10/2018
USAI Lighting | USAI Lighting | B3SDM-14X1-27KH-65-S-GR-NCIC-UNV-D6B | Light Emitting Diode | Inseparable Luminaire | Direct Wired | 0-10 VDC Controls | 55 | 2700 | 0.001 | 91 | 52 | 433 | 0.96 | Ambient | 50000 |  |  | 99999 | 0.01 | 13 | 4 | 0.01 | 0.01 | 0 | 0 | 0 | 0 | 0.09 | 0.02 | 0 | 0 | 0 | 0 | 0.85 | 0 | 0 | 0 | 0 | 0 | True |  | Non Federally-Regulated | 07/03/2018 |  | 08/10/2018
USAI Lighting | USAI Lighting | B3SDM-14X1-30KH-25-S-GR-NCIC-UNV-D6B | Light Emitting Diode | Inseparable Luminaire | Direct Wired | 0-10 VDC Controls | 65 | 3000 | 0.001 | 91 | 52 | 433 | 0.96 | Ambient | 50000 |  |  | 99999 | 0.01 | 13 | 4 | 0.01 | 0.01 | 0 | 0 | 0 | 0 | 0.09 | 0.02 | 0 | 0 | 0 | 0 | 0.85 | 0 | 0 | 0 | 0 | 0 | True |  | Non Federally-Regulated | 07/03/2018 |  | 08/10/2018
USAI Lighting | USAI Lighting | B3SDM-14X1-30KH-45-S-GR-NCIC-UNV-D6B | Light Emitting Diode | Inseparable Luminaire | Direct Wired | 0-10 VDC Controls | 68 | 3000 | 0.001 | 91 | 52 | 433 | 0.96 | Ambient | 50000 |  |  | 99999 | 0.01 | 13 | 4 | 0.01 | 0.01 | 0 | 0 | 0 | 0 | 0.09 | 0.02 | 0 | 0 | 0 | 0 | 0.85 | 0 | 0 | 0 | 0 | 0 | True |  | Non Federally-Regulated | 07/03/2018 |  | 08/10/2018
USAI Lighting | USAI Lighting | B3SDM-14X1-30KH-65-S-GR-NCIC-UNV-D6B | Light Emitting Diode | Inseparable Luminaire | Direct Wired | 0-10 VDC Controls | 55 | 3000 | 0.001 | 91 | 52 | 433 | 0.96 | Ambient | 50000 |  |  | 99999 | 0.01 | 13 | 4 | 0.01 | 0.01 | 0 | 0 | 0 | 0 | 0.09 | 0.02 | 0 | 0 | 0 | 0 | 0.85 | 0 | 0 | 0 | 0 | 0 | True |  | Non Federally-Regulated | 07/03/2018 |  | 08/10/2018
USAI Lighting | USAI Lighting | B3SDM-14X1-35KH-25-S-GR-NCIC-UNV-D6B | Light Emitting Diode | Inseparable Luminaire | Direct Wired | 0-10 VDC Controls | 70 | 3500 | 0.001 | 91 | 52 | 433 | 0.96 | Ambient | 50000 |  |  | 99999 | 0.01 | 13 | 4 | 0.01 | 0.01 | 0 | 0 | 0 | 0 | 0.09 | 0.02 | 0 | 0 | 0 | 0 | 0.85 | 0 | 0 | 0 | 0 | 0 | True |  | Non Federally-Regulated | 07/03/2018 |  | 08/10/2018
USAI Lighting | USAI Lighting | B3SDM-14X1-35KH-45-S-GR-NCIC-UNV-D6B | Light Emitting Diode | Inseparable Luminaire | Direct Wired | 0-10 VDC Controls | 74 | 3500 | 0.001 | 91 | 52 | 433 | 0.96 | Ambient | 50000 |  |  | 99999 | 0.01 | 13 | 4 | 0.01 | 0.01 | 0 | 0 | 0 | 0 | 0.09 | 0.02 | 0 | 0 | 0 | 0 | 0.85 | 0 | 0 | 0 | 0 | 0 | True |  | Non Federally-Regulated | 07/03/2018 |  | 08/10/2018
USAI Lighting | USAI Lighting | B3SDM-14X1-35KH-65-S-GR-NCIC-UNV-D6B | Light Emitting Diode | Inseparable Luminaire | Direct Wired | 0-10 VDC Controls | 60 | 3500 | 0.001 | 91 | 52 | 433 | 0.96 | Ambient | 50000 |  |  | 99999 | 0.01 | 13 | 4 | 0.01 | 0.01 | 0 | 0 | 0 | 0 | 0.09 | 0.02 | 0 | 0 | 0 | 0 | 0.85 | 0 | 0 | 0 | 0 | 0 | True |  | Non Federally-Regulated | 07/03/2018 |  | 08/10/2018
USAI Lighting | USAI Lighting | B3SDM-14X1-40KH-25-S-GR-NCIC-UNV-D6B | Light Emitting Diode | Inseparable Luminaire | Direct Wired | 0-10 VDC Controls | 75 | 4000 | 0.001 | 91 | 52 | 433 | 0.96 | Ambient | 50000 |  |  | 99999 | 0.01 | 13 | 4 | 0.01 | 0.01 | 0 | 0 | 0 | 0 | 0.09 | 0.02 | 0 | 0 | 0 | 0 | 0.85 | 0 | 0 | 0 | 0 | 0 | True |  | Non Federally-Regulated | 07/03/2018 |  | 08/10/2018
USAI Lighting | USAI Lighting | B3SDM-14X1-40KH-45-S-GR-NCIC-UNV-D6B | Light Emitting Diode | Inseparable Luminaire | Direct Wired | 0-10 VDC Controls | 79 | 4000 | 0.001 | 91 | 52 | 433 | 0.96 | Ambient | 50000 |  |  | 99999 | 0.01 | 13 | 4 | 0.01 | 0.01 | 0 | 0 | 0 | 0 | 0.09 | 0.02 | 0 | 0 | 0 | 0 | 0.85 | 0 | 0 | 0 | 0 | 0 | True |  | Non Federally-Regulated | 07/03/2018 |  | 08/10/2018
USAI Lighting | USAI Lighting | B3SDM-14X1-40KH-65-S-GR-NCIC-UNV-D6B | Light Emitting Diode | Inseparable Luminaire | Direct Wired | 0-10 VDC Controls | 65 | 4000 | 0.001 | 91 | 52 | 433 | 0.96 | Ambient | 50000 |  |  | 99999 | 0.01 | 13 | 4 | 0.01 | 0.01 | 0 | 0 | 0 | 0 | 0.09 | 0.02 | 0 | 0 | 0 | 0 | 0.85 | 0 | 0 | 0 | 0 | 0 | True |  | Non Federally-Regulated | 07/03/2018 |  | 08/10/2018
USAI Lighting | USAI Lighting | B3SDM-14X1-27KH-25-S-BL-NCIC-UNV-D6B | Light Emitting Diode | Inseparable Luminaire | Direct Wired | 0-10 VDC Controls | 65 | 2700 | 0.001 | 91 | 52 | 433 | 0.96 | Ambient | 50000 |  |  | 99999 | 0.01 | 13 | 4 | 0.01 | 0.01 | 0 | 0 | 0 | 0 | 0.09 | 0.02 | 0 | 0 | 0 | 0 | 0.85 | 0 | 0 | 0 | 0 | 0 | True |  | Non Federally-Regulated | 07/03/2018 |  | 08/10/2018
USAI Lighting | USAI Lighting | B3SDM-14X1-27KH-45-S-BL-NCIC-UNV-D6B | Light Emitting Diode | Inseparable Luminaire | Direct Wired | 0-10 VDC Controls | 68 | 2700 | 0.001 | 91 | 52 | 433 | 0.96 | Ambient | 50000 |  |  | 99999 | 0.01 | 13 | 4 | 0.01 | 0.01 | 0 | 0 | 0 | 0 | 0.09 | 0.02 | 0 | 0 | 0 | 0 | 0.85 | 0 | 0 | 0 | 0 | 0 | True |  | Non Federally-Regulated | 07/03/2018 |  | 08/10/2018
USAI Lighting | USAI Lighting | B3SDM-14X1-27KH-65-S-BL-NCIC-UNV-D6B | Light Emitting Diode | Inseparable Luminaire | Direct Wired | 0-10 VDC Controls | 55 | 2700 | 0.001 | 91 | 52 | 433 | 0.96 | Ambient | 50000 |  |  | 99999 | 0.01 | 13 | 4 | 0.01 | 0.01 | 0 | 0 | 0 | 0 | 0.09 | 0.02 | 0 | 0 | 0 | 0 | 0.85 | 0 | 0 | 0 | 0 | 0 | True |  | Non Federally-Regulated | 07/03/2018 |  | 08/10/2018
USAI Lighting | USAI Lighting | B3SDM-14X1-30KH-25-S-BL-NCIC-UNV-D6B | Light Emitting Diode | Inseparable Luminaire | Direct Wired | 0-10 VDC Controls | 65 | 3000 | 0.001 | 91 | 52 | 433 | 0.96 | Ambient | 50000 |  |  | 99999 | 0.01 | 13 | 4 | 0.01 | 0.01 | 0 | 0 | 0 | 0 | 0.09 | 0.02 | 0 | 0 | 0 | 0 | 0.85 | 0 | 0 | 0 | 0 | 0 | True |  | Non Federally-Regulated | 07/03/2018 |  | 08/10/2018
USAI Lighting | USAI Lighting | B3SDM-14X1-30KH-45-S-BL-NCIC-UNV-D6B | Light Emitting Diode | Inseparable Luminaire | Direct Wired | 0-10 VDC Controls | 68 | 3000 | 0.001 | 91 | 52 | 433 | 0.96 | Ambient | 50000 |  |  | 99999 | 0.01 | 13 | 4 | 0.01 | 0.01 | 0 | 0 | 0 | 0 | 0.09 | 0.02 | 0 | 0 | 0 | 0 | 0.85 | 0 | 0 | 0 | 0 | 0 | True |  | Non Federally-Regulated | 07/03/2018 |  | 08/10/2018
USAI Lighting | USAI Lighting | B3SDM-14X1-30KH-65-S-BL-NCIC-UNV-D6B | Light Emitting Diode | Inseparable Luminaire | Direct Wired | 0-10 VDC Controls | 55 | 3000 | 0.001 | 91 | 52 | 433 | 0.96 | Ambient | 50000 |  |  | 99999 | 0.01 | 13 | 4 | 0.01 | 0.01 | 0 | 0 | 0 | 0 | 0.09 | 0.02 | 0 | 0 | 0 | 0 | 0.85 | 0 | 0 | 0 | 0 | 0 | True |  | Non Federally-Regulated | 07/03/2018 |  | 08/10/2018
USAI Lighting | USAI Lighting | B3SDM-14X1-35KH-25-S-BL-NCIC-UNV-D6B | Light Emitting Diode | Inseparable Luminaire | Direct Wired | 0-10 VDC Controls | 70 | 3500 | 0.001 | 91 | 52 | 433 | 0.96 | Ambient | 50000 |  |  | 99999 | 0.01 | 13 | 4 | 0.01 | 0.01 | 0 | 0 | 0 | 0 | 0.09 | 0.02 | 0 | 0 | 0 | 0 | 0.85 | 0 | 0 | 0 | 0 | 0 | True |  | Non Federally-Regulated | 07/03/2018 |  | 08/10/2018
USAI Lighting | USAI Lighting | B3SDM-14X1-35KH-45-S-BL-NCIC-UNV-D6B | Light Emitting Diode | Inseparable Luminaire | Direct Wired | 0-10 VDC Controls | 74 | 3500 | 0.001 | 91 | 52 | 433 | 0.96 | Ambient | 50000 |  |  | 99999 | 0.01 | 13 | 4 | 0.01 | 0.01 | 0 | 0 | 0 | 0 | 0.09 | 0.02 | 0 | 0 | 0 | 0 | 0.85 | 0 | 0 | 0 | 0 | 0 | True |  | Non Federally-Regulated | 07/03/2018 |  | 08/10/2018
USAI Lighting | USAI Lighting | B3SDM-14X1-35KH-65-S-BL-NCIC-UNV-D6B | Light Emitting Diode | Inseparable Luminaire | Direct Wired | 0-10 VDC Controls | 60 | 3500 | 0.001 | 91 | 52 | 433 | 0.96 | Ambient | 50000 |  |  | 99999 | 0.01 | 13 | 4 | 0.01 | 0.01 | 0 | 0 | 0 | 0 | 0.09 | 0.02 | 0 | 0 | 0 | 0 | 0.85 | 0 | 0 | 0 | 0 | 0 | True |  | Non Federally-Regulated | 07/03/2018 |  | 08/10/2018
USAI Lighting | USAI Lighting | B3SDM-14X1-40KH-25-S-BL-NCIC-UNV-D6B | Light Emitting Diode | Inseparable Luminaire | Direct Wired | 0-10 VDC Controls | 75 | 4000 | 0.001 | 91 | 52 | 433 | 0.96 | Ambient | 50000 |  |  | 99999 | 0.01 | 13 | 4 | 0.01 | 0.01 | 0 | 0 | 0 | 0 | 0.09 | 0.02 | 0 | 0 | 0 | 0 | 0.85 | 0 | 0 | 0 | 0 | 0 | True |  | Non Federally-Regulated | 07/03/2018 |  | 08/10/2018
USAI Lighting | USAI Lighting | B3SDM-14X1-40KH-45-S-BL-NCIC-UNV-D6B | Light Emitting Diode | Inseparable Luminaire | Direct Wired | 0-10 VDC Controls | 79 | 4000 | 0.001 | 91 | 52 | 433 | 0.96 | Ambient | 50000 |  |  | 99999 | 0.01 | 13 | 4 | 0.01 | 0.01 | 0 | 0 | 0 | 0 | 0.09 | 0.02 | 0 | 0 | 0 | 0 | 0.85 | 0 | 0 | 0 | 0 | 0 | True |  | Non Federally-Regulated | 07/03/2018 |  | 08/10/2018
USAI Lighting | USAI Lighting | B3SDM-14X1-40KH-65-S-BL-NCIC-UNV-D6B | Light Emitting Diode | Inseparable Luminaire | Direct Wired | 0-10 VDC Controls | 65 | 4000 | 0.001 | 91 | 52 | 433 | 0.96 | Ambient | 50000 |  |  | 99999 | 0.01 | 13 | 4 | 0.01 | 0.01 | 0 | 0 | 0 | 0 | 0.09 | 0.02 | 0 | 0 | 0 | 0 | 0.85 | 0 | 0 | 0 | 0 | 0 | True |  | Non Federally-Regulated | 07/03/2018 |  | 08/10/2018
USAI Lighting | USAI Lighting | B3SDM-14X1-27KH-25-S-BZ-NCIC-UNV-D6B | Light Emitting Diode | Inseparable Luminaire | Direct Wired | 0-10 VDC Controls | 65 | 2700 | 0.001 | 91 | 52 | 433 | 0.96 | Ambient | 50000 |  |  | 99999 | 0.01 | 13 | 4 | 0.01 | 0.01 | 0 | 0 | 0 | 0 | 0.09 | 0.02 | 0 | 0 | 0 | 0 | 0.85 | 0 | 0 | 0 | 0 | 0 | True |  | Non Federally-Regulated | 07/03/2018 |  | 08/10/2018
USAI Lighting | USAI Lighting | B3SDM-14X1-27KH-45-S-BZ-NCIC-UNV-D6B | Light Emitting Diode | Inseparable Luminaire | Direct Wired | 0-10 VDC Controls | 68 | 2700 | 0.001 | 91 | 52 | 433 | 0.96 | Ambient | 50000 |  |  | 99999 | 0.01 | 13 | 4 | 0.01 | 0.01 | 0 | 0 | 0 | 0 | 0.09 | 0.02 | 0 | 0 | 0 | 0 | 0.85 | 0 | 0 | 0 | 0 | 0 | True |  | Non Federally-Regulated | 07/03/2018 |  | 08/10/2018
USAI Lighting | USAI Lighting | B3SDM-14X1-27KH-65-S-BZ-NCIC-UNV-D6B | Light Emitting Diode | Inseparable Luminaire | Direct Wired | 0-10 VDC Controls | 55 | 2700 | 0.001 | 91 | 52 | 433 | 0.96 | Ambient | 50000 |  |  | 99999 | 0.01 | 13 | 4 | 0.01 | 0.01 | 0 | 0 | 0 | 0 | 0.09 | 0.02 | 0 | 0 | 0 | 0 | 0.85 | 0 | 0 | 0 | 0 | 0 | True |  | Non Federally-Regulated | 07/03/2018 |  | 08/10/2018
USAI Lighting | USAI Lighting | B3SDM-14X1-30KH-25-S-BZ-NCIC-UNV-D6B | Light Emitting Diode | Inseparable Luminaire | Direct Wired | 0-10 VDC Controls | 65 | 3000 | 0.001 | 91 | 52 | 433 | 0.96 | Ambient | 50000 |  |  | 99999 | 0.01 | 13 | 4 | 0.01 | 0.01 | 0 | 0 | 0 | 0 | 0.09 | 0.02 | 0 | 0 | 0 | 0 | 0.85 | 0 | 0 | 0 | 0 | 0 | True |  | Non Federally-Regulated | 07/03/2018 |  | 08/10/2018
USAI Lighting | USAI Lighting | B3SDM-14X1-30KH-45-S-BZ-NCIC-UNV-D6B | Light Emitting Diode | Inseparable Luminaire | Direct Wired | 0-10 VDC Controls | 68 | 3000 | 0.001 | 91 | 52 | 433 | 0.96 | Ambient | 50000 |  |  | 99999 | 0.01 | 13 | 4 | 0.01 | 0.01 | 0 | 0 | 0 | 0 | 0.09 | 0.02 | 0 | 0 | 0 | 0 | 0.85 | 0 | 0 | 0 | 0 | 0 | True |  | Non Federally-Regulated | 07/03/2018 |  | 08/10/2018
USAI Lighting | USAI Lighting | B3SDM-14X1-30KH-65-S-BZ-NCIC-UNV-D6B | Light Emitting Diode | Inseparable Luminaire | Direct Wired | 0-10 VDC Controls | 55 | 3000 | 0.001 | 91 | 52 | 433 | 0.96 | Ambient | 50000 |  |  | 99999 | 0.01 | 13 | 4 | 0.01 | 0.01 | 0 | 0 | 0 | 0 | 0.09 | 0.02 | 0 | 0 | 0 | 0 | 0.85 | 0 | 0 | 0 | 0 | 0 | True |  | Non Federally-Regulated | 07/03/2018 |  | 08/10/2018
USAI Lighting | USAI Lighting | B3SDM-14X1-35KH-25-S-BZ-NCIC-UNV-D6B | Light Emitting Diode | Inseparable Luminaire | Direct Wired | 0-10 VDC Controls | 70 | 3500 | 0.001 | 91 | 52 | 433 | 0.96 | Ambient | 50000 |  |  | 99999 | 0.01 | 13 | 4 | 0.01 | 0.01 | 0 | 0 | 0 | 0 | 0.09 | 0.02 | 0 | 0 | 0 | 0 | 0.85 | 0 | 0 | 0 | 0 | 0 | True |  | Non Federally-Regulated | 07/03/2018 |  | 08/10/2018
USAI Lighting | USAI Lighting | B3SDM-14X1-35KH-45-S-BZ-NCIC-UNV-D6B | Light Emitting Diode | Inseparable Luminaire | Direct Wired | 0-10 VDC Controls | 74 | 3500 | 0.001 | 91 | 52 | 433 | 0.96 | Ambient | 50000 |  |  | 99999 | 0.01 | 13 | 4 | 0.01 | 0.01 | 0 | 0 | 0 | 0 | 0.09 | 0.02 | 0 | 0 | 0 | 0 | 0.85 | 0 | 0 | 0 | 0 | 0 | True |  | Non Federally-Regulated | 07/03/2018 |  | 08/10/2018
USAI Lighting | USAI Lighting | B3SDM-14X1-35KH-65-S-BZ-NCIC-UNV-D6B | Light Emitting Diode | Inseparable Luminaire | Direct Wired | 0-10 VDC Controls | 60 | 3500 | 0.001 | 91 | 52 | 433 | 0.96 | Ambient | 50000 |  |  | 99999 | 0.01 | 13 | 4 | 0.01 | 0.01 | 0 | 0 | 0 | 0 | 0.09 | 0.02 | 0 | 0 | 0 | 0 | 0.85 | 0 | 0 | 0 | 0 | 0 | True |  | Non Federally-Regulated | 07/03/2018 |  | 08/10/2018
USAI Lighting | USAI Lighting | B3SDM-14X1-40KH-25-S-BZ-NCIC-UNV-D6B | Light Emitting Diode | Inseparable Luminaire | Direct Wired | 0-10 VDC Controls | 75 | 4000 | 0.001 | 91 | 52 | 433 | 0.96 | Ambient | 50000 |  |  | 99999 | 0.01 | 13 | 4 | 0.01 | 0.01 | 0 | 0 | 0 | 0 | 0.09 | 0.02 | 0 | 0 | 0 | 0 | 0.85 | 0 | 0 | 0 | 0 | 0 | True |  | Non Federally-Regulated | 07/03/2018 |  | 08/10/2018
USAI Lighting | USAI Lighting | B3SDM-14X1-40KH-45-S-BZ-NCIC-UNV-D6B | Light Emitting Diode | Inseparable Luminaire | Direct Wired | 0-10 VDC Controls | 79 | 4000 | 0.001 | 91 | 52 | 433 | 0.96 | Ambient | 50000 |  |  | 99999 | 0.01 | 13 | 4 | 0.01 | 0.01 | 0 | 0 | 0 | 0 | 0.09 | 0.02 | 0 | 0 | 0 | 0 | 0.85 | 0 | 0 | 0 | 0 | 0 | True |  | Non Federally-Regulated | 07/03/2018 |  | 08/10/2018
USAI Lighting | USAI Lighting | B3SDM-14X1-40KH-65-S-BZ-NCIC-UNV-D6B | Light Emitting Diode | Inseparable Luminaire | Direct Wired | 0-10 VDC Controls | 65 | 4000 | 0.001 | 91 | 52 | 433 | 0.96 | Ambient | 50000 |  |  | 99999 | 0.01 | 13 | 4 | 0.01 | 0.01 | 0 | 0 | 0 | 0 | 0.09 | 0.02 | 0 | 0 | 0 | 0 | 0.85 | 0 | 0 | 0 | 0 | 0 | True |  | Non Federally-Regulated | 07/03/2018 |  | 08/10/2018
USAI Lighting | USAI Lighting | B3RWF-14X1-27KH-W2-BL-NCIC-UNV-D6A | Light Emitting Diode | Inseparable Luminaire | Direct Wired | 0-10 VDC Controls | 58 | 2700 | 0.001 | 91 | 52 | 433 | 0.96 | Ambient | 50000 |  |  | 99999 | 0.01 | 13 | 4 | 0.01 | 0.01 | 0 | 0 | 0 | 0 | 0.09 | 0.02 | 0 | 0 | 0 | 0 | 0.85 | 0 | 0 | 0 | 0 | 0 | True |  | Non Federally-Regulated | 07/03/2018 |  | 08/10/2018
USAI Lighting | USAI Lighting | B3RWF-14X1-27KH-W2-BL-NCIC-UNV-D6B | Light Emitting Diode | Inseparable Luminaire | Direct Wired | 0-10 VDC Controls | 58 | 2700 | 0.001 | 91 | 52 | 433 | 0.96 | Ambient | 50000 |  |  | 99999 | 0.01 | 13 | 4 | 0.01 | 0.01 | 0 | 0 | 0 | 0 | 0.09 | 0.02 | 0 | 0 | 0 | 0 | 0.85 | 0 | 0 | 0 | 0 | 0 | True |  | Non Federally-Regulated | 07/03/2018 |  | 08/10/2018
USAI Lighting | USAI Lighting | B3RWF-14X1-27KH-W2-BL-NCIC-UNV-D6E | Light Emitting Diode | Inseparable Luminaire | Direct Wired | 0-10 VDC Controls | 58 | 2700 | 0.001 | 91 | 52 | 433 | 0.96 | Ambient | 50000 |  |  | 99999 | 0.01 | 13 | 4 | 0.01 | 0.01 | 0 | 0 | 0 | 0 | 0.09 | 0.02 | 0 | 0 | 0 | 0 | 0.85 | 0 | 0 | 0 | 0 | 0 | True |  | Non Federally-Regulated | 07/03/2018 |  | 08/10/2018
USAI Lighting | USAI Lighting | B3RWF-14X1-27KH-W2-BL-NCIC-UNV-D6F | Light Emitting Diode | Inseparable Luminaire | Direct Wired | 0-10 VDC Controls | 58 | 2700 | 0.001 | 91 | 52 | 433 | 0.96 | Ambient | 50000 |  |  | 99999 | 0.01 | 13 | 4 | 0.01 | 0.01 | 0 | 0 | 0 | 0 | 0.09 | 0.02 | 0 | 0 | 0 | 0 | 0.85 | 0 | 0 | 0 | 0 | 0 | True |  | Non Federally-Regulated | 07/03/2018 |  | 08/10/2018
USAI Lighting | USAI Lighting | B3RWF-14X1-27KH-W2-BZ-NCIC-UNV-D6A | Light Emitting Diode | Inseparable Luminaire | Direct Wired | 0-10 VDC Controls | 58 | 2700 | 0.001 | 91 | 52 | 433 | 0.96 | Ambient | 50000 |  |  | 99999 | 0.01 | 13 | 4 | 0.01 | 0.01 | 0 | 0 | 0 | 0 | 0.09 | 0.02 | 0 | 0 | 0 | 0 | 0.85 | 0 | 0 | 0 | 0 | 0 | True |  | Non Federally-Regulated | 07/03/2018 |  | 08/10/2018
USAI Lighting | USAI Lighting | B3RWF-14X1-27KH-W2-BZ-NCIC-UNV-D6B | Light Emitting Diode | Inseparable Luminaire | Direct Wired | 0-10 VDC Controls | 58 | 2700 | 0.001 | 91 | 52 | 433 | 0.96 | Ambient | 50000 |  |  | 99999 | 0.01 | 13 | 4 | 0.01 | 0.01 | 0 | 0 | 0 | 0 | 0.09 | 0.02 | 0 | 0 | 0 | 0 | 0.85 | 0 | 0 | 0 | 0 | 0 | True |  | Non Federally-Regulated | 07/03/2018 |  | 08/10/2018
USAI Lighting | USAI Lighting | B3RWF-14X1-27KH-W2-BZ-NCIC-UNV-D6E | Light Emitting Diode | Inseparable Luminaire | Direct Wired | 0-10 VDC Controls | 58 | 2700 | 0.001 | 91 | 52 | 433 | 0.96 | Ambient | 50000 |  |  | 99999 | 0.01 | 13 | 4 | 0.01 | 0.01 | 0 | 0 | 0 | 0 | 0.09 | 0.02 | 0 | 0 | 0 | 0 | 0.85 | 0 | 0 | 0 | 0 | 0 | True |  | Non Federally-Regulated | 07/03/2018 |  | 08/10/2018
USAI Lighting | USAI Lighting | B3RWF-14X1-27KH-W2-BZ-NCIC-UNV-D6F | Light Emitting Diode | Inseparable Luminaire | Direct Wired | 0-10 VDC Controls | 58 | 2700 | 0.001 | 91 | 52 | 433 | 0.96 | Ambient | 50000 |  |  | 99999 | 0.01 | 13 | 4 | 0.01 | 0.01 | 0 | 0 | 0 | 0 | 0.09 | 0.02 | 0 | 0 | 0 | 0 | 0.85 | 0 | 0 | 0 | 0 | 0 | True |  | Non Federally-Regulated | 07/03/2018 |  | 08/10/2018
USAI Lighting | USAI Lighting | B3RWF-14X1-27KH-W2-GR-NCIC-UNV-D6A | Light Emitting Diode | Inseparable Luminaire | Direct Wired | 0-10 VDC Controls | 58 | 2700 | 0.001 | 91 | 52 | 433 | 0.96 | Ambient | 50000 |  |  | 99999 | 0.01 | 13 | 4 | 0.01 | 0.01 | 0 | 0 | 0 | 0 | 0.09 | 0.02 | 0 | 0 | 0 | 0 | 0.85 | 0 | 0 | 0 | 0 | 0 | True |  | Non Federally-Regulated | 07/03/2018 |  | 08/10/2018
USAI Lighting | USAI Lighting | B3RWF-14X1-27KH-W2-GR-NCIC-UNV-D6B | Light Emitting Diode | Inseparable Luminaire | Direct Wired | 0-10 VDC Controls | 58 | 2700 | 0.001 | 91 | 52 | 433 | 0.96 | Ambient | 50000 |  |  | 99999 | 0.01 | 13 | 4 | 0.01 | 0.01 | 0 | 0 | 0 | 0 | 0.09 | 0.02 | 0 | 0 | 0 | 0 | 0.85 | 0 | 0 | 0 | 0 | 0 | True |  | Non Federally-Regulated | 07/03/2018 |  | 08/10/2018
USAI Lighting | USAI Lighting | B3RWF-14X1-27KH-W2-GR-NCIC-UNV-D6E | Light Emitting Diode | Inseparable Luminaire | Direct Wired | 0-10 VDC Controls | 58 | 2700 | 0.001 | 91 | 52 | 433 | 0.96 | Ambient | 50000 |  |  | 99999 | 0.01 | 13 | 4 | 0.01 | 0.01 | 0 | 0 | 0 | 0 | 0.09 | 0.02 | 0 | 0 | 0 | 0 | 0.85 | 0 | 0 | 0 | 0 | 0 | True |  | Non Federally-Regulated | 07/03/2018 |  | 08/10/2018
USAI Lighting | USAI Lighting | B3RWF-14X1-27KH-W2-GR-NCIC-UNV-D6F | Light Emitting Diode | Inseparable Luminaire | Direct Wired | 0-10 VDC Controls | 58 | 2700 | 0.001 | 91 | 52 | 433 | 0.96 | Ambient | 50000 |  |  | 99999 | 0.01 | 13 | 4 | 0.01 | 0.01 | 0 | 0 | 0 | 0 | 0.09 | 0.02 | 0 | 0 | 0 | 0 | 0.85 | 0 | 0 | 0 | 0 | 0 | True |  | Non Federally-Regulated | 07/03/2018 |  | 08/10/2018
USAI Lighting | USAI Lighting | B3RWF-14X1-27KH-W2-WH-NCIC-UNV-D6A | Light Emitting Diode | Inseparable Luminaire | Direct Wired | 0-10 VDC Controls | 58 | 2700 | 0.001 | 91 | 52 | 433 | 0.96 | Ambient | 50000 |  |  | 99999 | 0.01 | 13 | 4 | 0.01 | 0.01 | 0 | 0 | 0 | 0 | 0.09 | 0.02 | 0 | 0 | 0 | 0 | 0.85 | 0 | 0 | 0 | 0 | 0 | True |  | Non Federally-Regulated | 07/03/2018 |  | 08/10/2018
USAI Lighting | USAI Lighting | B3RWF-14X1-27KH-W2-WH-NCIC-UNV-D6B | Light Emitting Diode | Inseparable Luminaire | Direct Wired | 0-10 VDC Controls | 58 | 2700 | 0.001 | 91 | 52 | 433 | 0.96 | Ambient | 50000 |  |  | 99999 | 0.01 | 13 | 4 | 0.01 | 0.01 | 0 | 0 | 0 | 0 | 0.09 | 0.02 | 0 | 0 | 0 | 0 | 0.85 | 0 | 0 | 0 | 0 | 0 | True |  | Non Federally-Regulated | 07/03/2018 |  | 08/10/2018
USAI Lighting | USAI Lighting | B3RWF-14X1-27KH-W2-WH-NCIC-UNV-D6E | Light Emitting Diode | Inseparable Luminaire | Direct Wired | 0-10 VDC Controls | 58 | 2700 | 0.001 | 91 | 52 | 433 | 0.96 | Ambient | 50000 |  |  | 99999 | 0.01 | 13 | 4 | 0.01 | 0.01 | 0 | 0 | 0 | 0 | 0.09 | 0.02 | 0 | 0 | 0 | 0 | 0.85 | 0 | 0 | 0 | 0 | 0 | True |  | Non Federally-Regulated | 07/03/2018 |  | 08/10/2018
USAI Lighting | USAI Lighting | B3RWF-14X1-27KH-W2-WH-NCIC-UNV-D6F | Light Emitting Diode | Inseparable Luminaire | Direct Wired | 0-10 VDC Controls | 58 | 2700 | 0.001 | 91 | 52 | 433 | 0.96 | Ambient | 50000 |  |  | 99999 | 0.01 | 13 | 4 | 0.01 | 0.01 | 0 | 0 | 0 | 0 | 0.09 | 0.02 | 0 | 0 | 0 | 0 | 0.85 | 0 | 0 | 0 | 0 | 0 | True |  | Non Federally-Regulated | 07/03/2018 |  | 08/10/2018
USAI Lighting | USAI Lighting | B3RWF-14X1-30KH-W2-BL-NCIC-UNV-D6A | Light Emitting Diode | Inseparable Luminaire | Direct Wired | 0-10 VDC Controls | 58 | 3000 | 0.001 | 91 | 52 | 433 | 0.96 | Ambient | 50000 |  |  | 99999 | 0.01 | 13 | 4 | 0.01 | 0.01 | 0 | 0 | 0 | 0 | 0.09 | 0.02 | 0 | 0 | 0 | 0 | 0.85 | 0 | 0 | 0 | 0 | 0 | True |  | Non Federally-Regulated | 07/03/2018 |  | 08/10/2018
USAI Lighting | USAI Lighting | B3RWF-14X1-30KH-W2-BL-NCIC-UNV-D6B | Light Emitting Diode | Inseparable Luminaire | Direct Wired | 0-10 VDC Controls | 58 | 3000 | 0.001 | 91 | 52 | 433 | 0.96 | Ambient | 50000 |  |  | 99999 | 0.01 | 13 | 4 | 0.01 | 0.01 | 0 | 0 | 0 | 0 | 0.09 | 0.02 | 0 | 0 | 0 | 0 | 0.85 | 0 | 0 | 0 | 0 | 0 | True |  | Non Federally-Regulated | 07/03/2018 |  | 08/10/2018
USAI Lighting | USAI Lighting | B3RWF-14X1-30KH-W2-BL-NCIC-UNV-D6E | Light Emitting Diode | Inseparable Luminaire | Direct Wired | 0-10 VDC Controls | 58 | 3000 | 0.001 | 91 | 52 | 433 | 0.96 | Ambient | 50000 |  |  | 99999 | 0.01 | 13 | 4 | 0.01 | 0.01 | 0 | 0 | 0 | 0 | 0.09 | 0.02 | 0 | 0 | 0 | 0 | 0.85 | 0 | 0 | 0 | 0 | 0 | True |  | Non Federally-Regulated | 07/03/2018 |  | 08/10/2018
USAI Lighting | USAI Lighting | B3RWF-14X1-30KH-W2-BL-NCIC-UNV-D6F | Light Emitting Diode | Inseparable Luminaire | Direct Wired | 0-10 VDC Controls | 58 | 3000 | 0.001 | 91 | 52 | 433 | 0.96 | Ambient | 50000 |  |  | 99999 | 0.01 | 13 | 4 | 0.01 | 0.01 | 0 | 0 | 0 | 0 | 0.09 | 0.02 | 0 | 0 | 0 | 0 | 0.85 | 0 | 0 | 0 | 0 | 0 | True |  | Non Federally-Regulated | 07/03/2018 |  | 08/10/2018
USAI Lighting | USAI Lighting | B3RWF-14X1-30KH-W2-BZ-NCIC-UNV-D6A | Light Emitting Diode | Inseparable Luminaire | Direct Wired | 0-10 VDC Controls | 58 | 3000 | 0.001 | 91 | 52 | 433 | 0.96 | Ambient | 50000 |  |  | 99999 | 0.01 | 13 | 4 | 0.01 | 0.01 | 0 | 0 | 0 | 0 | 0.09 | 0.02 | 0 | 0 | 0 | 0 | 0.85 | 0 | 0 | 0 | 0 | 0 | True |  | Non Federally-Regulated | 07/03/2018 |  | 08/10/2018
USAI Lighting | USAI Lighting | B3RWF-14X1-30KH-W2-BZ-NCIC-UNV-D6B | Light Emitting Diode | Inseparable Luminaire | Direct Wired | 0-10 VDC Controls | 58 | 3000 | 0.001 | 91 | 52 | 433 | 0.96 | Ambient | 50000 |  |  | 99999 | 0.01 | 13 | 4 | 0.01 | 0.01 | 0 | 0 | 0 | 0 | 0.09 | 0.02 | 0 | 0 | 0 | 0 | 0.85 | 0 | 0 | 0 | 0 | 0 | True |  | Non Federally-Regulated | 07/03/2018 |  | 08/10/2018
USAI Lighting | USAI Lighting | B3RWF-14X1-30KH-W2-BZ-NCIC-UNV-D6E | Light Emitting Diode | Inseparable Luminaire | Direct Wired | 0-10 VDC Controls | 58 | 3000 | 0.001 | 91 | 52 | 433 | 0.96 | Ambient | 50000 |  |  | 99999 | 0.01 | 13 | 4 | 0.01 | 0.01 | 0 | 0 | 0 | 0 | 0.09 | 0.02 | 0 | 0 | 0 | 0 | 0.85 | 0 | 0 | 0 | 0 | 0 | True |  | Non Federally-Regulated | 07/03/2018 |  | 08/10/2018
USAI Lighting | USAI Lighting | B3RWF-14X1-30KH-W2-BZ-NCIC-UNV-D6F | Light Emitting Diode | Inseparable Luminaire | Direct Wired | 0-10 VDC Controls | 58 | 3000 | 0.001 | 91 | 52 | 433 | 0.96 | Ambient | 50000 |  |  | 99999 | 0.01 | 13 | 4 | 0.01 | 0.01 | 0 | 0 | 0 | 0 | 0.09 | 0.02 | 0 | 0 | 0 | 0 | 0.85 | 0 | 0 | 0 | 0 | 0 | True |  | Non Federally-Regulated | 07/03/2018 |  | 08/10/2018
USAI Lighting | USAI Lighting | B3RWF-14X1-30KH-W2-GR-NCIC-UNV-D6A | Light Emitting Diode | Inseparable Luminaire | Direct Wired | 0-10 VDC Controls | 58 | 3000 | 0.001 | 91 | 52 | 433 | 0.96 | Ambient | 50000 |  |  | 99999 | 0.01 | 13 | 4 | 0.01 | 0.01 | 0 | 0 | 0 | 0 | 0.09 | 0.02 | 0 | 0 | 0 | 0 | 0.85 | 0 | 0 | 0 | 0 | 0 | True |  | Non Federally-Regulated | 07/03/2018 |  | 08/10/2018
USAI Lighting | USAI Lighting | B3RWF-14X1-30KH-W2-GR-NCIC-UNV-D6B | Light Emitting Diode | Inseparable Luminaire | Direct Wired | 0-10 VDC Controls | 58 | 3000 | 0.001 | 91 | 52 | 433 | 0.96 | Ambient | 50000 |  |  | 99999 | 0.01 | 13 | 4 | 0.01 | 0.01 | 0 | 0 | 0 | 0 | 0.09 | 0.02 | 0 | 0 | 0 | 0 | 0.85 | 0 | 0 | 0 | 0 | 0 | True |  | Non Federally-Regulated | 07/03/2018 |  | 08/10/2018
USAI Lighting | USAI Lighting | B3RWF-14X1-30KH-W2-GR-NCIC-UNV-D6E | Light Emitting Diode | Inseparable Luminaire | Direct Wired | 0-10 VDC Controls | 58 | 3000 | 0.001 | 91 | 52 | 433 | 0.96 | Ambient | 50000 |  |  | 99999 | 0.01 | 13 | 4 | 0.01 | 0.01 | 0 | 0 | 0 | 0 | 0.09 | 0.02 | 0 | 0 | 0 | 0 | 0.85 | 0 | 0 | 0 | 0 | 0 | True |  | Non Federally-Regulated | 07/03/2018 |  | 08/10/2018
USAI Lighting | USAI Lighting | B3RWF-14X1-30KH-W2-GR-NCIC-UNV-D6F | Light Emitting Diode | Inseparable Luminaire | Direct Wired | 0-10 VDC Controls | 58 | 3000 | 0.001 | 91 | 52 | 433 | 0.96 | Ambient | 50000 |  |  | 99999 | 0.01 | 13 | 4 | 0.01 | 0.01 | 0 | 0 | 0 | 0 | 0.09 | 0.02 | 0 | 0 | 0 | 0 | 0.85 | 0 | 0 | 0 | 0 | 0 | True |  | Non Federally-Regulated | 07/03/2018 |  | 08/10/2018
USAI Lighting | USAI Lighting | B3RWF-14X1-30KH-W2-WH-NCIC-UNV-D6A | Light Emitting Diode | Inseparable Luminaire | Direct Wired | 0-10 VDC Controls | 58 | 3000 | 0.001 | 91 | 52 | 433 | 0.96 | Ambient | 50000 |  |  | 99999 | 0.01 | 13 | 4 | 0.01 | 0.01 | 0 | 0 | 0 | 0 | 0.09 | 0.02 | 0 | 0 | 0 | 0 | 0.85 | 0 | 0 | 0 | 0 | 0 | True |  | Non Federally-Regulated | 07/03/2018 |  | 08/10/2018
USAI Lighting | USAI Lighting | B3RWF-14X1-30KH-W2-WH-NCIC-UNV-D6B | Light Emitting Diode | Inseparable Luminaire | Direct Wired | 0-10 VDC Controls | 58 | 3000 | 0.001 | 91 | 52 | 433 | 0.96 | Ambient | 50000 |  |  | 99999 | 0.01 | 13 | 4 | 0.01 | 0.01 | 0 | 0 | 0 | 0 | 0.09 | 0.02 | 0 | 0 | 0 | 0 | 0.85 | 0 | 0 | 0 | 0 | 0 | True |  | Non Federally-Regulated | 07/03/2018 |  | 08/10/2018
USAI Lighting | USAI Lighting | B3RWF-14X1-30KH-W2-WH-NCIC-UNV-D6E | Light Emitting Diode | Inseparable Luminaire | Direct Wired | 0-10 VDC Controls | 58 | 3000 | 0.001 | 91 | 52 | 433 | 0.96 | Ambient | 50000 |  |  | 99999 | 0.01 | 13 | 4 | 0.01 | 0.01 | 0 | 0 | 0 | 0 | 0.09 | 0.02 | 0 | 0 | 0 | 0 | 0.85 | 0 | 0 | 0 | 0 | 0 | True |  | Non Federally-Regulated | 07/03/2018 |  | 08/10/2018
USAI Lighting | USAI Lighting | B3RWF-14X1-30KH-W2-WH-NCIC-UNV-D6F | Light Emitting Diode | Inseparable Luminaire | Direct Wired | 0-10 VDC Controls | 58 | 3000 | 0.001 | 91 | 52 | 433 | 0.96 | Ambient | 50000 |  |  | 99999 | 0.01 | 13 | 4 | 0.01 | 0.01 | 0 | 0 | 0 | 0 | 0.09 | 0.02 | 0 | 0 | 0 | 0 | 0.85 | 0 | 0 | 0 | 0 | 0 | True |  | Non Federally-Regulated | 07/03/2018 |  | 08/10/2018
USAI Lighting | USAI Lighting | B3RWF-14X1-35KH-W2-BL-NCIC-UNV-D6A | Light Emitting Diode | Inseparable Luminaire | Direct Wired | 0-10 VDC Controls | 62 | 3500 | 0.001 | 91 | 52 | 433 | 0.96 | Ambient | 50000 |  |  | 99999 | 0.01 | 13 | 4 | 0.01 | 0.01 | 0 | 0 | 0 | 0 | 0.09 | 0.02 | 0 | 0 | 0 | 0 | 0.85 | 0 | 0 | 0 | 0 | 0 | True |  | Non Federally-Regulated | 07/03/2018 |  | 08/10/2018
USAI Lighting | USAI Lighting | B3RWF-14X1-35KH-W2-BL-NCIC-UNV-D6B | Light Emitting Diode | Inseparable Luminaire | Direct Wired | 0-10 VDC Controls | 62 | 3500 | 0.001 | 91 | 52 | 433 | 0.96 | Ambient | 50000 |  |  | 99999 | 0.01 | 13 | 4 | 0.01 | 0.01 | 0 | 0 | 0 | 0 | 0.09 | 0.02 | 0 | 0 | 0 | 0 | 0.85 | 0 | 0 | 0 | 0 | 0 | True |  | Non Federally-Regulated | 07/03/2018 |  | 08/10/2018
USAI Lighting | USAI Lighting | B3RWF-14X1-35KH-W2-BL-NCIC-UNV-D6E | Light Emitting Diode | Inseparable Luminaire | Direct Wired | 0-10 VDC Controls | 62 | 3500 | 0.001 | 91 | 52 | 433 | 0.96 | Ambient | 50000 |  |  | 99999 | 0.01 | 13 | 4 | 0.01 | 0.01 | 0 | 0 | 0 | 0 | 0.09 | 0.02 | 0 | 0 | 0 | 0 | 0.85 | 0 | 0 | 0 | 0 | 0 | True |  | Non Federally-Regulated | 07/03/2018 |  | 08/10/2018
USAI Lighting | USAI Lighting | B3RWF-14X1-35KH-W2-BL-NCIC-UNV-D6F | Light Emitting Diode | Inseparable Luminaire | Direct Wired | 0-10 VDC Controls | 62 | 3500 | 0.001 | 91 | 52 | 433 | 0.96 | Ambient | 50000 |  |  | 99999 | 0.01 | 13 | 4 | 0.01 | 0.01 | 0 | 0 | 0 | 0 | 0.09 | 0.02 | 0 | 0 | 0 | 0 | 0.85 | 0 | 0 | 0 | 0 | 0 | True |  | Non Federally-Regulated | 07/03/2018 |  | 08/10/2018
USAI Lighting | USAI Lighting | B3RWF-14X1-35KH-W2-BZ-NCIC-UNV-D6A | Light Emitting Diode | Inseparable Luminaire | Direct Wired | 0-10 VDC Controls | 62 | 3500 | 0.001 | 91 | 52 | 433 | 0.96 | Ambient | 50000 |  |  | 99999 | 0.01 | 13 | 4 | 0.01 | 0.01 | 0 | 0 | 0 | 0 | 0.09 | 0.02 | 0 | 0 | 0 | 0 | 0.85 | 0 | 0 | 0 | 0 | 0 | True |  | Non Federally-Regulated | 07/03/2018 |  | 08/10/2018
USAI Lighting | USAI Lighting | B3RWF-14X1-35KH-W2-BZ-NCIC-UNV-D6B | Light Emitting Diode | Inseparable Luminaire | Direct Wired | 0-10 VDC Controls | 62 | 3500 | 0.001 | 91 | 52 | 433 | 0.96 | Ambient | 50000 |  |  | 99999 | 0.01 | 13 | 4 | 0.01 | 0.01 | 0 | 0 | 0 | 0 | 0.09 | 0.02 | 0 | 0 | 0 | 0 | 0.85 | 0 | 0 | 0 | 0 | 0 | True |  | Non Federally-Regulated | 07/03/2018 |  | 08/10/2018
USAI Lighting | USAI Lighting | B3RWF-14X1-35KH-W2-BZ-NCIC-UNV-D6E | Light Emitting Diode | Inseparable Luminaire | Direct Wired | 0-10 VDC Controls | 62 | 3500 | 0.001 | 91 | 52 | 433 | 0.96 | Ambient | 50000 |  |  | 99999 | 0.01 | 13 | 4 | 0.01 | 0.01 | 0 | 0 | 0 | 0 | 0.09 | 0.02 | 0 | 0 | 0 | 0 | 0.85 | 0 | 0 | 0 | 0 | 0 | True |  | Non Federally-Regulated | 07/03/2018 |  | 08/10/2018
USAI Lighting | USAI Lighting | B3RWF-14X1-35KH-W2-BZ-NCIC-UNV-D6F | Light Emitting Diode | Inseparable Luminaire | Direct Wired | 0-10 VDC Controls | 62 | 3500 | 0.001 | 91 | 52 | 433 | 0.96 | Ambient | 50000 |  |  | 99999 | 0.01 | 13 | 4 | 0.01 | 0.01 | 0 | 0 | 0 | 0 | 0.09 | 0.02 | 0 | 0 | 0 | 0 | 0.85 | 0 | 0 | 0 | 0 | 0 | True |  | Non Federally-Regulated | 07/03/2018 |  | 08/10/2018
USAI Lighting | USAI Lighting | B3RWF-14X1-35KH-W2-GR-NCIC-UNV-D6A | Light Emitting Diode | Inseparable Luminaire | Direct Wired | 0-10 VDC Controls | 62 | 3500 | 0.001 | 91 | 52 | 433 | 0.96 | Ambient | 50000 |  |  | 99999 | 0.01 | 13 | 4 | 0.01 | 0.01 | 0 | 0 | 0 | 0 | 0.09 | 0.02 | 0 | 0 | 0 | 0 | 0.85 | 0 | 0 | 0 | 0 | 0 | True |  | Non Federally-Regulated | 07/03/2018 |  | 08/10/2018
USAI Lighting | USAI Lighting | B3RWF-14X1-35KH-W2-GR-NCIC-UNV-D6B | Light Emitting Diode | Inseparable Luminaire | Direct Wired | 0-10 VDC Controls | 62 | 3500 | 0.001 | 91 | 52 | 433 | 0.96 | Ambient | 50000 |  |  | 99999 | 0.01 | 13 | 4 | 0.01 | 0.01 | 0 | 0 | 0 | 0 | 0.09 | 0.02 | 0 | 0 | 0 | 0 | 0.85 | 0 | 0 | 0 | 0 | 0 | True |  | Non Federally-Regulated | 07/03/2018 |  | 08/10/2018
USAI Lighting | USAI Lighting | B3RWF-14X1-35KH-W2-GR-NCIC-UNV-D6E | Light Emitting Diode | Inseparable Luminaire | Direct Wired | 0-10 VDC Controls | 62 | 3500 | 0.001 | 91 | 52 | 433 | 0.96 | Ambient | 50000 |  |  | 99999 | 0.01 | 13 | 4 | 0.01 | 0.01 | 0 | 0 | 0 | 0 | 0.09 | 0.02 | 0 | 0 | 0 | 0 | 0.85 | 0 | 0 | 0 | 0 | 0 | True |  | Non Federally-Regulated | 07/03/2018 |  | 08/10/2018
USAI Lighting | USAI Lighting | B3RWF-14X1-35KH-W2-GR-NCIC-UNV-D6F | Light Emitting Diode | Inseparable Luminaire | Direct Wired | 0-10 VDC Controls | 62 | 3500 | 0.001 | 91 | 52 | 433 | 0.96 | Ambient | 50000 |  |  | 99999 | 0.01 | 13 | 4 | 0.01 | 0.01 | 0 | 0 | 0 | 0 | 0.09 | 0.02 | 0 | 0 | 0 | 0 | 0.85 | 0 | 0 | 0 | 0 | 0 | True |  | Non Federally-Regulated | 07/03/2018 |  | 08/10/2018
USAI Lighting | USAI Lighting | B3RWF-14X1-35KH-W2-WH-NCIC-UNV-D6A | Light Emitting Diode | Inseparable Luminaire | Direct Wired | 0-10 VDC Controls | 62 | 3500 | 0.001 | 91 | 52 | 433 | 0.96 | Ambient | 50000 |  |  | 99999 | 0.01 | 13 | 4 | 0.01 | 0.01 | 0 | 0 | 0 | 0 | 0.09 | 0.02 | 0 | 0 | 0 | 0 | 0.85 | 0 | 0 | 0 | 0 | 0 | True |  | Non Federally-Regulated | 07/03/2018 |  | 08/10/2018
USAI Lighting | USAI Lighting | B3RWF-14X1-35KH-W2-WH-NCIC-UNV-D6B | Light Emitting Diode | Inseparable Luminaire | Direct Wired | 0-10 VDC Controls | 62 | 3500 | 0.001 | 91 | 52 | 433 | 0.96 | Ambient | 50000 |  |  | 99999 | 0.01 | 13 | 4 | 0.01 | 0.01 | 0 | 0 | 0 | 0 | 0.09 | 0.02 | 0 | 0 | 0 | 0 | 0.85 | 0 | 0 | 0 | 0 | 0 | True |  | Non Federally-Regulated | 07/03/2018 |  | 08/10/2018
USAI Lighting | USAI Lighting | B3RWF-14X1-35KH-W2-WH-NCIC-UNV-D6E | Light Emitting Diode | Inseparable Luminaire | Direct Wired | 0-10 VDC Controls | 62 | 3500 | 0.001 | 91 | 52 | 433 | 0.96 | Ambient | 50000 |  |  | 99999 | 0.01 | 13 | 4 | 0.01 | 0.01 | 0 | 0 | 0 | 0 | 0.09 | 0.02 | 0 | 0 | 0 | 0 | 0.85 | 0 | 0 | 0 | 0 | 0 | True |  | Non Federally-Regulated | 07/03/2018 |  | 08/10/2018
USAI Lighting | USAI Lighting | B3RWF-14X1-35KH-W2-WH-NCIC-UNV-D6F | Light Emitting Diode | Inseparable Luminaire | Direct Wired | 0-10 VDC Controls | 62 | 3500 | 0.001 | 91 | 52 | 433 | 0.96 | Ambient | 50000 |  |  | 99999 | 0.01 | 13 | 4 | 0.01 | 0.01 | 0 | 0 | 0 | 0 | 0.09 | 0.02 | 0 | 0 | 0 | 0 | 0.85 | 0 | 0 | 0 | 0 | 0 | True |  | Non Federally-Regulated | 07/03/2018 |  | 08/10/2018
USAI Lighting | USAI Lighting | B3RWF-14X1-40KH-W2-BL-NCIC-UNV-D6A | Light Emitting Diode | Inseparable Luminaire | Direct Wired | 0-10 VDC Controls | 71 | 4000 | 0.001 | 91 | 52 | 433 | 0.96 | Ambient | 50000 |  |  | 99999 | 0.01 | 13 | 4 | 0.01 | 0.01 | 0 | 0 | 0 | 0 | 0.09 | 0.02 | 0 | 0 | 0 | 0 | 0.85 | 0 | 0 | 0 | 0 | 0 | True |  | Non Federally-Regulated | 07/03/2018 |  | 08/10/2018
USAI Lighting | USAI Lighting | B3RWF-14X1-40KH-W2-BL-NCIC-UNV-D6B | Light Emitting Diode | Inseparable Luminaire | Direct Wired | 0-10 VDC Controls | 71 | 4000 | 0.001 | 91 | 52 | 433 | 0.96 | Ambient | 50000 |  |  | 99999 | 0.01 | 13 | 4 | 0.01 | 0.01 | 0 | 0 | 0 | 0 | 0.09 | 0.02 | 0 | 0 | 0 | 0 | 0.85 | 0 | 0 | 0 | 0 | 0 | True |  | Non Federally-Regulated | 07/03/2018 |  | 08/10/2018
USAI Lighting | USAI Lighting | B3RWF-14X1-40KH-W2-BL-NCIC-UNV-D6E | Light Emitting Diode | Inseparable Luminaire | Direct Wired | 0-10 VDC Controls | 71 | 4000 | 0.001 | 91 | 52 | 433 | 0.96 | Ambient | 50000 |  |  | 99999 | 0.01 | 13 | 4 | 0.01 | 0.01 | 0 | 0 | 0 | 0 | 0.09 | 0.02 | 0 | 0 | 0 | 0 | 0.85 | 0 | 0 | 0 | 0 | 0 | True |  | Non Federally-Regulated | 07/03/2018 |  | 08/10/2018
USAI Lighting | USAI Lighting | B3RWF-14X1-40KH-W2-BL-NCIC-UNV-D6F | Light Emitting Diode | Inseparable Luminaire | Direct Wired | 0-10 VDC Controls | 71 | 4000 | 0.001 | 91 | 52 | 433 | 0.96 | Ambient | 50000 |  |  | 99999 | 0.01 | 13 | 4 | 0.01 | 0.01 | 0 | 0 | 0 | 0 | 0.09 | 0.02 | 0 | 0 | 0 | 0 | 0.85 | 0 | 0 | 0 | 0 | 0 | True |  | Non Federally-Regulated | 07/03/2018 |  | 08/10/2018
USAI Lighting | USAI Lighting | B3RWF-14X1-40KH-W2-BZ-NCIC-UNV-D6A | Light Emitting Diode | Inseparable Luminaire | Direct Wired | 0-10 VDC Controls | 71 | 4000 | 0.001 | 91 | 52 | 433 | 0.96 | Ambient | 50000 |  |  | 99999 | 0.01 | 13 | 4 | 0.01 | 0.01 | 0 | 0 | 0 | 0 | 0.09 | 0.02 | 0 | 0 | 0 | 0 | 0.85 | 0 | 0 | 0 | 0 | 0 | True |  | Non Federally-Regulated | 07/03/2018 |  | 08/10/2018
USAI Lighting | USAI Lighting | B3RWF-14X1-40KH-W2-BZ-NCIC-UNV-D6B | Light Emitting Diode | Inseparable Luminaire | Direct Wired | 0-10 VDC Controls | 71 | 4000 | 0.001 | 91 | 52 | 433 | 0.96 | Ambient | 50000 |  |  | 99999 | 0.01 | 13 | 4 | 0.01 | 0.01 | 0 | 0 | 0 | 0 | 0.09 | 0.02 | 0 | 0 | 0 | 0 | 0.85 | 0 | 0 | 0 | 0 | 0 | True |  | Non Federally-Regulated | 07/03/2018 |  | 08/10/2018
USAI Lighting | USAI Lighting | B3RWF-14X1-40KH-W2-BZ-NCIC-UNV-D6E | Light Emitting Diode | Inseparable Luminaire | Direct Wired | 0-10 VDC Controls | 71 | 4000 | 0.001 | 91 | 52 | 433 | 0.96 | Ambient | 50000 |  |  | 99999 | 0.01 | 13 | 4 | 0.01 | 0.01 | 0 | 0 | 0 | 0 | 0.09 | 0.02 | 0 | 0 | 0 | 0 | 0.85 | 0 | 0 | 0 | 0 | 0 | True |  | Non Federally-Regulated | 07/03/2018 |  | 08/10/2018
USAI Lighting | USAI Lighting | B3RWF-14X1-40KH-W2-BZ-NCIC-UNV-D6F | Light Emitting Diode | Inseparable Luminaire | Direct Wired | 0-10 VDC Controls | 71 | 4000 | 0.001 | 91 | 52 | 433 | 0.96 | Ambient | 50000 |  |  | 99999 | 0.01 | 13 | 4 | 0.01 | 0.01 | 0 | 0 | 0 | 0 | 0.09 | 0.02 | 0 | 0 | 0 | 0 | 0.85 | 0 | 0 | 0 | 0 | 0 | True |  | Non Federally-Regulated | 07/03/2018 |  | 08/10/2018
USAI Lighting | USAI Lighting | B3RWF-14X1-40KH-W2-GR-NCIC-UNV-D6A | Light Emitting Diode | Inseparable Luminaire | Direct Wired | 0-10 VDC Controls | 71 | 4000 | 0.001 | 91 | 52 | 433 | 0.96 | Ambient | 50000 |  |  | 99999 | 0.01 | 13 | 4 | 0.01 | 0.01 | 0 | 0 | 0 | 0 | 0.09 | 0.02 | 0 | 0 | 0 | 0 | 0.85 | 0 | 0 | 0 | 0 | 0 | True |  | Non Federally-Regulated | 07/03/2018 |  | 08/10/2018
USAI Lighting | USAI Lighting | B3RWF-14X1-40KH-W2-GR-NCIC-UNV-D6B | Light Emitting Diode | Inseparable Luminaire | Direct Wired | 0-10 VDC Controls | 71 | 4000 | 0.001 | 91 | 52 | 433 | 0.96 | Ambient | 50000 |  |  | 99999 | 0.01 | 13 | 4 | 0.01 | 0.01 | 0 | 0 | 0 | 0 | 0.09 | 0.02 | 0 | 0 | 0 | 0 | 0.85 | 0 | 0 | 0 | 0 | 0 | True |  | Non Federally-Regulated | 07/03/2018 |  | 08/10/2018
USAI Lighting | USAI Lighting | B3RWF-14X1-40KH-W2-GR-NCIC-UNV-D6E | Light Emitting Diode | Inseparable Luminaire | Direct Wired | 0-10 VDC Controls | 71 | 4000 | 0.001 | 91 | 52 | 433 | 0.96 | Ambient | 50000 |  |  | 99999 | 0.01 | 13 | 4 | 0.01 | 0.01 | 0 | 0 | 0 | 0 | 0.09 | 0.02 | 0 | 0 | 0 | 0 | 0.85 | 0 | 0 | 0 | 0 | 0 | True |  | Non Federally-Regulated | 07/03/2018 |  | 08/10/2018
USAI Lighting | USAI Lighting | B3RWF-14X1-40KH-W2-GR-NCIC-UNV-D6F | Light Emitting Diode | Inseparable Luminaire | Direct Wired | 0-10 VDC Controls | 71 | 4000 | 0.001 | 91 | 52 | 433 | 0.96 | Ambient | 50000 |  |  | 99999 | 0.01 | 13 | 4 | 0.01 | 0.01 | 0 | 0 | 0 | 0 | 0.09 | 0.02 | 0 | 0 | 0 | 0 | 0.85 | 0 | 0 | 0 | 0 | 0 | True |  | Non Federally-Regulated | 07/03/2018 |  | 08/10/2018
USAI Lighting | USAI Lighting | B3RWF-14X1-40KH-W2-WH-NCIC-UNV-D6A | Light Emitting Diode | Inseparable Luminaire | Direct Wired | 0-10 VDC Controls | 71 | 4000 | 0.001 | 91 | 52 | 433 | 0.96 | Ambient | 50000 |  |  | 99999 | 0.01 | 13 | 4 | 0.01 | 0.01 | 0 | 0 | 0 | 0 | 0.09 | 0.02 | 0 | 0 | 0 | 0 | 0.85 | 0 | 0 | 0 | 0 | 0 | True |  | Non Federally-Regulated | 07/03/2018 |  | 08/10/2018
USAI Lighting | USAI Lighting | B3RWF-14X1-40KH-W2-WH-NCIC-UNV-D6B | Light Emitting Diode | Inseparable Luminaire | Direct Wired | 0-10 VDC Controls | 71 | 4000 | 0.001 | 91 | 52 | 433 | 0.96 | Ambient | 50000 |  |  | 99999 | 0.01 | 13 | 4 | 0.01 | 0.01 | 0 | 0 | 0 | 0 | 0.09 | 0.02 | 0 | 0 | 0 | 0 | 0.85 | 0 | 0 | 0 | 0 | 0 | True |  | Non Federally-Regulated | 07/03/2018 |  | 08/10/2018
USAI Lighting | USAI Lighting | B3RWF-14X1-40KH-W2-WH-NCIC-UNV-D6E | Light Emitting Diode | Inseparable Luminaire | Direct Wired | 0-10 VDC Controls | 71 | 4000 | 0.001 | 91 | 52 | 433 | 0.96 | Ambient | 50000 |  |  | 99999 | 0.01 | 13 | 4 | 0.01 | 0.01 | 0 | 0 | 0 | 0 | 0.09 | 0.02 | 0 | 0 | 0 | 0 | 0.85 | 0 | 0 | 0 | 0 | 0 | True |  | Non Federally-Regulated | 07/03/2018 |  | 08/10/2018
USAI Lighting | USAI Lighting | B3RWF-14X1-40KH-W2-WH-NCIC-UNV-D6F | Light Emitting Diode | Inseparable Luminaire | Direct Wired | 0-10 VDC Controls | 71 | 4000 | 0.001 | 91 | 52 | 433 | 0.96 | Ambient | 50000 |  |  | 99999 | 0.01 | 13 | 4 | 0.01 | 0.01 | 0 | 0 | 0 | 0 | 0.09 | 0.02 | 0 | 0 | 0 | 0 | 0.85 | 0 | 0 | 0 | 0 | 0 | True |  | Non Federally-Regulated | 07/03/2018 |  | 08/10/2018
USAI Lighting | USAI Lighting | B3RWL-14X1-27KH-W2-BL-NCIC-UNV-D6A | Light Emitting Diode | Inseparable Luminaire | Direct Wired | 0-10 VDC Controls | 58 | 2700 | 0.001 | 91 | 52 | 433 | 0.96 | Ambient | 50000 |  |  | 99999 | 0.01 | 13 | 4 | 0.01 | 0.01 | 0 | 0 | 0 | 0 | 0.09 | 0.02 | 0 | 0 | 0 | 0 | 0.85 | 0 | 0 | 0 | 0 | 0 | True |  | Non Federally-Regulated | 07/03/2018 |  | 08/10/2018
USAI Lighting | USAI Lighting | B3RWL-14X1-27KH-W2-BL-NCIC-UNV-D6B | Light Emitting Diode | Inseparable Luminaire | Direct Wired | 0-10 VDC Controls | 58 | 2700 | 0.001 | 91 | 52 | 433 | 0.96 | Ambient | 50000 |  |  | 99999 | 0.01 | 13 | 4 | 0.01 | 0.01 | 0 | 0 | 0 | 0 | 0.09 | 0.02 | 0 | 0 | 0 | 0 | 0.85 | 0 | 0 | 0 | 0 | 0 | True |  | Non Federally-Regulated | 07/03/2018 |  | 08/10/2018
USAI Lighting | USAI Lighting | B3RWL-14X1-27KH-W2-BL-NCIC-UNV-D6E | Light Emitting Diode | Inseparable Luminaire | Direct Wired | 0-10 VDC Controls | 58 | 2700 | 0.001 | 91 | 52 | 433 | 0.96 | Ambient | 50000 |  |  | 99999 | 0.01 | 13 | 4 | 0.01 | 0.01 | 0 | 0 | 0 | 0 | 0.09 | 0.02 | 0 | 0 | 0 | 0 | 0.85 | 0 | 0 | 0 | 0 | 0 | True |  | Non Federally-Regulated | 07/03/2018 |  | 08/10/2018
USAI Lighting | USAI Lighting | B3RWL-14X1-27KH-W2-BL-NCIC-UNV-D6F | Light Emitting Diode | Inseparable Luminaire | Direct Wired | 0-10 VDC Controls | 58 | 2700 | 0.001 | 91 | 52 | 433 | 0.96 | Ambient | 50000 |  |  | 99999 | 0.01 | 13 | 4 | 0.01 | 0.01 | 0 | 0 | 0 | 0 | 0.09 | 0.02 | 0 | 0 | 0 | 0 | 0.85 | 0 | 0 | 0 | 0 | 0 | True |  | Non Federally-Regulated | 07/03/2018 |  | 08/10/2018
USAI Lighting | USAI Lighting | B3RWL-14X1-27KH-W2-BZ-NCIC-UNV-D6A | Light Emitting Diode | Inseparable Luminaire | Direct Wired | 0-10 VDC Controls | 58 | 2700 | 0.001 | 91 | 52 | 433 | 0.96 | Ambient | 50000 |  |  | 99999 | 0.01 | 13 | 4 | 0.01 | 0.01 | 0 | 0 | 0 | 0 | 0.09 | 0.02 | 0 | 0 | 0 | 0 | 0.85 | 0 | 0 | 0 | 0 | 0 | True |  | Non Federally-Regulated | 07/03/2018 |  | 08/10/2018
USAI Lighting | USAI Lighting | B3RWL-14X1-27KH-W2-BZ-NCIC-UNV-D6B | Light Emitting Diode | Inseparable Luminaire | Direct Wired | 0-10 VDC Controls | 58 | 2700 | 0.001 | 91 | 52 | 433 | 0.96 | Ambient | 50000 |  |  | 99999 | 0.01 | 13 | 4 | 0.01 | 0.01 | 0 | 0 | 0 | 0 | 0.09 | 0.02 | 0 | 0 | 0 | 0 | 0.85 | 0 | 0 | 0 | 0 | 0 | True |  | Non Federally-Regulated | 07/03/2018 |  | 08/10/2018
USAI Lighting | USAI Lighting | B3RWL-14X1-27KH-W2-BZ-NCIC-UNV-D6E | Light Emitting Diode | Inseparable Luminaire | Direct Wired | 0-10 VDC Controls | 58 | 2700 | 0.001 | 91 | 52 | 433 | 0.96 | Ambient | 50000 |  |  | 99999 | 0.01 | 13 | 4 | 0.01 | 0.01 | 0 | 0 | 0 | 0 | 0.09 | 0.02 | 0 | 0 | 0 | 0 | 0.85 | 0 | 0 | 0 | 0 | 0 | True |  | Non Federally-Regulated | 07/03/2018 |  | 08/10/2018
USAI Lighting | USAI Lighting | B3RWL-14X1-27KH-W2-BZ-NCIC-UNV-D6F | Light Emitting Diode | Inseparable Luminaire | Direct Wired | 0-10 VDC Controls | 58 | 2700 | 0.001 | 91 | 52 | 433 | 0.96 | Ambient | 50000 |  |  | 99999 | 0.01 | 13 | 4 | 0.01 | 0.01 | 0 | 0 | 0 | 0 | 0.09 | 0.02 | 0 | 0 | 0 | 0 | 0.85 | 0 | 0 | 0 | 0 | 0 | True |  | Non Federally-Regulated | 07/03/2018 |  | 08/10/2018
USAI Lighting | USAI Lighting | B3RWL-14X1-27KH-W2-GR-NCIC-UNV-D6A | Light Emitting Diode | Inseparable Luminaire | Direct Wired | 0-10 VDC Controls | 58 | 2700 | 0.001 | 91 | 52 | 433 | 0.96 | Ambient | 50000 |  |  | 99999 | 0.01 | 13 | 4 | 0.01 | 0.01 | 0 | 0 | 0 | 0 | 0.09 | 0.02 | 0 | 0 | 0 | 0 | 0.85 | 0 | 0 | 0 | 0 | 0 | True |  | Non Federally-Regulated | 07/03/2018 |  | 08/10/2018
USAI Lighting | USAI Lighting | B3RWL-14X1-27KH-W2-GR-NCIC-UNV-D6B | Light Emitting Diode | Inseparable Luminaire | Direct Wired | 0-10 VDC Controls | 58 | 2700 | 0.001 | 91 | 52 | 433 | 0.96 | Ambient | 50000 |  |  | 99999 | 0.01 | 13 | 4 | 0.01 | 0.01 | 0 | 0 | 0 | 0 | 0.09 | 0.02 | 0 | 0 | 0 | 0 | 0.85 | 0 | 0 | 0 | 0 | 0 | True |  | Non Federally-Regulated | 07/03/2018 |  | 08/10/2018
USAI Lighting | USAI Lighting | B3RWL-14X1-27KH-W2-GR-NCIC-UNV-D6E | Light Emitting Diode | Inseparable Luminaire | Direct Wired | 0-10 VDC Controls | 58 | 2700 | 0.001 | 91 | 52 | 433 | 0.96 | Ambient | 50000 |  |  | 99999 | 0.01 | 13 | 4 | 0.01 | 0.01 | 0 | 0 | 0 | 0 | 0.09 | 0.02 | 0 | 0 | 0 | 0 | 0.85 | 0 | 0 | 0 | 0 | 0 | True |  | Non Federally-Regulated | 07/03/2018 |  | 08/10/2018
USAI Lighting | USAI Lighting | B3RWL-14X1-27KH-W2-GR-NCIC-UNV-D6F | Light Emitting Diode | Inseparable Luminaire | Direct Wired | 0-10 VDC Controls | 58 | 2700 | 0.001 | 91 | 52 | 433 | 0.96 | Ambient | 50000 |  |  | 99999 | 0.01 | 13 | 4 | 0.01 | 0.01 | 0 | 0 | 0 | 0 | 0.09 | 0.02 | 0 | 0 | 0 | 0 | 0.85 | 0 | 0 | 0 | 0 | 0 | True |  | Non Federally-Regulated | 07/03/2018 |  | 08/10/2018
USAI Lighting | USAI Lighting | B3RWL-14X1-27KH-W2-WH-NCIC-UNV-D6A | Light Emitting Diode | Inseparable Luminaire | Direct Wired | 0-10 VDC Controls | 58 | 2700 | 0.001 | 91 | 52 | 433 | 0.96 | Ambient | 50000 |  |  | 99999 | 0.01 | 13 | 4 | 0.01 | 0.01 | 0 | 0 | 0 | 0 | 0.09 | 0.02 | 0 | 0 | 0 | 0 | 0.85 | 0 | 0 | 0 | 0 | 0 | True |  | Non Federally-Regulated | 07/03/2018 |  | 08/10/2018
USAI Lighting | USAI Lighting | B3RWL-14X1-27KH-W2-WH-NCIC-UNV-D6B | Light Emitting Diode | Inseparable Luminaire | Direct Wired | 0-10 VDC Controls | 58 | 2700 | 0.001 | 91 | 52 | 433 | 0.96 | Ambient | 50000 |  |  | 99999 | 0.01 | 13 | 4 | 0.01 | 0.01 | 0 | 0 | 0 | 0 | 0.09 | 0.02 | 0 | 0 | 0 | 0 | 0.85 | 0 | 0 | 0 | 0 | 0 | True |  | Non Federally-Regulated | 07/03/2018 |  | 08/10/2018
USAI Lighting | USAI Lighting | B3RWL-14X1-27KH-W2-WH-NCIC-UNV-D6E | Light Emitting Diode | Inseparable Luminaire | Direct Wired | 0-10 VDC Controls | 58 | 2700 | 0.001 | 91 | 52 | 433 | 0.96 | Ambient | 50000 |  |  | 99999 | 0.01 | 13 | 4 | 0.01 | 0.01 | 0 | 0 | 0 | 0 | 0.09 | 0.02 | 0 | 0 | 0 | 0 | 0.85 | 0 | 0 | 0 | 0 | 0 | True |  | Non Federally-Regulated | 07/03/2018 |  | 08/10/2018
USAI Lighting | USAI Lighting | B3RWL-14X1-27KH-W2-WH-NCIC-UNV-D6F | Light Emitting Diode | Inseparable Luminaire | Direct Wired | 0-10 VDC Controls | 58 | 2700 | 0.001 | 91 | 52 | 433 | 0.96 | Ambient | 50000 |  |  | 99999 | 0.01 | 13 | 4 | 0.01 | 0.01 | 0 | 0 | 0 | 0 | 0.09 | 0.02 | 0 | 0 | 0 | 0 | 0.85 | 0 | 0 | 0 | 0 | 0 | True |  | Non Federally-Regulated | 07/03/2018 |  | 08/10/2018
USAI Lighting | USAI Lighting | B3RWL-14X1-30KH-W2-BL-NCIC-UNV-D6A | Light Emitting Diode | Inseparable Luminaire | Direct Wired | 0-10 VDC Controls | 58 | 3000 | 0.001 | 91 | 52 | 433 | 0.96 | Ambient | 50000 |  |  | 99999 | 0.01 | 13 | 4 | 0.01 | 0.01 | 0 | 0 | 0 | 0 | 0.09 | 0.02 | 0 | 0 | 0 | 0 | 0.85 | 0 | 0 | 0 | 0 | 0 | True |  | Non Federally-Regulated | 07/03/2018 |  | 08/10/2018
USAI Lighting | USAI Lighting | B3RWL-14X1-30KH-W2-BL-NCIC-UNV-D6B | Light Emitting Diode | Inseparable Luminaire | Direct Wired | 0-10 VDC Controls | 58 | 3000 | 0.001 | 91 | 52 | 433 | 0.96 | Ambient | 50000 |  |  | 99999 | 0.01 | 13 | 4 | 0.01 | 0.01 | 0 | 0 | 0 | 0 | 0.09 | 0.02 | 0 | 0 | 0 | 0 | 0.85 | 0 | 0 | 0 | 0 | 0 | True |  | Non Federally-Regulated | 07/03/2018 |  | 08/10/2018
USAI Lighting | USAI Lighting | B3RWL-14X1-30KH-W2-BL-NCIC-UNV-D6E | Light Emitting Diode | Inseparable Luminaire | Direct Wired | 0-10 VDC Controls | 58 | 3000 | 0.001 | 91 | 52 | 433 | 0.96 | Ambient | 50000 |  |  | 99999 | 0.01 | 13 | 4 | 0.01 | 0.01 | 0 | 0 | 0 | 0 | 0.09 | 0.02 | 0 | 0 | 0 | 0 | 0.85 | 0 | 0 | 0 | 0 | 0 | True |  | Non Federally-Regulated | 07/03/2018 |  | 08/10/2018
USAI Lighting | USAI Lighting | B3RWL-14X1-30KH-W2-BL-NCIC-UNV-D6F | Light Emitting Diode | Inseparable Luminaire | Direct Wired | 0-10 VDC Controls | 58 | 3000 | 0.001 | 91 | 52 | 433 | 0.96 | Ambient | 50000 |  |  | 99999 | 0.01 | 13 | 4 | 0.01 | 0.01 | 0 | 0 | 0 | 0 | 0.09 | 0.02 | 0 | 0 | 0 | 0 | 0.85 | 0 | 0 | 0 | 0 | 0 | True |  | Non Federally-Regulated | 07/03/2018 |  | 08/10/2018
USAI Lighting | USAI Lighting | B3RWL-14X1-30KH-W2-BZ-NCIC-UNV-D6A | Light Emitting Diode | Inseparable Luminaire | Direct Wired | 0-10 VDC Controls | 58 | 3000 | 0.001 | 91 | 52 | 433 | 0.96 | Ambient | 50000 |  |  | 99999 | 0.01 | 13 | 4 | 0.01 | 0.01 | 0 | 0 | 0 | 0 | 0.09 | 0.02 | 0 | 0 | 0 | 0 | 0.85 | 0 | 0 | 0 | 0 | 0 | True |  | Non Federally-Regulated | 07/03/2018 |  | 08/10/2018
USAI Lighting | USAI Lighting | B3RWL-14X1-30KH-W2-BZ-NCIC-UNV-D6B | Light Emitting Diode | Inseparable Luminaire | Direct Wired | 0-10 VDC Controls | 58 | 3000 | 0.001 | 91 | 52 | 433 | 0.96 | Ambient | 50000 |  |  | 99999 | 0.01 | 13 | 4 | 0.01 | 0.01 | 0 | 0 | 0 | 0 | 0.09 | 0.02 | 0 | 0 | 0 | 0 | 0.85 | 0 | 0 | 0 | 0 | 0 | True |  | Non Federally-Regulated | 07/03/2018 |  | 08/10/2018
USAI Lighting | USAI Lighting | B3RWL-14X1-30KH-W2-BZ-NCIC-UNV-D6E | Light Emitting Diode | Inseparable Luminaire | Direct Wired | 0-10 VDC Controls | 58 | 3000 | 0.001 | 91 | 52 | 433 | 0.96 | Ambient | 50000 |  |  | 99999 | 0.01 | 13 | 4 | 0.01 | 0.01 | 0 | 0 | 0 | 0 | 0.09 | 0.02 | 0 | 0 | 0 | 0 | 0.85 | 0 | 0 | 0 | 0 | 0 | True |  | Non Federally-Regulated | 07/03/2018 |  | 08/10/2018
USAI Lighting | USAI Lighting | B3RWL-14X1-30KH-W2-BZ-NCIC-UNV-D6F | Light Emitting Diode | Inseparable Luminaire | Direct Wired | 0-10 VDC Controls | 58 | 3000 | 0.001 | 91 | 52 | 433 | 0.96 | Ambient | 50000 |  |  | 99999 | 0.01 | 13 | 4 | 0.01 | 0.01 | 0 | 0 | 0 | 0 | 0.09 | 0.02 | 0 | 0 | 0 | 0 | 0.85 | 0 | 0 | 0 | 0 | 0 | True |  | Non Federally-Regulated | 07/03/2018 |  | 08/10/2018
USAI Lighting | USAI Lighting | B3RWL-14X1-30KH-W2-GR-NCIC-UNV-D6A | Light Emitting Diode | Inseparable Luminaire | Direct Wired | 0-10 VDC Controls | 58 | 3000 | 0.001 | 91 | 52 | 433 | 0.96 | Ambient | 50000 |  |  | 99999 | 0.01 | 13 | 4 | 0.01 | 0.01 | 0 | 0 | 0 | 0 | 0.09 | 0.02 | 0 | 0 | 0 | 0 | 0.85 | 0 | 0 | 0 | 0 | 0 | True |  | Non Federally-Regulated | 07/03/2018 |  | 08/10/2018
USAI Lighting | USAI Lighting | B3RWL-14X1-30KH-W2-GR-NCIC-UNV-D6B | Light Emitting Diode | Inseparable Luminaire | Direct Wired | 0-10 VDC Controls | 58 | 3000 | 0.001 | 91 | 52 | 433 | 0.96 | Ambient | 50000 |  |  | 99999 | 0.01 | 13 | 4 | 0.01 | 0.01 | 0 | 0 | 0 | 0 | 0.09 | 0.02 | 0 | 0 | 0 | 0 | 0.85 | 0 | 0 | 0 | 0 | 0 | True |  | Non Federally-Regulated | 07/03/2018 |  | 08/10/2018
USAI Lighting | USAI Lighting | B3RWL-14X1-30KH-W2-GR-NCIC-UNV-D6E | Light Emitting Diode | Inseparable Luminaire | Direct Wired | 0-10 VDC Controls | 58 | 3000 | 0.001 | 91 | 52 | 433 | 0.96 | Ambient | 50000 |  |  | 99999 | 0.01 | 13 | 4 | 0.01 | 0.01 | 0 | 0 | 0 | 0 | 0.09 | 0.02 | 0 | 0 | 0 | 0 | 0.85 | 0 | 0 | 0 | 0 | 0 | True |  | Non Federally-Regulated | 07/03/2018 |  | 08/10/2018
USAI Lighting | USAI Lighting | B3RWL-14X1-30KH-W2-GR-NCIC-UNV-D6F | Light Emitting Diode | Inseparable Luminaire | Direct Wired | 0-10 VDC Controls | 58 | 3000 | 0.001 | 91 | 52 | 433 | 0.96 | Ambient | 50000 |  |  | 99999 | 0.01 | 13 | 4 | 0.01 | 0.01 | 0 | 0 | 0 | 0 | 0.09 | 0.02 | 0 | 0 | 0 | 0 | 0.85 | 0 | 0 | 0 | 0 | 0 | True |  | Non Federally-Regulated | 07/03/2018 |  | 08/10/2018
USAI Lighting | USAI Lighting | B3RWL-14X1-30KH-W2-WH-NCIC-UNV-D6A | Light Emitting Diode | Inseparable Luminaire | Direct Wired | 0-10 VDC Controls | 58 | 3000 | 0.001 | 91 | 52 | 433 | 0.96 | Ambient | 50000 |  |  | 99999 | 0.01 | 13 | 4 | 0.01 | 0.01 | 0 | 0 | 0 | 0 | 0.09 | 0.02 | 0 | 0 | 0 | 0 | 0.85 | 0 | 0 | 0 | 0 | 0 | True |  | Non Federally-Regulated | 07/03/2018 |  | 08/10/2018
USAI Lighting | USAI Lighting | B3RWL-14X1-30KH-W2-WH-NCIC-UNV-D6B | Light Emitting Diode | Inseparable Luminaire | Direct Wired | 0-10 VDC Controls | 58 | 3000 | 0.001 | 91 | 52 | 433 | 0.96 | Ambient | 50000 |  |  | 99999 | 0.01 | 13 | 4 | 0.01 | 0.01 | 0 | 0 | 0 | 0 | 0.09 | 0.02 | 0 | 0 | 0 | 0 | 0.85 | 0 | 0 | 0 | 0 | 0 | True |  | Non Federally-Regulated | 07/03/2018 |  | 08/10/2018
USAI Lighting | USAI Lighting | B3RWL-14X1-30KH-W2-WH-NCIC-UNV-D6E | Light Emitting Diode | Inseparable Luminaire | Direct Wired | 0-10 VDC Controls | 58 | 3000 | 0.001 | 91 | 52 | 433 | 0.96 | Ambient | 50000 |  |  | 99999 | 0.01 | 13 | 4 | 0.01 | 0.01 | 0 | 0 | 0 | 0 | 0.09 | 0.02 | 0 | 0 | 0 | 0 | 0.85 | 0 | 0 | 0 | 0 | 0 | True |  | Non Federally-Regulated | 07/03/2018 |  | 08/10/2018
USAI Lighting | USAI Lighting | B3RWL-14X1-30KH-W2-WH-NCIC-UNV-D6F | Light Emitting Diode | Inseparable Luminaire | Direct Wired | 0-10 VDC Controls | 58 | 3000 | 0.001 | 91 | 52 | 433 | 0.96 | Ambient | 50000 |  |  | 99999 | 0.01 | 13 | 4 | 0.01 | 0.01 | 0 | 0 | 0 | 0 | 0.09 | 0.02 | 0 | 0 | 0 | 0 | 0.85 | 0 | 0 | 0 | 0 | 0 | True |  | Non Federally-Regulated | 07/03/2018 |  | 08/10/2018
USAI Lighting | USAI Lighting | B3RWL-14X1-35KH-W2-BL-NCIC-UNV-D6A | Light Emitting Diode | Inseparable Luminaire | Direct Wired | 0-10 VDC Controls | 62 | 3500 | 0.001 | 91 | 52 | 433 | 0.96 | Ambient | 50000 |  |  | 99999 | 0.01 | 13 | 4 | 0.01 | 0.01 | 0 | 0 | 0 | 0 | 0.09 | 0.02 | 0 | 0 | 0 | 0 | 0.85 | 0 | 0 | 0 | 0 | 0 | True |  | Non Federally-Regulated | 07/03/2018 |  | 08/10/2018
USAI Lighting | USAI Lighting | B3RWL-14X1-35KH-W2-BL-NCIC-UNV-D6B | Light Emitting Diode | Inseparable Luminaire | Direct Wired | 0-10 VDC Controls | 62 | 3500 | 0.001 | 91 | 52 | 433 | 0.96 | Ambient | 50000 |  |  | 99999 | 0.01 | 13 | 4 | 0.01 | 0.01 | 0 | 0 | 0 | 0 | 0.09 | 0.02 | 0 | 0 | 0 | 0 | 0.85 | 0 | 0 | 0 | 0 | 0 | True |  | Non Federally-Regulated | 07/03/2018 |  | 08/10/2018
USAI Lighting | USAI Lighting | B3RWL-14X1-35KH-W2-BL-NCIC-UNV-D6E | Light Emitting Diode | Inseparable Luminaire | Direct Wired | 0-10 VDC Controls | 62 | 3500 | 0.001 | 91 | 52 | 433 | 0.96 | Ambient | 50000 |  |  | 99999 | 0.01 | 13 | 4 | 0.01 | 0.01 | 0 | 0 | 0 | 0 | 0.09 | 0.02 | 0 | 0 | 0 | 0 | 0.85 | 0 | 0 | 0 | 0 | 0 | True |  | Non Federally-Regulated | 07/03/2018 |  | 08/10/2018
USAI Lighting | USAI Lighting | B3RWL-14X1-35KH-W2-BL-NCIC-UNV-D6F | Light Emitting Diode | Inseparable Luminaire | Direct Wired | 0-10 VDC Controls | 62 | 3500 | 0.001 | 91 | 52 | 433 | 0.96 | Ambient | 50000 |  |  | 99999 | 0.01 | 13 | 4 | 0.01 | 0.01 | 0 | 0 | 0 | 0 | 0.09 | 0.02 | 0 | 0 | 0 | 0 | 0.85 | 0 | 0 | 0 | 0 | 0 | True |  | Non Federally-Regulated | 07/03/2018 |  | 08/10/2018
USAI Lighting | USAI Lighting | B3RWL-14X1-35KH-W2-BZ-NCIC-UNV-D6A | Light Emitting Diode | Inseparable Luminaire | Direct Wired | 0-10 VDC Controls | 62 | 3500 | 0.001 | 91 | 52 | 433 | 0.96 | Ambient | 50000 |  |  | 99999 | 0.01 | 13 | 4 | 0.01 | 0.01 | 0 | 0 | 0 | 0 | 0.09 | 0.02 | 0 | 0 | 0 | 0 | 0.85 | 0 | 0 | 0 | 0 | 0 | True |  | Non Federally-Regulated | 07/03/2018 |  | 08/10/2018
USAI Lighting | USAI Lighting | B3RWL-14X1-35KH-W2-BZ-NCIC-UNV-D6B | Light Emitting Diode | Inseparable Luminaire | Direct Wired | 0-10 VDC Controls | 62 | 3500 | 0.001 | 91 | 52 | 433 | 0.96 | Ambient | 50000 |  |  | 99999 | 0.01 | 13 | 4 | 0.01 | 0.01 | 0 | 0 | 0 | 0 | 0.09 | 0.02 | 0 | 0 | 0 | 0 | 0.85 | 0 | 0 | 0 | 0 | 0 | True |  | Non Federally-Regulated | 07/03/2018 |  | 08/10/2018
USAI Lighting | USAI Lighting | B3RWL-14X1-35KH-W2-BZ-NCIC-UNV-D6E | Light Emitting Diode | Inseparable Luminaire | Direct Wired | 0-10 VDC Controls | 62 | 3500 | 0.001 | 91 | 52 | 433 | 0.96 | Ambient | 50000 |  |  | 99999 | 0.01 | 13 | 4 | 0.01 | 0.01 | 0 | 0 | 0 | 0 | 0.09 | 0.02 | 0 | 0 | 0 | 0 | 0.85 | 0 | 0 | 0 | 0 | 0 | True |  | Non Federally-Regulated | 07/03/2018 |  | 08/10/2018
USAI Lighting | USAI Lighting | B3RWL-14X1-35KH-W2-BZ-NCIC-UNV-D6F | Light Emitting Diode | Inseparable Luminaire | Direct Wired | 0-10 VDC Controls | 62 | 3500 | 0.001 | 91 | 52 | 433 | 0.96 | Ambient | 50000 |  |  | 99999 | 0.01 | 13 | 4 | 0.01 | 0.01 | 0 | 0 | 0 | 0 | 0.09 | 0.02 | 0 | 0 | 0 | 0 | 0.85 | 0 | 0 | 0 | 0 | 0 | True |  | Non Federally-Regulated | 07/03/2018 |  | 08/10/2018
USAI Lighting | USAI Lighting | B3RWL-14X1-35KH-W2-GR-NCIC-UNV-D6A | Light Emitting Diode | Inseparable Luminaire | Direct Wired | 0-10 VDC Controls | 62 | 3500 | 0.001 | 91 | 52 | 433 | 0.96 | Ambient | 50000 |  |  | 99999 | 0.01 | 13 | 4 | 0.01 | 0.01 | 0 | 0 | 0 | 0 | 0.09 | 0.02 | 0 | 0 | 0 | 0 | 0.85 | 0 | 0 | 0 | 0 | 0 | True |  | Non Federally-Regulated | 07/03/2018 |  | 08/10/2018
USAI Lighting | USAI Lighting | B3RWL-14X1-35KH-W2-GR-NCIC-UNV-D6B | Light Emitting Diode | Inseparable Luminaire | Direct Wired | 0-10 VDC Controls | 62 | 3500 | 0.001 | 91 | 52 | 433 | 0.96 | Ambient | 50000 |  |  | 99999 | 0.01 | 13 | 4 | 0.01 | 0.01 | 0 | 0 | 0 | 0 | 0.09 | 0.02 | 0 | 0 | 0 | 0 | 0.85 | 0 | 0 | 0 | 0 | 0 | True |  | Non Federally-Regulated | 07/03/2018 |  | 08/10/2018
USAI Lighting | USAI Lighting | B3RWL-14X1-35KH-W2-GR-NCIC-UNV-D6E | Light Emitting Diode | Inseparable Luminaire | Direct Wired | 0-10 VDC Controls | 62 | 3500 | 0.001 | 91 | 52 | 433 | 0.96 | Ambient | 50000 |  |  | 99999 | 0.01 | 13 | 4 | 0.01 | 0.01 | 0 | 0 | 0 | 0 | 0.09 | 0.02 | 0 | 0 | 0 | 0 | 0.85 | 0 | 0 | 0 | 0 | 0 | True |  | Non Federally-Regulated | 07/03/2018 |  | 08/10/2018
USAI Lighting | USAI Lighting | B3RWL-14X1-35KH-W2-GR-NCIC-UNV-D6F | Light Emitting Diode | Inseparable Luminaire | Direct Wired | 0-10 VDC Controls | 62 | 3500 | 0.001 | 91 | 52 | 433 | 0.96 | Ambient | 50000 |  |  | 99999 | 0.01 | 13 | 4 | 0.01 | 0.01 | 0 | 0 | 0 | 0 | 0.09 | 0.02 | 0 | 0 | 0 | 0 | 0.85 | 0 | 0 | 0 | 0 | 0 | True |  | Non Federally-Regulated | 07/03/2018 |  | 08/10/2018
USAI Lighting | USAI Lighting | B3RWL-14X1-35KH-W2-WH-NCIC-UNV-D6A | Light Emitting Diode | Inseparable Luminaire | Direct Wired | 0-10 VDC Controls | 62 | 3500 | 0.001 | 91 | 52 | 433 | 0.96 | Ambient | 50000 |  |  | 99999 | 0.01 | 13 | 4 | 0.01 | 0.01 | 0 | 0 | 0 | 0 | 0.09 | 0.02 | 0 | 0 | 0 | 0 | 0.85 | 0 | 0 | 0 | 0 | 0 | True |  | Non Federally-Regulated | 07/03/2018 |  | 08/10/2018
USAI Lighting | USAI Lighting | B3RWL-14X1-35KH-W2-WH-NCIC-UNV-D6B | Light Emitting Diode | Inseparable Luminaire | Direct Wired | 0-10 VDC Controls | 62 | 3500 | 0.001 | 91 | 52 | 433 | 0.96 | Ambient | 50000 |  |  | 99999 | 0.01 | 13 | 4 | 0.01 | 0.01 | 0 | 0 | 0 | 0 | 0.09 | 0.02 | 0 | 0 | 0 | 0 | 0.85 | 0 | 0 | 0 | 0 | 0 | True |  | Non Federally-Regulated | 07/03/2018 |  | 08/10/2018
USAI Lighting | USAI Lighting | B3RWL-14X1-35KH-W2-WH-NCIC-UNV-D6E | Light Emitting Diode | Inseparable Luminaire | Direct Wired | 0-10 VDC Controls | 62 | 3500 | 0.001 | 91 | 52 | 433 | 0.96 | Ambient | 50000 |  |  | 99999 | 0.01 | 13 | 4 | 0.01 | 0.01 | 0 | 0 | 0 | 0 | 0.09 | 0.02 | 0 | 0 | 0 | 0 | 0.85 | 0 | 0 | 0 | 0 | 0 | True |  | Non Federally-Regulated | 07/03/2018 |  | 08/10/2018
USAI Lighting | USAI Lighting | B3RWL-14X1-35KH-W2-WH-NCIC-UNV-D6F | Light Emitting Diode | Inseparable Luminaire | Direct Wired | 0-10 VDC Controls | 62 | 3500 | 0.001 | 91 | 52 | 433 | 0.96 | Ambient | 50000 |  |  | 99999 | 0.01 | 13 | 4 | 0.01 | 0.01 | 0 | 0 | 0 | 0 | 0.09 | 0.02 | 0 | 0 | 0 | 0 | 0.85 | 0 | 0 | 0 | 0 | 0 | True |  | Non Federally-Regulated | 07/03/2018 |  | 08/10/2018
USAI Lighting | USAI Lighting | B3RWL-14X1-40KH-W2-BL-NCIC-UNV-D6A | Light Emitting Diode | Inseparable Luminaire | Direct Wired | 0-10 VDC Controls | 71 | 4000 | 0.001 | 91 | 52 | 433 | 0.96 | Ambient | 50000 |  |  | 99999 | 0.01 | 13 | 4 | 0.01 | 0.01 | 0 | 0 | 0 | 0 | 0.09 | 0.02 | 0 | 0 | 0 | 0 | 0.85 | 0 | 0 | 0 | 0 | 0 | True |  | Non Federally-Regulated | 07/03/2018 |  | 08/10/2018
USAI Lighting | USAI Lighting | B3RWL-14X1-40KH-W2-BL-NCIC-UNV-D6B | Light Emitting Diode | Inseparable Luminaire | Direct Wired | 0-10 VDC Controls | 71 | 4000 | 0.001 | 91 | 52 | 433 | 0.96 | Ambient | 50000 |  |  | 99999 | 0.01 | 13 | 4 | 0.01 | 0.01 | 0 | 0 | 0 | 0 | 0.09 | 0.02 | 0 | 0 | 0 | 0 | 0.85 | 0 | 0 | 0 | 0 | 0 | True |  | Non Federally-Regulated | 07/03/2018 |  | 08/10/2018
USAI Lighting | USAI Lighting | B3RWL-14X1-40KH-W2-BL-NCIC-UNV-D6E | Light Emitting Diode | Inseparable Luminaire | Direct Wired | 0-10 VDC Controls | 71 | 4000 | 0.001 | 91 | 52 | 433 | 0.96 | Ambient | 50000 |  |  | 99999 | 0.01 | 13 | 4 | 0.01 | 0.01 | 0 | 0 | 0 | 0 | 0.09 | 0.02 | 0 | 0 | 0 | 0 | 0.85 | 0 | 0 | 0 | 0 | 0 | True |  | Non Federally-Regulated | 07/03/2018 |  | 08/10/2018
USAI Lighting | USAI Lighting | B3RWL-14X1-40KH-W2-BL-NCIC-UNV-D6F | Light Emitting Diode | Inseparable Luminaire | Direct Wired | 0-10 VDC Controls | 71 | 4000 | 0.001 | 91 | 52 | 433 | 0.96 | Ambient | 50000 |  |  | 99999 | 0.01 | 13 | 4 | 0.01 | 0.01 | 0 | 0 | 0 | 0 | 0.09 | 0.02 | 0 | 0 | 0 | 0 | 0.85 | 0 | 0 | 0 | 0 | 0 | True |  | Non Federally-Regulated | 07/03/2018 |  | 08/10/2018
USAI Lighting | USAI Lighting | B3RWL-14X1-40KH-W2-BZ-NCIC-UNV-D6A | Light Emitting Diode | Inseparable Luminaire | Direct Wired | 0-10 VDC Controls | 71 | 4000 | 0.001 | 91 | 52 | 433 | 0.96 | Ambient | 50000 |  |  | 99999 | 0.01 | 13 | 4 | 0.01 | 0.01 | 0 | 0 | 0 | 0 | 0.09 | 0.02 | 0 | 0 | 0 | 0 | 0.85 | 0 | 0 | 0 | 0 | 0 | True |  | Non Federally-Regulated | 07/03/2018 |  | 08/10/2018
USAI Lighting | USAI Lighting | B3RWL-14X1-40KH-W2-BZ-NCIC-UNV-D6B | Light Emitting Diode | Inseparable Luminaire | Direct Wired | 0-10 VDC Controls | 71 | 4000 | 0.001 | 91 | 52 | 433 | 0.96 | Ambient | 50000 |  |  | 99999 | 0.01 | 13 | 4 | 0.01 | 0.01 | 0 | 0 | 0 | 0 | 0.09 | 0.02 | 0 | 0 | 0 | 0 | 0.85 | 0 | 0 | 0 | 0 | 0 | True |  | Non Federally-Regulated | 07/03/2018 |  | 08/10/2018
USAI Lighting | USAI Lighting | B3RWL-14X1-40KH-W2-BZ-NCIC-UNV-D6E | Light Emitting Diode | Inseparable Luminaire | Direct Wired | 0-10 VDC Controls | 71 | 4000 | 0.001 | 91 | 52 | 433 | 0.96 | Ambient | 50000 |  |  | 99999 | 0.01 | 13 | 4 | 0.01 | 0.01 | 0 | 0 | 0 | 0 | 0.09 | 0.02 | 0 | 0 | 0 | 0 | 0.85 | 0 | 0 | 0 | 0 | 0 | True |  | Non Federally-Regulated | 07/03/2018 |  | 08/10/2018
USAI Lighting | USAI Lighting | B3RWL-14X1-40KH-W2-BZ-NCIC-UNV-D6F | Light Emitting Diode | Inseparable Luminaire | Direct Wired | 0-10 VDC Controls | 71 | 4000 | 0.001 | 91 | 52 | 433 | 0.96 | Ambient | 50000 |  |  | 99999 | 0.01 | 13 | 4 | 0.01 | 0.01 | 0 | 0 | 0 | 0 | 0.09 | 0.02 | 0 | 0 | 0 | 0 | 0.85 | 0 | 0 | 0 | 0 | 0 | True |  | Non Federally-Regulated | 07/03/2018 |  | 08/10/2018
USAI Lighting | USAI Lighting | B3RWL-14X1-40KH-W2-GR-NCIC-UNV-D6A | Light Emitting Diode | Inseparable Luminaire | Direct Wired | 0-10 VDC Controls | 71 | 4000 | 0.001 | 91 | 52 | 433 | 0.96 | Ambient | 50000 |  |  | 99999 | 0.01 | 13 | 4 | 0.01 | 0.01 | 0 | 0 | 0 | 0 | 0.09 | 0.02 | 0 | 0 | 0 | 0 | 0.85 | 0 | 0 | 0 | 0 | 0 | True |  | Non Federally-Regulated | 07/03/2018 |  | 08/10/2018
USAI Lighting | USAI Lighting | B3RWL-14X1-40KH-W2-GR-NCIC-UNV-D6B | Light Emitting Diode | Inseparable Luminaire | Direct Wired | 0-10 VDC Controls | 71 | 4000 | 0.001 | 91 | 52 | 433 | 0.96 | Ambient | 50000 |  |  | 99999 | 0.01 | 13 | 4 | 0.01 | 0.01 | 0 | 0 | 0 | 0 | 0.09 | 0.02 | 0 | 0 | 0 | 0 | 0.85 | 0 | 0 | 0 | 0 | 0 | True |  | Non Federally-Regulated | 07/03/2018 |  | 08/10/2018
USAI Lighting | USAI Lighting | B3RWL-14X1-40KH-W2-GR-NCIC-UNV-D6E | Light Emitting Diode | Inseparable Luminaire | Direct Wired | 0-10 VDC Controls | 71 | 4000 | 0.001 | 91 | 52 | 433 | 0.96 | Ambient | 50000 |  |  | 99999 | 0.01 | 13 | 4 | 0.01 | 0.01 | 0 | 0 | 0 | 0 | 0.09 | 0.02 | 0 | 0 | 0 | 0 | 0.85 | 0 | 0 | 0 | 0 | 0 | True |  | Non Federally-Regulated | 07/03/2018 |  | 08/10/2018
USAI Lighting | USAI Lighting | B3RWL-14X1-40KH-W2-GR-NCIC-UNV-D6F | Light Emitting Diode | Inseparable Luminaire | Direct Wired | 0-10 VDC Controls | 71 | 4000 | 0.001 | 91 | 52 | 433 | 0.96 | Ambient | 50000 |  |  | 99999 | 0.01 | 13 | 4 | 0.01 | 0.01 | 0 | 0 | 0 | 0 | 0.09 | 0.02 | 0 | 0 | 0 | 0 | 0.85 | 0 | 0 | 0 | 0 | 0 | True |  | Non Federally-Regulated | 07/03/2018 |  | 08/10/2018
USAI Lighting | USAI Lighting | B3RWL-14X1-40KH-W2-WH-NCIC-UNV-D6A | Light Emitting Diode | Inseparable Luminaire | Direct Wired | 0-10 VDC Controls | 71 | 4000 | 0.001 | 91 | 52 | 433 | 0.96 | Ambient | 50000 |  |  | 99999 | 0.01 | 13 | 4 | 0.01 | 0.01 | 0 | 0 | 0 | 0 | 0.09 | 0.02 | 0 | 0 | 0 | 0 | 0.85 | 0 | 0 | 0 | 0 | 0 | True |  | Non Federally-Regulated | 07/03/2018 |  | 08/10/2018
USAI Lighting | USAI Lighting | B3RWL-14X1-40KH-W2-WH-NCIC-UNV-D6B | Light Emitting Diode | Inseparable Luminaire | Direct Wired | 0-10 VDC Controls | 71 | 4000 | 0.001 | 91 | 52 | 433 | 0.96 | Ambient | 50000 |  |  | 99999 | 0.01 | 13 | 4 | 0.01 | 0.01 | 0 | 0 | 0 | 0 | 0.09 | 0.02 | 0 | 0 | 0 | 0 | 0.85 | 0 | 0 | 0 | 0 | 0 | True |  | Non Federally-Regulated | 07/03/2018 |  | 08/10/2018
USAI Lighting | USAI Lighting | B3RWL-14X1-40KH-W2-WH-NCIC-UNV-D6E | Light Emitting Diode | Inseparable Luminaire | Direct Wired | 0-10 VDC Controls | 71 | 4000 | 0.001 | 91 | 52 | 433 | 0.96 | Ambient | 50000 |  |  | 99999 | 0.01 | 13 | 4 | 0.01 | 0.01 | 0 | 0 | 0 | 0 | 0.09 | 0.02 | 0 | 0 | 0 | 0 | 0.85 | 0 | 0 | 0 | 0 | 0 | True |  | Non Federally-Regulated | 07/03/2018 |  | 08/10/2018
USAI Lighting | USAI Lighting | B3RWL-14X1-40KH-W2-WH-NCIC-UNV-D6F | Light Emitting Diode | Inseparable Luminaire | Direct Wired | 0-10 VDC Controls | 71 | 4000 | 0.001 | 91 | 52 | 433 | 0.96 | Ambient | 50000 |  |  | 99999 | 0.01 | 13 | 4 | 0.01 | 0.01 | 0 | 0 | 0 | 0 | 0.09 | 0.02 | 0 | 0 | 0 | 0 | 0.85 | 0 | 0 | 0 | 0 | 0 | True |  | Non Federally-Regulated | 07/03/2018 |  | 08/10/2018
USAI Lighting | USAI Lighting | B3RWM-14X1-27KH-W2-BL-NCIC-UNV-D6A | Light Emitting Diode | Inseparable Luminaire | Direct Wired | 0-10 VDC Controls | 58 | 2700 | 0.001 | 91 | 52 | 433 | 0.96 | Ambient | 50000 |  |  | 99999 | 0.01 | 13 | 4 | 0.01 | 0.01 | 0 | 0 | 0 | 0 | 0.09 | 0.02 | 0 | 0 | 0 | 0 | 0.85 | 0 | 0 | 0 | 0 | 0 | True |  | Non Federally-Regulated | 07/03/2018 |  | 08/10/2018
USAI Lighting | USAI Lighting | B3RWM-14X1-27KH-W2-BL-NCIC-UNV-D6B | Light Emitting Diode | Inseparable Luminaire | Direct Wired | 0-10 VDC Controls | 58 | 2700 | 0.001 | 91 | 52 | 433 | 0.96 | Ambient | 50000 |  |  | 99999 | 0.01 | 13 | 4 | 0.01 | 0.01 | 0 | 0 | 0 | 0 | 0.09 | 0.02 | 0 | 0 | 0 | 0 | 0.85 | 0 | 0 | 0 | 0 | 0 | True |  | Non Federally-Regulated | 07/03/2018 |  | 08/10/2018
USAI Lighting | USAI Lighting | B3RWM-14X1-27KH-W2-BL-NCIC-UNV-D6E | Light Emitting Diode | Inseparable Luminaire | Direct Wired | 0-10 VDC Controls | 58 | 2700 | 0.001 | 91 | 52 | 433 | 0.96 | Ambient | 50000 |  |  | 99999 | 0.01 | 13 | 4 | 0.01 | 0.01 | 0 | 0 | 0 | 0 | 0.09 | 0.02 | 0 | 0 | 0 | 0 | 0.85 | 0 | 0 | 0 | 0 | 0 | True |  | Non Federally-Regulated | 07/03/2018 |  | 08/10/2018
USAI Lighting | USAI Lighting | B3RWM-14X1-27KH-W2-BL-NCIC-UNV-D6F | Light Emitting Diode | Inseparable Luminaire | Direct Wired | 0-10 VDC Controls | 58 | 2700 | 0.001 | 91 | 52 | 433 | 0.96 | Ambient | 50000 |  |  | 99999 | 0.01 | 13 | 4 | 0.01 | 0.01 | 0 | 0 | 0 | 0 | 0.09 | 0.02 | 0 | 0 | 0 | 0 | 0.85 | 0 | 0 | 0 | 0 | 0 | True |  | Non Federally-Regulated | 07/03/2018 |  | 08/10/2018
USAI Lighting | USAI Lighting | B3RWM-14X1-27KH-W2-BZ-NCIC-UNV-D6A | Light Emitting Diode | Inseparable Luminaire | Direct Wired | 0-10 VDC Controls | 58 | 2700 | 0.001 | 91 | 52 | 433 | 0.96 | Ambient | 50000 |  |  | 99999 | 0.01 | 13 | 4 | 0.01 | 0.01 | 0 | 0 | 0 | 0 | 0.09 | 0.02 | 0 | 0 | 0 | 0 | 0.85 | 0 | 0 | 0 | 0 | 0 | True |  | Non Federally-Regulated | 07/03/2018 |  | 08/10/2018
USAI Lighting | USAI Lighting | B3RWM-14X1-27KH-W2-BZ-NCIC-UNV-D6B | Light Emitting Diode | Inseparable Luminaire | Direct Wired | 0-10 VDC Controls | 58 | 2700 | 0.001 | 91 | 52 | 433 | 0.96 | Ambient | 50000 |  |  | 99999 | 0.01 | 13 | 4 | 0.01 | 0.01 | 0 | 0 | 0 | 0 | 0.09 | 0.02 | 0 | 0 | 0 | 0 | 0.85 | 0 | 0 | 0 | 0 | 0 | True |  | Non Federally-Regulated | 07/03/2018 |  | 08/10/2018
USAI Lighting | USAI Lighting | B3RWM-14X1-27KH-W2-BZ-NCIC-UNV-D6E | Light Emitting Diode | Inseparable Luminaire | Direct Wired | 0-10 VDC Controls | 58 | 2700 | 0.001 | 91 | 52 | 433 | 0.96 | Ambient | 50000 |  |  | 99999 | 0.01 | 13 | 4 | 0.01 | 0.01 | 0 | 0 | 0 | 0 | 0.09 | 0.02 | 0 | 0 | 0 | 0 | 0.85 | 0 | 0 | 0 | 0 | 0 | True |  | Non Federally-Regulated | 07/03/2018 |  | 08/10/2018
USAI Lighting | USAI Lighting | B3RWM-14X1-27KH-W2-BZ-NCIC-UNV-D6F | Light Emitting Diode | Inseparable Luminaire | Direct Wired | 0-10 VDC Controls | 58 | 2700 | 0.001 | 91 | 52 | 433 | 0.96 | Ambient | 50000 |  |  | 99999 | 0.01 | 13 | 4 | 0.01 | 0.01 | 0 | 0 | 0 | 0 | 0.09 | 0.02 | 0 | 0 | 0 | 0 | 0.85 | 0 | 0 | 0 | 0 | 0 | True |  | Non Federally-Regulated | 07/03/2018 |  | 08/10/2018
USAI Lighting | USAI Lighting | B3RWM-14X1-27KH-W2-GR-NCIC-UNV-D6A | Light Emitting Diode | Inseparable Luminaire | Direct Wired | 0-10 VDC Controls | 58 | 2700 | 0.001 | 91 | 52 | 433 | 0.96 | Ambient | 50000 |  |  | 99999 | 0.01 | 13 | 4 | 0.01 | 0.01 | 0 | 0 | 0 | 0 | 0.09 | 0.02 | 0 | 0 | 0 | 0 | 0.85 | 0 | 0 | 0 | 0 | 0 | True |  | Non Federally-Regulated | 07/03/2018 |  | 08/10/2018
USAI Lighting | USAI Lighting | B3RWM-14X1-27KH-W2-GR-NCIC-UNV-D6B | Light Emitting Diode | Inseparable Luminaire | Direct Wired | 0-10 VDC Controls | 58 | 2700 | 0.001 | 91 | 52 | 433 | 0.96 | Ambient | 50000 |  |  | 99999 | 0.01 | 13 | 4 | 0.01 | 0.01 | 0 | 0 | 0 | 0 | 0.09 | 0.02 | 0 | 0 | 0 | 0 | 0.85 | 0 | 0 | 0 | 0 | 0 | True |  | Non Federally-Regulated | 07/03/2018 |  | 08/10/2018
USAI Lighting | USAI Lighting | B3RWM-14X1-27KH-W2-GR-NCIC-UNV-D6E | Light Emitting Diode | Inseparable Luminaire | Direct Wired | 0-10 VDC Controls | 58 | 2700 | 0.001 | 91 | 52 | 433 | 0.96 | Ambient | 50000 |  |  | 99999 | 0.01 | 13 | 4 | 0.01 | 0.01 | 0 | 0 | 0 | 0 | 0.09 | 0.02 | 0 | 0 | 0 | 0 | 0.85 | 0 | 0 | 0 | 0 | 0 | True |  | Non Federally-Regulated | 07/03/2018 |  | 08/10/2018
USAI Lighting | USAI Lighting | B3RWM-14X1-27KH-W2-GR-NCIC-UNV-D6F | Light Emitting Diode | Inseparable Luminaire | Direct Wired | 0-10 VDC Controls | 58 | 2700 | 0.001 | 91 | 52 | 433 | 0.96 | Ambient | 50000 |  |  | 99999 | 0.01 | 13 | 4 | 0.01 | 0.01 | 0 | 0 | 0 | 0 | 0.09 | 0.02 | 0 | 0 | 0 | 0 | 0.85 | 0 | 0 | 0 | 0 | 0 | True |  | Non Federally-Regulated | 07/03/2018 |  | 08/10/2018
USAI Lighting | USAI Lighting | B3RWM-14X1-27KH-W2-WH-NCIC-UNV-D6A | Light Emitting Diode | Inseparable Luminaire | Direct Wired | 0-10 VDC Controls | 58 | 2700 | 0.001 | 91 | 52 | 433 | 0.96 | Ambient | 50000 |  |  | 99999 | 0.01 | 13 | 4 | 0.01 | 0.01 | 0 | 0 | 0 | 0 | 0.09 | 0.02 | 0 | 0 | 0 | 0 | 0.85 | 0 | 0 | 0 | 0 | 0 | True |  | Non Federally-Regulated | 07/03/2018 |  | 08/10/2018
USAI Lighting | USAI Lighting | B3RWM-14X1-27KH-W2-WH-NCIC-UNV-D6B | Light Emitting Diode | Inseparable Luminaire | Direct Wired | 0-10 VDC Controls | 58 | 2700 | 0.001 | 91 | 52 | 433 | 0.96 | Ambient | 50000 |  |  | 99999 | 0.01 | 13 | 4 | 0.01 | 0.01 | 0 | 0 | 0 | 0 | 0.09 | 0.02 | 0 | 0 | 0 | 0 | 0.85 | 0 | 0 | 0 | 0 | 0 | True |  | Non Federally-Regulated | 07/03/2018 |  | 08/10/2018
USAI Lighting | USAI Lighting | B3RWM-14X1-27KH-W2-WH-NCIC-UNV-D6E | Light Emitting Diode | Inseparable Luminaire | Direct Wired | 0-10 VDC Controls | 58 | 2700 | 0.001 | 91 | 52 | 433 | 0.96 | Ambient | 50000 |  |  | 99999 | 0.01 | 13 | 4 | 0.01 | 0.01 | 0 | 0 | 0 | 0 | 0.09 | 0.02 | 0 | 0 | 0 | 0 | 0.85 | 0 | 0 | 0 | 0 | 0 | True |  | Non Federally-Regulated | 07/03/2018 |  | 08/10/2018
USAI Lighting | USAI Lighting | B3RWM-14X1-27KH-W2-WH-NCIC-UNV-D6F | Light Emitting Diode | Inseparable Luminaire | Direct Wired | 0-10 VDC Controls | 58 | 2700 | 0.001 | 91 | 52 | 433 | 0.96 | Ambient | 50000 |  |  | 99999 | 0.01 | 13 | 4 | 0.01 | 0.01 | 0 | 0 | 0 | 0 | 0.09 | 0.02 | 0 | 0 | 0 | 0 | 0.85 | 0 | 0 | 0 | 0 | 0 | True |  | Non Federally-Regulated | 07/03/2018 |  | 08/10/2018
USAI Lighting | USAI Lighting | B3RWM-14X1-30KH-W2-BL-NCIC-UNV-D6A | Light Emitting Diode | Inseparable Luminaire | Direct Wired | 0-10 VDC Controls | 58 | 3000 | 0.001 | 91 | 52 | 433 | 0.96 | Ambient | 50000 |  |  | 99999 | 0.01 | 13 | 4 | 0.01 | 0.01 | 0 | 0 | 0 | 0 | 0.09 | 0.02 | 0 | 0 | 0 | 0 | 0.85 | 0 | 0 | 0 | 0 | 0 | True |  | Non Federally-Regulated | 07/03/2018 |  | 08/10/2018
USAI Lighting | USAI Lighting | B3RWM-14X1-30KH-W2-BL-NCIC-UNV-D6B | Light Emitting Diode | Inseparable Luminaire | Direct Wired | 0-10 VDC Controls | 58 | 3000 | 0.001 | 91 | 52 | 433 | 0.96 | Ambient | 50000 |  |  | 99999 | 0.01 | 13 | 4 | 0.01 | 0.01 | 0 | 0 | 0 | 0 | 0.09 | 0.02 | 0 | 0 | 0 | 0 | 0.85 | 0 | 0 | 0 | 0 | 0 | True |  | Non Federally-Regulated | 07/03/2018 |  | 08/10/2018
USAI Lighting | USAI Lighting | B3RWM-14X1-30KH-W2-BL-NCIC-UNV-D6E | Light Emitting Diode | Inseparable Luminaire | Direct Wired | 0-10 VDC Controls | 58 | 3000 | 0.001 | 91 | 52 | 433 | 0.96 | Ambient | 50000 |  |  | 99999 | 0.01 | 13 | 4 | 0.01 | 0.01 | 0 | 0 | 0 | 0 | 0.09 | 0.02 | 0 | 0 | 0 | 0 | 0.85 | 0 | 0 | 0 | 0 | 0 | True |  | Non Federally-Regulated | 07/03/2018 |  | 08/10/2018
USAI Lighting | USAI Lighting | B3RWM-14X1-30KH-W2-BL-NCIC-UNV-D6F | Light Emitting Diode | Inseparable Luminaire | Direct Wired | 0-10 VDC Controls | 58 | 3000 | 0.001 | 91 | 52 | 433 | 0.96 | Ambient | 50000 |  |  | 99999 | 0.01 | 13 | 4 | 0.01 | 0.01 | 0 | 0 | 0 | 0 | 0.09 | 0.02 | 0 | 0 | 0 | 0 | 0.85 | 0 | 0 | 0 | 0 | 0 | True |  | Non Federally-Regulated | 07/03/2018 |  | 08/10/2018
USAI Lighting | USAI Lighting | B3RWM-14X1-30KH-W2-BZ-NCIC-UNV-D6A | Light Emitting Diode | Inseparable Luminaire | Direct Wired | 0-10 VDC Controls | 58 | 3000 | 0.001 | 91 | 52 | 433 | 0.96 | Ambient | 50000 |  |  | 99999 | 0.01 | 13 | 4 | 0.01 | 0.01 | 0 | 0 | 0 | 0 | 0.09 | 0.02 | 0 | 0 | 0 | 0 | 0.85 | 0 | 0 | 0 | 0 | 0 | True |  | Non Federally-Regulated | 07/03/2018 |  | 08/10/2018
USAI Lighting | USAI Lighting | B3RWM-14X1-30KH-W2-BZ-NCIC-UNV-D6B | Light Emitting Diode | Inseparable Luminaire | Direct Wired | 0-10 VDC Controls | 58 | 3000 | 0.001 | 91 | 52 | 433 | 0.96 | Ambient | 50000 |  |  | 99999 | 0.01 | 13 | 4 | 0.01 | 0.01 | 0 | 0 | 0 | 0 | 0.09 | 0.02 | 0 | 0 | 0 | 0 | 0.85 | 0 | 0 | 0 | 0 | 0 | True |  | Non Federally-Regulated | 07/03/2018 |  | 08/10/2018
USAI Lighting | USAI Lighting | B3RWM-14X1-30KH-W2-BZ-NCIC-UNV-D6E | Light Emitting Diode | Inseparable Luminaire | Direct Wired | 0-10 VDC Controls | 58 | 3000 | 0.001 | 91 | 52 | 433 | 0.96 | Ambient | 50000 |  |  | 99999 | 0.01 | 13 | 4 | 0.01 | 0.01 | 0 | 0 | 0 | 0 | 0.09 | 0.02 | 0 | 0 | 0 | 0 | 0.85 | 0 | 0 | 0 | 0 | 0 | True |  | Non Federally-Regulated | 07/03/2018 |  | 08/10/2018
USAI Lighting | USAI Lighting | B3RWM-14X1-30KH-W2-BZ-NCIC-UNV-D6F | Light Emitting Diode | Inseparable Luminaire | Direct Wired | 0-10 VDC Controls | 58 | 3000 | 0.001 | 91 | 52 | 433 | 0.96 | Ambient | 50000 |  |  | 99999 | 0.01 | 13 | 4 | 0.01 | 0.01 | 0 | 0 | 0 | 0 | 0.09 | 0.02 | 0 | 0 | 0 | 0 | 0.85 | 0 | 0 | 0 | 0 | 0 | True |  | Non Federally-Regulated | 07/03/2018 |  | 08/10/2018
USAI Lighting | USAI Lighting | B3RWM-14X1-30KH-W2-GR-NCIC-UNV-D6A | Light Emitting Diode | Inseparable Luminaire | Direct Wired | 0-10 VDC Controls | 58 | 3000 | 0.001 | 91 | 52 | 433 | 0.96 | Ambient | 50000 |  |  | 99999 | 0.01 | 13 | 4 | 0.01 | 0.01 | 0 | 0 | 0 | 0 | 0.09 | 0.02 | 0 | 0 | 0 | 0 | 0.85 | 0 | 0 | 0 | 0 | 0 | True |  | Non Federally-Regulated | 07/03/2018 |  | 08/10/2018
USAI Lighting | USAI Lighting | B3RWM-14X1-30KH-W2-GR-NCIC-UNV-D6B | Light Emitting Diode | Inseparable Luminaire | Direct Wired | 0-10 VDC Controls | 58 | 3000 | 0.001 | 91 | 52 | 433 | 0.96 | Ambient | 50000 |  |  | 99999 | 0.01 | 13 | 4 | 0.01 | 0.01 | 0 | 0 | 0 | 0 | 0.09 | 0.02 | 0 | 0 | 0 | 0 | 0.85 | 0 | 0 | 0 | 0 | 0 | True |  | Non Federally-Regulated | 07/03/2018 |  | 08/10/2018
USAI Lighting | USAI Lighting | B3RWM-14X1-30KH-W2-GR-NCIC-UNV-D6E | Light Emitting Diode | Inseparable Luminaire | Direct Wired | 0-10 VDC Controls | 58 | 3000 | 0.001 | 91 | 52 | 433 | 0.96 | Ambient | 50000 |  |  | 99999 | 0.01 | 13 | 4 | 0.01 | 0.01 | 0 | 0 | 0 | 0 | 0.09 | 0.02 | 0 | 0 | 0 | 0 | 0.85 | 0 | 0 | 0 | 0 | 0 | True |  | Non Federally-Regulated | 07/03/2018 |  | 08/10/2018
USAI Lighting | USAI Lighting | B3RWM-14X1-30KH-W2-GR-NCIC-UNV-D6F | Light Emitting Diode | Inseparable Luminaire | Direct Wired | 0-10 VDC Controls | 58 | 3000 | 0.001 | 91 | 52 | 433 | 0.96 | Ambient | 50000 |  |  | 99999 | 0.01 | 13 | 4 | 0.01 | 0.01 | 0 | 0 | 0 | 0 | 0.09 | 0.02 | 0 | 0 | 0 | 0 | 0.85 | 0 | 0 | 0 | 0 | 0 | True |  | Non Federally-Regulated | 07/03/2018 |  | 08/10/2018
USAI Lighting | USAI Lighting | B3RWM-14X1-30KH-W2-WH-NCIC-UNV-D6A | Light Emitting Diode | Inseparable Luminaire | Direct Wired | 0-10 VDC Controls | 58 | 3000 | 0.001 | 91 | 52 | 433 | 0.96 | Ambient | 50000 |  |  | 99999 | 0.01 | 13 | 4 | 0.01 | 0.01 | 0 | 0 | 0 | 0 | 0.09 | 0.02 | 0 | 0 | 0 | 0 | 0.85 | 0 | 0 | 0 | 0 | 0 | True |  | Non Federally-Regulated | 07/03/2018 |  | 08/10/2018
USAI Lighting | USAI Lighting | B3RWM-14X1-30KH-W2-WH-NCIC-UNV-D6B | Light Emitting Diode | Inseparable Luminaire | Direct Wired | 0-10 VDC Controls | 58 | 3000 | 0.001 | 91 | 52 | 433 | 0.96 | Ambient | 50000 |  |  | 99999 | 0.01 | 13 | 4 | 0.01 | 0.01 | 0 | 0 | 0 | 0 | 0.09 | 0.02 | 0 | 0 | 0 | 0 | 0.85 | 0 | 0 | 0 | 0 | 0 | True |  | Non Federally-Regulated | 07/03/2018 |  | 08/10/2018
USAI Lighting | USAI Lighting | B3RWM-14X1-30KH-W2-WH-NCIC-UNV-D6E | Light Emitting Diode | Inseparable Luminaire | Direct Wired | 0-10 VDC Controls | 58 | 3000 | 0.001 | 91 | 52 | 433 | 0.96 | Ambient | 50000 |  |  | 99999 | 0.01 | 13 | 4 | 0.01 | 0.01 | 0 | 0 | 0 | 0 | 0.09 | 0.02 | 0 | 0 | 0 | 0 | 0.85 | 0 | 0 | 0 | 0 | 0 | True |  | Non Federally-Regulated | 07/03/2018 |  | 08/10/2018
USAI Lighting | USAI Lighting | B3RWM-14X1-30KH-W2-WH-NCIC-UNV-D6F | Light Emitting Diode | Inseparable Luminaire | Direct Wired | 0-10 VDC Controls | 58 | 3000 | 0.001 | 91 | 52 | 433 | 0.96 | Ambient | 50000 |  |  | 99999 | 0.01 | 13 | 4 | 0.01 | 0.01 | 0 | 0 | 0 | 0 | 0.09 | 0.02 | 0 | 0 | 0 | 0 | 0.85 | 0 | 0 | 0 | 0 | 0 | True |  | Non Federally-Regulated | 07/03/2018 |  | 08/10/2018
USAI Lighting | USAI Lighting | B3RWM-14X1-35KH-W2-BL-NCIC-UNV-D6A | Light Emitting Diode | Inseparable Luminaire | Direct Wired | 0-10 VDC Controls | 62 | 3500 | 0.001 | 91 | 52 | 433 | 0.96 | Ambient | 50000 |  |  | 99999 | 0.01 | 13 | 4 | 0.01 | 0.01 | 0 | 0 | 0 | 0 | 0.09 | 0.02 | 0 | 0 | 0 | 0 | 0.85 | 0 | 0 | 0 | 0 | 0 | True |  | Non Federally-Regulated | 07/03/2018 |  | 08/10/2018
USAI Lighting | USAI Lighting | B3RWM-14X1-35KH-W2-BL-NCIC-UNV-D6B | Light Emitting Diode | Inseparable Luminaire | Direct Wired | 0-10 VDC Controls | 62 | 3500 | 0.001 | 91 | 52 | 433 | 0.96 | Ambient | 50000 |  |  | 99999 | 0.01 | 13 | 4 | 0.01 | 0.01 | 0 | 0 | 0 | 0 | 0.09 | 0.02 | 0 | 0 | 0 | 0 | 0.85 | 0 | 0 | 0 | 0 | 0 | True |  | Non Federally-Regulated | 07/03/2018 |  | 08/10/2018
USAI Lighting | USAI Lighting | B3RWM-14X1-35KH-W2-BL-NCIC-UNV-D6E | Light Emitting Diode | Inseparable Luminaire | Direct Wired | 0-10 VDC Controls | 62 | 3500 | 0.001 | 91 | 52 | 433 | 0.96 | Ambient | 50000 |  |  | 99999 | 0.01 | 13 | 4 | 0.01 | 0.01 | 0 | 0 | 0 | 0 | 0.09 | 0.02 | 0 | 0 | 0 | 0 | 0.85 | 0 | 0 | 0 | 0 | 0 | True |  | Non Federally-Regulated | 07/03/2018 |  | 08/10/2018
USAI Lighting | USAI Lighting | B3RWM-14X1-35KH-W2-BL-NCIC-UNV-D6F | Light Emitting Diode | Inseparable Luminaire | Direct Wired | 0-10 VDC Controls | 62 | 3500 | 0.001 | 91 | 52 | 433 | 0.96 | Ambient | 50000 |  |  | 99999 | 0.01 | 13 | 4 | 0.01 | 0.01 | 0 | 0 | 0 | 0 | 0.09 | 0.02 | 0 | 0 | 0 | 0 | 0.85 | 0 | 0 | 0 | 0 | 0 | True |  | Non Federally-Regulated | 07/03/2018 |  | 08/10/2018
USAI Lighting | USAI Lighting | B3RWM-14X1-35KH-W2-BZ-NCIC-UNV-D6A | Light Emitting Diode | Inseparable Luminaire | Direct Wired | 0-10 VDC Controls | 62 | 3500 | 0.001 | 91 | 52 | 433 | 0.96 | Ambient | 50000 |  |  | 99999 | 0.01 | 13 | 4 | 0.01 | 0.01 | 0 | 0 | 0 | 0 | 0.09 | 0.02 | 0 | 0 | 0 | 0 | 0.85 | 0 | 0 | 0 | 0 | 0 | True |  | Non Federally-Regulated | 07/03/2018 |  | 08/10/2018
USAI Lighting | USAI Lighting | B3RWM-14X1-35KH-W2-BZ-NCIC-UNV-D6B | Light Emitting Diode | Inseparable Luminaire | Direct Wired | 0-10 VDC Controls | 62 | 3500 | 0.001 | 91 | 52 | 433 | 0.96 | Ambient | 50000 |  |  | 99999 | 0.01 | 13 | 4 | 0.01 | 0.01 | 0 | 0 | 0 | 0 | 0.09 | 0.02 | 0 | 0 | 0 | 0 | 0.85 | 0 | 0 | 0 | 0 | 0 | True |  | Non Federally-Regulated | 07/03/2018 |  | 08/10/2018
USAI Lighting | USAI Lighting | B3RWM-14X1-35KH-W2-BZ-NCIC-UNV-D6E | Light Emitting Diode | Inseparable Luminaire | Direct Wired | 0-10 VDC Controls | 62 | 3500 | 0.001 | 91 | 52 | 433 | 0.96 | Ambient | 50000 |  |  | 99999 | 0.01 | 13 | 4 | 0.01 | 0.01 | 0 | 0 | 0 | 0 | 0.09 | 0.02 | 0 | 0 | 0 | 0 | 0.85 | 0 | 0 | 0 | 0 | 0 | True |  | Non Federally-Regulated | 07/03/2018 |  | 08/10/2018
USAI Lighting | USAI Lighting | B3RWM-14X1-35KH-W2-BZ-NCIC-UNV-D6F | Light Emitting Diode | Inseparable Luminaire | Direct Wired | 0-10 VDC Controls | 62 | 3500 | 0.001 | 91 | 52 | 433 | 0.96 | Ambient | 50000 |  |  | 99999 | 0.01 | 13 | 4 | 0.01 | 0.01 | 0 | 0 | 0 | 0 | 0.09 | 0.02 | 0 | 0 | 0 | 0 | 0.85 | 0 | 0 | 0 | 0 | 0 | True |  | Non Federally-Regulated | 07/03/2018 |  | 08/10/2018
USAI Lighting | USAI Lighting | B3RWM-14X1-35KH-W2-GR-NCIC-UNV-D6A | Light Emitting Diode | Inseparable Luminaire | Direct Wired | 0-10 VDC Controls | 62 | 3500 | 0.001 | 91 | 52 | 433 | 0.96 | Ambient | 50000 |  |  | 99999 | 0.01 | 13 | 4 | 0.01 | 0.01 | 0 | 0 | 0 | 0 | 0.09 | 0.02 | 0 | 0 | 0 | 0 | 0.85 | 0 | 0 | 0 | 0 | 0 | True |  | Non Federally-Regulated | 07/03/2018 |  | 08/10/2018
USAI Lighting | USAI Lighting | B3RWM-14X1-35KH-W2-GR-NCIC-UNV-D6B | Light Emitting Diode | Inseparable Luminaire | Direct Wired | 0-10 VDC Controls | 62 | 3500 | 0.001 | 91 | 52 | 433 | 0.96 | Ambient | 50000 |  |  | 99999 | 0.01 | 13 | 4 | 0.01 | 0.01 | 0 | 0 | 0 | 0 | 0.09 | 0.02 | 0 | 0 | 0 | 0 | 0.85 | 0 | 0 | 0 | 0 | 0 | True |  | Non Federally-Regulated | 07/03/2018 |  | 08/10/2018
USAI Lighting | USAI Lighting | B3RWM-14X1-35KH-W2-GR-NCIC-UNV-D6E | Light Emitting Diode | Inseparable Luminaire | Direct Wired | 0-10 VDC Controls | 62 | 3500 | 0.001 | 91 | 52 | 433 | 0.96 | Ambient | 50000 |  |  | 99999 | 0.01 | 13 | 4 | 0.01 | 0.01 | 0 | 0 | 0 | 0 | 0.09 | 0.02 | 0 | 0 | 0 | 0 | 0.85 | 0 | 0 | 0 | 0 | 0 | True |  | Non Federally-Regulated | 07/03/2018 |  | 08/10/2018
USAI Lighting | USAI Lighting | B3RWM-14X1-35KH-W2-GR-NCIC-UNV-D6F | Light Emitting Diode | Inseparable Luminaire | Direct Wired | 0-10 VDC Controls | 62 | 3500 | 0.001 | 91 | 52 | 433 | 0.96 | Ambient | 50000 |  |  | 99999 | 0.01 | 13 | 4 | 0.01 | 0.01 | 0 | 0 | 0 | 0 | 0.09 | 0.02 | 0 | 0 | 0 | 0 | 0.85 | 0 | 0 | 0 | 0 | 0 | True |  | Non Federally-Regulated | 07/03/2018 |  | 08/10/2018
USAI Lighting | USAI Lighting | B3RWM-14X1-35KH-W2-WH-NCIC-UNV-D6A | Light Emitting Diode | Inseparable Luminaire | Direct Wired | 0-10 VDC Controls | 62 | 3500 | 0.001 | 91 | 52 | 433 | 0.96 | Ambient | 50000 |  |  | 99999 | 0.01 | 13 | 4 | 0.01 | 0.01 | 0 | 0 | 0 | 0 | 0.09 | 0.02 | 0 | 0 | 0 | 0 | 0.85 | 0 | 0 | 0 | 0 | 0 | True |  | Non Federally-Regulated | 07/03/2018 |  | 08/10/2018
USAI Lighting | USAI Lighting | B3RWM-14X1-35KH-W2-WH-NCIC-UNV-D6B | Light Emitting Diode | Inseparable Luminaire | Direct Wired | 0-10 VDC Controls | 62 | 3500 | 0.001 | 91 | 52 | 433 | 0.96 | Ambient | 50000 |  |  | 99999 | 0.01 | 13 | 4 | 0.01 | 0.01 | 0 | 0 | 0 | 0 | 0.09 | 0.02 | 0 | 0 | 0 | 0 | 0.85 | 0 | 0 | 0 | 0 | 0 | True |  | Non Federally-Regulated | 07/03/2018 |  | 08/10/2018
USAI Lighting | USAI Lighting | B3RWM-14X1-35KH-W2-WH-NCIC-UNV-D6E | Light Emitting Diode | Inseparable Luminaire | Direct Wired | 0-10 VDC Controls | 62 | 3500 | 0.001 | 91 | 52 | 433 | 0.96 | Ambient | 50000 |  |  | 99999 | 0.01 | 13 | 4 | 0.01 | 0.01 | 0 | 0 | 0 | 0 | 0.09 | 0.02 | 0 | 0 | 0 | 0 | 0.85 | 0 | 0 | 0 | 0 | 0 | True |  | Non Federally-Regulated | 07/03/2018 |  | 08/10/2018
USAI Lighting | USAI Lighting | B3RWM-14X1-35KH-W2-WH-NCIC-UNV-D6F | Light Emitting Diode | Inseparable Luminaire | Direct Wired | 0-10 VDC Controls | 62 | 3500 | 0.001 | 91 | 52 | 433 | 0.96 | Ambient | 50000 |  |  | 99999 | 0.01 | 13 | 4 | 0.01 | 0.01 | 0 | 0 | 0 | 0 | 0.09 | 0.02 | 0 | 0 | 0 | 0 | 0.85 | 0 | 0 | 0 | 0 | 0 | True |  | Non Federally-Regulated | 07/03/2018 |  | 08/10/2018
USAI Lighting | USAI Lighting | B3RWM-14X1-40KH-W2-BL-NCIC-UNV-D6A | Light Emitting Diode | Inseparable Luminaire | Direct Wired | 0-10 VDC Controls | 71 | 4000 | 0.001 | 91 | 52 | 433 | 0.96 | Ambient | 50000 |  |  | 99999 | 0.01 | 13 | 4 | 0.01 | 0.01 | 0 | 0 | 0 | 0 | 0.09 | 0.02 | 0 | 0 | 0 | 0 | 0.85 | 0 | 0 | 0 | 0 | 0 | True |  | Non Federally-Regulated | 07/03/2018 |  | 08/10/2018
USAI Lighting | USAI Lighting | B3RWM-14X1-40KH-W2-BL-NCIC-UNV-D6B | Light Emitting Diode | Inseparable Luminaire | Direct Wired | 0-10 VDC Controls | 71 | 4000 | 0.001 | 91 | 52 | 433 | 0.96 | Ambient | 50000 |  |  | 99999 | 0.01 | 13 | 4 | 0.01 | 0.01 | 0 | 0 | 0 | 0 | 0.09 | 0.02 | 0 | 0 | 0 | 0 | 0.85 | 0 | 0 | 0 | 0 | 0 | True |  | Non Federally-Regulated | 07/03/2018 |  | 08/10/2018
USAI Lighting | USAI Lighting | B3RWM-14X1-40KH-W2-BL-NCIC-UNV-D6E | Light Emitting Diode | Inseparable Luminaire | Direct Wired | 0-10 VDC Controls | 71 | 4000 | 0.001 | 91 | 52 | 433 | 0.96 | Ambient | 50000 |  |  | 99999 | 0.01 | 13 | 4 | 0.01 | 0.01 | 0 | 0 | 0 | 0 | 0.09 | 0.02 | 0 | 0 | 0 | 0 | 0.85 | 0 | 0 | 0 | 0 | 0 | True |  | Non Federally-Regulated | 07/03/2018 |  | 08/10/2018
USAI Lighting | USAI Lighting | B3RWM-14X1-40KH-W2-BL-NCIC-UNV-D6F | Light Emitting Diode | Inseparable Luminaire | Direct Wired | 0-10 VDC Controls | 71 | 4000 | 0.001 | 91 | 52 | 433 | 0.96 | Ambient | 50000 |  |  | 99999 | 0.01 | 13 | 4 | 0.01 | 0.01 | 0 | 0 | 0 | 0 | 0.09 | 0.02 | 0 | 0 | 0 | 0 | 0.85 | 0 | 0 | 0 | 0 | 0 | True |  | Non Federally-Regulated | 07/03/2018 |  | 08/10/2018
USAI Lighting | USAI Lighting | B3RWM-14X1-40KH-W2-BZ-NCIC-UNV-D6A | Light Emitting Diode | Inseparable Luminaire | Direct Wired | 0-10 VDC Controls | 71 | 4000 | 0.001 | 91 | 52 | 433 | 0.96 | Ambient | 50000 |  |  | 99999 | 0.01 | 13 | 4 | 0.01 | 0.01 | 0 | 0 | 0 | 0 | 0.09 | 0.02 | 0 | 0 | 0 | 0 | 0.85 | 0 | 0 | 0 | 0 | 0 | True |  | Non Federally-Regulated | 07/03/2018 |  | 08/10/2018
USAI Lighting | USAI Lighting | B3RWM-14X1-40KH-W2-BZ-NCIC-UNV-D6B | Light Emitting Diode | Inseparable Luminaire | Direct Wired | 0-10 VDC Controls | 71 | 4000 | 0.001 | 91 | 52 | 433 | 0.96 | Ambient | 50000 |  |  | 99999 | 0.01 | 13 | 4 | 0.01 | 0.01 | 0 | 0 | 0 | 0 | 0.09 | 0.02 | 0 | 0 | 0 | 0 | 0.85 | 0 | 0 | 0 | 0 | 0 | True |  | Non Federally-Regulated | 07/03/2018 |  | 08/10/2018
USAI Lighting | USAI Lighting | B3RWM-14X1-40KH-W2-BZ-NCIC-UNV-D6E | Light Emitting Diode | Inseparable Luminaire | Direct Wired | 0-10 VDC Controls | 71 | 4000 | 0.001 | 91 | 52 | 433 | 0.96 | Ambient | 50000 |  |  | 99999 | 0.01 | 13 | 4 | 0.01 | 0.01 | 0 | 0 | 0 | 0 | 0.09 | 0.02 | 0 | 0 | 0 | 0 | 0.85 | 0 | 0 | 0 | 0 | 0 | True |  | Non Federally-Regulated | 07/03/2018 |  | 08/10/2018
USAI Lighting | USAI Lighting | B3RWM-14X1-40KH-W2-BZ-NCIC-UNV-D6F | Light Emitting Diode | Inseparable Luminaire | Direct Wired | 0-10 VDC Controls | 71 | 4000 | 0.001 | 91 | 52 | 433 | 0.96 | Ambient | 50000 |  |  | 99999 | 0.01 | 13 | 4 | 0.01 | 0.01 | 0 | 0 | 0 | 0 | 0.09 | 0.02 | 0 | 0 | 0 | 0 | 0.85 | 0 | 0 | 0 | 0 | 0 | True |  | Non Federally-Regulated | 07/03/2018 |  | 08/10/2018
USAI Lighting | USAI Lighting | B3RWM-14X1-40KH-W2-GR-NCIC-UNV-D6A | Light Emitting Diode | Inseparable Luminaire | Direct Wired | 0-10 VDC Controls | 71 | 4000 | 0.001 | 91 | 52 | 433 | 0.96 | Ambient | 50000 |  |  | 99999 | 0.01 | 13 | 4 | 0.01 | 0.01 | 0 | 0 | 0 | 0 | 0.09 | 0.02 | 0 | 0 | 0 | 0 | 0.85 | 0 | 0 | 0 | 0 | 0 | True |  | Non Federally-Regulated | 07/03/2018 |  | 08/10/2018
USAI Lighting | USAI Lighting | B3RWM-14X1-40KH-W2-GR-NCIC-UNV-D6B | Light Emitting Diode | Inseparable Luminaire | Direct Wired | 0-10 VDC Controls | 71 | 4000 | 0.001 | 91 | 52 | 433 | 0.96 | Ambient | 50000 |  |  | 99999 | 0.01 | 13 | 4 | 0.01 | 0.01 | 0 | 0 | 0 | 0 | 0.09 | 0.02 | 0 | 0 | 0 | 0 | 0.85 | 0 | 0 | 0 | 0 | 0 | True |  | Non Federally-Regulated | 07/03/2018 |  | 08/10/2018
USAI Lighting | USAI Lighting | B3RWM-14X1-40KH-W2-GR-NCIC-UNV-D6E | Light Emitting Diode | Inseparable Luminaire | Direct Wired | 0-10 VDC Controls | 71 | 4000 | 0.001 | 91 | 52 | 433 | 0.96 | Ambient | 50000 |  |  | 99999 | 0.01 | 13 | 4 | 0.01 | 0.01 | 0 | 0 | 0 | 0 | 0.09 | 0.02 | 0 | 0 | 0 | 0 | 0.85 | 0 | 0 | 0 | 0 | 0 | True |  | Non Federally-Regulated | 07/03/2018 |  | 08/10/2018
USAI Lighting | USAI Lighting | B3RWM-14X1-40KH-W2-GR-NCIC-UNV-D6F | Light Emitting Diode | Inseparable Luminaire | Direct Wired | 0-10 VDC Controls | 71 | 4000 | 0.001 | 91 | 52 | 433 | 0.96 | Ambient | 50000 |  |  | 99999 | 0.01 | 13 | 4 | 0.01 | 0.01 | 0 | 0 | 0 | 0 | 0.09 | 0.02 | 0 | 0 | 0 | 0 | 0.85 | 0 | 0 | 0 | 0 | 0 | True |  | Non Federally-Regulated | 07/03/2018 |  | 08/10/2018
USAI Lighting | USAI Lighting | B3RWM-14X1-40KH-W2-WH-NCIC-UNV-D6A | Light Emitting Diode | Inseparable Luminaire | Direct Wired | 0-10 VDC Controls | 71 | 4000 | 0.001 | 91 | 52 | 433 | 0.96 | Ambient | 50000 |  |  | 99999 | 0.01 | 13 | 4 | 0.01 | 0.01 | 0 | 0 | 0 | 0 | 0.09 | 0.02 | 0 | 0 | 0 | 0 | 0.85 | 0 | 0 | 0 | 0 | 0 | True |  | Non Federally-Regulated | 07/03/2018 |  | 08/10/2018
USAI Lighting | USAI Lighting | B3RWM-14X1-40KH-W2-WH-NCIC-UNV-D6B | Light Emitting Diode | Inseparable Luminaire | Direct Wired | 0-10 VDC Controls | 71 | 4000 | 0.001 | 91 | 52 | 433 | 0.96 | Ambient | 50000 |  |  | 99999 | 0.01 | 13 | 4 | 0.01 | 0.01 | 0 | 0 | 0 | 0 | 0.09 | 0.02 | 0 | 0 | 0 | 0 | 0.85 | 0 | 0 | 0 | 0 | 0 | True |  | Non Federally-Regulated | 07/03/2018 |  | 08/10/2018
USAI Lighting | USAI Lighting | B3RWM-14X1-40KH-W2-WH-NCIC-UNV-D6E | Light Emitting Diode | Inseparable Luminaire | Direct Wired | 0-10 VDC Controls | 71 | 4000 | 0.001 | 91 | 52 | 433 | 0.96 | Ambient | 50000 |  |  | 99999 | 0.01 | 13 | 4 | 0.01 | 0.01 | 0 | 0 | 0 | 0 | 0.09 | 0.02 | 0 | 0 | 0 | 0 | 0.85 | 0 | 0 | 0 | 0 | 0 | True |  | Non Federally-Regulated | 07/03/2018 |  | 08/10/2018
USAI Lighting | USAI Lighting | B3RWM-14X1-40KH-W2-WH-NCIC-UNV-D6F | Light Emitting Diode | Inseparable Luminaire | Direct Wired | 0-10 VDC Controls | 71 | 4000 | 0.001 | 91 | 52 | 433 | 0.96 | Ambient | 50000 |  |  | 99999 | 0.01 | 13 | 4 | 0.01 | 0.01 | 0 | 0 | 0 | 0 | 0.09 | 0.02 | 0 | 0 | 0 | 0 | 0.85 | 0 | 0 | 0 | 0 | 0 | True |  | Non Federally-Regulated | 07/03/2018 |  | 08/10/2018
USAI Lighting | USAI Lighting | B3SWF-14X1-27KH-W2-BL-NCIC-UNV-D6A | Light Emitting Diode | Inseparable Luminaire | Direct Wired | 0-10 VDC Controls | 58 | 2700 | 0.001 | 91 | 52 | 433 | 0.96 | Ambient | 50000 |  |  | 99999 | 0.01 | 13 | 4 | 0.01 | 0.01 | 0 | 0 | 0 | 0 | 0.09 | 0.02 | 0 | 0 | 0 | 0 | 0.85 | 0 | 0 | 0 | 0 | 0 | True |  | Non Federally-Regulated | 07/03/2018 |  | 08/10/2018
USAI Lighting | USAI Lighting | B3SWF-14X1-27KH-W2-BL-NCIC-UNV-D6B | Light Emitting Diode | Inseparable Luminaire | Direct Wired | 0-10 VDC Controls | 58 | 2700 | 0.001 | 91 | 52 | 433 | 0.96 | Ambient | 50000 |  |  | 99999 | 0.01 | 13 | 4 | 0.01 | 0.01 | 0 | 0 | 0 | 0 | 0.09 | 0.02 | 0 | 0 | 0 | 0 | 0.85 | 0 | 0 | 0 | 0 | 0 | True |  | Non Federally-Regulated | 07/03/2018 |  | 08/10/2018
USAI Lighting | USAI Lighting | B3SWF-14X1-27KH-W2-BL-NCIC-UNV-D6E | Light Emitting Diode | Inseparable Luminaire | Direct Wired | 0-10 VDC Controls | 58 | 2700 | 0.001 | 91 | 52 | 433 | 0.96 | Ambient | 50000 |  |  | 99999 | 0.01 | 13 | 4 | 0.01 | 0.01 | 0 | 0 | 0 | 0 | 0.09 | 0.02 | 0 | 0 | 0 | 0 | 0.85 | 0 | 0 | 0 | 0 | 0 | True |  | Non Federally-Regulated | 07/03/2018 |  | 08/10/2018
USAI Lighting | USAI Lighting | B3SWF-14X1-27KH-W2-BL-NCIC-UNV-D6F | Light Emitting Diode | Inseparable Luminaire | Direct Wired | 0-10 VDC Controls | 58 | 2700 | 0.001 | 91 | 52 | 433 | 0.96 | Ambient | 50000 |  |  | 99999 | 0.01 | 13 | 4 | 0.01 | 0.01 | 0 | 0 | 0 | 0 | 0.09 | 0.02 | 0 | 0 | 0 | 0 | 0.85 | 0 | 0 | 0 | 0 | 0 | True |  | Non Federally-Regulated | 07/03/2018 |  | 08/10/2018
USAI Lighting | USAI Lighting | B3SWF-14X1-27KH-W2-BZ-NCIC-UNV-D6A | Light Emitting Diode | Inseparable Luminaire | Direct Wired | 0-10 VDC Controls | 58 | 2700 | 0.001 | 91 | 52 | 433 | 0.96 | Ambient | 50000 |  |  | 99999 | 0.01 | 13 | 4 | 0.01 | 0.01 | 0 | 0 | 0 | 0 | 0.09 | 0.02 | 0 | 0 | 0 | 0 | 0.85 | 0 | 0 | 0 | 0 | 0 | True |  | Non Federally-Regulated | 07/03/2018 |  | 08/10/2018
USAI Lighting | USAI Lighting | B3SWF-14X1-27KH-W2-BZ-NCIC-UNV-D6B | Light Emitting Diode | Inseparable Luminaire | Direct Wired | 0-10 VDC Controls | 58 | 2700 | 0.001 | 91 | 52 | 433 | 0.96 | Ambient | 50000 |  |  | 99999 | 0.01 | 13 | 4 | 0.01 | 0.01 | 0 | 0 | 0 | 0 | 0.09 | 0.02 | 0 | 0 | 0 | 0 | 0.85 | 0 | 0 | 0 | 0 | 0 | True |  | Non Federally-Regulated | 07/03/2018 |  | 08/10/2018
USAI Lighting | USAI Lighting | B3SWF-14X1-27KH-W2-BZ-NCIC-UNV-D6E | Light Emitting Diode | Inseparable Luminaire | Direct Wired | 0-10 VDC Controls | 58 | 2700 | 0.001 | 91 | 52 | 433 | 0.96 | Ambient | 50000 |  |  | 99999 | 0.01 | 13 | 4 | 0.01 | 0.01 | 0 | 0 | 0 | 0 | 0.09 | 0.02 | 0 | 0 | 0 | 0 | 0.85 | 0 | 0 | 0 | 0 | 0 | True |  | Non Federally-Regulated | 07/03/2018 |  | 08/10/2018
USAI Lighting | USAI Lighting | B3SWF-14X1-27KH-W2-BZ-NCIC-UNV-D6F | Light Emitting Diode | Inseparable Luminaire | Direct Wired | 0-10 VDC Controls | 58 | 2700 | 0.001 | 91 | 52 | 433 | 0.96 | Ambient | 50000 |  |  | 99999 | 0.01 | 13 | 4 | 0.01 | 0.01 | 0 | 0 | 0 | 0 | 0.09 | 0.02 | 0 | 0 | 0 | 0 | 0.85 | 0 | 0 | 0 | 0 | 0 | True |  | Non Federally-Regulated | 07/03/2018 |  | 08/10/2018
USAI Lighting | USAI Lighting | B3SWF-14X1-27KH-W2-GR-NCIC-UNV-D6A | Light Emitting Diode | Inseparable Luminaire | Direct Wired | 0-10 VDC Controls | 58 | 2700 | 0.001 | 91 | 52 | 433 | 0.96 | Ambient | 50000 |  |  | 99999 | 0.01 | 13 | 4 | 0.01 | 0.01 | 0 | 0 | 0 | 0 | 0.09 | 0.02 | 0 | 0 | 0 | 0 | 0.85 | 0 | 0 | 0 | 0 | 0 | True |  | Non Federally-Regulated | 07/03/2018 |  | 08/10/2018
USAI Lighting | USAI Lighting | B3SWF-14X1-27KH-W2-GR-NCIC-UNV-D6B | Light Emitting Diode | Inseparable Luminaire | Direct Wired | 0-10 VDC Controls | 58 | 2700 | 0.001 | 91 | 52 | 433 | 0.96 | Ambient | 50000 |  |  | 99999 | 0.01 | 13 | 4 | 0.01 | 0.01 | 0 | 0 | 0 | 0 | 0.09 | 0.02 | 0 | 0 | 0 | 0 | 0.85 | 0 | 0 | 0 | 0 | 0 | True |  | Non Federally-Regulated | 07/03/2018 |  | 08/10/2018
USAI Lighting | USAI Lighting | B3SWF-14X1-27KH-W2-GR-NCIC-UNV-D6E | Light Emitting Diode | Inseparable Luminaire | Direct Wired | 0-10 VDC Controls | 58 | 2700 | 0.001 | 91 | 52 | 433 | 0.96 | Ambient | 50000 |  |  | 99999 | 0.01 | 13 | 4 | 0.01 | 0.01 | 0 | 0 | 0 | 0 | 0.09 | 0.02 | 0 | 0 | 0 | 0 | 0.85 | 0 | 0 | 0 | 0 | 0 | True |  | Non Federally-Regulated | 07/03/2018 |  | 08/10/2018
USAI Lighting | USAI Lighting | B3SWF-14X1-27KH-W2-GR-NCIC-UNV-D6F | Light Emitting Diode | Inseparable Luminaire | Direct Wired | 0-10 VDC Controls | 58 | 2700 | 0.001 | 91 | 52 | 433 | 0.96 | Ambient | 50000 |  |  | 99999 | 0.01 | 13 | 4 | 0.01 | 0.01 | 0 | 0 | 0 | 0 | 0.09 | 0.02 | 0 | 0 | 0 | 0 | 0.85 | 0 | 0 | 0 | 0 | 0 | True |  | Non Federally-Regulated | 07/03/2018 |  | 08/10/2018
USAI Lighting | USAI Lighting | B3SWF-14X1-27KH-W2-WH-NCIC-UNV-D6A | Light Emitting Diode | Inseparable Luminaire | Direct Wired | 0-10 VDC Controls | 58 | 2700 | 0.001 | 91 | 52 | 433 | 0.96 | Ambient | 50000 |  |  | 99999 | 0.01 | 13 | 4 | 0.01 | 0.01 | 0 | 0 | 0 | 0 | 0.09 | 0.02 | 0 | 0 | 0 | 0 | 0.85 | 0 | 0 | 0 | 0 | 0 | True |  | Non Federally-Regulated | 07/03/2018 |  | 08/10/2018
USAI Lighting | USAI Lighting | B3SWF-14X1-27KH-W2-WH-NCIC-UNV-D6B | Light Emitting Diode | Inseparable Luminaire | Direct Wired | 0-10 VDC Controls | 58 | 2700 | 0.001 | 91 | 52 | 433 | 0.96 | Ambient | 50000 |  |  | 99999 | 0.01 | 13 | 4 | 0.01 | 0.01 | 0 | 0 | 0 | 0 | 0.09 | 0.02 | 0 | 0 | 0 | 0 | 0.85 | 0 | 0 | 0 | 0 | 0 | True |  | Non Federally-Regulated | 07/03/2018 |  | 08/10/2018
USAI Lighting | USAI Lighting | B3SWF-14X1-27KH-W2-WH-NCIC-UNV-D6E | Light Emitting Diode | Inseparable Luminaire | Direct Wired | 0-10 VDC Controls | 58 | 2700 | 0.001 | 91 | 52 | 433 | 0.96 | Ambient | 50000 |  |  | 99999 | 0.01 | 13 | 4 | 0.01 | 0.01 | 0 | 0 | 0 | 0 | 0.09 | 0.02 | 0 | 0 | 0 | 0 | 0.85 | 0 | 0 | 0 | 0 | 0 | True |  | Non Federally-Regulated | 07/03/2018 |  | 08/10/2018
USAI Lighting | USAI Lighting | B3SWF-14X1-27KH-W2-WH-NCIC-UNV-D6F | Light Emitting Diode | Inseparable Luminaire | Direct Wired | 0-10 VDC Controls | 58 | 2700 | 0.001 | 91 | 52 | 433 | 0.96 | Ambient | 50000 |  |  | 99999 | 0.01 | 13 | 4 | 0.01 | 0.01 | 0 | 0 | 0 | 0 | 0.09 | 0.02 | 0 | 0 | 0 | 0 | 0.85 | 0 | 0 | 0 | 0 | 0 | True |  | Non Federally-Regulated | 07/03/2018 |  | 08/10/2018
USAI Lighting | USAI Lighting | B3SWF-14X1-30KH-W2-BL-NCIC-UNV-D6A | Light Emitting Diode | Inseparable Luminaire | Direct Wired | 0-10 VDC Controls | 58 | 3000 | 0.001 | 91 | 52 | 433 | 0.96 | Ambient | 50000 |  |  | 99999 | 0.01 | 13 | 4 | 0.01 | 0.01 | 0 | 0 | 0 | 0 | 0.09 | 0.02 | 0 | 0 | 0 | 0 | 0.85 | 0 | 0 | 0 | 0 | 0 | True |  | Non Federally-Regulated | 07/03/2018 |  | 08/10/2018
USAI Lighting | USAI Lighting | B3SWF-14X1-30KH-W2-BL-NCIC-UNV-D6B | Light Emitting Diode | Inseparable Luminaire | Direct Wired | 0-10 VDC Controls | 58 | 3000 | 0.001 | 91 | 52 | 433 | 0.96 | Ambient | 50000 |  |  | 99999 | 0.01 | 13 | 4 | 0.01 | 0.01 | 0 | 0 | 0 | 0 | 0.09 | 0.02 | 0 | 0 | 0 | 0 | 0.85 | 0 | 0 | 0 | 0 | 0 | True |  | Non Federally-Regulated | 07/03/2018 |  | 08/10/2018
USAI Lighting | USAI Lighting | B3SWF-14X1-30KH-W2-BL-NCIC-UNV-D6E | Light Emitting Diode | Inseparable Luminaire | Direct Wired | 0-10 VDC Controls | 58 | 3000 | 0.001 | 91 | 52 | 433 | 0.96 | Ambient | 50000 |  |  | 99999 | 0.01 | 13 | 4 | 0.01 | 0.01 | 0 | 0 | 0 | 0 | 0.09 | 0.02 | 0 | 0 | 0 | 0 | 0.85 | 0 | 0 | 0 | 0 | 0 | True |  | Non Federally-Regulated | 07/03/2018 |  | 08/10/2018
USAI Lighting | USAI Lighting | B3SWF-14X1-30KH-W2-BL-NCIC-UNV-D6F | Light Emitting Diode | Inseparable Luminaire | Direct Wired | 0-10 VDC Controls | 58 | 3000 | 0.001 | 91 | 52 | 433 | 0.96 | Ambient | 50000 |  |  | 99999 | 0.01 | 13 | 4 | 0.01 | 0.01 | 0 | 0 | 0 | 0 | 0.09 | 0.02 | 0 | 0 | 0 | 0 | 0.85 | 0 | 0 | 0 | 0 | 0 | True |  | Non Federally-Regulated | 07/03/2018 |  | 08/10/2018
USAI Lighting | USAI Lighting | B3SWF-14X1-30KH-W2-BZ-NCIC-UNV-D6A | Light Emitting Diode | Inseparable Luminaire | Direct Wired | 0-10 VDC Controls | 58 | 3000 | 0.001 | 91 | 52 | 433 | 0.96 | Ambient | 50000 |  |  | 99999 | 0.01 | 13 | 4 | 0.01 | 0.01 | 0 | 0 | 0 | 0 | 0.09 | 0.02 | 0 | 0 | 0 | 0 | 0.85 | 0 | 0 | 0 | 0 | 0 | True |  | Non Federally-Regulated | 07/03/2018 |  | 08/10/2018
USAI Lighting | USAI Lighting | B3SWF-14X1-30KH-W2-BZ-NCIC-UNV-D6B | Light Emitting Diode | Inseparable Luminaire | Direct Wired | 0-10 VDC Controls | 58 | 3000 | 0.001 | 91 | 52 | 433 | 0.96 | Ambient | 50000 |  |  | 99999 | 0.01 | 13 | 4 | 0.01 | 0.01 | 0 | 0 | 0 | 0 | 0.09 | 0.02 | 0 | 0 | 0 | 0 | 0.85 | 0 | 0 | 0 | 0 | 0 | True |  | Non Federally-Regulated | 07/03/2018 |  | 08/10/2018
USAI Lighting | USAI Lighting | B3SWF-14X1-30KH-W2-BZ-NCIC-UNV-D6E | Light Emitting Diode | Inseparable Luminaire | Direct Wired | 0-10 VDC Controls | 58 | 3000 | 0.001 | 91 | 52 | 433 | 0.96 | Ambient | 50000 |  |  | 99999 | 0.01 | 13 | 4 | 0.01 | 0.01 | 0 | 0 | 0 | 0 | 0.09 | 0.02 | 0 | 0 | 0 | 0 | 0.85 | 0 | 0 | 0 | 0 | 0 | True |  | Non Federally-Regulated | 07/03/2018 |  | 08/10/2018
USAI Lighting | USAI Lighting | B3SWF-14X1-30KH-W2-BZ-NCIC-UNV-D6F | Light Emitting Diode | Inseparable Luminaire | Direct Wired | 0-10 VDC Controls | 58 | 3000 | 0.001 | 91 | 52 | 433 | 0.96 | Ambient | 50000 |  |  | 99999 | 0.01 | 13 | 4 | 0.01 | 0.01 | 0 | 0 | 0 | 0 | 0.09 | 0.02 | 0 | 0 | 0 | 0 | 0.85 | 0 | 0 | 0 | 0 | 0 | True |  | Non Federally-Regulated | 07/03/2018 |  | 08/10/2018
USAI Lighting | USAI Lighting | B3SWF-14X1-30KH-W2-GR-NCIC-UNV-D6A | Light Emitting Diode | Inseparable Luminaire | Direct Wired | 0-10 VDC Controls | 58 | 3000 | 0.001 | 91 | 52 | 433 | 0.96 | Ambient | 50000 |  |  | 99999 | 0.01 | 13 | 4 | 0.01 | 0.01 | 0 | 0 | 0 | 0 | 0.09 | 0.02 | 0 | 0 | 0 | 0 | 0.85 | 0 | 0 | 0 | 0 | 0 | True |  | Non Federally-Regulated | 07/03/2018 |  | 08/10/2018
USAI Lighting | USAI Lighting | B3SWF-14X1-30KH-W2-GR-NCIC-UNV-D6B | Light Emitting Diode | Inseparable Luminaire | Direct Wired | 0-10 VDC Controls | 58 | 3000 | 0.001 | 91 | 52 | 433 | 0.96 | Ambient | 50000 |  |  | 99999 | 0.01 | 13 | 4 | 0.01 | 0.01 | 0 | 0 | 0 | 0 | 0.09 | 0.02 | 0 | 0 | 0 | 0 | 0.85 | 0 | 0 | 0 | 0 | 0 | True |  | Non Federally-Regulated | 07/03/2018 |  | 08/10/2018
USAI Lighting | USAI Lighting | B3SWF-14X1-30KH-W2-GR-NCIC-UNV-D6E | Light Emitting Diode | Inseparable Luminaire | Direct Wired | 0-10 VDC Controls | 58 | 3000 | 0.001 | 91 | 52 | 433 | 0.96 | Ambient | 50000 |  |  | 99999 | 0.01 | 13 | 4 | 0.01 | 0.01 | 0 | 0 | 0 | 0 | 0.09 | 0.02 | 0 | 0 | 0 | 0 | 0.85 | 0 | 0 | 0 | 0 | 0 | True |  | Non Federally-Regulated | 07/03/2018 |  | 08/10/2018
USAI Lighting | USAI Lighting | B3SWF-14X1-30KH-W2-GR-NCIC-UNV-D6F | Light Emitting Diode | Inseparable Luminaire | Direct Wired | 0-10 VDC Controls | 58 | 3000 | 0.001 | 91 | 52 | 433 | 0.96 | Ambient | 50000 |  |  | 99999 | 0.01 | 13 | 4 | 0.01 | 0.01 | 0 | 0 | 0 | 0 | 0.09 | 0.02 | 0 | 0 | 0 | 0 | 0.85 | 0 | 0 | 0 | 0 | 0 | True |  | Non Federally-Regulated | 07/03/2018 |  | 08/10/2018
USAI Lighting | USAI Lighting | B3SWF-14X1-30KH-W2-WH-NCIC-UNV-D6A | Light Emitting Diode | Inseparable Luminaire | Direct Wired | 0-10 VDC Controls | 58 | 3000 | 0.001 | 91 | 52 | 433 | 0.96 | Ambient | 50000 |  |  | 99999 | 0.01 | 13 | 4 | 0.01 | 0.01 | 0 | 0 | 0 | 0 | 0.09 | 0.02 | 0 | 0 | 0 | 0 | 0.85 | 0 | 0 | 0 | 0 | 0 | True |  | Non Federally-Regulated | 07/03/2018 |  | 08/10/2018
USAI Lighting | USAI Lighting | B3SWF-14X1-30KH-W2-WH-NCIC-UNV-D6B | Light Emitting Diode | Inseparable Luminaire | Direct Wired | 0-10 VDC Controls | 58 | 3000 | 0.001 | 91 | 52 | 433 | 0.96 | Ambient | 50000 |  |  | 99999 | 0.01 | 13 | 4 | 0.01 | 0.01 | 0 | 0 | 0 | 0 | 0.09 | 0.02 | 0 | 0 | 0 | 0 | 0.85 | 0 | 0 | 0 | 0 | 0 | True |  | Non Federally-Regulated | 07/03/2018 |  | 08/10/2018
USAI Lighting | USAI Lighting | B3SWF-14X1-30KH-W2-WH-NCIC-UNV-D6E | Light Emitting Diode | Inseparable Luminaire | Direct Wired | 0-10 VDC Controls | 58 | 3000 | 0.001 | 91 | 52 | 433 | 0.96 | Ambient | 50000 |  |  | 99999 | 0.01 | 13 | 4 | 0.01 | 0.01 | 0 | 0 | 0 | 0 | 0.09 | 0.02 | 0 | 0 | 0 | 0 | 0.85 | 0 | 0 | 0 | 0 | 0 | True |  | Non Federally-Regulated | 07/03/2018 |  | 08/10/2018
USAI Lighting | USAI Lighting | B3SWF-14X1-30KH-W2-WH-NCIC-UNV-D6F | Light Emitting Diode | Inseparable Luminaire | Direct Wired | 0-10 VDC Controls | 58 | 3000 | 0.001 | 91 | 52 | 433 | 0.96 | Ambient | 50000 |  |  | 99999 | 0.01 | 13 | 4 | 0.01 | 0.01 | 0 | 0 | 0 | 0 | 0.09 | 0.02 | 0 | 0 | 0 | 0 | 0.85 | 0 | 0 | 0 | 0 | 0 | True |  | Non Federally-Regulated | 07/03/2018 |  | 08/10/2018
USAI Lighting | USAI Lighting | B3SWF-14X1-35KH-W2-BL-NCIC-UNV-D6A | Light Emitting Diode | Inseparable Luminaire | Direct Wired | 0-10 VDC Controls | 62 | 3500 | 0.001 | 91 | 52 | 433 | 0.96 | Ambient | 50000 |  |  | 99999 | 0.01 | 13 | 4 | 0.01 | 0.01 | 0 | 0 | 0 | 0 | 0.09 | 0.02 | 0 | 0 | 0 | 0 | 0.85 | 0 | 0 | 0 | 0 | 0 | True |  | Non Federally-Regulated | 07/03/2018 |  | 08/10/2018
USAI Lighting | USAI Lighting | B3SWF-14X1-35KH-W2-BL-NCIC-UNV-D6B | Light Emitting Diode | Inseparable Luminaire | Direct Wired | 0-10 VDC Controls | 62 | 3500 | 0.001 | 91 | 52 | 433 | 0.96 | Ambient | 50000 |  |  | 99999 | 0.01 | 13 | 4 | 0.01 | 0.01 | 0 | 0 | 0 | 0 | 0.09 | 0.02 | 0 | 0 | 0 | 0 | 0.85 | 0 | 0 | 0 | 0 | 0 | True |  | Non Federally-Regulated | 07/03/2018 |  | 08/10/2018
USAI Lighting | USAI Lighting | B3SWF-14X1-35KH-W2-BL-NCIC-UNV-D6E | Light Emitting Diode | Inseparable Luminaire | Direct Wired | 0-10 VDC Controls | 62 | 3500 | 0.001 | 91 | 52 | 433 | 0.96 | Ambient | 50000 |  |  | 99999 | 0.01 | 13 | 4 | 0.01 | 0.01 | 0 | 0 | 0 | 0 | 0.09 | 0.02 | 0 | 0 | 0 | 0 | 0.85 | 0 | 0 | 0 | 0 | 0 | True |  | Non Federally-Regulated | 07/03/2018 |  | 08/10/2018
USAI Lighting | USAI Lighting | B3SWF-14X1-35KH-W2-BL-NCIC-UNV-D6F | Light Emitting Diode | Inseparable Luminaire | Direct Wired | 0-10 VDC Controls | 62 | 3500 | 0.001 | 91 | 52 | 433 | 0.96 | Ambient | 50000 |  |  | 99999 | 0.01 | 13 | 4 | 0.01 | 0.01 | 0 | 0 | 0 | 0 | 0.09 | 0.02 | 0 | 0 | 0 | 0 | 0.85 | 0 | 0 | 0 | 0 | 0 | True |  | Non Federally-Regulated | 07/03/2018 |  | 08/10/2018
USAI Lighting | USAI Lighting | B3SWF-14X1-35KH-W2-BZ-NCIC-UNV-D6A | Light Emitting Diode | Inseparable Luminaire | Direct Wired | 0-10 VDC Controls | 62 | 3500 | 0.001 | 91 | 52 | 433 | 0.96 | Ambient | 50000 |  |  | 99999 | 0.01 | 13 | 4 | 0.01 | 0.01 | 0 | 0 | 0 | 0 | 0.09 | 0.02 | 0 | 0 | 0 | 0 | 0.85 | 0 | 0 | 0 | 0 | 0 | True |  | Non Federally-Regulated | 07/03/2018 |  | 08/10/2018
USAI Lighting | USAI Lighting | B3SWF-14X1-35KH-W2-BZ-NCIC-UNV-D6B | Light Emitting Diode | Inseparable Luminaire | Direct Wired | 0-10 VDC Controls | 62 | 3500 | 0.001 | 91 | 52 | 433 | 0.96 | Ambient | 50000 |  |  | 99999 | 0.01 | 13 | 4 | 0.01 | 0.01 | 0 | 0 | 0 | 0 | 0.09 | 0.02 | 0 | 0 | 0 | 0 | 0.85 | 0 | 0 | 0 | 0 | 0 | True |  | Non Federally-Regulated | 07/03/2018 |  | 08/10/2018
USAI Lighting | USAI Lighting | B3SWF-14X1-35KH-W2-BZ-NCIC-UNV-D6E | Light Emitting Diode | Inseparable Luminaire | Direct Wired | 0-10 VDC Controls | 62 | 3500 | 0.001 | 91 | 52 | 433 | 0.96 | Ambient | 50000 |  |  | 99999 | 0.01 | 13 | 4 | 0.01 | 0.01 | 0 | 0 | 0 | 0 | 0.09 | 0.02 | 0 | 0 | 0 | 0 | 0.85 | 0 | 0 | 0 | 0 | 0 | True |  | Non Federally-Regulated | 07/03/2018 |  | 08/10/2018
USAI Lighting | USAI Lighting | B3SWF-14X1-35KH-W2-BZ-NCIC-UNV-D6F | Light Emitting Diode | Inseparable Luminaire | Direct Wired | 0-10 VDC Controls | 62 | 3500 | 0.001 | 91 | 52 | 433 | 0.96 | Ambient | 50000 |  |  | 99999 | 0.01 | 13 | 4 | 0.01 | 0.01 | 0 | 0 | 0 | 0 | 0.09 | 0.02 | 0 | 0 | 0 | 0 | 0.85 | 0 | 0 | 0 | 0 | 0 | True |  | Non Federally-Regulated | 07/03/2018 |  | 08/10/2018
USAI Lighting | USAI Lighting | B3SWF-14X1-35KH-W2-GR-NCIC-UNV-D6A | Light Emitting Diode | Inseparable Luminaire | Direct Wired | 0-10 VDC Controls | 62 | 3500 | 0.001 | 91 | 52 | 433 | 0.96 | Ambient | 50000 |  |  | 99999 | 0.01 | 13 | 4 | 0.01 | 0.01 | 0 | 0 | 0 | 0 | 0.09 | 0.02 | 0 | 0 | 0 | 0 | 0.85 | 0 | 0 | 0 | 0 | 0 | True |  | Non Federally-Regulated | 07/03/2018 |  | 08/10/2018
USAI Lighting | USAI Lighting | B3SWF-14X1-35KH-W2-GR-NCIC-UNV-D6B | Light Emitting Diode | Inseparable Luminaire | Direct Wired | 0-10 VDC Controls | 62 | 3500 | 0.001 | 91 | 52 | 433 | 0.96 | Ambient | 50000 |  |  | 99999 | 0.01 | 13 | 4 | 0.01 | 0.01 | 0 | 0 | 0 | 0 | 0.09 | 0.02 | 0 | 0 | 0 | 0 | 0.85 | 0 | 0 | 0 | 0 | 0 | True |  | Non Federally-Regulated | 07/03/2018 |  | 08/10/2018
USAI Lighting | USAI Lighting | B3SWF-14X1-35KH-W2-GR-NCIC-UNV-D6E | Light Emitting Diode | Inseparable Luminaire | Direct Wired | 0-10 VDC Controls | 62 | 3500 | 0.001 | 91 | 52 | 433 | 0.96 | Ambient | 50000 |  |  | 99999 | 0.01 | 13 | 4 | 0.01 | 0.01 | 0 | 0 | 0 | 0 | 0.09 | 0.02 | 0 | 0 | 0 | 0 | 0.85 | 0 | 0 | 0 | 0 | 0 | True |  | Non Federally-Regulated | 07/03/2018 |  | 08/10/2018
USAI Lighting | USAI Lighting | B3SWF-14X1-35KH-W2-GR-NCIC-UNV-D6F | Light Emitting Diode | Inseparable Luminaire | Direct Wired | 0-10 VDC Controls | 62 | 3500 | 0.001 | 91 | 52 | 433 | 0.96 | Ambient | 50000 |  |  | 99999 | 0.01 | 13 | 4 | 0.01 | 0.01 | 0 | 0 | 0 | 0 | 0.09 | 0.02 | 0 | 0 | 0 | 0 | 0.85 | 0 | 0 | 0 | 0 | 0 | True |  | Non Federally-Regulated | 07/03/2018 |  | 08/10/2018
USAI Lighting | USAI Lighting | B3SWF-14X1-35KH-W2-WH-NCIC-UNV-D6A | Light Emitting Diode | Inseparable Luminaire | Direct Wired | 0-10 VDC Controls | 62 | 3500 | 0.001 | 91 | 52 | 433 | 0.96 | Ambient | 50000 |  |  | 99999 | 0.01 | 13 | 4 | 0.01 | 0.01 | 0 | 0 | 0 | 0 | 0.09 | 0.02 | 0 | 0 | 0 | 0 | 0.85 | 0 | 0 | 0 | 0 | 0 | True |  | Non Federally-Regulated | 07/03/2018 |  | 08/10/2018
USAI Lighting | USAI Lighting | B3SWF-14X1-35KH-W2-WH-NCIC-UNV-D6B | Light Emitting Diode | Inseparable Luminaire | Direct Wired | 0-10 VDC Controls | 62 | 3500 | 0.001 | 91 | 52 | 433 | 0.96 | Ambient | 50000 |  |  | 99999 | 0.01 | 13 | 4 | 0.01 | 0.01 | 0 | 0 | 0 | 0 | 0.09 | 0.02 | 0 | 0 | 0 | 0 | 0.85 | 0 | 0 | 0 | 0 | 0 | True |  | Non Federally-Regulated | 07/03/2018 |  | 08/10/2018
USAI Lighting | USAI Lighting | B3SWF-14X1-35KH-W2-WH-NCIC-UNV-D6E | Light Emitting Diode | Inseparable Luminaire | Direct Wired | 0-10 VDC Controls | 62 | 3500 | 0.001 | 91 | 52 | 433 | 0.96 | Ambient | 50000 |  |  | 99999 | 0.01 | 13 | 4 | 0.01 | 0.01 | 0 | 0 | 0 | 0 | 0.09 | 0.02 | 0 | 0 | 0 | 0 | 0.85 | 0 | 0 | 0 | 0 | 0 | True |  | Non Federally-Regulated | 07/03/2018 |  | 08/10/2018
USAI Lighting | USAI Lighting | B3SWF-14X1-35KH-W2-WH-NCIC-UNV-D6F | Light Emitting Diode | Inseparable Luminaire | Direct Wired | 0-10 VDC Controls | 62 | 3500 | 0.001 | 91 | 52 | 433 | 0.96 | Ambient | 50000 |  |  | 99999 | 0.01 | 13 | 4 | 0.01 | 0.01 | 0 | 0 | 0 | 0 | 0.09 | 0.02 | 0 | 0 | 0 | 0 | 0.85 | 0 | 0 | 0 | 0 | 0 | True |  | Non Federally-Regulated | 07/03/2018 |  | 08/10/2018
USAI Lighting | USAI Lighting | B3SWF-14X1-40KH-W2-BL-NCIC-UNV-D6A | Light Emitting Diode | Inseparable Luminaire | Direct Wired | 0-10 VDC Controls | 71 | 4000 | 0.001 | 91 | 52 | 433 | 0.96 | Ambient | 50000 |  |  | 99999 | 0.01 | 13 | 4 | 0.01 | 0.01 | 0 | 0 | 0 | 0 | 0.09 | 0.02 | 0 | 0 | 0 | 0 | 0.85 | 0 | 0 | 0 | 0 | 0 | True |  | Non Federally-Regulated | 07/03/2018 |  | 08/10/2018
USAI Lighting | USAI Lighting | B3SWF-14X1-40KH-W2-BL-NCIC-UNV-D6B | Light Emitting Diode | Inseparable Luminaire | Direct Wired | 0-10 VDC Controls | 71 | 4000 | 0.001 | 91 | 52 | 433 | 0.96 | Ambient | 50000 |  |  | 99999 | 0.01 | 13 | 4 | 0.01 | 0.01 | 0 | 0 | 0 | 0 | 0.09 | 0.02 | 0 | 0 | 0 | 0 | 0.85 | 0 | 0 | 0 | 0 | 0 | True |  | Non Federally-Regulated | 07/03/2018 |  | 08/10/2018
USAI Lighting | USAI Lighting | B3SWF-14X1-40KH-W2-BL-NCIC-UNV-D6E | Light Emitting Diode | Inseparable Luminaire | Direct Wired | 0-10 VDC Controls | 71 | 4000 | 0.001 | 91 | 52 | 433 | 0.96 | Ambient | 50000 |  |  | 99999 | 0.01 | 13 | 4 | 0.01 | 0.01 | 0 | 0 | 0 | 0 | 0.09 | 0.02 | 0 | 0 | 0 | 0 | 0.85 | 0 | 0 | 0 | 0 | 0 | True |  | Non Federally-Regulated | 07/03/2018 |  | 08/10/2018
USAI Lighting | USAI Lighting | B3SWF-14X1-40KH-W2-BL-NCIC-UNV-D6F | Light Emitting Diode | Inseparable Luminaire | Direct Wired | 0-10 VDC Controls | 71 | 4000 | 0.001 | 91 | 52 | 433 | 0.96 | Ambient | 50000 |  |  | 99999 | 0.01 | 13 | 4 | 0.01 | 0.01 | 0 | 0 | 0 | 0 | 0.09 | 0.02 | 0 | 0 | 0 | 0 | 0.85 | 0 | 0 | 0 | 0 | 0 | True |  | Non Federally-Regulated | 07/03/2018 |  | 08/10/2018
USAI Lighting | USAI Lighting | B3SWF-14X1-40KH-W2-BZ-NCIC-UNV-D6A | Light Emitting Diode | Inseparable Luminaire | Direct Wired | 0-10 VDC Controls | 71 | 4000 | 0.001 | 91 | 52 | 433 | 0.96 | Ambient | 50000 |  |  | 99999 | 0.01 | 13 | 4 | 0.01 | 0.01 | 0 | 0 | 0 | 0 | 0.09 | 0.02 | 0 | 0 | 0 | 0 | 0.85 | 0 | 0 | 0 | 0 | 0 | True |  | Non Federally-Regulated | 07/03/2018 |  | 08/10/2018
USAI Lighting | USAI Lighting | B3SWF-14X1-40KH-W2-BZ-NCIC-UNV-D6B | Light Emitting Diode | Inseparable Luminaire | Direct Wired | 0-10 VDC Controls | 71 | 4000 | 0.001 | 91 | 52 | 433 | 0.96 | Ambient | 50000 |  |  | 99999 | 0.01 | 13 | 4 | 0.01 | 0.01 | 0 | 0 | 0 | 0 | 0.09 | 0.02 | 0 | 0 | 0 | 0 | 0.85 | 0 | 0 | 0 | 0 | 0 | True |  | Non Federally-Regulated | 07/03/2018 |  | 08/10/2018
USAI Lighting | USAI Lighting | B3SWF-14X1-40KH-W2-BZ-NCIC-UNV-D6E | Light Emitting Diode | Inseparable Luminaire | Direct Wired | 0-10 VDC Controls | 71 | 4000 | 0.001 | 91 | 52 | 433 | 0.96 | Ambient | 50000 |  |  | 99999 | 0.01 | 13 | 4 | 0.01 | 0.01 | 0 | 0 | 0 | 0 | 0.09 | 0.02 | 0 | 0 | 0 | 0 | 0.85 | 0 | 0 | 0 | 0 | 0 | True |  | Non Federally-Regulated | 07/03/2018 |  | 08/10/2018
USAI Lighting | USAI Lighting | B3SWF-14X1-40KH-W2-BZ-NCIC-UNV-D6F | Light Emitting Diode | Inseparable Luminaire | Direct Wired | 0-10 VDC Controls | 71 | 4000 | 0.001 | 91 | 52 | 433 | 0.96 | Ambient | 50000 |  |  | 99999 | 0.01 | 13 | 4 | 0.01 | 0.01 | 0 | 0 | 0 | 0 | 0.09 | 0.02 | 0 | 0 | 0 | 0 | 0.85 | 0 | 0 | 0 | 0 | 0 | True |  | Non Federally-Regulated | 07/03/2018 |  | 08/10/2018
USAI Lighting | USAI Lighting | B3SWF-14X1-40KH-W2-GR-NCIC-UNV-D6A | Light Emitting Diode | Inseparable Luminaire | Direct Wired | 0-10 VDC Controls | 71 | 4000 | 0.001 | 91 | 52 | 433 | 0.96 | Ambient | 50000 |  |  | 99999 | 0.01 | 13 | 4 | 0.01 | 0.01 | 0 | 0 | 0 | 0 | 0.09 | 0.02 | 0 | 0 | 0 | 0 | 0.85 | 0 | 0 | 0 | 0 | 0 | True |  | Non Federally-Regulated | 07/03/2018 |  | 08/10/2018
USAI Lighting | USAI Lighting | B3SWF-14X1-40KH-W2-GR-NCIC-UNV-D6B | Light Emitting Diode | Inseparable Luminaire | Direct Wired | 0-10 VDC Controls | 71 | 4000 | 0.001 | 91 | 52 | 433 | 0.96 | Ambient | 50000 |  |  | 99999 | 0.01 | 13 | 4 | 0.01 | 0.01 | 0 | 0 | 0 | 0 | 0.09 | 0.02 | 0 | 0 | 0 | 0 | 0.85 | 0 | 0 | 0 | 0 | 0 | True |  | Non Federally-Regulated | 07/03/2018 |  | 08/10/2018
USAI Lighting | USAI Lighting | B3SWF-14X1-40KH-W2-GR-NCIC-UNV-D6E | Light Emitting Diode | Inseparable Luminaire | Direct Wired | 0-10 VDC Controls | 71 | 4000 | 0.001 | 91 | 52 | 433 | 0.96 | Ambient | 50000 |  |  | 99999 | 0.01 | 13 | 4 | 0.01 | 0.01 | 0 | 0 | 0 | 0 | 0.09 | 0.02 | 0 | 0 | 0 | 0 | 0.85 | 0 | 0 | 0 | 0 | 0 | True |  | Non Federally-Regulated | 07/03/2018 |  | 08/10/2018
USAI Lighting | USAI Lighting | B3SWF-14X1-40KH-W2-GR-NCIC-UNV-D6F | Light Emitting Diode | Inseparable Luminaire | Direct Wired | 0-10 VDC Controls | 71 | 4000 | 0.001 | 91 | 52 | 433 | 0.96 | Ambient | 50000 |  |  | 99999 | 0.01 | 13 | 4 | 0.01 | 0.01 | 0 | 0 | 0 | 0 | 0.09 | 0.02 | 0 | 0 | 0 | 0 | 0.85 | 0 | 0 | 0 | 0 | 0 | True |  | Non Federally-Regulated | 07/03/2018 |  | 08/10/2018
USAI Lighting | USAI Lighting | B3SWF-14X1-40KH-W2-WH-NCIC-UNV-D6A | Light Emitting Diode | Inseparable Luminaire | Direct Wired | 0-10 VDC Controls | 71 | 4000 | 0.001 | 91 | 52 | 433 | 0.96 | Ambient | 50000 |  |  | 99999 | 0.01 | 13 | 4 | 0.01 | 0.01 | 0 | 0 | 0 | 0 | 0.09 | 0.02 | 0 | 0 | 0 | 0 | 0.85 | 0 | 0 | 0 | 0 | 0 | True |  | Non Federally-Regulated | 07/03/2018 |  | 08/10/2018
USAI Lighting | USAI Lighting | B3SWF-14X1-40KH-W2-WH-NCIC-UNV-D6B | Light Emitting Diode | Inseparable Luminaire | Direct Wired | 0-10 VDC Controls | 71 | 4000 | 0.001 | 91 | 52 | 433 | 0.96 | Ambient | 50000 |  |  | 99999 | 0.01 | 13 | 4 | 0.01 | 0.01 | 0 | 0 | 0 | 0 | 0.09 | 0.02 | 0 | 0 | 0 | 0 | 0.85 | 0 | 0 | 0 | 0 | 0 | True |  | Non Federally-Regulated | 07/03/2018 |  | 08/10/2018
USAI Lighting | USAI Lighting | B3SWF-14X1-40KH-W2-WH-NCIC-UNV-D6E | Light Emitting Diode | Inseparable Luminaire | Direct Wired | 0-10 VDC Controls | 71 | 4000 | 0.001 | 91 | 52 | 433 | 0.96 | Ambient | 50000 |  |  | 99999 | 0.01 | 13 | 4 | 0.01 | 0.01 | 0 | 0 | 0 | 0 | 0.09 | 0.02 | 0 | 0 | 0 | 0 | 0.85 | 0 | 0 | 0 | 0 | 0 | True |  | Non Federally-Regulated | 07/03/2018 |  | 08/10/2018
USAI Lighting | USAI Lighting | B3SWF-14X1-40KH-W2-WH-NCIC-UNV-D6F | Light Emitting Diode | Inseparable Luminaire | Direct Wired | 0-10 VDC Controls | 71 | 4000 | 0.001 | 91 | 52 | 433 | 0.96 | Ambient | 50000 |  |  | 99999 | 0.01 | 13 | 4 | 0.01 | 0.01 | 0 | 0 | 0 | 0 | 0.09 | 0.02 | 0 | 0 | 0 | 0 | 0.85 | 0 | 0 | 0 | 0 | 0 | True |  | Non Federally-Regulated | 07/03/2018 |  | 08/10/2018
USAI Lighting | USAI Lighting | B3SWL-14X1-27KH-W2-BL-NCIC-UNV-D6A | Light Emitting Diode | Inseparable Luminaire | Direct Wired | 0-10 VDC Controls | 58 | 2700 | 0.001 | 91 | 52 | 433 | 0.96 | Ambient | 50000 |  |  | 99999 | 0.01 | 13 | 4 | 0.01 | 0.01 | 0 | 0 | 0 | 0 | 0.09 | 0.02 | 0 | 0 | 0 | 0 | 0.85 | 0 | 0 | 0 | 0 | 0 | True |  | Non Federally-Regulated | 07/03/2018 |  | 08/10/2018
USAI Lighting | USAI Lighting | B3SWL-14X1-27KH-W2-BL-NCIC-UNV-D6B | Light Emitting Diode | Inseparable Luminaire | Direct Wired | 0-10 VDC Controls | 58 | 2700 | 0.001 | 91 | 52 | 433 | 0.96 | Ambient | 50000 |  |  | 99999 | 0.01 | 13 | 4 | 0.01 | 0.01 | 0 | 0 | 0 | 0 | 0.09 | 0.02 | 0 | 0 | 0 | 0 | 0.85 | 0 | 0 | 0 | 0 | 0 | True |  | Non Federally-Regulated | 07/03/2018 |  | 08/10/2018
USAI Lighting | USAI Lighting | B3SWL-14X1-27KH-W2-BL-NCIC-UNV-D6E | Light Emitting Diode | Inseparable Luminaire | Direct Wired | 0-10 VDC Controls | 58 | 2700 | 0.001 | 91 | 52 | 433 | 0.96 | Ambient | 50000 |  |  | 99999 | 0.01 | 13 | 4 | 0.01 | 0.01 | 0 | 0 | 0 | 0 | 0.09 | 0.02 | 0 | 0 | 0 | 0 | 0.85 | 0 | 0 | 0 | 0 | 0 | True |  | Non Federally-Regulated | 07/03/2018 |  | 08/10/2018
USAI Lighting | USAI Lighting | B3SWL-14X1-27KH-W2-BL-NCIC-UNV-D6F | Light Emitting Diode | Inseparable Luminaire | Direct Wired | 0-10 VDC Controls | 58 | 2700 | 0.001 | 91 | 52 | 433 | 0.96 | Ambient | 50000 |  |  | 99999 | 0.01 | 13 | 4 | 0.01 | 0.01 | 0 | 0 | 0 | 0 | 0.09 | 0.02 | 0 | 0 | 0 | 0 | 0.85 | 0 | 0 | 0 | 0 | 0 | True |  | Non Federally-Regulated | 07/03/2018 |  | 08/10/2018
USAI Lighting | USAI Lighting | B3SWL-14X1-27KH-W2-BZ-NCIC-UNV-D6A | Light Emitting Diode | Inseparable Luminaire | Direct Wired | 0-10 VDC Controls | 58 | 2700 | 0.001 | 91 | 52 | 433 | 0.96 | Ambient | 50000 |  |  | 99999 | 0.01 | 13 | 4 | 0.01 | 0.01 | 0 | 0 | 0 | 0 | 0.09 | 0.02 | 0 | 0 | 0 | 0 | 0.85 | 0 | 0 | 0 | 0 | 0 | True |  | Non Federally-Regulated | 07/03/2018 |  | 08/10/2018
USAI Lighting | USAI Lighting | B3SWL-14X1-27KH-W2-BZ-NCIC-UNV-D6B | Light Emitting Diode | Inseparable Luminaire | Direct Wired | 0-10 VDC Controls | 58 | 2700 | 0.001 | 91 | 52 | 433 | 0.96 | Ambient | 50000 |  |  | 99999 | 0.01 | 13 | 4 | 0.01 | 0.01 | 0 | 0 | 0 | 0 | 0.09 | 0.02 | 0 | 0 | 0 | 0 | 0.85 | 0 | 0 | 0 | 0 | 0 | True |  | Non Federally-Regulated | 07/03/2018 |  | 08/10/2018
USAI Lighting | USAI Lighting | B3SWL-14X1-27KH-W2-BZ-NCIC-UNV-D6E | Light Emitting Diode | Inseparable Luminaire | Direct Wired | 0-10 VDC Controls | 58 | 2700 | 0.001 | 91 | 52 | 433 | 0.96 | Ambient | 50000 |  |  | 99999 | 0.01 | 13 | 4 | 0.01 | 0.01 | 0 | 0 | 0 | 0 | 0.09 | 0.02 | 0 | 0 | 0 | 0 | 0.85 | 0 | 0 | 0 | 0 | 0 | True |  | Non Federally-Regulated | 07/03/2018 |  | 08/10/2018
USAI Lighting | USAI Lighting | B3SWL-14X1-27KH-W2-BZ-NCIC-UNV-D6F | Light Emitting Diode | Inseparable Luminaire | Direct Wired | 0-10 VDC Controls | 58 | 2700 | 0.001 | 91 | 52 | 433 | 0.96 | Ambient | 50000 |  |  | 99999 | 0.01 | 13 | 4 | 0.01 | 0.01 | 0 | 0 | 0 | 0 | 0.09 | 0.02 | 0 | 0 | 0 | 0 | 0.85 | 0 | 0 | 0 | 0 | 0 | True |  | Non Federally-Regulated | 07/03/2018 |  | 08/10/2018
USAI Lighting | USAI Lighting | B3SWL-14X1-27KH-W2-GR-NCIC-UNV-D6A | Light Emitting Diode | Inseparable Luminaire | Direct Wired | 0-10 VDC Controls | 58 | 2700 | 0.001 | 91 | 52 | 433 | 0.96 | Ambient | 50000 |  |  | 99999 | 0.01 | 13 | 4 | 0.01 | 0.01 | 0 | 0 | 0 | 0 | 0.09 | 0.02 | 0 | 0 | 0 | 0 | 0.85 | 0 | 0 | 0 | 0 | 0 | True |  | Non Federally-Regulated | 07/03/2018 |  | 08/10/2018
USAI Lighting | USAI Lighting | B3SWL-14X1-27KH-W2-GR-NCIC-UNV-D6B | Light Emitting Diode | Inseparable Luminaire | Direct Wired | 0-10 VDC Controls | 58 | 2700 | 0.001 | 91 | 52 | 433 | 0.96 | Ambient | 50000 |  |  | 99999 | 0.01 | 13 | 4 | 0.01 | 0.01 | 0 | 0 | 0 | 0 | 0.09 | 0.02 | 0 | 0 | 0 | 0 | 0.85 | 0 | 0 | 0 | 0 | 0 | True |  | Non Federally-Regulated | 07/03/2018 |  | 08/10/2018
USAI Lighting | USAI Lighting | B3SWL-14X1-27KH-W2-GR-NCIC-UNV-D6E | Light Emitting Diode | Inseparable Luminaire | Direct Wired | 0-10 VDC Controls | 58 | 2700 | 0.001 | 91 | 52 | 433 | 0.96 | Ambient | 50000 |  |  | 99999 | 0.01 | 13 | 4 | 0.01 | 0.01 | 0 | 0 | 0 | 0 | 0.09 | 0.02 | 0 | 0 | 0 | 0 | 0.85 | 0 | 0 | 0 | 0 | 0 | True |  | Non Federally-Regulated | 07/03/2018 |  | 08/10/2018
USAI Lighting | USAI Lighting | B3SWL-14X1-27KH-W2-GR-NCIC-UNV-D6F | Light Emitting Diode | Inseparable Luminaire | Direct Wired | 0-10 VDC Controls | 58 | 2700 | 0.001 | 91 | 52 | 433 | 0.96 | Ambient | 50000 |  |  | 99999 | 0.01 | 13 | 4 | 0.01 | 0.01 | 0 | 0 | 0 | 0 | 0.09 | 0.02 | 0 | 0 | 0 | 0 | 0.85 | 0 | 0 | 0 | 0 | 0 | True |  | Non Federally-Regulated | 07/03/2018 |  | 08/10/2018
USAI Lighting | USAI Lighting | B3SWL-14X1-27KH-W2-WH-NCIC-UNV-D6A | Light Emitting Diode | Inseparable Luminaire | Direct Wired | 0-10 VDC Controls | 58 | 2700 | 0.001 | 91 | 52 | 433 | 0.96 | Ambient | 50000 |  |  | 99999 | 0.01 | 13 | 4 | 0.01 | 0.01 | 0 | 0 | 0 | 0 | 0.09 | 0.02 | 0 | 0 | 0 | 0 | 0.85 | 0 | 0 | 0 | 0 | 0 | True |  | Non Federally-Regulated | 07/03/2018 |  | 08/10/2018
USAI Lighting | USAI Lighting | B3SWL-14X1-27KH-W2-WH-NCIC-UNV-D6B | Light Emitting Diode | Inseparable Luminaire | Direct Wired | 0-10 VDC Controls | 58 | 2700 | 0.001 | 91 | 52 | 433 | 0.96 | Ambient | 50000 |  |  | 99999 | 0.01 | 13 | 4 | 0.01 | 0.01 | 0 | 0 | 0 | 0 | 0.09 | 0.02 | 0 | 0 | 0 | 0 | 0.85 | 0 | 0 | 0 | 0 | 0 | True |  | Non Federally-Regulated | 07/03/2018 |  | 08/10/2018
USAI Lighting | USAI Lighting | B3SWL-14X1-27KH-W2-WH-NCIC-UNV-D6E | Light Emitting Diode | Inseparable Luminaire | Direct Wired | 0-10 VDC Controls | 58 | 2700 | 0.001 | 91 | 52 | 433 | 0.96 | Ambient | 50000 |  |  | 99999 | 0.01 | 13 | 4 | 0.01 | 0.01 | 0 | 0 | 0 | 0 | 0.09 | 0.02 | 0 | 0 | 0 | 0 | 0.85 | 0 | 0 | 0 | 0 | 0 | True |  | Non Federally-Regulated | 07/03/2018 |  | 08/10/2018
USAI Lighting | USAI Lighting | B3SWL-14X1-27KH-W2-WH-NCIC-UNV-D6F | Light Emitting Diode | Inseparable Luminaire | Direct Wired | 0-10 VDC Controls | 58 | 2700 | 0.001 | 91 | 52 | 433 | 0.96 | Ambient | 50000 |  |  | 99999 | 0.01 | 13 | 4 | 0.01 | 0.01 | 0 | 0 | 0 | 0 | 0.09 | 0.02 | 0 | 0 | 0 | 0 | 0.85 | 0 | 0 | 0 | 0 | 0 | True |  | Non Federally-Regulated | 07/03/2018 |  | 08/10/2018
USAI Lighting | USAI Lighting | B3SWL-14X1-30KH-W2-BL-NCIC-UNV-D6A | Light Emitting Diode | Inseparable Luminaire | Direct Wired | 0-10 VDC Controls | 58 | 3000 | 0.001 | 91 | 52 | 433 | 0.96 | Ambient | 50000 |  |  | 99999 | 0.01 | 13 | 4 | 0.01 | 0.01 | 0 | 0 | 0 | 0 | 0.09 | 0.02 | 0 | 0 | 0 | 0 | 0.85 | 0 | 0 | 0 | 0 | 0 | True |  | Non Federally-Regulated | 07/03/2018 |  | 08/10/2018
USAI Lighting | USAI Lighting | B3SWL-14X1-30KH-W2-BL-NCIC-UNV-D6B | Light Emitting Diode | Inseparable Luminaire | Direct Wired | 0-10 VDC Controls | 58 | 3000 | 0.001 | 91 | 52 | 433 | 0.96 | Ambient | 50000 |  |  | 99999 | 0.01 | 13 | 4 | 0.01 | 0.01 | 0 | 0 | 0 | 0 | 0.09 | 0.02 | 0 | 0 | 0 | 0 | 0.85 | 0 | 0 | 0 | 0 | 0 | True |  | Non Federally-Regulated | 07/03/2018 |  | 08/10/2018
USAI Lighting | USAI Lighting | B3SWL-14X1-30KH-W2-BL-NCIC-UNV-D6E | Light Emitting Diode | Inseparable Luminaire | Direct Wired | 0-10 VDC Controls | 58 | 3000 | 0.001 | 91 | 52 | 433 | 0.96 | Ambient | 50000 |  |  | 99999 | 0.01 | 13 | 4 | 0.01 | 0.01 | 0 | 0 | 0 | 0 | 0.09 | 0.02 | 0 | 0 | 0 | 0 | 0.85 | 0 | 0 | 0 | 0 | 0 | True |  | Non Federally-Regulated | 07/03/2018 |  | 08/10/2018
USAI Lighting | USAI Lighting | B3SWL-14X1-30KH-W2-BL-NCIC-UNV-D6F | Light Emitting Diode | Inseparable Luminaire | Direct Wired | 0-10 VDC Controls | 58 | 3000 | 0.001 | 91 | 52 | 433 | 0.96 | Ambient | 50000 |  |  | 99999 | 0.01 | 13 | 4 | 0.01 | 0.01 | 0 | 0 | 0 | 0 | 0.09 | 0.02 | 0 | 0 | 0 | 0 | 0.85 | 0 | 0 | 0 | 0 | 0 | True |  | Non Federally-Regulated | 07/03/2018 |  | 08/10/2018
USAI Lighting | USAI Lighting | B3SWL-14X1-30KH-W2-BZ-NCIC-UNV-D6A | Light Emitting Diode | Inseparable Luminaire | Direct Wired | 0-10 VDC Controls | 58 | 3000 | 0.001 | 91 | 52 | 433 | 0.96 | Ambient | 50000 |  |  | 99999 | 0.01 | 13 | 4 | 0.01 | 0.01 | 0 | 0 | 0 | 0 | 0.09 | 0.02 | 0 | 0 | 0 | 0 | 0.85 | 0 | 0 | 0 | 0 | 0 | True |  | Non Federally-Regulated | 07/03/2018 |  | 08/10/2018
USAI Lighting | USAI Lighting | B3SWL-14X1-30KH-W2-BZ-NCIC-UNV-D6B | Light Emitting Diode | Inseparable Luminaire | Direct Wired | 0-10 VDC Controls | 58 | 3000 | 0.001 | 91 | 52 | 433 | 0.96 | Ambient | 50000 |  |  | 99999 | 0.01 | 13 | 4 | 0.01 | 0.01 | 0 | 0 | 0 | 0 | 0.09 | 0.02 | 0 | 0 | 0 | 0 | 0.85 | 0 | 0 | 0 | 0 | 0 | True |  | Non Federally-Regulated | 07/03/2018 |  | 08/10/2018
USAI Lighting | USAI Lighting | B3SWL-14X1-30KH-W2-BZ-NCIC-UNV-D6E | Light Emitting Diode | Inseparable Luminaire | Direct Wired | 0-10 VDC Controls | 58 | 3000 | 0.001 | 91 | 52 | 433 | 0.96 | Ambient | 50000 |  |  | 99999 | 0.01 | 13 | 4 | 0.01 | 0.01 | 0 | 0 | 0 | 0 | 0.09 | 0.02 | 0 | 0 | 0 | 0 | 0.85 | 0 | 0 | 0 | 0 | 0 | True |  | Non Federally-Regulated | 07/03/2018 |  | 08/10/2018
USAI Lighting | USAI Lighting | B3SWL-14X1-30KH-W2-BZ-NCIC-UNV-D6F | Light Emitting Diode | Inseparable Luminaire | Direct Wired | 0-10 VDC Controls | 58 | 3000 | 0.001 | 91 | 52 | 433 | 0.96 | Ambient | 50000 |  |  | 99999 | 0.01 | 13 | 4 | 0.01 | 0.01 | 0 | 0 | 0 | 0 | 0.09 | 0.02 | 0 | 0 | 0 | 0 | 0.85 | 0 | 0 | 0 | 0 | 0 | True |  | Non Federally-Regulated | 07/03/2018 |  | 08/10/2018
USAI Lighting | USAI Lighting | B3SWL-14X1-30KH-W2-GR-NCIC-UNV-D6A | Light Emitting Diode | Inseparable Luminaire | Direct Wired | 0-10 VDC Controls | 58 | 3000 | 0.001 | 91 | 52 | 433 | 0.96 | Ambient | 50000 |  |  | 99999 | 0.01 | 13 | 4 | 0.01 | 0.01 | 0 | 0 | 0 | 0 | 0.09 | 0.02 | 0 | 0 | 0 | 0 | 0.85 | 0 | 0 | 0 | 0 | 0 | True |  | Non Federally-Regulated | 07/03/2018 |  | 08/10/2018
USAI Lighting | USAI Lighting | B3SWL-14X1-30KH-W2-GR-NCIC-UNV-D6B | Light Emitting Diode | Inseparable Luminaire | Direct Wired | 0-10 VDC Controls | 58 | 3000 | 0.001 | 91 | 52 | 433 | 0.96 | Ambient | 50000 |  |  | 99999 | 0.01 | 13 | 4 | 0.01 | 0.01 | 0 | 0 | 0 | 0 | 0.09 | 0.02 | 0 | 0 | 0 | 0 | 0.85 | 0 | 0 | 0 | 0 | 0 | True |  | Non Federally-Regulated | 07/03/2018 |  | 08/10/2018
USAI Lighting | USAI Lighting | B3SWL-14X1-30KH-W2-GR-NCIC-UNV-D6E | Light Emitting Diode | Inseparable Luminaire | Direct Wired | 0-10 VDC Controls | 58 | 3000 | 0.001 | 91 | 52 | 433 | 0.96 | Ambient | 50000 |  |  | 99999 | 0.01 | 13 | 4 | 0.01 | 0.01 | 0 | 0 | 0 | 0 | 0.09 | 0.02 | 0 | 0 | 0 | 0 | 0.85 | 0 | 0 | 0 | 0 | 0 | True |  | Non Federally-Regulated | 07/03/2018 |  | 08/10/2018
USAI Lighting | USAI Lighting | B3SWL-14X1-30KH-W2-GR-NCIC-UNV-D6F | Light Emitting Diode | Inseparable Luminaire | Direct Wired | 0-10 VDC Controls | 58 | 3000 | 0.001 | 91 | 52 | 433 | 0.96 | Ambient | 50000 |  |  | 99999 | 0.01 | 13 | 4 | 0.01 | 0.01 | 0 | 0 | 0 | 0 | 0.09 | 0.02 | 0 | 0 | 0 | 0 | 0.85 | 0 | 0 | 0 | 0 | 0 | True |  | Non Federally-Regulated | 07/03/2018 |  | 08/10/2018
USAI Lighting | USAI Lighting | B3SWL-14X1-30KH-W2-WH-NCIC-UNV-D6A | Light Emitting Diode | Inseparable Luminaire | Direct Wired | 0-10 VDC Controls | 58 | 3000 | 0.001 | 91 | 52 | 433 | 0.96 | Ambient | 50000 |  |  | 99999 | 0.01 | 13 | 4 | 0.01 | 0.01 | 0 | 0 | 0 | 0 | 0.09 | 0.02 | 0 | 0 | 0 | 0 | 0.85 | 0 | 0 | 0 | 0 | 0 | True |  | Non Federally-Regulated | 07/03/2018 |  | 08/10/2018
USAI Lighting | USAI Lighting | B3SWL-14X1-30KH-W2-WH-NCIC-UNV-D6B | Light Emitting Diode | Inseparable Luminaire | Direct Wired | 0-10 VDC Controls | 58 | 3000 | 0.001 | 91 | 52 | 433 | 0.96 | Ambient | 50000 |  |  | 99999 | 0.01 | 13 | 4 | 0.01 | 0.01 | 0 | 0 | 0 | 0 | 0.09 | 0.02 | 0 | 0 | 0 | 0 | 0.85 | 0 | 0 | 0 | 0 | 0 | True |  | Non Federally-Regulated | 07/03/2018 |  | 08/10/2018
USAI Lighting | USAI Lighting | B3SWL-14X1-30KH-W2-WH-NCIC-UNV-D6E | Light Emitting Diode | Inseparable Luminaire | Direct Wired | 0-10 VDC Controls | 58 | 3000 | 0.001 | 91 | 52 | 433 | 0.96 | Ambient | 50000 |  |  | 99999 | 0.01 | 13 | 4 | 0.01 | 0.01 | 0 | 0 | 0 | 0 | 0.09 | 0.02 | 0 | 0 | 0 | 0 | 0.85 | 0 | 0 | 0 | 0 | 0 | True |  | Non Federally-Regulated | 07/03/2018 |  | 08/10/2018
USAI Lighting | USAI Lighting | B3SWL-14X1-30KH-W2-WH-NCIC-UNV-D6F | Light Emitting Diode | Inseparable Luminaire | Direct Wired | 0-10 VDC Controls | 58 | 3000 | 0.001 | 91 | 52 | 433 | 0.96 | Ambient | 50000 |  |  | 99999 | 0.01 | 13 | 4 | 0.01 | 0.01 | 0 | 0 | 0 | 0 | 0.09 | 0.02 | 0 | 0 | 0 | 0 | 0.85 | 0 | 0 | 0 | 0 | 0 | True |  | Non Federally-Regulated | 07/03/2018 |  | 08/10/2018
USAI Lighting | USAI Lighting | B3SWL-14X1-35KH-W2-BL-NCIC-UNV-D6A | Light Emitting Diode | Inseparable Luminaire | Direct Wired | 0-10 VDC Controls | 62 | 3500 | 0.001 | 91 | 52 | 433 | 0.96 | Ambient | 50000 |  |  | 99999 | 0.01 | 13 | 4 | 0.01 | 0.01 | 0 | 0 | 0 | 0 | 0.09 | 0.02 | 0 | 0 | 0 | 0 | 0.85 | 0 | 0 | 0 | 0 | 0 | True |  | Non Federally-Regulated | 07/03/2018 |  | 08/10/2018
USAI Lighting | USAI Lighting | B3SWL-14X1-35KH-W2-BL-NCIC-UNV-D6B | Light Emitting Diode | Inseparable Luminaire | Direct Wired | 0-10 VDC Controls | 62 | 3500 | 0.001 | 91 | 52 | 433 | 0.96 | Ambient | 50000 |  |  | 99999 | 0.01 | 13 | 4 | 0.01 | 0.01 | 0 | 0 | 0 | 0 | 0.09 | 0.02 | 0 | 0 | 0 | 0 | 0.85 | 0 | 0 | 0 | 0 | 0 | True |  | Non Federally-Regulated | 07/03/2018 |  | 08/10/2018
USAI Lighting | USAI Lighting | B3SWL-14X1-35KH-W2-BL-NCIC-UNV-D6E | Light Emitting Diode | Inseparable Luminaire | Direct Wired | 0-10 VDC Controls | 62 | 3500 | 0.001 | 91 | 52 | 433 | 0.96 | Ambient | 50000 |  |  | 99999 | 0.01 | 13 | 4 | 0.01 | 0.01 | 0 | 0 | 0 | 0 | 0.09 | 0.02 | 0 | 0 | 0 | 0 | 0.85 | 0 | 0 | 0 | 0 | 0 | True |  | Non Federally-Regulated | 07/03/2018 |  | 08/10/2018
USAI Lighting | USAI Lighting | B3SWL-14X1-35KH-W2-BL-NCIC-UNV-D6F | Light Emitting Diode | Inseparable Luminaire | Direct Wired | 0-10 VDC Controls | 62 | 3500 | 0.001 | 91 | 52 | 433 | 0.96 | Ambient | 50000 |  |  | 99999 | 0.01 | 13 | 4 | 0.01 | 0.01 | 0 | 0 | 0 | 0 | 0.09 | 0.02 | 0 | 0 | 0 | 0 | 0.85 | 0 | 0 | 0 | 0 | 0 | True |  | Non Federally-Regulated | 07/03/2018 |  | 08/10/2018
USAI Lighting | USAI Lighting | B3SWL-14X1-35KH-W2-BZ-NCIC-UNV-D6A | Light Emitting Diode | Inseparable Luminaire | Direct Wired | 0-10 VDC Controls | 62 | 3500 | 0.001 | 91 | 52 | 433 | 0.96 | Ambient | 50000 |  |  | 99999 | 0.01 | 13 | 4 | 0.01 | 0.01 | 0 | 0 | 0 | 0 | 0.09 | 0.02 | 0 | 0 | 0 | 0 | 0.85 | 0 | 0 | 0 | 0 | 0 | True |  | Non Federally-Regulated | 07/03/2018 |  | 08/10/2018
USAI Lighting | USAI Lighting | B3SWL-14X1-35KH-W2-BZ-NCIC-UNV-D6B | Light Emitting Diode | Inseparable Luminaire | Direct Wired | 0-10 VDC Controls | 62 | 3500 | 0.001 | 91 | 52 | 433 | 0.96 | Ambient | 50000 |  |  | 99999 | 0.01 | 13 | 4 | 0.01 | 0.01 | 0 | 0 | 0 | 0 | 0.09 | 0.02 | 0 | 0 | 0 | 0 | 0.85 | 0 | 0 | 0 | 0 | 0 | True |  | Non Federally-Regulated | 07/03/2018 |  | 08/10/2018
USAI Lighting | USAI Lighting | B3SWL-14X1-35KH-W2-BZ-NCIC-UNV-D6E | Light Emitting Diode | Inseparable Luminaire | Direct Wired | 0-10 VDC Controls | 62 | 3500 | 0.001 | 91 | 52 | 433 | 0.96 | Ambient | 50000 |  |  | 99999 | 0.01 | 13 | 4 | 0.01 | 0.01 | 0 | 0 | 0 | 0 | 0.09 | 0.02 | 0 | 0 | 0 | 0 | 0.85 | 0 | 0 | 0 | 0 | 0 | True |  | Non Federally-Regulated | 07/03/2018 |  | 08/10/2018
USAI Lighting | USAI Lighting | B3SWL-14X1-35KH-W2-BZ-NCIC-UNV-D6F | Light Emitting Diode | Inseparable Luminaire | Direct Wired | 0-10 VDC Controls | 62 | 3500 | 0.001 | 91 | 52 | 433 | 0.96 | Ambient | 50000 |  |  | 99999 | 0.01 | 13 | 4 | 0.01 | 0.01 | 0 | 0 | 0 | 0 | 0.09 | 0.02 | 0 | 0 | 0 | 0 | 0.85 | 0 | 0 | 0 | 0 | 0 | True |  | Non Federally-Regulated | 07/03/2018 |  | 08/10/2018
USAI Lighting | USAI Lighting | B3SWL-14X1-35KH-W2-GR-NCIC-UNV-D6A | Light Emitting Diode | Inseparable Luminaire | Direct Wired | 0-10 VDC Controls | 62 | 3500 | 0.001 | 91 | 52 | 433 | 0.96 | Ambient | 50000 |  |  | 99999 | 0.01 | 13 | 4 | 0.01 | 0.01 | 0 | 0 | 0 | 0 | 0.09 | 0.02 | 0 | 0 | 0 | 0 | 0.85 | 0 | 0 | 0 | 0 | 0 | True |  | Non Federally-Regulated | 07/03/2018 |  | 08/10/2018
USAI Lighting | USAI Lighting | B3SWL-14X1-35KH-W2-GR-NCIC-UNV-D6B | Light Emitting Diode | Inseparable Luminaire | Direct Wired | 0-10 VDC Controls | 62 | 3500 | 0.001 | 91 | 52 | 433 | 0.96 | Ambient | 50000 |  |  | 99999 | 0.01 | 13 | 4 | 0.01 | 0.01 | 0 | 0 | 0 | 0 | 0.09 | 0.02 | 0 | 0 | 0 | 0 | 0.85 | 0 | 0 | 0 | 0 | 0 | True |  | Non Federally-Regulated | 07/03/2018 |  | 08/10/2018
USAI Lighting | USAI Lighting | B3SWL-14X1-35KH-W2-GR-NCIC-UNV-D6E | Light Emitting Diode | Inseparable Luminaire | Direct Wired | 0-10 VDC Controls | 62 | 3500 | 0.001 | 91 | 52 | 433 | 0.96 | Ambient | 50000 |  |  | 99999 | 0.01 | 13 | 4 | 0.01 | 0.01 | 0 | 0 | 0 | 0 | 0.09 | 0.02 | 0 | 0 | 0 | 0 | 0.85 | 0 | 0 | 0 | 0 | 0 | True |  | Non Federally-Regulated | 07/03/2018 |  | 08/10/2018
USAI Lighting | USAI Lighting | B3SWL-14X1-35KH-W2-GR-NCIC-UNV-D6F | Light Emitting Diode | Inseparable Luminaire | Direct Wired | 0-10 VDC Controls | 62 | 3500 | 0.001 | 91 | 52 | 433 | 0.96 | Ambient | 50000 |  |  | 99999 | 0.01 | 13 | 4 | 0.01 | 0.01 | 0 | 0 | 0 | 0 | 0.09 | 0.02 | 0 | 0 | 0 | 0 | 0.85 | 0 | 0 | 0 | 0 | 0 | True |  | Non Federally-Regulated | 07/03/2018 |  | 08/10/2018
USAI Lighting | USAI Lighting | B3SWL-14X1-35KH-W2-WH-NCIC-UNV-D6A | Light Emitting Diode | Inseparable Luminaire | Direct Wired | 0-10 VDC Controls | 62 | 3500 | 0.001 | 91 | 52 | 433 | 0.96 | Ambient | 50000 |  |  | 99999 | 0.01 | 13 | 4 | 0.01 | 0.01 | 0 | 0 | 0 | 0 | 0.09 | 0.02 | 0 | 0 | 0 | 0 | 0.85 | 0 | 0 | 0 | 0 | 0 | True |  | Non Federally-Regulated | 07/03/2018 |  | 08/10/2018
USAI Lighting | USAI Lighting | B3SWL-14X1-35KH-W2-WH-NCIC-UNV-D6B | Light Emitting Diode | Inseparable Luminaire | Direct Wired | 0-10 VDC Controls | 62 | 3500 | 0.001 | 91 | 52 | 433 | 0.96 | Ambient | 50000 |  |  | 99999 | 0.01 | 13 | 4 | 0.01 | 0.01 | 0 | 0 | 0 | 0 | 0.09 | 0.02 | 0 | 0 | 0 | 0 | 0.85 | 0 | 0 | 0 | 0 | 0 | True |  | Non Federally-Regulated | 07/03/2018 |  | 08/10/2018
USAI Lighting | USAI Lighting | B3SWL-14X1-35KH-W2-WH-NCIC-UNV-D6E | Light Emitting Diode | Inseparable Luminaire | Direct Wired | 0-10 VDC Controls | 62 | 3500 | 0.001 | 91 | 52 | 433 | 0.96 | Ambient | 50000 |  |  | 99999 | 0.01 | 13 | 4 | 0.01 | 0.01 | 0 | 0 | 0 | 0 | 0.09 | 0.02 | 0 | 0 | 0 | 0 | 0.85 | 0 | 0 | 0 | 0 | 0 | True |  | Non Federally-Regulated | 07/03/2018 |  | 08/10/2018
USAI Lighting | USAI Lighting | B3SWL-14X1-35KH-W2-WH-NCIC-UNV-D6F | Light Emitting Diode | Inseparable Luminaire | Direct Wired | 0-10 VDC Controls | 62 | 3500 | 0.001 | 91 | 52 | 433 | 0.96 | Ambient | 50000 |  |  | 99999 | 0.01 | 13 | 4 | 0.01 | 0.01 | 0 | 0 | 0 | 0 | 0.09 | 0.02 | 0 | 0 | 0 | 0 | 0.85 | 0 | 0 | 0 | 0 | 0 | True |  | Non Federally-Regulated | 07/03/2018 |  | 08/10/2018
USAI Lighting | USAI Lighting | B3SWL-14X1-40KH-W2-BL-NCIC-UNV-D6A | Light Emitting Diode | Inseparable Luminaire | Direct Wired | 0-10 VDC Controls | 71 | 4000 | 0.001 | 91 | 52 | 433 | 0.96 | Ambient | 50000 |  |  | 99999 | 0.01 | 13 | 4 | 0.01 | 0.01 | 0 | 0 | 0 | 0 | 0.09 | 0.02 | 0 | 0 | 0 | 0 | 0.85 | 0 | 0 | 0 | 0 | 0 | True |  | Non Federally-Regulated | 07/03/2018 |  | 08/10/2018
USAI Lighting | USAI Lighting | B3SWL-14X1-40KH-W2-BL-NCIC-UNV-D6B | Light Emitting Diode | Inseparable Luminaire | Direct Wired | 0-10 VDC Controls | 71 | 4000 | 0.001 | 91 | 52 | 433 | 0.96 | Ambient | 50000 |  |  | 99999 | 0.01 | 13 | 4 | 0.01 | 0.01 | 0 | 0 | 0 | 0 | 0.09 | 0.02 | 0 | 0 | 0 | 0 | 0.85 | 0 | 0 | 0 | 0 | 0 | True |  | Non Federally-Regulated | 07/03/2018 |  | 08/10/2018
USAI Lighting | USAI Lighting | B3SWL-14X1-40KH-W2-BL-NCIC-UNV-D6E | Light Emitting Diode | Inseparable Luminaire | Direct Wired | 0-10 VDC Controls | 71 | 4000 | 0.001 | 91 | 52 | 433 | 0.96 | Ambient | 50000 |  |  | 99999 | 0.01 | 13 | 4 | 0.01 | 0.01 | 0 | 0 | 0 | 0 | 0.09 | 0.02 | 0 | 0 | 0 | 0 | 0.85 | 0 | 0 | 0 | 0 | 0 | True |  | Non Federally-Regulated | 07/03/2018 |  | 08/10/2018
USAI Lighting | USAI Lighting | B3SWL-14X1-40KH-W2-BL-NCIC-UNV-D6F | Light Emitting Diode | Inseparable Luminaire | Direct Wired | 0-10 VDC Controls | 71 | 4000 | 0.001 | 91 | 52 | 433 | 0.96 | Ambient | 50000 |  |  | 99999 | 0.01 | 13 | 4 | 0.01 | 0.01 | 0 | 0 | 0 | 0 | 0.09 | 0.02 | 0 | 0 | 0 | 0 | 0.85 | 0 | 0 | 0 | 0 | 0 | True |  | Non Federally-Regulated | 07/03/2018 |  | 08/10/2018
USAI Lighting | USAI Lighting | B3SWL-14X1-40KH-W2-BZ-NCIC-UNV-D6A | Light Emitting Diode | Inseparable Luminaire | Direct Wired | 0-10 VDC Controls | 71 | 4000 | 0.001 | 91 | 52 | 433 | 0.96 | Ambient | 50000 |  |  | 99999 | 0.01 | 13 | 4 | 0.01 | 0.01 | 0 | 0 | 0 | 0 | 0.09 | 0.02 | 0 | 0 | 0 | 0 | 0.85 | 0 | 0 | 0 | 0 | 0 | True |  | Non Federally-Regulated | 07/03/2018 |  | 08/10/2018
USAI Lighting | USAI Lighting | B3SWL-14X1-40KH-W2-BZ-NCIC-UNV-D6B | Light Emitting Diode | Inseparable Luminaire | Direct Wired | 0-10 VDC Controls | 71 | 4000 | 0.001 | 91 | 52 | 433 | 0.96 | Ambient | 50000 |  |  | 99999 | 0.01 | 13 | 4 | 0.01 | 0.01 | 0 | 0 | 0 | 0 | 0.09 | 0.02 | 0 | 0 | 0 | 0 | 0.85 | 0 | 0 | 0 | 0 | 0 | True |  | Non Federally-Regulated | 07/03/2018 |  | 08/10/2018
USAI Lighting | USAI Lighting | B3SWL-14X1-40KH-W2-BZ-NCIC-UNV-D6E | Light Emitting Diode | Inseparable Luminaire | Direct Wired | 0-10 VDC Controls | 71 | 4000 | 0.001 | 91 | 52 | 433 | 0.96 | Ambient | 50000 |  |  | 99999 | 0.01 | 13 | 4 | 0.01 | 0.01 | 0 | 0 | 0 | 0 | 0.09 | 0.02 | 0 | 0 | 0 | 0 | 0.85 | 0 | 0 | 0 | 0 | 0 | True |  | Non Federally-Regulated | 07/03/2018 |  | 08/10/2018
USAI Lighting | USAI Lighting | B3SWL-14X1-40KH-W2-BZ-NCIC-UNV-D6F | Light Emitting Diode | Inseparable Luminaire | Direct Wired | 0-10 VDC Controls | 71 | 4000 | 0.001 | 91 | 52 | 433 | 0.96 | Ambient | 50000 |  |  | 99999 | 0.01 | 13 | 4 | 0.01 | 0.01 | 0 | 0 | 0 | 0 | 0.09 | 0.02 | 0 | 0 | 0 | 0 | 0.85 | 0 | 0 | 0 | 0 | 0 | True |  | Non Federally-Regulated | 07/03/2018 |  | 08/10/2018
USAI Lighting | USAI Lighting | B3SWL-14X1-40KH-W2-GR-NCIC-UNV-D6A | Light Emitting Diode | Inseparable Luminaire | Direct Wired | 0-10 VDC Controls | 71 | 4000 | 0.001 | 91 | 52 | 433 | 0.96 | Ambient | 50000 |  |  | 99999 | 0.01 | 13 | 4 | 0.01 | 0.01 | 0 | 0 | 0 | 0 | 0.09 | 0.02 | 0 | 0 | 0 | 0 | 0.85 | 0 | 0 | 0 | 0 | 0 | True |  | Non Federally-Regulated | 07/03/2018 |  | 08/10/2018
USAI Lighting | USAI Lighting | B3SWL-14X1-40KH-W2-GR-NCIC-UNV-D6B | Light Emitting Diode | Inseparable Luminaire | Direct Wired | 0-10 VDC Controls | 71 | 4000 | 0.001 | 91 | 52 | 433 | 0.96 | Ambient | 50000 |  |  | 99999 | 0.01 | 13 | 4 | 0.01 | 0.01 | 0 | 0 | 0 | 0 | 0.09 | 0.02 | 0 | 0 | 0 | 0 | 0.85 | 0 | 0 | 0 | 0 | 0 | True |  | Non Federally-Regulated | 07/03/2018 |  | 08/10/2018
USAI Lighting | USAI Lighting | B3SWL-14X1-40KH-W2-GR-NCIC-UNV-D6E | Light Emitting Diode | Inseparable Luminaire | Direct Wired | 0-10 VDC Controls | 71 | 4000 | 0.001 | 91 | 52 | 433 | 0.96 | Ambient | 50000 |  |  | 99999 | 0.01 | 13 | 4 | 0.01 | 0.01 | 0 | 0 | 0 | 0 | 0.09 | 0.02 | 0 | 0 | 0 | 0 | 0.85 | 0 | 0 | 0 | 0 | 0 | True |  | Non Federally-Regulated | 07/03/2018 |  | 08/10/2018
USAI Lighting | USAI Lighting | B3SWL-14X1-40KH-W2-GR-NCIC-UNV-D6F | Light Emitting Diode | Inseparable Luminaire | Direct Wired | 0-10 VDC Controls | 71 | 4000 | 0.001 | 91 | 52 | 433 | 0.96 | Ambient | 50000 |  |  | 99999 | 0.01 | 13 | 4 | 0.01 | 0.01 | 0 | 0 | 0 | 0 | 0.09 | 0.02 | 0 | 0 | 0 | 0 | 0.85 | 0 | 0 | 0 | 0 | 0 | True |  | Non Federally-Regulated | 07/03/2018 |  | 08/10/2018
USAI Lighting | USAI Lighting | B3SWL-14X1-40KH-W2-WH-NCIC-UNV-D6A | Light Emitting Diode | Inseparable Luminaire | Direct Wired | 0-10 VDC Controls | 71 | 4000 | 0.001 | 91 | 52 | 433 | 0.96 | Ambient | 50000 |  |  | 99999 | 0.01 | 13 | 4 | 0.01 | 0.01 | 0 | 0 | 0 | 0 | 0.09 | 0.02 | 0 | 0 | 0 | 0 | 0.85 | 0 | 0 | 0 | 0 | 0 | True |  | Non Federally-Regulated | 07/03/2018 |  | 08/10/2018
USAI Lighting | USAI Lighting | B3SWL-14X1-40KH-W2-WH-NCIC-UNV-D6B | Light Emitting Diode | Inseparable Luminaire | Direct Wired | 0-10 VDC Controls | 71 | 4000 | 0.001 | 91 | 52 | 433 | 0.96 | Ambient | 50000 |  |  | 99999 | 0.01 | 13 | 4 | 0.01 | 0.01 | 0 | 0 | 0 | 0 | 0.09 | 0.02 | 0 | 0 | 0 | 0 | 0.85 | 0 | 0 | 0 | 0 | 0 | True |  | Non Federally-Regulated | 07/03/2018 |  | 08/10/2018
USAI Lighting | USAI Lighting | B3SWL-14X1-40KH-W2-WH-NCIC-UNV-D6E | Light Emitting Diode | Inseparable Luminaire | Direct Wired | 0-10 VDC Controls | 71 | 4000 | 0.001 | 91 | 52 | 433 | 0.96 | Ambient | 50000 |  |  | 99999 | 0.01 | 13 | 4 | 0.01 | 0.01 | 0 | 0 | 0 | 0 | 0.09 | 0.02 | 0 | 0 | 0 | 0 | 0.85 | 0 | 0 | 0 | 0 | 0 | True |  | Non Federally-Regulated | 07/03/2018 |  | 08/10/2018
USAI Lighting | USAI Lighting | B3SWL-14X1-40KH-W2-WH-NCIC-UNV-D6F | Light Emitting Diode | Inseparable Luminaire | Direct Wired | 0-10 VDC Controls | 71 | 4000 | 0.001 | 91 | 52 | 433 | 0.96 | Ambient | 50000 |  |  | 99999 | 0.01 | 13 | 4 | 0.01 | 0.01 | 0 | 0 | 0 | 0 | 0.09 | 0.02 | 0 | 0 | 0 | 0 | 0.85 | 0 | 0 | 0 | 0 | 0 | True |  | Non Federally-Regulated | 07/03/2018 |  | 08/10/2018
USAI Lighting | USAI Lighting | B3SWM-14X1-27KH-W2-BL-NCIC-UNV-D6A | Light Emitting Diode | Inseparable Luminaire | Direct Wired | 0-10 VDC Controls | 58 | 2700 | 0.001 | 91 | 52 | 433 | 0.96 | Ambient | 50000 |  |  | 99999 | 0.01 | 13 | 4 | 0.01 | 0.01 | 0 | 0 | 0 | 0 | 0.09 | 0.02 | 0 | 0 | 0 | 0 | 0.85 | 0 | 0 | 0 | 0 | 0 | True |  | Non Federally-Regulated | 07/03/2018 |  | 08/10/2018
USAI Lighting | USAI Lighting | B3SWM-14X1-27KH-W2-BL-NCIC-UNV-D6B | Light Emitting Diode | Inseparable Luminaire | Direct Wired | 0-10 VDC Controls | 58 | 2700 | 0.001 | 91 | 52 | 433 | 0.96 | Ambient | 50000 |  |  | 99999 | 0.01 | 13 | 4 | 0.01 | 0.01 | 0 | 0 | 0 | 0 | 0.09 | 0.02 | 0 | 0 | 0 | 0 | 0.85 | 0 | 0 | 0 | 0 | 0 | True |  | Non Federally-Regulated | 07/03/2018 |  | 08/10/2018
USAI Lighting | USAI Lighting | B3SWM-14X1-27KH-W2-BL-NCIC-UNV-D6E | Light Emitting Diode | Inseparable Luminaire | Direct Wired | 0-10 VDC Controls | 58 | 2700 | 0.001 | 91 | 52 | 433 | 0.96 | Ambient | 50000 |  |  | 99999 | 0.01 | 13 | 4 | 0.01 | 0.01 | 0 | 0 | 0 | 0 | 0.09 | 0.02 | 0 | 0 | 0 | 0 | 0.85 | 0 | 0 | 0 | 0 | 0 | True |  | Non Federally-Regulated | 07/03/2018 |  | 08/10/2018
USAI Lighting | USAI Lighting | B3SWM-14X1-27KH-W2-BL-NCIC-UNV-D6F | Light Emitting Diode | Inseparable Luminaire | Direct Wired | 0-10 VDC Controls | 58 | 2700 | 0.001 | 91 | 52 | 433 | 0.96 | Ambient | 50000 |  |  | 99999 | 0.01 | 13 | 4 | 0.01 | 0.01 | 0 | 0 | 0 | 0 | 0.09 | 0.02 | 0 | 0 | 0 | 0 | 0.85 | 0 | 0 | 0 | 0 | 0 | True |  | Non Federally-Regulated | 07/03/2018 |  | 08/10/2018
USAI Lighting | USAI Lighting | B3SWM-14X1-27KH-W2-BZ-NCIC-UNV-D6A | Light Emitting Diode | Inseparable Luminaire | Direct Wired | 0-10 VDC Controls | 58 | 2700 | 0.001 | 91 | 52 | 433 | 0.96 | Ambient | 50000 |  |  | 99999 | 0.01 | 13 | 4 | 0.01 | 0.01 | 0 | 0 | 0 | 0 | 0.09 | 0.02 | 0 | 0 | 0 | 0 | 0.85 | 0 | 0 | 0 | 0 | 0 | True |  | Non Federally-Regulated | 07/03/2018 |  | 08/10/2018
USAI Lighting | USAI Lighting | B3SWM-14X1-27KH-W2-BZ-NCIC-UNV-D6B | Light Emitting Diode | Inseparable Luminaire | Direct Wired | 0-10 VDC Controls | 58 | 2700 | 0.001 | 91 | 52 | 433 | 0.96 | Ambient | 50000 |  |  | 99999 | 0.01 | 13 | 4 | 0.01 | 0.01 | 0 | 0 | 0 | 0 | 0.09 | 0.02 | 0 | 0 | 0 | 0 | 0.85 | 0 | 0 | 0 | 0 | 0 | True |  | Non Federally-Regulated | 07/03/2018 |  | 08/10/2018
USAI Lighting | USAI Lighting | B3SWM-14X1-27KH-W2-BZ-NCIC-UNV-D6E | Light Emitting Diode | Inseparable Luminaire | Direct Wired | 0-10 VDC Controls | 58 | 2700 | 0.001 | 91 | 52 | 433 | 0.96 | Ambient | 50000 |  |  | 99999 | 0.01 | 13 | 4 | 0.01 | 0.01 | 0 | 0 | 0 | 0 | 0.09 | 0.02 | 0 | 0 | 0 | 0 | 0.85 | 0 | 0 | 0 | 0 | 0 | True |  | Non Federally-Regulated | 07/03/2018 |  | 08/10/2018
USAI Lighting | USAI Lighting | B3SWM-14X1-27KH-W2-BZ-NCIC-UNV-D6F | Light Emitting Diode | Inseparable Luminaire | Direct Wired | 0-10 VDC Controls | 58 | 2700 | 0.001 | 91 | 52 | 433 | 0.96 | Ambient | 50000 |  |  | 99999 | 0.01 | 13 | 4 | 0.01 | 0.01 | 0 | 0 | 0 | 0 | 0.09 | 0.02 | 0 | 0 | 0 | 0 | 0.85 | 0 | 0 | 0 | 0 | 0 | True |  | Non Federally-Regulated | 07/03/2018 |  | 08/10/2018
USAI Lighting | USAI Lighting | B3SWM-14X1-27KH-W2-GR-NCIC-UNV-D6A | Light Emitting Diode | Inseparable Luminaire | Direct Wired | 0-10 VDC Controls | 58 | 2700 | 0.001 | 91 | 52 | 433 | 0.96 | Ambient | 50000 |  |  | 99999 | 0.01 | 13 | 4 | 0.01 | 0.01 | 0 | 0 | 0 | 0 | 0.09 | 0.02 | 0 | 0 | 0 | 0 | 0.85 | 0 | 0 | 0 | 0 | 0 | True |  | Non Federally-Regulated | 07/03/2018 |  | 08/10/2018
USAI Lighting | USAI Lighting | B3SWM-14X1-27KH-W2-GR-NCIC-UNV-D6B | Light Emitting Diode | Inseparable Luminaire | Direct Wired | 0-10 VDC Controls | 58 | 2700 | 0.001 | 91 | 52 | 433 | 0.96 | Ambient | 50000 |  |  | 99999 | 0.01 | 13 | 4 | 0.01 | 0.01 | 0 | 0 | 0 | 0 | 0.09 | 0.02 | 0 | 0 | 0 | 0 | 0.85 | 0 | 0 | 0 | 0 | 0 | True |  | Non Federally-Regulated | 07/03/2018 |  | 08/10/2018
USAI Lighting | USAI Lighting | B3SWM-14X1-27KH-W2-GR-NCIC-UNV-D6E | Light Emitting Diode | Inseparable Luminaire | Direct Wired | 0-10 VDC Controls | 58 | 2700 | 0.001 | 91 | 52 | 433 | 0.96 | Ambient | 50000 |  |  | 99999 | 0.01 | 13 | 4 | 0.01 | 0.01 | 0 | 0 | 0 | 0 | 0.09 | 0.02 | 0 | 0 | 0 | 0 | 0.85 | 0 | 0 | 0 | 0 | 0 | True |  | Non Federally-Regulated | 07/03/2018 |  | 08/10/2018
USAI Lighting | USAI Lighting | B3SWM-14X1-27KH-W2-GR-NCIC-UNV-D6F | Light Emitting Diode | Inseparable Luminaire | Direct Wired | 0-10 VDC Controls | 58 | 2700 | 0.001 | 91 | 52 | 433 | 0.96 | Ambient | 50000 |  |  | 99999 | 0.01 | 13 | 4 | 0.01 | 0.01 | 0 | 0 | 0 | 0 | 0.09 | 0.02 | 0 | 0 | 0 | 0 | 0.85 | 0 | 0 | 0 | 0 | 0 | True |  | Non Federally-Regulated | 07/03/2018 |  | 08/10/2018
USAI Lighting | USAI Lighting | B3SWM-14X1-27KH-W2-WH-NCIC-UNV-D6A | Light Emitting Diode | Inseparable Luminaire | Direct Wired | 0-10 VDC Controls | 58 | 2700 | 0.001 | 91 | 52 | 433 | 0.96 | Ambient | 50000 |  |  | 99999 | 0.01 | 13 | 4 | 0.01 | 0.01 | 0 | 0 | 0 | 0 | 0.09 | 0.02 | 0 | 0 | 0 | 0 | 0.85 | 0 | 0 | 0 | 0 | 0 | True |  | Non Federally-Regulated | 07/03/2018 |  | 08/10/2018
USAI Lighting | USAI Lighting | B3SWM-14X1-27KH-W2-WH-NCIC-UNV-D6B | Light Emitting Diode | Inseparable Luminaire | Direct Wired | 0-10 VDC Controls | 58 | 2700 | 0.001 | 91 | 52 | 433 | 0.96 | Ambient | 50000 |  |  | 99999 | 0.01 | 13 | 4 | 0.01 | 0.01 | 0 | 0 | 0 | 0 | 0.09 | 0.02 | 0 | 0 | 0 | 0 | 0.85 | 0 | 0 | 0 | 0 | 0 | True |  | Non Federally-Regulated | 07/03/2018 |  | 08/10/2018
USAI Lighting | USAI Lighting | B3SWM-14X1-27KH-W2-WH-NCIC-UNV-D6E | Light Emitting Diode | Inseparable Luminaire | Direct Wired | 0-10 VDC Controls | 58 | 2700 | 0.001 | 91 | 52 | 433 | 0.96 | Ambient | 50000 |  |  | 99999 | 0.01 | 13 | 4 | 0.01 | 0.01 | 0 | 0 | 0 | 0 | 0.09 | 0.02 | 0 | 0 | 0 | 0 | 0.85 | 0 | 0 | 0 | 0 | 0 | True |  | Non Federally-Regulated | 07/03/2018 |  | 08/10/2018
USAI Lighting | USAI Lighting | B3SWM-14X1-27KH-W2-WH-NCIC-UNV-D6F | Light Emitting Diode | Inseparable Luminaire | Direct Wired | 0-10 VDC Controls | 58 | 2700 | 0.001 | 91 | 52 | 433 | 0.96 | Ambient | 50000 |  |  | 99999 | 0.01 | 13 | 4 | 0.01 | 0.01 | 0 | 0 | 0 | 0 | 0.09 | 0.02 | 0 | 0 | 0 | 0 | 0.85 | 0 | 0 | 0 | 0 | 0 | True |  | Non Federally-Regulated | 07/03/2018 |  | 08/10/2018
USAI Lighting | USAI Lighting | B3SWM-14X1-30KH-W2-BL-NCIC-UNV-D6A | Light Emitting Diode | Inseparable Luminaire | Direct Wired | 0-10 VDC Controls | 58 | 3000 | 0.001 | 91 | 52 | 433 | 0.96 | Ambient | 50000 |  |  | 99999 | 0.01 | 13 | 4 | 0.01 | 0.01 | 0 | 0 | 0 | 0 | 0.09 | 0.02 | 0 | 0 | 0 | 0 | 0.85 | 0 | 0 | 0 | 0 | 0 | True |  | Non Federally-Regulated | 07/03/2018 |  | 08/10/2018
USAI Lighting | USAI Lighting | B3SWM-14X1-30KH-W2-BL-NCIC-UNV-D6B | Light Emitting Diode | Inseparable Luminaire | Direct Wired | 0-10 VDC Controls | 58 | 3000 | 0.001 | 91 | 52 | 433 | 0.96 | Ambient | 50000 |  |  | 99999 | 0.01 | 13 | 4 | 0.01 | 0.01 | 0 | 0 | 0 | 0 | 0.09 | 0.02 | 0 | 0 | 0 | 0 | 0.85 | 0 | 0 | 0 | 0 | 0 | True |  | Non Federally-Regulated | 07/03/2018 |  | 08/10/2018
USAI Lighting | USAI Lighting | B3SWM-14X1-30KH-W2-BL-NCIC-UNV-D6E | Light Emitting Diode | Inseparable Luminaire | Direct Wired | 0-10 VDC Controls | 58 | 3000 | 0.001 | 91 | 52 | 433 | 0.96 | Ambient | 50000 |  |  | 99999 | 0.01 | 13 | 4 | 0.01 | 0.01 | 0 | 0 | 0 | 0 | 0.09 | 0.02 | 0 | 0 | 0 | 0 | 0.85 | 0 | 0 | 0 | 0 | 0 | True |  | Non Federally-Regulated | 07/03/2018 |  | 08/10/2018
USAI Lighting | USAI Lighting | B3SWM-14X1-30KH-W2-BL-NCIC-UNV-D6F | Light Emitting Diode | Inseparable Luminaire | Direct Wired | 0-10 VDC Controls | 58 | 3000 | 0.001 | 91 | 52 | 433 | 0.96 | Ambient | 50000 |  |  | 99999 | 0.01 | 13 | 4 | 0.01 | 0.01 | 0 | 0 | 0 | 0 | 0.09 | 0.02 | 0 | 0 | 0 | 0 | 0.85 | 0 | 0 | 0 | 0 | 0 | True |  | Non Federally-Regulated | 07/03/2018 |  | 08/10/2018
USAI Lighting | USAI Lighting | B3SWM-14X1-30KH-W2-BZ-NCIC-UNV-D6A | Light Emitting Diode | Inseparable Luminaire | Direct Wired | 0-10 VDC Controls | 58 | 3000 | 0.001 | 91 | 52 | 433 | 0.96 | Ambient | 50000 |  |  | 99999 | 0.01 | 13 | 4 | 0.01 | 0.01 | 0 | 0 | 0 | 0 | 0.09 | 0.02 | 0 | 0 | 0 | 0 | 0.85 | 0 | 0 | 0 | 0 | 0 | True |  | Non Federally-Regulated | 07/03/2018 |  | 08/10/2018
USAI Lighting | USAI Lighting | B3SWM-14X1-30KH-W2-BZ-NCIC-UNV-D6B | Light Emitting Diode | Inseparable Luminaire | Direct Wired | 0-10 VDC Controls | 58 | 3000 | 0.001 | 91 | 52 | 433 | 0.96 | Ambient | 50000 |  |  | 99999 | 0.01 | 13 | 4 | 0.01 | 0.01 | 0 | 0 | 0 | 0 | 0.09 | 0.02 | 0 | 0 | 0 | 0 | 0.85 | 0 | 0 | 0 | 0 | 0 | True |  | Non Federally-Regulated | 07/03/2018 |  | 08/10/2018
USAI Lighting | USAI Lighting | B3SWM-14X1-30KH-W2-BZ-NCIC-UNV-D6E | Light Emitting Diode | Inseparable Luminaire | Direct Wired | 0-10 VDC Controls | 58 | 3000 | 0.001 | 91 | 52 | 433 | 0.96 | Ambient | 50000 |  |  | 99999 | 0.01 | 13 | 4 | 0.01 | 0.01 | 0 | 0 | 0 | 0 | 0.09 | 0.02 | 0 | 0 | 0 | 0 | 0.85 | 0 | 0 | 0 | 0 | 0 | True |  | Non Federally-Regulated | 07/03/2018 |  | 08/10/2018
USAI Lighting | USAI Lighting | B3SWM-14X1-30KH-W2-BZ-NCIC-UNV-D6F | Light Emitting Diode | Inseparable Luminaire | Direct Wired | 0-10 VDC Controls | 58 | 3000 | 0.001 | 91 | 52 | 433 | 0.96 | Ambient | 50000 |  |  | 99999 | 0.01 | 13 | 4 | 0.01 | 0.01 | 0 | 0 | 0 | 0 | 0.09 | 0.02 | 0 | 0 | 0 | 0 | 0.85 | 0 | 0 | 0 | 0 | 0 | True |  | Non Federally-Regulated | 07/03/2018 |  | 08/10/2018
USAI Lighting | USAI Lighting | B3SWM-14X1-30KH-W2-GR-NCIC-UNV-D6A | Light Emitting Diode | Inseparable Luminaire | Direct Wired | 0-10 VDC Controls | 58 | 3000 | 0.001 | 91 | 52 | 433 | 0.96 | Ambient | 50000 |  |  | 99999 | 0.01 | 13 | 4 | 0.01 | 0.01 | 0 | 0 | 0 | 0 | 0.09 | 0.02 | 0 | 0 | 0 | 0 | 0.85 | 0 | 0 | 0 | 0 | 0 | True |  | Non Federally-Regulated | 07/03/2018 |  | 08/10/2018
USAI Lighting | USAI Lighting | B3SWM-14X1-30KH-W2-GR-NCIC-UNV-D6B | Light Emitting Diode | Inseparable Luminaire | Direct Wired | 0-10 VDC Controls | 58 | 3000 | 0.001 | 91 | 52 | 433 | 0.96 | Ambient | 50000 |  |  | 99999 | 0.01 | 13 | 4 | 0.01 | 0.01 | 0 | 0 | 0 | 0 | 0.09 | 0.02 | 0 | 0 | 0 | 0 | 0.85 | 0 | 0 | 0 | 0 | 0 | True |  | Non Federally-Regulated | 07/03/2018 |  | 08/10/2018
USAI Lighting | USAI Lighting | B3SWM-14X1-30KH-W2-GR-NCIC-UNV-D6E | Light Emitting Diode | Inseparable Luminaire | Direct Wired | 0-10 VDC Controls | 58 | 3000 | 0.001 | 91 | 52 | 433 | 0.96 | Ambient | 50000 |  |  | 99999 | 0.01 | 13 | 4 | 0.01 | 0.01 | 0 | 0 | 0 | 0 | 0.09 | 0.02 | 0 | 0 | 0 | 0 | 0.85 | 0 | 0 | 0 | 0 | 0 | True |  | Non Federally-Regulated | 07/03/2018 |  | 08/10/2018
USAI Lighting | USAI Lighting | B3SWM-14X1-30KH-W2-GR-NCIC-UNV-D6F | Light Emitting Diode | Inseparable Luminaire | Direct Wired | 0-10 VDC Controls | 58 | 3000 | 0.001 | 91 | 52 | 433 | 0.96 | Ambient | 50000 |  |  | 99999 | 0.01 | 13 | 4 | 0.01 | 0.01 | 0 | 0 | 0 | 0 | 0.09 | 0.02 | 0 | 0 | 0 | 0 | 0.85 | 0 | 0 | 0 | 0 | 0 | True |  | Non Federally-Regulated | 07/03/2018 |  | 08/10/2018
USAI Lighting | USAI Lighting | B3SWM-14X1-30KH-W2-WH-NCIC-UNV-D6A | Light Emitting Diode | Inseparable Luminaire | Direct Wired | 0-10 VDC Controls | 58 | 3000 | 0.001 | 91 | 52 | 433 | 0.96 | Ambient | 50000 |  |  | 99999 | 0.01 | 13 | 4 | 0.01 | 0.01 | 0 | 0 | 0 | 0 | 0.09 | 0.02 | 0 | 0 | 0 | 0 | 0.85 | 0 | 0 | 0 | 0 | 0 | True |  | Non Federally-Regulated | 07/03/2018 |  | 08/10/2018
USAI Lighting | USAI Lighting | B3SWM-14X1-30KH-W2-WH-NCIC-UNV-D6B | Light Emitting Diode | Inseparable Luminaire | Direct Wired | 0-10 VDC Controls | 58 | 3000 | 0.001 | 91 | 52 | 433 | 0.96 | Ambient | 50000 |  |  | 99999 | 0.01 | 13 | 4 | 0.01 | 0.01 | 0 | 0 | 0 | 0 | 0.09 | 0.02 | 0 | 0 | 0 | 0 | 0.85 | 0 | 0 | 0 | 0 | 0 | True |  | Non Federally-Regulated | 07/03/2018 |  | 08/10/2018
USAI Lighting | USAI Lighting | B3SWM-14X1-30KH-W2-WH-NCIC-UNV-D6E | Light Emitting Diode | Inseparable Luminaire | Direct Wired | 0-10 VDC Controls | 58 | 3000 | 0.001 | 91 | 52 | 433 | 0.96 | Ambient | 50000 |  |  | 99999 | 0.01 | 13 | 4 | 0.01 | 0.01 | 0 | 0 | 0 | 0 | 0.09 | 0.02 | 0 | 0 | 0 | 0 | 0.85 | 0 | 0 | 0 | 0 | 0 | True |  | Non Federally-Regulated | 07/03/2018 |  | 08/10/2018
USAI Lighting | USAI Lighting | B3SWM-14X1-30KH-W2-WH-NCIC-UNV-D6F | Light Emitting Diode | Inseparable Luminaire | Direct Wired | 0-10 VDC Controls | 58 | 3000 | 0.001 | 91 | 52 | 433 | 0.96 | Ambient | 50000 |  |  | 99999 | 0.01 | 13 | 4 | 0.01 | 0.01 | 0 | 0 | 0 | 0 | 0.09 | 0.02 | 0 | 0 | 0 | 0 | 0.85 | 0 | 0 | 0 | 0 | 0 | True |  | Non Federally-Regulated | 07/03/2018 |  | 08/10/2018
USAI Lighting | USAI Lighting | B3SWM-14X1-35KH-W2-BL-NCIC-UNV-D6A | Light Emitting Diode | Inseparable Luminaire | Direct Wired | 0-10 VDC Controls | 62 | 3500 | 0.001 | 91 | 52 | 433 | 0.96 | Ambient | 50000 |  |  | 99999 | 0.01 | 13 | 4 | 0.01 | 0.01 | 0 | 0 | 0 | 0 | 0.09 | 0.02 | 0 | 0 | 0 | 0 | 0.85 | 0 | 0 | 0 | 0 | 0 | True |  | Non Federally-Regulated | 07/03/2018 |  | 08/10/2018
USAI Lighting | USAI Lighting | B3SWM-14X1-35KH-W2-BL-NCIC-UNV-D6B | Light Emitting Diode | Inseparable Luminaire | Direct Wired | 0-10 VDC Controls | 62 | 3500 | 0.001 | 91 | 52 | 433 | 0.96 | Ambient | 50000 |  |  | 99999 | 0.01 | 13 | 4 | 0.01 | 0.01 | 0 | 0 | 0 | 0 | 0.09 | 0.02 | 0 | 0 | 0 | 0 | 0.85 | 0 | 0 | 0 | 0 | 0 | True |  | Non Federally-Regulated | 07/03/2018 |  | 08/10/2018
USAI Lighting | USAI Lighting | B3SWM-14X1-35KH-W2-BL-NCIC-UNV-D6E | Light Emitting Diode | Inseparable Luminaire | Direct Wired | 0-10 VDC Controls | 62 | 3500 | 0.001 | 91 | 52 | 433 | 0.96 | Ambient | 50000 |  |  | 99999 | 0.01 | 13 | 4 | 0.01 | 0.01 | 0 | 0 | 0 | 0 | 0.09 | 0.02 | 0 | 0 | 0 | 0 | 0.85 | 0 | 0 | 0 | 0 | 0 | True |  | Non Federally-Regulated | 07/03/2018 |  | 08/10/2018
USAI Lighting | USAI Lighting | B3SWM-14X1-35KH-W2-BL-NCIC-UNV-D6F | Light Emitting Diode | Inseparable Luminaire | Direct Wired | 0-10 VDC Controls | 62 | 3500 | 0.001 | 91 | 52 | 433 | 0.96 | Ambient | 50000 |  |  | 99999 | 0.01 | 13 | 4 | 0.01 | 0.01 | 0 | 0 | 0 | 0 | 0.09 | 0.02 | 0 | 0 | 0 | 0 | 0.85 | 0 | 0 | 0 | 0 | 0 | True |  | Non Federally-Regulated | 07/03/2018 |  | 08/10/2018
USAI Lighting | USAI Lighting | B3SWM-14X1-35KH-W2-BZ-NCIC-UNV-D6A | Light Emitting Diode | Inseparable Luminaire | Direct Wired | 0-10 VDC Controls | 62 | 3500 | 0.001 | 91 | 52 | 433 | 0.96 | Ambient | 50000 |  |  | 99999 | 0.01 | 13 | 4 | 0.01 | 0.01 | 0 | 0 | 0 | 0 | 0.09 | 0.02 | 0 | 0 | 0 | 0 | 0.85 | 0 | 0 | 0 | 0 | 0 | True |  | Non Federally-Regulated | 07/03/2018 |  | 08/10/2018
USAI Lighting | USAI Lighting | B3SWM-14X1-35KH-W2-BZ-NCIC-UNV-D6B | Light Emitting Diode | Inseparable Luminaire | Direct Wired | 0-10 VDC Controls | 62 | 3500 | 0.001 | 91 | 52 | 433 | 0.96 | Ambient | 50000 |  |  | 99999 | 0.01 | 13 | 4 | 0.01 | 0.01 | 0 | 0 | 0 | 0 | 0.09 | 0.02 | 0 | 0 | 0 | 0 | 0.85 | 0 | 0 | 0 | 0 | 0 | True |  | Non Federally-Regulated | 07/03/2018 |  | 08/10/2018
USAI Lighting | USAI Lighting | B3SWM-14X1-35KH-W2-BZ-NCIC-UNV-D6E | Light Emitting Diode | Inseparable Luminaire | Direct Wired | 0-10 VDC Controls | 62 | 3500 | 0.001 | 91 | 52 | 433 | 0.96 | Ambient | 50000 |  |  | 99999 | 0.01 | 13 | 4 | 0.01 | 0.01 | 0 | 0 | 0 | 0 | 0.09 | 0.02 | 0 | 0 | 0 | 0 | 0.85 | 0 | 0 | 0 | 0 | 0 | True |  | Non Federally-Regulated | 07/03/2018 |  | 08/10/2018
USAI Lighting | USAI Lighting | B3SWM-14X1-35KH-W2-BZ-NCIC-UNV-D6F | Light Emitting Diode | Inseparable Luminaire | Direct Wired | 0-10 VDC Controls | 62 | 3500 | 0.001 | 91 | 52 | 433 | 0.96 | Ambient | 50000 |  |  | 99999 | 0.01 | 13 | 4 | 0.01 | 0.01 | 0 | 0 | 0 | 0 | 0.09 | 0.02 | 0 | 0 | 0 | 0 | 0.85 | 0 | 0 | 0 | 0 | 0 | True |  | Non Federally-Regulated | 07/03/2018 |  | 08/10/2018
USAI Lighting | USAI Lighting | B3SWM-14X1-35KH-W2-GR-NCIC-UNV-D6A | Light Emitting Diode | Inseparable Luminaire | Direct Wired | 0-10 VDC Controls | 62 | 3500 | 0.001 | 91 | 52 | 433 | 0.96 | Ambient | 50000 |  |  | 99999 | 0.01 | 13 | 4 | 0.01 | 0.01 | 0 | 0 | 0 | 0 | 0.09 | 0.02 | 0 | 0 | 0 | 0 | 0.85 | 0 | 0 | 0 | 0 | 0 | True |  | Non Federally-Regulated | 07/03/2018 |  | 08/10/2018
USAI Lighting | USAI Lighting | B3SWM-14X1-35KH-W2-GR-NCIC-UNV-D6B | Light Emitting Diode | Inseparable Luminaire | Direct Wired | 0-10 VDC Controls | 62 | 3500 | 0.001 | 91 | 52 | 433 | 0.96 | Ambient | 50000 |  |  | 99999 | 0.01 | 13 | 4 | 0.01 | 0.01 | 0 | 0 | 0 | 0 | 0.09 | 0.02 | 0 | 0 | 0 | 0 | 0.85 | 0 | 0 | 0 | 0 | 0 | True |  | Non Federally-Regulated | 07/03/2018 |  | 08/10/2018
USAI Lighting | USAI Lighting | B3SWM-14X1-35KH-W2-GR-NCIC-UNV-D6E | Light Emitting Diode | Inseparable Luminaire | Direct Wired | 0-10 VDC Controls | 62 | 3500 | 0.001 | 91 | 52 | 433 | 0.96 | Ambient | 50000 |  |  | 99999 | 0.01 | 13 | 4 | 0.01 | 0.01 | 0 | 0 | 0 | 0 | 0.09 | 0.02 | 0 | 0 | 0 | 0 | 0.85 | 0 | 0 | 0 | 0 | 0 | True |  | Non Federally-Regulated | 07/03/2018 |  | 08/10/2018
USAI Lighting | USAI Lighting | B3SWM-14X1-35KH-W2-GR-NCIC-UNV-D6F | Light Emitting Diode | Inseparable Luminaire | Direct Wired | 0-10 VDC Controls | 62 | 3500 | 0.001 | 91 | 52 | 433 | 0.96 | Ambient | 50000 |  |  | 99999 | 0.01 | 13 | 4 | 0.01 | 0.01 | 0 | 0 | 0 | 0 | 0.09 | 0.02 | 0 | 0 | 0 | 0 | 0.85 | 0 | 0 | 0 | 0 | 0 | True |  | Non Federally-Regulated | 07/03/2018 |  | 08/10/2018
USAI Lighting | USAI Lighting | B3SWM-14X1-35KH-W2-WH-NCIC-UNV-D6A | Light Emitting Diode | Inseparable Luminaire | Direct Wired | 0-10 VDC Controls | 62 | 3500 | 0.001 | 91 | 52 | 433 | 0.96 | Ambient | 50000 |  |  | 99999 | 0.01 | 13 | 4 | 0.01 | 0.01 | 0 | 0 | 0 | 0 | 0.09 | 0.02 | 0 | 0 | 0 | 0 | 0.85 | 0 | 0 | 0 | 0 | 0 | True |  | Non Federally-Regulated | 07/03/2018 |  | 08/10/2018
USAI Lighting | USAI Lighting | B3SWM-14X1-35KH-W2-WH-NCIC-UNV-D6B | Light Emitting Diode | Inseparable Luminaire | Direct Wired | 0-10 VDC Controls | 62 | 3500 | 0.001 | 91 | 52 | 433 | 0.96 | Ambient | 50000 |  |  | 99999 | 0.01 | 13 | 4 | 0.01 | 0.01 | 0 | 0 | 0 | 0 | 0.09 | 0.02 | 0 | 0 | 0 | 0 | 0.85 | 0 | 0 | 0 | 0 | 0 | True |  | Non Federally-Regulated | 07/03/2018 |  | 08/10/2018
USAI Lighting | USAI Lighting | B3SWM-14X1-35KH-W2-WH-NCIC-UNV-D6E | Light Emitting Diode | Inseparable Luminaire | Direct Wired | 0-10 VDC Controls | 62 | 3500 | 0.001 | 91 | 52 | 433 | 0.96 | Ambient | 50000 |  |  | 99999 | 0.01 | 13 | 4 | 0.01 | 0.01 | 0 | 0 | 0 | 0 | 0.09 | 0.02 | 0 | 0 | 0 | 0 | 0.85 | 0 | 0 | 0 | 0 | 0 | True |  | Non Federally-Regulated | 07/03/2018 |  | 08/10/2018
USAI Lighting | USAI Lighting | B3SWM-14X1-35KH-W2-WH-NCIC-UNV-D6F | Light Emitting Diode | Inseparable Luminaire | Direct Wired | 0-10 VDC Controls | 62 | 3500 | 0.001 | 91 | 52 | 433 | 0.96 | Ambient | 50000 |  |  | 99999 | 0.01 | 13 | 4 | 0.01 | 0.01 | 0 | 0 | 0 | 0 | 0.09 | 0.02 | 0 | 0 | 0 | 0 | 0.85 | 0 | 0 | 0 | 0 | 0 | True |  | Non Federally-Regulated | 07/03/2018 |  | 08/10/2018
USAI Lighting | USAI Lighting | B3SWM-14X1-40KH-W2-BL-NCIC-UNV-D6A | Light Emitting Diode | Inseparable Luminaire | Direct Wired | 0-10 VDC Controls | 71 | 4000 | 0.001 | 91 | 52 | 433 | 0.96 | Ambient | 50000 |  |  | 99999 | 0.01 | 13 | 4 | 0.01 | 0.01 | 0 | 0 | 0 | 0 | 0.09 | 0.02 | 0 | 0 | 0 | 0 | 0.85 | 0 | 0 | 0 | 0 | 0 | True |  | Non Federally-Regulated | 07/03/2018 |  | 08/10/2018
USAI Lighting | USAI Lighting | B3SWM-14X1-40KH-W2-BL-NCIC-UNV-D6B | Light Emitting Diode | Inseparable Luminaire | Direct Wired | 0-10 VDC Controls | 71 | 4000 | 0.001 | 91 | 52 | 433 | 0.96 | Ambient | 50000 |  |  | 99999 | 0.01 | 13 | 4 | 0.01 | 0.01 | 0 | 0 | 0 | 0 | 0.09 | 0.02 | 0 | 0 | 0 | 0 | 0.85 | 0 | 0 | 0 | 0 | 0 | True |  | Non Federally-Regulated | 07/03/2018 |  | 08/10/2018
USAI Lighting | USAI Lighting | B3SWM-14X1-40KH-W2-BL-NCIC-UNV-D6E | Light Emitting Diode | Inseparable Luminaire | Direct Wired | 0-10 VDC Controls | 71 | 4000 | 0.001 | 91 | 52 | 433 | 0.96 | Ambient | 50000 |  |  | 99999 | 0.01 | 13 | 4 | 0.01 | 0.01 | 0 | 0 | 0 | 0 | 0.09 | 0.02 | 0 | 0 | 0 | 0 | 0.85 | 0 | 0 | 0 | 0 | 0 | True |  | Non Federally-Regulated | 07/03/2018 |  | 08/10/2018
USAI Lighting | USAI Lighting | B3SWM-14X1-40KH-W2-BL-NCIC-UNV-D6F | Light Emitting Diode | Inseparable Luminaire | Direct Wired | 0-10 VDC Controls | 71 | 4000 | 0.001 | 91 | 52 | 433 | 0.96 | Ambient | 50000 |  |  | 99999 | 0.01 | 13 | 4 | 0.01 | 0.01 | 0 | 0 | 0 | 0 | 0.09 | 0.02 | 0 | 0 | 0 | 0 | 0.85 | 0 | 0 | 0 | 0 | 0 | True |  | Non Federally-Regulated | 07/03/2018 |  | 08/10/2018
USAI Lighting | USAI Lighting | B3SWM-14X1-40KH-W2-BZ-NCIC-UNV-D6A | Light Emitting Diode | Inseparable Luminaire | Direct Wired | 0-10 VDC Controls | 71 | 4000 | 0.001 | 91 | 52 | 433 | 0.96 | Ambient | 50000 |  |  | 99999 | 0.01 | 13 | 4 | 0.01 | 0.01 | 0 | 0 | 0 | 0 | 0.09 | 0.02 | 0 | 0 | 0 | 0 | 0.85 | 0 | 0 | 0 | 0 | 0 | True |  | Non Federally-Regulated | 07/03/2018 |  | 08/10/2018
USAI Lighting | USAI Lighting | B3SWM-14X1-40KH-W2-BZ-NCIC-UNV-D6B | Light Emitting Diode | Inseparable Luminaire | Direct Wired | 0-10 VDC Controls | 71 | 4000 | 0.001 | 91 | 52 | 433 | 0.96 | Ambient | 50000 |  |  | 99999 | 0.01 | 13 | 4 | 0.01 | 0.01 | 0 | 0 | 0 | 0 | 0.09 | 0.02 | 0 | 0 | 0 | 0 | 0.85 | 0 | 0 | 0 | 0 | 0 | True |  | Non Federally-Regulated | 07/03/2018 |  | 08/10/2018
USAI Lighting | USAI Lighting | B3SWM-14X1-40KH-W2-BZ-NCIC-UNV-D6E | Light Emitting Diode | Inseparable Luminaire | Direct Wired | 0-10 VDC Controls | 71 | 4000 | 0.001 | 91 | 52 | 433 | 0.96 | Ambient | 50000 |  |  | 99999 | 0.01 | 13 | 4 | 0.01 | 0.01 | 0 | 0 | 0 | 0 | 0.09 | 0.02 | 0 | 0 | 0 | 0 | 0.85 | 0 | 0 | 0 | 0 | 0 | True |  | Non Federally-Regulated | 07/03/2018 |  | 08/10/2018
USAI Lighting | USAI Lighting | B3SWM-14X1-40KH-W2-BZ-NCIC-UNV-D6F | Light Emitting Diode | Inseparable Luminaire | Direct Wired | 0-10 VDC Controls | 71 | 4000 | 0.001 | 91 | 52 | 433 | 0.96 | Ambient | 50000 |  |  | 99999 | 0.01 | 13 | 4 | 0.01 | 0.01 | 0 | 0 | 0 | 0 | 0.09 | 0.02 | 0 | 0 | 0 | 0 | 0.85 | 0 | 0 | 0 | 0 | 0 | True |  | Non Federally-Regulated | 07/03/2018 |  | 08/10/2018
USAI Lighting | USAI Lighting | B3SWM-14X1-40KH-W2-GR-NCIC-UNV-D6A | Light Emitting Diode | Inseparable Luminaire | Direct Wired | 0-10 VDC Controls | 71 | 4000 | 0.001 | 91 | 52 | 433 | 0.96 | Ambient | 50000 |  |  | 99999 | 0.01 | 13 | 4 | 0.01 | 0.01 | 0 | 0 | 0 | 0 | 0.09 | 0.02 | 0 | 0 | 0 | 0 | 0.85 | 0 | 0 | 0 | 0 | 0 | True |  | Non Federally-Regulated | 07/03/2018 |  | 08/10/2018
USAI Lighting | USAI Lighting | B3SWM-14X1-40KH-W2-GR-NCIC-UNV-D6B | Light Emitting Diode | Inseparable Luminaire | Direct Wired | 0-10 VDC Controls | 71 | 4000 | 0.001 | 91 | 52 | 433 | 0.96 | Ambient | 50000 |  |  | 99999 | 0.01 | 13 | 4 | 0.01 | 0.01 | 0 | 0 | 0 | 0 | 0.09 | 0.02 | 0 | 0 | 0 | 0 | 0.85 | 0 | 0 | 0 | 0 | 0 | True |  | Non Federally-Regulated | 07/03/2018 |  | 08/10/2018
USAI Lighting | USAI Lighting | B3SWM-14X1-40KH-W2-GR-NCIC-UNV-D6E | Light Emitting Diode | Inseparable Luminaire | Direct Wired | 0-10 VDC Controls | 71 | 4000 | 0.001 | 91 | 52 | 433 | 0.96 | Ambient | 50000 |  |  | 99999 | 0.01 | 13 | 4 | 0.01 | 0.01 | 0 | 0 | 0 | 0 | 0.09 | 0.02 | 0 | 0 | 0 | 0 | 0.85 | 0 | 0 | 0 | 0 | 0 | True |  | Non Federally-Regulated | 07/03/2018 |  | 08/10/2018
USAI Lighting | USAI Lighting | B3SWM-14X1-40KH-W2-GR-NCIC-UNV-D6F | Light Emitting Diode | Inseparable Luminaire | Direct Wired | 0-10 VDC Controls | 71 | 4000 | 0.001 | 91 | 52 | 433 | 0.96 | Ambient | 50000 |  |  | 99999 | 0.01 | 13 | 4 | 0.01 | 0.01 | 0 | 0 | 0 | 0 | 0.09 | 0.02 | 0 | 0 | 0 | 0 | 0.85 | 0 | 0 | 0 | 0 | 0 | True |  | Non Federally-Regulated | 07/03/2018 |  | 08/10/2018
USAI Lighting | USAI Lighting | B3SWM-14X1-40KH-W2-WH-NCIC-UNV-D6A | Light Emitting Diode | Inseparable Luminaire | Direct Wired | 0-10 VDC Controls | 71 | 4000 | 0.001 | 91 | 52 | 433 | 0.96 | Ambient | 50000 |  |  | 99999 | 0.01 | 13 | 4 | 0.01 | 0.01 | 0 | 0 | 0 | 0 | 0.09 | 0.02 | 0 | 0 | 0 | 0 | 0.85 | 0 | 0 | 0 | 0 | 0 | True |  | Non Federally-Regulated | 07/03/2018 |  | 08/10/2018
USAI Lighting | USAI Lighting | B3SWM-14X1-40KH-W2-WH-NCIC-UNV-D6B | Light Emitting Diode | Inseparable Luminaire | Direct Wired | 0-10 VDC Controls | 71 | 4000 | 0.001 | 91 | 52 | 433 | 0.96 | Ambient | 50000 |  |  | 99999 | 0.01 | 13 | 4 | 0.01 | 0.01 | 0 | 0 | 0 | 0 | 0.09 | 0.02 | 0 | 0 | 0 | 0 | 0.85 | 0 | 0 | 0 | 0 | 0 | True |  | Non Federally-Regulated | 07/03/2018 |  | 08/10/2018
USAI Lighting | USAI Lighting | B3SWM-14X1-40KH-W2-WH-NCIC-UNV-D6E | Light Emitting Diode | Inseparable Luminaire | Direct Wired | 0-10 VDC Controls | 71 | 4000 | 0.001 | 91 | 52 | 433 | 0.96 | Ambient | 50000 |  |  | 99999 | 0.01 | 13 | 4 | 0.01 | 0.01 | 0 | 0 | 0 | 0 | 0.09 | 0.02 | 0 | 0 | 0 | 0 | 0.85 | 0 | 0 | 0 | 0 | 0 | True |  | Non Federally-Regulated | 07/03/2018 |  | 08/10/2018
USAI Lighting | USAI Lighting | B3SWM-14X1-40KH-W2-WH-NCIC-UNV-D6F | Light Emitting Diode | Inseparable Luminaire | Direct Wired | 0-10 VDC Controls | 71 | 4000 | 0.001 | 91 | 52 | 433 | 0.96 | Ambient | 50000 |  |  | 99999 | 0.01 | 13 | 4 | 0.01 | 0.01 | 0 | 0 | 0 | 0 | 0.09 | 0.02 | 0 | 0 | 0 | 0 | 0.85 | 0 | 0 | 0 | 0 | 0 | True |  | Non Federally-Regulated | 07/03/2018 |  | 08/10/2018
Globe Electric Co., Inc. | Globe | 91274 | Light Emitting Diode | Inseparable Luminaire | Direct Wired | Forward Phase Cut Controls | 81.9 | 3000 | 0.0019 | 93 | 66 | 432 | 0.92 | Ambient | 50000 |  |  | 60000 | 0.1 | 21 | 20 | 0.22 | 0.22 | 0.21 | 0.19 | 0 | 0 | 0.12 | 0.11 | 0.12 | 0.09 | 0.02 | 0 | 0.13 | 0.13 | 0.13 | 0.13 | 0 | 0 | True |  | Non Federally-Regulated | 08/08/2018 |  | 08/14/2018
Globe Electric Co., Inc. | Globe | 91275 | Light Emitting Diode | Inseparable Luminaire | Direct Wired | Forward Phase Cut Controls | 81.9 | 3000 | 0.0019 | 93 | 66 | 432 | 0.92 | Ambient | 50000 |  |  | 60000 | 0.1 | 21 | 20 | 0.22 | 0.22 | 0.21 | 0.19 | 0 | 0 | 0.12 | 0.11 | 0.12 | 0.09 | 0.02 | 0 | 0.13 | 0.13 | 0.13 | 0.13 | 0 | 0 | True |  | Non Federally-Regulated | 08/08/2018 |  | 08/14/2018
Globe Electric Co., Inc. | Globe | 91292 | Light Emitting Diode | Inseparable Luminaire | Direct Wired | Forward Phase Cut Controls | 82.7 | 3000 | 0.0018 | 93 | 67 | 410 | 0.92 | Ambient | 50000 |  |  | 60000 | 0.1 | 21 | 21 | 0.29 | 0.28 | 0.27 | 0.25 | 0 | 0 | 0.11 | 0.1 | 0.1 | 0.08 | 0.02 | 0.01 | 0.17 | 0.17 | 0.17 | 0.17 | 0 | 0 | True |  | Non Federally-Regulated | 08/08/2018 |  | 08/14/2018
Globe Electric Co., Inc. | Globe | 91293 | Light Emitting Diode | Inseparable Luminaire | Direct Wired | Forward Phase Cut Controls | 75.3 | 3000 | -0.0006 | 94 | 65 | 110 | 0.92 | Ambient | 50000 |  |  | 60000 | 0.1 | 18 | 18 | 0.11 | 0.11 | 0.1 | 0.1 | 0 | 0 | 0.08 | 0.07 | 0.07 | 0.05 | 0.02 | 0.01 | 0.06 | 0.06 | 0.06 | 0.06 | 0 | 0 | True |  | Non Federally-Regulated | 08/08/2018 |  | 08/14/2018
Globe Electric Co., Inc. | Globe | 91276 | Light Emitting Diode | Inseparable Luminaire | Direct Wired | Forward Phase Cut Controls | 67.1 | 3000 | 0 | 94 | 68 | 415 | 0.92 | Ambient | 50000 |  |  | 60000 | 0.1 | 20 | 21 | 0.15 | 0.14 | 0.14 | 0.13 | 0 | 0 | 0.1 | 0.1 | 0.1 | 0.08 | 0.01 | 0 | 0.08 | 0.08 | 0.08 | 0.08 | 0 | 0 | True |  | Non Federally-Regulated | 08/08/2018 |  | 08/14/2018
Globe Electric Co., Inc. | Globe | 91364 | Light Emitting Diode | Inseparable Luminaire | Direct Wired | Forward Phase Cut Controls | 67.1 | 3000 | 0 | 94 | 68 | 415 | 0.92 | Ambient | 50000 |  |  | 60000 | 0.1 | 20 | 21 | 0.15 | 0.14 | 0.14 | 0.13 | 0 | 0 | 0.1 | 0.1 | 0.1 | 0.08 | 0.01 | 0 | 0.08 | 0.08 | 0.08 | 0.08 | 0 | 0 | True |  | Non Federally-Regulated | 08/08/2018 |  | 08/14/2018
Globe Electric Co., Inc. | Globe | 91277 | Light Emitting Diode | Inseparable Luminaire | Direct Wired | Forward Phase Cut Controls | 67.1 | 3000 | 0 | 94 | 68 | 415 | 0.92 | Ambient | 50000 |  |  | 60000 | 0.1 | 20 | 21 | 0.15 | 0.14 | 0.14 | 0.13 | 0 | 0 | 0.1 | 0.1 | 0.1 | 0.08 | 0.01 | 0 | 0.08 | 0.08 | 0.08 | 0.08 | 0 | 0 | True |  | Non Federally-Regulated | 08/08/2018 |  | 08/14/2018
Globe Electric Co., Inc. | Globe | 91278 | Light Emitting Diode | Inseparable Luminaire | Direct Wired | Forward Phase Cut Controls | 67.1 | 3000 | 0 | 94 | 68 | 415 | 0.92 | Ambient | 50000 |  |  | 60000 | 0.1 | 20 | 21 | 0.15 | 0.14 | 0.14 | 0.13 | 0 | 0 | 0.1 | 0.1 | 0.1 | 0.08 | 0.01 | 0 | 0.08 | 0.08 | 0.08 | 0.08 | 0 | 0 | True |  | Non Federally-Regulated | 08/08/2018 |  | 08/14/2018
Globe Electric Co., Inc. | Globe | 91300 | Light Emitting Diode | Inseparable Luminaire | Direct Wired | Forward Phase Cut Controls | 70.5 | 3000 | 0.0019 | 93 | 65 | 387 | 0.94 | Ambient | 50000 |  |  | 60000 | 0.1 | 20 | 20 | 0.16 | 0.15 | 0.15 | 0.14 | 0 | 0 | 0.07 | 0.07 | 0.07 | 0.05 | 0.01 | 0 | 0.09 | 0.09 | 0.09 | 0.09 | 0 | 0 | True |  | Non Federally-Regulated | 08/08/2018 |  | 08/14/2018
Globe Electric Co., Inc. | Globe | 91360 | Light Emitting Diode | Inseparable Luminaire | Direct Wired | Forward Phase Cut Controls | 70.5 | 3000 | 0.0019 | 93 | 65 | 387 | 0.94 | Ambient | 50000 |  |  | 60000 | 0.1 | 20 | 20 | 0.16 | 0.15 | 0.15 | 0.14 | 0 | 0 | 0.07 | 0.07 | 0.07 | 0.05 | 0.01 | 0 | 0.09 | 0.09 | 0.09 | 0.09 | 0 | 0 | True |  | Non Federally-Regulated | 08/08/2018 |  | 08/14/2018
Globe Electric Co., Inc. | Globe | 91279 | Light Emitting Diode | Inseparable Luminaire | Direct Wired | Forward Phase Cut Controls | 69.8 | 3000 | 0.002 | 93 | 67 | 368 | 0.94 | Ambient | 50000 |  |  | 60000 | 0.1 | 20 | 20 | 0.17 | 0.16 | 0.15 | 0.14 | 0 | 0 | 0.11 | 0.11 | 0.11 | 0.09 | 0.02 | 0 | 0.09 | 0.09 | 0.09 | 0.09 | 0 | 0 | True |  | Non Federally-Regulated | 08/08/2018 |  | 08/14/2018
Globe Electric Co., Inc. | Globe | 91301 | Light Emitting Diode | Inseparable Luminaire | Direct Wired | Forward Phase Cut Controls | 85.2 | 3000 | 0.0004 | 94 | 66 | 125 | 0.95 | Ambient | 50000 |  |  | 60000 | 0.1 | 19 | 19 | 0.11 | 0.1 | 0.1 | 0.1 | 0 | 0 | 0.06 | 0.05 | 0.05 | 0.04 | 0.01 | 0 | 0.06 | 0.06 | 0.06 | 0.06 | 0 | 0 | True |  | Non Federally-Regulated | 08/08/2018 |  | 08/14/2018
Globe Electric Co., Inc. | Globe | 91280 | Light Emitting Diode | Inseparable Luminaire | Direct Wired | Forward Phase Cut Controls | 69.7 | 3000 | 0.0019 | 93 | 68 | 350 | 0.93 | Ambient | 50000 |  |  | 60000 | 0.1 | 19 | 19 | 0.27 | 0.26 | 0.25 | 0.24 | 0 | 0 | 0.16 | 0.16 | 0.17 | 0.13 | 0.02 | 0 | 0.15 | 0.15 | 0.15 | 0.15 | 0 | 0 | True |  | Non Federally-Regulated | 08/08/2018 |  | 08/14/2018
Globe Electric Co., Inc. | Globe | 91242 | Light Emitting Diode | Inseparable Luminaire | Direct Wired | Forward Phase Cut Controls | 79 | 3000 | 0.0019 | 93 | 66 | 304 | 0.96 | Ambient | 50000 |  |  | 60000 | 0.1 | 20 | 20 | 0.21 | 0.2 | 0.2 | 0.18 | 0 | 0 | 0.13 | 0.13 | 0.13 | 0.1 | 0.02 | 0 | 0.13 | 0.13 | 0.13 | 0.13 | 0 | 0 | True |  | Non Federally-Regulated | 08/08/2018 |  | 08/14/2018
Globe Electric Co., Inc. | Globe | 91365 | Light Emitting Diode | Inseparable Luminaire | Direct Wired | Forward Phase Cut Controls | 79 | 3000 | 0.0019 | 93 | 66 | 304 | 0.96 | Ambient | 50000 |  |  | 60000 | 0.1 | 20 | 20 | 0.21 | 0.2 | 0.2 | 0.18 | 0 | 0 | 0.13 | 0.13 | 0.13 | 0.1 | 0.02 | 0 | 0.13 | 0.13 | 0.13 | 0.13 | 0 | 0 | True |  | Non Federally-Regulated | 08/08/2018 |  | 08/14/2018
Globe Electric Co., Inc. | Globe | 91302 | Light Emitting Diode | Inseparable Luminaire | Direct Wired | Forward Phase Cut Controls | 78.5 | 3000 | 0.0021 | 93 | 65 | 436 | 0.96 | Ambient | 50000 |  |  | 60000 | 0.1 | 20 | 20 | 0.22 | 0.21 | 0.2 | 0.19 | 0 | 0 | 0.11 | 0.11 | 0.08 | 0.02 | 0.01 | 0.11 | 0.12 | 0.12 | 0.12 | 0.12 | 0 | 0 | True |  | Non Federally-Regulated | 08/08/2018 |  | 08/14/2018
Globe Electric Co., Inc. | Globe | 91361 | Light Emitting Diode | Inseparable Luminaire | Direct Wired | Forward Phase Cut Controls | 78.5 | 3000 | 0.0021 | 93 | 65 | 436 | 0.96 | Ambient | 50000 |  |  | 60000 | 0.1 | 20 | 20 | 0.22 | 0.21 | 0.2 | 0.19 | 0 | 0 | 0.11 | 0.11 | 0.08 | 0.02 | 0.01 | 0.11 | 0.12 | 0.12 | 0.12 | 0.12 | 0 | 0 | True |  | Non Federally-Regulated | 08/08/2018 |  | 08/14/2018
Globe Electric Co., Inc. | Globe | 91282 | Light Emitting Diode | Inseparable Luminaire | Direct Wired | Forward Phase Cut Controls | 76.5 | 3000 | 0.0012 | 93 | 66 | 140 | 0.96 | Ambient | 50000 |  |  | 60000 | 0.1 | 20 | 20 | 0.21 | 0.2 | 0.19 | 0.18 | 0 | 0 | 0.15 | 0.15 | 0.15 | 0.12 | 0.02 | 0 | 0.13 | 0.13 | 0.13 | 0.13 | 0 | 0 | True |  | Non Federally-Regulated | 08/08/2018 |  | 08/14/2018
Liteline Corporation | Trenz Lighting | DL6-15W-** | Light Emitting Diode | Inseparable Luminaire | Direct Wired | Forward Phase Cut Controls | 67 | 3049 | 0.001 | 91 | 57 | 76 | 1 | Ambient | 50000 |  |  | 60000 | 0.09 | 16 | 16 | 0.28 | 0.27 | 0.26 | 0.24 | 0 | 0 | 0.29 | 0.28 | 0.29 | 0.22 | 0 | 0 | 0.24 | 0.24 | 0.23 | 0.17 | 0.01 | 0 | True |  | Non Federally-Regulated | 08/13/2018 |  | 08/16/2018
Liteline Corporation | LITELINE | TL-DL4-12W-** | Light Emitting Diode | Inseparable Luminaire | Direct Wired | Forward Phase Cut Controls | 57 | 3122 | 0 | 91 | 53 | 90 | 1 | Ambient | 50000 |  |  | 60000 | 0.09 | 16 | 15 | 0.19 | 0.19 | 0.18 | 0.16 | 0.02 | 0 | 0.21 | 0.2 | 0.2 | 0.15 | 0 | 0 | 0.18 | 0.18 | 0.17 | 0.13 | 0.01 | 0 | True |  | Non Federally-Regulated | 08/13/2018 |  | 08/16/2018
Liteline Corporation | Trenz Lighting | DL4-12W-** | Light Emitting Diode | Inseparable Luminaire | Direct Wired | Forward Phase Cut Controls | 57 | 3122 | 0 | 91 | 53 | 90 | 1 | Ambient | 50000 |  |  | 60000 | 0.09 | 16 | 15 | 0.19 | 0.19 | 0.18 | 0.16 | 0.02 | 0 | 0.21 | 0.2 | 0.2 | 0.15 | 0 | 0 | 0.18 | 0.18 | 0.17 | 0.13 | 0.01 | 0 | True |  | Non Federally-Regulated | 08/13/2018 |  | 08/16/2018
Liteline Corporation | LITELINE | TL-DL6-15W-** | Light Emitting Diode | Inseparable Luminaire | Direct Wired | Forward Phase Cut Controls | 67 | 3049 | 0.001 | 91 | 57 | 76 | 1 | Ambient | 50000 |  |  | 60000 | 0.09 | 16 | 16 | 0.28 | 0.27 | 0.26 | 0.24 | 0 | 0 | 0.29 | 0.28 | 0.29 | 0.22 | 0 | 0 | 0.24 | 0.24 | 0.23 | 0.17 | 0.01 | 0 | True |  | Non Federally-Regulated | 08/13/2018 |  | 08/16/2018
Shenzhen Lanhe Lighting Co.,Ltd | HLE | KDN-BA-19X-M15W-90-T(2700K) | Light Emitting Diode | Inseparable Luminaire | Quick Connect | Forward Phase Cut Controls | 60.9 | 2700 | 0.0006 | 93 | 61 | 30 | 0.94 | Ambient | 50000 |  |  | 54000 | 0.05 | 21 | 21 | 0.2 | 0.2 | 0.2 | 0.18 | 0.02 | 0 | 0.26 | 0.26 | 0.27 | 0.22 | 0.04 | 0.01 | 0.1 | 0.1 | 0.1 | 0.08 | 0.03 | 0.03 | True |  | Non Federally-Regulated | 05/04/2017 |  | 08/22/2018
Shenzhen Lanhe Lighting Co.,Ltd | HLE | KDN-BA-19J-M15W-90-T(2700K) | Light Emitting Diode | Inseparable Luminaire | Quick Connect | Forward Phase Cut Controls | 63.5 | 2700 | 0.0006 | 92 | 56 | 30 | 0.94 | Ambient | 50000 |  |  | 54000 | 0.05 | 21 | 21 | 0.2 | 0.2 | 0.2 | 0.18 | 0.02 | 0 | 0.26 | 0.26 | 0.27 | 0.22 | 0.04 | 0.01 | 0.1 | 0.1 | 0.1 | 0.08 | 0.03 | 0.03 | True |  | Non Federally-Regulated | 05/04/2017 |  | 08/22/2018
Shenzhen Lanhe Lighting Co.,Ltd | HLE | KDN-DA-17X-M12W-90-T(2700K) | Light Emitting Diode | Inseparable Luminaire | Quick Connect | Forward Phase Cut Controls | 69.7 | 2700 | 0.0002 | 93 | 62 | 73 | 0.91 | Ambient | 50000 |  |  | 54000 | 0.05 | 22 | 22 | 0.25 | 0.25 | 0.24 | 0.23 | 0.02 | 0 | 0.3 | 0.31 | 0.3 | 0.25 | 0.03 | 0.01 | 0.15 | 0.15 | 0.15 | 0.12 | 0.02 | 0.01 | True |  | Non Federally-Regulated | 05/04/2017 |  | 08/22/2018
Shenzhen Lanhe Lighting Co.,Ltd | HLE | KDN-DA-17J-M12W-90-T(2700K) | Light Emitting Diode | Inseparable Luminaire | Quick Connect | Forward Phase Cut Controls | 71.6 | 2700 | 0.0003 | 94 | 63 | 73 | 0.91 | Ambient | 50000 |  |  | 54000 | 0.05 | 22 | 22 | 0.25 | 0.25 | 0.24 | 0.23 | 0.02 | 0 | 0.3 | 0.31 | 0.3 | 0.25 | 0.03 | 0.01 | 0.15 | 0.15 | 0.15 | 0.12 | 0.02 | 0.01 | True |  | Non Federally-Regulated | 05/04/2017 |  | 08/22/2018
Shenzhen Lanhe Lighting Co.,Ltd | HLE | KDN-BA-10X-M8W-90-T(2700K) | Light Emitting Diode | Inseparable Luminaire | Quick Connect | Forward Phase Cut Controls | 61.9 | 2700 | 0.0008 | 92 | 58 | 46 | 0.93 | Ambient | 50000 |  |  | 54000 | 0.05 | 21 | 22 | 0.18 | 0.18 | 0.18 | 0.16 | 0.02 | 0 | 0.26 | 0.26 | 0.26 | 0.22 | 0.06 | 0.04 | 0.1 | 0.09 | 0.08 | 0.07 | 0.02 | 0.02 | True |  | Non Federally-Regulated | 05/04/2017 |  | 08/22/2018
Shenzhen Lanhe Lighting Co.,Ltd | HLE | KDN-BA-10J-M8W-90-T(2700K) | Light Emitting Diode | Inseparable Luminaire | Quick Connect | Forward Phase Cut Controls | 63.8 | 2700 | 0.0005 | 92 | 57 | 46 | 0.93 | Ambient | 50000 |  |  | 54000 | 0.05 | 21 | 22 | 0.18 | 0.18 | 0.18 | 0.16 | 0.02 | 0 | 0.26 | 0.26 | 0.26 | 0.22 | 0.06 | 0.04 | 0.1 | 0.09 | 0.08 | 0.07 | 0.02 | 0.02 | True |  | Non Federally-Regulated | 05/04/2017 |  | 08/22/2018
Shenzhen Lanhe Lighting Co.,Ltd | HLE | KDN-BA-19X-M12W-90-T(2700K) | Light Emitting Diode | Inseparable Luminaire | Quick Connect | Forward Phase Cut Controls | 66.8 | 2700 | 0.0004 | 93 | 61 | 21 | 0.91 | Ambient | 50000 |  |  | 54000 | 0.05 | 22 | 21 | 0.17 | 0.16 | 0.16 | 0.16 | 0.02 | 0.01 | 0.25 | 0.25 | 0.25 | 0.2 | 0.04 | 0.01 | 0.1 | 0.11 | 0.1 | 0.08 | 0.03 | 0.02 | True |  | Non Federally-Regulated | 05/04/2017 |  | 08/22/2018
Shenzhen Lanhe Lighting Co.,Ltd | HLE | KDN-BA-19J-M12W-90-T(2700K) | Light Emitting Diode | Inseparable Luminaire | Quick Connect | Forward Phase Cut Controls | 69.6 | 2700 | 0.0002 | 93 | 63 | 21 | 0.91 | Ambient | 50000 |  |  | 54000 | 0.05 | 22 | 21 | 0.17 | 0.16 | 0.16 | 0.16 | 0.02 | 0.01 | 0.25 | 0.25 | 0.25 | 0.2 | 0.04 | 0.01 | 0.1 | 0.11 | 0.1 | 0.08 | 0.03 | 0.02 | True |  | Non Federally-Regulated | 05/04/2017 |  | 08/22/2018
Shenzhen Lanhe Lighting Co.,Ltd | HLE | KDY-CA-13J-M10W-P-90-T(2700K) | Light Emitting Diode | Inseparable Luminaire | Quick Connect | Forward Phase Cut Controls | 62.6 | 2700 | 0.0005 | 93 | 59 | 39 | 0.92 | Ambient | 50000 |  |  | 51000 | 0.05 | 21 | 21 | 0.17 | 0.17 | 0.16 | 0.15 | 0.01 | 0 | 0.22 | 0.22 | 0.22 | 0.18 | 0.02 | 0.01 | 0.08 | 0.08 | 0.08 | 0.06 | 0.01 | 0.01 | True |  | Non Federally-Regulated | 05/22/2017 |  | 08/22/2018
Shenzhen Lanhe Lighting Co.,Ltd | HLE | KDY-CA-19J-M12W-P-90-T(2700K) | Light Emitting Diode | Inseparable Luminaire | Quick Connect | Forward Phase Cut Controls | 71.2 | 2700 | 0.0009 | 92 | 58 | 80 | 0.91 | Ambient | 50000 |  |  | 51000 | 0.05 | 21 | 22 | 0.18 | 0.18 | 0.17 | 0.16 | 0.01 | 0 | 0.27 | 0.27 | 0.27 | 0.22 | 0.03 | 0.01 | 0.09 | 0.1 | 0.1 | 0.08 | 0.03 | 0.02 | True |  | Non Federally-Regulated | 05/04/2017 |  | 08/22/2018
Shenzhen Lanhe Lighting Co.,Ltd | HLE | KDY-CA-19J-M16.5W-P-90-T(2700K) | Light Emitting Diode | Inseparable Luminaire | Quick Connect | Forward Phase Cut Controls | 66.6 | 2700 | 0.001 | 92 | 57 | 31 | 0.92 | Ambient | 39000 |  |  | 41000 | 0.05 | 21 | 22 | 0.18 | 0.18 | 0.18 | 0.17 | 0.02 | 0 | 0.24 | 0.24 | 0.24 | 0.2 | 0.03 | 0.01 | 0.07 | 0.07 | 0.07 | 0.05 | 0.01 | 0.01 | True |  | Non Federally-Regulated | 05/04/2017 |  | 08/22/2018
Shenzhen Lanhe Lighting Co.,Ltd | HLE | KDY-CA-13J-M10W-K-90-T(2700K) | Light Emitting Diode | Inseparable Luminaire | Quick Connect | Forward Phase Cut Controls | 70.8 | 2700 | -0.0017 | 93 | 65 | 101 | 0.95 | Ambient | 50000 |  |  | 54000 | 0.05 | 21 | 22 | 0.2 | 0.2 | 0.19 | 0.19 | 0.02 | 0.01 | 0.22 | 0.22 | 0.22 | 0.18 | 0.03 | 0.01 | 0.13 | 0.12 | 0.12 | 0.09 | 0.01 | 0.01 | True |  | Non Federally-Regulated | 10/31/2017 |  | 08/22/2018
Shenzhen Lanhe Lighting Co.,Ltd | HLE | KDN-BA-19X-M15W-90-T(3000K) | Light Emitting Diode | Inseparable Luminaire | Quick Connect | Forward Phase Cut Controls | 60.9 | 3000 | 0.0006 | 93 | 61 | 30 | 0.94 | Ambient | 50000 |  |  | 54000 | 0.05 | 21 | 21 | 0.2 | 0.2 | 0.2 | 0.18 | 0.02 | 0 | 0.26 | 0.26 | 0.27 | 0.22 | 0.04 | 0.01 | 0.1 | 0.1 | 0.1 | 0.08 | 0.03 | 0.03 | True |  | Non Federally-Regulated | 05/04/2017 |  | 08/22/2018
Shenzhen Lanhe Lighting Co.,Ltd | HLE | KDN-BA-19J-M15W-90-T(3000K) | Light Emitting Diode | Inseparable Luminaire | Quick Connect | Forward Phase Cut Controls | 63.5 | 3000 | 0.0006 | 92 | 56 | 30 | 0.94 | Ambient | 50000 |  |  | 54000 | 0.05 | 21 | 21 | 0.2 | 0.2 | 0.2 | 0.18 | 0.02 | 0 | 0.26 | 0.26 | 0.27 | 0.22 | 0.04 | 0.01 | 0.1 | 0.1 | 0.1 | 0.08 | 0.03 | 0.03 | True |  | Non Federally-Regulated | 05/04/2017 |  | 08/22/2018
Shenzhen Lanhe Lighting Co.,Ltd | HLE | KDN-DA-17X-M12W-90-T(3000K) | Light Emitting Diode | Inseparable Luminaire | Quick Connect | Forward Phase Cut Controls | 69.7 | 3000 | 0.0002 | 93 | 62 | 73 | 0.91 | Ambient | 50000 |  |  | 54000 | 0.05 | 22 | 22 | 0.25 | 0.25 | 0.24 | 0.23 | 0.02 | 0 | 0.3 | 0.31 | 0.3 | 0.25 | 0.03 | 0.01 | 0.15 | 0.15 | 0.15 | 0.12 | 0.02 | 0.01 | True |  | Non Federally-Regulated | 05/04/2017 |  | 08/22/2018
Shenzhen Lanhe Lighting Co.,Ltd | HLE | KDN-DA-17J-M12W-90-T(3000K) | Light Emitting Diode | Inseparable Luminaire | Quick Connect | Forward Phase Cut Controls | 71.6 | 3000 | 0.0003 | 94 | 63 | 73 | 0.91 | Ambient | 50000 |  |  | 54000 | 0.05 | 22 | 22 | 0.25 | 0.25 | 0.24 | 0.23 | 0.02 | 0 | 0.3 | 0.31 | 0.3 | 0.25 | 0.03 | 0.01 | 0.15 | 0.15 | 0.15 | 0.12 | 0.02 | 0.01 | True |  | Non Federally-Regulated | 05/04/2017 |  | 08/22/2018
Shenzhen Lanhe Lighting Co.,Ltd | HLE | KDN-BA-10X-M8W-90-T(3000K) | Light Emitting Diode | Inseparable Luminaire | Quick Connect | Forward Phase Cut Controls | 61.9 | 3000 | 0.0008 | 92 | 58 | 46 | 0.93 | Ambient | 50000 |  |  | 54000 | 0.05 | 21 | 22 | 0.18 | 0.18 | 0.18 | 0.16 | 0.02 | 0 | 0.26 | 0.26 | 0.26 | 0.22 | 0.06 | 0.04 | 0.1 | 0.09 | 0.08 | 0.07 | 0.02 | 0.02 | True |  | Non Federally-Regulated | 05/04/2017 |  | 08/22/2018
Shenzhen Lanhe Lighting Co.,Ltd | HLE | KDN-BA-10J-M8W-90-T(3000K) | Light Emitting Diode | Inseparable Luminaire | Quick Connect | Forward Phase Cut Controls | 63.8 | 3000 | 0.0005 | 92 | 57 | 46 | 0.93 | Ambient | 50000 |  |  | 54000 | 0.05 | 21 | 22 | 0.18 | 0.18 | 0.18 | 0.16 | 0.02 | 0 | 0.26 | 0.26 | 0.26 | 0.22 | 0.06 | 0.04 | 0.1 | 0.09 | 0.08 | 0.07 | 0.02 | 0.02 | True |  | Non Federally-Regulated | 05/04/2017 |  | 08/22/2018
Shenzhen Lanhe Lighting Co.,Ltd | HLE | KDN-BA-19X-M12W-90-T(3000K) | Light Emitting Diode | Inseparable Luminaire | Quick Connect | Forward Phase Cut Controls | 66.8 | 3000 | 0.0004 | 93 | 61 | 21 | 0.91 | Ambient | 50000 |  |  | 54000 | 0.05 | 22 | 21 | 0.17 | 0.16 | 0.16 | 0.16 | 0.02 | 0.01 | 0.25 | 0.25 | 0.25 | 0.2 | 0.04 | 0.01 | 0.1 | 0.11 | 0.1 | 0.08 | 0.03 | 0.02 | True |  | Non Federally-Regulated | 05/04/2017 |  | 08/22/2018
Shenzhen Lanhe Lighting Co.,Ltd | HLE | KDN-BA-19J-M12W-90-T(3000K) | Light Emitting Diode | Inseparable Luminaire | Quick Connect | Forward Phase Cut Controls | 69.6 | 3000 | 0.0002 | 93 | 63 | 21 | 0.91 | Ambient | 50000 |  |  | 54000 | 0.05 | 22 | 21 | 0.17 | 0.16 | 0.16 | 0.16 | 0.02 | 0.01 | 0.25 | 0.25 | 0.25 | 0.2 | 0.04 | 0.01 | 0.1 | 0.11 | 0.1 | 0.08 | 0.03 | 0.02 | True |  | Non Federally-Regulated | 05/04/2017 |  | 08/22/2018
Shenzhen Lanhe Lighting Co.,Ltd | HLE | KDY-CA-13J-M10W-P-90-T(3000K) | Light Emitting Diode | Inseparable Luminaire | Quick Connect | Forward Phase Cut Controls | 62.6 | 3000 | 0.0005 | 93 | 59 | 39 | 0.92 | Ambient | 50000 |  |  | 51000 | 0.05 | 21 | 21 | 0.17 | 0.17 | 0.16 | 0.15 | 0.01 | 0 | 0.22 | 0.22 | 0.22 | 0.18 | 0.02 | 0.01 | 0.08 | 0.08 | 0.08 | 0.06 | 0.01 | 0.01 | True |  | Non Federally-Regulated | 05/22/2017 |  | 08/22/2018
Shenzhen Lanhe Lighting Co.,Ltd | HLE | KDY-CA-19J-M12W-P-90-T(3000K) | Light Emitting Diode | Inseparable Luminaire | Quick Connect | Forward Phase Cut Controls | 71.2 | 3000 | 0.0009 | 92 | 58 | 80 | 0.91 | Ambient | 50000 |  |  | 51000 | 0.05 | 21 | 22 | 0.18 | 0.18 | 0.17 | 0.16 | 0.01 | 0 | 0.27 | 0.27 | 0.27 | 0.22 | 0.03 | 0.01 | 0.09 | 0.1 | 0.1 | 0.08 | 0.03 | 0.02 | True |  | Non Federally-Regulated | 05/04/2017 |  | 08/22/2018
Shenzhen Lanhe Lighting Co.,Ltd | HLE | KDY-CA-19J-M16.5W-P-90-T(3000K) | Light Emitting Diode | Inseparable Luminaire | Quick Connect | Forward Phase Cut Controls | 66.6 | 3000 | 0.001 | 92 | 57 | 31 | 0.92 | Ambient | 39000 |  |  | 41000 | 0.05 | 21 | 22 | 0.18 | 0.18 | 0.18 | 0.17 | 0.02 | 0 | 0.24 | 0.24 | 0.24 | 0.2 | 0.03 | 0.01 | 0.07 | 0.07 | 0.07 | 0.05 | 0.01 | 0.01 | True |  | Non Federally-Regulated | 05/04/2017 |  | 08/22/2018
Shenzhen Lanhe Lighting Co.,Ltd | HLE | KDY-CA-13J-M10W-K-90-T(3000K) | Light Emitting Diode | Inseparable Luminaire | Quick Connect | Forward Phase Cut Controls | 70.8 | 3000 | -0.0017 | 93 | 65 | 101 | 0.95 | Ambient | 50000 |  |  | 54000 | 0.05 | 21 | 22 | 0.2 | 0.2 | 0.19 | 0.19 | 0.02 | 0.01 | 0.22 | 0.22 | 0.22 | 0.18 | 0.03 | 0.01 | 0.13 | 0.12 | 0.12 | 0.09 | 0.01 | 0.01 | True |  | Non Federally-Regulated | 10/31/2017 |  | 08/22/2018
Shenzhen Lanhe Lighting Co.,Ltd | HLE | KDN-BA-19X-M15W-90-T(3500K) | Light Emitting Diode | Inseparable Luminaire | Quick Connect | Forward Phase Cut Controls | 60.9 | 3500 | 0.0006 | 93 | 61 | 30 | 0.94 | Ambient | 50000 |  |  | 54000 | 0.05 | 21 | 21 | 0.2 | 0.2 | 0.2 | 0.18 | 0.02 | 0 | 0.26 | 0.26 | 0.27 | 0.22 | 0.04 | 0.01 | 0.1 | 0.1 | 0.1 | 0.08 | 0.03 | 0.03 | True |  | Non Federally-Regulated | 05/04/2017 |  | 08/22/2018
Shenzhen Lanhe Lighting Co.,Ltd | HLE | KDN-BA-19J-M15W-90-T(3500K) | Light Emitting Diode | Inseparable Luminaire | Quick Connect | Forward Phase Cut Controls | 63.5 | 3500 | 0.0006 | 92 | 56 | 30 | 0.94 | Ambient | 50000 |  |  | 54000 | 0.05 | 21 | 21 | 0.2 | 0.2 | 0.2 | 0.18 | 0.02 | 0 | 0.26 | 0.26 | 0.27 | 0.22 | 0.04 | 0.01 | 0.1 | 0.1 | 0.1 | 0.08 | 0.03 | 0.03 | True |  | Non Federally-Regulated | 05/04/2017 |  | 08/22/2018
Shenzhen Lanhe Lighting Co.,Ltd | HLE | KDN-DA-17X-M12W-90-T(3500K) | Light Emitting Diode | Inseparable Luminaire | Quick Connect | Forward Phase Cut Controls | 69.7 | 3500 | 0.0002 | 93 | 62 | 73 | 0.91 | Ambient | 50000 |  |  | 54000 | 0.05 | 22 | 22 | 0.25 | 0.25 | 0.24 | 0.23 | 0.02 | 0 | 0.3 | 0.31 | 0.3 | 0.25 | 0.03 | 0.01 | 0.15 | 0.15 | 0.15 | 0.12 | 0.02 | 0.01 | True |  | Non Federally-Regulated | 05/04/2017 |  | 08/22/2018
Shenzhen Lanhe Lighting Co.,Ltd | HLE | KDN-DA-17J-M12W-90-T(3500K) | Light Emitting Diode | Inseparable Luminaire | Quick Connect | Forward Phase Cut Controls | 71.6 | 3500 | 0.0003 | 94 | 63 | 73 | 0.91 | Ambient | 50000 |  |  | 54000 | 0.05 | 22 | 22 | 0.25 | 0.25 | 0.24 | 0.23 | 0.02 | 0 | 0.3 | 0.31 | 0.3 | 0.25 | 0.03 | 0.01 | 0.15 | 0.15 | 0.15 | 0.12 | 0.02 | 0.01 | True |  | Non Federally-Regulated | 05/04/2017 |  | 08/22/2018
Shenzhen Lanhe Lighting Co.,Ltd | HLE | KDN-BA-10X-M8W-90-T(3500K) | Light Emitting Diode | Inseparable Luminaire | Quick Connect | Forward Phase Cut Controls | 61.9 | 3500 | 0.0008 | 92 | 58 | 46 | 0.93 | Ambient | 50000 |  |  | 54000 | 0.05 | 21 | 22 | 0.18 | 0.18 | 0.18 | 0.16 | 0.02 | 0 | 0.26 | 0.26 | 0.26 | 0.22 | 0.06 | 0.04 | 0.1 | 0.09 | 0.08 | 0.07 | 0.02 | 0.02 | True |  | Non Federally-Regulated | 05/04/2017 |  | 08/22/2018
Shenzhen Lanhe Lighting Co.,Ltd | HLE | KDN-BA-10J-M8W-90-T(3500K) | Light Emitting Diode | Inseparable Luminaire | Quick Connect | Forward Phase Cut Controls | 63.8 | 3500 | 0.0005 | 92 | 57 | 46 | 0.93 | Ambient | 50000 |  |  | 54000 | 0.05 | 21 | 22 | 0.18 | 0.18 | 0.18 | 0.16 | 0.02 | 0 | 0.26 | 0.26 | 0.26 | 0.22 | 0.06 | 0.04 | 0.1 | 0.09 | 0.08 | 0.07 | 0.02 | 0.02 | True |  | Non Federally-Regulated | 05/04/2017 |  | 08/22/2018
Shenzhen Lanhe Lighting Co.,Ltd | HLE | KDN-BA-19X-M12W-90-T(3500K) | Light Emitting Diode | Inseparable Luminaire | Quick Connect | Forward Phase Cut Controls | 66.8 | 3500 | 0.0004 | 93 | 61 | 21 | 0.91 | Ambient | 50000 |  |  | 54000 | 0.05 | 22 | 21 | 0.17 | 0.16 | 0.16 | 0.16 | 0.02 | 0.01 | 0.25 | 0.25 | 0.25 | 0.2 | 0.04 | 0.01 | 0.1 | 0.11 | 0.1 | 0.08 | 0.03 | 0.02 | True |  | Non Federally-Regulated | 05/04/2017 |  | 08/22/2018
Shenzhen Lanhe Lighting Co.,Ltd | HLE | KDN-BA-19J-M12W-90-T(3500K) | Light Emitting Diode | Inseparable Luminaire | Quick Connect | Forward Phase Cut Controls | 69.6 | 3500 | 0.0002 | 93 | 63 | 21 | 0.91 | Ambient | 50000 |  |  | 54000 | 0.05 | 22 | 21 | 0.17 | 0.16 | 0.16 | 0.16 | 0.02 | 0.01 | 0.25 | 0.25 | 0.25 | 0.2 | 0.04 | 0.01 | 0.1 | 0.11 | 0.1 | 0.08 | 0.03 | 0.02 | True |  | Non Federally-Regulated | 05/04/2017 |  | 08/22/2018
Shenzhen Lanhe Lighting Co.,Ltd | HLE | KDY-CA-13J-M10W-P-90-T(3500K) | Light Emitting Diode | Inseparable Luminaire | Quick Connect | Forward Phase Cut Controls | 62.6 | 3500 | 0.0005 | 93 | 59 | 39 | 0.92 | Ambient | 50000 |  |  | 51000 | 0.05 | 21 | 21 | 0.17 | 0.17 | 0.16 | 0.15 | 0.01 | 0 | 0.22 | 0.22 | 0.22 | 0.18 | 0.02 | 0.01 | 0.08 | 0.08 | 0.08 | 0.06 | 0.01 | 0.01 | True |  | Non Federally-Regulated | 05/22/2017 |  | 08/22/2018
Shenzhen Lanhe Lighting Co.,Ltd | HLE | KDY-CA-19J-M12W-P-90-T(3500K) | Light Emitting Diode | Inseparable Luminaire | Quick Connect | Forward Phase Cut Controls | 71.2 | 3500 | 0.0009 | 92 | 58 | 80 | 0.91 | Ambient | 50000 |  |  | 51000 | 0.05 | 21 | 22 | 0.18 | 0.18 | 0.17 | 0.16 | 0.01 | 0 | 0.27 | 0.27 | 0.27 | 0.22 | 0.03 | 0.01 | 0.09 | 0.1 | 0.1 | 0.08 | 0.03 | 0.02 | True |  | Non Federally-Regulated | 05/04/2017 |  | 08/22/2018
Shenzhen Lanhe Lighting Co.,Ltd | HLE | KDY-CA-19J-M16.5W-P-90-T(3500K) | Light Emitting Diode | Inseparable Luminaire | Quick Connect | Forward Phase Cut Controls | 66.6 | 3500 | 0.001 | 92 | 57 | 31 | 0.92 | Ambient | 39000 |  |  | 41000 | 0.05 | 21 | 22 | 0.18 | 0.18 | 0.18 | 0.17 | 0.02 | 0 | 0.24 | 0.24 | 0.24 | 0.2 | 0.03 | 0.01 | 0.07 | 0.07 | 0.07 | 0.05 | 0.01 | 0.01 | True |  | Non Federally-Regulated | 05/04/2017 |  | 08/22/2018
Shenzhen Lanhe Lighting Co.,Ltd | HLE | KDY-CA-13J-M10W-K-90-T(3500K) | Light Emitting Diode | Inseparable Luminaire | Quick Connect | Forward Phase Cut Controls | 70.8 | 3500 | -0.0017 | 93 | 65 | 101 | 0.95 | Ambient | 50000 |  |  | 54000 | 0.05 | 21 | 22 | 0.2 | 0.2 | 0.19 | 0.19 | 0.02 | 0.01 | 0.22 | 0.22 | 0.22 | 0.18 | 0.03 | 0.01 | 0.13 | 0.12 | 0.12 | 0.09 | 0.01 | 0.01 | True |  | Non Federally-Regulated | 10/31/2017 |  | 08/22/2018
Shenzhen Lanhe Lighting Co.,Ltd | HLE | KDN-BA-19X-M15W-90-T(4000K) | Light Emitting Diode | Inseparable Luminaire | Quick Connect | Forward Phase Cut Controls | 60.9 | 4000 | 0.0006 | 93 | 61 | 30 | 0.94 | Ambient | 50000 |  |  | 54000 | 0.05 | 21 | 21 | 0.2 | 0.2 | 0.2 | 0.18 | 0.02 | 0 | 0.26 | 0.26 | 0.27 | 0.22 | 0.04 | 0.01 | 0.1 | 0.1 | 0.1 | 0.08 | 0.03 | 0.03 | True |  | Non Federally-Regulated | 05/04/2017 |  | 08/22/2018
Shenzhen Lanhe Lighting Co.,Ltd | HLE | KDN-BA-19J-M15W-90-T(4000K) | Light Emitting Diode | Inseparable Luminaire | Quick Connect | Forward Phase Cut Controls | 63.5 | 4000 | 0.0006 | 92 | 56 | 30 | 0.94 | Ambient | 50000 |  |  | 54000 | 0.05 | 21 | 21 | 0.2 | 0.2 | 0.2 | 0.18 | 0.02 | 0 | 0.26 | 0.26 | 0.27 | 0.22 | 0.04 | 0.01 | 0.1 | 0.1 | 0.1 | 0.08 | 0.03 | 0.03 | True |  | Non Federally-Regulated | 05/04/2017 |  | 08/22/2018
Shenzhen Lanhe Lighting Co.,Ltd | HLE | KDN-DA-17X-M12W-90-T(4000K) | Light Emitting Diode | Inseparable Luminaire | Quick Connect | Forward Phase Cut Controls | 69.7 | 4000 | 0.0002 | 93 | 62 | 73 | 0.91 | Ambient | 50000 |  |  | 54000 | 0.05 | 22 | 22 | 0.25 | 0.25 | 0.24 | 0.23 | 0.02 | 0 | 0.3 | 0.31 | 0.3 | 0.25 | 0.03 | 0.01 | 0.15 | 0.15 | 0.15 | 0.12 | 0.02 | 0.01 | True |  | Non Federally-Regulated | 05/04/2017 |  | 08/22/2018
Shenzhen Lanhe Lighting Co.,Ltd | HLE | KDN-DA-17J-M12W-90-T(4000K) | Light Emitting Diode | Inseparable Luminaire | Quick Connect | Forward Phase Cut Controls | 71.6 | 4000 | 0.0003 | 94 | 63 | 73 | 0.91 | Ambient | 50000 |  |  | 54000 | 0.05 | 22 | 22 | 0.25 | 0.25 | 0.24 | 0.23 | 0.02 | 0 | 0.3 | 0.31 | 0.3 | 0.25 | 0.03 | 0.01 | 0.15 | 0.15 | 0.15 | 0.12 | 0.02 | 0.01 | True |  | Non Federally-Regulated | 05/04/2017 |  | 08/22/2018
Shenzhen Lanhe Lighting Co.,Ltd | HLE | KDN-BA-10X-M8W-90-T(4000K) | Light Emitting Diode | Inseparable Luminaire | Quick Connect | Forward Phase Cut Controls | 61.9 | 4000 | 0.0008 | 92 | 58 | 46 | 0.93 | Ambient | 50000 |  |  | 54000 | 0.05 | 21 | 22 | 0.18 | 0.18 | 0.18 | 0.16 | 0.02 | 0 | 0.26 | 0.26 | 0.26 | 0.22 | 0.06 | 0.04 | 0.1 | 0.09 | 0.08 | 0.07 | 0.02 | 0.02 | True |  | Non Federally-Regulated | 05/04/2017 |  | 08/22/2018
Shenzhen Lanhe Lighting Co.,Ltd | HLE | KDN-BA-10J-M8W-90-T(4000K) | Light Emitting Diode | Inseparable Luminaire | Quick Connect | Forward Phase Cut Controls | 63.8 | 4000 | 0.0005 | 92 | 57 | 46 | 0.93 | Ambient | 50000 |  |  | 54000 | 0.05 | 21 | 22 | 0.18 | 0.18 | 0.18 | 0.16 | 0.02 | 0 | 0.26 | 0.26 | 0.26 | 0.22 | 0.06 | 0.04 | 0.1 | 0.09 | 0.08 | 0.07 | 0.02 | 0.02 | True |  | Non Federally-Regulated | 05/04/2017 |  | 08/22/2018
Shenzhen Lanhe Lighting Co.,Ltd | HLE | KDN-BA-19X-M12W-90-T(4000K) | Light Emitting Diode | Inseparable Luminaire | Quick Connect | Forward Phase Cut Controls | 66.8 | 4000 | 0.0004 | 93 | 61 | 21 | 0.91 | Ambient | 50000 |  |  | 54000 | 0.05 | 22 | 21 | 0.17 | 0.16 | 0.16 | 0.16 | 0.02 | 0.01 | 0.25 | 0.25 | 0.25 | 0.2 | 0.04 | 0.01 | 0.1 | 0.11 | 0.1 | 0.08 | 0.03 | 0.02 | True |  | Non Federally-Regulated | 05/04/2017 |  | 08/22/2018
Shenzhen Lanhe Lighting Co.,Ltd | HLE | KDN-BA-19J-M12W-90-T(4000K) | Light Emitting Diode | Inseparable Luminaire | Quick Connect | Forward Phase Cut Controls | 69.6 | 4000 | 0.0002 | 93 | 63 | 21 | 0.91 | Ambient | 50000 |  |  | 54000 | 0.05 | 22 | 21 | 0.17 | 0.16 | 0.16 | 0.16 | 0.02 | 0.01 | 0.25 | 0.25 | 0.25 | 0.2 | 0.04 | 0.01 | 0.1 | 0.11 | 0.1 | 0.08 | 0.03 | 0.02 | True |  | Non Federally-Regulated | 05/04/2017 |  | 08/22/2018
Shenzhen Lanhe Lighting Co.,Ltd | HLE | KDY-CA-13J-M10W-P-90-T(4000K) | Light Emitting Diode | Inseparable Luminaire | Quick Connect | Forward Phase Cut Controls | 62.6 | 4000 | 0.0005 | 93 | 59 | 39 | 0.92 | Ambient | 50000 |  |  | 51000 | 0.05 | 21 | 21 | 0.17 | 0.17 | 0.16 | 0.15 | 0.01 | 0 | 0.22 | 0.22 | 0.22 | 0.18 | 0.02 | 0.01 | 0.08 | 0.08 | 0.08 | 0.06 | 0.01 | 0.01 | True |  | Non Federally-Regulated | 05/22/2017 |  | 08/22/2018
Shenzhen Lanhe Lighting Co.,Ltd | HLE | KDY-CA-19J-M12W-P-90-T(4000K) | Light Emitting Diode | Inseparable Luminaire | Quick Connect | Forward Phase Cut Controls | 71.2 | 4000 | 0.0009 | 92 | 58 | 80 | 0.91 | Ambient | 50000 |  |  | 51000 | 0.05 | 21 | 22 | 0.18 | 0.18 | 0.17 | 0.16 | 0.01 | 0 | 0.27 | 0.27 | 0.27 | 0.22 | 0.03 | 0.01 | 0.09 | 0.1 | 0.1 | 0.08 | 0.03 | 0.02 | True |  | Non Federally-Regulated | 05/04/2017 |  | 08/22/2018
Shenzhen Lanhe Lighting Co.,Ltd | HLE | KDY-CA-19J-M16.5W-P-90-T(4000K) | Light Emitting Diode | Inseparable Luminaire | Quick Connect | Forward Phase Cut Controls | 66.6 | 4000 | 0.001 | 92 | 57 | 31 | 0.92 | Ambient | 39000 |  |  | 41000 | 0.05 | 21 | 22 | 0.18 | 0.18 | 0.18 | 0.17 | 0.02 | 0 | 0.24 | 0.24 | 0.24 | 0.2 | 0.03 | 0.01 | 0.07 | 0.07 | 0.07 | 0.05 | 0.01 | 0.01 | True |  | Non Federally-Regulated | 05/04/2017 |  | 08/22/2018
Shenzhen Lanhe Lighting Co.,Ltd | HLE | KDY-CA-13J-M10W-K-90-T(4000K) | Light Emitting Diode | Inseparable Luminaire | Quick Connect | Forward Phase Cut Controls | 70.8 | 4000 | -0.0017 | 93 | 65 | 101 | 0.95 | Ambient | 50000 |  |  | 54000 | 0.05 | 21 | 22 | 0.2 | 0.2 | 0.19 | 0.19 | 0.02 | 0.01 | 0.22 | 0.22 | 0.22 | 0.18 | 0.03 | 0.01 | 0.13 | 0.12 | 0.12 | 0.09 | 0.01 | 0.01 | True |  | Non Federally-Regulated | 10/31/2017 |  | 08/22/2018
Visual Comfort & Company | Element | E3RLF-L*9*****-HL2W/PWM | Light Emitting Diode | Inseparable Luminaire | Direct Wired | Forward Phase Cut Controls | 86 | 2738 | 0.0011 | 93 | 68 | 243 | 0.97 | Ambient | 15000 |  |  | 99999 | 0.01 | 19 | 19 | 0.13 | 0.06 | 0.06 | 0.05 | 0.01 | 0 | 0.76 | 0.35 | 0.32 | 0.28 | 0.01 | 0 | 0.15 | 0.17 | 0.15 | 0.11 | 0.01 | 0 | True |  | Non Federally-Regulated | 04/24/2017 |  | 08/23/2018
Visual Comfort & Company | Element | E3RFF-L*9*****-HL2W/PWM | Light Emitting Diode | Inseparable Luminaire | Direct Wired | Forward Phase Cut Controls | 86 | 2738 | 0.0011 | 93 | 68 | 243 | 0.97 | Ambient | 15000 |  |  | 99999 | 0.01 | 19 | 19 | 0.13 | 0.06 | 0.06 | 0.05 | 0.01 | 0 | 0.76 | 0.35 | 0.32 | 0.28 | 0.01 | 0 | 0.15 | 0.17 | 0.15 | 0.11 | 0.01 | 0 | True |  | Non Federally-Regulated | 04/24/2017 |  | 08/23/2018
Visual Comfort & Company | Element | E3RWC-L*9*****-HL2W/PWM | Light Emitting Diode | Inseparable Luminaire | Direct Wired | Forward Phase Cut Controls | 86 | 2738 | 0.0011 | 93 | 68 | 243 | 0.97 | Ambient | 15000 |  |  | 99999 | 0.01 | 19 | 19 | 0.13 | 0.06 | 0.06 | 0.05 | 0.01 | 0 | 0.76 | 0.35 | 0.32 | 0.28 | 0.01 | 0 | 0.15 | 0.17 | 0.15 | 0.11 | 0.01 | 0 | True |  | Non Federally-Regulated | 04/24/2017 |  | 08/23/2018
Visual Comfort & Company | Element | E3SLF-L*9*****-HL2W/PWM | Light Emitting Diode | Inseparable Luminaire | Direct Wired | Forward Phase Cut Controls | 86 | 2738 | 0.0011 | 93 | 68 | 243 | 0.97 | Ambient | 15000 |  |  | 99999 | 0.01 | 19 | 19 | 0.13 | 0.06 | 0.06 | 0.05 | 0.01 | 0 | 0.76 | 0.35 | 0.32 | 0.28 | 0.01 | 0 | 0.15 | 0.17 | 0.15 | 0.11 | 0.01 | 0 | True |  | Non Federally-Regulated | 04/24/2017 |  | 08/23/2018
Visual Comfort & Company | Element | E3SFF-L*9*****-HL2W/PWM | Light Emitting Diode | Inseparable Luminaire | Direct Wired | Forward Phase Cut Controls | 86 | 2738 | 0.0011 | 93 | 68 | 243 | 0.97 | Ambient | 15000 |  |  | 99999 | 0.01 | 19 | 19 | 0.13 | 0.06 | 0.06 | 0.05 | 0.01 | 0 | 0.76 | 0.35 | 0.32 | 0.28 | 0.01 | 0 | 0.15 | 0.17 | 0.15 | 0.11 | 0.01 | 0 | True |  | Non Federally-Regulated | 04/24/2017 |  | 08/23/2018
Visual Comfort & Company | Element | E3SWC-L*9*****-HL2W/PWM | Light Emitting Diode | Inseparable Luminaire | Direct Wired | Forward Phase Cut Controls | 86 | 2738 | 0.0011 | 93 | 68 | 243 | 0.97 | Ambient | 15000 |  |  | 99999 | 0.01 | 19 | 19 | 0.13 | 0.06 | 0.06 | 0.05 | 0.01 | 0 | 0.76 | 0.35 | 0.32 | 0.28 | 0.01 | 0 | 0.15 | 0.17 | 0.15 | 0.11 | 0.01 | 0 | True |  | Non Federally-Regulated | 04/24/2017 |  | 08/23/2018
Visual Comfort & Company | Element | E3RLF-XA*****-HL2W/PWM | Light Emitting Diode | Inseparable Luminaire | Direct Wired | Forward Phase Cut Controls | 86 | 2738 | 0.0011 | 93 | 68 | 243 | 0.97 | Ambient | 15000 |  |  | 99999 | 0.01 | 19 | 19 | 0.13 | 0.06 | 0.06 | 0.05 | 0.01 | 0 | 0.76 | 0.35 | 0.32 | 0.28 | 0.01 | 0 | 0.15 | 0.17 | 0.15 | 0.11 | 0.01 | 0 | True |  | Non Federally-Regulated | 04/24/2017 |  | 08/23/2018
Visual Comfort & Company | Element | E3RFF-XA*****-HL2W/PWM | Light Emitting Diode | Inseparable Luminaire | Direct Wired | Forward Phase Cut Controls | 86 | 2738 | 0.0011 | 93 | 68 | 243 | 0.97 | Ambient | 15000 |  |  | 99999 | 0.01 | 19 | 19 | 0.13 | 0.06 | 0.06 | 0.05 | 0.01 | 0 | 0.76 | 0.35 | 0.32 | 0.28 | 0.01 | 0 | 0.15 | 0.17 | 0.15 | 0.11 | 0.01 | 0 | True |  | Non Federally-Regulated | 04/24/2017 |  | 08/23/2018
Visual Comfort & Company | Element | E3RWC-XA*****-HL2W/PWM | Light Emitting Diode | Inseparable Luminaire | Direct Wired | Forward Phase Cut Controls | 86 | 2738 | 0.0011 | 93 | 68 | 243 | 0.97 | Ambient | 15000 |  |  | 99999 | 0.01 | 19 | 19 | 0.13 | 0.06 | 0.06 | 0.05 | 0.01 | 0 | 0.76 | 0.35 | 0.32 | 0.28 | 0.01 | 0 | 0.15 | 0.17 | 0.15 | 0.11 | 0.01 | 0 | True |  | Non Federally-Regulated | 04/24/2017 |  | 08/23/2018
Visual Comfort & Company | Element | E3SLF-XA*****-HL2W/PWM | Light Emitting Diode | Inseparable Luminaire | Direct Wired | Forward Phase Cut Controls | 86 | 2738 | 0.0011 | 93 | 68 | 243 | 0.97 | Ambient | 15000 |  |  | 99999 | 0.01 | 19 | 19 | 0.13 | 0.06 | 0.06 | 0.05 | 0.01 | 0 | 0.76 | 0.35 | 0.32 | 0.28 | 0.01 | 0 | 0.15 | 0.17 | 0.15 | 0.11 | 0.01 | 0 | True |  | Non Federally-Regulated | 04/24/2017 |  | 08/23/2018
Visual Comfort & Company | Element | E3SFF-XA*****-HL2W/PWM | Light Emitting Diode | Inseparable Luminaire | Direct Wired | Forward Phase Cut Controls | 86 | 2738 | 0.0011 | 93 | 68 | 243 | 0.97 | Ambient | 15000 |  |  | 99999 | 0.01 | 19 | 19 | 0.13 | 0.06 | 0.06 | 0.05 | 0.01 | 0 | 0.76 | 0.35 | 0.32 | 0.28 | 0.01 | 0 | 0.15 | 0.17 | 0.15 | 0.11 | 0.01 | 0 | True |  | Non Federally-Regulated | 04/24/2017 |  | 08/23/2018
Visual Comfort & Company | Element | E3SWC-XA*****-HL2W/PWM | Light Emitting Diode | Inseparable Luminaire | Direct Wired | Forward Phase Cut Controls | 86 | 2738 | 0.0011 | 93 | 68 | 243 | 0.97 | Ambient | 15000 |  |  | 99999 | 0.01 | 19 | 19 | 0.13 | 0.06 | 0.06 | 0.05 | 0.01 | 0 | 0.76 | 0.35 | 0.32 | 0.28 | 0.01 | 0 | 0.15 | 0.17 | 0.15 | 0.11 | 0.01 | 0 | True |  | Non Federally-Regulated | 04/24/2017 |  | 08/23/2018
Visual Comfort & Company | Element | E3RLF-L*9*****-HL3W/ECO | Light Emitting Diode | Inseparable Luminaire | Direct Wired | Forward Phase Cut Controls | 86 | 2738 | 0.0011 | 93 | 68 | 243 | 0.97 | Ambient | 15000 |  |  | 99999 | 0.01 | 19 | 19 | 0.13 | 0.06 | 0.06 | 0.05 | 0.01 | 0 | 0.76 | 0.35 | 0.32 | 0.28 | 0.01 | 0 | 0.15 | 0.17 | 0.15 | 0.11 | 0.01 | 0 | True |  | Non Federally-Regulated | 04/24/2017 |  | 08/23/2018
Visual Comfort & Company | Element | E3RFF-L*9*****-HL3W/ECO | Light Emitting Diode | Inseparable Luminaire | Direct Wired | Forward Phase Cut Controls | 86 | 2738 | 0.0011 | 93 | 68 | 243 | 0.97 | Ambient | 15000 |  |  | 99999 | 0.01 | 19 | 19 | 0.13 | 0.06 | 0.06 | 0.05 | 0.01 | 0 | 0.76 | 0.35 | 0.32 | 0.28 | 0.01 | 0 | 0.15 | 0.17 | 0.15 | 0.11 | 0.01 | 0 | True |  | Non Federally-Regulated | 04/24/2017 |  | 08/23/2018
Visual Comfort & Company | Element | E3RWC-L*9*****-HL3W/ECO | Light Emitting Diode | Inseparable Luminaire | Direct Wired | Forward Phase Cut Controls | 86 | 2738 | 0.0011 | 93 | 68 | 243 | 0.97 | Ambient | 15000 |  |  | 99999 | 0.01 | 19 | 19 | 0.13 | 0.06 | 0.06 | 0.05 | 0.01 | 0 | 0.76 | 0.35 | 0.32 | 0.28 | 0.01 | 0 | 0.15 | 0.17 | 0.15 | 0.11 | 0.01 | 0 | True |  | Non Federally-Regulated | 04/24/2017 |  | 08/23/2018
Visual Comfort & Company | Element | E3SLF-L*9*****-HL3W/ECO | Light Emitting Diode | Inseparable Luminaire | Direct Wired | Forward Phase Cut Controls | 86 | 2738 | 0.0011 | 93 | 68 | 243 | 0.97 | Ambient | 15000 |  |  | 99999 | 0.01 | 19 | 19 | 0.13 | 0.06 | 0.06 | 0.05 | 0.01 | 0 | 0.76 | 0.35 | 0.32 | 0.28 | 0.01 | 0 | 0.15 | 0.17 | 0.15 | 0.11 | 0.01 | 0 | True |  | Non Federally-Regulated | 04/24/2017 |  | 08/23/2018
Visual Comfort & Company | Element | E3SFF-L*9*****-HL3W/ECO | Light Emitting Diode | Inseparable Luminaire | Direct Wired | Forward Phase Cut Controls | 86 | 2738 | 0.0011 | 93 | 68 | 243 | 0.97 | Ambient | 15000 |  |  | 99999 | 0.01 | 19 | 19 | 0.13 | 0.06 | 0.06 | 0.05 | 0.01 | 0 | 0.76 | 0.35 | 0.32 | 0.28 | 0.01 | 0 | 0.15 | 0.17 | 0.15 | 0.11 | 0.01 | 0 | True |  | Non Federally-Regulated | 04/24/2017 |  | 08/23/2018
Visual Comfort & Company | Element | E3SWC-L*9*****-HL3W/ECO | Light Emitting Diode | Inseparable Luminaire | Direct Wired | Forward Phase Cut Controls | 86 | 2738 | 0.0011 | 93 | 68 | 243 | 0.97 | Ambient | 15000 |  |  | 99999 | 0.01 | 19 | 19 | 0.13 | 0.06 | 0.06 | 0.05 | 0.01 | 0 | 0.76 | 0.35 | 0.32 | 0.28 | 0.01 | 0 | 0.15 | 0.17 | 0.15 | 0.11 | 0.01 | 0 | True |  | Non Federally-Regulated | 04/24/2017 |  | 08/23/2018
Visual Comfort & Company | Element | E3RLF-XA*****-HL3W/ECO | Light Emitting Diode | Inseparable Luminaire | Direct Wired | Forward Phase Cut Controls | 86 | 2738 | 0.0011 | 93 | 68 | 243 | 0.97 | Ambient | 15000 |  |  | 99999 | 0.01 | 19 | 19 | 0.13 | 0.06 | 0.06 | 0.05 | 0.01 | 0 | 0.76 | 0.35 | 0.32 | 0.28 | 0.01 | 0 | 0.15 | 0.17 | 0.15 | 0.11 | 0.01 | 0 | True |  | Non Federally-Regulated | 04/24/2017 |  | 08/23/2018
Visual Comfort & Company | Element | E3RFF-XA*****-HL3W/ECO | Light Emitting Diode | Inseparable Luminaire | Direct Wired | Forward Phase Cut Controls | 86 | 2738 | 0.0011 | 93 | 68 | 243 | 0.97 | Ambient | 15000 |  |  | 99999 | 0.01 | 19 | 19 | 0.13 | 0.06 | 0.06 | 0.05 | 0.01 | 0 | 0.76 | 0.35 | 0.32 | 0.28 | 0.01 | 0 | 0.15 | 0.17 | 0.15 | 0.11 | 0.01 | 0 | True |  | Non Federally-Regulated | 04/24/2017 |  | 08/23/2018
Visual Comfort & Company | Element | E3RWC-XA*****-HL3W/ECO | Light Emitting Diode | Inseparable Luminaire | Direct Wired | Forward Phase Cut Controls | 86 | 2738 | 0.0011 | 93 | 68 | 243 | 0.97 | Ambient | 15000 |  |  | 99999 | 0.01 | 19 | 19 | 0.13 | 0.06 | 0.06 | 0.05 | 0.01 | 0 | 0.76 | 0.35 | 0.32 | 0.28 | 0.01 | 0 | 0.15 | 0.17 | 0.15 | 0.11 | 0.01 | 0 | True |  | Non Federally-Regulated | 04/24/2017 |  | 08/23/2018
Visual Comfort & Company | Element | E3SLF-XA*****-HL3W/ECO | Light Emitting Diode | Inseparable Luminaire | Direct Wired | Forward Phase Cut Controls | 86 | 2738 | 0.0011 | 93 | 68 | 243 | 0.97 | Ambient | 15000 |  |  | 99999 | 0.01 | 19 | 19 | 0.13 | 0.06 | 0.06 | 0.05 | 0.01 | 0 | 0.76 | 0.35 | 0.32 | 0.28 | 0.01 | 0 | 0.15 | 0.17 | 0.15 | 0.11 | 0.01 | 0 | True |  | Non Federally-Regulated | 04/24/2017 |  | 08/23/2018
Visual Comfort & Company | Element | E3SFF-XA*****-HL3W/ECO | Light Emitting Diode | Inseparable Luminaire | Direct Wired | Forward Phase Cut Controls | 86 | 2738 | 0.0011 | 93 | 68 | 243 | 0.97 | Ambient | 15000 |  |  | 99999 | 0.01 | 19 | 19 | 0.13 | 0.06 | 0.06 | 0.05 | 0.01 | 0 | 0.76 | 0.35 | 0.32 | 0.28 | 0.01 | 0 | 0.15 | 0.17 | 0.15 | 0.11 | 0.01 | 0 | True |  | Non Federally-Regulated | 04/24/2017 |  | 08/23/2018
Visual Comfort & Company | Element | E3SWC-XA*****-HL3W/ECO | Light Emitting Diode | Inseparable Luminaire | Direct Wired | Forward Phase Cut Controls | 86 | 2738 | 0.0011 | 93 | 68 | 243 | 0.97 | Ambient | 15000 |  |  | 99999 | 0.01 | 19 | 19 | 0.13 | 0.06 | 0.06 | 0.05 | 0.01 | 0 | 0.76 | 0.35 | 0.32 | 0.28 | 0.01 | 0 | 0.15 | 0.17 | 0.15 | 0.11 | 0.01 | 0 | True |  | Non Federally-Regulated | 04/24/2017 |  | 08/23/2018
Visual Comfort & Company | Element | E3RLW-L*9***-HL2W/PWM | Light Emitting Diode | Inseparable Luminaire | Direct Wired | Forward Phase Cut Controls | 86 | 2738 | 0.0011 | 93 | 68 | 243 | 0.97 | Ambient | 15000 |  |  | 99999 | 0.01 | 19 | 19 | 0.13 | 0.06 | 0.06 | 0.05 | 0.01 | 0 | 0.76 | 0.35 | 0.32 | 0.28 | 0.01 | 0 | 0.15 | 0.17 | 0.15 | 0.11 | 0.01 | 0 | True |  | Non Federally-Regulated | 04/24/2017 |  | 08/23/2018
Visual Comfort & Company | Element | E3RFW-L*9***-HL2W/PWM | Light Emitting Diode | Inseparable Luminaire | Direct Wired | Forward Phase Cut Controls | 86 | 2738 | 0.0011 | 93 | 68 | 243 | 0.97 | Ambient | 15000 |  |  | 99999 | 0.01 | 19 | 19 | 0.13 | 0.06 | 0.06 | 0.05 | 0.01 | 0 | 0.76 | 0.35 | 0.32 | 0.28 | 0.01 | 0 | 0.15 | 0.17 | 0.15 | 0.11 | 0.01 | 0 | True |  | Non Federally-Regulated | 04/24/2017 |  | 08/23/2018
Visual Comfort & Company | Element | E3RWCW-L*9***-HL2W/PWM | Light Emitting Diode | Inseparable Luminaire | Direct Wired | Forward Phase Cut Controls | 86 | 2738 | 0.0011 | 93 | 68 | 243 | 0.97 | Ambient | 15000 |  |  | 99999 | 0.01 | 19 | 19 | 0.13 | 0.06 | 0.06 | 0.05 | 0.01 | 0 | 0.76 | 0.35 | 0.32 | 0.28 | 0.01 | 0 | 0.15 | 0.17 | 0.15 | 0.11 | 0.01 | 0 | True |  | Non Federally-Regulated | 04/24/2017 |  | 08/23/2018
Visual Comfort & Company | Element | E3SLW-L*9***-HL2W/PWM | Light Emitting Diode | Inseparable Luminaire | Direct Wired | Forward Phase Cut Controls | 86 | 2738 | 0.0011 | 93 | 68 | 243 | 0.97 | Ambient | 15000 |  |  | 99999 | 0.01 | 19 | 19 | 0.13 | 0.06 | 0.06 | 0.05 | 0.01 | 0 | 0.76 | 0.35 | 0.32 | 0.28 | 0.01 | 0 | 0.15 | 0.17 | 0.15 | 0.11 | 0.01 | 0 | True |  | Non Federally-Regulated | 04/24/2017 |  | 08/23/2018
Visual Comfort & Company | Element | E3SFW-L*9***-HL2W/PWM | Light Emitting Diode | Inseparable Luminaire | Direct Wired | Forward Phase Cut Controls | 86 | 2738 | 0.0011 | 93 | 68 | 243 | 0.97 | Ambient | 15000 |  |  | 99999 | 0.01 | 19 | 19 | 0.13 | 0.06 | 0.06 | 0.05 | 0.01 | 0 | 0.76 | 0.35 | 0.32 | 0.28 | 0.01 | 0 | 0.15 | 0.17 | 0.15 | 0.11 | 0.01 | 0 | True |  | Non Federally-Regulated | 04/24/2017 |  | 08/23/2018
Visual Comfort & Company | Element | E3SWCW-L*9***-HL2W/PWM | Light Emitting Diode | Inseparable Luminaire | Direct Wired | Forward Phase Cut Controls | 86 | 2738 | 0.0011 | 93 | 68 | 243 | 0.97 | Ambient | 15000 |  |  | 99999 | 0.01 | 19 | 19 | 0.13 | 0.06 | 0.06 | 0.05 | 0.01 | 0 | 0.76 | 0.35 | 0.32 | 0.28 | 0.01 | 0 | 0.15 | 0.17 | 0.15 | 0.11 | 0.01 | 0 | True |  | Non Federally-Regulated | 04/24/2017 |  | 08/23/2018
Visual Comfort & Company | Element | E3RLW-XA***-HL2W/PWM | Light Emitting Diode | Inseparable Luminaire | Direct Wired | Forward Phase Cut Controls | 86 | 2738 | 0.0011 | 93 | 68 | 243 | 0.97 | Ambient | 15000 |  |  | 99999 | 0.01 | 19 | 19 | 0.13 | 0.06 | 0.06 | 0.05 | 0.01 | 0 | 0.76 | 0.35 | 0.32 | 0.28 | 0.01 | 0 | 0.15 | 0.17 | 0.15 | 0.11 | 0.01 | 0 | True |  | Non Federally-Regulated | 04/24/2017 |  | 08/23/2018
Visual Comfort & Company | Element | E3RFW-XA***-HL2W/PWM | Light Emitting Diode | Inseparable Luminaire | Direct Wired | Forward Phase Cut Controls | 86 | 2738 | 0.0011 | 93 | 68 | 243 | 0.97 | Ambient | 15000 |  |  | 99999 | 0.01 | 19 | 19 | 0.13 | 0.06 | 0.06 | 0.05 | 0.01 | 0 | 0.76 | 0.35 | 0.32 | 0.28 | 0.01 | 0 | 0.15 | 0.17 | 0.15 | 0.11 | 0.01 | 0 | True |  | Non Federally-Regulated | 04/24/2017 |  | 08/23/2018
Visual Comfort & Company | Element | E3RWCW-XA***-HL2W/PWM | Light Emitting Diode | Inseparable Luminaire | Direct Wired | Forward Phase Cut Controls | 86 | 2738 | 0.0011 | 93 | 68 | 243 | 0.97 | Ambient | 15000 |  |  | 99999 | 0.01 | 19 | 19 | 0.13 | 0.06 | 0.06 | 0.05 | 0.01 | 0 | 0.76 | 0.35 | 0.32 | 0.28 | 0.01 | 0 | 0.15 | 0.17 | 0.15 | 0.11 | 0.01 | 0 | True |  | Non Federally-Regulated | 04/24/2017 |  | 08/23/2018
Visual Comfort & Company | Element | E3SLW-XA***-HL2W/PWM | Light Emitting Diode | Inseparable Luminaire | Direct Wired | Forward Phase Cut Controls | 86 | 2738 | 0.0011 | 93 | 68 | 243 | 0.97 | Ambient | 15000 |  |  | 99999 | 0.01 | 19 | 19 | 0.13 | 0.06 | 0.06 | 0.05 | 0.01 | 0 | 0.76 | 0.35 | 0.32 | 0.28 | 0.01 | 0 | 0.15 | 0.17 | 0.15 | 0.11 | 0.01 | 0 | True |  | Non Federally-Regulated | 04/24/2017 |  | 08/23/2018
Visual Comfort & Company | Element | E3SFW-XA***-HL2W/PWM | Light Emitting Diode | Inseparable Luminaire | Direct Wired | Forward Phase Cut Controls | 86 | 2738 | 0.0011 | 93 | 68 | 243 | 0.97 | Ambient | 15000 |  |  | 99999 | 0.01 | 19 | 19 | 0.13 | 0.06 | 0.06 | 0.05 | 0.01 | 0 | 0.76 | 0.35 | 0.32 | 0.28 | 0.01 | 0 | 0.15 | 0.17 | 0.15 | 0.11 | 0.01 | 0 | True |  | Non Federally-Regulated | 04/24/2017 |  | 08/23/2018
Visual Comfort & Company | Element | E3SWCW-XA***-HL2W/PWM | Light Emitting Diode | Inseparable Luminaire | Direct Wired | Forward Phase Cut Controls | 86 | 2738 | 0.0011 | 93 | 68 | 243 | 0.97 | Ambient | 15000 |  |  | 99999 | 0.01 | 19 | 19 | 0.13 | 0.06 | 0.06 | 0.05 | 0.01 | 0 | 0.76 | 0.35 | 0.32 | 0.28 | 0.01 | 0 | 0.15 | 0.17 | 0.15 | 0.11 | 0.01 | 0 | True |  | Non Federally-Regulated | 04/24/2017 |  | 08/23/2018
Visual Comfort & Company | Element | E3RLW-L*9***-HL3W/ECO | Light Emitting Diode | Inseparable Luminaire | Direct Wired | Forward Phase Cut Controls | 86 | 2738 | 0.0011 | 93 | 68 | 243 | 0.97 | Ambient | 15000 |  |  | 99999 | 0.01 | 19 | 19 | 0.13 | 0.06 | 0.06 | 0.05 | 0.01 | 0 | 0.76 | 0.35 | 0.32 | 0.28 | 0.01 | 0 | 0.15 | 0.17 | 0.15 | 0.11 | 0.01 | 0 | True |  | Non Federally-Regulated | 04/24/2017 |  | 08/23/2018
Visual Comfort & Company | Element | E3RFW-L*9***-HL3W/ECO | Light Emitting Diode | Inseparable Luminaire | Direct Wired | Forward Phase Cut Controls | 86 | 2738 | 0.0011 | 93 | 68 | 243 | 0.97 | Ambient | 15000 |  |  | 99999 | 0.01 | 19 | 19 | 0.13 | 0.06 | 0.06 | 0.05 | 0.01 | 0 | 0.76 | 0.35 | 0.32 | 0.28 | 0.01 | 0 | 0.15 | 0.17 | 0.15 | 0.11 | 0.01 | 0 | True |  | Non Federally-Regulated | 04/24/2017 |  | 08/23/2018
Visual Comfort & Company | Element | E3RWCW-L*9***-HL3W/ECO | Light Emitting Diode | Inseparable Luminaire | Direct Wired | Forward Phase Cut Controls | 86 | 2738 | 0.0011 | 93 | 68 | 243 | 0.97 | Ambient | 15000 |  |  | 99999 | 0.01 | 19 | 19 | 0.13 | 0.06 | 0.06 | 0.05 | 0.01 | 0 | 0.76 | 0.35 | 0.32 | 0.28 | 0.01 | 0 | 0.15 | 0.17 | 0.15 | 0.11 | 0.01 | 0 | True |  | Non Federally-Regulated | 04/24/2017 |  | 08/23/2018
Visual Comfort & Company | Element | E3SLW-L*9***-HL3W/ECO | Light Emitting Diode | Inseparable Luminaire | Direct Wired | Forward Phase Cut Controls | 86 | 2738 | 0.0011 | 93 | 68 | 243 | 0.97 | Ambient | 15000 |  |  | 99999 | 0.01 | 19 | 19 | 0.13 | 0.06 | 0.06 | 0.05 | 0.01 | 0 | 0.76 | 0.35 | 0.32 | 0.28 | 0.01 | 0 | 0.15 | 0.17 | 0.15 | 0.11 | 0.01 | 0 | True |  | Non Federally-Regulated | 04/24/2017 |  | 08/23/2018
Visual Comfort & Company | Element | E3SFW-L*9***-HL3W/ECO | Light Emitting Diode | Inseparable Luminaire | Direct Wired | Forward Phase Cut Controls | 86 | 2738 | 0.0011 | 93 | 68 | 243 | 0.97 | Ambient | 15000 |  |  | 99999 | 0.01 | 19 | 19 | 0.13 | 0.06 | 0.06 | 0.05 | 0.01 | 0 | 0.76 | 0.35 | 0.32 | 0.28 | 0.01 | 0 | 0.15 | 0.17 | 0.15 | 0.11 | 0.01 | 0 | True |  | Non Federally-Regulated | 04/24/2017 |  | 08/23/2018
Visual Comfort & Company | Element | E3SWCW-L*9***-HL3W/ECO | Light Emitting Diode | Inseparable Luminaire | Direct Wired | Forward Phase Cut Controls | 86 | 2738 | 0.0011 | 93 | 68 | 243 | 0.97 | Ambient | 15000 |  |  | 99999 | 0.01 | 19 | 19 | 0.13 | 0.06 | 0.06 | 0.05 | 0.01 | 0 | 0.76 | 0.35 | 0.32 | 0.28 | 0.01 | 0 | 0.15 | 0.17 | 0.15 | 0.11 | 0.01 | 0 | True |  | Non Federally-Regulated | 04/24/2017 |  | 08/23/2018
Visual Comfort & Company | Element | E3RLW-XA***-HL3W/ECO | Light Emitting Diode | Inseparable Luminaire | Direct Wired | Forward Phase Cut Controls | 86 | 2738 | 0.0011 | 93 | 68 | 243 | 0.97 | Ambient | 15000 |  |  | 99999 | 0.01 | 19 | 19 | 0.13 | 0.06 | 0.06 | 0.05 | 0.01 | 0 | 0.76 | 0.35 | 0.32 | 0.28 | 0.01 | 0 | 0.15 | 0.17 | 0.15 | 0.11 | 0.01 | 0 | True |  | Non Federally-Regulated | 04/24/2017 |  | 08/23/2018
Visual Comfort & Company | Element | E3RFW-XA***-HL3W/ECO | Light Emitting Diode | Inseparable Luminaire | Direct Wired | Forward Phase Cut Controls | 86 | 2738 | 0.0011 | 93 | 68 | 243 | 0.97 | Ambient | 15000 |  |  | 99999 | 0.01 | 19 | 19 | 0.13 | 0.06 | 0.06 | 0.05 | 0.01 | 0 | 0.76 | 0.35 | 0.32 | 0.28 | 0.01 | 0 | 0.15 | 0.17 | 0.15 | 0.11 | 0.01 | 0 | True |  | Non Federally-Regulated | 04/24/2017 |  | 08/23/2018
Visual Comfort & Company | Element | E3RWCW-XA***-HL3W/ECO | Light Emitting Diode | Inseparable Luminaire | Direct Wired | Forward Phase Cut Controls | 86 | 2738 | 0.0011 | 93 | 68 | 243 | 0.97 | Ambient | 15000 |  |  | 99999 | 0.01 | 19 | 19 | 0.13 | 0.06 | 0.06 | 0.05 | 0.01 | 0 | 0.76 | 0.35 | 0.32 | 0.28 | 0.01 | 0 | 0.15 | 0.17 | 0.15 | 0.11 | 0.01 | 0 | True |  | Non Federally-Regulated | 04/24/2017 |  | 08/23/2018
Visual Comfort & Company | Element | E3SLW-XA***-HL3W/ECO | Light Emitting Diode | Inseparable Luminaire | Direct Wired | Forward Phase Cut Controls | 86 | 2738 | 0.0011 | 93 | 68 | 243 | 0.97 | Ambient | 15000 |  |  | 99999 | 0.01 | 19 | 19 | 0.13 | 0.06 | 0.06 | 0.05 | 0.01 | 0 | 0.76 | 0.35 | 0.32 | 0.28 | 0.01 | 0 | 0.15 | 0.17 | 0.15 | 0.11 | 0.01 | 0 | True |  | Non Federally-Regulated | 04/24/2017 |  | 08/23/2018
Visual Comfort & Company | Element | E3SFW-XA***-HL3W/ECO | Light Emitting Diode | Inseparable Luminaire | Direct Wired | Forward Phase Cut Controls | 86 | 2738 | 0.0011 | 93 | 68 | 243 | 0.97 | Ambient | 15000 |  |  | 99999 | 0.01 | 19 | 19 | 0.13 | 0.06 | 0.06 | 0.05 | 0.01 | 0 | 0.76 | 0.35 | 0.32 | 0.28 | 0.01 | 0 | 0.15 | 0.17 | 0.15 | 0.11 | 0.01 | 0 | True |  | Non Federally-Regulated | 04/24/2017 |  | 08/23/2018
Visual Comfort & Company | Element | E3SWCW-XA***-HL3W/ECO | Light Emitting Diode | Inseparable Luminaire | Direct Wired | Forward Phase Cut Controls | 86 | 2738 | 0.0011 | 93 | 68 | 243 | 0.97 | Ambient | 15000 |  |  | 99999 | 0.01 | 19 | 19 | 0.13 | 0.06 | 0.06 | 0.05 | 0.01 | 0 | 0.76 | 0.35 | 0.32 | 0.28 | 0.01 | 0 | 0.15 | 0.17 | 0.15 | 0.11 | 0.01 | 0 | True |  | Non Federally-Regulated | 04/24/2017 |  | 08/23/2018
Visual Comfort & Company | Element | E4RL-L*9******-HL2W/PWM | Light Emitting Diode | Inseparable Luminaire | Direct Wired | Forward Phase Cut Controls | 76 | 2656 | 0.0002 | 93 | 65 | 261 | 0.96 | Ambient | 15000 |  |  | 99999 | 0.02 | 18 | 18 | 0.19 | 0.04 | 0.04 | 0.03 | 0 | 0 | 0.69 | 0.29 | 0.26 | 0.22 | 0.01 | 0 | 0.85 | 0.17 | 0.15 | 0.11 | 0.01 | 0 | True |  | Non Federally-Regulated | 04/24/2017 |  | 08/23/2018
Visual Comfort & Company | Element | E4RF-L*9******-HL2W/PWM | Light Emitting Diode | Inseparable Luminaire | Direct Wired | Forward Phase Cut Controls | 76 | 2656 | 0.0002 | 93 | 65 | 261 | 0.96 | Ambient | 15000 |  |  | 99999 | 0.02 | 18 | 18 | 0.19 | 0.04 | 0.04 | 0.03 | 0 | 0 | 0.69 | 0.29 | 0.26 | 0.22 | 0.01 | 0 | 0.85 | 0.17 | 0.15 | 0.11 | 0.01 | 0 | True |  | Non Federally-Regulated | 04/24/2017 |  | 08/23/2018
Visual Comfort & Company | Element | E4SL-L*9******-HL2W/PWM | Light Emitting Diode | Inseparable Luminaire | Direct Wired | Forward Phase Cut Controls | 76 | 2656 | 0.0002 | 93 | 65 | 261 | 0.96 | Ambient | 15000 |  |  | 99999 | 0.02 | 18 | 18 | 0.19 | 0.04 | 0.04 | 0.03 | 0 | 0 | 0.69 | 0.29 | 0.26 | 0.22 | 0.01 | 0 | 0.85 | 0.17 | 0.15 | 0.11 | 0.01 | 0 | True |  | Non Federally-Regulated | 04/24/2017 |  | 08/23/2018
Visual Comfort & Company | Element | E4SF-L*9******-HL2W/PWM | Light Emitting Diode | Inseparable Luminaire | Direct Wired | Forward Phase Cut Controls | 76 | 2656 | 0.0002 | 93 | 65 | 261 | 0.96 | Ambient | 15000 |  |  | 99999 | 0.02 | 18 | 18 | 0.19 | 0.04 | 0.04 | 0.03 | 0 | 0 | 0.69 | 0.29 | 0.26 | 0.22 | 0.01 | 0 | 0.85 | 0.17 | 0.15 | 0.11 | 0.01 | 0 | True |  | Non Federally-Regulated | 04/24/2017 |  | 08/23/2018
Visual Comfort & Company | Element | E4RL-XA******-HL2W/PWM | Light Emitting Diode | Inseparable Luminaire | Direct Wired | Forward Phase Cut Controls | 76 | 2656 | 0.0002 | 93 | 65 | 261 | 0.96 | Ambient | 15000 |  |  | 99999 | 0.02 | 18 | 18 | 0.19 | 0.04 | 0.04 | 0.03 | 0 | 0 | 0.69 | 0.29 | 0.26 | 0.22 | 0.01 | 0 | 0.85 | 0.17 | 0.15 | 0.11 | 0.01 | 0 | True |  | Non Federally-Regulated | 04/24/2017 |  | 08/23/2018
Visual Comfort & Company | Element | E4RF-XA******-HL2W/PWM | Light Emitting Diode | Inseparable Luminaire | Direct Wired | Forward Phase Cut Controls | 76 | 2656 | 0.0002 | 93 | 65 | 261 | 0.96 | Ambient | 15000 |  |  | 99999 | 0.02 | 18 | 18 | 0.19 | 0.04 | 0.04 | 0.03 | 0 | 0 | 0.69 | 0.29 | 0.26 | 0.22 | 0.01 | 0 | 0.85 | 0.17 | 0.15 | 0.11 | 0.01 | 0 | True |  | Non Federally-Regulated | 04/24/2017 |  | 08/23/2018
Visual Comfort & Company | Element | E4SL-XA******-HL2W/PWM | Light Emitting Diode | Inseparable Luminaire | Direct Wired | Forward Phase Cut Controls | 76 | 2656 | 0.0002 | 93 | 65 | 261 | 0.96 | Ambient | 15000 |  |  | 99999 | 0.02 | 18 | 18 | 0.19 | 0.04 | 0.04 | 0.03 | 0 | 0 | 0.69 | 0.29 | 0.26 | 0.22 | 0.01 | 0 | 0.85 | 0.17 | 0.15 | 0.11 | 0.01 | 0 | True |  | Non Federally-Regulated | 04/24/2017 |  | 08/23/2018
Visual Comfort & Company | Element | E4SF-XA******-HL2W/PWM | Light Emitting Diode | Inseparable Luminaire | Direct Wired | Forward Phase Cut Controls | 76 | 2656 | 0.0002 | 93 | 65 | 261 | 0.96 | Ambient | 15000 |  |  | 99999 | 0.02 | 18 | 18 | 0.19 | 0.04 | 0.04 | 0.03 | 0 | 0 | 0.69 | 0.29 | 0.26 | 0.22 | 0.01 | 0 | 0.85 | 0.17 | 0.15 | 0.11 | 0.01 | 0 | True |  | Non Federally-Regulated | 04/24/2017 |  | 08/23/2018
Visual Comfort & Company | Element | E4RL-L*9******-HL3W/ECO | Light Emitting Diode | Inseparable Luminaire | Direct Wired | Forward Phase Cut Controls | 76 | 2656 | 0.0002 | 93 | 65 | 261 | 0.96 | Ambient | 15000 |  |  | 99999 | 0.02 | 18 | 18 | 0.19 | 0.04 | 0.04 | 0.03 | 0 | 0 | 0.69 | 0.29 | 0.26 | 0.22 | 0.01 | 0 | 0.85 | 0.17 | 0.15 | 0.11 | 0.01 | 0 | True |  | Non Federally-Regulated | 04/24/2017 |  | 08/23/2018
Visual Comfort & Company | Element | E4RF-L*9******-HL3W/ECO | Light Emitting Diode | Inseparable Luminaire | Direct Wired | Forward Phase Cut Controls | 76 | 2656 | 0.0002 | 93 | 65 | 261 | 0.96 | Ambient | 15000 |  |  | 99999 | 0.02 | 18 | 18 | 0.19 | 0.04 | 0.04 | 0.03 | 0 | 0 | 0.69 | 0.29 | 0.26 | 0.22 | 0.01 | 0 | 0.85 | 0.17 | 0.15 | 0.11 | 0.01 | 0 | True |  | Non Federally-Regulated | 04/24/2017 |  | 08/23/2018
Visual Comfort & Company | Element | E4SL-L*9******-HL3W/ECO | Light Emitting Diode | Inseparable Luminaire | Direct Wired | Forward Phase Cut Controls | 76 | 2656 | 0.0002 | 93 | 65 | 261 | 0.96 | Ambient | 15000 |  |  | 99999 | 0.02 | 18 | 18 | 0.19 | 0.04 | 0.04 | 0.03 | 0 | 0 | 0.69 | 0.29 | 0.26 | 0.22 | 0.01 | 0 | 0.85 | 0.17 | 0.15 | 0.11 | 0.01 | 0 | True |  | Non Federally-Regulated | 04/24/2017 |  | 08/23/2018
Visual Comfort & Company | Element | E4SF-L*9******-HL3W/ECO | Light Emitting Diode | Inseparable Luminaire | Direct Wired | Forward Phase Cut Controls | 76 | 2656 | 0.0002 | 93 | 65 | 261 | 0.96 | Ambient | 15000 |  |  | 99999 | 0.02 | 18 | 18 | 0.19 | 0.04 | 0.04 | 0.03 | 0 | 0 | 0.69 | 0.29 | 0.26 | 0.22 | 0.01 | 0 | 0.85 | 0.17 | 0.15 | 0.11 | 0.01 | 0 | True |  | Non Federally-Regulated | 04/24/2017 |  | 08/23/2018
Visual Comfort & Company | Element | E4RL-XA******-HL3W/ECO | Light Emitting Diode | Inseparable Luminaire | Direct Wired | Forward Phase Cut Controls | 76 | 2656 | 0.0002 | 93 | 65 | 261 | 0.96 | Ambient | 15000 |  |  | 99999 | 0.02 | 18 | 18 | 0.19 | 0.04 | 0.04 | 0.03 | 0 | 0 | 0.69 | 0.29 | 0.26 | 0.22 | 0.01 | 0 | 0.85 | 0.17 | 0.15 | 0.11 | 0.01 | 0 | True |  | Non Federally-Regulated | 04/24/2017 |  | 08/23/2018
Visual Comfort & Company | Element | E4RF-XA******-HL3W/ECO | Light Emitting Diode | Inseparable Luminaire | Direct Wired | Forward Phase Cut Controls | 76 | 2656 | 0.0002 | 93 | 65 | 261 | 0.96 | Ambient | 15000 |  |  | 99999 | 0.02 | 18 | 18 | 0.19 | 0.04 | 0.04 | 0.03 | 0 | 0 | 0.69 | 0.29 | 0.26 | 0.22 | 0.01 | 0 | 0.85 | 0.17 | 0.15 | 0.11 | 0.01 | 0 | True |  | Non Federally-Regulated | 04/24/2017 |  | 08/23/2018
Visual Comfort & Company | Element | E4SL-XA******-HL3W/ECO | Light Emitting Diode | Inseparable Luminaire | Direct Wired | Forward Phase Cut Controls | 76 | 2656 | 0.0002 | 93 | 65 | 261 | 0.96 | Ambient | 15000 |  |  | 99999 | 0.02 | 18 | 18 | 0.19 | 0.04 | 0.04 | 0.03 | 0 | 0 | 0.69 | 0.29 | 0.26 | 0.22 | 0.01 | 0 | 0.85 | 0.17 | 0.15 | 0.11 | 0.01 | 0 | True |  | Non Federally-Regulated | 04/24/2017 |  | 08/23/2018
Visual Comfort & Company | Element | E4SF-XA******-HL3W/ECO | Light Emitting Diode | Inseparable Luminaire | Direct Wired | Forward Phase Cut Controls | 76 | 2656 | 0.0002 | 93 | 65 | 261 | 0.96 | Ambient | 15000 |  |  | 99999 | 0.02 | 18 | 18 | 0.19 | 0.04 | 0.04 | 0.03 | 0 | 0 | 0.69 | 0.29 | 0.26 | 0.22 | 0.01 | 0 | 0.85 | 0.17 | 0.15 | 0.11 | 0.01 | 0 | True |  | Non Federally-Regulated | 04/24/2017 |  | 08/23/2018
Visual Comfort & Company | Element | E4RL-L*9******-ELV-120 | Light Emitting Diode | Inseparable Luminaire | Direct Wired | Forward Phase Cut Controls | 76 | 2656 | 0.0002 | 93 | 65 | 261 | 0.96 | Ambient | 15000 |  |  | 99999 | 0.02 | 18 | 18 | 0.19 | 0.04 | 0.04 | 0.03 | 0 | 0 | 0.69 | 0.29 | 0.26 | 0.22 | 0.01 | 0 | 0.85 | 0.17 | 0.15 | 0.11 | 0.01 | 0 | True |  | Non Federally-Regulated | 04/24/2017 |  | 08/23/2018
Visual Comfort & Company | Element | E4RF-L*9******-ELV-120 | Light Emitting Diode | Inseparable Luminaire | Direct Wired | Forward Phase Cut Controls | 76 | 2656 | 0.0002 | 93 | 65 | 261 | 0.96 | Ambient | 15000 |  |  | 99999 | 0.02 | 18 | 18 | 0.19 | 0.04 | 0.04 | 0.03 | 0 | 0 | 0.69 | 0.29 | 0.26 | 0.22 | 0.01 | 0 | 0.85 | 0.17 | 0.15 | 0.11 | 0.01 | 0 | True |  | Non Federally-Regulated | 04/24/2017 |  | 08/23/2018
Visual Comfort & Company | Element | E4SL-L*9******-ELV-120 | Light Emitting Diode | Inseparable Luminaire | Direct Wired | Forward Phase Cut Controls | 76 | 2656 | 0.0002 | 93 | 65 | 261 | 0.96 | Ambient | 15000 |  |  | 99999 | 0.02 | 18 | 18 | 0.19 | 0.04 | 0.04 | 0.03 | 0 | 0 | 0.69 | 0.29 | 0.26 | 0.22 | 0.01 | 0 | 0.85 | 0.17 | 0.15 | 0.11 | 0.01 | 0 | True |  | Non Federally-Regulated | 04/24/2017 |  | 08/23/2018
Visual Comfort & Company | Element | E4SF-L*9******-ELV-120 | Light Emitting Diode | Inseparable Luminaire | Direct Wired | Forward Phase Cut Controls | 76 | 2656 | 0.0002 | 93 | 65 | 261 | 0.96 | Ambient | 15000 |  |  | 99999 | 0.02 | 18 | 18 | 0.19 | 0.04 | 0.04 | 0.03 | 0 | 0 | 0.69 | 0.29 | 0.26 | 0.22 | 0.01 | 0 | 0.85 | 0.17 | 0.15 | 0.11 | 0.01 | 0 | True |  | Non Federally-Regulated | 04/24/2017 |  | 08/23/2018
Visual Comfort & Company | Element | E4RL-XA******-ELV-120 | Light Emitting Diode | Inseparable Luminaire | Direct Wired | Forward Phase Cut Controls | 76 | 2656 | 0.0002 | 93 | 65 | 261 | 0.96 | Ambient | 15000 |  |  | 99999 | 0.02 | 18 | 18 | 0.19 | 0.04 | 0.04 | 0.03 | 0 | 0 | 0.69 | 0.29 | 0.26 | 0.22 | 0.01 | 0 | 0.85 | 0.17 | 0.15 | 0.11 | 0.01 | 0 | True |  | Non Federally-Regulated | 04/24/2017 |  | 08/23/2018
Visual Comfort & Company | Element | E4RF-XA******-ELV-120 | Light Emitting Diode | Inseparable Luminaire | Direct Wired | Forward Phase Cut Controls | 76 | 2656 | 0.0002 | 93 | 65 | 261 | 0.96 | Ambient | 15000 |  |  | 99999 | 0.02 | 18 | 18 | 0.19 | 0.04 | 0.04 | 0.03 | 0 | 0 | 0.69 | 0.29 | 0.26 | 0.22 | 0.01 | 0 | 0.85 | 0.17 | 0.15 | 0.11 | 0.01 | 0 | True |  | Non Federally-Regulated | 04/24/2017 |  | 08/23/2018
Visual Comfort & Company | Element | E4SL-XA******-ELV-120 | Light Emitting Diode | Inseparable Luminaire | Direct Wired | Forward Phase Cut Controls | 76 | 2656 | 0.0002 | 93 | 65 | 261 | 0.96 | Ambient | 15000 |  |  | 99999 | 0.02 | 18 | 18 | 0.19 | 0.04 | 0.04 | 0.03 | 0 | 0 | 0.69 | 0.29 | 0.26 | 0.22 | 0.01 | 0 | 0.85 | 0.17 | 0.15 | 0.11 | 0.01 | 0 | True |  | Non Federally-Regulated | 04/24/2017 |  | 08/23/2018
Visual Comfort & Company | Element | E4SF-XA******-ELV-120 | Light Emitting Diode | Inseparable Luminaire | Direct Wired | Forward Phase Cut Controls | 76 | 2656 | 0.0002 | 93 | 65 | 261 | 0.96 | Ambient | 15000 |  |  | 99999 | 0.02 | 18 | 18 | 0.19 | 0.04 | 0.04 | 0.03 | 0 | 0 | 0.69 | 0.29 | 0.26 | 0.22 | 0.01 | 0 | 0.85 | 0.17 | 0.15 | 0.11 | 0.01 | 0 | True |  | Non Federally-Regulated | 04/24/2017 |  | 08/23/2018
Visual Comfort & Company | Element | E4RL-L*9******-010-120 | Light Emitting Diode | Inseparable Luminaire | Direct Wired | Forward Phase Cut Controls | 76 | 2656 | 0.0002 | 93 | 65 | 261 | 0.96 | Ambient | 15000 |  |  | 99999 | 0.02 | 18 | 18 | 0.19 | 0.04 | 0.04 | 0.03 | 0 | 0 | 0.69 | 0.29 | 0.26 | 0.22 | 0.01 | 0 | 0.85 | 0.17 | 0.15 | 0.11 | 0.01 | 0 | True |  | Non Federally-Regulated | 04/24/2017 |  | 08/23/2018
Visual Comfort & Company | Element | E4RF-L*9******-010-120 | Light Emitting Diode | Inseparable Luminaire | Direct Wired | Forward Phase Cut Controls | 76 | 2656 | 0.0002 | 93 | 65 | 261 | 0.96 | Ambient | 15000 |  |  | 99999 | 0.02 | 18 | 18 | 0.19 | 0.04 | 0.04 | 0.03 | 0 | 0 | 0.69 | 0.29 | 0.26 | 0.22 | 0.01 | 0 | 0.85 | 0.17 | 0.15 | 0.11 | 0.01 | 0 | True |  | Non Federally-Regulated | 04/24/2017 |  | 08/23/2018
Visual Comfort & Company | Element | E4SL-L*9******-010-120 | Light Emitting Diode | Inseparable Luminaire | Direct Wired | Forward Phase Cut Controls | 76 | 2656 | 0.0002 | 93 | 65 | 261 | 0.96 | Ambient | 15000 |  |  | 99999 | 0.02 | 18 | 18 | 0.19 | 0.04 | 0.04 | 0.03 | 0 | 0 | 0.69 | 0.29 | 0.26 | 0.22 | 0.01 | 0 | 0.85 | 0.17 | 0.15 | 0.11 | 0.01 | 0 | True |  | Non Federally-Regulated | 04/24/2017 |  | 08/23/2018
Visual Comfort & Company | Element | E4SF-L*9******-010-120 | Light Emitting Diode | Inseparable Luminaire | Direct Wired | Forward Phase Cut Controls | 76 | 2656 | 0.0002 | 93 | 65 | 261 | 0.96 | Ambient | 15000 |  |  | 99999 | 0.02 | 18 | 18 | 0.19 | 0.04 | 0.04 | 0.03 | 0 | 0 | 0.69 | 0.29 | 0.26 | 0.22 | 0.01 | 0 | 0.85 | 0.17 | 0.15 | 0.11 | 0.01 | 0 | True |  | Non Federally-Regulated | 04/24/2017 |  | 08/23/2018
Visual Comfort & Company | Element | E4RL-XA******-010-120 | Light Emitting Diode | Inseparable Luminaire | Direct Wired | Forward Phase Cut Controls | 76 | 2656 | 0.0002 | 93 | 65 | 261 | 0.96 | Ambient | 15000 |  |  | 99999 | 0.02 | 18 | 18 | 0.19 | 0.04 | 0.04 | 0.03 | 0 | 0 | 0.69 | 0.29 | 0.26 | 0.22 | 0.01 | 0 | 0.85 | 0.17 | 0.15 | 0.11 | 0.01 | 0 | True |  | Non Federally-Regulated | 04/24/2017 |  | 08/23/2018
Visual Comfort & Company | Element | E4RF-XA******-010-120 | Light Emitting Diode | Inseparable Luminaire | Direct Wired | Forward Phase Cut Controls | 76 | 2656 | 0.0002 | 93 | 65 | 261 | 0.96 | Ambient | 15000 |  |  | 99999 | 0.02 | 18 | 18 | 0.19 | 0.04 | 0.04 | 0.03 | 0 | 0 | 0.69 | 0.29 | 0.26 | 0.22 | 0.01 | 0 | 0.85 | 0.17 | 0.15 | 0.11 | 0.01 | 0 | True |  | Non Federally-Regulated | 04/24/2017 |  | 08/23/2018
Visual Comfort & Company | Element | E4SL-XA******-010-120 | Light Emitting Diode | Inseparable Luminaire | Direct Wired | Forward Phase Cut Controls | 76 | 2656 | 0.0002 | 93 | 65 | 261 | 0.96 | Ambient | 15000 |  |  | 99999 | 0.02 | 18 | 18 | 0.19 | 0.04 | 0.04 | 0.03 | 0 | 0 | 0.69 | 0.29 | 0.26 | 0.22 | 0.01 | 0 | 0.85 | 0.17 | 0.15 | 0.11 | 0.01 | 0 | True |  | Non Federally-Regulated | 04/24/2017 |  | 08/23/2018
Visual Comfort & Company | Element | E4SF-XA******-010-120 | Light Emitting Diode | Inseparable Luminaire | Direct Wired | Forward Phase Cut Controls | 76 | 2656 | 0.0002 | 93 | 65 | 261 | 0.96 | Ambient | 15000 |  |  | 99999 | 0.02 | 18 | 18 | 0.19 | 0.04 | 0.04 | 0.03 | 0 | 0 | 0.69 | 0.29 | 0.26 | 0.22 | 0.01 | 0 | 0.85 | 0.17 | 0.15 | 0.11 | 0.01 | 0 | True |  | Non Federally-Regulated | 04/24/2017 |  | 08/23/2018
Visual Comfort & Company | Element | E4RLW-L*9***-HL2W/PWM | Light Emitting Diode | Inseparable Luminaire | Direct Wired | Forward Phase Cut Controls | 76 | 2656 | 0.0002 | 93 | 65 | 261 | 0.96 | Ambient | 15000 |  |  | 99999 | 0.02 | 18 | 18 | 0.19 | 0.04 | 0.04 | 0.03 | 0 | 0 | 0.69 | 0.29 | 0.26 | 0.22 | 0.01 | 0 | 0.85 | 0.17 | 0.15 | 0.11 | 0.01 | 0 | True |  | Non Federally-Regulated | 04/24/2017 |  | 08/23/2018
Visual Comfort & Company | Element | E4RFW-L*9***-HL2W/PWM | Light Emitting Diode | Inseparable Luminaire | Direct Wired | Forward Phase Cut Controls | 76 | 2656 | 0.0002 | 93 | 65 | 261 | 0.96 | Ambient | 15000 |  |  | 99999 | 0.02 | 18 | 18 | 0.19 | 0.04 | 0.04 | 0.03 | 0 | 0 | 0.69 | 0.29 | 0.26 | 0.22 | 0.01 | 0 | 0.85 | 0.17 | 0.15 | 0.11 | 0.01 | 0 | True |  | Non Federally-Regulated | 04/24/2017 |  | 08/23/2018
Visual Comfort & Company | Element | E4SLW-L*9***-HL2W/PWM | Light Emitting Diode | Inseparable Luminaire | Direct Wired | Forward Phase Cut Controls | 76 | 2656 | 0.0002 | 93 | 65 | 261 | 0.96 | Ambient | 15000 |  |  | 99999 | 0.02 | 18 | 18 | 0.19 | 0.04 | 0.04 | 0.03 | 0 | 0 | 0.69 | 0.29 | 0.26 | 0.22 | 0.01 | 0 | 0.85 | 0.17 | 0.15 | 0.11 | 0.01 | 0 | True |  | Non Federally-Regulated | 04/24/2017 |  | 08/23/2018
Visual Comfort & Company | Element | E4SFW-L*9***-HL2W/PWM | Light Emitting Diode | Inseparable Luminaire | Direct Wired | Forward Phase Cut Controls | 76 | 2656 | 0.0002 | 93 | 65 | 261 | 0.96 | Ambient | 15000 |  |  | 99999 | 0.02 | 18 | 18 | 0.19 | 0.04 | 0.04 | 0.03 | 0 | 0 | 0.69 | 0.29 | 0.26 | 0.22 | 0.01 | 0 | 0.85 | 0.17 | 0.15 | 0.11 | 0.01 | 0 | True |  | Non Federally-Regulated | 04/24/2017 |  | 08/23/2018
Visual Comfort & Company | Element | E4RLW-XA***-HL2W/PWM | Light Emitting Diode | Inseparable Luminaire | Direct Wired | Forward Phase Cut Controls | 76 | 2656 | 0.0002 | 93 | 65 | 261 | 0.96 | Ambient | 15000 |  |  | 99999 | 0.02 | 18 | 18 | 0.19 | 0.04 | 0.04 | 0.03 | 0 | 0 | 0.69 | 0.29 | 0.26 | 0.22 | 0.01 | 0 | 0.85 | 0.17 | 0.15 | 0.11 | 0.01 | 0 | True |  | Non Federally-Regulated | 04/24/2017 |  | 08/23/2018
Visual Comfort & Company | Element | E4RFW-XA***-HL2W/PWM | Light Emitting Diode | Inseparable Luminaire | Direct Wired | Forward Phase Cut Controls | 76 | 2656 | 0.0002 | 93 | 65 | 261 | 0.96 | Ambient | 15000 |  |  | 99999 | 0.02 | 18 | 18 | 0.19 | 0.04 | 0.04 | 0.03 | 0 | 0 | 0.69 | 0.29 | 0.26 | 0.22 | 0.01 | 0 | 0.85 | 0.17 | 0.15 | 0.11 | 0.01 | 0 | True |  | Non Federally-Regulated | 04/24/2017 |  | 08/23/2018
Visual Comfort & Company | Element | E4SLW-XA***-HL2W/PWM | Light Emitting Diode | Inseparable Luminaire | Direct Wired | Forward Phase Cut Controls | 76 | 2656 | 0.0002 | 93 | 65 | 261 | 0.96 | Ambient | 15000 |  |  | 99999 | 0.02 | 18 | 18 | 0.19 | 0.04 | 0.04 | 0.03 | 0 | 0 | 0.69 | 0.29 | 0.26 | 0.22 | 0.01 | 0 | 0.85 | 0.17 | 0.15 | 0.11 | 0.01 | 0 | True |  | Non Federally-Regulated | 04/24/2017 |  | 08/23/2018
Visual Comfort & Company | Element | E4SFW-XA***-HL2W/PWM | Light Emitting Diode | Inseparable Luminaire | Direct Wired | Forward Phase Cut Controls | 76 | 2656 | 0.0002 | 93 | 65 | 261 | 0.96 | Ambient | 15000 |  |  | 99999 | 0.02 | 18 | 18 | 0.19 | 0.04 | 0.04 | 0.03 | 0 | 0 | 0.69 | 0.29 | 0.26 | 0.22 | 0.01 | 0 | 0.85 | 0.17 | 0.15 | 0.11 | 0.01 | 0 | True |  | Non Federally-Regulated | 04/24/2017 |  | 08/23/2018
Visual Comfort & Company | Element | E4RLW-L*9***-HL3W/ECO | Light Emitting Diode | Inseparable Luminaire | Direct Wired | Forward Phase Cut Controls | 76 | 2656 | 0.0002 | 93 | 65 | 261 | 0.96 | Ambient | 15000 |  |  | 99999 | 0.02 | 18 | 18 | 0.19 | 0.04 | 0.04 | 0.03 | 0 | 0 | 0.69 | 0.29 | 0.26 | 0.22 | 0.01 | 0 | 0.85 | 0.17 | 0.15 | 0.11 | 0.01 | 0 | True |  | Non Federally-Regulated | 04/24/2017 |  | 08/23/2018
Visual Comfort & Company | Element | E4RFW-L*9***-HL3W/ECO | Light Emitting Diode | Inseparable Luminaire | Direct Wired | Forward Phase Cut Controls | 76 | 2656 | 0.0002 | 93 | 65 | 261 | 0.96 | Ambient | 15000 |  |  | 99999 | 0.02 | 18 | 18 | 0.19 | 0.04 | 0.04 | 0.03 | 0 | 0 | 0.69 | 0.29 | 0.26 | 0.22 | 0.01 | 0 | 0.85 | 0.17 | 0.15 | 0.11 | 0.01 | 0 | True |  | Non Federally-Regulated | 04/24/2017 |  | 08/23/2018
Visual Comfort & Company | Element | E4SLW-L*9***-HL3W/ECO | Light Emitting Diode | Inseparable Luminaire | Direct Wired | Forward Phase Cut Controls | 76 | 2656 | 0.0002 | 93 | 65 | 261 | 0.96 | Ambient | 15000 |  |  | 99999 | 0.02 | 18 | 18 | 0.19 | 0.04 | 0.04 | 0.03 | 0 | 0 | 0.69 | 0.29 | 0.26 | 0.22 | 0.01 | 0 | 0.85 | 0.17 | 0.15 | 0.11 | 0.01 | 0 | True |  | Non Federally-Regulated | 04/24/2017 |  | 08/23/2018
Visual Comfort & Company | Element | E4SFW-L*9***-HL3W/ECO | Light Emitting Diode | Inseparable Luminaire | Direct Wired | Forward Phase Cut Controls | 76 | 2656 | 0.0002 | 93 | 65 | 261 | 0.96 | Ambient | 15000 |  |  | 99999 | 0.02 | 18 | 18 | 0.19 | 0.04 | 0.04 | 0.03 | 0 | 0 | 0.69 | 0.29 | 0.26 | 0.22 | 0.01 | 0 | 0.85 | 0.17 | 0.15 | 0.11 | 0.01 | 0 | True |  | Non Federally-Regulated | 04/24/2017 |  | 08/23/2018
Visual Comfort & Company | Element | E4RLW-XA***-HL3W/ECO | Light Emitting Diode | Inseparable Luminaire | Direct Wired | Forward Phase Cut Controls | 76 | 2656 | 0.0002 | 93 | 65 | 261 | 0.96 | Ambient | 15000 |  |  | 99999 | 0.02 | 18 | 18 | 0.19 | 0.04 | 0.04 | 0.03 | 0 | 0 | 0.69 | 0.29 | 0.26 | 0.22 | 0.01 | 0 | 0.85 | 0.17 | 0.15 | 0.11 | 0.01 | 0 | True |  | Non Federally-Regulated | 04/24/2017 |  | 08/23/2018
Visual Comfort & Company | Element | E4RFW-XA***-HL3W/ECO | Light Emitting Diode | Inseparable Luminaire | Direct Wired | Forward Phase Cut Controls | 76 | 2656 | 0.0002 | 93 | 65 | 261 | 0.96 | Ambient | 15000 |  |  | 99999 | 0.02 | 18 | 18 | 0.19 | 0.04 | 0.04 | 0.03 | 0 | 0 | 0.69 | 0.29 | 0.26 | 0.22 | 0.01 | 0 | 0.85 | 0.17 | 0.15 | 0.11 | 0.01 | 0 | True |  | Non Federally-Regulated | 04/24/2017 |  | 08/23/2018
Visual Comfort & Company | Element | E4SLW-XA***-HL3W/ECO | Light Emitting Diode | Inseparable Luminaire | Direct Wired | Forward Phase Cut Controls | 76 | 2656 | 0.0002 | 93 | 65 | 261 | 0.96 | Ambient | 15000 |  |  | 99999 | 0.02 | 18 | 18 | 0.19 | 0.04 | 0.04 | 0.03 | 0 | 0 | 0.69 | 0.29 | 0.26 | 0.22 | 0.01 | 0 | 0.85 | 0.17 | 0.15 | 0.11 | 0.01 | 0 | True |  | Non Federally-Regulated | 04/24/2017 |  | 08/23/2018
Visual Comfort & Company | Element | E4SFW-XA***-HL3W/ECO | Light Emitting Diode | Inseparable Luminaire | Direct Wired | Forward Phase Cut Controls | 76 | 2656 | 0.0002 | 93 | 65 | 261 | 0.96 | Ambient | 15000 |  |  | 99999 | 0.02 | 18 | 18 | 0.19 | 0.04 | 0.04 | 0.03 | 0 | 0 | 0.69 | 0.29 | 0.26 | 0.22 | 0.01 | 0 | 0.85 | 0.17 | 0.15 | 0.11 | 0.01 | 0 | True |  | Non Federally-Regulated | 04/24/2017 |  | 08/23/2018
Visual Comfort & Company | Element | E3RLF-LOWD**** | Light Emitting Diode | Inseparable Luminaire | Direct Wired | Forward Phase Cut Controls | 86 | 2738 | 0.0011 | 93 | 68 | 243 | 0.97 | Ambient | 15000 |  |  | 99999 | 0.01 | 19 | 19 | 0.13 | 0.06 | 0.06 | 0.05 | 0.01 | 0 | 0.76 | 0.35 | 0.32 | 0.28 | 0.01 | 0 | 0.15 | 0.17 | 0.15 | 0.11 | 0.01 | 0 | True |  | Non Federally-Regulated | 08/22/2018 |  | 08/27/2018
Visual Comfort & Company | Element | E3RLF-LOWD****-*** | Light Emitting Diode | Inseparable Luminaire | Direct Wired | Forward Phase Cut Controls | 86 | 2738 | 0.0011 | 93 | 68 | 243 | 0.97 | Ambient | 15000 |  |  | 99999 | 0.01 | 19 | 19 | 0.13 | 0.06 | 0.06 | 0.05 | 0.01 | 0 | 0.76 | 0.35 | 0.32 | 0.28 | 0.01 | 0 | 0.15 | 0.17 | 0.15 | 0.11 | 0.01 | 0 | True |  | Non Federally-Regulated | 08/22/2018 |  | 08/27/2018
Visual Comfort & Company | Element | E3RLF-LOWD****-***** | Light Emitting Diode | Inseparable Luminaire | Direct Wired | Forward Phase Cut Controls | 86 | 2738 | 0.0011 | 93 | 68 | 243 | 0.97 | Ambient | 15000 |  |  | 99999 | 0.01 | 19 | 19 | 0.13 | 0.06 | 0.06 | 0.05 | 0.01 | 0 | 0.76 | 0.35 | 0.32 | 0.28 | 0.01 | 0 | 0.15 | 0.17 | 0.15 | 0.11 | 0.01 | 0 | True |  | Non Federally-Regulated | 08/22/2018 |  | 08/27/2018
Visual Comfort & Company | Element | E3RFF-LOWD**** | Light Emitting Diode | Inseparable Luminaire | Direct Wired | Forward Phase Cut Controls | 86 | 2738 | 0.0011 | 93 | 68 | 243 | 0.97 | Ambient | 15000 |  |  | 99999 | 0.01 | 19 | 19 | 0.13 | 0.06 | 0.06 | 0.05 | 0.01 | 0 | 0.76 | 0.35 | 0.32 | 0.28 | 0.01 | 0 | 0.15 | 0.17 | 0.15 | 0.11 | 0.01 | 0 | True |  | Non Federally-Regulated | 08/22/2018 |  | 08/27/2018
Visual Comfort & Company | Element | E3RFF-LOWD****-*** | Light Emitting Diode | Inseparable Luminaire | Direct Wired | Forward Phase Cut Controls | 86 | 2738 | 0.0011 | 93 | 68 | 243 | 0.97 | Ambient | 15000 |  |  | 99999 | 0.01 | 19 | 19 | 0.13 | 0.06 | 0.06 | 0.05 | 0.01 | 0 | 0.76 | 0.35 | 0.32 | 0.28 | 0.01 | 0 | 0.15 | 0.17 | 0.15 | 0.11 | 0.01 | 0 | True |  | Non Federally-Regulated | 08/22/2018 |  | 08/27/2018
Visual Comfort & Company | Element | E3RFF-LOWD****-**** | Light Emitting Diode | Inseparable Luminaire | Direct Wired | Forward Phase Cut Controls | 86 | 2738 | 0.0011 | 93 | 68 | 243 | 0.97 | Ambient | 15000 |  |  | 99999 | 0.01 | 19 | 19 | 0.13 | 0.06 | 0.06 | 0.05 | 0.01 | 0 | 0.76 | 0.35 | 0.32 | 0.28 | 0.01 | 0 | 0.15 | 0.17 | 0.15 | 0.11 | 0.01 | 0 | True |  | Non Federally-Regulated | 08/22/2018 |  | 08/27/2018
Visual Comfort & Company | Element | E3RFF-LOWD****-***** | Light Emitting Diode | Inseparable Luminaire | Direct Wired | Forward Phase Cut Controls | 86 | 2738 | 0.0011 | 93 | 68 | 243 | 0.97 | Ambient | 15000 |  |  | 99999 | 0.01 | 19 | 19 | 0.13 | 0.06 | 0.06 | 0.05 | 0.01 | 0 | 0.76 | 0.35 | 0.32 | 0.28 | 0.01 | 0 | 0.15 | 0.17 | 0.15 | 0.11 | 0.01 | 0 | True |  | Non Federally-Regulated | 08/22/2018 |  | 08/27/2018
Visual Comfort & Company | Element | E3RWC-LOWD**** | Light Emitting Diode | Inseparable Luminaire | Direct Wired | Forward Phase Cut Controls | 86 | 2738 | 0.0011 | 93 | 68 | 243 | 0.97 | Ambient | 15000 |  |  | 99999 | 0.01 | 19 | 19 | 0.13 | 0.06 | 0.06 | 0.05 | 0.01 | 0 | 0.76 | 0.35 | 0.32 | 0.28 | 0.01 | 0 | 0.15 | 0.17 | 0.15 | 0.11 | 0.01 | 0 | True |  | Non Federally-Regulated | 08/22/2018 |  | 08/27/2018
Visual Comfort & Company | Element | E3RWC-LOWD****-*** | Light Emitting Diode | Inseparable Luminaire | Direct Wired | Forward Phase Cut Controls | 86 | 2738 | 0.0011 | 93 | 68 | 243 | 0.97 | Ambient | 15000 |  |  | 99999 | 0.01 | 19 | 19 | 0.13 | 0.06 | 0.06 | 0.05 | 0.01 | 0 | 0.76 | 0.35 | 0.32 | 0.28 | 0.01 | 0 | 0.15 | 0.17 | 0.15 | 0.11 | 0.01 | 0 | True |  | Non Federally-Regulated | 08/22/2018 |  | 08/27/2018
Visual Comfort & Company | Element | E3RWC-LOWD****-***** | Light Emitting Diode | Inseparable Luminaire | Direct Wired | Forward Phase Cut Controls | 86 | 2738 | 0.0011 | 93 | 68 | 243 | 0.97 | Ambient | 15000 |  |  | 99999 | 0.01 | 19 | 19 | 0.13 | 0.06 | 0.06 | 0.05 | 0.01 | 0 | 0.76 | 0.35 | 0.32 | 0.28 | 0.01 | 0 | 0.15 | 0.17 | 0.15 | 0.11 | 0.01 | 0 | True |  | Non Federally-Regulated | 08/22/2018 |  | 08/27/2018
Visual Comfort & Company | Element | E3SLF-LOWD**** | Light Emitting Diode | Inseparable Luminaire | Direct Wired | Forward Phase Cut Controls | 86 | 2738 | 0.0011 | 93 | 68 | 243 | 0.97 | Ambient | 15000 |  |  | 99999 | 0.01 | 19 | 19 | 0.13 | 0.06 | 0.06 | 0.05 | 0.01 | 0 | 0.76 | 0.35 | 0.32 | 0.28 | 0.01 | 0 | 0.15 | 0.17 | 0.15 | 0.11 | 0.01 | 0 | True |  | Non Federally-Regulated | 08/22/2018 |  | 08/27/2018
Visual Comfort & Company | Element | E3SLF-LOWD****-*** | Light Emitting Diode | Inseparable Luminaire | Direct Wired | Forward Phase Cut Controls | 86 | 2738 | 0.0011 | 93 | 68 | 243 | 0.97 | Ambient | 15000 |  |  | 99999 | 0.01 | 19 | 19 | 0.13 | 0.06 | 0.06 | 0.05 | 0.01 | 0 | 0.76 | 0.35 | 0.32 | 0.28 | 0.01 | 0 | 0.15 | 0.17 | 0.15 | 0.11 | 0.01 | 0 | True |  | Non Federally-Regulated | 08/22/2018 |  | 08/27/2018
Visual Comfort & Company | Element | E3SLF-LOWD****-**** | Light Emitting Diode | Inseparable Luminaire | Direct Wired | Forward Phase Cut Controls | 86 | 2738 | 0.0011 | 93 | 68 | 243 | 0.97 | Ambient | 15000 |  |  | 99999 | 0.01 | 19 | 19 | 0.13 | 0.06 | 0.06 | 0.05 | 0.01 | 0 | 0.76 | 0.35 | 0.32 | 0.28 | 0.01 | 0 | 0.15 | 0.17 | 0.15 | 0.11 | 0.01 | 0 | True |  | Non Federally-Regulated | 08/22/2018 |  | 08/27/2018
Visual Comfort & Company | Element | E3SLF-LOWD****-***** | Light Emitting Diode | Inseparable Luminaire | Direct Wired | Forward Phase Cut Controls | 86 | 2738 | 0.0011 | 93 | 68 | 243 | 0.97 | Ambient | 15000 |  |  | 99999 | 0.01 | 19 | 19 | 0.13 | 0.06 | 0.06 | 0.05 | 0.01 | 0 | 0.76 | 0.35 | 0.32 | 0.28 | 0.01 | 0 | 0.15 | 0.17 | 0.15 | 0.11 | 0.01 | 0 | True |  | Non Federally-Regulated | 08/22/2018 |  | 08/27/2018
Visual Comfort & Company | Element | E3SFF-LOWD**** | Light Emitting Diode | Inseparable Luminaire | Direct Wired | Forward Phase Cut Controls | 86 | 2738 | 0.0011 | 93 | 68 | 243 | 0.97 | Ambient | 15000 |  |  | 99999 | 0.01 | 19 | 19 | 0.13 | 0.06 | 0.06 | 0.05 | 0.01 | 0 | 0.76 | 0.35 | 0.32 | 0.28 | 0.01 | 0 | 0.15 | 0.17 | 0.15 | 0.11 | 0.01 | 0 | True |  | Non Federally-Regulated | 08/22/2018 |  | 08/27/2018
Visual Comfort & Company | Element | E3SFF-LOWD****-*** | Light Emitting Diode | Inseparable Luminaire | Direct Wired | Forward Phase Cut Controls | 86 | 2738 | 0.0011 | 93 | 68 | 243 | 0.97 | Ambient | 15000 |  |  | 99999 | 0.01 | 19 | 19 | 0.13 | 0.06 | 0.06 | 0.05 | 0.01 | 0 | 0.76 | 0.35 | 0.32 | 0.28 | 0.01 | 0 | 0.15 | 0.17 | 0.15 | 0.11 | 0.01 | 0 | True |  | Non Federally-Regulated | 08/22/2018 |  | 08/27/2018
Visual Comfort & Company | Element | E3SFF-LOWD****-**** | Light Emitting Diode | Inseparable Luminaire | Direct Wired | Forward Phase Cut Controls | 86 | 2738 | 0.0011 | 93 | 68 | 243 | 0.97 | Ambient | 15000 |  |  | 99999 | 0.01 | 19 | 19 | 0.13 | 0.06 | 0.06 | 0.05 | 0.01 | 0 | 0.76 | 0.35 | 0.32 | 0.28 | 0.01 | 0 | 0.15 | 0.17 | 0.15 | 0.11 | 0.01 | 0 | True |  | Non Federally-Regulated | 08/22/2018 |  | 08/27/2018
Visual Comfort & Company | Element | E3SFF-LOWD****-***** | Light Emitting Diode | Inseparable Luminaire | Direct Wired | Forward Phase Cut Controls | 86 | 2738 | 0.0011 | 93 | 68 | 243 | 0.97 | Ambient | 15000 |  |  | 99999 | 0.01 | 19 | 19 | 0.13 | 0.06 | 0.06 | 0.05 | 0.01 | 0 | 0.76 | 0.35 | 0.32 | 0.28 | 0.01 | 0 | 0.15 | 0.17 | 0.15 | 0.11 | 0.01 | 0 | True |  | Non Federally-Regulated | 08/22/2018 |  | 08/27/2018
Visual Comfort & Company | Element | E3SWC-LOWD**** | Light Emitting Diode | Inseparable Luminaire | Direct Wired | Forward Phase Cut Controls | 86 | 2738 | 0.0011 | 93 | 68 | 243 | 0.97 | Ambient | 15000 |  |  | 99999 | 0.01 | 19 | 19 | 0.13 | 0.06 | 0.06 | 0.05 | 0.01 | 0 | 0.76 | 0.35 | 0.32 | 0.28 | 0.01 | 0 | 0.15 | 0.17 | 0.15 | 0.11 | 0.01 | 0 | True |  | Non Federally-Regulated | 08/22/2018 |  | 08/27/2018
Visual Comfort & Company | Element | E3SWC-LOWD****-*** | Light Emitting Diode | Inseparable Luminaire | Direct Wired | Forward Phase Cut Controls | 86 | 2738 | 0.0011 | 93 | 68 | 243 | 0.97 | Ambient | 15000 |  |  | 99999 | 0.01 | 19 | 19 | 0.13 | 0.06 | 0.06 | 0.05 | 0.01 | 0 | 0.76 | 0.35 | 0.32 | 0.28 | 0.01 | 0 | 0.15 | 0.17 | 0.15 | 0.11 | 0.01 | 0 | True |  | Non Federally-Regulated | 08/22/2018 |  | 08/27/2018
Visual Comfort & Company | Element | E3SWC-LOWD****-**** | Light Emitting Diode | Inseparable Luminaire | Direct Wired | Forward Phase Cut Controls | 86 | 2738 | 0.0011 | 93 | 68 | 243 | 0.97 | Ambient | 15000 |  |  | 99999 | 0.01 | 19 | 19 | 0.13 | 0.06 | 0.06 | 0.05 | 0.01 | 0 | 0.76 | 0.35 | 0.32 | 0.28 | 0.01 | 0 | 0.15 | 0.17 | 0.15 | 0.11 | 0.01 | 0 | True |  | Non Federally-Regulated | 08/22/2018 |  | 08/27/2018
Visual Comfort & Company | Element | E3SWC-LOWD****-***** | Light Emitting Diode | Inseparable Luminaire | Direct Wired | Forward Phase Cut Controls | 86 | 2738 | 0.0011 | 93 | 68 | 243 | 0.97 | Ambient | 15000 |  |  | 99999 | 0.01 | 19 | 19 | 0.13 | 0.06 | 0.06 | 0.05 | 0.01 | 0 | 0.76 | 0.35 | 0.32 | 0.28 | 0.01 | 0 | 0.15 | 0.17 | 0.15 | 0.11 | 0.01 | 0 | True |  | Non Federally-Regulated | 08/22/2018 |  | 08/27/2018
Visual Comfort & Company | Element | E3RLW-LOWD* | Light Emitting Diode | Inseparable Luminaire | Direct Wired | Forward Phase Cut Controls | 86 | 2738 | 0.0011 | 93 | 68 | 243 | 0.97 | Ambient | 15000 |  |  | 99999 | 0.01 | 19 | 19 | 0.13 | 0.06 | 0.06 | 0.05 | 0.01 | 0 | 0.76 | 0.35 | 0.32 | 0.28 | 0.01 | 0 | 0.15 | 0.17 | 0.15 | 0.11 | 0.01 | 0 | True |  | Non Federally-Regulated | 08/22/2018 |  | 08/27/2018
Visual Comfort & Company | Element | E3RLW-LOWD*-*** | Light Emitting Diode | Inseparable Luminaire | Direct Wired | Forward Phase Cut Controls | 86 | 2738 | 0.0011 | 93 | 68 | 243 | 0.97 | Ambient | 15000 |  |  | 99999 | 0.01 | 19 | 19 | 0.13 | 0.06 | 0.06 | 0.05 | 0.01 | 0 | 0.76 | 0.35 | 0.32 | 0.28 | 0.01 | 0 | 0.15 | 0.17 | 0.15 | 0.11 | 0.01 | 0 | True |  | Non Federally-Regulated | 08/22/2018 |  | 08/27/2018
Visual Comfort & Company | Element | E3RLW-LOWD*-***** | Light Emitting Diode | Inseparable Luminaire | Direct Wired | Forward Phase Cut Controls | 86 | 2738 | 0.0011 | 93 | 68 | 243 | 0.97 | Ambient | 15000 |  |  | 99999 | 0.01 | 19 | 19 | 0.13 | 0.06 | 0.06 | 0.05 | 0.01 | 0 | 0.76 | 0.35 | 0.32 | 0.28 | 0.01 | 0 | 0.15 | 0.17 | 0.15 | 0.11 | 0.01 | 0 | True |  | Non Federally-Regulated | 08/22/2018 |  | 08/27/2018
Visual Comfort & Company | Element | E3RFW-LOWD* | Light Emitting Diode | Inseparable Luminaire | Direct Wired | Forward Phase Cut Controls | 86 | 2738 | 0.0011 | 93 | 68 | 243 | 0.97 | Ambient | 15000 |  |  | 99999 | 0.01 | 19 | 19 | 0.13 | 0.06 | 0.06 | 0.05 | 0.01 | 0 | 0.76 | 0.35 | 0.32 | 0.28 | 0.01 | 0 | 0.15 | 0.17 | 0.15 | 0.11 | 0.01 | 0 | True |  | Non Federally-Regulated | 08/22/2018 |  | 08/27/2018
Visual Comfort & Company | Element | E3RFW-LOWD*-*** | Light Emitting Diode | Inseparable Luminaire | Direct Wired | Forward Phase Cut Controls | 86 | 2738 | 0.0011 | 93 | 68 | 243 | 0.97 | Ambient | 15000 |  |  | 99999 | 0.01 | 19 | 19 | 0.13 | 0.06 | 0.06 | 0.05 | 0.01 | 0 | 0.76 | 0.35 | 0.32 | 0.28 | 0.01 | 0 | 0.15 | 0.17 | 0.15 | 0.11 | 0.01 | 0 | True |  | Non Federally-Regulated | 08/22/2018 |  | 08/27/2018
Visual Comfort & Company | Element | E3RFW-LOWD*-**** | Light Emitting Diode | Inseparable Luminaire | Direct Wired | Forward Phase Cut Controls | 86 | 2738 | 0.0011 | 93 | 68 | 243 | 0.97 | Ambient | 15000 |  |  | 99999 | 0.01 | 19 | 19 | 0.13 | 0.06 | 0.06 | 0.05 | 0.01 | 0 | 0.76 | 0.35 | 0.32 | 0.28 | 0.01 | 0 | 0.15 | 0.17 | 0.15 | 0.11 | 0.01 | 0 | True |  | Non Federally-Regulated | 08/22/2018 |  | 08/27/2018
Visual Comfort & Company | Element | E3RFW-LOWD*-***** | Light Emitting Diode | Inseparable Luminaire | Direct Wired | Forward Phase Cut Controls | 86 | 2738 | 0.0011 | 93 | 68 | 243 | 0.97 | Ambient | 15000 |  |  | 99999 | 0.01 | 19 | 19 | 0.13 | 0.06 | 0.06 | 0.05 | 0.01 | 0 | 0.76 | 0.35 | 0.32 | 0.28 | 0.01 | 0 | 0.15 | 0.17 | 0.15 | 0.11 | 0.01 | 0 | True |  | Non Federally-Regulated | 08/22/2018 |  | 08/27/2018
Visual Comfort & Company | Element | E3RWCW-LOWD* | Light Emitting Diode | Inseparable Luminaire | Direct Wired | Forward Phase Cut Controls | 86 | 2738 | 0.0011 | 93 | 68 | 243 | 0.97 | Ambient | 15000 |  |  | 99999 | 0.01 | 19 | 19 | 0.13 | 0.06 | 0.06 | 0.05 | 0.01 | 0 | 0.76 | 0.35 | 0.32 | 0.28 | 0.01 | 0 | 0.15 | 0.17 | 0.15 | 0.11 | 0.01 | 0 | True |  | Non Federally-Regulated | 08/22/2018 |  | 08/27/2018
Visual Comfort & Company | Element | E3RWCW-LOWD*-*** | Light Emitting Diode | Inseparable Luminaire | Direct Wired | Forward Phase Cut Controls | 86 | 2738 | 0.0011 | 93 | 68 | 243 | 0.97 | Ambient | 15000 |  |  | 99999 | 0.01 | 19 | 19 | 0.13 | 0.06 | 0.06 | 0.05 | 0.01 | 0 | 0.76 | 0.35 | 0.32 | 0.28 | 0.01 | 0 | 0.15 | 0.17 | 0.15 | 0.11 | 0.01 | 0 | True |  | Non Federally-Regulated | 08/22/2018 |  | 08/27/2018
Visual Comfort & Company | Element | E3RWCW-LOWD*-***** | Light Emitting Diode | Inseparable Luminaire | Direct Wired | Forward Phase Cut Controls | 86 | 2738 | 0.0011 | 93 | 68 | 243 | 0.97 | Ambient | 15000 |  |  | 99999 | 0.01 | 19 | 19 | 0.13 | 0.06 | 0.06 | 0.05 | 0.01 | 0 | 0.76 | 0.35 | 0.32 | 0.28 | 0.01 | 0 | 0.15 | 0.17 | 0.15 | 0.11 | 0.01 | 0 | True |  | Non Federally-Regulated | 08/22/2018 |  | 08/27/2018
Visual Comfort & Company | Element | E3SLW-LOWD* | Light Emitting Diode | Inseparable Luminaire | Direct Wired | Forward Phase Cut Controls | 86 | 2738 | 0.0011 | 93 | 68 | 243 | 0.97 | Ambient | 15000 |  |  | 99999 | 0.01 | 19 | 19 | 0.13 | 0.06 | 0.06 | 0.05 | 0.01 | 0 | 0.76 | 0.35 | 0.32 | 0.28 | 0.01 | 0 | 0.15 | 0.17 | 0.15 | 0.11 | 0.01 | 0 | True |  | Non Federally-Regulated | 08/22/2018 |  | 08/27/2018
Visual Comfort & Company | Element | E3SLW-LOWD*-*** | Light Emitting Diode | Inseparable Luminaire | Direct Wired | Forward Phase Cut Controls | 86 | 2738 | 0.0011 | 93 | 68 | 243 | 0.97 | Ambient | 15000 |  |  | 99999 | 0.01 | 19 | 19 | 0.13 | 0.06 | 0.06 | 0.05 | 0.01 | 0 | 0.76 | 0.35 | 0.32 | 0.28 | 0.01 | 0 | 0.15 | 0.17 | 0.15 | 0.11 | 0.01 | 0 | True |  | Non Federally-Regulated | 08/22/2018 |  | 08/27/2018
Visual Comfort & Company | Element | E3SLW-LOWD*-**** | Light Emitting Diode | Inseparable Luminaire | Direct Wired | Forward Phase Cut Controls | 86 | 2738 | 0.0011 | 93 | 68 | 243 | 0.97 | Ambient | 15000 |  |  | 99999 | 0.01 | 19 | 19 | 0.13 | 0.06 | 0.06 | 0.05 | 0.01 | 0 | 0.76 | 0.35 | 0.32 | 0.28 | 0.01 | 0 | 0.15 | 0.17 | 0.15 | 0.11 | 0.01 | 0 | True |  | Non Federally-Regulated | 08/22/2018 |  | 08/27/2018
Visual Comfort & Company | Element | E3SLW-LOWD*-***** | Light Emitting Diode | Inseparable Luminaire | Direct Wired | Forward Phase Cut Controls | 86 | 2738 | 0.0011 | 93 | 68 | 243 | 0.97 | Ambient | 15000 |  |  | 99999 | 0.01 | 19 | 19 | 0.13 | 0.06 | 0.06 | 0.05 | 0.01 | 0 | 0.76 | 0.35 | 0.32 | 0.28 | 0.01 | 0 | 0.15 | 0.17 | 0.15 | 0.11 | 0.01 | 0 | True |  | Non Federally-Regulated | 08/22/2018 |  | 08/27/2018
Visual Comfort & Company | Element | E3SFW-LOWD* | Light Emitting Diode | Inseparable Luminaire | Direct Wired | Forward Phase Cut Controls | 86 | 2738 | 0.0011 | 93 | 68 | 243 | 0.97 | Ambient | 15000 |  |  | 99999 | 0.01 | 19 | 19 | 0.13 | 0.06 | 0.06 | 0.05 | 0.01 | 0 | 0.76 | 0.35 | 0.32 | 0.28 | 0.01 | 0 | 0.15 | 0.17 | 0.15 | 0.11 | 0.01 | 0 | True |  | Non Federally-Regulated | 08/22/2018 |  | 08/27/2018
Visual Comfort & Company | Element | E3SFW-LOWD*-*** | Light Emitting Diode | Inseparable Luminaire | Direct Wired | Forward Phase Cut Controls | 86 | 2738 | 0.0011 | 93 | 68 | 243 | 0.97 | Ambient | 15000 |  |  | 99999 | 0.01 | 19 | 19 | 0.13 | 0.06 | 0.06 | 0.05 | 0.01 | 0 | 0.76 | 0.35 | 0.32 | 0.28 | 0.01 | 0 | 0.15 | 0.17 | 0.15 | 0.11 | 0.01 | 0 | True |  | Non Federally-Regulated | 08/22/2018 |  | 08/27/2018
Visual Comfort & Company | Element | E3SFW-LOWD*-**** | Light Emitting Diode | Inseparable Luminaire | Direct Wired | Forward Phase Cut Controls | 86 | 2738 | 0.0011 | 93 | 68 | 243 | 0.97 | Ambient | 15000 |  |  | 99999 | 0.01 | 19 | 19 | 0.13 | 0.06 | 0.06 | 0.05 | 0.01 | 0 | 0.76 | 0.35 | 0.32 | 0.28 | 0.01 | 0 | 0.15 | 0.17 | 0.15 | 0.11 | 0.01 | 0 | True |  | Non Federally-Regulated | 08/22/2018 |  | 08/27/2018
Visual Comfort & Company | Element | E3SFW-LOWD*-***** | Light Emitting Diode | Inseparable Luminaire | Direct Wired | Forward Phase Cut Controls | 86 | 2738 | 0.0011 | 93 | 68 | 243 | 0.97 | Ambient | 15000 |  |  | 99999 | 0.01 | 19 | 19 | 0.13 | 0.06 | 0.06 | 0.05 | 0.01 | 0 | 0.76 | 0.35 | 0.32 | 0.28 | 0.01 | 0 | 0.15 | 0.17 | 0.15 | 0.11 | 0.01 | 0 | True |  | Non Federally-Regulated | 08/22/2018 |  | 08/27/2018
Visual Comfort & Company | Element | E3SWCW-LOWD* | Light Emitting Diode | Inseparable Luminaire | Direct Wired | Forward Phase Cut Controls | 86 | 2738 | 0.0011 | 93 | 68 | 243 | 0.97 | Ambient | 15000 |  |  | 99999 | 0.01 | 19 | 19 | 0.13 | 0.06 | 0.06 | 0.05 | 0.01 | 0 | 0.76 | 0.35 | 0.32 | 0.28 | 0.01 | 0 | 0.15 | 0.17 | 0.15 | 0.11 | 0.01 | 0 | True |  | Non Federally-Regulated | 08/22/2018 |  | 08/27/2018
Visual Comfort & Company | Element | E3SWCW-LOWD*-*** | Light Emitting Diode | Inseparable Luminaire | Direct Wired | Forward Phase Cut Controls | 86 | 2738 | 0.0011 | 93 | 68 | 243 | 0.97 | Ambient | 15000 |  |  | 99999 | 0.01 | 19 | 19 | 0.13 | 0.06 | 0.06 | 0.05 | 0.01 | 0 | 0.76 | 0.35 | 0.32 | 0.28 | 0.01 | 0 | 0.15 | 0.17 | 0.15 | 0.11 | 0.01 | 0 | True |  | Non Federally-Regulated | 08/22/2018 |  | 08/27/2018
Visual Comfort & Company | Element | E3SWCW-LOWD*-**** | Light Emitting Diode | Inseparable Luminaire | Direct Wired | Forward Phase Cut Controls | 86 | 2738 | 0.0011 | 93 | 68 | 243 | 0.97 | Ambient | 15000 |  |  | 99999 | 0.01 | 19 | 19 | 0.13 | 0.06 | 0.06 | 0.05 | 0.01 | 0 | 0.76 | 0.35 | 0.32 | 0.28 | 0.01 | 0 | 0.15 | 0.17 | 0.15 | 0.11 | 0.01 | 0 | True |  | Non Federally-Regulated | 08/22/2018 |  | 08/27/2018
Visual Comfort & Company | Element | E3SWCW-LOWD*-***** | Light Emitting Diode | Inseparable Luminaire | Direct Wired | Forward Phase Cut Controls | 86 | 2738 | 0.0011 | 93 | 68 | 243 | 0.97 | Ambient | 15000 |  |  | 99999 | 0.01 | 19 | 19 | 0.13 | 0.06 | 0.06 | 0.05 | 0.01 | 0 | 0.76 | 0.35 | 0.32 | 0.28 | 0.01 | 0 | 0.15 | 0.17 | 0.15 | 0.11 | 0.01 | 0 | True |  | Non Federally-Regulated | 08/22/2018 |  | 08/27/2018
Visual Comfort & Company | Element | E3SWCW-LOWD*-ELDA | Light Emitting Diode | Inseparable Luminaire | Direct Wired | Forward Phase Cut Controls | 86 | 2738 | 0.0011 | 93 | 68 | 243 | 0.97 | Ambient | 15000 |  |  | 99999 | 0.01 | 19 | 19 | 0.13 | 0.06 | 0.06 | 0.05 | 0.01 | 0 | 0.76 | 0.35 | 0.32 | 0.28 | 0.01 | 0 | 0.15 | 0.17 | 0.15 | 0.11 | 0.01 | 0 | True |  | Non Federally-Regulated | 08/22/2018 |  | 08/27/2018
Visual Comfort & Company | Element | E3RL-LOWD*DA* | Light Emitting Diode | Inseparable Luminaire | Direct Wired | Forward Phase Cut Controls | 86 | 2738 | 0.0011 | 93 | 68 | 243 | 0.97 | Ambient | 15000 |  |  | 99999 | 0.01 | 19 | 19 | 0.13 | 0.06 | 0.06 | 0.05 | 0.01 | 0 | 0.76 | 0.35 | 0.32 | 0.28 | 0.01 | 0 | 0.15 | 0.17 | 0.15 | 0.11 | 0.01 | 0 | True |  | Non Federally-Regulated | 08/22/2018 |  | 08/27/2018
Visual Comfort & Company | Element | E3RL-LOWD*DA*-*** | Light Emitting Diode | Inseparable Luminaire | Direct Wired | Forward Phase Cut Controls | 86 | 2738 | 0.0011 | 93 | 68 | 243 | 0.97 | Ambient | 15000 |  |  | 99999 | 0.01 | 19 | 19 | 0.13 | 0.06 | 0.06 | 0.05 | 0.01 | 0 | 0.76 | 0.35 | 0.32 | 0.28 | 0.01 | 0 | 0.15 | 0.17 | 0.15 | 0.11 | 0.01 | 0 | True |  | Non Federally-Regulated | 08/22/2018 |  | 08/27/2018
Visual Comfort & Company | Element | E3RL-LOWD*DA*-***** | Light Emitting Diode | Inseparable Luminaire | Direct Wired | Forward Phase Cut Controls | 86 | 2738 | 0.0011 | 93 | 68 | 243 | 0.97 | Ambient | 15000 |  |  | 99999 | 0.01 | 19 | 19 | 0.13 | 0.06 | 0.06 | 0.05 | 0.01 | 0 | 0.76 | 0.35 | 0.32 | 0.28 | 0.01 | 0 | 0.15 | 0.17 | 0.15 | 0.11 | 0.01 | 0 | True |  | Non Federally-Regulated | 08/22/2018 |  | 08/27/2018
Visual Comfort & Company | Element | E3RF-LOWD*DA* | Light Emitting Diode | Inseparable Luminaire | Direct Wired | Forward Phase Cut Controls | 86 | 2738 | 0.0011 | 93 | 68 | 243 | 0.97 | Ambient | 15000 |  |  | 99999 | 0.01 | 19 | 19 | 0.13 | 0.06 | 0.06 | 0.05 | 0.01 | 0 | 0.76 | 0.35 | 0.32 | 0.28 | 0.01 | 0 | 0.15 | 0.17 | 0.15 | 0.11 | 0.01 | 0 | True |  | Non Federally-Regulated | 08/22/2018 |  | 08/27/2018
Visual Comfort & Company | Element | E3RF-LOWD*DA*-*** | Light Emitting Diode | Inseparable Luminaire | Direct Wired | Forward Phase Cut Controls | 86 | 2738 | 0.0011 | 93 | 68 | 243 | 0.97 | Ambient | 15000 |  |  | 99999 | 0.01 | 19 | 19 | 0.13 | 0.06 | 0.06 | 0.05 | 0.01 | 0 | 0.76 | 0.35 | 0.32 | 0.28 | 0.01 | 0 | 0.15 | 0.17 | 0.15 | 0.11 | 0.01 | 0 | True |  | Non Federally-Regulated | 08/22/2018 |  | 08/27/2018
Visual Comfort & Company | Element | E3RF-LOWD*DA*-**** | Light Emitting Diode | Inseparable Luminaire | Direct Wired | Forward Phase Cut Controls | 86 | 2738 | 0.0011 | 93 | 68 | 243 | 0.97 | Ambient | 15000 |  |  | 99999 | 0.01 | 19 | 19 | 0.13 | 0.06 | 0.06 | 0.05 | 0.01 | 0 | 0.76 | 0.35 | 0.32 | 0.28 | 0.01 | 0 | 0.15 | 0.17 | 0.15 | 0.11 | 0.01 | 0 | True |  | Non Federally-Regulated | 08/22/2018 |  | 08/27/2018
Visual Comfort & Company | Element | E3RF-LOWD*DA*-***** | Light Emitting Diode | Inseparable Luminaire | Direct Wired | Forward Phase Cut Controls | 86 | 2738 | 0.0011 | 93 | 68 | 243 | 0.97 | Ambient | 15000 |  |  | 99999 | 0.01 | 19 | 19 | 0.13 | 0.06 | 0.06 | 0.05 | 0.01 | 0 | 0.76 | 0.35 | 0.32 | 0.28 | 0.01 | 0 | 0.15 | 0.17 | 0.15 | 0.11 | 0.01 | 0 | True |  | Non Federally-Regulated | 08/22/2018 |  | 08/27/2018
Visual Comfort & Company | Element | E3RWC-LOWD*DA* | Light Emitting Diode | Inseparable Luminaire | Direct Wired | Forward Phase Cut Controls | 86 | 2738 | 0.0011 | 93 | 68 | 243 | 0.97 | Ambient | 15000 |  |  | 99999 | 0.01 | 19 | 19 | 0.13 | 0.06 | 0.06 | 0.05 | 0.01 | 0 | 0.76 | 0.35 | 0.32 | 0.28 | 0.01 | 0 | 0.15 | 0.17 | 0.15 | 0.11 | 0.01 | 0 | True |  | Non Federally-Regulated | 08/22/2018 |  | 08/27/2018
Visual Comfort & Company | Element | E3RWC-LOWD*DA*-*** | Light Emitting Diode | Inseparable Luminaire | Direct Wired | Forward Phase Cut Controls | 86 | 2738 | 0.0011 | 93 | 68 | 243 | 0.97 | Ambient | 15000 |  |  | 99999 | 0.01 | 19 | 19 | 0.13 | 0.06 | 0.06 | 0.05 | 0.01 | 0 | 0.76 | 0.35 | 0.32 | 0.28 | 0.01 | 0 | 0.15 | 0.17 | 0.15 | 0.11 | 0.01 | 0 | True |  | Non Federally-Regulated | 08/22/2018 |  | 08/27/2018
Visual Comfort & Company | Element | E3RWC-LOWD*DA*-***** | Light Emitting Diode | Inseparable Luminaire | Direct Wired | Forward Phase Cut Controls | 86 | 2738 | 0.0011 | 93 | 68 | 243 | 0.97 | Ambient | 15000 |  |  | 99999 | 0.01 | 19 | 19 | 0.13 | 0.06 | 0.06 | 0.05 | 0.01 | 0 | 0.76 | 0.35 | 0.32 | 0.28 | 0.01 | 0 | 0.15 | 0.17 | 0.15 | 0.11 | 0.01 | 0 | True |  | Non Federally-Regulated | 08/22/2018 |  | 08/27/2018
Visual Comfort & Company | Element | E3SL-LOWD*DA* | Light Emitting Diode | Inseparable Luminaire | Direct Wired | Forward Phase Cut Controls | 86 | 2738 | 0.0011 | 93 | 68 | 243 | 0.97 | Ambient | 15000 |  |  | 99999 | 0.01 | 19 | 19 | 0.13 | 0.06 | 0.06 | 0.05 | 0.01 | 0 | 0.76 | 0.35 | 0.32 | 0.28 | 0.01 | 0 | 0.15 | 0.17 | 0.15 | 0.11 | 0.01 | 0 | True |  | Non Federally-Regulated | 08/22/2018 |  | 08/27/2018
Visual Comfort & Company | Element | E3SL-LOWD*DA*-*** | Light Emitting Diode | Inseparable Luminaire | Direct Wired | Forward Phase Cut Controls | 86 | 2738 | 0.0011 | 93 | 68 | 243 | 0.97 | Ambient | 15000 |  |  | 99999 | 0.01 | 19 | 19 | 0.13 | 0.06 | 0.06 | 0.05 | 0.01 | 0 | 0.76 | 0.35 | 0.32 | 0.28 | 0.01 | 0 | 0.15 | 0.17 | 0.15 | 0.11 | 0.01 | 0 | True |  | Non Federally-Regulated | 08/22/2018 |  | 08/27/2018
Visual Comfort & Company | Element | E3SL-LOWD*DA*-**** | Light Emitting Diode | Inseparable Luminaire | Direct Wired | Forward Phase Cut Controls | 86 | 2738 | 0.0011 | 93 | 68 | 243 | 0.97 | Ambient | 15000 |  |  | 99999 | 0.01 | 19 | 19 | 0.13 | 0.06 | 0.06 | 0.05 | 0.01 | 0 | 0.76 | 0.35 | 0.32 | 0.28 | 0.01 | 0 | 0.15 | 0.17 | 0.15 | 0.11 | 0.01 | 0 | True |  | Non Federally-Regulated | 08/22/2018 |  | 08/27/2018
Visual Comfort & Company | Element | E3SL-LOWD*DA*-***** | Light Emitting Diode | Inseparable Luminaire | Direct Wired | Forward Phase Cut Controls | 86 | 2738 | 0.0011 | 93 | 68 | 243 | 0.97 | Ambient | 15000 |  |  | 99999 | 0.01 | 19 | 19 | 0.13 | 0.06 | 0.06 | 0.05 | 0.01 | 0 | 0.76 | 0.35 | 0.32 | 0.28 | 0.01 | 0 | 0.15 | 0.17 | 0.15 | 0.11 | 0.01 | 0 | True |  | Non Federally-Regulated | 08/22/2018 |  | 08/27/2018
Visual Comfort & Company | Element | E3SF-LOWD*DA* | Light Emitting Diode | Inseparable Luminaire | Direct Wired | Forward Phase Cut Controls | 86 | 2738 | 0.0011 | 93 | 68 | 243 | 0.97 | Ambient | 15000 |  |  | 99999 | 0.01 | 19 | 19 | 0.13 | 0.06 | 0.06 | 0.05 | 0.01 | 0 | 0.76 | 0.35 | 0.32 | 0.28 | 0.01 | 0 | 0.15 | 0.17 | 0.15 | 0.11 | 0.01 | 0 | True |  | Non Federally-Regulated | 08/22/2018 |  | 08/27/2018
Visual Comfort & Company | Element | E3SF-LOWD*DA*-*** | Light Emitting Diode | Inseparable Luminaire | Direct Wired | Forward Phase Cut Controls | 86 | 2738 | 0.0011 | 93 | 68 | 243 | 0.97 | Ambient | 15000 |  |  | 99999 | 0.01 | 19 | 19 | 0.13 | 0.06 | 0.06 | 0.05 | 0.01 | 0 | 0.76 | 0.35 | 0.32 | 0.28 | 0.01 | 0 | 0.15 | 0.17 | 0.15 | 0.11 | 0.01 | 0 | True |  | Non Federally-Regulated | 08/22/2018 |  | 08/27/2018
Visual Comfort & Company | Element | E3SF-LOWD*DA*-**** | Light Emitting Diode | Inseparable Luminaire | Direct Wired | Forward Phase Cut Controls | 86 | 2738 | 0.0011 | 93 | 68 | 243 | 0.97 | Ambient | 15000 |  |  | 99999 | 0.01 | 19 | 19 | 0.13 | 0.06 | 0.06 | 0.05 | 0.01 | 0 | 0.76 | 0.35 | 0.32 | 0.28 | 0.01 | 0 | 0.15 | 0.17 | 0.15 | 0.11 | 0.01 | 0 | True |  | Non Federally-Regulated | 08/22/2018 |  | 08/27/2018
Visual Comfort & Company | Element | E3SF-LOWD*DA*-***** | Light Emitting Diode | Inseparable Luminaire | Direct Wired | Forward Phase Cut Controls | 86 | 2738 | 0.0011 | 93 | 68 | 243 | 0.97 | Ambient | 15000 |  |  | 99999 | 0.01 | 19 | 19 | 0.13 | 0.06 | 0.06 | 0.05 | 0.01 | 0 | 0.76 | 0.35 | 0.32 | 0.28 | 0.01 | 0 | 0.15 | 0.17 | 0.15 | 0.11 | 0.01 | 0 | True |  | Non Federally-Regulated | 08/22/2018 |  | 08/27/2018
Visual Comfort & Company | Element | E3SWC-LOWD*DA* | Light Emitting Diode | Inseparable Luminaire | Direct Wired | Forward Phase Cut Controls | 86 | 2738 | 0.0011 | 93 | 68 | 243 | 0.97 | Ambient | 15000 |  |  | 99999 | 0.01 | 19 | 19 | 0.13 | 0.06 | 0.06 | 0.05 | 0.01 | 0 | 0.76 | 0.35 | 0.32 | 0.28 | 0.01 | 0 | 0.15 | 0.17 | 0.15 | 0.11 | 0.01 | 0 | True |  | Non Federally-Regulated | 08/22/2018 |  | 08/27/2018
Visual Comfort & Company | Element | E3SWC-LOWD*DA*-*** | Light Emitting Diode | Inseparable Luminaire | Direct Wired | Forward Phase Cut Controls | 86 | 2738 | 0.0011 | 93 | 68 | 243 | 0.97 | Ambient | 15000 |  |  | 99999 | 0.01 | 19 | 19 | 0.13 | 0.06 | 0.06 | 0.05 | 0.01 | 0 | 0.76 | 0.35 | 0.32 | 0.28 | 0.01 | 0 | 0.15 | 0.17 | 0.15 | 0.11 | 0.01 | 0 | True |  | Non Federally-Regulated | 08/22/2018 |  | 08/27/2018
Visual Comfort & Company | Element | E3SWC-LOWD*DA*-**** | Light Emitting Diode | Inseparable Luminaire | Direct Wired | Forward Phase Cut Controls | 86 | 2738 | 0.0011 | 93 | 68 | 243 | 0.97 | Ambient | 15000 |  |  | 99999 | 0.01 | 19 | 19 | 0.13 | 0.06 | 0.06 | 0.05 | 0.01 | 0 | 0.76 | 0.35 | 0.32 | 0.28 | 0.01 | 0 | 0.15 | 0.17 | 0.15 | 0.11 | 0.01 | 0 | True |  | Non Federally-Regulated | 08/22/2018 |  | 08/27/2018
Visual Comfort & Company | Element | E3SWC-LOWD*DA*-***** | Light Emitting Diode | Inseparable Luminaire | Direct Wired | Forward Phase Cut Controls | 86 | 2738 | 0.0011 | 93 | 68 | 243 | 0.97 | Ambient | 15000 |  |  | 99999 | 0.01 | 19 | 19 | 0.13 | 0.06 | 0.06 | 0.05 | 0.01 | 0 | 0.76 | 0.35 | 0.32 | 0.28 | 0.01 | 0 | 0.15 | 0.17 | 0.15 | 0.11 | 0.01 | 0 | True |  | Non Federally-Regulated | 08/22/2018 |  | 08/27/2018
Visual Comfort & Company | Element | E3RWC-LOWD*DA*-**** | Light Emitting Diode | Inseparable Luminaire | Direct Wired | Forward Phase Cut Controls | 86 | 2738 | 0.0011 | 93 | 68 | 243 | 0.97 | Ambient | 15000 |  |  | 99999 | 0.01 | 19 | 19 | 0.13 | 0.06 | 0.06 | 0.05 | 0.01 | 0 | 0.76 | 0.35 | 0.32 | 0.28 | 0.01 | 0 | 0.15 | 0.17 | 0.15 | 0.11 | 0.01 | 0 | True |  | Non Federally-Regulated | 08/22/2018 |  | 08/27/2018
Visual Comfort & Company | Element | E3RLF-LOWD**S | Light Emitting Diode | Inseparable Luminaire | Direct Wired | Forward Phase Cut Controls | 86 | 2738 | 0.0011 | 93 | 68 | 243 | 0.97 | Ambient | 15000 |  |  | 99999 | 0.01 | 19 | 19 | 0.13 | 0.06 | 0.06 | 0.05 | 0.01 | 0 | 0.76 | 0.35 | 0.32 | 0.28 | 0.01 | 0 | 0.15 | 0.17 | 0.15 | 0.11 | 0.01 | 0 | True |  | Non Federally-Regulated | 08/22/2018 |  | 08/27/2018
Visual Comfort & Company | Element | E3RLF-LOWD**S-*** | Light Emitting Diode | Inseparable Luminaire | Direct Wired | Forward Phase Cut Controls | 86 | 2738 | 0.0011 | 93 | 68 | 243 | 0.97 | Ambient | 15000 |  |  | 99999 | 0.01 | 19 | 19 | 0.13 | 0.06 | 0.06 | 0.05 | 0.01 | 0 | 0.76 | 0.35 | 0.32 | 0.28 | 0.01 | 0 | 0.15 | 0.17 | 0.15 | 0.11 | 0.01 | 0 | True |  | Non Federally-Regulated | 08/22/2018 |  | 08/27/2018
Visual Comfort & Company | Element | E3RFF-LOWD**S | Light Emitting Diode | Inseparable Luminaire | Direct Wired | Forward Phase Cut Controls | 86 | 2738 | 0.0011 | 93 | 68 | 243 | 0.97 | Ambient | 15000 |  |  | 99999 | 0.01 | 19 | 19 | 0.13 | 0.06 | 0.06 | 0.05 | 0.01 | 0 | 0.76 | 0.35 | 0.32 | 0.28 | 0.01 | 0 | 0.15 | 0.17 | 0.15 | 0.11 | 0.01 | 0 | True |  | Non Federally-Regulated | 08/22/2018 |  | 08/27/2018
Visual Comfort & Company | Element | E3RFF-LOWD**S-*** | Light Emitting Diode | Inseparable Luminaire | Direct Wired | Forward Phase Cut Controls | 86 | 2738 | 0.0011 | 93 | 68 | 243 | 0.97 | Ambient | 15000 |  |  | 99999 | 0.01 | 19 | 19 | 0.13 | 0.06 | 0.06 | 0.05 | 0.01 | 0 | 0.76 | 0.35 | 0.32 | 0.28 | 0.01 | 0 | 0.15 | 0.17 | 0.15 | 0.11 | 0.01 | 0 | True |  | Non Federally-Regulated | 08/22/2018 |  | 08/27/2018
Visual Comfort & Company | Element | E3RWC-LOWD**S | Light Emitting Diode | Inseparable Luminaire | Direct Wired | Forward Phase Cut Controls | 86 | 2738 | 0.0011 | 93 | 68 | 243 | 0.97 | Ambient | 15000 |  |  | 99999 | 0.01 | 19 | 19 | 0.13 | 0.06 | 0.06 | 0.05 | 0.01 | 0 | 0.76 | 0.35 | 0.32 | 0.28 | 0.01 | 0 | 0.15 | 0.17 | 0.15 | 0.11 | 0.01 | 0 | True |  | Non Federally-Regulated | 08/22/2018 |  | 08/27/2018
Visual Comfort & Company | Element | E3RWC-LOWD**S-*** | Light Emitting Diode | Inseparable Luminaire | Direct Wired | Forward Phase Cut Controls | 86 | 2738 | 0.0011 | 93 | 68 | 243 | 0.97 | Ambient | 15000 |  |  | 99999 | 0.01 | 19 | 19 | 0.13 | 0.06 | 0.06 | 0.05 | 0.01 | 0 | 0.76 | 0.35 | 0.32 | 0.28 | 0.01 | 0 | 0.15 | 0.17 | 0.15 | 0.11 | 0.01 | 0 | True |  | Non Federally-Regulated | 08/22/2018 |  | 08/27/2018
Visual Comfort & Company | Element | E3SLF-LOWD**S | Light Emitting Diode | Inseparable Luminaire | Direct Wired | Forward Phase Cut Controls | 86 | 2738 | 0.0011 | 93 | 68 | 243 | 0.97 | Ambient | 15000 |  |  | 99999 | 0.01 | 19 | 19 | 0.13 | 0.06 | 0.06 | 0.05 | 0.01 | 0 | 0.76 | 0.35 | 0.32 | 0.28 | 0.01 | 0 | 0.15 | 0.17 | 0.15 | 0.11 | 0.01 | 0 | True |  | Non Federally-Regulated | 08/22/2018 |  | 08/27/2018
Visual Comfort & Company | Element | E3SLF-LOWD**S-*** | Light Emitting Diode | Inseparable Luminaire | Direct Wired | Forward Phase Cut Controls | 86 | 2738 | 0.0011 | 93 | 68 | 243 | 0.97 | Ambient | 15000 |  |  | 99999 | 0.01 | 19 | 19 | 0.13 | 0.06 | 0.06 | 0.05 | 0.01 | 0 | 0.76 | 0.35 | 0.32 | 0.28 | 0.01 | 0 | 0.15 | 0.17 | 0.15 | 0.11 | 0.01 | 0 | True |  | Non Federally-Regulated | 08/22/2018 |  | 08/27/2018
Visual Comfort & Company | Element | E3SFF-LOWD**S | Light Emitting Diode | Inseparable Luminaire | Direct Wired | Forward Phase Cut Controls | 86 | 2738 | 0.0011 | 93 | 68 | 243 | 0.97 | Ambient | 15000 |  |  | 99999 | 0.01 | 19 | 19 | 0.13 | 0.06 | 0.06 | 0.05 | 0.01 | 0 | 0.76 | 0.35 | 0.32 | 0.28 | 0.01 | 0 | 0.15 | 0.17 | 0.15 | 0.11 | 0.01 | 0 | True |  | Non Federally-Regulated | 08/22/2018 |  | 08/27/2018
Visual Comfort & Company | Element | E3SFF-LOWD**S-*** | Light Emitting Diode | Inseparable Luminaire | Direct Wired | Forward Phase Cut Controls | 86 | 2738 | 0.0011 | 93 | 68 | 243 | 0.97 | Ambient | 15000 |  |  | 99999 | 0.01 | 19 | 19 | 0.13 | 0.06 | 0.06 | 0.05 | 0.01 | 0 | 0.76 | 0.35 | 0.32 | 0.28 | 0.01 | 0 | 0.15 | 0.17 | 0.15 | 0.11 | 0.01 | 0 | True |  | Non Federally-Regulated | 08/22/2018 |  | 08/27/2018
Visual Comfort & Company | Element | E3SWC-LOWD**S | Light Emitting Diode | Inseparable Luminaire | Direct Wired | Forward Phase Cut Controls | 86 | 2738 | 0.0011 | 93 | 68 | 243 | 0.97 | Ambient | 15000 |  |  | 99999 | 0.01 | 19 | 19 | 0.13 | 0.06 | 0.06 | 0.05 | 0.01 | 0 | 0.76 | 0.35 | 0.32 | 0.28 | 0.01 | 0 | 0.15 | 0.17 | 0.15 | 0.11 | 0.01 | 0 | True |  | Non Federally-Regulated | 08/22/2018 |  | 08/27/2018
Visual Comfort & Company | Element | E3SWC-LOWD**S-*** | Light Emitting Diode | Inseparable Luminaire | Direct Wired | Forward Phase Cut Controls | 86 | 2738 | 0.0011 | 93 | 68 | 243 | 0.97 | Ambient | 15000 |  |  | 99999 | 0.01 | 19 | 19 | 0.13 | 0.06 | 0.06 | 0.05 | 0.01 | 0 | 0.76 | 0.35 | 0.32 | 0.28 | 0.01 | 0 | 0.15 | 0.17 | 0.15 | 0.11 | 0.01 | 0 | True |  | Non Federally-Regulated | 08/22/2018 |  | 08/27/2018
Visual Comfort & Company | Element | E4RL-LOWD****** | Light Emitting Diode | Inseparable Luminaire | Direct Wired | Forward Phase Cut Controls | 86 | 2738 | 0.0011 | 93 | 68 | 243 | 0.97 | Ambient | 15000 |  |  | 99999 | 0.01 | 19 | 19 | 0.13 | 0.06 | 0.06 | 0.05 | 0.01 | 0 | 0.76 | 0.35 | 0.32 | 0.28 | 0.01 | 0 | 0.15 | 0.17 | 0.15 | 0.11 | 0.01 | 0 | True |  | Non Federally-Regulated | 08/22/2018 |  | 08/27/2018
Visual Comfort & Company | Element | E4RL-LOWD******-*** | Light Emitting Diode | Inseparable Luminaire | Direct Wired | Forward Phase Cut Controls | 86 | 2738 | 0.0011 | 93 | 68 | 243 | 0.97 | Ambient | 15000 |  |  | 99999 | 0.01 | 19 | 19 | 0.13 | 0.06 | 0.06 | 0.05 | 0.01 | 0 | 0.76 | 0.35 | 0.32 | 0.28 | 0.01 | 0 | 0.15 | 0.17 | 0.15 | 0.11 | 0.01 | 0 | True |  | Non Federally-Regulated | 08/22/2018 |  | 08/27/2018
Visual Comfort & Company | Element | E4RL-LOWD******-**** | Light Emitting Diode | Inseparable Luminaire | Direct Wired | Forward Phase Cut Controls | 86 | 2738 | 0.0011 | 93 | 68 | 243 | 0.97 | Ambient | 15000 |  |  | 99999 | 0.01 | 19 | 19 | 0.13 | 0.06 | 0.06 | 0.05 | 0.01 | 0 | 0.76 | 0.35 | 0.32 | 0.28 | 0.01 | 0 | 0.15 | 0.17 | 0.15 | 0.11 | 0.01 | 0 | True |  | Non Federally-Regulated | 08/22/2018 |  | 08/27/2018
Visual Comfort & Company | Element | E4RL-LOWD******-***** | Light Emitting Diode | Inseparable Luminaire | Direct Wired | Forward Phase Cut Controls | 86 | 2738 | 0.0011 | 93 | 68 | 243 | 0.97 | Ambient | 15000 |  |  | 99999 | 0.01 | 19 | 19 | 0.13 | 0.06 | 0.06 | 0.05 | 0.01 | 0 | 0.76 | 0.35 | 0.32 | 0.28 | 0.01 | 0 | 0.15 | 0.17 | 0.15 | 0.11 | 0.01 | 0 | True |  | Non Federally-Regulated | 08/22/2018 |  | 08/27/2018
Visual Comfort & Company | Element | E4RF-LOWD****** | Light Emitting Diode | Inseparable Luminaire | Direct Wired | Forward Phase Cut Controls | 86 | 2738 | 0.0011 | 93 | 68 | 243 | 0.97 | Ambient | 15000 |  |  | 99999 | 0.01 | 19 | 19 | 0.13 | 0.06 | 0.06 | 0.05 | 0.01 | 0 | 0.76 | 0.35 | 0.32 | 0.28 | 0.01 | 0 | 0.15 | 0.17 | 0.15 | 0.11 | 0.01 | 0 | True |  | Non Federally-Regulated | 08/22/2018 |  | 08/27/2018
Visual Comfort & Company | Element | E4RF-LOWD******-*** | Light Emitting Diode | Inseparable Luminaire | Direct Wired | Forward Phase Cut Controls | 86 | 2738 | 0.0011 | 93 | 68 | 243 | 0.97 | Ambient | 15000 |  |  | 99999 | 0.01 | 19 | 19 | 0.13 | 0.06 | 0.06 | 0.05 | 0.01 | 0 | 0.76 | 0.35 | 0.32 | 0.28 | 0.01 | 0 | 0.15 | 0.17 | 0.15 | 0.11 | 0.01 | 0 | True |  | Non Federally-Regulated | 08/22/2018 |  | 08/27/2018
Visual Comfort & Company | Element | E4RF-LOWD******-**** | Light Emitting Diode | Inseparable Luminaire | Direct Wired | Forward Phase Cut Controls | 86 | 2738 | 0.0011 | 93 | 68 | 243 | 0.97 | Ambient | 15000 |  |  | 99999 | 0.01 | 19 | 19 | 0.13 | 0.06 | 0.06 | 0.05 | 0.01 | 0 | 0.76 | 0.35 | 0.32 | 0.28 | 0.01 | 0 | 0.15 | 0.17 | 0.15 | 0.11 | 0.01 | 0 | True |  | Non Federally-Regulated | 08/22/2018 |  | 08/27/2018
Visual Comfort & Company | Element | E4RF-LOWD******-***** | Light Emitting Diode | Inseparable Luminaire | Direct Wired | Forward Phase Cut Controls | 86 | 2738 | 0.0011 | 93 | 68 | 243 | 0.97 | Ambient | 15000 |  |  | 99999 | 0.01 | 19 | 19 | 0.13 | 0.06 | 0.06 | 0.05 | 0.01 | 0 | 0.76 | 0.35 | 0.32 | 0.28 | 0.01 | 0 | 0.15 | 0.17 | 0.15 | 0.11 | 0.01 | 0 | True |  | Non Federally-Regulated | 08/22/2018 |  | 08/27/2018
Visual Comfort & Company | Element | E4SL-LOWD****** | Light Emitting Diode | Inseparable Luminaire | Direct Wired | Forward Phase Cut Controls | 86 | 2738 | 0.0011 | 93 | 68 | 243 | 0.97 | Ambient | 15000 |  |  | 99999 | 0.01 | 19 | 19 | 0.13 | 0.06 | 0.06 | 0.05 | 0.01 | 0 | 0.76 | 0.35 | 0.32 | 0.28 | 0.01 | 0 | 0.15 | 0.17 | 0.15 | 0.11 | 0.01 | 0 | True |  | Non Federally-Regulated | 08/22/2018 |  | 08/27/2018
Visual Comfort & Company | Element | E4SL-LOWD******-*** | Light Emitting Diode | Inseparable Luminaire | Direct Wired | Forward Phase Cut Controls | 86 | 2738 | 0.0011 | 93 | 68 | 243 | 0.97 | Ambient | 15000 |  |  | 99999 | 0.01 | 19 | 19 | 0.13 | 0.06 | 0.06 | 0.05 | 0.01 | 0 | 0.76 | 0.35 | 0.32 | 0.28 | 0.01 | 0 | 0.15 | 0.17 | 0.15 | 0.11 | 0.01 | 0 | True |  | Non Federally-Regulated | 08/22/2018 |  | 08/27/2018
Visual Comfort & Company | Element | E4SL-LOWD******-**** | Light Emitting Diode | Inseparable Luminaire | Direct Wired | Forward Phase Cut Controls | 86 | 2738 | 0.0011 | 93 | 68 | 243 | 0.97 | Ambient | 15000 |  |  | 99999 | 0.01 | 19 | 19 | 0.13 | 0.06 | 0.06 | 0.05 | 0.01 | 0 | 0.76 | 0.35 | 0.32 | 0.28 | 0.01 | 0 | 0.15 | 0.17 | 0.15 | 0.11 | 0.01 | 0 | True |  | Non Federally-Regulated | 08/22/2018 |  | 08/27/2018
Visual Comfort & Company | Element | E4SL-LOWD******-***** | Light Emitting Diode | Inseparable Luminaire | Direct Wired | Forward Phase Cut Controls | 86 | 2738 | 0.0011 | 93 | 68 | 243 | 0.97 | Ambient | 15000 |  |  | 99999 | 0.01 | 19 | 19 | 0.13 | 0.06 | 0.06 | 0.05 | 0.01 | 0 | 0.76 | 0.35 | 0.32 | 0.28 | 0.01 | 0 | 0.15 | 0.17 | 0.15 | 0.11 | 0.01 | 0 | True |  | Non Federally-Regulated | 08/22/2018 |  | 08/27/2018
Visual Comfort & Company | Element | E4SF-LOWD****** | Light Emitting Diode | Inseparable Luminaire | Direct Wired | Forward Phase Cut Controls | 86 | 2738 | 0.0011 | 93 | 68 | 243 | 0.97 | Ambient | 15000 |  |  | 99999 | 0.01 | 19 | 19 | 0.13 | 0.06 | 0.06 | 0.05 | 0.01 | 0 | 0.76 | 0.35 | 0.32 | 0.28 | 0.01 | 0 | 0.15 | 0.17 | 0.15 | 0.11 | 0.01 | 0 | True |  | Non Federally-Regulated | 08/22/2018 |  | 08/27/2018
Visual Comfort & Company | Element | E4SF-LOWD******-*** | Light Emitting Diode | Inseparable Luminaire | Direct Wired | Forward Phase Cut Controls | 86 | 2738 | 0.0011 | 93 | 68 | 243 | 0.97 | Ambient | 15000 |  |  | 99999 | 0.01 | 19 | 19 | 0.13 | 0.06 | 0.06 | 0.05 | 0.01 | 0 | 0.76 | 0.35 | 0.32 | 0.28 | 0.01 | 0 | 0.15 | 0.17 | 0.15 | 0.11 | 0.01 | 0 | True |  | Non Federally-Regulated | 08/22/2018 |  | 08/27/2018
Visual Comfort & Company | Element | E4SF-LOWD******-**** | Light Emitting Diode | Inseparable Luminaire | Direct Wired | Forward Phase Cut Controls | 86 | 2738 | 0.0011 | 93 | 68 | 243 | 0.97 | Ambient | 15000 |  |  | 99999 | 0.01 | 19 | 19 | 0.13 | 0.06 | 0.06 | 0.05 | 0.01 | 0 | 0.76 | 0.35 | 0.32 | 0.28 | 0.01 | 0 | 0.15 | 0.17 | 0.15 | 0.11 | 0.01 | 0 | True |  | Non Federally-Regulated | 08/22/2018 |  | 08/27/2018
Visual Comfort & Company | Element | E4SF-LOWD******-***** | Light Emitting Diode | Inseparable Luminaire | Direct Wired | Forward Phase Cut Controls | 86 | 2738 | 0.0011 | 93 | 68 | 243 | 0.97 | Ambient | 15000 |  |  | 99999 | 0.01 | 19 | 19 | 0.13 | 0.06 | 0.06 | 0.05 | 0.01 | 0 | 0.76 | 0.35 | 0.32 | 0.28 | 0.01 | 0 | 0.15 | 0.17 | 0.15 | 0.11 | 0.01 | 0 | True |  | Non Federally-Regulated | 08/22/2018 |  | 08/27/2018
Visual Comfort & Company | Element | E4RF-LOWD***CS | Light Emitting Diode | Inseparable Luminaire | Direct Wired | Forward Phase Cut Controls | 86 | 2738 | 0.0011 | 93 | 68 | 243 | 0.97 | Ambient | 15000 |  |  | 99999 | 0.01 | 19 | 19 | 0.13 | 0.06 | 0.06 | 0.05 | 0.01 | 0 | 0.76 | 0.35 | 0.32 | 0.28 | 0.01 | 0 | 0.15 | 0.17 | 0.15 | 0.11 | 0.01 | 0 | True |  | Non Federally-Regulated | 08/22/2018 |  | 08/27/2018
Visual Comfort & Company | Element | E4RF-LOWD***CS-*** | Light Emitting Diode | Inseparable Luminaire | Direct Wired | Forward Phase Cut Controls | 86 | 2738 | 0.0011 | 93 | 68 | 243 | 0.97 | Ambient | 15000 |  |  | 99999 | 0.01 | 19 | 19 | 0.13 | 0.06 | 0.06 | 0.05 | 0.01 | 0 | 0.76 | 0.35 | 0.32 | 0.28 | 0.01 | 0 | 0.15 | 0.17 | 0.15 | 0.11 | 0.01 | 0 | True |  | Non Federally-Regulated | 08/22/2018 |  | 08/27/2018
Visual Comfort & Company | Element | E4RL-LOWD***CS | Light Emitting Diode | Inseparable Luminaire | Direct Wired | Forward Phase Cut Controls | 86 | 2738 | 0.0011 | 93 | 68 | 243 | 0.97 | Ambient | 15000 |  |  | 99999 | 0.01 | 19 | 19 | 0.13 | 0.06 | 0.06 | 0.05 | 0.01 | 0 | 0.76 | 0.35 | 0.32 | 0.28 | 0.01 | 0 | 0.15 | 0.17 | 0.15 | 0.11 | 0.01 | 0 | True |  | Non Federally-Regulated | 08/22/2018 |  | 08/27/2018
Visual Comfort & Company | Element | E4RL-LOWD***CS-*** | Light Emitting Diode | Inseparable Luminaire | Direct Wired | Forward Phase Cut Controls | 86 | 2738 | 0.0011 | 93 | 68 | 243 | 0.97 | Ambient | 15000 |  |  | 99999 | 0.01 | 19 | 19 | 0.13 | 0.06 | 0.06 | 0.05 | 0.01 | 0 | 0.76 | 0.35 | 0.32 | 0.28 | 0.01 | 0 | 0.15 | 0.17 | 0.15 | 0.11 | 0.01 | 0 | True |  | Non Federally-Regulated | 08/22/2018 |  | 08/27/2018
Visual Comfort & Company | Element | E4SF-LOWD***CS | Light Emitting Diode | Inseparable Luminaire | Direct Wired | Forward Phase Cut Controls | 86 | 2738 | 0.0011 | 93 | 68 | 243 | 0.97 | Ambient | 15000 |  |  | 99999 | 0.01 | 19 | 19 | 0.13 | 0.06 | 0.06 | 0.05 | 0.01 | 0 | 0.76 | 0.35 | 0.32 | 0.28 | 0.01 | 0 | 0.15 | 0.17 | 0.15 | 0.11 | 0.01 | 0 | True |  | Non Federally-Regulated | 08/22/2018 |  | 08/27/2018
Visual Comfort & Company | Element | E4SF-LOWD***CS-*** | Light Emitting Diode | Inseparable Luminaire | Direct Wired | Forward Phase Cut Controls | 86 | 2738 | 0.0011 | 93 | 68 | 243 | 0.97 | Ambient | 15000 |  |  | 99999 | 0.01 | 19 | 19 | 0.13 | 0.06 | 0.06 | 0.05 | 0.01 | 0 | 0.76 | 0.35 | 0.32 | 0.28 | 0.01 | 0 | 0.15 | 0.17 | 0.15 | 0.11 | 0.01 | 0 | True |  | Non Federally-Regulated | 08/22/2018 |  | 08/27/2018
Visual Comfort & Company | Element | E4SL-LOWD***CS | Light Emitting Diode | Inseparable Luminaire | Direct Wired | Forward Phase Cut Controls | 86 | 2738 | 0.0011 | 93 | 68 | 243 | 0.97 | Ambient | 15000 |  |  | 99999 | 0.01 | 19 | 19 | 0.13 | 0.06 | 0.06 | 0.05 | 0.01 | 0 | 0.76 | 0.35 | 0.32 | 0.28 | 0.01 | 0 | 0.15 | 0.17 | 0.15 | 0.11 | 0.01 | 0 | True |  | Non Federally-Regulated | 08/22/2018 |  | 08/27/2018
Visual Comfort & Company | Element | E4SL-LOWD***CS-*** | Light Emitting Diode | Inseparable Luminaire | Direct Wired | Forward Phase Cut Controls | 86 | 2738 | 0.0011 | 93 | 68 | 243 | 0.97 | Ambient | 15000 |  |  | 99999 | 0.01 | 19 | 19 | 0.13 | 0.06 | 0.06 | 0.05 | 0.01 | 0 | 0.76 | 0.35 | 0.32 | 0.28 | 0.01 | 0 | 0.15 | 0.17 | 0.15 | 0.11 | 0.01 | 0 | True |  | Non Federally-Regulated | 08/22/2018 |  | 08/27/2018
Visual Comfort & Company | Element | E4RLW-LOWD* | Light Emitting Diode | Inseparable Luminaire | Direct Wired | Forward Phase Cut Controls | 86 | 2738 | 0.0011 | 93 | 68 | 243 | 0.97 | Ambient | 15000 |  |  | 99999 | 0.01 | 19 | 19 | 0.13 | 0.06 | 0.06 | 0.05 | 0.01 | 0 | 0.76 | 0.35 | 0.32 | 0.28 | 0.01 | 0 | 0.15 | 0.17 | 0.15 | 0.11 | 0.01 | 0 | True |  | Non Federally-Regulated | 08/22/2018 |  | 08/27/2018
Visual Comfort & Company | Element | E4RLW-LOWD*-*** | Light Emitting Diode | Inseparable Luminaire | Direct Wired | Forward Phase Cut Controls | 86 | 2738 | 0.0011 | 93 | 68 | 243 | 0.97 | Ambient | 15000 |  |  | 99999 | 0.01 | 19 | 19 | 0.13 | 0.06 | 0.06 | 0.05 | 0.01 | 0 | 0.76 | 0.35 | 0.32 | 0.28 | 0.01 | 0 | 0.15 | 0.17 | 0.15 | 0.11 | 0.01 | 0 | True |  | Non Federally-Regulated | 08/22/2018 |  | 08/27/2018
Visual Comfort & Company | Element | E4RLW-LOWD*-**** | Light Emitting Diode | Inseparable Luminaire | Direct Wired | Forward Phase Cut Controls | 86 | 2738 | 0.0011 | 93 | 68 | 243 | 0.97 | Ambient | 15000 |  |  | 99999 | 0.01 | 19 | 19 | 0.13 | 0.06 | 0.06 | 0.05 | 0.01 | 0 | 0.76 | 0.35 | 0.32 | 0.28 | 0.01 | 0 | 0.15 | 0.17 | 0.15 | 0.11 | 0.01 | 0 | True |  | Non Federally-Regulated | 08/22/2018 |  | 08/27/2018
Visual Comfort & Company | Element | E4RLW-LOWD*-***** | Light Emitting Diode | Inseparable Luminaire | Direct Wired | Forward Phase Cut Controls | 86 | 2738 | 0.0011 | 93 | 68 | 243 | 0.97 | Ambient | 15000 |  |  | 99999 | 0.01 | 19 | 19 | 0.13 | 0.06 | 0.06 | 0.05 | 0.01 | 0 | 0.76 | 0.35 | 0.32 | 0.28 | 0.01 | 0 | 0.15 | 0.17 | 0.15 | 0.11 | 0.01 | 0 | True |  | Non Federally-Regulated | 08/22/2018 |  | 08/27/2018
Visual Comfort & Company | Element | E4RFW-LOWD* | Light Emitting Diode | Inseparable Luminaire | Direct Wired | Forward Phase Cut Controls | 86 | 2738 | 0.0011 | 93 | 68 | 243 | 0.97 | Ambient | 15000 |  |  | 99999 | 0.01 | 19 | 19 | 0.13 | 0.06 | 0.06 | 0.05 | 0.01 | 0 | 0.76 | 0.35 | 0.32 | 0.28 | 0.01 | 0 | 0.15 | 0.17 | 0.15 | 0.11 | 0.01 | 0 | True |  | Non Federally-Regulated | 08/22/2018 |  | 08/27/2018
Visual Comfort & Company | Element | E4RFW-LOWD*-*** | Light Emitting Diode | Inseparable Luminaire | Direct Wired | Forward Phase Cut Controls | 86 | 2738 | 0.0011 | 93 | 68 | 243 | 0.97 | Ambient | 15000 |  |  | 99999 | 0.01 | 19 | 19 | 0.13 | 0.06 | 0.06 | 0.05 | 0.01 | 0 | 0.76 | 0.35 | 0.32 | 0.28 | 0.01 | 0 | 0.15 | 0.17 | 0.15 | 0.11 | 0.01 | 0 | True |  | Non Federally-Regulated | 08/22/2018 |  | 08/27/2018
Visual Comfort & Company | Element | E4RFW-LOWD*-**** | Light Emitting Diode | Inseparable Luminaire | Direct Wired | Forward Phase Cut Controls | 86 | 2738 | 0.0011 | 93 | 68 | 243 | 0.97 | Ambient | 15000 |  |  | 99999 | 0.01 | 19 | 19 | 0.13 | 0.06 | 0.06 | 0.05 | 0.01 | 0 | 0.76 | 0.35 | 0.32 | 0.28 | 0.01 | 0 | 0.15 | 0.17 | 0.15 | 0.11 | 0.01 | 0 | True |  | Non Federally-Regulated | 08/22/2018 |  | 08/27/2018
Visual Comfort & Company | Element | E4RFW-LOWD*-***** | Light Emitting Diode | Inseparable Luminaire | Direct Wired | Forward Phase Cut Controls | 86 | 2738 | 0.0011 | 93 | 68 | 243 | 0.97 | Ambient | 15000 |  |  | 99999 | 0.01 | 19 | 19 | 0.13 | 0.06 | 0.06 | 0.05 | 0.01 | 0 | 0.76 | 0.35 | 0.32 | 0.28 | 0.01 | 0 | 0.15 | 0.17 | 0.15 | 0.11 | 0.01 | 0 | True |  | Non Federally-Regulated | 08/22/2018 |  | 08/27/2018
Visual Comfort & Company | Element | E4SLW-LOWD* | Light Emitting Diode | Inseparable Luminaire | Direct Wired | Forward Phase Cut Controls | 86 | 2738 | 0.0011 | 93 | 68 | 243 | 0.97 | Ambient | 15000 |  |  | 99999 | 0.01 | 19 | 19 | 0.13 | 0.06 | 0.06 | 0.05 | 0.01 | 0 | 0.76 | 0.35 | 0.32 | 0.28 | 0.01 | 0 | 0.15 | 0.17 | 0.15 | 0.11 | 0.01 | 0 | True |  | Non Federally-Regulated | 08/22/2018 |  | 08/27/2018
Visual Comfort & Company | Element | E4SLW-LOWD*-*** | Light Emitting Diode | Inseparable Luminaire | Direct Wired | Forward Phase Cut Controls | 86 | 2738 | 0.0011 | 93 | 68 | 243 | 0.97 | Ambient | 15000 |  |  | 99999 | 0.01 | 19 | 19 | 0.13 | 0.06 | 0.06 | 0.05 | 0.01 | 0 | 0.76 | 0.35 | 0.32 | 0.28 | 0.01 | 0 | 0.15 | 0.17 | 0.15 | 0.11 | 0.01 | 0 | True |  | Non Federally-Regulated | 08/22/2018 |  | 08/27/2018
Visual Comfort & Company | Element | E4SLW-LOWD*-**** | Light Emitting Diode | Inseparable Luminaire | Direct Wired | Forward Phase Cut Controls | 86 | 2738 | 0.0011 | 93 | 68 | 243 | 0.97 | Ambient | 15000 |  |  | 99999 | 0.01 | 19 | 19 | 0.13 | 0.06 | 0.06 | 0.05 | 0.01 | 0 | 0.76 | 0.35 | 0.32 | 0.28 | 0.01 | 0 | 0.15 | 0.17 | 0.15 | 0.11 | 0.01 | 0 | True |  | Non Federally-Regulated | 08/22/2018 |  | 08/27/2018
Visual Comfort & Company | Element | E4SLW-LOWD*-***** | Light Emitting Diode | Inseparable Luminaire | Direct Wired | Forward Phase Cut Controls | 86 | 2738 | 0.0011 | 93 | 68 | 243 | 0.97 | Ambient | 15000 |  |  | 99999 | 0.01 | 19 | 19 | 0.13 | 0.06 | 0.06 | 0.05 | 0.01 | 0 | 0.76 | 0.35 | 0.32 | 0.28 | 0.01 | 0 | 0.15 | 0.17 | 0.15 | 0.11 | 0.01 | 0 | True |  | Non Federally-Regulated | 08/22/2018 |  | 08/27/2018
Visual Comfort & Company | Element | E4SFW-LOWD* | Light Emitting Diode | Inseparable Luminaire | Direct Wired | Forward Phase Cut Controls | 86 | 2738 | 0.0011 | 93 | 68 | 243 | 0.97 | Ambient | 15000 |  |  | 99999 | 0.01 | 19 | 19 | 0.13 | 0.06 | 0.06 | 0.05 | 0.01 | 0 | 0.76 | 0.35 | 0.32 | 0.28 | 0.01 | 0 | 0.15 | 0.17 | 0.15 | 0.11 | 0.01 | 0 | True |  | Non Federally-Regulated | 08/22/2018 |  | 08/27/2018
Visual Comfort & Company | Element | E4SFW-LOWD*-*** | Light Emitting Diode | Inseparable Luminaire | Direct Wired | Forward Phase Cut Controls | 86 | 2738 | 0.0011 | 93 | 68 | 243 | 0.97 | Ambient | 15000 |  |  | 99999 | 0.01 | 19 | 19 | 0.13 | 0.06 | 0.06 | 0.05 | 0.01 | 0 | 0.76 | 0.35 | 0.32 | 0.28 | 0.01 | 0 | 0.15 | 0.17 | 0.15 | 0.11 | 0.01 | 0 | True |  | Non Federally-Regulated | 08/22/2018 |  | 08/27/2018
Visual Comfort & Company | Element | E4SFW-LOWD*-**** | Light Emitting Diode | Inseparable Luminaire | Direct Wired | Forward Phase Cut Controls | 86 | 2738 | 0.0011 | 93 | 68 | 243 | 0.97 | Ambient | 15000 |  |  | 99999 | 0.01 | 19 | 19 | 0.13 | 0.06 | 0.06 | 0.05 | 0.01 | 0 | 0.76 | 0.35 | 0.32 | 0.28 | 0.01 | 0 | 0.15 | 0.17 | 0.15 | 0.11 | 0.01 | 0 | True |  | Non Federally-Regulated | 08/22/2018 |  | 08/27/2018
Visual Comfort & Company | Element | E4SFW-LOWD*-***** | Light Emitting Diode | Inseparable Luminaire | Direct Wired | Forward Phase Cut Controls | 86 | 2738 | 0.0011 | 93 | 68 | 243 | 0.97 | Ambient | 15000 |  |  | 99999 | 0.01 | 19 | 19 | 0.13 | 0.06 | 0.06 | 0.05 | 0.01 | 0 | 0.76 | 0.35 | 0.32 | 0.28 | 0.01 | 0 | 0.15 | 0.17 | 0.15 | 0.11 | 0.01 | 0 | True |  | Non Federally-Regulated | 08/22/2018 |  | 08/27/2018
AURIO LIGHTING INC | AURIO | A-DL-12-27 | Light Emitting Diode | Inseparable Luminaire | Quick Connect | Forward Phase Cut Controls | 66.8 | 2700 | 0.0004 | 93 | 61 | 21 | 0.91 | Ambient | 50000 |  |  | 54000 | 0.05 | 22 | 21 | 0.17 | 0.16 | 0.16 | 0.16 | 0.02 | 0.01 | 0.25 | 0.25 | 0.25 | 0.2 | 0.04 | 0.01 | 0.1 | 0.11 | 0.1 | 0.08 | 0.03 | 0.02 | True |  | Non Federally-Regulated | 11/01/2017 |  | 09/12/2018
AURIO LIGHTING INC | AURIO | A-DL-12-30 | Light Emitting Diode | Inseparable Luminaire | Quick Connect | Forward Phase Cut Controls | 66.8 | 3000 | 0.0004 | 93 | 61 | 21 | 0.91 | Ambient | 50000 |  |  | 54000 | 0.05 | 22 | 21 | 0.17 | 0.16 | 0.16 | 0.16 | 0.02 | 0.01 | 0.25 | 0.25 | 0.25 | 0.2 | 0.04 | 0.01 | 0.1 | 0.11 | 0.1 | 0.08 | 0.03 | 0.02 | True |  | Non Federally-Regulated | 11/01/2017 |  | 09/12/2018
AURIO LIGHTING INC | AURIO | A-DL-12-40 | Light Emitting Diode | Inseparable Luminaire | Quick Connect | Forward Phase Cut Controls | 66.8 | 4000 | 0.0004 | 93 | 61 | 21 | 0.91 | Ambient | 50000 |  |  | 54000 | 0.05 | 22 | 21 | 0.17 | 0.16 | 0.16 | 0.16 | 0.02 | 0.01 | 0.25 | 0.25 | 0.25 | 0.2 | 0.04 | 0.01 | 0.1 | 0.11 | 0.1 | 0.08 | 0.03 | 0.02 | True |  | Non Federally-Regulated | 11/02/2017 |  | 09/12/2018
AURIO LIGHTING INC | AURIO | A-DL-12-35 | Light Emitting Diode | Inseparable Luminaire | Quick Connect | Forward Phase Cut Controls | 66.8 | 3500 | 0.0004 | 93 | 61 | 21 | 0.91 | Ambient | 50000 |  |  | 54000 | 0.05 | 22 | 21 | 0.17 | 0.16 | 0.16 | 0.16 | 0.02 | 0.01 | 0.25 | 0.25 | 0.25 | 0.2 | 0.04 | 0.01 | 0.1 | 0.11 | 0.1 | 0.08 | 0.03 | 0.02 | True |  | Non Federally-Regulated | 11/02/2017 |  | 09/12/2018
Sistemalux Inc | LASER BLADE XS DOWNLIGHT | I.LBXS05TLAT-9****-REM-02 | Light Emitting Diode | Inseparable Luminaire | Direct Wired | 0-10 VDC Controls | 52.9 | 2746 | -0.0007 | 94 | 71 | 431 | 0.98 | Ambient | 60000 |  |  | 60000 | 0.02 | 23 | 22 | 0.02 | 0.02 | 0.02 | 0.01 | 0 | 0 | 0.84 | 0.08 | 0.05 | 0.01 | 0.01 | 0.01 | 0.75 | 0.43 | 0.35 | 0.03 | 0.01 | 0.01 | True |  | Non Federally-Regulated | 09/13/2018 |  | 09/17/2018
Sistemalux Inc | LASER BLADE XS DOWNLIGHT | I.LBXS03TLAT-9****-REM-02 | Light Emitting Diode | Inseparable Luminaire | Direct Wired | 0-10 VDC Controls | 53 | 2748 | 0.0004 | 92 | 68 | 495 | 0.99 | Ambient | 60000 |  |  | 60000 | 0.02 | 21 | 22 | 0.03 | 0.03 | 0.03 | 0.01 | 0.01 | 0 | 0.79 | 0.1 | 0.07 | 0.01 | 0.01 | 0 | 0.72 | 0.41 | 0.34 | 0.08 | 0.03 | 0.01 | True |  | Non Federally-Regulated | 09/13/2018 |  | 09/17/2018
SAVE ENERGY LED AUTHORITY CORPORATION | 90+ Lighting | 0 | Light Emitting Diode | Directional Lamp | GU Base | Forward Phase Cut Controls | 87.9 | 2700 | 0.0001 | 93 | 58 | 64 | 0.9 | Elevated | 25000 | 0.935 | 1 |  | 0.1 | 22 | 21 | 0.32 | 0.3 | 0.29 | 0.28 | 0.02 | 0 | 0.34 | 0.32 | 0.32 | 0.22 | 0.07 | 0 | 0.16 | 0.15 | 0.14 | 0.11 | 0.05 | 0 | True |  | Non Federally-Regulated | 07/13/2018 |  | 09/18/2018
SAVE ENERGY LED AUTHORITY CORPORATION | 90+ Lighting | 0 | Light Emitting Diode | Directional Lamp | GU Base | Forward Phase Cut Controls | 90.6 | 3000 | 0.0002 | 93 | 65 | 64 | 0.9 | Elevated | 25000 | 0.935 | 1 |  | 0.1 | 22 | 21 | 0.32 | 0.3 | 0.29 | 0.28 | 0.02 | 0 | 0.34 | 0.32 | 0.32 | 0.22 | 0.07 | 0 | 0.16 | 0.15 | 0.14 | 0.11 | 0.05 | 0 | True |  | Non Federally-Regulated | 07/13/2018 |  | 09/18/2018
SAVE ENERGY LED AUTHORITY CORPORATION | 90+ Lighting | 0 | Light Emitting Diode | Directional Lamp | Edison Screw Base | Forward Phase Cut Controls | 80.2 | 2700 | 0.0001 | 93 | 58 | 64 | 0.9 | Elevated | 25000 | 0.931 | 1 |  | 0.1 | 22 | 21 | 0.31 | 0.3 | 0.29 | 0.27 | 0.02 | 0 | 0.35 | 0.34 | 0.33 | 0.23 | 0.07 | 0 | 0.17 | 0.16 | 0.14 | 0.12 | 0.06 | 0 | True |  | Non Federally-Regulated | 07/13/2018 |  | 09/18/2018
SAVE ENERGY LED AUTHORITY CORPORATION | 90+ Lighting | 0 | Light Emitting Diode | Directional Lamp | Edison Screw Base | Forward Phase Cut Controls | 83.6 | 3000 | 0 | 93 | 65 | 64 | 0.9 | Elevated | 25000 | 0.931 | 1 |  | 0.1 | 22 | 21 | 0.31 | 0.3 | 0.29 | 0.27 | 0.02 | 0 | 0.35 | 0.34 | 0.33 | 0.23 | 0.07 | 0 | 0.17 | 0.16 | 0.14 | 0.12 | 0.06 | 0 | True |  | Non Federally-Regulated | 07/13/2018 |  | 09/18/2018
SAVE ENERGY LED AUTHORITY CORPORATION | 90+ Lighting | 0 | Light Emitting Diode | Directional Lamp | Edison Screw Base | Forward Phase Cut Controls | 88.3 | 2700 | 0.0001 | 93 | 59 | 80 | 1 | Elevated | 25000 | 0.933 | 1 |  | 0.1 | 22 | 21 | 0.33 | 0.32 | 0.31 | 0.29 | 0.02 | 0 | 0.3 | 0.29 | 0.29 | 0.2 | 0.07 | 0 | 0.12 | 0.11 | 0.11 | 0.09 | 0.04 | 0 | True |  | Non Federally-Regulated | 07/13/2018 |  | 09/18/2018
SAVE ENERGY LED AUTHORITY CORPORATION | 90+ Lighting | 0 | Light Emitting Diode | Directional Lamp | Edison Screw Base | Forward Phase Cut Controls | 91.5 | 3000 | 0.0001 | 94 | 66 | 80 | 1 | Elevated | 25000 | 0.933 | 1 |  | 0.1 | 22 | 21 | 0.33 | 0.32 | 0.31 | 0.29 | 0.02 | 0 | 0.3 | 0.29 | 0.29 | 0.2 | 0.07 | 0 | 0.12 | 0.11 | 0.11 | 0.09 | 0.04 | 0 | True |  | Non Federally-Regulated | 07/13/2018 |  | 09/18/2018
SAVE ENERGY LED AUTHORITY CORPORATION | 90+ Lighting | 0 | Light Emitting Diode | Directional Lamp | Edison Screw Base | Forward Phase Cut Controls | 88.3 | 2700 | 0.0001 | 93 | 59 | 80 | 1 | Elevated | 25000 | 0.933 | 1 |  | 0.1 | 22 | 21 | 0.33 | 0.32 | 0.31 | 0.29 | 0.02 | 0 | 0.3 | 0.29 | 0.29 | 0.2 | 0.07 | 0 | 0.12 | 0.11 | 0.11 | 0.09 | 0.04 | 0 | True |  | Non Federally-Regulated | 07/13/2018 |  | 09/18/2018
SAVE ENERGY LED AUTHORITY CORPORATION | 90+ Lighting | 0 | Light Emitting Diode | Directional Lamp | Edison Screw Base | Forward Phase Cut Controls | 91.5 | 3000 | 0.0001 | 94 | 66 | 80 | 1 | Elevated | 25000 | 0.933 | 1 |  | 0.1 | 22 | 21 | 0.33 | 0.32 | 0.31 | 0.29 | 0.02 | 0 | 0.3 | 0.29 | 0.29 | 0.2 | 0.07 | 0 | 0.12 | 0.11 | 0.11 | 0.09 | 0.04 | 0 | True |  | Non Federally-Regulated | 07/13/2018 |  | 09/18/2018
SAVE ENERGY LED AUTHORITY CORPORATION | 90+ Lighting | 0 | Light Emitting Diode | Directional Lamp | Edison Screw Base | Forward Phase Cut Controls | 84.2 | 2700 | 0.0003 | 92 | 56 | 72 | 1 | Elevated | 25000 | 0.93 | 1 |  | 0.1 | 22 | 21 | 0.29 | 0.28 | 0.27 | 0.25 | 0.02 | 0 | 0.33 | 0.32 | 0.32 | 0.24 | 0.07 | 0 | 0.16 | 0.14 | 0.12 | 0.08 | 0.06 | 0 | True |  | Non Federally-Regulated | 07/13/2018 |  | 09/18/2018
SAVE ENERGY LED AUTHORITY CORPORATION | 90+ Lighting | 0 | Light Emitting Diode | Directional Lamp | Edison Screw Base | Forward Phase Cut Controls | 84.9 | 3000 | 0.0003 | 93 | 63 | 72 | 1 | Elevated | 25000 | 0.93 | 1 |  | 0.1 | 22 | 21 | 0.29 | 0.28 | 0.27 | 0.25 | 0.02 | 0 | 0.33 | 0.32 | 0.32 | 0.24 | 0.07 | 0 | 0.16 | 0.14 | 0.12 | 0.08 | 0.06 | 0 | True |  | Non Federally-Regulated | 07/13/2018 |  | 09/18/2018
SAVE ENERGY LED AUTHORITY CORPORATION | 90+ Lighting | 0 | Light Emitting Diode | Directional Lamp | Edison Screw Base | Forward Phase Cut Controls | 87.3 | 2700 | 0.0002 | 92 | 57 | 74 | 1 | Elevated | 25000 | 0.935 | 1 |  | 0.1 | 22 | 21 | 0.28 | 0.27 | 0.26 | 0.25 | 0.02 | 0 | 0.28 | 0.27 | 0.27 | 0.2 | 0.05 | 0 | 0.12 | 0.12 | 0.11 | 0.05 | 0.05 | 0.01 | True |  | Non Federally-Regulated | 07/13/2018 |  | 09/18/2018
SAVE ENERGY LED AUTHORITY CORPORATION | 90+ Lighting | 0 | Light Emitting Diode | Directional Lamp | Edison Screw Base | Forward Phase Cut Controls | 90.4 | 3000 | 0.0005 | 93 | 65 | 74 | 1 | Elevated | 25000 | 0.935 | 1 |  | 0.1 | 22 | 21 | 0.28 | 0.27 | 0.26 | 0.25 | 0.02 | 0 | 0.28 | 0.27 | 0.27 | 0.2 | 0.05 | 0 | 0.12 | 0.12 | 0.11 | 0.05 | 0.05 | 0.01 | True |  | Non Federally-Regulated | 07/13/2018 |  | 09/18/2018
SAVE ENERGY LED AUTHORITY CORPORATION | 90+ Lighting | 0 | Light Emitting Diode | Directional Lamp | Edison Screw Base | Forward Phase Cut Controls | 82.7 | 2700 | 0.0002 | 93 | 59 | 57 | 0.9 | Elevated | 25000 | 0.927 | 1 |  | 0.1 | 22 | 21 | 0.28 | 0.27 | 0.26 | 0.24 | 0.02 | 0 | 0.4 | 0.38 | 0.38 | 0.27 | 0.08 | 0 | 0.14 | 0.13 | 0.13 | 0.12 | 0.01 | 0 | True |  | Non Federally-Regulated | 07/13/2018 |  | 09/18/2018
SAVE ENERGY LED AUTHORITY CORPORATION | 90+ Lighting | 0 | Light Emitting Diode | Directional Lamp | Edison Screw Base | Forward Phase Cut Controls | 82.6 | 3000 | 0.0001 | 94 | 66 | 57 | 0.9 | Elevated | 25000 | 0.927 | 1 |  | 0.1 | 22 | 21 | 0.28 | 0.27 | 0.26 | 0.24 | 0.02 | 0 | 0.4 | 0.38 | 0.38 | 0.27 | 0.08 | 0 | 0.14 | 0.13 | 0.13 | 0.12 | 0.01 | 0 | True |  | Non Federally-Regulated | 07/13/2018 |  | 09/18/2018
SAVE ENERGY LED AUTHORITY CORPORATION | 90+ Lighting | 0 | Light Emitting Diode | Directional Lamp | Edison Screw Base | Forward Phase Cut Controls | 77.2 | 2700 | 0.0001 | 93 | 59 | 61 | 0.9 | Elevated | 25000 | 0.933 | 1 |  | 0.1 | 22 | 21 | 0.31 | 0.3 | 0.29 | 0.27 | 0.02 | 0 | 0.36 | 0.35 | 0.34 | 0.24 | 0.07 | 0 | 0.17 | 0.17 | 0.15 | 0.11 | 0.06 | 0.01 | True |  | Non Federally-Regulated | 07/13/2018 |  | 09/18/2018
SAVE ENERGY LED AUTHORITY CORPORATION | 90+ Lighting | 0 | Light Emitting Diode | Directional Lamp | Edison Screw Base | Forward Phase Cut Controls | 79.8 | 3000 | 0.0004 | 94 | 66 | 61 | 0.9 | Elevated | 25000 | 0.933 | 1 |  | 0.1 | 22 | 21 | 0.31 | 0.3 | 0.29 | 0.27 | 0.02 | 0 | 0.36 | 0.35 | 0.34 | 0.24 | 0.07 | 0 | 0.17 | 0.17 | 0.15 | 0.11 | 0.06 | 0.01 | True |  | Non Federally-Regulated | 07/13/2018 |  | 09/18/2018
SAVE ENERGY LED AUTHORITY CORPORATION | 90+ Lighting | 0 | Light Emitting Diode | Directional Lamp | Edison Screw Base | Forward Phase Cut Controls | 77.8 | 2700 | 0.0003 | 94 | 64 | 75 | 1 | Elevated | 25000 | 0.933 | 1 |  | 0.1 | 21 | 21 | 0.27 | 0.26 | 0.25 | 0.24 | 0.02 | 0 | 0.24 | 0.24 | 0.23 | 0.16 | 0.06 | 0 | 0.13 | 0.11 | 0.11 | 0.1 | 0.02 | 0 | True |  | Non Federally-Regulated | 07/13/2018 |  | 09/18/2018
SAVE ENERGY LED AUTHORITY CORPORATION | 90+ Lighting | 0 | Light Emitting Diode | Directional Lamp | Edison Screw Base | Forward Phase Cut Controls | 84.1 | 3000 | 0.0003 | 93 | 63 | 75 | 1 | Elevated | 25000 | 0.933 | 1 |  | 0.1 | 21 | 21 | 0.27 | 0.26 | 0.25 | 0.24 | 0.02 | 0 | 0.24 | 0.24 | 0.23 | 0.16 | 0.06 | 0 | 0.13 | 0.11 | 0.11 | 0.1 | 0.02 | 0 | True |  | Non Federally-Regulated | 07/13/2018 |  | 09/18/2018
SAVE ENERGY LED AUTHORITY CORPORATION | 90+ Lighting | 0 | Light Emitting Diode | Directional Lamp | Edison Screw Base | Forward Phase Cut Controls | 85.3 | 2700 | 0.0005 | 93 | 60 | 87 | 1 | Elevated | 25000 | 0.934 | 1 |  | 0.1 | 22 | 21 | 0.28 | 0.27 | 0.26 | 0.25 | 0.02 | 0 | 0.28 | 0.27 | 0.27 | 0.2 | 0.05 | 0 | 0.12 | 0.12 | 0.11 | 0.05 | 0.05 | 0.01 | True |  | Non Federally-Regulated | 07/13/2018 |  | 09/18/2018
SAVE ENERGY LED AUTHORITY CORPORATION | 90+ Lighting | 0 | Light Emitting Diode | Directional Lamp | Edison Screw Base | Forward Phase Cut Controls | 88.3 | 3000 | 0 | 94 | 68 | 87 | 1 | Elevated | 25000 | 0.934 | 1 |  | 0.1 | 22 | 21 | 0.28 | 0.27 | 0.26 | 0.25 | 0.02 | 0 | 0.28 | 0.27 | 0.27 | 0.2 | 0.05 | 0 | 0.12 | 0.12 | 0.11 | 0.05 | 0.05 | 0.01 | True |  | Non Federally-Regulated | 07/13/2018 |  | 09/18/2018
SAVE ENERGY LED AUTHORITY CORPORATION | 90+ Lighting | 0 | Light Emitting Diode | Directional Lamp | Edison Screw Base | Forward Phase Cut Controls | 82.2 | 2700 | 0 | 93 | 60 | 71 | 1 | Elevated | 25000 | 0.934 | 1 |  | 0.1 | 21 | 21 | 0.28 | 0 | 0.26 | 0.24 | 0.02 | 0 | 0.29 | 0.28 | 0.28 | 0.22 | 0.06 | 0 | 0.15 | 0.16 | 0.14 | 0.09 | 0.06 | 0 | True |  | Non Federally-Regulated | 07/13/2018 |  | 09/18/2018
SAVE ENERGY LED AUTHORITY CORPORATION | 90+ Lighting | 0 | Light Emitting Diode | Directional Lamp | Edison Screw Base | Forward Phase Cut Controls | 80.8 | 3000 | 0.0004 | 94 | 67 | 71 | 1 | Elevated | 25000 | 0.934 | 1 |  | 0.1 | 21 | 21 | 0.28 | 0 | 0.26 | 0.24 | 0.02 | 0 | 0.29 | 0.28 | 0.28 | 0.22 | 0.06 | 0 | 0.15 | 0.16 | 0.14 | 0.09 | 0.06 | 0 | True |  | Non Federally-Regulated | 07/13/2018 |  | 09/18/2018
SAVE ENERGY LED AUTHORITY CORPORATION | 90+ Lighting | 0 | Light Emitting Diode | Decorative Lamp | Edison Screw Base | Forward Phase Cut Controls | 83.2 | 2700 | 0.0006 | 93 | 58 | 77 | 0.9 | Ambient | 25000 | 0.931 | 1 |  | 0.1 | 21 | 21 | 0.32 | 0.31 | 0.29 | 0.28 | 0.02 | 0 | 0.29 | 0.28 | 0.26 | 0.14 | 0.07 | 0 | 0.26 | 0.24 | 0.21 | 0.15 | 0.01 | 0.01 | True |  | Non Federally-Regulated | 07/13/2018 |  | 09/18/2018
SAVE ENERGY LED AUTHORITY CORPORATION | 90+ Lighting | 0 | Light Emitting Diode | Decorative Lamp | Edison Screw Base | Forward Phase Cut Controls | 82.1 | 3000 | 0.0002 | 94 | 66 | 77 | 0.9 | Ambient | 25000 | 0.931 | 1 |  | 0.1 | 21 | 21 | 0.32 | 0.31 | 0.29 | 0.28 | 0.02 | 0 | 0.29 | 0.28 | 0.26 | 0.14 | 0.07 | 0 | 0.26 | 0.24 | 0.21 | 0.15 | 0.01 | 0.01 | True |  | Non Federally-Regulated | 07/13/2018 |  | 09/18/2018
SAVE ENERGY LED AUTHORITY CORPORATION | 90+ Lighting | 0 | Light Emitting Diode | Decorative Lamp | Edison Screw Base | Forward Phase Cut Controls | 83.2 | 2700 | 0.0006 | 93 | 58 | 77 | 0.9 | Ambient | 25000 | 0.931 | 1 |  | 0.1 | 21 | 21 | 0.32 | 0.31 | 0.29 | 0.28 | 0.02 | 0 | 0.29 | 0.28 | 0.26 | 0.14 | 0.07 | 0 | 0.26 | 0.24 | 0.21 | 0.15 | 0.01 | 0.01 | True |  | Non Federally-Regulated | 07/13/2018 |  | 09/18/2018
SAVE ENERGY LED AUTHORITY CORPORATION | 90+ Lighting | 0 | Light Emitting Diode | Decorative Lamp | Edison Screw Base | Forward Phase Cut Controls | 82.1 | 3000 | 0.0002 | 94 | 66 | 77 | 0.9 | Ambient | 25000 | 0.931 | 1 |  | 0.1 | 21 | 21 | 0.32 | 0.31 | 0.29 | 0.28 | 0.02 | 0 | 0.29 | 0.28 | 0.26 | 0.14 | 0.07 | 0 | 0.26 | 0.24 | 0.21 | 0.15 | 0.01 | 0.01 | True |  | Non Federally-Regulated | 07/13/2018 |  | 09/18/2018
SAVE ENERGY LED AUTHORITY CORPORATION | 90+ Lighting | 0 | Light Emitting Diode | Decorative Lamp | Edison Screw Base | Forward Phase Cut Controls | 81.8 | 2700 | 0.0002 | 93 | 58 | 58 | 0.9 | Ambient | 25000 | 0.93 | 1 |  | 0.1 | 21 | 21 | 0.33 | 0.32 | 0.31 | 0.29 | 0.02 | 0 | 0.38 | 0.38 | 0.37 | 0.25 | 0.08 | 0 | 0.26 | 0.26 | 0.23 | 0.15 | 0.01 | 0 | True |  | Non Federally-Regulated | 07/13/2018 |  | 09/18/2018
SAVE ENERGY LED AUTHORITY CORPORATION | 90+ Lighting | 0 | Light Emitting Diode | Decorative Lamp | Edison Screw Base | Forward Phase Cut Controls | 80.4 | 3000 | 0.0001 | 93 | 65 | 58 | 0.9 | Ambient | 25000 | 0.93 | 1 |  | 0.1 | 21 | 21 | 0.33 | 0.32 | 0.31 | 0.29 | 0.02 | 0 | 0.38 | 0.38 | 0.37 | 0.25 | 0.08 | 0 | 0.26 | 0.26 | 0.23 | 0.15 | 0.01 | 0 | True |  | Non Federally-Regulated | 07/13/2018 |  | 09/18/2018
SAVE ENERGY LED AUTHORITY CORPORATION | 90+ Lighting | 0 | Light Emitting Diode | Decorative Lamp | Edison Screw Base | Forward Phase Cut Controls | 81.8 | 2700 | 0.0002 | 93 | 58 | 58 | 0.9 | Ambient | 25000 | 0.93 | 1 |  | 0.1 | 21 | 21 | 0.33 | 0.32 | 0.31 | 0.29 | 0.02 | 0 | 0.38 | 0.38 | 0.37 | 0.25 | 0.08 | 0 | 0.26 | 0.26 | 0.23 | 0.15 | 0.01 | 0 | True |  | Non Federally-Regulated | 07/13/2018 |  | 09/18/2018
SAVE ENERGY LED AUTHORITY CORPORATION | 90+ Lighting | 0 | Light Emitting Diode | Decorative Lamp | Edison Screw Base | Forward Phase Cut Controls | 80.4 | 3000 | 0.0001 | 93 | 65 | 58 | 0.9 | Ambient | 25000 | 0.93 | 1 |  | 0.1 | 21 | 21 | 0.33 | 0.32 | 0.31 | 0.29 | 0.02 | 0 | 0.38 | 0.38 | 0.37 | 0.25 | 0.08 | 0 | 0.26 | 0.26 | 0.23 | 0.15 | 0.01 | 0 | True |  | Non Federally-Regulated | 07/13/2018 |  | 09/18/2018
SAVE ENERGY LED AUTHORITY CORPORATION | 90+ Lighting | 0 | Light Emitting Diode | Decorative Lamp | Edison Screw Base | Forward Phase Cut Controls | 84.6 | 2700 | 0.0004 | 93 | 58 | 62 | 0.9 | Ambient | 25000 | 0.931 | 1 |  | 0.1 | 22 | 21 | 0.32 | 0.31 | 0.3 | 0.28 | 0.02 | 0 | 0.31 | 0.3 | 0.3 | 0.2 | 0.07 | 0 | 0.14 | 0.13 | 0.12 | 0.11 | 0.03 | 0 | True |  | Non Federally-Regulated | 07/13/2018 |  | 09/18/2018
SAVE ENERGY LED AUTHORITY CORPORATION | 90+ Lighting | 0 | Light Emitting Diode | Decorative Lamp | Edison Screw Base | Forward Phase Cut Controls | 85.6 | 3000 | 0.0005 | 94 | 67 | 62 | 0.9 | Ambient | 25000 | 0.931 | 1 |  | 0.1 | 22 | 21 | 0.32 | 0.31 | 0.3 | 0.28 | 0.02 | 0 | 0.31 | 0.3 | 0.3 | 0.2 | 0.07 | 0 | 0.14 | 0.13 | 0.12 | 0.11 | 0.03 | 0 | True |  | Non Federally-Regulated | 07/13/2018 |  | 09/18/2018
SAVE ENERGY LED AUTHORITY CORPORATION | 90+ Lighting | 0 | Light Emitting Diode | Decorative Lamp | Edison Screw Base | Forward Phase Cut Controls | 83.3 | 2700 | 0.0006 | 93 | 58 | 62 | 0.9 | Ambient | 25000 | 0.93 | 1 |  | 0.1 | 22 | 21 | 0.3 | 0.29 | 0.28 | 0.26 | 0.02 | 0 | 0.35 | 0.35 | 0.35 | 0.24 | 0.08 | 0 | 0.14 | 0.14 | 0.13 | 0.12 | 0.02 | 0 | True |  | Non Federally-Regulated | 07/13/2018 |  | 09/18/2018
SAVE ENERGY LED AUTHORITY CORPORATION | 90+ Lighting | 0 | Light Emitting Diode | Decorative Lamp | Edison Screw Base | Forward Phase Cut Controls | 85 | 3000 | 0.0002 | 94 | 66 | 62 | 0.9 | Ambient | 25000 | 0.93 | 1 |  | 0.1 | 22 | 21 | 0.3 | 0.29 | 0.28 | 0.26 | 0.02 | 0 | 0.35 | 0.35 | 0.35 | 0.24 | 0.08 | 0 | 0.14 | 0.14 | 0.13 | 0.12 | 0.02 | 0 | True |  | Non Federally-Regulated | 07/13/2018 |  | 09/18/2018
SAVE ENERGY LED AUTHORITY CORPORATION | 90+ Lighting | 0 | Light Emitting Diode | Decorative Lamp | Edison Screw Base | Forward Phase Cut Controls | 77.4 | 2700 | 0.0001 | 93 | 59 | 58 | 0.9 | Ambient | 25000 | 0.93 | 1 |  | 0.1 | 22 | 21 | 0.28 | 0.27 | 0.26 | 0.25 | 0.02 | 0 | 0.32 | 0.31 | 0.3 | 0.2 | 0.07 | 0 | 0.24 | 0.2 | 0.17 | 0.11 | 0.01 | 0 | True |  | Non Federally-Regulated | 07/13/2018 |  | 09/18/2018
SAVE ENERGY LED AUTHORITY CORPORATION | 90+ Lighting | 0 | Light Emitting Diode | Decorative Lamp | Edison Screw Base | Forward Phase Cut Controls | 77.4 | 2700 | 0.0001 | 93 | 59 | 58 | 0.9 | Ambient | 25000 | 0.93 | 1 |  | 0.1 | 22 | 21 | 0.28 | 0.27 | 0.26 | 0.25 | 0.02 | 0 | 0.32 | 0.31 | 0.3 | 0.2 | 0.07 | 0 | 0.24 | 0.2 | 0.17 | 0.11 | 0.01 | 0 | True |  | Non Federally-Regulated | 07/13/2018 |  | 09/18/2018
SAVE ENERGY LED AUTHORITY CORPORATION | 90+ Lighting | 0 | Light Emitting Diode | Decorative Lamp | Edison Screw Base | Forward Phase Cut Controls | 89.2 | 2700 | 0.0004 | 93 | 57 | 68 | 0.9 | Ambient | 25000 | 0.928 | 1 |  | 0.1 | 21 | 21 | 0.3 | 0.29 | 0.28 | 0.27 | 0.02 | 0 | 0.25 | 0.25 | 0.23 | 0.11 | 0.07 | 0.01 | 0.2 | 0.22 | 0.21 | 0.2 | 0 | 0 | True |  | Non Federally-Regulated | 07/13/2018 |  | 09/18/2018
SAVE ENERGY LED AUTHORITY CORPORATION | 90+ Lighting | 0 | Light Emitting Diode | Decorative Lamp | Edison Screw Base | Forward Phase Cut Controls | 89.2 | 2700 | 0.0004 | 93 | 57 | 68 | 0.9 | Ambient | 25000 | 0.928 | 1 |  | 0.1 | 21 | 21 | 0.3 | 0.29 | 0.28 | 0.27 | 0.02 | 0 | 0.25 | 0.25 | 0.23 | 0.11 | 0.07 | 0.01 | 0.2 | 0.22 | 0.21 | 0.2 | 0 | 0 | True |  | Non Federally-Regulated | 07/13/2018 |  | 09/18/2018
SAVE ENERGY LED AUTHORITY CORPORATION | 90+ Lighting | 0 | Light Emitting Diode | Omnidirectional Lamp | Edison Screw Base | Forward Phase Cut Controls | 75.5 | 2700 | 0.0004 | 93 | 57 | 56 | 0.9 | Ambient | 25000 | 0.933 | 1 |  | 0.1 | 21 | 21 | 0.34 | 0.33 | 0.32 | 0.29 | 0.02 | 0 | 0.38 | 0.37 | 0.36 | 0.25 | 0.08 | 0.01 | 0.17 | 0.16 | 0.15 | 0.14 | 0.02 | 0 | True |  | Non Federally-Regulated | 07/13/2018 |  | 09/18/2018
SAVE ENERGY LED AUTHORITY CORPORATION | 90+ Lighting | 0 | Light Emitting Diode | Omnidirectional Lamp | Edison Screw Base | Forward Phase Cut Controls | 85.5 | 3000 | 0.0002 | 93 | 66 | 56 | 0.9 | Ambient | 25000 | 0.933 | 1 |  | 0.1 | 21 | 21 | 0.34 | 0.33 | 0.32 | 0.29 | 0.02 | 0 | 0.38 | 0.37 | 0.36 | 0.25 | 0.08 | 0.01 | 0.17 | 0.16 | 0.15 | 0.14 | 0.02 | 0 | True |  | Non Federally-Regulated | 07/13/2018 |  | 09/18/2018
SAVE ENERGY LED AUTHORITY CORPORATION | 90+ Lighting | 0 | Light Emitting Diode | Omnidirectional Lamp | Edison Screw Base | Forward Phase Cut Controls | 75.5 | 2700 | 0.0004 | 93 | 57 | 56 | 0.9 | Ambient | 25000 | 0.933 | 1 |  | 0.1 | 21 | 21 | 0.34 | 0.33 | 0.32 | 0.29 | 0.02 | 0 | 0.38 | 0.37 | 0.36 | 0.25 | 0.08 | 0.01 | 0.17 | 0.16 | 0.15 | 0.14 | 0.02 | 0 | True |  | Non Federally-Regulated | 07/13/2018 |  | 09/18/2018
SAVE ENERGY LED AUTHORITY CORPORATION | 90+ Lighting | 0 | Light Emitting Diode | Omnidirectional Lamp | Edison Screw Base | Forward Phase Cut Controls | 85.5 | 3000 | 0.0002 | 93 | 66 | 56 | 0.9 | Ambient | 25000 | 0.933 | 1 |  | 0.1 | 21 | 21 | 0.34 | 0.33 | 0.32 | 0.29 | 0.02 | 0 | 0.38 | 0.37 | 0.36 | 0.25 | 0.08 | 0.01 | 0.17 | 0.16 | 0.15 | 0.14 | 0.02 | 0 | True |  | Non Federally-Regulated | 07/13/2018 |  | 09/18/2018
SAVE ENERGY LED AUTHORITY CORPORATION | 90+ Lighting | 0 | Light Emitting Diode | Omnidirectional Lamp | Edison Screw Base | Forward Phase Cut Controls | 86.3 | 2700 | 0.0019 | 92 | 57 | 300 | 0.9 | Ambient | 15000 | 0.918 | 1 |  | 0.1 | 21 | 21 | 0.22 | 0.22 | 0.22 | 0.2 | 0.02 | 0.42 | 0.2 | 0.21 | 0.21 | 0.17 | 0.03 | 0.01 | 0.16 | 0.17 | 0.17 | 0.13 | 0.03 | 0.01 | True |  | Non Federally-Regulated | 05/04/2018 |  | 09/18/2018
SAVE ENERGY LED AUTHORITY CORPORATION | 90+ Lighting | 0 | Light Emitting Diode | Omnidirectional Lamp | Edison Screw Base | Forward Phase Cut Controls | 88.4 | 3000 | 0.003 | 93 | 74 | 300 | 0.9 | Ambient | 15000 | 0.918 | 1 |  | 0.1 | 21 | 21 | 0.18 | 0.18 | 0.17 | 0.16 | 0.02 | 0.61 | 0.21 | 0.21 | 0.22 | 0.17 | 0.03 | 0.01 | 0.15 | 0.16 | 0.16 | 0.13 | 0.03 | 0.01 | True |  | Non Federally-Regulated | 05/16/2018 |  | 09/18/2018
SAVE ENERGY LED AUTHORITY CORPORATION | 90+ Lighting | 0 | Light Emitting Diode | Omnidirectional Lamp | Edison Screw Base | Forward Phase Cut Controls | 91.5 | 2700 | 0.0003 | 93 | 59 | 72 | 1 | Ambient | 25000 | 0.934 | 1 |  | 0.1 | 21 | 21 | 0.33 | 0.32 | 0.3 | 0.29 | 0.02 | 0 | 0.33 | 0.32 | 0.3 | 0.29 | 0.02 | 0 | 0.13 | 0.13 | 0.11 | 0.06 | 0.05 | 0.01 | True |  | Non Federally-Regulated | 07/13/2018 |  | 09/18/2018
SAVE ENERGY LED AUTHORITY CORPORATION | 90+ Lighting | 0 | Light Emitting Diode | Omnidirectional Lamp | Edison Screw Base | Forward Phase Cut Controls | 90.5 | 3000 | 0.0011 | 93 | 68 | 72 | 1 | Ambient | 25000 | 0.934 | 1 |  | 0.1 | 21 | 21 | 0.33 | 0.32 | 0.3 | 0.29 | 0.02 | 0 | 0.33 | 0.32 | 0.3 | 0.29 | 0.02 | 0 | 0.13 | 0.13 | 0.11 | 0.06 | 0.05 | 0.01 | True |  | Non Federally-Regulated | 07/13/2018 |  | 09/18/2018
SAVE ENERGY LED AUTHORITY CORPORATION | 90+ Lighting | 0 | Light Emitting Diode | Omnidirectional Lamp | Edison Screw Base | Forward Phase Cut Controls | 94.8 | 2700 | 0.0006 | 93 | 59 | 79 | 1 | Ambient | 25000 | 0.935 | 1 |  | 0.1 | 21 | 21 | 0.31 | 0.3 | 0.29 | 0.27 | 0.02 | 0 | 0.27 | 0.26 | 0.26 | 0.2 | 0.05 | 0 | 0.13 | 0.13 | 0.12 | 0.08 | 0.05 | 0.01 | True |  | Non Federally-Regulated | 07/13/2018 |  | 09/18/2018
SAVE ENERGY LED AUTHORITY CORPORATION | 90+ Lighting | 0 | Light Emitting Diode | Omnidirectional Lamp | Edison Screw Base | Forward Phase Cut Controls | 99.7 | 3000 | 0.0012 | 93 | 68 | 79 | 1 | Ambient | 25000 | 0.935 | 1 |  | 0.1 | 21 | 21 | 0.31 | 0.3 | 0.29 | 0.27 | 0.02 | 0 | 0.27 | 0.26 | 0.26 | 0.2 | 0.05 | 0 | 0.13 | 0.13 | 0.12 | 0.08 | 0.05 | 0.01 | True |  | Non Federally-Regulated | 07/13/2018 |  | 09/18/2018
SAVE ENERGY LED AUTHORITY CORPORATION | 90+ Lighting | 0 | Light Emitting Diode | Omnidirectional Lamp | Edison Screw Base | Forward Phase Cut Controls | 90.6 | 2700 | 0.0001 | 93 | 61 | 70 | 0.9 | Ambient | 25000 | 0.931 | 1 |  | 0.1 | 22 | 21 | 0.33 | 0.33 | 0.31 | 0.29 | 0.02 | 0 | 0.37 | 0.36 | 0.36 | 0.27 | 0.07 | 0 | 0.17 | 0.17 | 0.14 | 0.09 | 0.06 | 0.01 | True |  | Non Federally-Regulated | 07/13/2018 |  | 09/18/2018
SAVE ENERGY LED AUTHORITY CORPORATION | 90+ Lighting | 0 | Light Emitting Diode | Omnidirectional Lamp | Edison Screw Base | Forward Phase Cut Controls | 92.9 | 3000 | 0.0006 | 93 | 67 | 70 | 0.9 | Ambient | 25000 | 0.931 | 1 |  | 0.1 | 22 | 21 | 0.33 | 0.33 | 0.31 | 0.29 | 0.02 | 0 | 0.37 | 0.36 | 0.36 | 0.27 | 0.07 | 0 | 0.17 | 0.17 | 0.14 | 0.09 | 0.06 | 0.01 | True |  | Non Federally-Regulated | 07/13/2018 |  | 09/18/2018
SAVE ENERGY LED AUTHORITY CORPORATION | 90+ Lighting | 0 | Light Emitting Diode | Inseparable Luminaire | Edison Screw Base | Forward Phase Cut Controls | 77.5 | 2700 | 0.0001 | 93 | 60 | 57 | 0.9 | Elevated | 30000 |  |  | 31000 | 0.1 | 21 | 20 | 0.35 | 0.34 | 0.32 | 0.29 | 0 | 0 | 0.3 | 0.3 | 0.29 | 0.23 | 0.01 | 0.01 | 0.17 | 0.17 | 0.15 | 0.11 | 0.01 | 0 | True |  | Non Federally-Regulated | 07/13/2018 |  | 09/18/2018
SAVE ENERGY LED AUTHORITY CORPORATION | 90+ Lighting | 0 | Light Emitting Diode | Inseparable Luminaire | Edison Screw Base | Forward Phase Cut Controls | 78 | 3000 | 0.0008 | 94 | 69 | 57 | 0.9 | Elevated | 30000 |  |  | 31000 | 0.1 | 21 | 20 | 0.35 | 0.34 | 0.32 | 0.29 | 0 | 0 | 0.3 | 0.3 | 0.29 | 0.23 | 0.01 | 0.01 | 0.17 | 0.17 | 0.15 | 0.11 | 0.01 | 0 | True |  | Non Federally-Regulated | 07/13/2018 |  | 09/18/2018
SAVE ENERGY LED AUTHORITY CORPORATION | 90+ Lighting | 0 | Light Emitting Diode | Inseparable Luminaire | Edison Screw Base | Forward Phase Cut Controls | 78.6 | 4000 | 0.0012 | 95 | 95 | 57 | 0.9 | Elevated | 30000 |  |  | 31000 | 0.1 | 21 | 20 | 0.35 | 0.34 | 0.32 | 0.29 | 0 | 0 | 0.3 | 0.3 | 0.29 | 0.23 | 0.01 | 0.01 | 0.17 | 0.17 | 0.15 | 0.11 | 0.01 | 0 | True |  | Non Federally-Regulated | 07/13/2018 |  | 09/18/2018
SAVE ENERGY LED AUTHORITY CORPORATION | 90+ Lighting | 0 | Light Emitting Diode | Inseparable Luminaire | Edison Screw Base | Forward Phase Cut Controls | 83 | 2700 | 0.0004 | 93 | 62 | 157 | 0.9 | Elevated | 36000 |  |  | 36000 | 0.1 | 21 | 21 | 0.31 | 0.29 | 0.28 | 0.26 | 0.02 | 0 | 0.26 | 0.25 | 0.25 | 0.2 | 0.03 | 0 | 0.14 | 0.14 | 0.14 | 0.11 | 0.03 | 0 | True |  | Non Federally-Regulated | 07/13/2018 |  | 09/18/2018
SAVE ENERGY LED AUTHORITY CORPORATION | 90+ Lighting | 0 | Light Emitting Diode | Inseparable Luminaire | Edison Screw Base | Forward Phase Cut Controls | 83 | 3000 | 0.0004 | 93 | 62 | 157 | 0.9 | Elevated | 36000 |  |  | 36000 | 0.1 | 21 | 21 | 0.31 | 0.29 | 0.28 | 0.26 | 0.02 | 0 | 0.26 | 0.25 | 0.25 | 0.2 | 0.03 | 0 | 0.14 | 0.14 | 0.14 | 0.11 | 0.03 | 0 | True |  | Non Federally-Regulated | 07/13/2018 |  | 09/18/2018
SAVE ENERGY LED AUTHORITY CORPORATION | 90+ Lighting | 0 | Light Emitting Diode | Inseparable Luminaire | Edison Screw Base | Forward Phase Cut Controls | 83 | 4000 | 0.0004 | 93 | 62 | 157 | 0.9 | Elevated | 36000 |  |  | 36000 | 0.1 | 21 | 21 | 0.31 | 0.29 | 0.28 | 0.26 | 0.02 | 0 | 0.26 | 0.25 | 0.25 | 0.2 | 0.03 | 0 | 0.14 | 0.14 | 0.14 | 0.11 | 0.03 | 0 | True |  | Non Federally-Regulated | 07/13/2018 |  | 09/18/2018
SAVE ENERGY LED AUTHORITY CORPORATION | 90+ Lighting | 0 | Light Emitting Diode | Inseparable Luminaire | Edison Screw Base | Forward Phase Cut Controls | 76.4 | 2700 | 0.0009 | 93 | 61 | 132 | 0.9 | Elevated | 30000 |  |  | 31000 | 0.1 | 21 | 20 | 0.33 | 0.32 | 0.3 | 0.28 | 0.02 | 0 | 0.29 | 0.29 | 0.28 | 0.23 | 0.03 | 0 | 0.16 | 0.16 | 0.16 | 0.12 | 0.04 | 0 | True |  | Non Federally-Regulated | 07/13/2018 |  | 09/18/2018
SAVE ENERGY LED AUTHORITY CORPORATION | 90+ Lighting | 0 | Light Emitting Diode | Inseparable Luminaire | Edison Screw Base | Forward Phase Cut Controls | 76.4 | 3000 | 0.0009 | 93 | 61 | 132 | 0.9 | Elevated | 30000 |  |  | 31000 | 0.1 | 21 | 20 | 0.33 | 0.32 | 0.3 | 0.28 | 0.02 | 0 | 0.29 | 0.29 | 0.28 | 0.23 | 0.03 | 0 | 0.16 | 0.16 | 0.16 | 0.12 | 0.04 | 0 | True |  | Non Federally-Regulated | 07/13/2018 |  | 09/18/2018
SAVE ENERGY LED AUTHORITY CORPORATION | 90+ Lighting | 0 | Light Emitting Diode | Inseparable Luminaire | Edison Screw Base | Forward Phase Cut Controls | 76.4 | 4000 | 0.0009 | 93 | 61 | 132 | 0.9 | Elevated | 30000 |  |  | 31000 | 0.1 | 21 | 20 | 0.33 | 0.32 | 0.3 | 0.28 | 0.02 | 0 | 0.29 | 0.29 | 0.28 | 0.23 | 0.03 | 0 | 0.16 | 0.16 | 0.16 | 0.12 | 0.04 | 0 | True |  | Non Federally-Regulated | 07/13/2018 |  | 09/18/2018
Cooper Lighting Solutions LLC (formerly Eaton) | Halo | SMD6S12950WHE* | Light Emitting Diode | Inseparable Luminaire | Quick Connect | Forward Phase Cut Controls | 80.3 | 2741 | -0.001 | 94 | 78 | 500 | 1 | Elevated | 50000 |  |  | 50000 | 0 | 0 | 20 | 0.21 | 0.21 | 0.21 | 0.19 | 0 | 0 | 0.13 | 0.12 | 0.12 | 0.12 | 0.03 | 0.03 | 0.04 | 0.03 | 0.03 | 0.03 | 0 | 0 | True |  | Non Federally-Regulated | 06/19/2018 |  | 09/18/2018
Cooper Lighting Solutions LLC (formerly Eaton) | Halo | SMD6R12950WHE* | Light Emitting Diode | Inseparable Luminaire | Quick Connect | Forward Phase Cut Controls | 83.3 | 2723 | -0.0018 | 93 | 65 | 500 | 1 | Elevated | 50000 |  |  | 50000 | 0 | 0 | 20 | 0.21 | 0.21 | 0.21 | 0.19 | 0 | 0 | 0.13 | 0.11 | 0.11 | 0.11 | 0.03 | 0.03 | 0.04 | 0.03 | 0.03 | 0.02 | 0 | 0 | True |  | Non Federally-Regulated | 06/19/2018 |  | 09/18/2018
Cooper Lighting Solutions LLC (formerly Eaton) | Halo | BLD612950WH** | Light Emitting Diode | Inseparable Luminaire | Quick Connect | Forward Phase Cut Controls | 82 | 2715 | 0.0003 | 93 | 63 | 500 | 1 | Elevated | 50000 |  |  | 50000 | 0 | 0 | 20 | 0.3 | 0.29 | 0.27 | 0.23 | 0 | 0 | 0.17 | 0.13 | 0.13 | 0.11 | 0.01 | 0.01 | 0.08 | 0.05 | 0.05 | 0.04 | 0 | 0 | True |  | Non Federally-Regulated | 07/27/2018 |  | 09/18/2018
SAVE ENERGY LED AUTHORITY CORPORATION | 90+ Lighting | SE-350.151 | Light Emitting Diode | Decorative Lamp | Edison Screw Base | Forward Phase Cut Controls | 91.7 | 3000 | 0 | 93 | 66 | 68 | 0.9 | Ambient | 25000 | 0.928 | 1 |  | 0.1 | 21 | 21 | 0.3 | 0.29 | 0.28 | 0.27 | 0.02 | 0 | 0.25 | 0.25 | 0.23 | 0.11 | 0.07 | 0.01 | 0.2 | 0.22 | 0.21 | 0.2 | 0 | 0 | True |  | Non Federally-Regulated | 07/13/2018 |  | 09/24/2018
SAVE ENERGY LED AUTHORITY CORPORATION | 90+ Lighting | SE-350.152 | Light Emitting Diode | Decorative Lamp | Edison Screw Base | Forward Phase Cut Controls | 91.7 | 3000 | 0 | 93 | 66 | 68 | 0.9 | Ambient | 25000 | 0.928 | 1 |  | 0.1 | 21 | 21 | 0.3 | 0.29 | 0.28 | 0.27 | 0.02 | 0 | 0.25 | 0.25 | 0.23 | 0.11 | 0.07 | 0.01 | 0.2 | 0.22 | 0.21 | 0.2 | 0 | 0 | True |  | Non Federally-Regulated | 07/13/2018 |  | 09/24/2018
SAVE ENERGY LED AUTHORITY CORPORATION | 90+ Lighting | 0 | Light Emitting Diode | Omnidirectional Lamp | GU Base | Forward Phase Cut Controls | 90.6 | 2700 | 0.0001 | 93 | 61 | 70 | 0.9 | Ambient | 25000 | 0.931 | 1 |  | 0.1 | 22 | 21 | 0.33 | 0.33 | 0.31 | 0.29 | 0.02 | 0 | 0.37 | 0.36 | 0.36 | 0.27 | 0.07 | 0 | 0.17 | 0.17 | 0.14 | 0.09 | 0.06 | 0.01 | True |  | Non Federally-Regulated | 07/13/2018 |  | 09/24/2018
SAVE ENERGY LED AUTHORITY CORPORATION | 90+ Lighting | 0 | Light Emitting Diode | Omnidirectional Lamp | GU Base | Forward Phase Cut Controls | 92.9 | 3000 | 0.0006 | 93 | 67 | 70 | 0.9 | Ambient | 25000 | 0.931 | 1 |  | 0.1 | 22 | 21 | 0.33 | 0.33 | 0.31 | 0.29 | 0.02 | 0 | 0.37 | 0.36 | 0.36 | 0.27 | 0.07 | 0 | 0.17 | 0.17 | 0.14 | 0.09 | 0.06 | 0.01 | True |  | Non Federally-Regulated | 07/13/2018 |  | 09/24/2018
SAVE ENERGY LED AUTHORITY CORPORATION | 90+ Lighting | SE-350.154 | Light Emitting Diode | Decorative Lamp | Edison Screw Base | Forward Phase Cut Controls | 78.9 | 3000 | 0.0002 | 94 | 68 | 58 | 0.9 | Ambient | 25000 | 0.93 | 1 |  | 0.1 | 22 | 21 | 0.28 | 0.27 | 0.26 | 0.25 | 0.02 | 0 | 0.32 | 0.31 | 0.3 | 0.2 | 0.07 | 0 | 0.24 | 0.2 | 0.17 | 0.11 | 0.01 | 0 | True |  | Non Federally-Regulated | 07/13/2018 |  | 09/24/2018
SAVE ENERGY LED AUTHORITY CORPORATION | 90+ Lighting | SE-350.153 | Light Emitting Diode | Decorative Lamp | Edison Screw Base | Forward Phase Cut Controls | 78.9 | 3000 | 0.0002 | 94 | 68 | 58 | 0.9 | Ambient | 25000 | 0.93 | 1 |  | 0.1 | 22 | 21 | 0.28 | 0.27 | 0.26 | 0.25 | 0.02 | 0 | 0.32 | 0.31 | 0.3 | 0.2 | 0.07 | 0 | 0.24 | 0.2 | 0.17 | 0.11 | 0.01 | 0 | True |  | Non Federally-Regulated | 07/13/2018 |  | 09/24/2018
SAVE ENERGY LED AUTHORITY CORPORATION | 90+ Lighting | 0 | Light Emitting Diode | Omnidirectional Lamp | Edison Screw Base | Forward Phase Cut Controls | 97.6 | 2700 | 0.0003 | 93 | 60 | 87 | 1 | Elevated | 25000 | 0.931 | 1 |  | 0.1 | 21 | 21 | 0.3 | 0.29 | 0.28 | 0.26 | 0.02 | 0 | 0.24 | 0.23 | 0.24 | 0.17 | 0.05 | 0 | 0.08 | 0.08 | 0.07 | 0.05 | 0.03 | 0 | True |  | Non Federally-Regulated | 07/13/2018 |  | 09/24/2018
SAVE ENERGY LED AUTHORITY CORPORATION | 90+ Lighting | 0 | Light Emitting Diode | Omnidirectional Lamp | Edison Screw Base | Forward Phase Cut Controls | 102.9 | 3000 | 0.001 | 93 | 69 | 87 | 1 | Elevated | 25000 | 0.931 | 1 |  | 0.1 | 21 | 21 | 0.3 | 0.29 | 0.28 | 0.26 | 0.02 | 0 | 0.24 | 0.23 | 0.24 | 0.17 | 0.05 | 0 | 0.08 | 0.08 | 0.07 | 0.05 | 0.03 | 0 | True |  | Non Federally-Regulated | 07/13/2018 |  | 09/24/2018
ADISION LIGHTING (HK)., CO., LIMITED | Adision | ADS4S927-WH | Light Emitting Diode | Inseparable Luminaire | Direct Wired | Forward Phase Cut Controls | 61.8 | 2741 | -0.0003 | 93 | 59 | 194 | 0.95 | Elevated | 50000 |  |  | 59000 | 0.05 | 21 | 20 | 0.31 | 0.3 | 0.28 | 0.26 | 0 | 0 | 0.24 | 0.23 | 0.23 | 0.18 | 0.01 | 0.01 | 0.1 | 0.09 | 0.09 | 0.07 | 0.01 | 0.01 | True |  | Non Federally-Regulated | 09/24/2018 |  | 09/25/2018
ADISION LIGHTING (HK)., CO., LIMITED | Adision | ADS4S927-** | Light Emitting Diode | Inseparable Luminaire | Direct Wired | Forward Phase Cut Controls | 61.8 | 2741 | -0.0003 | 93 | 59 | 194 | 0.95 | Elevated | 50000 |  |  | 59000 | 0.05 | 21 | 20 | 0.31 | 0.3 | 0.28 | 0.26 | 0 | 0 | 0.24 | 0.23 | 0.23 | 0.18 | 0.01 | 0.01 | 0.1 | 0.09 | 0.09 | 0.07 | 0.01 | 0.01 | True |  | Non Federally-Regulated | 09/24/2018 |  | 09/25/2018
ADISION LIGHTING (HK)., CO., LIMITED | Adision | ADS4S930-** | Light Emitting Diode | Inseparable Luminaire | Direct Wired | Forward Phase Cut Controls | 61.8 | 2741 | -0.0003 | 93 | 59 | 194 | 0.95 | Elevated | 50000 |  |  | 59000 | 0.05 | 21 | 20 | 0.31 | 0.3 | 0.28 | 0.26 | 0 | 0 | 0.24 | 0.23 | 0.23 | 0.18 | 0.01 | 0.01 | 0.1 | 0.09 | 0.09 | 0.07 | 0.01 | 0.01 | True |  | Non Federally-Regulated | 09/24/2018 |  | 09/25/2018
ADISION LIGHTING (HK)., CO., LIMITED | Adision | ADS4S940-** | Light Emitting Diode | Inseparable Luminaire | Direct Wired | Forward Phase Cut Controls | 61.8 | 2741 | -0.0003 | 93 | 59 | 194 | 0.95 | Elevated | 50000 |  |  | 59000 | 0.05 | 21 | 20 | 0.31 | 0.3 | 0.28 | 0.26 | 0 | 0 | 0.24 | 0.23 | 0.23 | 0.18 | 0.01 | 0.01 | 0.1 | 0.09 | 0.09 | 0.07 | 0.01 | 0.01 | True |  | Non Federally-Regulated | 09/24/2018 |  | 09/25/2018
ADISION LIGHTING (HK)., CO., LIMITED | Adision | DSE421202KSQ** | Light Emitting Diode | Inseparable Luminaire | Direct Wired | Forward Phase Cut Controls | 61.8 | 2741 | -0.0003 | 93 | 59 | 194 | 0.95 | Elevated | 50000 |  |  | 59000 | 0.05 | 21 | 20 | 0.31 | 0.3 | 0.28 | 0.26 | 0 | 0 | 0.24 | 0.23 | 0.23 | 0.18 | 0.01 | 0.01 | 0.1 | 0.09 | 0.09 | 0.07 | 0.01 | 0.01 | True |  | Non Federally-Regulated | 09/24/2018 |  | 09/25/2018
ADISION LIGHTING (HK)., CO., LIMITED | Adision | DSE421203KSQ** | Light Emitting Diode | Inseparable Luminaire | Direct Wired | Forward Phase Cut Controls | 61.8 | 2741 | -0.0003 | 93 | 59 | 194 | 0.95 | Elevated | 50000 |  |  | 59000 | 0.05 | 21 | 20 | 0.31 | 0.3 | 0.28 | 0.26 | 0 | 0 | 0.24 | 0.23 | 0.23 | 0.18 | 0.01 | 0.01 | 0.1 | 0.09 | 0.09 | 0.07 | 0.01 | 0.01 | True |  | Non Federally-Regulated | 09/24/2018 |  | 09/25/2018
ADISION LIGHTING (HK)., CO., LIMITED | Adision | DSE421204KSQ** | Light Emitting Diode | Inseparable Luminaire | Direct Wired | Forward Phase Cut Controls | 61.8 | 2741 | -0.0003 | 93 | 59 | 194 | 0.95 | Elevated | 50000 |  |  | 59000 | 0.05 | 21 | 20 | 0.31 | 0.3 | 0.28 | 0.26 | 0 | 0 | 0.24 | 0.23 | 0.23 | 0.18 | 0.01 | 0.01 | 0.1 | 0.09 | 0.09 | 0.07 | 0.01 | 0.01 | True |  | Non Federally-Regulated | 09/24/2018 |  | 09/25/2018
ADISION LIGHTING (HK)., CO., LIMITED | Adision | ADS5R927-WH | Light Emitting Diode | Inseparable Luminaire | Direct Wired | Forward Phase Cut Controls | 61.3 | 2780 | -0.0003 | 93 | 59 | 153 | 0.95 | Elevated | 50000 |  |  | 59000 | 0.05 | 21 | 20 | 0.25 | 0.24 | 0.22 | 0.2 | 0 | 0 | 0.24 | 0.23 | 0.23 | 0.17 | 0.01 | 0 | 0.11 | 0.11 | 0.1 | 0.07 | 0 | 0 | True |  | Non Federally-Regulated | 09/24/2018 |  | 09/25/2018
ADISION LIGHTING (HK)., CO., LIMITED | Adision | ADS5R927-** | Light Emitting Diode | Inseparable Luminaire | Direct Wired | Forward Phase Cut Controls | 61.3 | 2780 | -0.0003 | 93 | 59 | 153 | 0.95 | Elevated | 50000 |  |  | 59000 | 0.05 | 21 | 20 | 0.25 | 0.24 | 0.22 | 0.2 | 0 | 0 | 0.24 | 0.23 | 0.23 | 0.17 | 0.01 | 0 | 0.11 | 0.11 | 0.1 | 0.07 | 0 | 0 | True |  | Non Federally-Regulated | 09/24/2018 |  | 09/25/2018
ADISION LIGHTING (HK)., CO., LIMITED | Adision | ADS5R930-** | Light Emitting Diode | Inseparable Luminaire | Direct Wired | Forward Phase Cut Controls | 61.3 | 2780 | -0.0003 | 93 | 59 | 153 | 0.95 | Elevated | 50000 |  |  | 59000 | 0.05 | 21 | 20 | 0.25 | 0.24 | 0.22 | 0.2 | 0 | 0 | 0.24 | 0.23 | 0.23 | 0.17 | 0.01 | 0 | 0.11 | 0.11 | 0.1 | 0.07 | 0 | 0 | True |  | Non Federally-Regulated | 09/24/2018 |  | 09/25/2018
ADISION LIGHTING (HK)., CO., LIMITED | Adision | ADS5R940-** | Light Emitting Diode | Inseparable Luminaire | Direct Wired | Forward Phase Cut Controls | 61.3 | 2780 | -0.0003 | 93 | 59 | 153 | 0.95 | Elevated | 50000 |  |  | 59000 | 0.05 | 21 | 20 | 0.25 | 0.24 | 0.22 | 0.2 | 0 | 0 | 0.24 | 0.23 | 0.23 | 0.17 | 0.01 | 0 | 0.11 | 0.11 | 0.1 | 0.07 | 0 | 0 | True |  | Non Federally-Regulated | 09/24/2018 |  | 09/25/2018
ADISION LIGHTING (HK)., CO., LIMITED | Adision | DSE521202KRD** | Light Emitting Diode | Inseparable Luminaire | Direct Wired | Forward Phase Cut Controls | 61.3 | 2780 | -0.0003 | 93 | 59 | 153 | 0.95 | Elevated | 50000 |  |  | 59000 | 0.05 | 21 | 20 | 0.25 | 0.24 | 0.22 | 0.2 | 0 | 0 | 0.24 | 0.23 | 0.23 | 0.17 | 0.01 | 0 | 0.11 | 0.11 | 0.1 | 0.07 | 0 | 0 | True |  | Non Federally-Regulated | 09/24/2018 |  | 09/25/2018
ADISION LIGHTING (HK)., CO., LIMITED | Adision | DSE521203KRD** | Light Emitting Diode | Inseparable Luminaire | Direct Wired | Forward Phase Cut Controls | 61.3 | 2780 | -0.0003 | 93 | 59 | 153 | 0.95 | Elevated | 50000 |  |  | 59000 | 0.05 | 21 | 20 | 0.25 | 0.24 | 0.22 | 0.2 | 0 | 0 | 0.24 | 0.23 | 0.23 | 0.17 | 0.01 | 0 | 0.11 | 0.11 | 0.1 | 0.07 | 0 | 0 | True |  | Non Federally-Regulated | 09/24/2018 |  | 09/25/2018
ADISION LIGHTING (HK)., CO., LIMITED | Adision | DSE521204KRD** | Light Emitting Diode | Inseparable Luminaire | Direct Wired | Forward Phase Cut Controls | 61.3 | 2780 | -0.0003 | 93 | 59 | 153 | 0.95 | Elevated | 50000 |  |  | 59000 | 0.05 | 21 | 20 | 0.25 | 0.24 | 0.22 | 0.2 | 0 | 0 | 0.24 | 0.23 | 0.23 | 0.17 | 0.01 | 0 | 0.11 | 0.11 | 0.1 | 0.07 | 0 | 0 | True |  | Non Federally-Regulated | 09/24/2018 |  | 09/25/2018
ADISION LIGHTING (HK)., CO., LIMITED | Adision | ADS6S927-WH | Light Emitting Diode | Inseparable Luminaire | Direct Wired | Forward Phase Cut Controls | 67.8 | 2739 | 0.0001 | 94 | 67 | 159 | 0.94 | Elevated | 50000 |  |  | 60000 | 0.05 | 21 | 20 | 0.32 | 0.31 | 0.3 | 0.27 | 0.01 | 0 | 0.27 | 0.26 | 0.26 | 0.2 | 0.01 | 0 | 0.12 | 0.11 | 0.11 | 0.08 | 0.01 | 0 | True |  | Non Federally-Regulated | 09/24/2018 |  | 09/25/2018
ADISION LIGHTING (HK)., CO., LIMITED | Adision | ADS6S927-** | Light Emitting Diode | Inseparable Luminaire | Direct Wired | Forward Phase Cut Controls | 67.8 | 2739 | 0.0001 | 94 | 67 | 159 | 0.94 | Elevated | 50000 |  |  | 60000 | 0.05 | 21 | 20 | 0.32 | 0.31 | 0.3 | 0.27 | 0.01 | 0 | 0.27 | 0.26 | 0.26 | 0.2 | 0.01 | 0 | 0.12 | 0.11 | 0.11 | 0.08 | 0.01 | 0 | True |  | Non Federally-Regulated | 09/24/2018 |  | 09/25/2018
ADISION LIGHTING (HK)., CO., LIMITED | Adision | ADS6S930-** | Light Emitting Diode | Inseparable Luminaire | Direct Wired | Forward Phase Cut Controls | 67.8 | 2739 | 0.0001 | 94 | 67 | 159 | 0.94 | Elevated | 50000 |  |  | 60000 | 0.05 | 21 | 20 | 0.32 | 0.31 | 0.3 | 0.27 | 0.01 | 0 | 0.27 | 0.26 | 0.26 | 0.2 | 0.01 | 0 | 0.12 | 0.11 | 0.11 | 0.08 | 0.01 | 0 | True |  | Non Federally-Regulated | 09/24/2018 |  | 09/25/2018
ADISION LIGHTING (HK)., CO., LIMITED | Adision | ADS6S940-** | Light Emitting Diode | Inseparable Luminaire | Direct Wired | Forward Phase Cut Controls | 67.8 | 2739 | 0.0001 | 94 | 67 | 159 | 0.94 | Elevated | 50000 |  |  | 60000 | 0.05 | 21 | 20 | 0.32 | 0.31 | 0.3 | 0.27 | 0.01 | 0 | 0.27 | 0.26 | 0.26 | 0.2 | 0.01 | 0 | 0.12 | 0.11 | 0.11 | 0.08 | 0.01 | 0 | True |  | Non Federally-Regulated | 09/24/2018 |  | 09/25/2018
ADISION LIGHTING (HK)., CO., LIMITED | Adision | DSE621202KSQ** | Light Emitting Diode | Inseparable Luminaire | Direct Wired | Forward Phase Cut Controls | 67.8 | 2739 | 0.0001 | 94 | 67 | 159 | 0.94 | Elevated | 50000 |  |  | 60000 | 0.05 | 21 | 20 | 0.32 | 0.31 | 0.3 | 0.27 | 0.01 | 0 | 0.27 | 0.26 | 0.26 | 0.2 | 0.01 | 0 | 0.12 | 0.11 | 0.11 | 0.08 | 0.01 | 0 | True |  | Non Federally-Regulated | 09/24/2018 |  | 09/25/2018
ADISION LIGHTING (HK)., CO., LIMITED | Adision | DSE621203KSQ** | Light Emitting Diode | Inseparable Luminaire | Direct Wired | Forward Phase Cut Controls | 67.8 | 2739 | 0.0001 | 94 | 67 | 159 | 0.94 | Elevated | 50000 |  |  | 60000 | 0.05 | 21 | 20 | 0.32 | 0.31 | 0.3 | 0.27 | 0.01 | 0 | 0.27 | 0.26 | 0.26 | 0.2 | 0.01 | 0 | 0.12 | 0.11 | 0.11 | 0.08 | 0.01 | 0 | True |  | Non Federally-Regulated | 09/24/2018 |  | 09/25/2018
ADISION LIGHTING (HK)., CO., LIMITED | Adision | DSE621204KSQ** | Light Emitting Diode | Inseparable Luminaire | Direct Wired | Forward Phase Cut Controls | 67.8 | 2739 | 0.0001 | 94 | 67 | 159 | 0.94 | Elevated | 50000 |  |  | 60000 | 0.05 | 21 | 20 | 0.32 | 0.31 | 0.3 | 0.27 | 0.01 | 0 | 0.27 | 0.26 | 0.26 | 0.2 | 0.01 | 0 | 0.12 | 0.11 | 0.11 | 0.08 | 0.01 | 0 | True |  | Non Federally-Regulated | 09/24/2018 |  | 09/25/2018
ADISION LIGHTING (HK)., CO., LIMITED | Adision | ADS7R927-WH | Light Emitting Diode | Inseparable Luminaire | Direct Wired | Forward Phase Cut Controls | 68.3 | 2793 | -0.0002 | 95 | 68 | 140 | 0.95 | Elevated | 50000 |  |  | 56000 | 0.05 | 21 | 21 | 0.35 | 0.33 | 0.32 | 0.29 | 0 | 0 | 0.31 | 0.3 | 0.31 | 0.23 | 0.02 | 0.01 | 0.14 | 0.14 | 0.13 | 0.1 | 0.01 | 0.01 | True |  | Non Federally-Regulated | 09/24/2018 |  | 09/25/2018
ADISION LIGHTING (HK)., CO., LIMITED | Adision | ADS7R927-** | Light Emitting Diode | Inseparable Luminaire | Direct Wired | Forward Phase Cut Controls | 68.3 | 2793 | -0.0002 | 95 | 68 | 140 | 0.95 | Elevated | 50000 |  |  | 56000 | 0.05 | 21 | 21 | 0.35 | 0.33 | 0.32 | 0.29 | 0 | 0 | 0.31 | 0.3 | 0.31 | 0.23 | 0.02 | 0.01 | 0.14 | 0.14 | 0.13 | 0.1 | 0.01 | 0.01 | True |  | Non Federally-Regulated | 09/24/2018 |  | 09/25/2018
ADISION LIGHTING (HK)., CO., LIMITED | Adision | ADS7R930-** | Light Emitting Diode | Inseparable Luminaire | Direct Wired | Forward Phase Cut Controls | 68.3 | 2793 | -0.0002 | 95 | 68 | 140 | 0.95 | Elevated | 50000 |  |  | 56000 | 0.05 | 21 | 21 | 0.35 | 0.33 | 0.32 | 0.29 | 0 | 0 | 0.31 | 0.3 | 0.31 | 0.23 | 0.02 | 0.01 | 0.14 | 0.14 | 0.13 | 0.1 | 0.01 | 0.01 | True |  | Non Federally-Regulated | 09/24/2018 |  | 09/25/2018
ADISION LIGHTING (HK)., CO., LIMITED | Adision | ADS7R940-** | Light Emitting Diode | Inseparable Luminaire | Direct Wired | Forward Phase Cut Controls | 68.3 | 2793 | -0.0002 | 95 | 68 | 140 | 0.95 | Elevated | 50000 |  |  | 56000 | 0.05 | 21 | 21 | 0.35 | 0.33 | 0.32 | 0.29 | 0 | 0 | 0.31 | 0.3 | 0.31 | 0.23 | 0.02 | 0.01 | 0.14 | 0.14 | 0.13 | 0.1 | 0.01 | 0.01 | True |  | Non Federally-Regulated | 09/24/2018 |  | 09/25/2018
ADISION LIGHTING (HK)., CO., LIMITED | Adision | DSE821202KRD** | Light Emitting Diode | Inseparable Luminaire | Direct Wired | Forward Phase Cut Controls | 68.3 | 2793 | -0.0002 | 95 | 68 | 140 | 0.95 | Elevated | 50000 |  |  | 56000 | 0.05 | 21 | 21 | 0.35 | 0.33 | 0.32 | 0.29 | 0 | 0 | 0.31 | 0.3 | 0.31 | 0.23 | 0.02 | 0.01 | 0.14 | 0.14 | 0.13 | 0.1 | 0.01 | 0.01 | True |  | Non Federally-Regulated | 09/24/2018 |  | 09/25/2018
ADISION LIGHTING (HK)., CO., LIMITED | Adision | DSE821203KRD** | Light Emitting Diode | Inseparable Luminaire | Direct Wired | Forward Phase Cut Controls | 68.3 | 2793 | -0.0002 | 95 | 68 | 140 | 0.95 | Elevated | 50000 |  |  | 56000 | 0.05 | 21 | 21 | 0.35 | 0.33 | 0.32 | 0.29 | 0 | 0 | 0.31 | 0.3 | 0.31 | 0.23 | 0.02 | 0.01 | 0.14 | 0.14 | 0.13 | 0.1 | 0.01 | 0.01 | True |  | Non Federally-Regulated | 09/24/2018 |  | 09/25/2018
ADISION LIGHTING (HK)., CO., LIMITED | Adision | DSE821204KRD** | Light Emitting Diode | Inseparable Luminaire | Direct Wired | Forward Phase Cut Controls | 68.3 | 2793 | -0.0002 | 95 | 68 | 140 | 0.95 | Elevated | 50000 |  |  | 56000 | 0.05 | 21 | 21 | 0.35 | 0.33 | 0.32 | 0.29 | 0 | 0 | 0.31 | 0.3 | 0.31 | 0.23 | 0.02 | 0.01 | 0.14 | 0.14 | 0.13 | 0.1 | 0.01 | 0.01 | True |  | Non Federally-Regulated | 09/24/2018 |  | 09/25/2018
ADISION LIGHTING (HK)., CO., LIMITED | Adision | ADS9S927-WH | Light Emitting Diode | Inseparable Luminaire | Direct Wired | Forward Phase Cut Controls | 71.4 | 2779 | 0.0003 | 94 | 67 | 153 | 0.94 | Elevated | 50000 |  |  | 60000 | 0.05 | 21 | 21 | 0.34 | 0.33 | 0.31 | 0.29 | 0 | 0 | 0.3 | 0.29 | 0.3 | 0.23 | 0.01 | 0 | 0.14 | 0.13 | 0.13 | 0.1 | 0.01 | 0 | True |  | Non Federally-Regulated | 09/24/2018 |  | 09/25/2018
ADISION LIGHTING (HK)., CO., LIMITED | Adision | ADS9S927-** | Light Emitting Diode | Inseparable Luminaire | Direct Wired | Forward Phase Cut Controls | 71.4 | 2779 | 0.0003 | 94 | 67 | 153 | 0.94 | Elevated | 50000 |  |  | 60000 | 0.05 | 21 | 21 | 0.34 | 0.33 | 0.31 | 0.29 | 0 | 0 | 0.3 | 0.29 | 0.3 | 0.23 | 0.01 | 0 | 0.14 | 0.13 | 0.13 | 0.1 | 0.01 | 0 | True |  | Non Federally-Regulated | 09/24/2018 |  | 09/25/2018
ADISION LIGHTING (HK)., CO., LIMITED | Adision | ADS9S930-** | Light Emitting Diode | Inseparable Luminaire | Direct Wired | Forward Phase Cut Controls | 71.4 | 2779 | 0.0003 | 94 | 67 | 153 | 0.94 | Elevated | 50000 |  |  | 60000 | 0.05 | 21 | 21 | 0.34 | 0.33 | 0.31 | 0.29 | 0 | 0 | 0.3 | 0.29 | 0.3 | 0.23 | 0.01 | 0 | 0.14 | 0.13 | 0.13 | 0.1 | 0.01 | 0 | True |  | Non Federally-Regulated | 09/24/2018 |  | 09/25/2018
ADISION LIGHTING (HK)., CO., LIMITED | Adision | ADS9S940-** | Light Emitting Diode | Inseparable Luminaire | Direct Wired | Forward Phase Cut Controls | 71.4 | 2779 | 0.0003 | 94 | 67 | 153 | 0.94 | Elevated | 50000 |  |  | 60000 | 0.05 | 21 | 21 | 0.34 | 0.33 | 0.31 | 0.29 | 0 | 0 | 0.3 | 0.29 | 0.3 | 0.23 | 0.01 | 0 | 0.14 | 0.13 | 0.13 | 0.1 | 0.01 | 0 | True |  | Non Federally-Regulated | 09/24/2018 |  | 09/25/2018
ADISION LIGHTING (HK)., CO., LIMITED | Adision | DSE921202KSQ** | Light Emitting Diode | Inseparable Luminaire | Direct Wired | Forward Phase Cut Controls | 71.4 | 2779 | 0.0003 | 94 | 67 | 153 | 0.94 | Elevated | 50000 |  |  | 60000 | 0.05 | 21 | 21 | 0.34 | 0.33 | 0.31 | 0.29 | 0 | 0 | 0.3 | 0.29 | 0.3 | 0.23 | 0.01 | 0 | 0.14 | 0.13 | 0.13 | 0.1 | 0.01 | 0 | True |  | Non Federally-Regulated | 09/24/2018 |  | 09/25/2018
ADISION LIGHTING (HK)., CO., LIMITED | Adision | DSE921203KSQ** | Light Emitting Diode | Inseparable Luminaire | Direct Wired | Forward Phase Cut Controls | 71.4 | 2779 | 0.0003 | 94 | 67 | 153 | 0.94 | Elevated | 50000 |  |  | 60000 | 0.05 | 21 | 21 | 0.34 | 0.33 | 0.31 | 0.29 | 0 | 0 | 0.3 | 0.29 | 0.3 | 0.23 | 0.01 | 0 | 0.14 | 0.13 | 0.13 | 0.1 | 0.01 | 0 | True |  | Non Federally-Regulated | 09/24/2018 |  | 09/25/2018
ADISION LIGHTING (HK)., CO., LIMITED | Adision | DSE921204KSQ** | Light Emitting Diode | Inseparable Luminaire | Direct Wired | Forward Phase Cut Controls | 71.4 | 2779 | 0.0003 | 94 | 67 | 153 | 0.94 | Elevated | 50000 |  |  | 60000 | 0.05 | 21 | 21 | 0.34 | 0.33 | 0.31 | 0.29 | 0 | 0 | 0.3 | 0.29 | 0.3 | 0.23 | 0.01 | 0 | 0.14 | 0.13 | 0.13 | 0.1 | 0.01 | 0 | True |  | Non Federally-Regulated | 09/24/2018 |  | 09/25/2018
ADISION LIGHTING (HK)., CO., LIMITED | Adision | ADS9R927-WH | Light Emitting Diode | Inseparable Luminaire | Direct Wired | Forward Phase Cut Controls | 71.5 | 2762 | 0.0005 | 94 | 67 | 143 | 0.94 | Elevated | 50000 |  |  | 60000 | 0.05 | 21 | 20 | 0.34 | 0.33 | 0.31 | 0.28 | 0 | 0 | 0.31 | 0.29 | 0.3 | 0.23 | 0.01 | 0 | 0.14 | 0.13 | 0.13 | 0.1 | 0.01 | 0 | True |  | Non Federally-Regulated | 09/24/2018 |  | 09/25/2018
ADISION LIGHTING (HK)., CO., LIMITED | Adision | ADS9R927-** | Light Emitting Diode | Inseparable Luminaire | Direct Wired | Forward Phase Cut Controls | 71.5 | 2762 | 0.0005 | 94 | 67 | 143 | 0.94 | Elevated | 50000 |  |  | 60000 | 0.05 | 21 | 20 | 0.34 | 0.33 | 0.31 | 0.28 | 0 | 0 | 0.31 | 0.29 | 0.3 | 0.23 | 0.01 | 0 | 0.14 | 0.13 | 0.13 | 0.1 | 0.01 | 0 | True |  | Non Federally-Regulated | 09/24/2018 |  | 09/25/2018
ADISION LIGHTING (HK)., CO., LIMITED | Adision | ADS9R930-** | Light Emitting Diode | Inseparable Luminaire | Direct Wired | Forward Phase Cut Controls | 71.5 | 2762 | 0.0005 | 94 | 67 | 143 | 0.94 | Elevated | 50000 |  |  | 60000 | 0.05 | 21 | 20 | 0.34 | 0.33 | 0.31 | 0.28 | 0 | 0 | 0.31 | 0.29 | 0.3 | 0.23 | 0.01 | 0 | 0.14 | 0.13 | 0.13 | 0.1 | 0.01 | 0 | True |  | Non Federally-Regulated | 09/24/2018 |  | 09/25/2018
ADISION LIGHTING (HK)., CO., LIMITED | Adision | ADS9R940-** | Light Emitting Diode | Inseparable Luminaire | Direct Wired | Forward Phase Cut Controls | 71.5 | 2762 | 0.0005 | 94 | 67 | 143 | 0.94 | Elevated | 50000 |  |  | 60000 | 0.05 | 21 | 20 | 0.34 | 0.33 | 0.31 | 0.28 | 0 | 0 | 0.31 | 0.29 | 0.3 | 0.23 | 0.01 | 0 | 0.14 | 0.13 | 0.13 | 0.1 | 0.01 | 0 | True |  | Non Federally-Regulated | 09/24/2018 |  | 09/25/2018
ADISION LIGHTING (HK)., CO., LIMITED | Adision | DSE921202KRD** | Light Emitting Diode | Inseparable Luminaire | Direct Wired | Forward Phase Cut Controls | 71.5 | 2762 | 0.0005 | 94 | 67 | 143 | 0.94 | Elevated | 50000 |  |  | 60000 | 0.05 | 21 | 20 | 0.34 | 0.33 | 0.31 | 0.28 | 0 | 0 | 0.31 | 0.29 | 0.3 | 0.23 | 0.01 | 0 | 0.14 | 0.13 | 0.13 | 0.1 | 0.01 | 0 | True |  | Non Federally-Regulated | 09/24/2018 |  | 09/25/2018
ADISION LIGHTING (HK)., CO., LIMITED | Adision | DSE921203KRD** | Light Emitting Diode | Inseparable Luminaire | Direct Wired | Forward Phase Cut Controls | 71.5 | 2762 | 0.0005 | 94 | 67 | 143 | 0.94 | Elevated | 50000 |  |  | 60000 | 0.05 | 21 | 20 | 0.34 | 0.33 | 0.31 | 0.28 | 0 | 0 | 0.31 | 0.29 | 0.3 | 0.23 | 0.01 | 0 | 0.14 | 0.13 | 0.13 | 0.1 | 0.01 | 0 | True |  | Non Federally-Regulated | 09/24/2018 |  | 09/25/2018
ADISION LIGHTING (HK)., CO., LIMITED | Adision | DSE921204KRD** | Light Emitting Diode | Inseparable Luminaire | Direct Wired | Forward Phase Cut Controls | 71.5 | 2762 | 0.0005 | 94 | 67 | 143 | 0.94 | Elevated | 50000 |  |  | 60000 | 0.05 | 21 | 20 | 0.34 | 0.33 | 0.31 | 0.28 | 0 | 0 | 0.31 | 0.29 | 0.3 | 0.23 | 0.01 | 0 | 0.14 | 0.13 | 0.13 | 0.1 | 0.01 | 0 | True |  | Non Federally-Regulated | 09/24/2018 |  | 09/25/2018
SAVE ENERGY LED AUTHORITY CORPORATION | LED AUTHORITY | L4-BR30DG-11W-27S | Light Emitting Diode | Directional Lamp | Edison Screw Base | Forward Phase Cut Controls | 83.1 | 2700 | 0.001 | 92 | 57 | 55 | 1 | Elevated | 25000 | 0.93 | 1 |  | 0.1 | 20 | 23 | 0.26 | 0.26 | 0.25 | 0.24 | 0.03 | 0.73 | 0.23 | 0.24 | 0.24 | 0.19 | 0.03 | 0.01 | 0.17 | 0.17 | 0.18 | 0.14 | 0.03 | 0.01 | True |  | Non Federally-Regulated | 01/09/2018 |  | 10/01/2018
SAVE ENERGY LED AUTHORITY CORPORATION | LED AUTHORITY | L4-BR20DG-7W-27S | Light Emitting Diode | Directional Lamp | Edison Screw Base | Forward Phase Cut Controls | 82.7 | 2700 | 0.0008 | 92 | 55 | 51 | 0.9 | Elevated | 25000 | 0.93 | 1 |  | 0.1 | 20 | 23 | 0.3 | 0.3 | 0.3 | 0.29 | 0.02 | 0.62 | 0.31 | 0.31 | 0.31 | 0.26 | 0.03 | 0.01 | 0.23 | 0.23 | 0.23 | 0.18 | 0.03 | 0.02 | True |  | Non Federally-Regulated | 01/22/2018 |  | 10/01/2018
SAVE ENERGY LED AUTHORITY CORPORATION | LED AUTHORITY | L4-BR40DG-13W-27S | Light Emitting Diode | Directional Lamp | Edison Screw Base | Forward Phase Cut Controls | 85.4 | 2700 | 0.0009 | 93 | 57 | 57 | 0.9 | Elevated | 25000 | 0.93 | 1 |  | 0.1 | 21 | 21 | 0.22 | 0.22 | 0.22 | 0.2 | 0.02 | 0.42 | 0.2 | 0.21 | 0.21 | 0.17 | 0.03 | 0.01 | 0.16 | 0.17 | 0.17 | 0.13 | 0.03 | 0.01 | True |  | Non Federally-Regulated | 01/09/2018 |  | 10/01/2018
SAVE ENERGY LED AUTHORITY CORPORATION | LED AUTHORITY | L6-PAR20DGWP-7W-27-25 | Light Emitting Diode | Directional Lamp | Edison Screw Base | Forward Phase Cut Controls | 79.2 | 2700 | 0.0004 | 92 | 61 | 96 | 1 | Elevated | 25000 | 0.93 | 1 |  | 0.1 | 21 | 21 | 0.18 | 0.18 | 0.17 | 0.16 | 0.02 | 0.61 | 0.21 | 0.21 | 0.22 | 0.17 | 0.03 | 0.01 | 0.15 | 0.16 | 0.16 | 0.13 | 0.03 | 0.01 | True |  | Non Federally-Regulated | 01/09/2018 |  | 10/01/2018
SAVE ENERGY LED AUTHORITY CORPORATION | LED AUTHORITY | L6-PAR30DGWP-12W-27S-40 | Light Emitting Diode | Directional Lamp | Edison Screw Base | Forward Phase Cut Controls | 81.7 | 2700 | 0.0014 | 93 | 57 | 70 | 0.9 | Elevated | 25000 | 0.929 | 1 |  | 0.1 | 21 | 21 | 0.17 | 0.17 | 0.17 | 0.16 | 0.01 | 0.3 | 0.17 | 0.17 | 0.18 | 0.14 | 0.02 | 0.01 | 0.14 | 0.14 | 0.14 | 0.1 | 0.02 | 0.01 | True |  | Non Federally-Regulated | 01/09/2018 |  | 10/01/2018
SAVE ENERGY LED AUTHORITY CORPORATION | LED AUTHORITY | L6-PAR38DGWP-15W-27S-40 | Light Emitting Diode | Directional Lamp | Edison Screw Base | Forward Phase Cut Controls | 83.8 | 2700 | 0.0017 | 93 | 58 | 66 | 0.9 | Elevated | 25000 | 0.928 | 1 |  | 0.1 | 21 | 22 | 0.26 | 0.26 | 0.25 | 0.24 | 0.02 | 0.59 | 0.22 | 0.22 | 0.22 | 0.18 | 0.02 | 0.01 | 0.15 | 0.15 | 0.15 | 0.12 | 0.03 | 0.01 | True |  | Non Federally-Regulated | 01/09/2018 |  | 10/01/2018
SAVE ENERGY LED AUTHORITY CORPORATION | LED AUTHORITY | L5-MR16GU5.3DG-7W-27S-40 | Light Emitting Diode | Directional Lamp | GU Base | Forward Phase Cut Controls | 77 | 2700 | 0.001 | 92 | 54 | 65 | 0.9 | Elevated | 25000 | 0.928 | 1 |  | 0.1 | 22 | 22 | 0.12 | 0.12 | 0.12 | 0.09 | 0.01 | 0.13 | 0.02 | 0.02 | 0.02 | 0.02 | 0.01 | 0.01 | 0.03 | 0.03 | 0.02 | 0.01 | 0.01 | 0.01 | True |  | Non Federally-Regulated | 01/09/2018 |  | 10/01/2018
SAVE ENERGY LED AUTHORITY CORPORATION | LED AUTHORITY | L5-MR16GU10DG-7W-2700S-40 | Light Emitting Diode | Directional Lamp | GU Base | Forward Phase Cut Controls | 68.9 | 2700 | 0 | 93 | 62 | 113 | 1 | Elevated | 25000 | 0.935 | 1 |  | 0.1 | 22 | 22 | 0.16 | 0.15 | 0.15 | 0.14 | 0.02 | 0.57 | 0.18 | 0.18 | 0.18 | 0.01 | 0.02 | 0.01 | 0.18 | 0.18 | 0.18 | 0.15 | 0.02 | 0.01 | True |  | Non Federally-Regulated | 01/09/2018 |  | 10/01/2018
EcoSense Lighting Co., Ltd. | Slim Cove Dim | SCD-H-48-30-MULT-9 | Light Emitting Diode | Inseparable Luminaire | Direct Wired | Reverse Phase Cut Controls | 90 | 3000 | 0.0003 | 92 | 59 | 200 | 0.9 | Elevated | 60000 |  |  | 65000 | 0.1 | 24 | 24 | 0.15 | 0.15 | 0.15 | 0.15 | 0.15 | 0.15 | 0.15 | 0.15 | 0.15 | 0.15 | 0.15 | 0.15 | 0.15 | 0.15 | 0.15 | 0.15 | 0.15 | 0.15 | True |  | Non Federally-Regulated | 09/27/2018 |  | 10/01/2018
EcoSense Lighting Co., Ltd. | Slim Cove Dim | SCD-H-48-40-MULT-9 | Light Emitting Diode | Inseparable Luminaire | Direct Wired | Reverse Phase Cut Controls | 89 | 4000 | 0.0003 | 92 | 65 | 200 | 0.9 | Elevated | 60000 |  |  | 65000 | 0.1 | 24 | 24 | 0.15 | 0.15 | 0.15 | 0.15 | 0.15 | 0.15 | 0.15 | 0.15 | 0.15 | 0.15 | 0.15 | 0.15 | 0.15 | 0.15 | 0.15 | 0.15 | 0.15 | 0.15 | True |  | Non Federally-Regulated | 09/27/2018 |  | 10/01/2018
EcoSense Lighting Co., Ltd. | Slim Cove Dim | SCD-H-48-35-MULT-9 | Light Emitting Diode | Inseparable Luminaire | Direct Wired | Reverse Phase Cut Controls | 93 | 3500 | 0.0003 | 92 | 64 | 200 | 0.9 | Elevated | 60000 |  |  | 65000 | 0.1 | 24 | 24 | 0.15 | 0.15 | 0.15 | 0.15 | 0.15 | 0.15 | 0.15 | 0.15 | 0.15 | 0.15 | 0.15 | 0.15 | 0.15 | 0.15 | 0.15 | 0.15 | 0.15 | 0.15 | True |  | Non Federally-Regulated | 09/27/2018 |  | 10/01/2018
Liton Lighting | Liton | LHX4LH***-T27 | Light Emitting Diode | Inseparable Luminaire | Direct Wired | Forward Phase Cut Controls | 61 | 2700 | -0.0005 | 94 | 62 | 58 | 0.99 | Ambient | 50000 |  |  | 47000 | 0.1 | 19 | 21 | 0.14 | 0.13 | 0.13 | 0.13 | 0 | 0 | 0.18 | 0.18 | 0.18 | 0.15 | 0.01 | 0.01 | 0.11 | 0.11 | 0.11 | 0.11 | 0 | 0 | True |  | Non Federally-Regulated | 10/04/2018 |  | 10/04/2018
Liton Lighting | Liton | LHX4LH***-T30 | Light Emitting Diode | Inseparable Luminaire | Direct Wired | Forward Phase Cut Controls | 68 | 3000 | -0.0017 | 93 | 58 | 58 | 0.99 | Ambient | 50000 |  |  | 47000 | 0.1 | 19 | 21 | 0.14 | 0.13 | 0.13 | 0.13 | 0 | 0 | 0.18 | 0.18 | 0.18 | 0.15 | 0.01 | 0.01 | 0.11 | 0.11 | 0.11 | 0.11 | 0 | 0 | True |  | Non Federally-Regulated | 10/04/2018 |  | 10/04/2018
Liton Lighting | Liton | LHX4LH***-T40 | Light Emitting Diode | Inseparable Luminaire | Direct Wired | Forward Phase Cut Controls | 64 | 4000 | 0.0015 | 93 | 62 | 58 | 0.99 | Ambient | 50000 |  |  | 47000 | 0.1 | 19 | 21 | 0.14 | 0.13 | 0.13 | 0.13 | 0 | 0 | 0.18 | 0.18 | 0.18 | 0.15 | 0.01 | 0.01 | 0.11 | 0.11 | 0.11 | 0.11 | 0 | 0 | True |  | Non Federally-Regulated | 10/04/2018 |  | 10/04/2018
Visual Comfort & Company | Element | EDIH-5** | Light Emitting Diode | Inseparable Luminaire | Direct Wired | Forward Phase Cut Controls | 104 | 2758 | 0.0012 | 94 | 65 | 221 | 0.96 | Ambient | 15000 |  |  | 93000 | 0.01 | 17 | 16 | 0.05 | 0.03 | 0.03 | 0.02 | 0 | 0 | 0.37 | 0.19 | 0.18 | 0.15 | 0 | 0 | 0.62 | 0.12 | 0.09 | 0.07 | 0 | 0 | True |  | Non Federally-Regulated | 06/02/2017 |  | 10/16/2018
Visual Comfort & Company | Element | EDIH-5**-**** | Light Emitting Diode | Inseparable Luminaire | Direct Wired | Forward Phase Cut Controls | 104 | 2758 | 0.0012 | 94 | 65 | 221 | 0.96 | Ambient | 15000 |  |  | 93000 | 0.01 | 17 | 16 | 0.05 | 0.03 | 0.03 | 0.02 | 0 | 0 | 0.37 | 0.19 | 0.18 | 0.15 | 0 | 0 | 0.62 | 0.12 | 0.09 | 0.07 | 0 | 0 | True |  | Non Federally-Regulated | 06/02/2017 |  | 10/16/2018
Visual Comfort & Company | Element | EDIH-5**-***** | Light Emitting Diode | Inseparable Luminaire | Direct Wired | Forward Phase Cut Controls | 104 | 2758 | 0.0012 | 94 | 65 | 221 | 0.96 | Ambient | 15000 |  |  | 93000 | 0.01 | 17 | 16 | 0.05 | 0.03 | 0.03 | 0.02 | 0 | 0 | 0.37 | 0.19 | 0.18 | 0.15 | 0 | 0 | 0.62 | 0.12 | 0.09 | 0.07 | 0 | 0 | True |  | Non Federally-Regulated | 06/02/2017 |  | 10/16/2018
Visual Comfort & Company | Element | EDIH-8** | Light Emitting Diode | Inseparable Luminaire | Direct Wired | Forward Phase Cut Controls | 105 | 2755 | 0.0004 | 94 | 66 | 145 | 0.98 | Ambient | 15000 |  |  | 93000 | 0.01 | 17 | 16 | 0.28 | 0.02 | 0.02 | 0.02 | 0 | 0 | 0.28 | 0.16 | 0.15 | 0.13 | 0 | 0 | 0.37 | 0.11 | 0.09 | 0.07 | 0 | 0 | True |  | Non Federally-Regulated | 06/02/2017 |  | 10/16/2018
Visual Comfort & Company | Element | EDIH-8**-**** | Light Emitting Diode | Inseparable Luminaire | Direct Wired | Forward Phase Cut Controls | 105 | 2755 | 0.0004 | 94 | 66 | 145 | 0.98 | Ambient | 15000 |  |  | 93000 | 0.01 | 17 | 16 | 0.28 | 0.02 | 0.02 | 0.02 | 0 | 0 | 0.28 | 0.16 | 0.15 | 0.13 | 0 | 0 | 0.37 | 0.11 | 0.09 | 0.07 | 0 | 0 | True |  | Non Federally-Regulated | 06/02/2017 |  | 10/16/2018
Visual Comfort & Company | Element | EDIH-8**-***** | Light Emitting Diode | Inseparable Luminaire | Direct Wired | Forward Phase Cut Controls | 105 | 2755 | 0.0004 | 94 | 66 | 145 | 0.98 | Ambient | 15000 |  |  | 93000 | 0.01 | 17 | 16 | 0.28 | 0.02 | 0.02 | 0.02 | 0 | 0 | 0.28 | 0.16 | 0.15 | 0.13 | 0 | 0 | 0.37 | 0.11 | 0.09 | 0.07 | 0 | 0 | True |  | Non Federally-Regulated | 06/02/2017 |  | 10/16/2018
Visual Comfort & Company | Element | EDIH-12** | Light Emitting Diode | Inseparable Luminaire | Direct Wired | Forward Phase Cut Controls | 100 | 2729 | 0.0004 | 94 | 64 | 329 | 0.98 | Ambient | 15000 |  |  | 93000 | 0.02 | 16 | 16 | 0.31 | 0.02 | 0.02 | 0.01 | 0 | 0 | 0.22 | 0.07 | 0.06 | 0.04 | 0 | 0 | 0.65 | 0.13 | 0.09 | 0.07 | 0 | 0 | True |  | Non Federally-Regulated | 06/02/2017 |  | 10/16/2018
Visual Comfort & Company | Element | EDIH-12**-**** | Light Emitting Diode | Inseparable Luminaire | Direct Wired | Forward Phase Cut Controls | 100 | 2729 | 0.0004 | 94 | 64 | 329 | 0.98 | Ambient | 15000 |  |  | 93000 | 0.02 | 16 | 16 | 0.31 | 0.02 | 0.02 | 0.01 | 0 | 0 | 0.22 | 0.07 | 0.06 | 0.04 | 0 | 0 | 0.65 | 0.13 | 0.09 | 0.07 | 0 | 0 | True |  | Non Federally-Regulated | 06/02/2017 |  | 10/16/2018
Visual Comfort & Company | Element | EDIH-12**-***** | Light Emitting Diode | Inseparable Luminaire | Direct Wired | Forward Phase Cut Controls | 100 | 2729 | 0.0004 | 94 | 64 | 329 | 0.98 | Ambient | 15000 |  |  | 93000 | 0.02 | 16 | 16 | 0.31 | 0.02 | 0.02 | 0.01 | 0 | 0 | 0.22 | 0.07 | 0.06 | 0.04 | 0 | 0 | 0.65 | 0.13 | 0.09 | 0.07 | 0 | 0 | True |  | Non Federally-Regulated | 06/02/2017 |  | 10/16/2018
SAVE ENERGY LED AUTHORITY CORPORATION | 90+ Lighting | 0 | Light Emitting Diode | Directional Lamp | Edison Screw Base | Forward Phase Cut Controls | 84.2 | 2700 | 0.0003 | 92 | 56 | 72 | 0.96 | Elevated | 25000 | 0.93 | 1 |  | 0.05 | 22 | 21 | 0.29 | 0.28 | 0.27 | 0.25 | 0.02 | 0 | 0.33 | 0.32 | 0.32 | 0.24 | 0.07 | 0 | 0.16 | 0.14 | 0.12 | 0.08 | 0.06 | 0 | True |  | Non Federally-Regulated | 09/22/2018 |  | 10/19/2018
SAVE ENERGY LED AUTHORITY CORPORATION | 90+ Lighting | 0 | Light Emitting Diode | Directional Lamp | Edison Screw Base | Forward Phase Cut Controls | 84.9 | 3000 | 0.0003 | 93 | 63 | 72 | 0.96 | Elevated | 25000 | 0.93 | 1 |  | 0.05 | 22 | 21 | 0.29 | 0.28 | 0.27 | 0.25 | 0.02 | 0 | 0.33 | 0.32 | 0.32 | 0.24 | 0.07 | 0 | 0.16 | 0.14 | 0.12 | 0.08 | 0.06 | 0 | True |  | Non Federally-Regulated | 09/22/2018 |  | 10/19/2018
SAVE ENERGY LED AUTHORITY CORPORATION | 90+ Lighting | 0 | Light Emitting Diode | Directional Lamp | Edison Screw Base | Forward Phase Cut Controls | 87.3 | 2700 | -0.0002 | 92 | 57 | 74 | 0.96 | Elevated | 25000 | 0.935 | 1 |  | 0.05 | 22 | 21 | 0.28 | 0.27 | 0.26 | 0.25 | 0.02 | 0 | 0.28 | 0.27 | 0.27 | 0.2 | 0.05 | 0 | 0.12 | 0.12 | 0.11 | 0.05 | 0.05 | 0.01 | True |  | Non Federally-Regulated | 09/22/2018 |  | 10/19/2018
SAVE ENERGY LED AUTHORITY CORPORATION | 90+ Lighting | 0 | Light Emitting Diode | Directional Lamp | Edison Screw Base | Forward Phase Cut Controls | 90.4 | 3000 | -0.0005 | 93 | 65 | 74 | 0.96 | Elevated | 25000 | 0.935 | 1 |  | 0.05 | 22 | 21 | 0.28 | 0.27 | 0.26 | 0.25 | 0.02 | 0 | 0.28 | 0.27 | 0.27 | 0.2 | 0.05 | 0 | 0.12 | 0.12 | 0.11 | 0.05 | 0.05 | 0.01 | True |  | Non Federally-Regulated | 09/22/2018 |  | 10/19/2018
SAVE ENERGY LED AUTHORITY CORPORATION | 90+ Lighting | 0 | Light Emitting Diode | Directional Lamp | Edison Screw Base | Forward Phase Cut Controls | 82.7 | 2700 | 0.0002 | 93 | 59 | 57 | 0.9 | Elevated | 25000 | 0.927 | 1 |  | 0.05 | 22 | 21 | 0.28 | 0.27 | 0.26 | 0.24 | 0.02 | 0 | 0.4 | 0.38 | 0.38 | 0.27 | 0.08 | 0 | 0.14 | 0.13 | 0.13 | 0.12 | 0.01 | 0 | True |  | Non Federally-Regulated | 09/22/2018 |  | 10/19/2018
SAVE ENERGY LED AUTHORITY CORPORATION | 90+ Lighting | 0 | Light Emitting Diode | Directional Lamp | Edison Screw Base | Forward Phase Cut Controls | 82.6 | 3000 | 0.0001 | 94 | 66 | 57 | 0.9 | Elevated | 25000 | 0.927 | 1 |  | 0.05 | 22 | 21 | 0.28 | 0.27 | 0.26 | 0.24 | 0.02 | 0 | 0.4 | 0.38 | 0.38 | 0.27 | 0.08 | 0 | 0.14 | 0.13 | 0.13 | 0.12 | 0.01 | 0 | True |  | Non Federally-Regulated | 09/22/2018 |  | 10/19/2018
SAVE ENERGY LED AUTHORITY CORPORATION | 90+ Lighting | 0 | Light Emitting Diode | Directional Lamp | Edison Screw Base | Forward Phase Cut Controls | 77.2 | 2700 | -0.0001 | 93 | 59 | 61 | 0.94 | Elevated | 25000 | 0.933 | 1 |  | 0.05 | 22 | 21 | 0.31 | 0.3 | 0.29 | 0.27 | 0.02 | 0 | 0.36 | 0.35 | 0.34 | 0.24 | 0.07 | 0 | 0.17 | 0.17 | 0.15 | 0.11 | 0.06 | 0.01 | True |  | Non Federally-Regulated | 09/22/2018 |  | 10/19/2018
SAVE ENERGY LED AUTHORITY CORPORATION | 90+ Lighting | 0 | Light Emitting Diode | Directional Lamp | Edison Screw Base | Forward Phase Cut Controls | 79.8 | 3000 | -0.0004 | 94 | 66 | 61 | 0.94 | Elevated | 25000 | 0.933 | 1 |  | 0.05 | 22 | 21 | 0.31 | 0.3 | 0.29 | 0.27 | 0.02 | 0 | 0.36 | 0.35 | 0.34 | 0.24 | 0.07 | 0 | 0.17 | 0.17 | 0.15 | 0.11 | 0.06 | 0.01 | True |  | Non Federally-Regulated | 09/22/2018 |  | 10/19/2018
SAVE ENERGY LED AUTHORITY CORPORATION | 90+ Lighting | 0 | Light Emitting Diode | Directional Lamp | Edison Screw Base | Forward Phase Cut Controls | 85.3 | 2700 | 0.0005 | 93 | 60 | 87 | 0.96 | Elevated | 25000 | 0.934 | 1 |  | 0.05 | 22 | 21 | 0.28 | 0.27 | 0.26 | 0.25 | 0.02 | 0 | 0.28 | 0.27 | 0.27 | 0.2 | 0.05 | 0 | 0.12 | 0.12 | 0.11 | 0.05 | 0.05 | 0.01 | True |  | Non Federally-Regulated | 09/22/2018 |  | 10/19/2018
SAVE ENERGY LED AUTHORITY CORPORATION | 90+ Lighting | 0 | Light Emitting Diode | Directional Lamp | Edison Screw Base | Forward Phase Cut Controls | 88.3 | 3000 | 0 | 94 | 68 | 87 | 0.96 | Elevated | 25000 | 0.934 | 1 |  | 0.05 | 22 | 21 | 0.28 | 0.27 | 0.26 | 0.25 | 0.02 | 0 | 0.28 | 0.27 | 0.27 | 0.2 | 0.05 | 0 | 0.12 | 0.12 | 0.11 | 0.05 | 0.05 | 0.01 | True |  | Non Federally-Regulated | 09/22/2018 |  | 10/19/2018
SAVE ENERGY LED AUTHORITY CORPORATION | 90+ Lighting | 0 | Light Emitting Diode | Decorative Lamp | Edison Screw Base | Forward Phase Cut Controls | 83.2 | 2700 | 0.0006 | 93 | 58 | 77 | 0.94 | Ambient | 25000 | 0.931 | 1 |  | 0.05 | 21 | 21 | 0.32 | 0.31 | 0.29 | 0.28 | 0.02 | 0 | 0.29 | 0.28 | 0.26 | 0.14 | 0.07 | 0 | 0.26 | 0.24 | 0.21 | 0.15 | 0.01 | 0.01 | True |  | Non Federally-Regulated | 09/22/2018 |  | 10/19/2018
SAVE ENERGY LED AUTHORITY CORPORATION | 90+ Lighting | 0 | Light Emitting Diode | Decorative Lamp | Edison Screw Base | Forward Phase Cut Controls | 82.1 | 3000 | -0.0002 | 94 | 66 | 77 | 0.94 | Ambient | 25000 | 0.931 | 1 |  | 0.05 | 21 | 21 | 0.32 | 0.31 | 0.29 | 0.28 | 0.02 | 0 | 0.29 | 0.28 | 0.26 | 0.14 | 0.07 | 0 | 0.26 | 0.24 | 0.21 | 0.15 | 0.01 | 0.01 | True |  | Non Federally-Regulated | 09/22/2018 |  | 10/19/2018
SAVE ENERGY LED AUTHORITY CORPORATION | 90+ Lighting | 0 | Light Emitting Diode | Decorative Lamp | Edison Screw Base | Forward Phase Cut Controls | 83.2 | 2700 | 0.0006 | 93 | 58 | 77 | 0.94 | Ambient | 25000 | 0.931 | 1 |  | 0.05 | 21 | 21 | 0.32 | 0.31 | 0.29 | 0.28 | 0.02 | 0 | 0.29 | 0.28 | 0.26 | 0.14 | 0.07 | 0 | 0.26 | 0.24 | 0.21 | 0.15 | 0.01 | 0.01 | True |  | Non Federally-Regulated | 09/22/2018 |  | 10/19/2018
SAVE ENERGY LED AUTHORITY CORPORATION | 90+ Lighting | 0 | Light Emitting Diode | Decorative Lamp | Edison Screw Base | Forward Phase Cut Controls | 82.1 | 3000 | -0.0002 | 94 | 66 | 77 | 0.94 | Ambient | 25000 | 0.931 | 1 |  | 0.05 | 21 | 21 | 0.32 | 0.31 | 0.29 | 0.28 | 0.02 | 0 | 0.29 | 0.28 | 0.26 | 0.14 | 0.07 | 0 | 0.26 | 0.24 | 0.21 | 0.15 | 0.01 | 0.01 | True |  | Non Federally-Regulated | 09/22/2018 |  | 10/19/2018
SAVE ENERGY LED AUTHORITY CORPORATION | 90+ Lighting | 0 | Light Emitting Diode | Decorative Lamp | Edison Screw Base | Forward Phase Cut Controls | 81.8 | 2700 | 0.0002 | 93 | 58 | 58 | 0.91 | Ambient | 25000 | 0.93 | 1 |  | 0.05 | 21 | 21 | 0.33 | 0.32 | 0.31 | 0.29 | 0.02 | 0 | 0.38 | 0.38 | 0.37 | 0.25 | 0.08 | 0 | 0.26 | 0.26 | 0.23 | 0.15 | 0.01 | 0 | True |  | Non Federally-Regulated | 09/22/2018 |  | 10/19/2018
SAVE ENERGY LED AUTHORITY CORPORATION | 90+ Lighting | 0 | Light Emitting Diode | Decorative Lamp | Edison Screw Base | Forward Phase Cut Controls | 80.4 | 3000 | -0.0001 | 93 | 65 | 58 | 0.91 | Ambient | 25000 | 0.93 | 1 |  | 0.05 | 21 | 21 | 0.33 | 0.32 | 0.31 | 0.29 | 0.02 | 0 | 0.38 | 0.38 | 0.37 | 0.25 | 0.08 | 0 | 0.26 | 0.26 | 0.23 | 0.15 | 0.01 | 0 | True |  | Non Federally-Regulated | 09/22/2018 |  | 10/19/2018
SAVE ENERGY LED AUTHORITY CORPORATION | 90+ Lighting | 0 | Light Emitting Diode | Decorative Lamp | Edison Screw Base | Forward Phase Cut Controls | 81.8 | 2700 | 0.0002 | 93 | 58 | 58 | 0.91 | Ambient | 25000 | 0.93 | 1 |  | 0.05 | 21 | 21 | 0.33 | 0.32 | 0.31 | 0.29 | 0.02 | 0 | 0.38 | 0.38 | 0.37 | 0.25 | 0.08 | 0 | 0.26 | 0.26 | 0.23 | 0.15 | 0.01 | 0 | True |  | Non Federally-Regulated | 09/22/2018 |  | 10/19/2018
SAVE ENERGY LED AUTHORITY CORPORATION | 90+ Lighting | 0 | Light Emitting Diode | Decorative Lamp | Edison Screw Base | Forward Phase Cut Controls | 80.4 | 3000 | -0.0001 | 93 | 65 | 58 | 0.91 | Ambient | 25000 | 0.93 | 1 |  | 0.05 | 21 | 21 | 0.33 | 0.32 | 0.31 | 0.29 | 0.02 | 0 | 0.38 | 0.38 | 0.37 | 0.25 | 0.08 | 0 | 0.26 | 0.26 | 0.23 | 0.15 | 0.01 | 0 | True |  | Non Federally-Regulated | 09/22/2018 |  | 10/19/2018
SAVE ENERGY LED AUTHORITY CORPORATION | 90+ Lighting | 0 | Light Emitting Diode | Decorative Lamp | Edison Screw Base | Forward Phase Cut Controls | 83.3 | 2700 | 0.0006 | 93 | 58 | 62 | 0.93 | Ambient | 25000 | 0.93 | 1 |  | 0.05 | 22 | 21 | 0.3 | 0.29 | 0.28 | 0.26 | 0.02 | 0 | 0.35 | 0.35 | 0.35 | 0.24 | 0.08 | 0 | 0.14 | 0.14 | 0.13 | 0.12 | 0.02 | 0 | True |  | Non Federally-Regulated | 09/22/2018 |  | 10/19/2018
SAVE ENERGY LED AUTHORITY CORPORATION | 90+ Lighting | 0 | Light Emitting Diode | Decorative Lamp | Edison Screw Base | Forward Phase Cut Controls | 85 | 3000 | 0.0002 | 94 | 66 | 62 | 0.92 | Ambient | 25000 | 0.93 | 1 |  | 0.05 | 22 | 21 | 0.3 | 0.29 | 0.28 | 0.26 | 0.02 | 0 | 0.35 | 0.35 | 0.35 | 0.24 | 0.08 | 0 | 0.14 | 0.14 | 0.13 | 0.12 | 0.02 | 0 | True |  | Non Federally-Regulated | 09/22/2018 |  | 10/19/2018
SAVE ENERGY LED AUTHORITY CORPORATION | 90+ Lighting | 0 | Light Emitting Diode | Decorative Lamp | Edison Screw Base | Forward Phase Cut Controls | 89.2 | 2700 | 0.0004 | 93 | 57 | 68 | 0.93 | Ambient | 25000 | 0.928 | 1 |  | 0.05 | 21 | 21 | 0.3 | 0.29 | 0.28 | 0.27 | 0.02 | 0 | 0.25 | 0.25 | 0.23 | 0.11 | 0.07 | 0.01 | 0.2 | 0.22 | 0.21 | 0.2 | 0 | 0 | True |  | Non Federally-Regulated | 09/22/2018 |  | 10/19/2018
SAVE ENERGY LED AUTHORITY CORPORATION | 90+ Lighting | SE-350.151 | Light Emitting Diode | Decorative Lamp | Edison Screw Base | Forward Phase Cut Controls | 91.7 | 3000 | 0 | 93 | 66 | 68 | 0.93 | Ambient | 25000 | 0.928 | 1 |  | 0.05 | 21 | 21 | 0.3 | 0.29 | 0.28 | 0.27 | 0.02 | 0 | 0.25 | 0.25 | 0.23 | 0.11 | 0.07 | 0.01 | 0.2 | 0.22 | 0.21 | 0.2 | 0 | 0 | True |  | Non Federally-Regulated | 10/01/2018 |  | 10/19/2018
SAVE ENERGY LED AUTHORITY CORPORATION | 90+ Lighting | 0 | Light Emitting Diode | Decorative Lamp | Edison Screw Base | Forward Phase Cut Controls | 89.2 | 2700 | 0.0004 | 93 | 57 | 68 | 0.93 | Ambient | 25000 | 0.928 | 1 |  | 0.05 | 21 | 21 | 0.3 | 0.29 | 0.28 | 0.27 | 0.02 | 0 | 0.25 | 0.25 | 0.23 | 0.11 | 0.07 | 0.01 | 0.2 | 0.22 | 0.21 | 0.2 | 0 | 0 | True |  | Non Federally-Regulated | 09/22/2018 |  | 10/19/2018
SAVE ENERGY LED AUTHORITY CORPORATION | 90+ Lighting | SE-350.152 | Light Emitting Diode | Decorative Lamp | Edison Screw Base | Forward Phase Cut Controls | 91.7 | 3000 | 0 | 93 | 66 | 68 | 0.93 | Ambient | 25000 | 0.928 | 1 |  | 0.05 | 21 | 21 | 0.3 | 0.29 | 0.28 | 0.27 | 0.02 | 0 | 0.25 | 0.25 | 0.23 | 0.11 | 0.07 | 0.01 | 0.2 | 0.22 | 0.21 | 0.2 | 0 | 0 | True |  | Non Federally-Regulated | 10/01/2018 |  | 10/19/2018
SAVE ENERGY LED AUTHORITY CORPORATION | 90+ Lighting | 0 | Light Emitting Diode | Omnidirectional Lamp | Edison Screw Base | Forward Phase Cut Controls | 75.5 | 2700 | 0.0004 | 93 | 57 | 56 | 0.92 | Ambient | 25000 | 0.933 | 1 |  | 0.05 | 21 | 21 | 0.34 | 0.33 | 0.32 | 0.29 | 0.02 | 0 | 0.38 | 0.37 | 0.36 | 0.25 | 0.08 | 0.01 | 0.17 | 0.16 | 0.15 | 0.14 | 0.02 | 0 | True |  | Non Federally-Regulated | 09/22/2018 |  | 10/19/2018
SAVE ENERGY LED AUTHORITY CORPORATION | 90+ Lighting | 0 | Light Emitting Diode | Omnidirectional Lamp | Edison Screw Base | Forward Phase Cut Controls | 85.5 | 3000 | 0.0002 | 93 | 66 | 56 | 0.92 | Ambient | 25000 | 0.933 | 1 |  | 0.05 | 21 | 21 | 0.34 | 0.33 | 0.32 | 0.29 | 0.02 | 0 | 0.38 | 0.37 | 0.36 | 0.25 | 0.08 | 0.01 | 0.17 | 0.16 | 0.15 | 0.14 | 0.02 | 0 | True |  | Non Federally-Regulated | 09/22/2018 |  | 10/19/2018
SAVE ENERGY LED AUTHORITY CORPORATION | 90+ Lighting | 0 | Light Emitting Diode | Omnidirectional Lamp | Edison Screw Base | Forward Phase Cut Controls | 75.5 | 2700 | 0.0004 | 93 | 57 | 56 | 0.92 | Ambient | 25000 | 0.933 | 1 |  | 0.05 | 21 | 21 | 0.34 | 0.33 | 0.32 | 0.29 | 0.02 | 0 | 0.38 | 0.37 | 0.36 | 0.25 | 0.08 | 0.01 | 0.17 | 0.16 | 0.15 | 0.14 | 0.02 | 0 | True |  | Non Federally-Regulated | 09/22/2018 |  | 10/19/2018
SAVE ENERGY LED AUTHORITY CORPORATION | 90+ Lighting | 0 | Light Emitting Diode | Omnidirectional Lamp | Edison Screw Base | Forward Phase Cut Controls | 85.5 | 3000 | 0.0002 | 93 | 66 | 56 | 0.92 | Ambient | 25000 | 0.933 | 1 |  | 0.05 | 21 | 21 | 0.34 | 0.33 | 0.32 | 0.29 | 0.02 | 0 | 0.38 | 0.37 | 0.36 | 0.25 | 0.08 | 0.01 | 0.17 | 0.16 | 0.15 | 0.14 | 0.02 | 0 | True |  | Non Federally-Regulated | 09/22/2018 |  | 10/19/2018
SAVE ENERGY LED AUTHORITY CORPORATION | 90+ Lighting | 0 | Light Emitting Diode | Inseparable Luminaire | Edison Screw Base | Forward Phase Cut Controls | 77.5 | 2700 | -0.0001 | 93 | 60 | 57 | 0.91 | Elevated | 30000 |  |  | 31000 | 0.05 | 21 | 20 | 0.35 | 0.34 | 0.32 | 0.29 | 0 | 0 | 0.3 | 0.3 | 0.29 | 0.23 | 0.01 | 0.01 | 0.17 | 0.17 | 0.15 | 0.11 | 0.01 | 0 | True |  | Non Federally-Regulated | 09/22/2018 |  | 10/19/2018
SAVE ENERGY LED AUTHORITY CORPORATION | 90+ Lighting | 0 | Light Emitting Diode | Inseparable Luminaire | Edison Screw Base | Forward Phase Cut Controls | 78 | 3000 | -0.0008 | 94 | 69 | 57 | 0.91 | Elevated | 30000 |  |  | 31000 | 0.05 | 21 | 20 | 0.35 | 0.34 | 0.32 | 0.29 | 0 | 0 | 0.3 | 0.3 | 0.29 | 0.23 | 0.01 | 0.01 | 0.17 | 0.17 | 0.15 | 0.11 | 0.01 | 0 | True |  | Non Federally-Regulated | 09/22/2018 |  | 10/19/2018
SAVE ENERGY LED AUTHORITY CORPORATION | 90+ Lighting | 0 | Light Emitting Diode | Inseparable Luminaire | Edison Screw Base | Forward Phase Cut Controls | 78.6 | 4000 | -0.0012 | 95 | 95 | 57 | 0.91 | Elevated | 30000 |  |  | 31000 | 0.05 | 21 | 20 | 0.35 | 0.34 | 0.32 | 0.29 | 0 | 0 | 0.3 | 0.3 | 0.29 | 0.23 | 0.01 | 0.01 | 0.17 | 0.17 | 0.15 | 0.11 | 0.01 | 0 | True |  | Non Federally-Regulated | 09/22/2018 |  | 10/19/2018
SAVE ENERGY LED AUTHORITY CORPORATION | 90+ Lighting | 0 | Light Emitting Diode | Decorative Lamp | Edison Screw Base | Forward Phase Cut Controls | 84.6 | 2700 | 0.0004 | 93 | 58 | 62 | 0.94 | Ambient | 25000 | 0.931 | 1 |  | 0.05 | 22 | 21 | 0.32 | 0.31 | 0.3 | 0.28 | 0.02 | 0 | 0.31 | 0.3 | 0.3 | 0.2 | 0.07 | 0 | 0.14 | 0.13 | 0.12 | 0.11 | 0.03 | 0 | True |  | Non Federally-Regulated | 09/24/2018 |  | 10/19/2018
SAVE ENERGY LED AUTHORITY CORPORATION | 90+ Lighting | 0 | Light Emitting Diode | Decorative Lamp | Edison Screw Base | Forward Phase Cut Controls | 85.6 | 3000 | -0.0005 | 94 | 67 | 62 | 0.94 | Ambient | 25000 | 0.931 | 1 |  | 0.05 | 23 | 21 | 0.32 | 0.31 | 0.3 | 0.28 | 0.02 | 0 | 0.31 | 0.3 | 0.3 | 0.2 | 0.07 | 0 | 0.14 | 0.13 | 0.12 | 0.11 | 0.03 | 0 | True |  | Non Federally-Regulated | 09/24/2018 |  | 10/19/2018
SAVE ENERGY LED AUTHORITY CORPORATION | 90+ Lighting | 0 | Light Emitting Diode | Omnidirectional Lamp | Edison Screw Base | Forward Phase Cut Controls | 91.5 | 2700 | -0.0003 | 93 | 59 | 72 | 0.96 | Ambient | 25000 | 0.934 | 1 |  | 0.05 | 21 | 21 | 0.33 | 0.32 | 0.3 | 0.29 | 0.02 | 0 | 0.33 | 0.32 | 0.3 | 0.29 | 0.02 | 0 | 0.13 | 0.13 | 0.11 | 0.06 | 0.05 | 0.01 | True |  | Non Federally-Regulated | 09/24/2018 |  | 10/19/2018
SAVE ENERGY LED AUTHORITY CORPORATION | 90+ Lighting | 0 | Light Emitting Diode | Omnidirectional Lamp | Edison Screw Base | Forward Phase Cut Controls | 90.5 | 3000 | -0.0011 | 93 | 68 | 72 | 0.96 | Ambient | 25000 | 0.934 | 1 |  | 0.05 | 21 | 21 | 0.33 | 0.32 | 0.3 | 0.29 | 0.02 | 0 | 0.33 | 0.32 | 0.3 | 0.29 | 0.02 | 0 | 0.13 | 0.13 | 0.11 | 0.06 | 0.05 | 0.01 | True |  | Non Federally-Regulated | 09/24/2018 |  | 10/19/2018
SAVE ENERGY LED AUTHORITY CORPORATION | 90+ Lighting | 0 | Light Emitting Diode | Omnidirectional Lamp | Edison Screw Base | Forward Phase Cut Controls | 90.6 | 2700 | 0.0001 | 93 | 61 | 70 | 0.94 | Ambient | 25000 | 0.931 | 1 |  | 0.05 | 22 | 21 | 0.33 | 0.33 | 0.31 | 0.29 | 0.02 | 0 | 0.37 | 0.36 | 0.36 | 0.27 | 0.07 | 0 | 0.17 | 0.17 | 0.14 | 0.09 | 0.06 | 0.01 | True |  | Non Federally-Regulated | 09/24/2018 |  | 10/19/2018
SAVE ENERGY LED AUTHORITY CORPORATION | 90+ Lighting | 0 | Light Emitting Diode | Omnidirectional Lamp | Edison Screw Base | Forward Phase Cut Controls | 92.9 | 3000 | -0.0006 | 93 | 67 | 70 | 0.94 | Ambient | 25000 | 0.931 | 1 |  | 0.05 | 22 | 21 | 0.33 | 0.33 | 0.31 | 0.29 | 0.02 | 0 | 0.37 | 0.36 | 0.36 | 0.27 | 0.07 | 0 | 0.17 | 0.17 | 0.14 | 0.09 | 0.06 | 0.01 | True |  | Non Federally-Regulated | 09/24/2018 |  | 10/19/2018
SAVE ENERGY LED AUTHORITY CORPORATION | 90+ Lighting | 0 | Light Emitting Diode | Omnidirectional Lamp | GU Base | Forward Phase Cut Controls | 90.6 | 2700 | 0.0001 | 93 | 61 | 70 | 0.94 | Ambient | 25000 | 0.931 | 1 |  | 0.05 | 22 | 21 | 0.33 | 0.33 | 0.31 | 0.29 | 0.02 | 0 | 0.37 | 0.36 | 0.36 | 0.27 | 0.07 | 0 | 0.17 | 0.17 | 0.14 | 0.09 | 0.06 | 0.01 | True |  | Non Federally-Regulated | 10/01/2018 |  | 10/19/2018
SAVE ENERGY LED AUTHORITY CORPORATION | 90+ Lighting | 0 | Light Emitting Diode | Omnidirectional Lamp | GU Base | Forward Phase Cut Controls | 92.9 | 3000 | -0.0006 | 93 | 67 | 70 | 0.94 | Ambient | 25000 | 0.931 | 1 |  | 0.05 | 22 | 21 | 0.33 | 0.33 | 0.31 | 0.29 | 0.02 | 0 | 0.37 | 0.36 | 0.36 | 0.27 | 0.07 | 0 | 0.17 | 0.17 | 0.14 | 0.09 | 0.06 | 0.01 | True |  | Non Federally-Regulated | 10/01/2018 |  | 10/19/2018
SAVE ENERGY LED AUTHORITY CORPORATION | 90+ Lighting | 0 | Light Emitting Diode | Directional Lamp | Edison Screw Base | Forward Phase Cut Controls | 77.8 | 2700 | 0.0003 | 94 | 64 | 75 | 0.95 | Elevated | 25000 | 0.933 | 1 |  | 0.05 | 21 | 21 | 0.27 | 0.26 | 0.25 | 0.24 | 0.02 | 0 | 0.24 | 0.24 | 0.23 | 0.16 | 0.06 | 0 | 0.13 | 0.11 | 0.11 | 0.1 | 0.02 | 0 | True |  | Non Federally-Regulated | 09/24/2018 |  | 10/19/2018
SAVE ENERGY LED AUTHORITY CORPORATION | 90+ Lighting | 0 | Light Emitting Diode | Directional Lamp | Edison Screw Base | Forward Phase Cut Controls | 84.1 | 3000 | -0.0003 | 93 | 63 | 75 | 0.95 | Elevated | 25000 | 0.933 | 1 |  | 0.05 | 21 | 21 | 0.27 | 0.26 | 0.25 | 0.24 | 0.02 | 0 | 0.24 | 0.24 | 0.23 | 0.16 | 0.06 | 0 | 0.13 | 0.11 | 0.11 | 0.1 | 0.02 | 0 | True |  | Non Federally-Regulated | 09/24/2018 |  | 10/19/2018
SAVE ENERGY LED AUTHORITY CORPORATION | 90+ Lighting | 0 | Light Emitting Diode | Directional Lamp | Edison Screw Base | Forward Phase Cut Controls | 82.2 | 2700 | 0 | 93 | 60 | 71 | 0.96 | Elevated | 25000 | 0.934 | 1 |  | 0.05 | 21 | 21 | 0.28 | 0 | 0.26 | 0.24 | 0.02 | 0 | 0.29 | 0.28 | 0.28 | 0.22 | 0.06 | 0 | 0.15 | 0.16 | 0.14 | 0.09 | 0.06 | 0 | True |  | Non Federally-Regulated | 09/24/2018 |  | 10/19/2018
SAVE ENERGY LED AUTHORITY CORPORATION | 90+ Lighting | 0 | Light Emitting Diode | Directional Lamp | Edison Screw Base | Forward Phase Cut Controls | 80.8 | 3000 | -0.0004 | 94 | 67 | 71 | 0.96 | Elevated | 25000 | 0.934 | 1 |  | 0.05 | 21 | 21 | 0.28 | 0 | 0.26 | 0.24 | 0.02 | 0 | 0.29 | 0.28 | 0.28 | 0.22 | 0.06 | 0 | 0.15 | 0.16 | 0.14 | 0.09 | 0.06 | 0 | True |  | Non Federally-Regulated | 09/24/2018 |  | 10/19/2018
SAVE ENERGY LED AUTHORITY CORPORATION | 90+ Lighting | 0 | Light Emitting Diode | Decorative Lamp | Edison Screw Base | Forward Phase Cut Controls | 77.4 | 2700 | 0.0001 | 93 | 59 | 58 | 0.9 | Ambient | 25000 | 0.93 | 1 |  | 0.05 | 22 | 21 | 0.28 | 0.27 | 0.26 | 0.25 | 0.02 | 0 | 0.32 | 0.31 | 0.3 | 0.2 | 0.07 | 0 | 0.24 | 0.2 | 0.17 | 0.11 | 0.01 | 0 | True |  | Non Federally-Regulated | 09/24/2018 |  | 10/19/2018
SAVE ENERGY LED AUTHORITY CORPORATION | 90+ Lighting | SE-350.154 | Light Emitting Diode | Decorative Lamp | Edison Screw Base | Forward Phase Cut Controls | 78.9 | 3000 | -0.0002 | 94 | 68 | 58 | 0.9 | Ambient | 25000 | 0.93 | 1 |  | 0.05 | 22 | 21 | 0.28 | 0.27 | 0.26 | 0.25 | 0.02 | 0 | 0.32 | 0.31 | 0.3 | 0.2 | 0.07 | 0 | 0.24 | 0.2 | 0.17 | 0.11 | 0.01 | 0 | True |  | Non Federally-Regulated | 10/01/2018 |  | 10/19/2018
SAVE ENERGY LED AUTHORITY CORPORATION | 90+ Lighting | 0 | Light Emitting Diode | Decorative Lamp | Edison Screw Base | Forward Phase Cut Controls | 77.4 | 2700 | 0.0001 | 93 | 59 | 58 | 0.9 | Ambient | 25000 | 0.93 | 1 |  | 0.05 | 22 | 21 | 0.28 | 0.27 | 0.26 | 0.25 | 0.02 | 0 | 0.32 | 0.31 | 0.3 | 0.2 | 0.07 | 0 | 0.24 | 0.2 | 0.17 | 0.11 | 0.01 | 0 | True |  | Non Federally-Regulated | 09/24/2018 |  | 10/19/2018
SAVE ENERGY LED AUTHORITY CORPORATION | 90+ Lighting | SE-350.153 | Light Emitting Diode | Decorative Lamp | Edison Screw Base | Forward Phase Cut Controls | 78.9 | 3000 | -0.0002 | 94 | 68 | 58 | 0.9 | Ambient | 25000 | 0.93 | 1 |  | 0.05 | 22 | 21 | 0.28 | 0.27 | 0.26 | 0.25 | 0.02 | 0 | 0.32 | 0.31 | 0.3 | 0.2 | 0.07 | 0 | 0.24 | 0.2 | 0.17 | 0.11 | 0.01 | 0 | True |  | Non Federally-Regulated | 10/01/2018 |  | 10/19/2018
SAVE ENERGY LED AUTHORITY CORPORATION | 90+ Lighting | 0 | Light Emitting Diode | Omnidirectional Lamp | Edison Screw Base | Forward Phase Cut Controls | 97.6 | 2700 | 0.0003 | 93 | 60 | 87 | 0.95 | Elevated | 25000 | 0.931 | 1 |  | 0.05 | 21 | 21 | 0.3 | 0.29 | 0.28 | 0.26 | 0.02 | 0 | 0.24 | 0.23 | 0.24 | 0.17 | 0.05 | 0 | 0.08 | 0.08 | 0.07 | 0.05 | 0.03 | 0 | True |  | Non Federally-Regulated | 10/01/2018 |  | 10/19/2018
SAVE ENERGY LED AUTHORITY CORPORATION | 90+ Lighting | 0 | Light Emitting Diode | Omnidirectional Lamp | Edison Screw Base | Forward Phase Cut Controls | 102.9 | 3000 | -0.001 | 93 | 69 | 87 | 0.95 | Elevated | 25000 | 0.931 | 1 |  | 0.05 | 21 | 21 | 0.3 | 0.29 | 0.28 | 0.26 | 0.02 | 0 | 0.24 | 0.23 | 0.24 | 0.17 | 0.05 | 0 | 0.08 | 0.08 | 0.07 | 0.05 | 0.03 | 0 | True |  | Non Federally-Regulated | 10/01/2018 |  | 10/19/2018
SAVE ENERGY LED AUTHORITY CORPORATION | 90+ Lighting | 0 | Light Emitting Diode | Directional Lamp | Edison Screw Base | Forward Phase Cut Controls | 80.2 | 2700 | 0.0001 | 93 | 58 | 64 | 0.94 | Elevated | 25000 | 0.931 | 1 |  | 0.05 | 22 | 21 | 0.31 | 0.3 | 0.29 | 0.27 | 0.02 | 0 | 0.35 | 0.34 | 0.33 | 0.23 | 0.07 | 0 | 0.17 | 0.16 | 0.14 | 0.12 | 0.06 | 0 | True |  | Non Federally-Regulated | 09/24/2018 |  | 10/19/2018
SAVE ENERGY LED AUTHORITY CORPORATION | 90+ Lighting | 0 | Light Emitting Diode | Directional Lamp | Edison Screw Base | Forward Phase Cut Controls | 83.6 | 3000 | 0 | 93 | 65 | 64 | 0.94 | Elevated | 25000 | 0.931 | 1 |  | 0.05 | 22 | 21 | 0.31 | 0.3 | 0.29 | 0.27 | 0.02 | 0 | 0.35 | 0.34 | 0.33 | 0.23 | 0.07 | 0 | 0.17 | 0.16 | 0.14 | 0.12 | 0.06 | 0 | True |  | Non Federally-Regulated | 09/24/2018 |  | 10/19/2018
SAVE ENERGY LED AUTHORITY CORPORATION | 90+ Lighting | 0 | Light Emitting Diode | Directional Lamp | GU Base | Forward Phase Cut Controls | 87.9 | 2700 | 0.0001 | 93 | 58 | 64 | 0.94 | Elevated | 25000 | 0.935 | 1 |  | 0.05 | 22 | 21 | 0.32 | 0.3 | 0.29 | 0.28 | 0.02 | 0 | 0.34 | 0.32 | 0.32 | 0.22 | 0.07 | 0 | 0.16 | 0.15 | 0.14 | 0.11 | 0.05 | 0 | True |  | Non Federally-Regulated | 09/24/2018 |  | 10/19/2018
SAVE ENERGY LED AUTHORITY CORPORATION | 90+ Lighting | 0 | Light Emitting Diode | Directional Lamp | GU Base | Forward Phase Cut Controls | 90.6 | 3000 | -0.0002 | 93 | 65 | 64 | 0.94 | Elevated | 25000 | 0.935 | 1 |  | 0.05 | 22 | 21 | 0.32 | 0.3 | 0.29 | 0.28 | 0.02 | 0 | 0.34 | 0.32 | 0.32 | 0.22 | 0.07 | 0 | 0.16 | 0.15 | 0.14 | 0.11 | 0.05 | 0 | True |  | Non Federally-Regulated | 09/24/2018 |  | 10/19/2018
SAVE ENERGY LED AUTHORITY CORPORATION | 90+ Lighting | 0 | Light Emitting Diode | Omnidirectional Lamp | Edison Screw Base | Forward Phase Cut Controls | 94.8 | 2700 | -0.0006 | 93 | 59 | 79 | 0.96 | Ambient | 25000 | 0.935 | 1 |  | 0.05 | 21 | 21 | 0.31 | 0.3 | 0.29 | 0.27 | 0.02 | 0 | 0.27 | 0.26 | 0.26 | 0.2 | 0.05 | 0 | 0.13 | 0.13 | 0.12 | 0.08 | 0.05 | 0.01 | True |  | Non Federally-Regulated | 09/24/2018 |  | 10/19/2018
SAVE ENERGY LED AUTHORITY CORPORATION | 90+ Lighting | 0 | Light Emitting Diode | Omnidirectional Lamp | Edison Screw Base | Forward Phase Cut Controls | 99.7 | 3000 | -0.0012 | 93 | 68 | 79 | 0.96 | Ambient | 25000 | 0.935 | 1 |  | 0.05 | 21 | 21 | 0.31 | 0.3 | 0.29 | 0.27 | 0.02 | 0 | 0.27 | 0.26 | 0.26 | 0.2 | 0.05 | 0 | 0.13 | 0.13 | 0.12 | 0.08 | 0.05 | 0.01 | True |  | Non Federally-Regulated | 09/24/2018 |  | 10/19/2018
SAVE ENERGY LED AUTHORITY CORPORATION | 90+ Lighting | 0 | Light Emitting Diode | Directional Lamp | Edison Screw Base | Forward Phase Cut Controls | 88.3 | 2700 | 0.0001 | 93 | 59 | 80 | 0.96 | Elevated | 25000 | 0.933 | 1 |  | 0.05 | 22 | 21 | 0.33 | 0.32 | 0.31 | 0.29 | 0.02 | 0 | 0.3 | 0.29 | 0.29 | 0.2 | 0.07 | 0 | 0.12 | 0.11 | 0.11 | 0.09 | 0.04 | 0 | True |  | Non Federally-Regulated | 09/24/2018 |  | 10/19/2018
SAVE ENERGY LED AUTHORITY CORPORATION | 90+ Lighting | 0 | Light Emitting Diode | Directional Lamp | Edison Screw Base | Forward Phase Cut Controls | 91.5 | 3000 | -0.0001 | 94 | 66 | 80 | 0.96 | Elevated | 25000 | 0.933 | 1 |  | 0.05 | 22 | 21 | 0.33 | 0.32 | 0.31 | 0.29 | 0.02 | 0 | 0.3 | 0.29 | 0.29 | 0.2 | 0.07 | 0 | 0.12 | 0.11 | 0.11 | 0.09 | 0.04 | 0 | True |  | Non Federally-Regulated | 09/24/2018 |  | 10/19/2018
SAVE ENERGY LED AUTHORITY CORPORATION | 90+ Lighting | 0 | Light Emitting Diode | Directional Lamp | Edison Screw Base | Forward Phase Cut Controls | 88.3 | 2700 | 0.0001 | 93 | 59 | 80 | 0.96 | Elevated | 25000 | 0.933 | 1 |  | 0.05 | 22 | 21 | 0.33 | 0.32 | 0.31 | 0.29 | 0.02 | 0 | 0.3 | 0.29 | 0.29 | 0.2 | 0.07 | 0 | 0.12 | 0.11 | 0.11 | 0.09 | 0.04 | 0 | True |  | Non Federally-Regulated | 09/24/2018 |  | 10/19/2018
SAVE ENERGY LED AUTHORITY CORPORATION | 90+ Lighting | 0 | Light Emitting Diode | Directional Lamp | Edison Screw Base | Forward Phase Cut Controls | 91.5 | 3000 | -0.0001 | 94 | 66 | 80 | 0.96 | Elevated | 25000 | 0.933 | 1 |  | 0.05 | 22 | 21 | 0.33 | 0.32 | 0.31 | 0.29 | 0.02 | 0 | 0.3 | 0.29 | 0.29 | 0.2 | 0.07 | 0 | 0.12 | 0.11 | 0.11 | 0.09 | 0.04 | 0 | True |  | Non Federally-Regulated | 09/24/2018 |  | 10/19/2018
SAVE ENERGY LED AUTHORITY CORPORATION | 90+ Lighting | 0 | Light Emitting Diode | Inseparable Luminaire | Edison Screw Base | Forward Phase Cut Controls | 83 | 2700 | -0.0004 | 93 | 62 | 157 | 0.91 | Elevated | 36000 |  |  | 36000 | 0.05 | 21 | 21 | 0.31 | 0.29 | 0.28 | 0.26 | 0.02 | 0 | 0.26 | 0.25 | 0.25 | 0.2 | 0.03 | 0 | 0.14 | 0.14 | 0.14 | 0.11 | 0.03 | 0 | True |  | Non Federally-Regulated | 09/24/2018 |  | 10/19/2018
SAVE ENERGY LED AUTHORITY CORPORATION | 90+ Lighting | 0 | Light Emitting Diode | Inseparable Luminaire | Edison Screw Base | Forward Phase Cut Controls | 83 | 3000 | -0.0004 | 93 | 62 | 157 | 0.91 | Elevated | 36000 |  |  | 36000 | 0.05 | 21 | 21 | 0.31 | 0.29 | 0.28 | 0.26 | 0.02 | 0 | 0.26 | 0.25 | 0.25 | 0.2 | 0.03 | 0 | 0.14 | 0.14 | 0.14 | 0.11 | 0.03 | 0 | True |  | Non Federally-Regulated | 09/24/2018 |  | 10/19/2018
SAVE ENERGY LED AUTHORITY CORPORATION | 90+ Lighting | 0 | Light Emitting Diode | Inseparable Luminaire | Edison Screw Base | Forward Phase Cut Controls | 83 | 4000 | -0.0004 | 93 | 62 | 157 | 0.91 | Elevated | 36000 |  |  | 36000 | 0.05 | 21 | 21 | 0.31 | 0.29 | 0.28 | 0.26 | 0.02 | 0 | 0.26 | 0.25 | 0.25 | 0.2 | 0.03 | 0 | 0.14 | 0.14 | 0.14 | 0.11 | 0.03 | 0 | True |  | Non Federally-Regulated | 09/24/2018 |  | 10/19/2018
SAVE ENERGY LED AUTHORITY CORPORATION | 90+ Lighting | 0 | Light Emitting Diode | Inseparable Luminaire | Edison Screw Base | Forward Phase Cut Controls | 76.4 | 2700 | -0.0009 | 93 | 61 | 132 | 0.91 | Elevated | 30000 |  |  | 31000 | 0.05 | 21 | 20 | 0.33 | 0.32 | 0.3 | 0.28 | 0.02 | 0 | 0.29 | 0.29 | 0.28 | 0.23 | 0.03 | 0 | 0.16 | 0.16 | 0.16 | 0.12 | 0.04 | 0 | True |  | Non Federally-Regulated | 09/24/2018 |  | 10/19/2018
SAVE ENERGY LED AUTHORITY CORPORATION | 90+ Lighting | 0 | Light Emitting Diode | Inseparable Luminaire | Edison Screw Base | Forward Phase Cut Controls | 76.4 | 3000 | -0.0009 | 93 | 61 | 132 | 0.91 | Elevated | 30000 |  |  | 31000 | 0.05 | 21 | 20 | 0.33 | 0.32 | 0.3 | 0.28 | 0.02 | 0 | 0.29 | 0.29 | 0.28 | 0.23 | 0.03 | 0 | 0.16 | 0.16 | 0.16 | 0.12 | 0.04 | 0 | True |  | Non Federally-Regulated | 09/24/2018 |  | 10/19/2018
SAVE ENERGY LED AUTHORITY CORPORATION | 90+ Lighting | 0 | Light Emitting Diode | Inseparable Luminaire | Edison Screw Base | Forward Phase Cut Controls | 76.4 | 4000 | -0.0009 | 93 | 61 | 132 | 0.91 | Elevated | 30000 |  |  | 31000 | 0.05 | 21 | 20 | 0.33 | 0.32 | 0.3 | 0.28 | 0.02 | 0 | 0.29 | 0.29 | 0.28 | 0.23 | 0.03 | 0 | 0.16 | 0.16 | 0.16 | 0.12 | 0.04 | 0 | True |  | Non Federally-Regulated | 09/24/2018 |  | 10/19/2018
SAVE ENERGY LED AUTHORITY CORPORATION | 90+ Lighting | SE-RCU02.1111-B | Light Emitting Diode | Directional Lamp | Edison Screw Base | Forward Phase Cut Controls | 83.1 | 2700 | 0.001 | 92 | 57 | 55 | 1 | Elevated | 25000 | 0.93 | 1 |  | 0.1 | 20 | 23 | 0.26 | 0.26 | 0.25 | 0.24 | 0.03 | 0.73 | 0.23 | 0.24 | 0.24 | 0.19 | 0.03 | 0.01 | 0.17 | 0.17 | 0.18 | 0.14 | 0.03 | 0.01 | True |  | Non Federally-Regulated | 05/02/2018 |  | 10/19/2018
SAVE ENERGY LED AUTHORITY CORPORATION | 90+ Lighting | SE-RCU03.1113 | Light Emitting Diode | Directional Lamp | Edison Screw Base | Forward Phase Cut Controls | 85.4 | 2700 | 0.0009 | 93 | 57 | 57 | 0.9 | Elevated | 25000 | 0.93 | 1 |  | 0.1 | 21 | 21 | 0.22 | 0.22 | 0.22 | 0.2 | 0.02 | 0.42 | 0.2 | 0.21 | 0.21 | 0.17 | 0.03 | 0.01 | 0.16 | 0.17 | 0.17 | 0.13 | 0.03 | 0.01 | True |  | Non Federally-Regulated | 05/02/2018 |  | 10/19/2018
SAVE ENERGY LED AUTHORITY CORPORATION | 90+ Lighting | SE-RCD11.1407G | Light Emitting Diode | Directional Lamp | Edison Screw Base | Forward Phase Cut Controls | 79.2 | 2700 | 0.0004 | 92 | 61 | 96 | 1 | Elevated | 25000 | 0.93 | 1 |  | 0.1 | 21 | 21 | 0.18 | 0.18 | 0.17 | 0.16 | 0.02 | 0.61 | 0.21 | 0.21 | 0.22 | 0.17 | 0.03 | 0.01 | 0.15 | 0.16 | 0.16 | 0.13 | 0.03 | 0.01 | True |  | Non Federally-Regulated | 05/02/2018 |  | 10/19/2018
SAVE ENERGY LED AUTHORITY CORPORATION | 90+ Lighting | SE-RL6.CE11.1412G | Light Emitting Diode | Directional Lamp | Edison Screw Base | Forward Phase Cut Controls | 81.7 | 2700 | 0.0014 | 93 | 57 | 70 | 0.9 | Elevated | 25000 | 0.929 | 1 |  | 0.1 | 21 | 21 | 0.17 | 0.17 | 0.17 | 0.16 | 0.01 | 0.3 | 0.17 | 0.17 | 0.18 | 0.14 | 0.02 | 0.01 | 0.14 | 0.14 | 0.14 | 0.1 | 0.02 | 0.01 | True |  | Non Federally-Regulated | 05/02/2018 |  | 10/19/2018
SAVE ENERGY LED AUTHORITY CORPORATION | 90+ Lighting | SE-RL6.CF11.1415G | Light Emitting Diode | Directional Lamp | Edison Screw Base | Forward Phase Cut Controls | 83.8 | 2700 | 0.0017 | 93 | 58 | 66 | 0.9 | Elevated | 25000 | 0.928 | 1 |  | 0.1 | 21 | 22 | 0.26 | 0.26 | 0.25 | 0.24 | 0.02 | 0.59 | 0.22 | 0.22 | 0.22 | 0.18 | 0.02 | 0.01 | 0.15 | 0.15 | 0.15 | 0.12 | 0.03 | 0.01 | True |  | Non Federally-Regulated | 05/02/2018 |  | 10/19/2018
SAVE ENERGY LED AUTHORITY CORPORATION | 90+ Lighting | SE-RL5.AK02.1107G | Light Emitting Diode | Directional Lamp | GU Base | Forward Phase Cut Controls | 77 | 2700 | 0.001 | 92 | 54 | 65 | 0.9 | Elevated | 25000 | 0.928 | 1 |  | 0.1 | 22 | 22 | 0.12 | 0.12 | 0.12 | 0.09 | 0.01 | 0.13 | 0.02 | 0.02 | 0.02 | 0.02 | 0.01 | 0.01 | 0.03 | 0.03 | 0.02 | 0.01 | 0.01 | 0.01 | True |  | Non Federally-Regulated | 05/02/2018 |  | 10/19/2018
SAVE ENERGY LED AUTHORITY CORPORATION | 90+ Lighting | SE-RL5.CI02.1107G | Light Emitting Diode | Directional Lamp | GU Base | Forward Phase Cut Controls | 68.9 | 2700 | 0 | 93 | 62 | 113 | 1 | Elevated | 25000 | 0.935 | 1 |  | 0.1 | 22 | 22 | 0.16 | 0.15 | 0.15 | 0.14 | 0.02 | 0.57 | 0.18 | 0.18 | 0.18 | 0.01 | 0.02 | 0.01 | 0.18 | 0.18 | 0.18 | 0.15 | 0.02 | 0.01 | True |  | Non Federally-Regulated | 05/02/2018 |  | 10/19/2018
SAVE ENERGY LED AUTHORITY CORPORATION | 90+ Lighting | 0 | Light Emitting Diode | Directional Lamp | GU Base | Forward Phase Cut Controls | 50 | 2700 | 0.001 | 90 | 50 | 65 | 0.9 | Elevated | 25000 | 0.928 | 1 |  | 0.1 | 22 | 22 | 0.12 | 0.12 | 0.12 | 0.09 | 0.01 | 0.13 | 0.02 | 0.02 | 0.02 | 0.02 | 0.01 | 0.01 | 0.03 | 0.03 | 0.02 | 0.01 | 0.01 | 0.01 | True |  | Non Federally-Regulated | 05/02/2018 |  | 10/19/2018
SAVE ENERGY LED AUTHORITY CORPORATION | 90+ Lighting | 0 | Light Emitting Diode | Directional Lamp | GU Base | Forward Phase Cut Controls | 71.4 | 2700 | 0.001 | 90 | 50 | 65 | 0.9 | Elevated | 25000 | 0.928 | 1 |  | 0.1 | 22 | 22 | 0.12 | 0.12 | 0.12 | 0.09 | 0.01 | 0.13 | 0.02 | 0.02 | 0.02 | 0.02 | 0.01 | 0.01 | 0.03 | 0.03 | 0.02 | 0.01 | 0.01 | 0.01 | True |  | Non Federally-Regulated | 05/02/2018 |  | 10/19/2018
SAVE ENERGY LED AUTHORITY CORPORATION | 90+ Lighting | 0 | Light Emitting Diode | Directional Lamp | GU Base | Forward Phase Cut Controls | 50 | 2700 | 0 | 90 | 50 | 113 | 1 | Elevated | 25000 | 0.935 | 1 |  | 0.1 | 22 | 22 | 0.16 | 0.15 | 0.15 | 0.14 | 0.02 | 0.57 | 0.18 | 0.18 | 0.18 | 0.01 | 0.02 | 0.01 | 0.18 | 0.18 | 0.18 | 0.15 | 0.02 | 0.01 | True |  | Non Federally-Regulated | 05/02/2018 |  | 10/19/2018
SAVE ENERGY LED AUTHORITY CORPORATION | 90+ Lighting | 0 | Light Emitting Diode | Directional Lamp | GU Base | Forward Phase Cut Controls | 71.5 | 2700 | 0 | 90 | 50 | 113 | 1 | Elevated | 25000 | 0.935 | 1 |  | 0.1 | 22 | 22 | 0.16 | 0.15 | 0.15 | 0.14 | 0.02 | 0.57 | 0.18 | 0.18 | 0.18 | 0.01 | 0.02 | 0.01 | 0.18 | 0.18 | 0.18 | 0.15 | 0.02 | 0.01 | True |  | Non Federally-Regulated | 05/02/2018 |  | 10/19/2018
Visual Comfort & Company | Ambiance Lighting Systems | 98870S-*** | Light Emitting Diode | Inseparable Luminaire | Direct Wired | Forward Phase Cut Controls | 63 | 2697 | 0.0028 | 93 | 61 | 384 | 0.99 | Ambient | 15000 |  |  | 52000 | 0.01 | 14 | 15 | 0.19 | 0.19 | 0.18 | 0.18 | 0.06 | 0.02 | 0.27 | 0.26 | 0.27 | 0.21 | 0.09 | 0.03 | 0.2 | 0.1 | 0.09 | 0.07 | 0.02 | 0.01 | True |  | Non Federally-Regulated | 10/16/2018 |  | 10/22/2018
Visual Comfort & Company | Ambiance Lighting Systems | 98870S-** | Light Emitting Diode | Inseparable Luminaire | Direct Wired | Forward Phase Cut Controls | 63 | 2697 | 0.0028 | 93 | 61 | 384 | 0.99 | Ambient | 15000 |  |  | 52000 | 0.01 | 14 | 15 | 0.19 | 0.19 | 0.18 | 0.18 | 0.06 | 0.02 | 0.27 | 0.26 | 0.27 | 0.21 | 0.09 | 0.03 | 0.2 | 0.1 | 0.09 | 0.07 | 0.02 | 0.01 | True |  | Non Federally-Regulated | 10/16/2018 |  | 10/22/2018
Visual Comfort & Company | Ambiance Lighting Systems | 98871S-*** | Light Emitting Diode | Inseparable Luminaire | Direct Wired | Forward Phase Cut Controls | 63 | 3010 | 0.0028 | 93 | 61 | 384 | 0.99 | Ambient | 15000 |  |  | 52000 | 0.01 | 14 | 15 | 0.19 | 0.19 | 0.18 | 0.18 | 0.06 | 0.02 | 0.27 | 0.26 | 0.27 | 0.21 | 0.09 | 0.03 | 0.2 | 0.1 | 0.09 | 0.07 | 0.02 | 0.01 | True |  | Non Federally-Regulated | 10/16/2018 |  | 10/22/2018
Visual Comfort & Company | Ambiance Lighting Systems | 98871S-** | Light Emitting Diode | Inseparable Luminaire | Direct Wired | Forward Phase Cut Controls | 63 | 3010 | 0.0028 | 93 | 61 | 384 | 0.99 | Ambient | 15000 |  |  | 52000 | 0.01 | 14 | 15 | 0.19 | 0.19 | 0.18 | 0.18 | 0.06 | 0.02 | 0.27 | 0.26 | 0.27 | 0.21 | 0.09 | 0.03 | 0.2 | 0.1 | 0.09 | 0.07 | 0.02 | 0.01 | True |  | Non Federally-Regulated | 10/16/2018 |  | 10/22/2018
Visual Comfort & Company | Ambiance Lighting Systems | 98872S-*** | Light Emitting Diode | Inseparable Luminaire | Direct Wired | Forward Phase Cut Controls | 63 | 2697 | 0.0028 | 93 | 61 | 384 | 0.99 | Ambient | 15000 |  |  | 52000 | 0.01 | 14 | 15 | 0.19 | 0.19 | 0.18 | 0.18 | 0.06 | 0.02 | 0.27 | 0.26 | 0.27 | 0.21 | 0.09 | 0.03 | 0.2 | 0.1 | 0.09 | 0.07 | 0.02 | 0.01 | True |  | Non Federally-Regulated | 10/16/2018 |  | 10/22/2018
Visual Comfort & Company | Ambiance Lighting Systems | 98872S-** | Light Emitting Diode | Inseparable Luminaire | Direct Wired | Forward Phase Cut Controls | 63 | 2697 | 0.0028 | 93 | 61 | 384 | 0.99 | Ambient | 15000 |  |  | 52000 | 0.01 | 14 | 15 | 0.19 | 0.19 | 0.18 | 0.18 | 0.06 | 0.02 | 0.27 | 0.26 | 0.27 | 0.21 | 0.09 | 0.03 | 0.2 | 0.1 | 0.09 | 0.07 | 0.02 | 0.01 | True |  | Non Federally-Regulated | 10/16/2018 |  | 10/22/2018
Visual Comfort & Company | Ambiance Lighting Systems | 98873S-*** | Light Emitting Diode | Inseparable Luminaire | Direct Wired | Forward Phase Cut Controls | 63 | 3010 | 0.0028 | 93 | 61 | 384 | 0.99 | Ambient | 15000 |  |  | 52000 | 0.01 | 14 | 15 | 0.19 | 0.19 | 0.18 | 0.18 | 0.06 | 0.02 | 0.27 | 0.26 | 0.27 | 0.21 | 0.09 | 0.03 | 0.2 | 0.1 | 0.09 | 0.07 | 0.02 | 0.01 | True |  | Non Federally-Regulated | 10/16/2018 |  | 10/22/2018
Visual Comfort & Company | Ambiance Lighting Systems | 98873S-** | Light Emitting Diode | Inseparable Luminaire | Direct Wired | Forward Phase Cut Controls | 63 | 3010 | 0.0028 | 93 | 61 | 384 | 0.99 | Ambient | 15000 |  |  | 52000 | 0.01 | 14 | 15 | 0.19 | 0.19 | 0.18 | 0.18 | 0.06 | 0.02 | 0.27 | 0.26 | 0.27 | 0.21 | 0.09 | 0.03 | 0.2 | 0.1 | 0.09 | 0.07 | 0.02 | 0.01 | True |  | Non Federally-Regulated | 10/16/2018 |  | 10/22/2018
Visual Comfort & Company | Ambiance Lighting Systems | 98874S-*** | Light Emitting Diode | Inseparable Luminaire | Direct Wired | Forward Phase Cut Controls | 63 | 2697 | 0.0028 | 93 | 61 | 384 | 0.99 | Ambient | 15000 |  |  | 52000 | 0.01 | 14 | 15 | 0.19 | 0.19 | 0.18 | 0.18 | 0.06 | 0.02 | 0.27 | 0.26 | 0.27 | 0.21 | 0.09 | 0.03 | 0.2 | 0.1 | 0.09 | 0.07 | 0.02 | 0.01 | True |  | Non Federally-Regulated | 10/16/2018 |  | 10/22/2018
Visual Comfort & Company | Ambiance Lighting Systems | 98874S-** | Light Emitting Diode | Inseparable Luminaire | Direct Wired | Forward Phase Cut Controls | 63 | 2697 | 0.0028 | 93 | 61 | 384 | 0.99 | Ambient | 15000 |  |  | 52000 | 0.01 | 14 | 15 | 0.19 | 0.19 | 0.18 | 0.18 | 0.06 | 0.02 | 0.27 | 0.26 | 0.27 | 0.21 | 0.09 | 0.03 | 0.2 | 0.1 | 0.09 | 0.07 | 0.02 | 0.01 | True |  | Non Federally-Regulated | 10/16/2018 |  | 10/22/2018
Visual Comfort & Company | Ambiance Lighting Systems | 98875S-*** | Light Emitting Diode | Inseparable Luminaire | Direct Wired | Forward Phase Cut Controls | 63 | 3010 | 0.0028 | 93 | 61 | 384 | 0.99 | Ambient | 15000 |  |  | 52000 | 0.01 | 14 | 15 | 0.19 | 0.19 | 0.18 | 0.18 | 0.06 | 0.02 | 0.27 | 0.26 | 0.27 | 0.21 | 0.09 | 0.03 | 0.2 | 0.1 | 0.09 | 0.07 | 0.02 | 0.01 | True |  | Non Federally-Regulated | 10/16/2018 |  | 10/22/2018
Visual Comfort & Company | Ambiance Lighting Systems | 98875S-** | Light Emitting Diode | Inseparable Luminaire | Direct Wired | Forward Phase Cut Controls | 63 | 3010 | 0.0028 | 93 | 61 | 384 | 0.99 | Ambient | 15000 |  |  | 52000 | 0.01 | 14 | 15 | 0.19 | 0.19 | 0.18 | 0.18 | 0.06 | 0.02 | 0.27 | 0.26 | 0.27 | 0.21 | 0.09 | 0.03 | 0.2 | 0.1 | 0.09 | 0.07 | 0.02 | 0.01 | True |  | Non Federally-Regulated | 10/16/2018 |  | 10/22/2018
Visual Comfort & Company | Ambiance Lighting Systems | 98876S-*** | Light Emitting Diode | Inseparable Luminaire | Direct Wired | Forward Phase Cut Controls | 63 | 2697 | 0.0028 | 93 | 61 | 384 | 0.99 | Ambient | 15000 |  |  | 52000 | 0.01 | 14 | 15 | 0.19 | 0.19 | 0.18 | 0.18 | 0.06 | 0.02 | 0.27 | 0.26 | 0.27 | 0.21 | 0.09 | 0.03 | 0.2 | 0.1 | 0.09 | 0.07 | 0.02 | 0.01 | True |  | Non Federally-Regulated | 10/16/2018 |  | 10/22/2018
Visual Comfort & Company | Ambiance Lighting Systems | 98876S-** | Light Emitting Diode | Inseparable Luminaire | Direct Wired | Forward Phase Cut Controls | 63 | 2697 | 0.0028 | 93 | 61 | 384 | 0.99 | Ambient | 15000 |  |  | 52000 | 0.01 | 14 | 15 | 0.19 | 0.19 | 0.18 | 0.18 | 0.06 | 0.02 | 0.27 | 0.26 | 0.27 | 0.21 | 0.09 | 0.03 | 0.2 | 0.1 | 0.09 | 0.07 | 0.02 | 0.01 | True |  | Non Federally-Regulated | 10/16/2018 |  | 10/22/2018
Visual Comfort & Company | Ambiance Lighting Systems | 98877S-*** | Light Emitting Diode | Inseparable Luminaire | Direct Wired | Forward Phase Cut Controls | 63 | 3010 | 0.0028 | 93 | 61 | 384 | 0.99 | Ambient | 15000 |  |  | 52000 | 0.01 | 14 | 15 | 0.19 | 0.19 | 0.18 | 0.18 | 0.06 | 0.02 | 0.27 | 0.26 | 0.27 | 0.21 | 0.09 | 0.03 | 0.2 | 0.1 | 0.09 | 0.07 | 0.02 | 0.01 | True |  | Non Federally-Regulated | 10/16/2018 |  | 10/22/2018
Visual Comfort & Company | Ambiance Lighting Systems | 98877S-** | Light Emitting Diode | Inseparable Luminaire | Direct Wired | Forward Phase Cut Controls | 63 | 3010 | 0.0028 | 93 | 61 | 384 | 0.99 | Ambient | 15000 |  |  | 52000 | 0.01 | 14 | 15 | 0.19 | 0.19 | 0.18 | 0.18 | 0.06 | 0.02 | 0.27 | 0.26 | 0.27 | 0.21 | 0.09 | 0.03 | 0.2 | 0.1 | 0.09 | 0.07 | 0.02 | 0.01 | True |  | Non Federally-Regulated | 10/16/2018 |  | 10/22/2018
Visual Comfort & Company | Ambiance Lighting Systems | 98878S-*** | Light Emitting Diode | Inseparable Luminaire | Direct Wired | Forward Phase Cut Controls | 63 | 2697 | 0.0028 | 93 | 61 | 384 | 0.99 | Ambient | 15000 |  |  | 52000 | 0.01 | 14 | 15 | 0.19 | 0.19 | 0.18 | 0.18 | 0.06 | 0.02 | 0.27 | 0.26 | 0.27 | 0.21 | 0.09 | 0.03 | 0.2 | 0.1 | 0.09 | 0.07 | 0.02 | 0.01 | True |  | Non Federally-Regulated | 10/16/2018 |  | 10/22/2018
Visual Comfort & Company | Ambiance Lighting Systems | 98878S-** | Light Emitting Diode | Inseparable Luminaire | Direct Wired | Forward Phase Cut Controls | 63 | 2697 | 0.0028 | 93 | 61 | 384 | 0.99 | Ambient | 15000 |  |  | 52000 | 0.01 | 14 | 15 | 0.19 | 0.19 | 0.18 | 0.18 | 0.06 | 0.02 | 0.27 | 0.26 | 0.27 | 0.21 | 0.09 | 0.03 | 0.2 | 0.1 | 0.09 | 0.07 | 0.02 | 0.01 | True |  | Non Federally-Regulated | 10/16/2018 |  | 10/22/2018
Visual Comfort & Company | Ambiance Lighting Systems | 98879S-*** | Light Emitting Diode | Inseparable Luminaire | Direct Wired | Forward Phase Cut Controls | 63 | 3010 | 0.0028 | 93 | 61 | 384 | 0.99 | Ambient | 15000 |  |  | 52000 | 0.01 | 14 | 15 | 0.19 | 0.19 | 0.18 | 0.18 | 0.06 | 0.02 | 0.27 | 0.26 | 0.27 | 0.21 | 0.09 | 0.03 | 0.2 | 0.1 | 0.09 | 0.07 | 0.02 | 0.01 | True |  | Non Federally-Regulated | 10/16/2018 |  | 10/22/2018
Visual Comfort & Company | Ambiance Lighting Systems | 98879S-** | Light Emitting Diode | Inseparable Luminaire | Direct Wired | Forward Phase Cut Controls | 63 | 3010 | 0.0028 | 93 | 61 | 384 | 0.99 | Ambient | 15000 |  |  | 52000 | 0.01 | 14 | 15 | 0.19 | 0.19 | 0.18 | 0.18 | 0.06 | 0.02 | 0.27 | 0.26 | 0.27 | 0.21 | 0.09 | 0.03 | 0.2 | 0.1 | 0.09 | 0.07 | 0.02 | 0.01 | True |  | Non Federally-Regulated | 10/16/2018 |  | 10/22/2018
Lum-Tech Lighting Inc. | LUM-TECH LIGHTING | LEDT-C44 | Light Emitting Diode | Inseparable Luminaire | Direct Wired | Forward Phase Cut Controls | 51.2 | 2690 | 0.003 | 93 | 59 | 334 | 0.91 | Ambient | 25000 |  |  | 25000 | 0.1 | 16 | 16 | 0.19 | 0.19 | 0.15 | 0.1 | 0 | 0 | 0.13 | 0.12 | 0.09 | 0.06 | 0.01 | 0.01 | 0.15 | 0.14 | 0.13 | 0.1 | 0.02 | 0.02 | True |  | Non Federally-Regulated | 09/19/2018 |  | 10/26/2018
DONG GUAN EUROLIGHT TECHNOLOGY COMPANY LIMITED | Hampton Bay | 34038-HBOB | Light Emitting Diode | Inseparable Luminaire | Direct Wired | Forward Phase Cut Controls | 55 | 3000 | 0.0017 | 90 | 50 | 236 | 0.9 | Ambient | 50000 |  |  | 56000 | 0.1 | 21 | 21 | 0.17 | 0.16 | 0.15 | 0.14 | 0.01 | 0.01 | 0.17 | 0.17 | 0.16 | 0.14 | 0.02 | 0.01 | 0.13 | 0.12 | 0.12 | 0.09 | 0.01 | 0.01 | True |  | Non Federally-Regulated | 10/24/2018 |  | 11/01/2018
DONG GUAN EUROLIGHT TECHNOLOGY COMPANY LIMITED | Hampton Bay | 34038-HBOC | Light Emitting Diode | Inseparable Luminaire | Direct Wired | Forward Phase Cut Controls | 55 | 3000 | 0.0014 | 90 | 50 | 288 | 0.9 | Ambient | 50000 |  |  | 56000 | 0.1 | 21 | 21 | 0.19 | 0.16 | 0.15 | 0.14 | 0.01 | 0.01 | 0.2 | 0.19 | 0.18 | 0.15 | 0.02 | 0.01 | 0.17 | 0.13 | 0.12 | 0.1 | 0.01 | 0.01 | True |  | Non Federally-Regulated | 10/24/2018 |  | 11/01/2018
DONG GUAN EUROLIGHT TECHNOLOGY COMPANY LIMITED | Hampton Bay | 34038-HBON | Light Emitting Diode | Inseparable Luminaire | Direct Wired | Forward Phase Cut Controls | 55 | 3000 | 0.001 | 90 | 50 | 224 | 0.9 | Ambient | 50000 |  |  | 56000 | 0.1 | 21 | 21 | 0.18 | 0.17 | 0.16 | 0.15 | 0.01 | 0.01 | 0.17 | 0.16 | 0.15 | 0.13 | 0.01 | 0.01 | 0.14 | 0.13 | 0.13 | 0.1 | 0.01 | 0.01 | True |  | Non Federally-Regulated | 10/24/2018 |  | 11/01/2018
DONG GUAN EUROLIGHT TECHNOLOGY COMPANY LIMITED | Hampton Bay | 34764-HBO | Light Emitting Diode | Inseparable Luminaire | Direct Wired | Forward Phase Cut Controls | 60 | 3000 | 0.0017 | 90 | 50 | 256 | 0.9 | Ambient | 50000 |  |  | 56000 | 0.1 | 21 | 21 | 0.2 | 0.2 | 0.18 | 0.17 | 0.01 | 0.01 | 0.2 | 0.19 | 0.19 | 0.15 | 0.02 | 0.02 | 0.15 | 0.14 | 0.14 | 0.11 | 0.02 | 0.02 | True |  | Non Federally-Regulated | 10/24/2018 |  | 11/01/2018
DONG GUAN EUROLIGHT TECHNOLOGY COMPANY LIMITED | Hampton Bay | 34766-HBO | Light Emitting Diode | Inseparable Luminaire | Direct Wired | Forward Phase Cut Controls | 60 | 3000 | 0.0017 | 90 | 50 | 256 | 0.9 | Ambient | 50000 |  |  | 56000 | 0.1 | 21 | 21 | 0.2 | 0.2 | 0.18 | 0.17 | 0.01 | 0.01 | 0.2 | 0.19 | 0.19 | 0.16 | 0.02 | 0.02 | 0.15 | 0.14 | 0.14 | 0.11 | 0.02 | 0.02 | True |  | Non Federally-Regulated | 10/24/2018 |  | 11/01/2018
DONG GUAN EUROLIGHT TECHNOLOGY COMPANY LIMITED | Hampton Bay | 34792-HBO | Light Emitting Diode | Inseparable Luminaire | Direct Wired | Forward Phase Cut Controls | 60 | 3000 | 0.0017 | 90 | 50 | 256 | 0.9 | Ambient | 50000 |  |  | 56000 | 0.1 | 21 | 21 | 0.2 | 0.2 | 0.19 | 0.17 | 0.01 | 0.01 | 0.2 | 0.19 | 0.19 | 0.15 | 0.02 | 0.02 | 0.15 | 0.14 | 0.14 | 0.11 | 0.02 | 0.02 | True |  | Non Federally-Regulated | 10/24/2018 |  | 11/01/2018
USAI Lighting | USAI Lighting | B3RDF-09X1-27KH-25-S-WH-NCIC-UNV-D6E | Light Emitting Diode | Inseparable Luminaire | Direct Wired | 0-10 VDC Controls | 71 | 2700 | 0.001 | 91 | 52 | 433 | 0.96 | Ambient | 50000 |  |  | 99999 | 0.01 | 13 | 4 | 0.01 | 0.01 | 0 | 0 | 0 | 0 | 0.09 | 0.02 | 0 | 0 | 0 | 0 | 0.85 | 0 | 0 | 0 | 0 | 0 | True |  | Non Federally-Regulated | 06/29/2018 |  | 11/06/2018
USAI Lighting | USAI Lighting | B3RDF-09X1-27KH-45-S-WH-NCIC-UNV-D6E | Light Emitting Diode | Inseparable Luminaire | Direct Wired | 0-10 VDC Controls | 74 | 2700 | 0.001 | 91 | 52 | 433 | 0.96 | Ambient | 50000 |  |  | 99999 | 0.01 | 13 | 4 | 0.01 | 0.01 | 0 | 0 | 0 | 0 | 0.09 | 0.02 | 0 | 0 | 0 | 0 | 0.85 | 0 | 0 | 0 | 0 | 0 | True |  | Non Federally-Regulated | 06/29/2018 |  | 11/06/2018
USAI Lighting | USAI Lighting | B3RDF-09X1-27KH-65-S-WH-NCIC-UNV-D6E | Light Emitting Diode | Inseparable Luminaire | Direct Wired | 0-10 VDC Controls | 61 | 2700 | 0.001 | 91 | 52 | 433 | 0.96 | Ambient | 50000 |  |  | 99999 | 0.01 | 13 | 4 | 0.01 | 0.01 | 0 | 0 | 0 | 0 | 0.09 | 0.02 | 0 | 0 | 0 | 0 | 0.85 | 0 | 0 | 0 | 0 | 0 | True |  | Non Federally-Regulated | 06/29/2018 |  | 11/06/2018
USAI Lighting | USAI Lighting | B3RDF-09X1-30KH-25-S-WH-NCIC-UNV-D6E | Light Emitting Diode | Inseparable Luminaire | Direct Wired | 0-10 VDC Controls | 71 | 3000 | 0.001 | 91 | 52 | 433 | 0.96 | Ambient | 50000 |  |  | 99999 | 0.01 | 13 | 4 | 0.01 | 0.01 | 0 | 0 | 0 | 0 | 0.09 | 0.02 | 0 | 0 | 0 | 0 | 0.85 | 0 | 0 | 0 | 0 | 0 | True |  | Non Federally-Regulated | 06/29/2018 |  | 11/06/2018
USAI Lighting | USAI Lighting | B3RDF-09X1-30KH-45-S-WH-NCIC-UNV-D6E | Light Emitting Diode | Inseparable Luminaire | Direct Wired | 0-10 VDC Controls | 74 | 3000 | 0.001 | 91 | 52 | 433 | 0.96 | Ambient | 50000 |  |  | 99999 | 0.01 | 13 | 4 | 0.01 | 0.01 | 0 | 0 | 0 | 0 | 0.09 | 0.02 | 0 | 0 | 0 | 0 | 0.85 | 0 | 0 | 0 | 0 | 0 | True |  | Non Federally-Regulated | 06/29/2018 |  | 11/06/2018
USAI Lighting | USAI Lighting | B3RDF-09X1-30KH-65-S-WH-NCIC-UNV-D6E | Light Emitting Diode | Inseparable Luminaire | Direct Wired | 0-10 VDC Controls | 61 | 3000 | 0.001 | 91 | 52 | 433 | 0.96 | Ambient | 50000 |  |  | 99999 | 0.01 | 13 | 4 | 0.01 | 0.01 | 0 | 0 | 0 | 0 | 0.09 | 0.02 | 0 | 0 | 0 | 0 | 0.85 | 0 | 0 | 0 | 0 | 0 | True |  | Non Federally-Regulated | 06/29/2018 |  | 11/06/2018
USAI Lighting | USAI Lighting | B3RDF-09X1-35KH-25-S-WH-NCIC-UNV-D6E | Light Emitting Diode | Inseparable Luminaire | Direct Wired | 0-10 VDC Controls | 77 | 3500 | 0.001 | 91 | 52 | 433 | 0.96 | Ambient | 50000 |  |  | 99999 | 0.01 | 13 | 4 | 0.01 | 0.01 | 0 | 0 | 0 | 0 | 0.09 | 0.02 | 0 | 0 | 0 | 0 | 0.85 | 0 | 0 | 0 | 0 | 0 | True |  | Non Federally-Regulated | 06/29/2018 |  | 11/06/2018
USAI Lighting | USAI Lighting | B3RDF-09X1-35KH-45-S-WH-NCIC-UNV-D6E | Light Emitting Diode | Inseparable Luminaire | Direct Wired | 0-10 VDC Controls | 80 | 3500 | 0.001 | 91 | 52 | 433 | 0.96 | Ambient | 50000 |  |  | 99999 | 0.01 | 13 | 4 | 0.01 | 0.01 | 0 | 0 | 0 | 0 | 0.09 | 0.02 | 0 | 0 | 0 | 0 | 0.85 | 0 | 0 | 0 | 0 | 0 | True |  | Non Federally-Regulated | 06/29/2018 |  | 11/06/2018
USAI Lighting | USAI Lighting | B3RDF-09X1-35KH-65-S-WH-NCIC-UNV-D6E | Light Emitting Diode | Inseparable Luminaire | Direct Wired | 0-10 VDC Controls | 65 | 3500 | 0.001 | 91 | 52 | 433 | 0.96 | Ambient | 50000 |  |  | 99999 | 0.01 | 13 | 4 | 0.01 | 0.01 | 0 | 0 | 0 | 0 | 0.09 | 0.02 | 0 | 0 | 0 | 0 | 0.85 | 0 | 0 | 0 | 0 | 0 | True |  | Non Federally-Regulated | 06/29/2018 |  | 11/06/2018
USAI Lighting | USAI Lighting | B3RDF-09X1-40KH-25-S-WH-NCIC-UNV-D6E | Light Emitting Diode | Inseparable Luminaire | Direct Wired | 0-10 VDC Controls | 82 | 4000 | 0.001 | 91 | 52 | 433 | 0.96 | Ambient | 50000 |  |  | 99999 | 0.01 | 13 | 4 | 0.01 | 0.01 | 0 | 0 | 0 | 0 | 0.09 | 0.02 | 0 | 0 | 0 | 0 | 0.85 | 0 | 0 | 0 | 0 | 0 | True |  | Non Federally-Regulated | 06/29/2018 |  | 11/06/2018
USAI Lighting | USAI Lighting | B3RDF-09X1-40KH-45-S-WH-NCIC-UNV-D6E | Light Emitting Diode | Inseparable Luminaire | Direct Wired | 0-10 VDC Controls | 85 | 4000 | 0.001 | 91 | 52 | 433 | 0.96 | Ambient | 50000 |  |  | 99999 | 0.01 | 13 | 4 | 0.01 | 0.01 | 0 | 0 | 0 | 0 | 0.09 | 0.02 | 0 | 0 | 0 | 0 | 0.85 | 0 | 0 | 0 | 0 | 0 | True |  | Non Federally-Regulated | 06/29/2018 |  | 11/06/2018
USAI Lighting | USAI Lighting | B3RDF-09X1-40KH-65-S-WH-NCIC-UNV-D6E | Light Emitting Diode | Inseparable Luminaire | Direct Wired | 0-10 VDC Controls | 70 | 4000 | 0.001 | 91 | 52 | 433 | 0.96 | Ambient | 50000 |  |  | 99999 | 0.01 | 13 | 4 | 0.01 | 0.01 | 0 | 0 | 0 | 0 | 0.09 | 0.02 | 0 | 0 | 0 | 0 | 0.85 | 0 | 0 | 0 | 0 | 0 | True |  | Non Federally-Regulated | 06/29/2018 |  | 11/06/2018
USAI Lighting | USAI Lighting | B3RDF-09X1-27KH-25-S-GR-NCIC-UNV-D6E | Light Emitting Diode | Inseparable Luminaire | Direct Wired | 0-10 VDC Controls | 71 | 2700 | 0.001 | 91 | 52 | 433 | 0.96 | Ambient | 50000 |  |  | 99999 | 0.01 | 13 | 4 | 0.01 | 0.01 | 0 | 0 | 0 | 0 | 0.09 | 0.02 | 0 | 0 | 0 | 0 | 0.85 | 0 | 0 | 0 | 0 | 0 | True |  | Non Federally-Regulated | 06/29/2018 |  | 11/06/2018
USAI Lighting | USAI Lighting | B3RDF-09X1-27KH-45-S-GR-NCIC-UNV-D6E | Light Emitting Diode | Inseparable Luminaire | Direct Wired | 0-10 VDC Controls | 74 | 2700 | 0.001 | 91 | 52 | 433 | 0.96 | Ambient | 50000 |  |  | 99999 | 0.01 | 13 | 4 | 0.01 | 0.01 | 0 | 0 | 0 | 0 | 0.09 | 0.02 | 0 | 0 | 0 | 0 | 0.85 | 0 | 0 | 0 | 0 | 0 | True |  | Non Federally-Regulated | 06/29/2018 |  | 11/06/2018
USAI Lighting | USAI Lighting | B3RDF-09X1-27KH-65-S-GR-NCIC-UNV-D6E | Light Emitting Diode | Inseparable Luminaire | Direct Wired | 0-10 VDC Controls | 61 | 2700 | 0.001 | 91 | 52 | 433 | 0.96 | Ambient | 50000 |  |  | 99999 | 0.01 | 13 | 4 | 0.01 | 0.01 | 0 | 0 | 0 | 0 | 0.09 | 0.02 | 0 | 0 | 0 | 0 | 0.85 | 0 | 0 | 0 | 0 | 0 | True |  | Non Federally-Regulated | 06/29/2018 |  | 11/06/2018
USAI Lighting | USAI Lighting | B3RDF-09X1-30KH-25-S-GR-NCIC-UNV-D6E | Light Emitting Diode | Inseparable Luminaire | Direct Wired | 0-10 VDC Controls | 71 | 3000 | 0.001 | 91 | 52 | 433 | 0.96 | Ambient | 50000 |  |  | 99999 | 0.01 | 13 | 4 | 0.01 | 0.01 | 0 | 0 | 0 | 0 | 0.09 | 0.02 | 0 | 0 | 0 | 0 | 0.85 | 0 | 0 | 0 | 0 | 0 | True |  | Non Federally-Regulated | 06/29/2018 |  | 11/06/2018
USAI Lighting | USAI Lighting | B3RDF-09X1-30KH-45-S-GR-NCIC-UNV-D6E | Light Emitting Diode | Inseparable Luminaire | Direct Wired | 0-10 VDC Controls | 74 | 3000 | 0.001 | 91 | 52 | 433 | 0.96 | Ambient | 50000 |  |  | 99999 | 0.01 | 13 | 4 | 0.01 | 0.01 | 0 | 0 | 0 | 0 | 0.09 | 0.02 | 0 | 0 | 0 | 0 | 0.85 | 0 | 0 | 0 | 0 | 0 | True |  | Non Federally-Regulated | 06/29/2018 |  | 11/06/2018
USAI Lighting | USAI Lighting | B3RDF-09X1-30KH-65-S-GR-NCIC-UNV-D6E | Light Emitting Diode | Inseparable Luminaire | Direct Wired | 0-10 VDC Controls | 61 | 3000 | 0.001 | 91 | 52 | 433 | 0.96 | Ambient | 50000 |  |  | 99999 | 0.01 | 13 | 4 | 0.01 | 0.01 | 0 | 0 | 0 | 0 | 0.09 | 0.02 | 0 | 0 | 0 | 0 | 0.85 | 0 | 0 | 0 | 0 | 0 | True |  | Non Federally-Regulated | 06/29/2018 |  | 11/06/2018
USAI Lighting | USAI Lighting | B3RDF-09X1-35KH-25-S-GR-NCIC-UNV-D6E | Light Emitting Diode | Inseparable Luminaire | Direct Wired | 0-10 VDC Controls | 77 | 3500 | 0.001 | 91 | 52 | 433 | 0.96 | Ambient | 50000 |  |  | 99999 | 0.01 | 13 | 4 | 0.01 | 0.01 | 0 | 0 | 0 | 0 | 0.09 | 0.02 | 0 | 0 | 0 | 0 | 0.85 | 0 | 0 | 0 | 0 | 0 | True |  | Non Federally-Regulated | 06/29/2018 |  | 11/06/2018
USAI Lighting | USAI Lighting | B3RDF-09X1-35KH-45-S-GR-NCIC-UNV-D6E | Light Emitting Diode | Inseparable Luminaire | Direct Wired | 0-10 VDC Controls | 80 | 3500 | 0.001 | 91 | 52 | 433 | 0.96 | Ambient | 50000 |  |  | 99999 | 0.01 | 13 | 4 | 0.01 | 0.01 | 0 | 0 | 0 | 0 | 0.09 | 0.02 | 0 | 0 | 0 | 0 | 0.85 | 0 | 0 | 0 | 0 | 0 | True |  | Non Federally-Regulated | 06/29/2018 |  | 11/06/2018
USAI Lighting | USAI Lighting | B3RDF-09X1-35KH-65-S-GR-NCIC-UNV-D6E | Light Emitting Diode | Inseparable Luminaire | Direct Wired | 0-10 VDC Controls | 65 | 3500 | 0.001 | 91 | 52 | 433 | 0.96 | Ambient | 50000 |  |  | 99999 | 0.01 | 13 | 4 | 0.01 | 0.01 | 0 | 0 | 0 | 0 | 0.09 | 0.02 | 0 | 0 | 0 | 0 | 0.85 | 0 | 0 | 0 | 0 | 0 | True |  | Non Federally-Regulated | 06/29/2018 |  | 11/06/2018
USAI Lighting | USAI Lighting | B3RDF-09X1-40KH-25-S-GR-NCIC-UNV-D6E | Light Emitting Diode | Inseparable Luminaire | Direct Wired | 0-10 VDC Controls | 82 | 4000 | 0.001 | 91 | 52 | 433 | 0.96 | Ambient | 50000 |  |  | 99999 | 0.01 | 13 | 4 | 0.01 | 0.01 | 0 | 0 | 0 | 0 | 0.09 | 0.02 | 0 | 0 | 0 | 0 | 0.85 | 0 | 0 | 0 | 0 | 0 | True |  | Non Federally-Regulated | 06/29/2018 |  | 11/06/2018
USAI Lighting | USAI Lighting | B3RDF-09X1-40KH-45-S-GR-NCIC-UNV-D6E | Light Emitting Diode | Inseparable Luminaire | Direct Wired | 0-10 VDC Controls | 85 | 4000 | 0.001 | 91 | 52 | 433 | 0.96 | Ambient | 50000 |  |  | 99999 | 0.01 | 13 | 4 | 0.01 | 0.01 | 0 | 0 | 0 | 0 | 0.09 | 0.02 | 0 | 0 | 0 | 0 | 0.85 | 0 | 0 | 0 | 0 | 0 | True |  | Non Federally-Regulated | 06/29/2018 |  | 11/06/2018
USAI Lighting | USAI Lighting | B3RDF-09X1-40KH-65-S-GR-NCIC-UNV-D6E | Light Emitting Diode | Inseparable Luminaire | Direct Wired | 0-10 VDC Controls | 70 | 4000 | 0.001 | 91 | 52 | 433 | 0.96 | Ambient | 50000 |  |  | 99999 | 0.01 | 13 | 4 | 0.01 | 0.01 | 0 | 0 | 0 | 0 | 0.09 | 0.02 | 0 | 0 | 0 | 0 | 0.85 | 0 | 0 | 0 | 0 | 0 | True |  | Non Federally-Regulated | 06/29/2018 |  | 11/06/2018
USAI Lighting | USAI Lighting | B3RDF-09X1-27KH-25-S-BL-NCIC-UNV-D6E | Light Emitting Diode | Inseparable Luminaire | Direct Wired | 0-10 VDC Controls | 71 | 2700 | 0.001 | 91 | 52 | 433 | 0.96 | Ambient | 50000 |  |  | 99999 | 0.01 | 13 | 4 | 0.01 | 0.01 | 0 | 0 | 0 | 0 | 0.09 | 0.02 | 0 | 0 | 0 | 0 | 0.85 | 0 | 0 | 0 | 0 | 0 | True |  | Non Federally-Regulated | 06/29/2018 |  | 11/06/2018
USAI Lighting | USAI Lighting | B3RDF-09X1-27KH-45-S-BL-NCIC-UNV-D6E | Light Emitting Diode | Inseparable Luminaire | Direct Wired | 0-10 VDC Controls | 74 | 2700 | 0.001 | 91 | 52 | 433 | 0.96 | Ambient | 50000 |  |  | 99999 | 0.01 | 13 | 4 | 0.01 | 0.01 | 0 | 0 | 0 | 0 | 0.09 | 0.02 | 0 | 0 | 0 | 0 | 0.85 | 0 | 0 | 0 | 0 | 0 | True |  | Non Federally-Regulated | 06/29/2018 |  | 11/06/2018
USAI Lighting | USAI Lighting | B3RDF-09X1-27KH-65-S-BL-NCIC-UNV-D6E | Light Emitting Diode | Inseparable Luminaire | Direct Wired | 0-10 VDC Controls | 61 | 2700 | 0.001 | 91 | 52 | 433 | 0.96 | Ambient | 50000 |  |  | 99999 | 0.01 | 13 | 4 | 0.01 | 0.01 | 0 | 0 | 0 | 0 | 0.09 | 0.02 | 0 | 0 | 0 | 0 | 0.85 | 0 | 0 | 0 | 0 | 0 | True |  | Non Federally-Regulated | 06/29/2018 |  | 11/06/2018
USAI Lighting | USAI Lighting | B3RDF-09X1-30KH-25-S-BL-NCIC-UNV-D6E | Light Emitting Diode | Inseparable Luminaire | Direct Wired | 0-10 VDC Controls | 71 | 3000 | 0.001 | 91 | 52 | 433 | 0.96 | Ambient | 50000 |  |  | 99999 | 0.01 | 13 | 4 | 0.01 | 0.01 | 0 | 0 | 0 | 0 | 0.09 | 0.02 | 0 | 0 | 0 | 0 | 0.85 | 0 | 0 | 0 | 0 | 0 | True |  | Non Federally-Regulated | 06/29/2018 |  | 11/06/2018
USAI Lighting | USAI Lighting | B3RDF-09X1-30KH-45-S-BL-NCIC-UNV-D6E | Light Emitting Diode | Inseparable Luminaire | Direct Wired | 0-10 VDC Controls | 74 | 3000 | 0.001 | 91 | 52 | 433 | 0.96 | Ambient | 50000 |  |  | 99999 | 0.01 | 13 | 4 | 0.01 | 0.01 | 0 | 0 | 0 | 0 | 0.09 | 0.02 | 0 | 0 | 0 | 0 | 0.85 | 0 | 0 | 0 | 0 | 0 | True |  | Non Federally-Regulated | 06/29/2018 |  | 11/06/2018
USAI Lighting | USAI Lighting | B3RDF-09X1-30KH-65-S-BL-NCIC-UNV-D6E | Light Emitting Diode | Inseparable Luminaire | Direct Wired | 0-10 VDC Controls | 61 | 3000 | 0.001 | 91 | 52 | 433 | 0.96 | Ambient | 50000 |  |  | 99999 | 0.01 | 13 | 4 | 0.01 | 0.01 | 0 | 0 | 0 | 0 | 0.09 | 0.02 | 0 | 0 | 0 | 0 | 0.85 | 0 | 0 | 0 | 0 | 0 | True |  | Non Federally-Regulated | 06/29/2018 |  | 11/06/2018
USAI Lighting | USAI Lighting | B3RDF-09X1-35KH-25-S-BL-NCIC-UNV-D6E | Light Emitting Diode | Inseparable Luminaire | Direct Wired | 0-10 VDC Controls | 77 | 3500 | 0.001 | 91 | 52 | 433 | 0.96 | Ambient | 50000 |  |  | 99999 | 0.01 | 13 | 4 | 0.01 | 0.01 | 0 | 0 | 0 | 0 | 0.09 | 0.02 | 0 | 0 | 0 | 0 | 0.85 | 0 | 0 | 0 | 0 | 0 | True |  | Non Federally-Regulated | 06/29/2018 |  | 11/06/2018
USAI Lighting | USAI Lighting | B3RDF-09X1-35KH-45-S-BL-NCIC-UNV-D6E | Light Emitting Diode | Inseparable Luminaire | Direct Wired | 0-10 VDC Controls | 80 | 3500 | 0.001 | 91 | 52 | 433 | 0.96 | Ambient | 50000 |  |  | 99999 | 0.01 | 13 | 4 | 0.01 | 0.01 | 0 | 0 | 0 | 0 | 0.09 | 0.02 | 0 | 0 | 0 | 0 | 0.85 | 0 | 0 | 0 | 0 | 0 | True |  | Non Federally-Regulated | 06/29/2018 |  | 11/06/2018
USAI Lighting | USAI Lighting | B3RDF-09X1-35KH-65-S-BL-NCIC-UNV-D6E | Light Emitting Diode | Inseparable Luminaire | Direct Wired | 0-10 VDC Controls | 65 | 3500 | 0.001 | 91 | 52 | 433 | 0.96 | Ambient | 50000 |  |  | 99999 | 0.01 | 13 | 4 | 0.01 | 0.01 | 0 | 0 | 0 | 0 | 0.09 | 0.02 | 0 | 0 | 0 | 0 | 0.85 | 0 | 0 | 0 | 0 | 0 | True |  | Non Federally-Regulated | 06/29/2018 |  | 11/06/2018
USAI Lighting | USAI Lighting | B3RDF-09X1-40KH-25-S-BL-NCIC-UNV-D6E | Light Emitting Diode | Inseparable Luminaire | Direct Wired | 0-10 VDC Controls | 82 | 4000 | 0.001 | 91 | 52 | 433 | 0.96 | Ambient | 50000 |  |  | 99999 | 0.01 | 13 | 4 | 0.01 | 0.01 | 0 | 0 | 0 | 0 | 0.09 | 0.02 | 0 | 0 | 0 | 0 | 0.85 | 0 | 0 | 0 | 0 | 0 | True |  | Non Federally-Regulated | 06/29/2018 |  | 11/06/2018
USAI Lighting | USAI Lighting | B3RDF-09X1-40KH-45-S-BL-NCIC-UNV-D6E | Light Emitting Diode | Inseparable Luminaire | Direct Wired | 0-10 VDC Controls | 85 | 4000 | 0.001 | 91 | 52 | 433 | 0.96 | Ambient | 50000 |  |  | 99999 | 0.01 | 13 | 4 | 0.01 | 0.01 | 0 | 0 | 0 | 0 | 0.09 | 0.02 | 0 | 0 | 0 | 0 | 0.85 | 0 | 0 | 0 | 0 | 0 | True |  | Non Federally-Regulated | 06/29/2018 |  | 11/06/2018
USAI Lighting | USAI Lighting | B3RDF-09X1-40KH-65-S-BL-NCIC-UNV-D6E | Light Emitting Diode | Inseparable Luminaire | Direct Wired | 0-10 VDC Controls | 70 | 4000 | 0.001 | 91 | 52 | 433 | 0.96 | Ambient | 50000 |  |  | 99999 | 0.01 | 13 | 4 | 0.01 | 0.01 | 0 | 0 | 0 | 0 | 0.09 | 0.02 | 0 | 0 | 0 | 0 | 0.85 | 0 | 0 | 0 | 0 | 0 | True |  | Non Federally-Regulated | 06/29/2018 |  | 11/06/2018
USAI Lighting | USAI Lighting | B3RDF-09X1-27KH-25-S-BZ-NCIC-UNV-D6E | Light Emitting Diode | Inseparable Luminaire | Direct Wired | 0-10 VDC Controls | 71 | 2700 | 0.001 | 91 | 52 | 433 | 0.96 | Ambient | 50000 |  |  | 99999 | 0.01 | 13 | 4 | 0.01 | 0.01 | 0 | 0 | 0 | 0 | 0.09 | 0.02 | 0 | 0 | 0 | 0 | 0.85 | 0 | 0 | 0 | 0 | 0 | True |  | Non Federally-Regulated | 06/29/2018 |  | 11/06/2018
USAI Lighting | USAI Lighting | B3RDF-09X1-27KH-45-S-BZ-NCIC-UNV-D6E | Light Emitting Diode | Inseparable Luminaire | Direct Wired | 0-10 VDC Controls | 74 | 2700 | 0.001 | 91 | 52 | 433 | 0.96 | Ambient | 50000 |  |  | 99999 | 0.01 | 13 | 4 | 0.01 | 0.01 | 0 | 0 | 0 | 0 | 0.09 | 0.02 | 0 | 0 | 0 | 0 | 0.85 | 0 | 0 | 0 | 0 | 0 | True |  | Non Federally-Regulated | 06/29/2018 |  | 11/06/2018
USAI Lighting | USAI Lighting | B3RDF-09X1-27KH-65-S-BZ-NCIC-UNV-D6E | Light Emitting Diode | Inseparable Luminaire | Direct Wired | 0-10 VDC Controls | 61 | 2700 | 0.001 | 91 | 52 | 433 | 0.96 | Ambient | 50000 |  |  | 99999 | 0.01 | 13 | 4 | 0.01 | 0.01 | 0 | 0 | 0 | 0 | 0.09 | 0.02 | 0 | 0 | 0 | 0 | 0.85 | 0 | 0 | 0 | 0 | 0 | True |  | Non Federally-Regulated | 06/29/2018 |  | 11/06/2018
USAI Lighting | USAI Lighting | B3RDF-09X1-30KH-25-S-BZ-NCIC-UNV-D6E | Light Emitting Diode | Inseparable Luminaire | Direct Wired | 0-10 VDC Controls | 71 | 3000 | 0.001 | 91 | 52 | 433 | 0.96 | Ambient | 50000 |  |  | 99999 | 0.01 | 13 | 4 | 0.01 | 0.01 | 0 | 0 | 0 | 0 | 0.09 | 0.02 | 0 | 0 | 0 | 0 | 0.85 | 0 | 0 | 0 | 0 | 0 | True |  | Non Federally-Regulated | 06/29/2018 |  | 11/06/2018
USAI Lighting | USAI Lighting | B3RDF-09X1-30KH-45-S-BZ-NCIC-UNV-D6E | Light Emitting Diode | Inseparable Luminaire | Direct Wired | 0-10 VDC Controls | 74 | 3000 | 0.001 | 91 | 52 | 433 | 0.96 | Ambient | 50000 |  |  | 99999 | 0.01 | 13 | 4 | 0.01 | 0.01 | 0 | 0 | 0 | 0 | 0.09 | 0.02 | 0 | 0 | 0 | 0 | 0.85 | 0 | 0 | 0 | 0 | 0 | True |  | Non Federally-Regulated | 06/29/2018 |  | 11/06/2018
USAI Lighting | USAI Lighting | B3RDF-09X1-30KH-65-S-BZ-NCIC-UNV-D6E | Light Emitting Diode | Inseparable Luminaire | Direct Wired | 0-10 VDC Controls | 61 | 3000 | 0.001 | 91 | 52 | 433 | 0.96 | Ambient | 50000 |  |  | 99999 | 0.01 | 13 | 4 | 0.01 | 0.01 | 0 | 0 | 0 | 0 | 0.09 | 0.02 | 0 | 0 | 0 | 0 | 0.85 | 0 | 0 | 0 | 0 | 0 | True |  | Non Federally-Regulated | 06/29/2018 |  | 11/06/2018
USAI Lighting | USAI Lighting | B3RDF-09X1-35KH-25-S-BZ-NCIC-UNV-D6E | Light Emitting Diode | Inseparable Luminaire | Direct Wired | 0-10 VDC Controls | 77 | 3500 | 0.001 | 91 | 52 | 433 | 0.96 | Ambient | 50000 |  |  | 99999 | 0.01 | 13 | 4 | 0.01 | 0.01 | 0 | 0 | 0 | 0 | 0.09 | 0.02 | 0 | 0 | 0 | 0 | 0.85 | 0 | 0 | 0 | 0 | 0 | True |  | Non Federally-Regulated | 06/29/2018 |  | 11/06/2018
USAI Lighting | USAI Lighting | B3RDF-09X1-35KH-45-S-BZ-NCIC-UNV-D6E | Light Emitting Diode | Inseparable Luminaire | Direct Wired | 0-10 VDC Controls | 80 | 3500 | 0.001 | 91 | 52 | 433 | 0.96 | Ambient | 50000 |  |  | 99999 | 0.01 | 13 | 4 | 0.01 | 0.01 | 0 | 0 | 0 | 0 | 0.09 | 0.02 | 0 | 0 | 0 | 0 | 0.85 | 0 | 0 | 0 | 0 | 0 | True |  | Non Federally-Regulated | 06/29/2018 |  | 11/06/2018
USAI Lighting | USAI Lighting | B3RDF-09X1-35KH-65-S-BZ-NCIC-UNV-D6E | Light Emitting Diode | Inseparable Luminaire | Direct Wired | 0-10 VDC Controls | 65 | 3500 | 0.001 | 91 | 52 | 433 | 0.96 | Ambient | 50000 |  |  | 99999 | 0.01 | 13 | 4 | 0.01 | 0.01 | 0 | 0 | 0 | 0 | 0.09 | 0.02 | 0 | 0 | 0 | 0 | 0.85 | 0 | 0 | 0 | 0 | 0 | True |  | Non Federally-Regulated | 06/29/2018 |  | 11/06/2018
USAI Lighting | USAI Lighting | B3RDF-09X1-40KH-25-S-BZ-NCIC-UNV-D6E | Light Emitting Diode | Inseparable Luminaire | Direct Wired | 0-10 VDC Controls | 82 | 4000 | 0.001 | 91 | 52 | 433 | 0.96 | Ambient | 50000 |  |  | 99999 | 0.01 | 13 | 4 | 0.01 | 0.01 | 0 | 0 | 0 | 0 | 0.09 | 0.02 | 0 | 0 | 0 | 0 | 0.85 | 0 | 0 | 0 | 0 | 0 | True |  | Non Federally-Regulated | 06/29/2018 |  | 11/06/2018
USAI Lighting | USAI Lighting | B3RDF-09X1-40KH-45-S-BZ-NCIC-UNV-D6E | Light Emitting Diode | Inseparable Luminaire | Direct Wired | 0-10 VDC Controls | 85 | 4000 | 0.001 | 91 | 52 | 433 | 0.96 | Ambient | 50000 |  |  | 99999 | 0.01 | 13 | 4 | 0.01 | 0.01 | 0 | 0 | 0 | 0 | 0.09 | 0.02 | 0 | 0 | 0 | 0 | 0.85 | 0 | 0 | 0 | 0 | 0 | True |  | Non Federally-Regulated | 06/29/2018 |  | 11/06/2018
USAI Lighting | USAI Lighting | B3RDF-09X1-40KH-65-S-BZ-NCIC-UNV-D6E | Light Emitting Diode | Inseparable Luminaire | Direct Wired | 0-10 VDC Controls | 70 | 4000 | 0.001 | 91 | 52 | 433 | 0.96 | Ambient | 50000 |  |  | 99999 | 0.01 | 13 | 4 | 0.01 | 0.01 | 0 | 0 | 0 | 0 | 0.09 | 0.02 | 0 | 0 | 0 | 0 | 0.85 | 0 | 0 | 0 | 0 | 0 | True |  | Non Federally-Regulated | 06/29/2018 |  | 11/06/2018
USAI Lighting | USAI Lighting | B3RDF-09X1-27KH-25-S-WH-NCIC-UNV-D6F | Light Emitting Diode | Inseparable Luminaire | Direct Wired | 0-10 VDC Controls | 71 | 2700 | 0.001 | 91 | 52 | 433 | 0.96 | Ambient | 50000 |  |  | 99999 | 0.01 | 13 | 4 | 0.01 | 0.01 | 0 | 0 | 0 | 0 | 0.09 | 0.02 | 0 | 0 | 0 | 0 | 0.85 | 0 | 0 | 0 | 0 | 0 | True |  | Non Federally-Regulated | 06/29/2018 |  | 11/06/2018
USAI Lighting | USAI Lighting | B3RDF-09X1-27KH-45-S-WH-NCIC-UNV-D6F | Light Emitting Diode | Inseparable Luminaire | Direct Wired | 0-10 VDC Controls | 74 | 2700 | 0.001 | 91 | 52 | 433 | 0.96 | Ambient | 50000 |  |  | 99999 | 0.01 | 13 | 4 | 0.01 | 0.01 | 0 | 0 | 0 | 0 | 0.09 | 0.02 | 0 | 0 | 0 | 0 | 0.85 | 0 | 0 | 0 | 0 | 0 | True |  | Non Federally-Regulated | 06/29/2018 |  | 11/06/2018
USAI Lighting | USAI Lighting | B3RDF-09X1-27KH-65-S-WH-NCIC-UNV-D6F | Light Emitting Diode | Inseparable Luminaire | Direct Wired | 0-10 VDC Controls | 61 | 2700 | 0.001 | 91 | 52 | 433 | 0.96 | Ambient | 50000 |  |  | 99999 | 0.01 | 13 | 4 | 0.01 | 0.01 | 0 | 0 | 0 | 0 | 0.09 | 0.02 | 0 | 0 | 0 | 0 | 0.85 | 0 | 0 | 0 | 0 | 0 | True |  | Non Federally-Regulated | 06/29/2018 |  | 11/06/2018
USAI Lighting | USAI Lighting | B3RDF-09X1-30KH-25-S-WH-NCIC-UNV-D6F | Light Emitting Diode | Inseparable Luminaire | Direct Wired | 0-10 VDC Controls | 71 | 3000 | 0.001 | 91 | 52 | 433 | 0.96 | Ambient | 50000 |  |  | 99999 | 0.01 | 13 | 4 | 0.01 | 0.01 | 0 | 0 | 0 | 0 | 0.09 | 0.02 | 0 | 0 | 0 | 0 | 0.85 | 0 | 0 | 0 | 0 | 0 | True |  | Non Federally-Regulated | 06/29/2018 |  | 11/06/2018
USAI Lighting | USAI Lighting | B3RDF-09X1-30KH-45-S-WH-NCIC-UNV-D6F | Light Emitting Diode | Inseparable Luminaire | Direct Wired | 0-10 VDC Controls | 74 | 3000 | 0.001 | 91 | 52 | 433 | 0.96 | Ambient | 50000 |  |  | 99999 | 0.01 | 13 | 4 | 0.01 | 0.01 | 0 | 0 | 0 | 0 | 0.09 | 0.02 | 0 | 0 | 0 | 0 | 0.85 | 0 | 0 | 0 | 0 | 0 | True |  | Non Federally-Regulated | 06/29/2018 |  | 11/06/2018
USAI Lighting | USAI Lighting | B3RDF-09X1-30KH-65-S-WH-NCIC-UNV-D6F | Light Emitting Diode | Inseparable Luminaire | Direct Wired | 0-10 VDC Controls | 61 | 3000 | 0.001 | 91 | 52 | 433 | 0.96 | Ambient | 50000 |  |  | 99999 | 0.01 | 13 | 4 | 0.01 | 0.01 | 0 | 0 | 0 | 0 | 0.09 | 0.02 | 0 | 0 | 0 | 0 | 0.85 | 0 | 0 | 0 | 0 | 0 | True |  | Non Federally-Regulated | 06/29/2018 |  | 11/06/2018
USAI Lighting | USAI Lighting | B3RDF-09X1-35KH-25-S-WH-NCIC-UNV-D6F | Light Emitting Diode | Inseparable Luminaire | Direct Wired | 0-10 VDC Controls | 77 | 3500 | 0.001 | 91 | 52 | 433 | 0.96 | Ambient | 50000 |  |  | 99999 | 0.01 | 13 | 4 | 0.01 | 0.01 | 0 | 0 | 0 | 0 | 0.09 | 0.02 | 0 | 0 | 0 | 0 | 0.85 | 0 | 0 | 0 | 0 | 0 | True |  | Non Federally-Regulated | 06/29/2018 |  | 11/06/2018
USAI Lighting | USAI Lighting | B3RDF-09X1-35KH-45-S-WH-NCIC-UNV-D6F | Light Emitting Diode | Inseparable Luminaire | Direct Wired | 0-10 VDC Controls | 80 | 3500 | 0.001 | 91 | 52 | 433 | 0.96 | Ambient | 50000 |  |  | 99999 | 0.01 | 13 | 4 | 0.01 | 0.01 | 0 | 0 | 0 | 0 | 0.09 | 0.02 | 0 | 0 | 0 | 0 | 0.85 | 0 | 0 | 0 | 0 | 0 | True |  | Non Federally-Regulated | 06/29/2018 |  | 11/06/2018
USAI Lighting | USAI Lighting | B3RDF-09X1-35KH-65-S-WH-NCIC-UNV-D6F | Light Emitting Diode | Inseparable Luminaire | Direct Wired | 0-10 VDC Controls | 65 | 3500 | 0.001 | 91 | 52 | 433 | 0.96 | Ambient | 50000 |  |  | 99999 | 0.01 | 13 | 4 | 0.01 | 0.01 | 0 | 0 | 0 | 0 | 0.09 | 0.02 | 0 | 0 | 0 | 0 | 0.85 | 0 | 0 | 0 | 0 | 0 | True |  | Non Federally-Regulated | 06/29/2018 |  | 11/06/2018
USAI Lighting | USAI Lighting | B3RDF-09X1-40KH-25-S-WH-NCIC-UNV-D6F | Light Emitting Diode | Inseparable Luminaire | Direct Wired | 0-10 VDC Controls | 82 | 4000 | 0.001 | 91 | 52 | 433 | 0.96 | Ambient | 50000 |  |  | 99999 | 0.01 | 13 | 4 | 0.01 | 0.01 | 0 | 0 | 0 | 0 | 0.09 | 0.02 | 0 | 0 | 0 | 0 | 0.85 | 0 | 0 | 0 | 0 | 0 | True |  | Non Federally-Regulated | 06/29/2018 |  | 11/06/2018
USAI Lighting | USAI Lighting | B3RDF-09X1-40KH-45-S-WH-NCIC-UNV-D6F | Light Emitting Diode | Inseparable Luminaire | Direct Wired | 0-10 VDC Controls | 85 | 4000 | 0.001 | 91 | 52 | 433 | 0.96 | Ambient | 50000 |  |  | 99999 | 0.01 | 13 | 4 | 0.01 | 0.01 | 0 | 0 | 0 | 0 | 0.09 | 0.02 | 0 | 0 | 0 | 0 | 0.85 | 0 | 0 | 0 | 0 | 0 | True |  | Non Federally-Regulated | 06/29/2018 |  | 11/06/2018
USAI Lighting | USAI Lighting | B3RDF-09X1-40KH-65-S-WH-NCIC-UNV-D6F | Light Emitting Diode | Inseparable Luminaire | Direct Wired | 0-10 VDC Controls | 70 | 4000 | 0.001 | 91 | 52 | 433 | 0.96 | Ambient | 50000 |  |  | 99999 | 0.01 | 13 | 4 | 0.01 | 0.01 | 0 | 0 | 0 | 0 | 0.09 | 0.02 | 0 | 0 | 0 | 0 | 0.85 | 0 | 0 | 0 | 0 | 0 | True |  | Non Federally-Regulated | 06/29/2018 |  | 11/06/2018
USAI Lighting | USAI Lighting | B3RDF-09X1-27KH-25-S-GR-NCIC-UNV-D6F | Light Emitting Diode | Inseparable Luminaire | Direct Wired | 0-10 VDC Controls | 71 | 2700 | 0.001 | 91 | 52 | 433 | 0.96 | Ambient | 50000 |  |  | 99999 | 0.01 | 13 | 4 | 0.01 | 0.01 | 0 | 0 | 0 | 0 | 0.09 | 0.02 | 0 | 0 | 0 | 0 | 0.85 | 0 | 0 | 0 | 0 | 0 | True |  | Non Federally-Regulated | 06/29/2018 |  | 11/06/2018
USAI Lighting | USAI Lighting | B3RDF-09X1-27KH-45-S-GR-NCIC-UNV-D6F | Light Emitting Diode | Inseparable Luminaire | Direct Wired | 0-10 VDC Controls | 74 | 2700 | 0.001 | 91 | 52 | 433 | 0.96 | Ambient | 50000 |  |  | 99999 | 0.01 | 13 | 4 | 0.01 | 0.01 | 0 | 0 | 0 | 0 | 0.09 | 0.02 | 0 | 0 | 0 | 0 | 0.85 | 0 | 0 | 0 | 0 | 0 | True |  | Non Federally-Regulated | 06/29/2018 |  | 11/06/2018
USAI Lighting | USAI Lighting | B3RDF-09X1-27KH-65-S-GR-NCIC-UNV-D6F | Light Emitting Diode | Inseparable Luminaire | Direct Wired | 0-10 VDC Controls | 61 | 2700 | 0.001 | 91 | 52 | 433 | 0.96 | Ambient | 50000 |  |  | 99999 | 0.01 | 13 | 4 | 0.01 | 0.01 | 0 | 0 | 0 | 0 | 0.09 | 0.02 | 0 | 0 | 0 | 0 | 0.85 | 0 | 0 | 0 | 0 | 0 | True |  | Non Federally-Regulated | 06/29/2018 |  | 11/06/2018
USAI Lighting | USAI Lighting | B3RDF-09X1-30KH-25-S-GR-NCIC-UNV-D6F | Light Emitting Diode | Inseparable Luminaire | Direct Wired | 0-10 VDC Controls | 71 | 3000 | 0.001 | 91 | 52 | 433 | 0.96 | Ambient | 50000 |  |  | 99999 | 0.01 | 13 | 4 | 0.01 | 0.01 | 0 | 0 | 0 | 0 | 0.09 | 0.02 | 0 | 0 | 0 | 0 | 0.85 | 0 | 0 | 0 | 0 | 0 | True |  | Non Federally-Regulated | 06/29/2018 |  | 11/06/2018
USAI Lighting | USAI Lighting | B3RDF-09X1-30KH-45-S-GR-NCIC-UNV-D6F | Light Emitting Diode | Inseparable Luminaire | Direct Wired | 0-10 VDC Controls | 74 | 3000 | 0.001 | 91 | 52 | 433 | 0.96 | Ambient | 50000 |  |  | 99999 | 0.01 | 13 | 4 | 0.01 | 0.01 | 0 | 0 | 0 | 0 | 0.09 | 0.02 | 0 | 0 | 0 | 0 | 0.85 | 0 | 0 | 0 | 0 | 0 | True |  | Non Federally-Regulated | 06/29/2018 |  | 11/06/2018
USAI Lighting | USAI Lighting | B3RDF-09X1-30KH-65-S-GR-NCIC-UNV-D6F | Light Emitting Diode | Inseparable Luminaire | Direct Wired | 0-10 VDC Controls | 61 | 3000 | 0.001 | 91 | 52 | 433 | 0.96 | Ambient | 50000 |  |  | 99999 | 0.01 | 13 | 4 | 0.01 | 0.01 | 0 | 0 | 0 | 0 | 0.09 | 0.02 | 0 | 0 | 0 | 0 | 0.85 | 0 | 0 | 0 | 0 | 0 | True |  | Non Federally-Regulated | 06/29/2018 |  | 11/06/2018
USAI Lighting | USAI Lighting | B3RDF-09X1-35KH-25-S-GR-NCIC-UNV-D6F | Light Emitting Diode | Inseparable Luminaire | Direct Wired | 0-10 VDC Controls | 77 | 3500 | 0.001 | 91 | 52 | 433 | 0.96 | Ambient | 50000 |  |  | 99999 | 0.01 | 13 | 4 | 0.01 | 0.01 | 0 | 0 | 0 | 0 | 0.09 | 0.02 | 0 | 0 | 0 | 0 | 0.85 | 0 | 0 | 0 | 0 | 0 | True |  | Non Federally-Regulated | 06/29/2018 |  | 11/06/2018
USAI Lighting | USAI Lighting | B3RDF-09X1-35KH-45-S-GR-NCIC-UNV-D6F | Light Emitting Diode | Inseparable Luminaire | Direct Wired | 0-10 VDC Controls | 80 | 3500 | 0.001 | 91 | 52 | 433 | 0.96 | Ambient | 50000 |  |  | 99999 | 0.01 | 13 | 4 | 0.01 | 0.01 | 0 | 0 | 0 | 0 | 0.09 | 0.02 | 0 | 0 | 0 | 0 | 0.85 | 0 | 0 | 0 | 0 | 0 | True |  | Non Federally-Regulated | 06/29/2018 |  | 11/06/2018
USAI Lighting | USAI Lighting | B3RDF-09X1-35KH-65-S-GR-NCIC-UNV-D6F | Light Emitting Diode | Inseparable Luminaire | Direct Wired | 0-10 VDC Controls | 65 | 3500 | 0.001 | 91 | 52 | 433 | 0.96 | Ambient | 50000 |  |  | 99999 | 0.01 | 13 | 4 | 0.01 | 0.01 | 0 | 0 | 0 | 0 | 0.09 | 0.02 | 0 | 0 | 0 | 0 | 0.85 | 0 | 0 | 0 | 0 | 0 | True |  | Non Federally-Regulated | 06/29/2018 |  | 11/06/2018
USAI Lighting | USAI Lighting | B3RDF-09X1-40KH-25-S-GR-NCIC-UNV-D6F | Light Emitting Diode | Inseparable Luminaire | Direct Wired | 0-10 VDC Controls | 82 | 4000 | 0.001 | 91 | 52 | 433 | 0.96 | Ambient | 50000 |  |  | 99999 | 0.01 | 13 | 4 | 0.01 | 0.01 | 0 | 0 | 0 | 0 | 0.09 | 0.02 | 0 | 0 | 0 | 0 | 0.85 | 0 | 0 | 0 | 0 | 0 | True |  | Non Federally-Regulated | 06/29/2018 |  | 11/06/2018
USAI Lighting | USAI Lighting | B3RDF-09X1-40KH-45-S-GR-NCIC-UNV-D6F | Light Emitting Diode | Inseparable Luminaire | Direct Wired | 0-10 VDC Controls | 85 | 4000 | 0.001 | 91 | 52 | 433 | 0.96 | Ambient | 50000 |  |  | 99999 | 0.01 | 13 | 4 | 0.01 | 0.01 | 0 | 0 | 0 | 0 | 0.09 | 0.02 | 0 | 0 | 0 | 0 | 0.85 | 0 | 0 | 0 | 0 | 0 | True |  | Non Federally-Regulated | 06/29/2018 |  | 11/06/2018
USAI Lighting | USAI Lighting | B3RDF-09X1-40KH-65-S-GR-NCIC-UNV-D6F | Light Emitting Diode | Inseparable Luminaire | Direct Wired | 0-10 VDC Controls | 70 | 4000 | 0.001 | 91 | 52 | 433 | 0.96 | Ambient | 50000 |  |  | 99999 | 0.01 | 13 | 4 | 0.01 | 0.01 | 0 | 0 | 0 | 0 | 0.09 | 0.02 | 0 | 0 | 0 | 0 | 0.85 | 0 | 0 | 0 | 0 | 0 | True |  | Non Federally-Regulated | 06/29/2018 |  | 11/06/2018
USAI Lighting | USAI Lighting | B3RDF-09X1-27KH-25-S-BL-NCIC-UNV-D6F | Light Emitting Diode | Inseparable Luminaire | Direct Wired | 0-10 VDC Controls | 71 | 2700 | 0.001 | 91 | 52 | 433 | 0.96 | Ambient | 50000 |  |  | 99999 | 0.01 | 13 | 4 | 0.01 | 0.01 | 0 | 0 | 0 | 0 | 0.09 | 0.02 | 0 | 0 | 0 | 0 | 0.85 | 0 | 0 | 0 | 0 | 0 | True |  | Non Federally-Regulated | 06/29/2018 |  | 11/06/2018
USAI Lighting | USAI Lighting | B3RDF-09X1-27KH-45-S-BL-NCIC-UNV-D6F | Light Emitting Diode | Inseparable Luminaire | Direct Wired | 0-10 VDC Controls | 74 | 2700 | 0.001 | 91 | 52 | 433 | 0.96 | Ambient | 50000 |  |  | 99999 | 0.01 | 13 | 4 | 0.01 | 0.01 | 0 | 0 | 0 | 0 | 0.09 | 0.02 | 0 | 0 | 0 | 0 | 0.85 | 0 | 0 | 0 | 0 | 0 | True |  | Non Federally-Regulated | 06/29/2018 |  | 11/06/2018
USAI Lighting | USAI Lighting | B3RDF-09X1-27KH-65-S-BL-NCIC-UNV-D6F | Light Emitting Diode | Inseparable Luminaire | Direct Wired | 0-10 VDC Controls | 61 | 2700 | 0.001 | 91 | 52 | 433 | 0.96 | Ambient | 50000 |  |  | 99999 | 0.01 | 13 | 4 | 0.01 | 0.01 | 0 | 0 | 0 | 0 | 0.09 | 0.02 | 0 | 0 | 0 | 0 | 0.85 | 0 | 0 | 0 | 0 | 0 | True |  | Non Federally-Regulated | 06/29/2018 |  | 11/06/2018
USAI Lighting | USAI Lighting | B3RDF-09X1-30KH-25-S-BL-NCIC-UNV-D6F | Light Emitting Diode | Inseparable Luminaire | Direct Wired | 0-10 VDC Controls | 71 | 3000 | 0.001 | 91 | 52 | 433 | 0.96 | Ambient | 50000 |  |  | 99999 | 0.01 | 13 | 4 | 0.01 | 0.01 | 0 | 0 | 0 | 0 | 0.09 | 0.02 | 0 | 0 | 0 | 0 | 0.85 | 0 | 0 | 0 | 0 | 0 | True |  | Non Federally-Regulated | 06/29/2018 |  | 11/06/2018
USAI Lighting | USAI Lighting | B3RDF-09X1-30KH-45-S-BL-NCIC-UNV-D6F | Light Emitting Diode | Inseparable Luminaire | Direct Wired | 0-10 VDC Controls | 74 | 3000 | 0.001 | 91 | 52 | 433 | 0.96 | Ambient | 50000 |  |  | 99999 | 0.01 | 13 | 4 | 0.01 | 0.01 | 0 | 0 | 0 | 0 | 0.09 | 0.02 | 0 | 0 | 0 | 0 | 0.85 | 0 | 0 | 0 | 0 | 0 | True |  | Non Federally-Regulated | 06/29/2018 |  | 11/06/2018
USAI Lighting | USAI Lighting | B3RDF-09X1-30KH-65-S-BL-NCIC-UNV-D6F | Light Emitting Diode | Inseparable Luminaire | Direct Wired | 0-10 VDC Controls | 61 | 3000 | 0.001 | 91 | 52 | 433 | 0.96 | Ambient | 50000 |  |  | 99999 | 0.01 | 13 | 4 | 0.01 | 0.01 | 0 | 0 | 0 | 0 | 0.09 | 0.02 | 0 | 0 | 0 | 0 | 0.85 | 0 | 0 | 0 | 0 | 0 | True |  | Non Federally-Regulated | 06/29/2018 |  | 11/06/2018
USAI Lighting | USAI Lighting | B3RDF-09X1-35KH-25-S-BL-NCIC-UNV-D6F | Light Emitting Diode | Inseparable Luminaire | Direct Wired | 0-10 VDC Controls | 77 | 3500 | 0.001 | 91 | 52 | 433 | 0.96 | Ambient | 50000 |  |  | 99999 | 0.01 | 13 | 4 | 0.01 | 0.01 | 0 | 0 | 0 | 0 | 0.09 | 0.02 | 0 | 0 | 0 | 0 | 0.85 | 0 | 0 | 0 | 0 | 0 | True |  | Non Federally-Regulated | 06/29/2018 |  | 11/06/2018
USAI Lighting | USAI Lighting | B3RDF-09X1-35KH-45-S-BL-NCIC-UNV-D6F | Light Emitting Diode | Inseparable Luminaire | Direct Wired | 0-10 VDC Controls | 80 | 3500 | 0.001 | 91 | 52 | 433 | 0.96 | Ambient | 50000 |  |  | 99999 | 0.01 | 13 | 4 | 0.01 | 0.01 | 0 | 0 | 0 | 0 | 0.09 | 0.02 | 0 | 0 | 0 | 0 | 0.85 | 0 | 0 | 0 | 0 | 0 | True |  | Non Federally-Regulated | 06/29/2018 |  | 11/06/2018
USAI Lighting | USAI Lighting | B3RDF-09X1-35KH-65-S-BL-NCIC-UNV-D6F | Light Emitting Diode | Inseparable Luminaire | Direct Wired | 0-10 VDC Controls | 65 | 3500 | 0.001 | 91 | 52 | 433 | 0.96 | Ambient | 50000 |  |  | 99999 | 0.01 | 13 | 4 | 0.01 | 0.01 | 0 | 0 | 0 | 0 | 0.09 | 0.02 | 0 | 0 | 0 | 0 | 0.85 | 0 | 0 | 0 | 0 | 0 | True |  | Non Federally-Regulated | 06/29/2018 |  | 11/06/2018
USAI Lighting | USAI Lighting | B3RDF-09X1-40KH-25-S-BL-NCIC-UNV-D6F | Light Emitting Diode | Inseparable Luminaire | Direct Wired | 0-10 VDC Controls | 82 | 4000 | 0.001 | 91 | 52 | 433 | 0.96 | Ambient | 50000 |  |  | 99999 | 0.01 | 13 | 4 | 0.01 | 0.01 | 0 | 0 | 0 | 0 | 0.09 | 0.02 | 0 | 0 | 0 | 0 | 0.85 | 0 | 0 | 0 | 0 | 0 | True |  | Non Federally-Regulated | 06/29/2018 |  | 11/06/2018
USAI Lighting | USAI Lighting | B3RDF-09X1-40KH-45-S-BL-NCIC-UNV-D6F | Light Emitting Diode | Inseparable Luminaire | Direct Wired | 0-10 VDC Controls | 85 | 4000 | 0.001 | 91 | 52 | 433 | 0.96 | Ambient | 50000 |  |  | 99999 | 0.01 | 13 | 4 | 0.01 | 0.01 | 0 | 0 | 0 | 0 | 0.09 | 0.02 | 0 | 0 | 0 | 0 | 0.85 | 0 | 0 | 0 | 0 | 0 | True |  | Non Federally-Regulated | 06/29/2018 |  | 11/06/2018
USAI Lighting | USAI Lighting | B3RDF-09X1-40KH-65-S-BL-NCIC-UNV-D6F | Light Emitting Diode | Inseparable Luminaire | Direct Wired | 0-10 VDC Controls | 70 | 4000 | 0.001 | 91 | 52 | 433 | 0.96 | Ambient | 50000 |  |  | 99999 | 0.01 | 13 | 4 | 0.01 | 0.01 | 0 | 0 | 0 | 0 | 0.09 | 0.02 | 0 | 0 | 0 | 0 | 0.85 | 0 | 0 | 0 | 0 | 0 | True |  | Non Federally-Regulated | 06/29/2018 |  | 11/06/2018
USAI Lighting | USAI Lighting | B3RDF-09X1-27KH-25-S-BZ-NCIC-UNV-D6F | Light Emitting Diode | Inseparable Luminaire | Direct Wired | 0-10 VDC Controls | 71 | 2700 | 0.001 | 91 | 52 | 433 | 0.96 | Ambient | 50000 |  |  | 99999 | 0.01 | 13 | 4 | 0.01 | 0.01 | 0 | 0 | 0 | 0 | 0.09 | 0.02 | 0 | 0 | 0 | 0 | 0.85 | 0 | 0 | 0 | 0 | 0 | True |  | Non Federally-Regulated | 06/29/2018 |  | 11/06/2018
USAI Lighting | USAI Lighting | B3RDF-09X1-27KH-45-S-BZ-NCIC-UNV-D6F | Light Emitting Diode | Inseparable Luminaire | Direct Wired | 0-10 VDC Controls | 74 | 2700 | 0.001 | 91 | 52 | 433 | 0.96 | Ambient | 50000 |  |  | 99999 | 0.01 | 13 | 4 | 0.01 | 0.01 | 0 | 0 | 0 | 0 | 0.09 | 0.02 | 0 | 0 | 0 | 0 | 0.85 | 0 | 0 | 0 | 0 | 0 | True |  | Non Federally-Regulated | 06/29/2018 |  | 11/06/2018
USAI Lighting | USAI Lighting | B3RDF-09X1-27KH-65-S-BZ-NCIC-UNV-D6F | Light Emitting Diode | Inseparable Luminaire | Direct Wired | 0-10 VDC Controls | 61 | 2700 | 0.001 | 91 | 52 | 433 | 0.96 | Ambient | 50000 |  |  | 99999 | 0.01 | 13 | 4 | 0.01 | 0.01 | 0 | 0 | 0 | 0 | 0.09 | 0.02 | 0 | 0 | 0 | 0 | 0.85 | 0 | 0 | 0 | 0 | 0 | True |  | Non Federally-Regulated | 06/29/2018 |  | 11/06/2018
USAI Lighting | USAI Lighting | B3RDF-09X1-30KH-25-S-BZ-NCIC-UNV-D6F | Light Emitting Diode | Inseparable Luminaire | Direct Wired | 0-10 VDC Controls | 71 | 3000 | 0.001 | 91 | 52 | 433 | 0.96 | Ambient | 50000 |  |  | 99999 | 0.01 | 13 | 4 | 0.01 | 0.01 | 0 | 0 | 0 | 0 | 0.09 | 0.02 | 0 | 0 | 0 | 0 | 0.85 | 0 | 0 | 0 | 0 | 0 | True |  | Non Federally-Regulated | 06/29/2018 |  | 11/06/2018
USAI Lighting | USAI Lighting | B3RDF-09X1-30KH-45-S-BZ-NCIC-UNV-D6F | Light Emitting Diode | Inseparable Luminaire | Direct Wired | 0-10 VDC Controls | 74 | 3000 | 0.001 | 91 | 52 | 433 | 0.96 | Ambient | 50000 |  |  | 99999 | 0.01 | 13 | 4 | 0.01 | 0.01 | 0 | 0 | 0 | 0 | 0.09 | 0.02 | 0 | 0 | 0 | 0 | 0.85 | 0 | 0 | 0 | 0 | 0 | True |  | Non Federally-Regulated | 06/29/2018 |  | 11/06/2018
USAI Lighting | USAI Lighting | B3RDF-09X1-30KH-65-S-BZ-NCIC-UNV-D6F | Light Emitting Diode | Inseparable Luminaire | Direct Wired | 0-10 VDC Controls | 61 | 3000 | 0.001 | 91 | 52 | 433 | 0.96 | Ambient | 50000 |  |  | 99999 | 0.01 | 13 | 4 | 0.01 | 0.01 | 0 | 0 | 0 | 0 | 0.09 | 0.02 | 0 | 0 | 0 | 0 | 0.85 | 0 | 0 | 0 | 0 | 0 | True |  | Non Federally-Regulated | 06/29/2018 |  | 11/06/2018
USAI Lighting | USAI Lighting | B3RDF-09X1-35KH-25-S-BZ-NCIC-UNV-D6F | Light Emitting Diode | Inseparable Luminaire | Direct Wired | 0-10 VDC Controls | 77 | 3500 | 0.001 | 91 | 52 | 433 | 0.96 | Ambient | 50000 |  |  | 99999 | 0.01 | 13 | 4 | 0.01 | 0.01 | 0 | 0 | 0 | 0 | 0.09 | 0.02 | 0 | 0 | 0 | 0 | 0.85 | 0 | 0 | 0 | 0 | 0 | True |  | Non Federally-Regulated | 06/29/2018 |  | 11/06/2018
USAI Lighting | USAI Lighting | B3RDF-09X1-35KH-45-S-BZ-NCIC-UNV-D6F | Light Emitting Diode | Inseparable Luminaire | Direct Wired | 0-10 VDC Controls | 80 | 3500 | 0.001 | 91 | 52 | 433 | 0.96 | Ambient | 50000 |  |  | 99999 | 0.01 | 13 | 4 | 0.01 | 0.01 | 0 | 0 | 0 | 0 | 0.09 | 0.02 | 0 | 0 | 0 | 0 | 0.85 | 0 | 0 | 0 | 0 | 0 | True |  | Non Federally-Regulated | 06/29/2018 |  | 11/06/2018
USAI Lighting | USAI Lighting | B3RDF-09X1-35KH-65-S-BZ-NCIC-UNV-D6F | Light Emitting Diode | Inseparable Luminaire | Direct Wired | 0-10 VDC Controls | 65 | 3500 | 0.001 | 91 | 52 | 433 | 0.96 | Ambient | 50000 |  |  | 99999 | 0.01 | 13 | 4 | 0.01 | 0.01 | 0 | 0 | 0 | 0 | 0.09 | 0.02 | 0 | 0 | 0 | 0 | 0.85 | 0 | 0 | 0 | 0 | 0 | True |  | Non Federally-Regulated | 06/29/2018 |  | 11/06/2018
USAI Lighting | USAI Lighting | B3RDF-09X1-40KH-25-S-BZ-NCIC-UNV-D6F | Light Emitting Diode | Inseparable Luminaire | Direct Wired | 0-10 VDC Controls | 82 | 4000 | 0.001 | 91 | 52 | 433 | 0.96 | Ambient | 50000 |  |  | 99999 | 0.01 | 13 | 4 | 0.01 | 0.01 | 0 | 0 | 0 | 0 | 0.09 | 0.02 | 0 | 0 | 0 | 0 | 0.85 | 0 | 0 | 0 | 0 | 0 | True |  | Non Federally-Regulated | 06/29/2018 |  | 11/06/2018
USAI Lighting | USAI Lighting | B3RDF-09X1-40KH-45-S-BZ-NCIC-UNV-D6F | Light Emitting Diode | Inseparable Luminaire | Direct Wired | 0-10 VDC Controls | 85 | 4000 | 0.001 | 91 | 52 | 433 | 0.96 | Ambient | 50000 |  |  | 99999 | 0.01 | 13 | 4 | 0.01 | 0.01 | 0 | 0 | 0 | 0 | 0.09 | 0.02 | 0 | 0 | 0 | 0 | 0.85 | 0 | 0 | 0 | 0 | 0 | True |  | Non Federally-Regulated | 06/29/2018 |  | 11/06/2018
USAI Lighting | USAI Lighting | B3RDF-09X1-40KH-65-S-BZ-NCIC-UNV-D6F | Light Emitting Diode | Inseparable Luminaire | Direct Wired | 0-10 VDC Controls | 70 | 4000 | 0.001 | 91 | 52 | 433 | 0.96 | Ambient | 50000 |  |  | 99999 | 0.01 | 13 | 4 | 0.01 | 0.01 | 0 | 0 | 0 | 0 | 0.09 | 0.02 | 0 | 0 | 0 | 0 | 0.85 | 0 | 0 | 0 | 0 | 0 | True |  | Non Federally-Regulated | 06/29/2018 |  | 11/06/2018
USAI Lighting | USAI Lighting | B3RDF-09X1-27KH-25-S-WH-NCIC-UNV-D6A | Light Emitting Diode | Inseparable Luminaire | Direct Wired | 0-10 VDC Controls | 71 | 2700 | 0.001 | 91 | 52 | 433 | 0.96 | Ambient | 50000 |  |  | 99999 | 0.01 | 13 | 4 | 0.01 | 0.01 | 0 | 0 | 0 | 0 | 0.09 | 0.02 | 0 | 0 | 0 | 0 | 0.85 | 0 | 0 | 0 | 0 | 0 | True |  | Non Federally-Regulated | 06/29/2018 |  | 11/06/2018
USAI Lighting | USAI Lighting | B3RDF-09X1-27KH-45-S-WH-NCIC-UNV-D6A | Light Emitting Diode | Inseparable Luminaire | Direct Wired | 0-10 VDC Controls | 74 | 2700 | 0.001 | 91 | 52 | 433 | 0.96 | Ambient | 50000 |  |  | 99999 | 0.01 | 13 | 4 | 0.01 | 0.01 | 0 | 0 | 0 | 0 | 0.09 | 0.02 | 0 | 0 | 0 | 0 | 0.85 | 0 | 0 | 0 | 0 | 0 | True |  | Non Federally-Regulated | 06/29/2018 |  | 11/06/2018
USAI Lighting | USAI Lighting | B3RDF-09X1-27KH-65-S-WH-NCIC-UNV-D6A | Light Emitting Diode | Inseparable Luminaire | Direct Wired | 0-10 VDC Controls | 61 | 2700 | 0.001 | 91 | 52 | 433 | 0.96 | Ambient | 50000 |  |  | 99999 | 0.01 | 13 | 4 | 0.01 | 0.01 | 0 | 0 | 0 | 0 | 0.09 | 0.02 | 0 | 0 | 0 | 0 | 0.85 | 0 | 0 | 0 | 0 | 0 | True |  | Non Federally-Regulated | 06/29/2018 |  | 11/06/2018
USAI Lighting | USAI Lighting | B3RDF-09X1-30KH-25-S-WH-NCIC-UNV-D6A | Light Emitting Diode | Inseparable Luminaire | Direct Wired | 0-10 VDC Controls | 71 | 3000 | 0.001 | 91 | 52 | 433 | 0.96 | Ambient | 50000 |  |  | 99999 | 0.01 | 13 | 4 | 0.01 | 0.01 | 0 | 0 | 0 | 0 | 0.09 | 0.02 | 0 | 0 | 0 | 0 | 0.85 | 0 | 0 | 0 | 0 | 0 | True |  | Non Federally-Regulated | 06/29/2018 |  | 11/06/2018
USAI Lighting | USAI Lighting | B3RDF-09X1-30KH-45-S-WH-NCIC-UNV-D6A | Light Emitting Diode | Inseparable Luminaire | Direct Wired | 0-10 VDC Controls | 74 | 3000 | 0.001 | 91 | 52 | 433 | 0.96 | Ambient | 50000 |  |  | 99999 | 0.01 | 13 | 4 | 0.01 | 0.01 | 0 | 0 | 0 | 0 | 0.09 | 0.02 | 0 | 0 | 0 | 0 | 0.85 | 0 | 0 | 0 | 0 | 0 | True |  | Non Federally-Regulated | 06/29/2018 |  | 11/06/2018
USAI Lighting | USAI Lighting | B3RDF-09X1-30KH-65-S-WH-NCIC-UNV-D6A | Light Emitting Diode | Inseparable Luminaire | Direct Wired | 0-10 VDC Controls | 61 | 3000 | 0.001 | 91 | 52 | 433 | 0.96 | Ambient | 50000 |  |  | 99999 | 0.01 | 13 | 4 | 0.01 | 0.01 | 0 | 0 | 0 | 0 | 0.09 | 0.02 | 0 | 0 | 0 | 0 | 0.85 | 0 | 0 | 0 | 0 | 0 | True |  | Non Federally-Regulated | 06/29/2018 |  | 11/06/2018
USAI Lighting | USAI Lighting | B3RDF-09X1-35KH-25-S-WH-NCIC-UNV-D6A | Light Emitting Diode | Inseparable Luminaire | Direct Wired | 0-10 VDC Controls | 77 | 3500 | 0.001 | 91 | 52 | 433 | 0.96 | Ambient | 50000 |  |  | 99999 | 0.01 | 13 | 4 | 0.01 | 0.01 | 0 | 0 | 0 | 0 | 0.09 | 0.02 | 0 | 0 | 0 | 0 | 0.85 | 0 | 0 | 0 | 0 | 0 | True |  | Non Federally-Regulated | 06/29/2018 |  | 11/06/2018
USAI Lighting | USAI Lighting | B3RDF-09X1-35KH-45-S-WH-NCIC-UNV-D6A | Light Emitting Diode | Inseparable Luminaire | Direct Wired | 0-10 VDC Controls | 80 | 3500 | 0.001 | 91 | 52 | 433 | 0.96 | Ambient | 50000 |  |  | 99999 | 0.01 | 13 | 4 | 0.01 | 0.01 | 0 | 0 | 0 | 0 | 0.09 | 0.02 | 0 | 0 | 0 | 0 | 0.85 | 0 | 0 | 0 | 0 | 0 | True |  | Non Federally-Regulated | 06/29/2018 |  | 11/06/2018
USAI Lighting | USAI Lighting | B3RDF-09X1-35KH-65-S-WH-NCIC-UNV-D6A | Light Emitting Diode | Inseparable Luminaire | Direct Wired | 0-10 VDC Controls | 65 | 3500 | 0.001 | 91 | 52 | 433 | 0.96 | Ambient | 50000 |  |  | 99999 | 0.01 | 13 | 4 | 0.01 | 0.01 | 0 | 0 | 0 | 0 | 0.09 | 0.02 | 0 | 0 | 0 | 0 | 0.85 | 0 | 0 | 0 | 0 | 0 | True |  | Non Federally-Regulated | 06/29/2018 |  | 11/06/2018
USAI Lighting | USAI Lighting | B3RDF-09X1-40KH-25-S-WH-NCIC-UNV-D6A | Light Emitting Diode | Inseparable Luminaire | Direct Wired | 0-10 VDC Controls | 82 | 4000 | 0.001 | 91 | 52 | 433 | 0.96 | Ambient | 50000 |  |  | 99999 | 0.01 | 13 | 4 | 0.01 | 0.01 | 0 | 0 | 0 | 0 | 0.09 | 0.02 | 0 | 0 | 0 | 0 | 0.85 | 0 | 0 | 0 | 0 | 0 | True |  | Non Federally-Regulated | 06/29/2018 |  | 11/06/2018
USAI Lighting | USAI Lighting | B3RDF-09X1-40KH-45-S-WH-NCIC-UNV-D6A | Light Emitting Diode | Inseparable Luminaire | Direct Wired | 0-10 VDC Controls | 85 | 4000 | 0.001 | 91 | 52 | 433 | 0.96 | Ambient | 50000 |  |  | 99999 | 0.01 | 13 | 4 | 0.01 | 0.01 | 0 | 0 | 0 | 0 | 0.09 | 0.02 | 0 | 0 | 0 | 0 | 0.85 | 0 | 0 | 0 | 0 | 0 | True |  | Non Federally-Regulated | 06/29/2018 |  | 11/06/2018
USAI Lighting | USAI Lighting | B3RDF-09X1-40KH-65-S-WH-NCIC-UNV-D6A | Light Emitting Diode | Inseparable Luminaire | Direct Wired | 0-10 VDC Controls | 70 | 4000 | 0.001 | 91 | 52 | 433 | 0.96 | Ambient | 50000 |  |  | 99999 | 0.01 | 13 | 4 | 0.01 | 0.01 | 0 | 0 | 0 | 0 | 0.09 | 0.02 | 0 | 0 | 0 | 0 | 0.85 | 0 | 0 | 0 | 0 | 0 | True |  | Non Federally-Regulated | 06/29/2018 |  | 11/06/2018
USAI Lighting | USAI Lighting | B3RDF-09X1-27KH-25-S-GR-NCIC-UNV-D6A | Light Emitting Diode | Inseparable Luminaire | Direct Wired | 0-10 VDC Controls | 71 | 2700 | 0.001 | 91 | 52 | 433 | 0.96 | Ambient | 50000 |  |  | 99999 | 0.01 | 13 | 4 | 0.01 | 0.01 | 0 | 0 | 0 | 0 | 0.09 | 0.02 | 0 | 0 | 0 | 0 | 0.85 | 0 | 0 | 0 | 0 | 0 | True |  | Non Federally-Regulated | 06/29/2018 |  | 11/06/2018
USAI Lighting | USAI Lighting | B3RDF-09X1-27KH-45-S-GR-NCIC-UNV-D6A | Light Emitting Diode | Inseparable Luminaire | Direct Wired | 0-10 VDC Controls | 74 | 2700 | 0.001 | 91 | 52 | 433 | 0.96 | Ambient | 50000 |  |  | 99999 | 0.01 | 13 | 4 | 0.01 | 0.01 | 0 | 0 | 0 | 0 | 0.09 | 0.02 | 0 | 0 | 0 | 0 | 0.85 | 0 | 0 | 0 | 0 | 0 | True |  | Non Federally-Regulated | 06/29/2018 |  | 11/06/2018
USAI Lighting | USAI Lighting | B3RDF-09X1-27KH-65-S-GR-NCIC-UNV-D6A | Light Emitting Diode | Inseparable Luminaire | Direct Wired | 0-10 VDC Controls | 61 | 2700 | 0.001 | 91 | 52 | 433 | 0.96 | Ambient | 50000 |  |  | 99999 | 0.01 | 13 | 4 | 0.01 | 0.01 | 0 | 0 | 0 | 0 | 0.09 | 0.02 | 0 | 0 | 0 | 0 | 0.85 | 0 | 0 | 0 | 0 | 0 | True |  | Non Federally-Regulated | 06/29/2018 |  | 11/06/2018
USAI Lighting | USAI Lighting | B3RDF-09X1-30KH-25-S-GR-NCIC-UNV-D6A | Light Emitting Diode | Inseparable Luminaire | Direct Wired | 0-10 VDC Controls | 71 | 3000 | 0.001 | 91 | 52 | 433 | 0.96 | Ambient | 50000 |  |  | 99999 | 0.01 | 13 | 4 | 0.01 | 0.01 | 0 | 0 | 0 | 0 | 0.09 | 0.02 | 0 | 0 | 0 | 0 | 0.85 | 0 | 0 | 0 | 0 | 0 | True |  | Non Federally-Regulated | 06/29/2018 |  | 11/06/2018
USAI Lighting | USAI Lighting | B3RDF-09X1-30KH-45-S-GR-NCIC-UNV-D6A | Light Emitting Diode | Inseparable Luminaire | Direct Wired | 0-10 VDC Controls | 74 | 3000 | 0.001 | 91 | 52 | 433 | 0.96 | Ambient | 50000 |  |  | 99999 | 0.01 | 13 | 4 | 0.01 | 0.01 | 0 | 0 | 0 | 0 | 0.09 | 0.02 | 0 | 0 | 0 | 0 | 0.85 | 0 | 0 | 0 | 0 | 0 | True |  | Non Federally-Regulated | 06/29/2018 |  | 11/06/2018
USAI Lighting | USAI Lighting | B3RDF-09X1-30KH-65-S-GR-NCIC-UNV-D6A | Light Emitting Diode | Inseparable Luminaire | Direct Wired | 0-10 VDC Controls | 61 | 3000 | 0.001 | 91 | 52 | 433 | 0.96 | Ambient | 50000 |  |  | 99999 | 0.01 | 13 | 4 | 0.01 | 0.01 | 0 | 0 | 0 | 0 | 0.09 | 0.02 | 0 | 0 | 0 | 0 | 0.85 | 0 | 0 | 0 | 0 | 0 | True |  | Non Federally-Regulated | 06/29/2018 |  | 11/06/2018
USAI Lighting | USAI Lighting | B3RDF-09X1-35KH-25-S-GR-NCIC-UNV-D6A | Light Emitting Diode | Inseparable Luminaire | Direct Wired | 0-10 VDC Controls | 77 | 3500 | 0.001 | 91 | 52 | 433 | 0.96 | Ambient | 50000 |  |  | 99999 | 0.01 | 13 | 4 | 0.01 | 0.01 | 0 | 0 | 0 | 0 | 0.09 | 0.02 | 0 | 0 | 0 | 0 | 0.85 | 0 | 0 | 0 | 0 | 0 | True |  | Non Federally-Regulated | 06/29/2018 |  | 11/06/2018
USAI Lighting | USAI Lighting | B3RDF-09X1-35KH-45-S-GR-NCIC-UNV-D6A | Light Emitting Diode | Inseparable Luminaire | Direct Wired | 0-10 VDC Controls | 80 | 3500 | 0.001 | 91 | 52 | 433 | 0.96 | Ambient | 50000 |  |  | 99999 | 0.01 | 13 | 4 | 0.01 | 0.01 | 0 | 0 | 0 | 0 | 0.09 | 0.02 | 0 | 0 | 0 | 0 | 0.85 | 0 | 0 | 0 | 0 | 0 | True |  | Non Federally-Regulated | 06/29/2018 |  | 11/06/2018
USAI Lighting | USAI Lighting | B3RDF-09X1-35KH-65-S-GR-NCIC-UNV-D6A | Light Emitting Diode | Inseparable Luminaire | Direct Wired | 0-10 VDC Controls | 65 | 3500 | 0.001 | 91 | 52 | 433 | 0.96 | Ambient | 50000 |  |  | 99999 | 0.01 | 13 | 4 | 0.01 | 0.01 | 0 | 0 | 0 | 0 | 0.09 | 0.02 | 0 | 0 | 0 | 0 | 0.85 | 0 | 0 | 0 | 0 | 0 | True |  | Non Federally-Regulated | 06/29/2018 |  | 11/06/2018
USAI Lighting | USAI Lighting | B3RDF-09X1-40KH-25-S-GR-NCIC-UNV-D6A | Light Emitting Diode | Inseparable Luminaire | Direct Wired | 0-10 VDC Controls | 82 | 4000 | 0.001 | 91 | 52 | 433 | 0.96 | Ambient | 50000 |  |  | 99999 | 0.01 | 13 | 4 | 0.01 | 0.01 | 0 | 0 | 0 | 0 | 0.09 | 0.02 | 0 | 0 | 0 | 0 | 0.85 | 0 | 0 | 0 | 0 | 0 | True |  | Non Federally-Regulated | 06/29/2018 |  | 11/06/2018
USAI Lighting | USAI Lighting | B3RDF-09X1-40KH-45-S-GR-NCIC-UNV-D6A | Light Emitting Diode | Inseparable Luminaire | Direct Wired | 0-10 VDC Controls | 85 | 4000 | 0.001 | 91 | 52 | 433 | 0.96 | Ambient | 50000 |  |  | 99999 | 0.01 | 13 | 4 | 0.01 | 0.01 | 0 | 0 | 0 | 0 | 0.09 | 0.02 | 0 | 0 | 0 | 0 | 0.85 | 0 | 0 | 0 | 0 | 0 | True |  | Non Federally-Regulated | 06/29/2018 |  | 11/06/2018
USAI Lighting | USAI Lighting | B3RDF-09X1-40KH-65-S-GR-NCIC-UNV-D6A | Light Emitting Diode | Inseparable Luminaire | Direct Wired | 0-10 VDC Controls | 70 | 4000 | 0.001 | 91 | 52 | 433 | 0.96 | Ambient | 50000 |  |  | 99999 | 0.01 | 13 | 4 | 0.01 | 0.01 | 0 | 0 | 0 | 0 | 0.09 | 0.02 | 0 | 0 | 0 | 0 | 0.85 | 0 | 0 | 0 | 0 | 0 | True |  | Non Federally-Regulated | 06/29/2018 |  | 11/06/2018
USAI Lighting | USAI Lighting | B3RDF-09X1-27KH-25-S-BL-NCIC-UNV-D6A | Light Emitting Diode | Inseparable Luminaire | Direct Wired | 0-10 VDC Controls | 71 | 2700 | 0.001 | 91 | 52 | 433 | 0.96 | Ambient | 50000 |  |  | 99999 | 0.01 | 13 | 4 | 0.01 | 0.01 | 0 | 0 | 0 | 0 | 0.09 | 0.02 | 0 | 0 | 0 | 0 | 0.85 | 0 | 0 | 0 | 0 | 0 | True |  | Non Federally-Regulated | 06/29/2018 |  | 11/06/2018
USAI Lighting | USAI Lighting | B3RDF-09X1-27KH-45-S-BL-NCIC-UNV-D6A | Light Emitting Diode | Inseparable Luminaire | Direct Wired | 0-10 VDC Controls | 74 | 2700 | 0.001 | 91 | 52 | 433 | 0.96 | Ambient | 50000 |  |  | 99999 | 0.01 | 13 | 4 | 0.01 | 0.01 | 0 | 0 | 0 | 0 | 0.09 | 0.02 | 0 | 0 | 0 | 0 | 0.85 | 0 | 0 | 0 | 0 | 0 | True |  | Non Federally-Regulated | 06/29/2018 |  | 11/06/2018
USAI Lighting | USAI Lighting | B3RDF-09X1-27KH-65-S-BL-NCIC-UNV-D6A | Light Emitting Diode | Inseparable Luminaire | Direct Wired | 0-10 VDC Controls | 61 | 2700 | 0.001 | 91 | 52 | 433 | 0.96 | Ambient | 50000 |  |  | 99999 | 0.01 | 13 | 4 | 0.01 | 0.01 | 0 | 0 | 0 | 0 | 0.09 | 0.02 | 0 | 0 | 0 | 0 | 0.85 | 0 | 0 | 0 | 0 | 0 | True |  | Non Federally-Regulated | 06/29/2018 |  | 11/06/2018
USAI Lighting | USAI Lighting | B3RDF-09X1-30KH-25-S-BL-NCIC-UNV-D6A | Light Emitting Diode | Inseparable Luminaire | Direct Wired | 0-10 VDC Controls | 71 | 3000 | 0.001 | 91 | 52 | 433 | 0.96 | Ambient | 50000 |  |  | 99999 | 0.01 | 13 | 4 | 0.01 | 0.01 | 0 | 0 | 0 | 0 | 0.09 | 0.02 | 0 | 0 | 0 | 0 | 0.85 | 0 | 0 | 0 | 0 | 0 | True |  | Non Federally-Regulated | 06/29/2018 |  | 11/06/2018
USAI Lighting | USAI Lighting | B3RDF-09X1-30KH-45-S-BL-NCIC-UNV-D6A | Light Emitting Diode | Inseparable Luminaire | Direct Wired | 0-10 VDC Controls | 74 | 3000 | 0.001 | 91 | 52 | 433 | 0.96 | Ambient | 50000 |  |  | 99999 | 0.01 | 13 | 4 | 0.01 | 0.01 | 0 | 0 | 0 | 0 | 0.09 | 0.02 | 0 | 0 | 0 | 0 | 0.85 | 0 | 0 | 0 | 0 | 0 | True |  | Non Federally-Regulated | 06/29/2018 |  | 11/06/2018
USAI Lighting | USAI Lighting | B3RDF-09X1-30KH-65-S-BL-NCIC-UNV-D6A | Light Emitting Diode | Inseparable Luminaire | Direct Wired | 0-10 VDC Controls | 61 | 3000 | 0.001 | 91 | 52 | 433 | 0.96 | Ambient | 50000 |  |  | 99999 | 0.01 | 13 | 4 | 0.01 | 0.01 | 0 | 0 | 0 | 0 | 0.09 | 0.02 | 0 | 0 | 0 | 0 | 0.85 | 0 | 0 | 0 | 0 | 0 | True |  | Non Federally-Regulated | 06/29/2018 |  | 11/06/2018
USAI Lighting | USAI Lighting | B3RDF-09X1-35KH-25-S-BL-NCIC-UNV-D6A | Light Emitting Diode | Inseparable Luminaire | Direct Wired | 0-10 VDC Controls | 77 | 3500 | 0.001 | 91 | 52 | 433 | 0.96 | Ambient | 50000 |  |  | 99999 | 0.01 | 13 | 4 | 0.01 | 0.01 | 0 | 0 | 0 | 0 | 0.09 | 0.02 | 0 | 0 | 0 | 0 | 0.85 | 0 | 0 | 0 | 0 | 0 | True |  | Non Federally-Regulated | 06/29/2018 |  | 11/06/2018
USAI Lighting | USAI Lighting | B3RDF-09X1-35KH-45-S-BL-NCIC-UNV-D6A | Light Emitting Diode | Inseparable Luminaire | Direct Wired | 0-10 VDC Controls | 80 | 3500 | 0.001 | 91 | 52 | 433 | 0.96 | Ambient | 50000 |  |  | 99999 | 0.01 | 13 | 4 | 0.01 | 0.01 | 0 | 0 | 0 | 0 | 0.09 | 0.02 | 0 | 0 | 0 | 0 | 0.85 | 0 | 0 | 0 | 0 | 0 | True |  | Non Federally-Regulated | 06/29/2018 |  | 11/06/2018
USAI Lighting | USAI Lighting | B3RDF-09X1-35KH-65-S-BL-NCIC-UNV-D6A | Light Emitting Diode | Inseparable Luminaire | Direct Wired | 0-10 VDC Controls | 65 | 3500 | 0.001 | 91 | 52 | 433 | 0.96 | Ambient | 50000 |  |  | 99999 | 0.01 | 13 | 4 | 0.01 | 0.01 | 0 | 0 | 0 | 0 | 0.09 | 0.02 | 0 | 0 | 0 | 0 | 0.85 | 0 | 0 | 0 | 0 | 0 | True |  | Non Federally-Regulated | 06/29/2018 |  | 11/06/2018
USAI Lighting | USAI Lighting | B3RDF-09X1-40KH-25-S-BL-NCIC-UNV-D6A | Light Emitting Diode | Inseparable Luminaire | Direct Wired | 0-10 VDC Controls | 82 | 4000 | 0.001 | 91 | 52 | 433 | 0.96 | Ambient | 50000 |  |  | 99999 | 0.01 | 13 | 4 | 0.01 | 0.01 | 0 | 0 | 0 | 0 | 0.09 | 0.02 | 0 | 0 | 0 | 0 | 0.85 | 0 | 0 | 0 | 0 | 0 | True |  | Non Federally-Regulated | 06/29/2018 |  | 11/06/2018
USAI Lighting | USAI Lighting | B3RDF-09X1-40KH-45-S-BL-NCIC-UNV-D6A | Light Emitting Diode | Inseparable Luminaire | Direct Wired | 0-10 VDC Controls | 85 | 4000 | 0.001 | 91 | 52 | 433 | 0.96 | Ambient | 50000 |  |  | 99999 | 0.01 | 13 | 4 | 0.01 | 0.01 | 0 | 0 | 0 | 0 | 0.09 | 0.02 | 0 | 0 | 0 | 0 | 0.85 | 0 | 0 | 0 | 0 | 0 | True |  | Non Federally-Regulated | 06/29/2018 |  | 11/06/2018
USAI Lighting | USAI Lighting | B3RDF-09X1-40KH-65-S-BL-NCIC-UNV-D6A | Light Emitting Diode | Inseparable Luminaire | Direct Wired | 0-10 VDC Controls | 70 | 4000 | 0.001 | 91 | 52 | 433 | 0.96 | Ambient | 50000 |  |  | 99999 | 0.01 | 13 | 4 | 0.01 | 0.01 | 0 | 0 | 0 | 0 | 0.09 | 0.02 | 0 | 0 | 0 | 0 | 0.85 | 0 | 0 | 0 | 0 | 0 | True |  | Non Federally-Regulated | 06/29/2018 |  | 11/06/2018
USAI Lighting | USAI Lighting | B3RDF-09X1-27KH-25-S-BZ-NCIC-UNV-D6A | Light Emitting Diode | Inseparable Luminaire | Direct Wired | 0-10 VDC Controls | 71 | 2700 | 0.001 | 91 | 52 | 433 | 0.96 | Ambient | 50000 |  |  | 99999 | 0.01 | 13 | 4 | 0.01 | 0.01 | 0 | 0 | 0 | 0 | 0.09 | 0.02 | 0 | 0 | 0 | 0 | 0.85 | 0 | 0 | 0 | 0 | 0 | True |  | Non Federally-Regulated | 06/29/2018 |  | 11/06/2018
USAI Lighting | USAI Lighting | B3RDF-09X1-27KH-45-S-BZ-NCIC-UNV-D6A | Light Emitting Diode | Inseparable Luminaire | Direct Wired | 0-10 VDC Controls | 74 | 2700 | 0.001 | 91 | 52 | 433 | 0.96 | Ambient | 50000 |  |  | 99999 | 0.01 | 13 | 4 | 0.01 | 0.01 | 0 | 0 | 0 | 0 | 0.09 | 0.02 | 0 | 0 | 0 | 0 | 0.85 | 0 | 0 | 0 | 0 | 0 | True |  | Non Federally-Regulated | 06/29/2018 |  | 11/06/2018
USAI Lighting | USAI Lighting | B3RDF-09X1-27KH-65-S-BZ-NCIC-UNV-D6A | Light Emitting Diode | Inseparable Luminaire | Direct Wired | 0-10 VDC Controls | 61 | 2700 | 0.001 | 91 | 52 | 433 | 0.96 | Ambient | 50000 |  |  | 99999 | 0.01 | 13 | 4 | 0.01 | 0.01 | 0 | 0 | 0 | 0 | 0.09 | 0.02 | 0 | 0 | 0 | 0 | 0.85 | 0 | 0 | 0 | 0 | 0 | True |  | Non Federally-Regulated | 06/29/2018 |  | 11/06/2018
USAI Lighting | USAI Lighting | B3RDF-09X1-30KH-25-S-BZ-NCIC-UNV-D6A | Light Emitting Diode | Inseparable Luminaire | Direct Wired | 0-10 VDC Controls | 71 | 3000 | 0.001 | 91 | 52 | 433 | 0.96 | Ambient | 50000 |  |  | 99999 | 0.01 | 13 | 4 | 0.01 | 0.01 | 0 | 0 | 0 | 0 | 0.09 | 0.02 | 0 | 0 | 0 | 0 | 0.85 | 0 | 0 | 0 | 0 | 0 | True |  | Non Federally-Regulated | 06/29/2018 |  | 11/06/2018
USAI Lighting | USAI Lighting | B3RDF-09X1-30KH-45-S-BZ-NCIC-UNV-D6A | Light Emitting Diode | Inseparable Luminaire | Direct Wired | 0-10 VDC Controls | 74 | 3000 | 0.001 | 91 | 52 | 433 | 0.96 | Ambient | 50000 |  |  | 99999 | 0.01 | 13 | 4 | 0.01 | 0.01 | 0 | 0 | 0 | 0 | 0.09 | 0.02 | 0 | 0 | 0 | 0 | 0.85 | 0 | 0 | 0 | 0 | 0 | True |  | Non Federally-Regulated | 06/29/2018 |  | 11/06/2018
USAI Lighting | USAI Lighting | B3RDF-09X1-30KH-65-S-BZ-NCIC-UNV-D6A | Light Emitting Diode | Inseparable Luminaire | Direct Wired | 0-10 VDC Controls | 61 | 3000 | 0.001 | 91 | 52 | 433 | 0.96 | Ambient | 50000 |  |  | 99999 | 0.01 | 13 | 4 | 0.01 | 0.01 | 0 | 0 | 0 | 0 | 0.09 | 0.02 | 0 | 0 | 0 | 0 | 0.85 | 0 | 0 | 0 | 0 | 0 | True |  | Non Federally-Regulated | 06/29/2018 |  | 11/06/2018
USAI Lighting | USAI Lighting | B3RDF-09X1-35KH-25-S-BZ-NCIC-UNV-D6A | Light Emitting Diode | Inseparable Luminaire | Direct Wired | 0-10 VDC Controls | 77 | 3500 | 0.001 | 91 | 52 | 433 | 0.96 | Ambient | 50000 |  |  | 99999 | 0.01 | 13 | 4 | 0.01 | 0.01 | 0 | 0 | 0 | 0 | 0.09 | 0.02 | 0 | 0 | 0 | 0 | 0.85 | 0 | 0 | 0 | 0 | 0 | True |  | Non Federally-Regulated | 06/29/2018 |  | 11/06/2018
USAI Lighting | USAI Lighting | B3RDF-09X1-35KH-45-S-BZ-NCIC-UNV-D6A | Light Emitting Diode | Inseparable Luminaire | Direct Wired | 0-10 VDC Controls | 80 | 3500 | 0.001 | 91 | 52 | 433 | 0.96 | Ambient | 50000 |  |  | 99999 | 0.01 | 13 | 4 | 0.01 | 0.01 | 0 | 0 | 0 | 0 | 0.09 | 0.02 | 0 | 0 | 0 | 0 | 0.85 | 0 | 0 | 0 | 0 | 0 | True |  | Non Federally-Regulated | 06/29/2018 |  | 11/06/2018
USAI Lighting | USAI Lighting | B3RDF-09X1-35KH-65-S-BZ-NCIC-UNV-D6A | Light Emitting Diode | Inseparable Luminaire | Direct Wired | 0-10 VDC Controls | 65 | 3500 | 0.001 | 91 | 52 | 433 | 0.96 | Ambient | 50000 |  |  | 99999 | 0.01 | 13 | 4 | 0.01 | 0.01 | 0 | 0 | 0 | 0 | 0.09 | 0.02 | 0 | 0 | 0 | 0 | 0.85 | 0 | 0 | 0 | 0 | 0 | True |  | Non Federally-Regulated | 06/29/2018 |  | 11/06/2018
USAI Lighting | USAI Lighting | B3RDF-09X1-40KH-25-S-BZ-NCIC-UNV-D6A | Light Emitting Diode | Inseparable Luminaire | Direct Wired | 0-10 VDC Controls | 82 | 4000 | 0.001 | 91 | 52 | 433 | 0.96 | Ambient | 50000 |  |  | 99999 | 0.01 | 13 | 4 | 0.01 | 0.01 | 0 | 0 | 0 | 0 | 0.09 | 0.02 | 0 | 0 | 0 | 0 | 0.85 | 0 | 0 | 0 | 0 | 0 | True |  | Non Federally-Regulated | 06/29/2018 |  | 11/06/2018
USAI Lighting | USAI Lighting | B3RDF-09X1-40KH-45-S-BZ-NCIC-UNV-D6A | Light Emitting Diode | Inseparable Luminaire | Direct Wired | 0-10 VDC Controls | 85 | 4000 | 0.001 | 91 | 52 | 433 | 0.96 | Ambient | 50000 |  |  | 99999 | 0.01 | 13 | 4 | 0.01 | 0.01 | 0 | 0 | 0 | 0 | 0.09 | 0.02 | 0 | 0 | 0 | 0 | 0.85 | 0 | 0 | 0 | 0 | 0 | True |  | Non Federally-Regulated | 06/29/2018 |  | 11/06/2018
USAI Lighting | USAI Lighting | B3RDF-09X1-40KH-65-S-BZ-NCIC-UNV-D6A | Light Emitting Diode | Inseparable Luminaire | Direct Wired | 0-10 VDC Controls | 70 | 4000 | 0.001 | 91 | 52 | 433 | 0.96 | Ambient | 50000 |  |  | 99999 | 0.01 | 13 | 4 | 0.01 | 0.01 | 0 | 0 | 0 | 0 | 0.09 | 0.02 | 0 | 0 | 0 | 0 | 0.85 | 0 | 0 | 0 | 0 | 0 | True |  | Non Federally-Regulated | 06/29/2018 |  | 11/06/2018
USAI Lighting | USAI Lighting | B3RDF-09X1-27KH-25-S-WH-NCIC-UNV-D6B | Light Emitting Diode | Inseparable Luminaire | Direct Wired | 0-10 VDC Controls | 71 | 2700 | 0.001 | 91 | 52 | 433 | 0.96 | Ambient | 50000 |  |  | 99999 | 0.01 | 13 | 4 | 0.01 | 0.01 | 0 | 0 | 0 | 0 | 0.09 | 0.02 | 0 | 0 | 0 | 0 | 0.85 | 0 | 0 | 0 | 0 | 0 | True |  | Non Federally-Regulated | 06/29/2018 |  | 11/06/2018
USAI Lighting | USAI Lighting | B3RDF-09X1-27KH-45-S-WH-NCIC-UNV-D6B | Light Emitting Diode | Inseparable Luminaire | Direct Wired | 0-10 VDC Controls | 74 | 2700 | 0.001 | 91 | 52 | 433 | 0.96 | Ambient | 50000 |  |  | 99999 | 0.01 | 13 | 4 | 0.01 | 0.01 | 0 | 0 | 0 | 0 | 0.09 | 0.02 | 0 | 0 | 0 | 0 | 0.85 | 0 | 0 | 0 | 0 | 0 | True |  | Non Federally-Regulated | 06/29/2018 |  | 11/06/2018
USAI Lighting | USAI Lighting | B3RDF-09X1-27KH-65-S-WH-NCIC-UNV-D6B | Light Emitting Diode | Inseparable Luminaire | Direct Wired | 0-10 VDC Controls | 61 | 2700 | 0.001 | 91 | 52 | 433 | 0.96 | Ambient | 50000 |  |  | 99999 | 0.01 | 13 | 4 | 0.01 | 0.01 | 0 | 0 | 0 | 0 | 0.09 | 0.02 | 0 | 0 | 0 | 0 | 0.85 | 0 | 0 | 0 | 0 | 0 | True |  | Non Federally-Regulated | 06/29/2018 |  | 11/06/2018
USAI Lighting | USAI Lighting | B3RDF-09X1-30KH-25-S-WH-NCIC-UNV-D6B | Light Emitting Diode | Inseparable Luminaire | Direct Wired | 0-10 VDC Controls | 71 | 3000 | 0.001 | 91 | 52 | 433 | 0.96 | Ambient | 50000 |  |  | 99999 | 0.01 | 13 | 4 | 0.01 | 0.01 | 0 | 0 | 0 | 0 | 0.09 | 0.02 | 0 | 0 | 0 | 0 | 0.85 | 0 | 0 | 0 | 0 | 0 | True |  | Non Federally-Regulated | 06/29/2018 |  | 11/06/2018
USAI Lighting | USAI Lighting | B3RDF-09X1-30KH-45-S-WH-NCIC-UNV-D6B | Light Emitting Diode | Inseparable Luminaire | Direct Wired | 0-10 VDC Controls | 74 | 3000 | 0.001 | 91 | 52 | 433 | 0.96 | Ambient | 50000 |  |  | 99999 | 0.01 | 13 | 4 | 0.01 | 0.01 | 0 | 0 | 0 | 0 | 0.09 | 0.02 | 0 | 0 | 0 | 0 | 0.85 | 0 | 0 | 0 | 0 | 0 | True |  | Non Federally-Regulated | 06/29/2018 |  | 11/06/2018
USAI Lighting | USAI Lighting | B3RDF-09X1-30KH-65-S-WH-NCIC-UNV-D6B | Light Emitting Diode | Inseparable Luminaire | Direct Wired | 0-10 VDC Controls | 61 | 3000 | 0.001 | 91 | 52 | 433 | 0.96 | Ambient | 50000 |  |  | 99999 | 0.01 | 13 | 4 | 0.01 | 0.01 | 0 | 0 | 0 | 0 | 0.09 | 0.02 | 0 | 0 | 0 | 0 | 0.85 | 0 | 0 | 0 | 0 | 0 | True |  | Non Federally-Regulated | 06/29/2018 |  | 11/06/2018
USAI Lighting | USAI Lighting | B3RDF-09X1-35KH-25-S-WH-NCIC-UNV-D6B | Light Emitting Diode | Inseparable Luminaire | Direct Wired | 0-10 VDC Controls | 77 | 3500 | 0.001 | 91 | 52 | 433 | 0.96 | Ambient | 50000 |  |  | 99999 | 0.01 | 13 | 4 | 0.01 | 0.01 | 0 | 0 | 0 | 0 | 0.09 | 0.02 | 0 | 0 | 0 | 0 | 0.85 | 0 | 0 | 0 | 0 | 0 | True |  | Non Federally-Regulated | 06/29/2018 |  | 11/06/2018
USAI Lighting | USAI Lighting | B3RDF-09X1-35KH-45-S-WH-NCIC-UNV-D6B | Light Emitting Diode | Inseparable Luminaire | Direct Wired | 0-10 VDC Controls | 80 | 3500 | 0.001 | 91 | 52 | 433 | 0.96 | Ambient | 50000 |  |  | 99999 | 0.01 | 13 | 4 | 0.01 | 0.01 | 0 | 0 | 0 | 0 | 0.09 | 0.02 | 0 | 0 | 0 | 0 | 0.85 | 0 | 0 | 0 | 0 | 0 | True |  | Non Federally-Regulated | 06/29/2018 |  | 11/06/2018
USAI Lighting | USAI Lighting | B3RDF-09X1-35KH-65-S-WH-NCIC-UNV-D6B | Light Emitting Diode | Inseparable Luminaire | Direct Wired | 0-10 VDC Controls | 65 | 3500 | 0.001 | 91 | 52 | 433 | 0.96 | Ambient | 50000 |  |  | 99999 | 0.01 | 13 | 4 | 0.01 | 0.01 | 0 | 0 | 0 | 0 | 0.09 | 0.02 | 0 | 0 | 0 | 0 | 0.85 | 0 | 0 | 0 | 0 | 0 | True |  | Non Federally-Regulated | 06/29/2018 |  | 11/06/2018
USAI Lighting | USAI Lighting | B3RDF-09X1-40KH-25-S-WH-NCIC-UNV-D6B | Light Emitting Diode | Inseparable Luminaire | Direct Wired | 0-10 VDC Controls | 82 | 4000 | 0.001 | 91 | 52 | 433 | 0.96 | Ambient | 50000 |  |  | 99999 | 0.01 | 13 | 4 | 0.01 | 0.01 | 0 | 0 | 0 | 0 | 0.09 | 0.02 | 0 | 0 | 0 | 0 | 0.85 | 0 | 0 | 0 | 0 | 0 | True |  | Non Federally-Regulated | 06/29/2018 |  | 11/06/2018
USAI Lighting | USAI Lighting | B3RDF-09X1-40KH-45-S-WH-NCIC-UNV-D6B | Light Emitting Diode | Inseparable Luminaire | Direct Wired | 0-10 VDC Controls | 85 | 4000 | 0.001 | 91 | 52 | 433 | 0.96 | Ambient | 50000 |  |  | 99999 | 0.01 | 13 | 4 | 0.01 | 0.01 | 0 | 0 | 0 | 0 | 0.09 | 0.02 | 0 | 0 | 0 | 0 | 0.85 | 0 | 0 | 0 | 0 | 0 | True |  | Non Federally-Regulated | 06/29/2018 |  | 11/06/2018
USAI Lighting | USAI Lighting | B3RDF-09X1-40KH-65-S-WH-NCIC-UNV-D6B | Light Emitting Diode | Inseparable Luminaire | Direct Wired | 0-10 VDC Controls | 70 | 4000 | 0.001 | 91 | 52 | 433 | 0.96 | Ambient | 50000 |  |  | 99999 | 0.01 | 13 | 4 | 0.01 | 0.01 | 0 | 0 | 0 | 0 | 0.09 | 0.02 | 0 | 0 | 0 | 0 | 0.85 | 0 | 0 | 0 | 0 | 0 | True |  | Non Federally-Regulated | 06/29/2018 |  | 11/06/2018
USAI Lighting | USAI Lighting | B3RDF-09X1-27KH-25-S-GR-NCIC-UNV-D6B | Light Emitting Diode | Inseparable Luminaire | Direct Wired | 0-10 VDC Controls | 71 | 2700 | 0.001 | 91 | 52 | 433 | 0.96 | Ambient | 50000 |  |  | 99999 | 0.01 | 13 | 4 | 0.01 | 0.01 | 0 | 0 | 0 | 0 | 0.09 | 0.02 | 0 | 0 | 0 | 0 | 0.85 | 0 | 0 | 0 | 0 | 0 | True |  | Non Federally-Regulated | 06/29/2018 |  | 11/06/2018
USAI Lighting | USAI Lighting | B3RDF-09X1-27KH-45-S-GR-NCIC-UNV-D6B | Light Emitting Diode | Inseparable Luminaire | Direct Wired | 0-10 VDC Controls | 74 | 2700 | 0.001 | 91 | 52 | 433 | 0.96 | Ambient | 50000 |  |  | 99999 | 0.01 | 13 | 4 | 0.01 | 0.01 | 0 | 0 | 0 | 0 | 0.09 | 0.02 | 0 | 0 | 0 | 0 | 0.85 | 0 | 0 | 0 | 0 | 0 | True |  | Non Federally-Regulated | 06/29/2018 |  | 11/06/2018
USAI Lighting | USAI Lighting | B3RDF-09X1-27KH-65-S-GR-NCIC-UNV-D6B | Light Emitting Diode | Inseparable Luminaire | Direct Wired | 0-10 VDC Controls | 61 | 2700 | 0.001 | 91 | 52 | 433 | 0.96 | Ambient | 50000 |  |  | 99999 | 0.01 | 13 | 4 | 0.01 | 0.01 | 0 | 0 | 0 | 0 | 0.09 | 0.02 | 0 | 0 | 0 | 0 | 0.85 | 0 | 0 | 0 | 0 | 0 | True |  | Non Federally-Regulated | 06/29/2018 |  | 11/06/2018
USAI Lighting | USAI Lighting | B3RDF-09X1-30KH-25-S-GR-NCIC-UNV-D6B | Light Emitting Diode | Inseparable Luminaire | Direct Wired | 0-10 VDC Controls | 71 | 3000 | 0.001 | 91 | 52 | 433 | 0.96 | Ambient | 50000 |  |  | 99999 | 0.01 | 13 | 4 | 0.01 | 0.01 | 0 | 0 | 0 | 0 | 0.09 | 0.02 | 0 | 0 | 0 | 0 | 0.85 | 0 | 0 | 0 | 0 | 0 | True |  | Non Federally-Regulated | 06/29/2018 |  | 11/06/2018
USAI Lighting | USAI Lighting | B3RDF-09X1-30KH-45-S-GR-NCIC-UNV-D6B | Light Emitting Diode | Inseparable Luminaire | Direct Wired | 0-10 VDC Controls | 74 | 3000 | 0.001 | 91 | 52 | 433 | 0.96 | Ambient | 50000 |  |  | 99999 | 0.01 | 13 | 4 | 0.01 | 0.01 | 0 | 0 | 0 | 0 | 0.09 | 0.02 | 0 | 0 | 0 | 0 | 0.85 | 0 | 0 | 0 | 0 | 0 | True |  | Non Federally-Regulated | 06/29/2018 |  | 11/06/2018
USAI Lighting | USAI Lighting | B3RDF-09X1-30KH-65-S-GR-NCIC-UNV-D6B | Light Emitting Diode | Inseparable Luminaire | Direct Wired | 0-10 VDC Controls | 61 | 3000 | 0.001 | 91 | 52 | 433 | 0.96 | Ambient | 50000 |  |  | 99999 | 0.01 | 13 | 4 | 0.01 | 0.01 | 0 | 0 | 0 | 0 | 0.09 | 0.02 | 0 | 0 | 0 | 0 | 0.85 | 0 | 0 | 0 | 0 | 0 | True |  | Non Federally-Regulated | 06/29/2018 |  | 11/06/2018
USAI Lighting | USAI Lighting | B3RDF-09X1-35KH-25-S-GR-NCIC-UNV-D6B | Light Emitting Diode | Inseparable Luminaire | Direct Wired | 0-10 VDC Controls | 77 | 3500 | 0.001 | 91 | 52 | 433 | 0.96 | Ambient | 50000 |  |  | 99999 | 0.01 | 13 | 4 | 0.01 | 0.01 | 0 | 0 | 0 | 0 | 0.09 | 0.02 | 0 | 0 | 0 | 0 | 0.85 | 0 | 0 | 0 | 0 | 0 | True |  | Non Federally-Regulated | 06/29/2018 |  | 11/06/2018
USAI Lighting | USAI Lighting | B3RDF-09X1-35KH-45-S-GR-NCIC-UNV-D6B | Light Emitting Diode | Inseparable Luminaire | Direct Wired | 0-10 VDC Controls | 80 | 3500 | 0.001 | 91 | 52 | 433 | 0.96 | Ambient | 50000 |  |  | 99999 | 0.01 | 13 | 4 | 0.01 | 0.01 | 0 | 0 | 0 | 0 | 0.09 | 0.02 | 0 | 0 | 0 | 0 | 0.85 | 0 | 0 | 0 | 0 | 0 | True |  | Non Federally-Regulated | 06/29/2018 |  | 11/06/2018
USAI Lighting | USAI Lighting | B3RDF-09X1-35KH-65-S-GR-NCIC-UNV-D6B | Light Emitting Diode | Inseparable Luminaire | Direct Wired | 0-10 VDC Controls | 65 | 3500 | 0.001 | 91 | 52 | 433 | 0.96 | Ambient | 50000 |  |  | 99999 | 0.01 | 13 | 4 | 0.01 | 0.01 | 0 | 0 | 0 | 0 | 0.09 | 0.02 | 0 | 0 | 0 | 0 | 0.85 | 0 | 0 | 0 | 0 | 0 | True |  | Non Federally-Regulated | 06/29/2018 |  | 11/06/2018
USAI Lighting | USAI Lighting | B3RDF-09X1-40KH-25-S-GR-NCIC-UNV-D6B | Light Emitting Diode | Inseparable Luminaire | Direct Wired | 0-10 VDC Controls | 82 | 4000 | 0.001 | 91 | 52 | 433 | 0.96 | Ambient | 50000 |  |  | 99999 | 0.01 | 13 | 4 | 0.01 | 0.01 | 0 | 0 | 0 | 0 | 0.09 | 0.02 | 0 | 0 | 0 | 0 | 0.85 | 0 | 0 | 0 | 0 | 0 | True |  | Non Federally-Regulated | 06/29/2018 |  | 11/06/2018
USAI Lighting | USAI Lighting | B3RDF-09X1-40KH-45-S-GR-NCIC-UNV-D6B | Light Emitting Diode | Inseparable Luminaire | Direct Wired | 0-10 VDC Controls | 85 | 4000 | 0.001 | 91 | 52 | 433 | 0.96 | Ambient | 50000 |  |  | 99999 | 0.01 | 13 | 4 | 0.01 | 0.01 | 0 | 0 | 0 | 0 | 0.09 | 0.02 | 0 | 0 | 0 | 0 | 0.85 | 0 | 0 | 0 | 0 | 0 | True |  | Non Federally-Regulated | 06/29/2018 |  | 11/06/2018
USAI Lighting | USAI Lighting | B3RDF-09X1-40KH-65-S-GR-NCIC-UNV-D6B | Light Emitting Diode | Inseparable Luminaire | Direct Wired | 0-10 VDC Controls | 70 | 4000 | 0.001 | 91 | 52 | 433 | 0.96 | Ambient | 50000 |  |  | 99999 | 0.01 | 13 | 4 | 0.01 | 0.01 | 0 | 0 | 0 | 0 | 0.09 | 0.02 | 0 | 0 | 0 | 0 | 0.85 | 0 | 0 | 0 | 0 | 0 | True |  | Non Federally-Regulated | 06/29/2018 |  | 11/06/2018
USAI Lighting | USAI Lighting | B3RDF-09X1-27KH-25-S-BL-NCIC-UNV-D6B | Light Emitting Diode | Inseparable Luminaire | Direct Wired | 0-10 VDC Controls | 71 | 2700 | 0.001 | 91 | 52 | 433 | 0.96 | Ambient | 50000 |  |  | 99999 | 0.01 | 13 | 4 | 0.01 | 0.01 | 0 | 0 | 0 | 0 | 0.09 | 0.02 | 0 | 0 | 0 | 0 | 0.85 | 0 | 0 | 0 | 0 | 0 | True |  | Non Federally-Regulated | 06/29/2018 |  | 11/06/2018
USAI Lighting | USAI Lighting | B3RDF-09X1-27KH-45-S-BL-NCIC-UNV-D6B | Light Emitting Diode | Inseparable Luminaire | Direct Wired | 0-10 VDC Controls | 74 | 2700 | 0.001 | 91 | 52 | 433 | 0.96 | Ambient | 50000 |  |  | 99999 | 0.01 | 13 | 4 | 0.01 | 0.01 | 0 | 0 | 0 | 0 | 0.09 | 0.02 | 0 | 0 | 0 | 0 | 0.85 | 0 | 0 | 0 | 0 | 0 | True |  | Non Federally-Regulated | 06/29/2018 |  | 11/06/2018
USAI Lighting | USAI Lighting | B3RDF-09X1-27KH-65-S-BL-NCIC-UNV-D6B | Light Emitting Diode | Inseparable Luminaire | Direct Wired | 0-10 VDC Controls | 61 | 2700 | 0.001 | 91 | 52 | 433 | 0.96 | Ambient | 50000 |  |  | 99999 | 0.01 | 13 | 4 | 0.01 | 0.01 | 0 | 0 | 0 | 0 | 0.09 | 0.02 | 0 | 0 | 0 | 0 | 0.85 | 0 | 0 | 0 | 0 | 0 | True |  | Non Federally-Regulated | 06/29/2018 |  | 11/06/2018
USAI Lighting | USAI Lighting | B3RDF-09X1-30KH-25-S-BL-NCIC-UNV-D6B | Light Emitting Diode | Inseparable Luminaire | Direct Wired | 0-10 VDC Controls | 71 | 3000 | 0.001 | 91 | 52 | 433 | 0.96 | Ambient | 50000 |  |  | 99999 | 0.01 | 13 | 4 | 0.01 | 0.01 | 0 | 0 | 0 | 0 | 0.09 | 0.02 | 0 | 0 | 0 | 0 | 0.85 | 0 | 0 | 0 | 0 | 0 | True |  | Non Federally-Regulated | 06/29/2018 |  | 11/06/2018
USAI Lighting | USAI Lighting | B3RDF-09X1-30KH-45-S-BL-NCIC-UNV-D6B | Light Emitting Diode | Inseparable Luminaire | Direct Wired | 0-10 VDC Controls | 74 | 3000 | 0.001 | 91 | 52 | 433 | 0.96 | Ambient | 50000 |  |  | 99999 | 0.01 | 13 | 4 | 0.01 | 0.01 | 0 | 0 | 0 | 0 | 0.09 | 0.02 | 0 | 0 | 0 | 0 | 0.85 | 0 | 0 | 0 | 0 | 0 | True |  | Non Federally-Regulated | 06/29/2018 |  | 11/06/2018
USAI Lighting | USAI Lighting | B3RDF-09X1-30KH-65-S-BL-NCIC-UNV-D6B | Light Emitting Diode | Inseparable Luminaire | Direct Wired | 0-10 VDC Controls | 61 | 3000 | 0.001 | 91 | 52 | 433 | 0.96 | Ambient | 50000 |  |  | 99999 | 0.01 | 13 | 4 | 0.01 | 0.01 | 0 | 0 | 0 | 0 | 0.09 | 0.02 | 0 | 0 | 0 | 0 | 0.85 | 0 | 0 | 0 | 0 | 0 | True |  | Non Federally-Regulated | 06/29/2018 |  | 11/06/2018
USAI Lighting | USAI Lighting | B3RDF-09X1-35KH-25-S-BL-NCIC-UNV-D6B | Light Emitting Diode | Inseparable Luminaire | Direct Wired | 0-10 VDC Controls | 77 | 3500 | 0.001 | 91 | 52 | 433 | 0.96 | Ambient | 50000 |  |  | 99999 | 0.01 | 13 | 4 | 0.01 | 0.01 | 0 | 0 | 0 | 0 | 0.09 | 0.02 | 0 | 0 | 0 | 0 | 0.85 | 0 | 0 | 0 | 0 | 0 | True |  | Non Federally-Regulated | 06/29/2018 |  | 11/06/2018
USAI Lighting | USAI Lighting | B3RDF-09X1-35KH-45-S-BL-NCIC-UNV-D6B | Light Emitting Diode | Inseparable Luminaire | Direct Wired | 0-10 VDC Controls | 80 | 3500 | 0.001 | 91 | 52 | 433 | 0.96 | Ambient | 50000 |  |  | 99999 | 0.01 | 13 | 4 | 0.01 | 0.01 | 0 | 0 | 0 | 0 | 0.09 | 0.02 | 0 | 0 | 0 | 0 | 0.85 | 0 | 0 | 0 | 0 | 0 | True |  | Non Federally-Regulated | 06/29/2018 |  | 11/06/2018
USAI Lighting | USAI Lighting | B3RDF-09X1-35KH-65-S-BL-NCIC-UNV-D6B | Light Emitting Diode | Inseparable Luminaire | Direct Wired | 0-10 VDC Controls | 65 | 3500 | 0.001 | 91 | 52 | 433 | 0.96 | Ambient | 50000 |  |  | 99999 | 0.01 | 13 | 4 | 0.01 | 0.01 | 0 | 0 | 0 | 0 | 0.09 | 0.02 | 0 | 0 | 0 | 0 | 0.85 | 0 | 0 | 0 | 0 | 0 | True |  | Non Federally-Regulated | 06/29/2018 |  | 11/06/2018
USAI Lighting | USAI Lighting | B3RDF-09X1-40KH-25-S-BL-NCIC-UNV-D6B | Light Emitting Diode | Inseparable Luminaire | Direct Wired | 0-10 VDC Controls | 82 | 4000 | 0.001 | 91 | 52 | 433 | 0.96 | Ambient | 50000 |  |  | 99999 | 0.01 | 13 | 4 | 0.01 | 0.01 | 0 | 0 | 0 | 0 | 0.09 | 0.02 | 0 | 0 | 0 | 0 | 0.85 | 0 | 0 | 0 | 0 | 0 | True |  | Non Federally-Regulated | 06/29/2018 |  | 11/06/2018
USAI Lighting | USAI Lighting | B3RDF-09X1-40KH-45-S-BL-NCIC-UNV-D6B | Light Emitting Diode | Inseparable Luminaire | Direct Wired | 0-10 VDC Controls | 85 | 4000 | 0.001 | 91 | 52 | 433 | 0.96 | Ambient | 50000 |  |  | 99999 | 0.01 | 13 | 4 | 0.01 | 0.01 | 0 | 0 | 0 | 0 | 0.09 | 0.02 | 0 | 0 | 0 | 0 | 0.85 | 0 | 0 | 0 | 0 | 0 | True |  | Non Federally-Regulated | 06/29/2018 |  | 11/06/2018
USAI Lighting | USAI Lighting | B3RDF-09X1-40KH-65-S-BL-NCIC-UNV-D6B | Light Emitting Diode | Inseparable Luminaire | Direct Wired | 0-10 VDC Controls | 70 | 4000 | 0.001 | 91 | 52 | 433 | 0.96 | Ambient | 50000 |  |  | 99999 | 0.01 | 13 | 4 | 0.01 | 0.01 | 0 | 0 | 0 | 0 | 0.09 | 0.02 | 0 | 0 | 0 | 0 | 0.85 | 0 | 0 | 0 | 0 | 0 | True |  | Non Federally-Regulated | 06/29/2018 |  | 11/06/2018
USAI Lighting | USAI Lighting | B3RDF-09X1-27KH-25-S-BZ-NCIC-UNV-D6B | Light Emitting Diode | Inseparable Luminaire | Direct Wired | 0-10 VDC Controls | 71 | 2700 | 0.001 | 91 | 52 | 433 | 0.96 | Ambient | 50000 |  |  | 99999 | 0.01 | 13 | 4 | 0.01 | 0.01 | 0 | 0 | 0 | 0 | 0.09 | 0.02 | 0 | 0 | 0 | 0 | 0.85 | 0 | 0 | 0 | 0 | 0 | True |  | Non Federally-Regulated | 06/29/2018 |  | 11/06/2018
USAI Lighting | USAI Lighting | B3RDF-09X1-27KH-45-S-BZ-NCIC-UNV-D6B | Light Emitting Diode | Inseparable Luminaire | Direct Wired | 0-10 VDC Controls | 74 | 2700 | 0.001 | 91 | 52 | 433 | 0.96 | Ambient | 50000 |  |  | 99999 | 0.01 | 13 | 4 | 0.01 | 0.01 | 0 | 0 | 0 | 0 | 0.09 | 0.02 | 0 | 0 | 0 | 0 | 0.85 | 0 | 0 | 0 | 0 | 0 | True |  | Non Federally-Regulated | 06/29/2018 |  | 11/06/2018
USAI Lighting | USAI Lighting | B3RDF-09X1-27KH-65-S-BZ-NCIC-UNV-D6B | Light Emitting Diode | Inseparable Luminaire | Direct Wired | 0-10 VDC Controls | 61 | 2700 | 0.001 | 91 | 52 | 433 | 0.96 | Ambient | 50000 |  |  | 99999 | 0.01 | 13 | 4 | 0.01 | 0.01 | 0 | 0 | 0 | 0 | 0.09 | 0.02 | 0 | 0 | 0 | 0 | 0.85 | 0 | 0 | 0 | 0 | 0 | True |  | Non Federally-Regulated | 06/29/2018 |  | 11/06/2018
USAI Lighting | USAI Lighting | B3RDF-09X1-30KH-25-S-BZ-NCIC-UNV-D6B | Light Emitting Diode | Inseparable Luminaire | Direct Wired | 0-10 VDC Controls | 71 | 3000 | 0.001 | 91 | 52 | 433 | 0.96 | Ambient | 50000 |  |  | 99999 | 0.01 | 13 | 4 | 0.01 | 0.01 | 0 | 0 | 0 | 0 | 0.09 | 0.02 | 0 | 0 | 0 | 0 | 0.85 | 0 | 0 | 0 | 0 | 0 | True |  | Non Federally-Regulated | 06/29/2018 |  | 11/06/2018
USAI Lighting | USAI Lighting | B3RDF-09X1-30KH-45-S-BZ-NCIC-UNV-D6B | Light Emitting Diode | Inseparable Luminaire | Direct Wired | 0-10 VDC Controls | 74 | 3000 | 0.001 | 91 | 52 | 433 | 0.96 | Ambient | 50000 |  |  | 99999 | 0.01 | 13 | 4 | 0.01 | 0.01 | 0 | 0 | 0 | 0 | 0.09 | 0.02 | 0 | 0 | 0 | 0 | 0.85 | 0 | 0 | 0 | 0 | 0 | True |  | Non Federally-Regulated | 06/29/2018 |  | 11/06/2018
USAI Lighting | USAI Lighting | B3RDF-09X1-30KH-65-S-BZ-NCIC-UNV-D6B | Light Emitting Diode | Inseparable Luminaire | Direct Wired | 0-10 VDC Controls | 61 | 3000 | 0.001 | 91 | 52 | 433 | 0.96 | Ambient | 50000 |  |  | 99999 | 0.01 | 13 | 4 | 0.01 | 0.01 | 0 | 0 | 0 | 0 | 0.09 | 0.02 | 0 | 0 | 0 | 0 | 0.85 | 0 | 0 | 0 | 0 | 0 | True |  | Non Federally-Regulated | 06/29/2018 |  | 11/06/2018
USAI Lighting | USAI Lighting | B3RDF-09X1-35KH-25-S-BZ-NCIC-UNV-D6B | Light Emitting Diode | Inseparable Luminaire | Direct Wired | 0-10 VDC Controls | 77 | 3500 | 0.001 | 91 | 52 | 433 | 0.96 | Ambient | 50000 |  |  | 99999 | 0.01 | 13 | 4 | 0.01 | 0.01 | 0 | 0 | 0 | 0 | 0.09 | 0.02 | 0 | 0 | 0 | 0 | 0.85 | 0 | 0 | 0 | 0 | 0 | True |  | Non Federally-Regulated | 06/29/2018 |  | 11/06/2018
USAI Lighting | USAI Lighting | B3RDF-09X1-35KH-45-S-BZ-NCIC-UNV-D6B | Light Emitting Diode | Inseparable Luminaire | Direct Wired | 0-10 VDC Controls | 80 | 3500 | 0.001 | 91 | 52 | 433 | 0.96 | Ambient | 50000 |  |  | 99999 | 0.01 | 13 | 4 | 0.01 | 0.01 | 0 | 0 | 0 | 0 | 0.09 | 0.02 | 0 | 0 | 0 | 0 | 0.85 | 0 | 0 | 0 | 0 | 0 | True |  | Non Federally-Regulated | 06/29/2018 |  | 11/06/2018
USAI Lighting | USAI Lighting | B3RDF-09X1-35KH-65-S-BZ-NCIC-UNV-D6B | Light Emitting Diode | Inseparable Luminaire | Direct Wired | 0-10 VDC Controls | 65 | 3500 | 0.001 | 91 | 52 | 433 | 0.96 | Ambient | 50000 |  |  | 99999 | 0.01 | 13 | 4 | 0.01 | 0.01 | 0 | 0 | 0 | 0 | 0.09 | 0.02 | 0 | 0 | 0 | 0 | 0.85 | 0 | 0 | 0 | 0 | 0 | True |  | Non Federally-Regulated | 06/29/2018 |  | 11/06/2018
USAI Lighting | USAI Lighting | B3RDF-09X1-40KH-25-S-BZ-NCIC-UNV-D6B | Light Emitting Diode | Inseparable Luminaire | Direct Wired | 0-10 VDC Controls | 82 | 4000 | 0.001 | 91 | 52 | 433 | 0.96 | Ambient | 50000 |  |  | 99999 | 0.01 | 13 | 4 | 0.01 | 0.01 | 0 | 0 | 0 | 0 | 0.09 | 0.02 | 0 | 0 | 0 | 0 | 0.85 | 0 | 0 | 0 | 0 | 0 | True |  | Non Federally-Regulated | 06/29/2018 |  | 11/06/2018
USAI Lighting | USAI Lighting | B3RDF-09X1-40KH-45-S-BZ-NCIC-UNV-D6B | Light Emitting Diode | Inseparable Luminaire | Direct Wired | 0-10 VDC Controls | 85 | 4000 | 0.001 | 91 | 52 | 433 | 0.96 | Ambient | 50000 |  |  | 99999 | 0.01 | 13 | 4 | 0.01 | 0.01 | 0 | 0 | 0 | 0 | 0.09 | 0.02 | 0 | 0 | 0 | 0 | 0.85 | 0 | 0 | 0 | 0 | 0 | True |  | Non Federally-Regulated | 06/29/2018 |  | 11/06/2018
USAI Lighting | USAI Lighting | B3RDF-09X1-40KH-65-S-BZ-NCIC-UNV-D6B | Light Emitting Diode | Inseparable Luminaire | Direct Wired | 0-10 VDC Controls | 70 | 4000 | 0.001 | 91 | 52 | 433 | 0.96 | Ambient | 50000 |  |  | 99999 | 0.01 | 13 | 4 | 0.01 | 0.01 | 0 | 0 | 0 | 0 | 0.09 | 0.02 | 0 | 0 | 0 | 0 | 0.85 | 0 | 0 | 0 | 0 | 0 | True |  | Non Federally-Regulated | 06/29/2018 |  | 11/06/2018
USAI Lighting | USAI Lighting | B3RDL-09X1-27KH-25-S-WH-NCIC-UNV-D6E | Light Emitting Diode | Inseparable Luminaire | Direct Wired | 0-10 VDC Controls | 71 | 2700 | 0.001 | 91 | 52 | 433 | 0.96 | Ambient | 50000 |  |  | 99999 | 0.01 | 13 | 4 | 0.01 | 0.01 | 0 | 0 | 0 | 0 | 0.09 | 0.02 | 0 | 0 | 0 | 0 | 0.85 | 0 | 0 | 0 | 0 | 0 | True |  | Non Federally-Regulated | 06/29/2018 |  | 11/06/2018
USAI Lighting | USAI Lighting | B3RDL-09X1-30KH-25-S-WH-NCIC-UNV-D6E | Light Emitting Diode | Inseparable Luminaire | Direct Wired | 0-10 VDC Controls | 71 | 3000 | 0.001 | 91 | 52 | 433 | 0.96 | Ambient | 50000 |  |  | 99999 | 0.01 | 13 | 4 | 0.01 | 0.01 | 0 | 0 | 0 | 0 | 0.09 | 0.02 | 0 | 0 | 0 | 0 | 0.85 | 0 | 0 | 0 | 0 | 0 | True |  | Non Federally-Regulated | 06/29/2018 |  | 11/06/2018
USAI Lighting | USAI Lighting | B3RDL-09X1-35KH-25-S-WH-NCIC-UNV-D6E | Light Emitting Diode | Inseparable Luminaire | Direct Wired | 0-10 VDC Controls | 77 | 3500 | 0.001 | 91 | 52 | 433 | 0.96 | Ambient | 50000 |  |  | 99999 | 0.01 | 13 | 4 | 0.01 | 0.01 | 0 | 0 | 0 | 0 | 0.09 | 0.02 | 0 | 0 | 0 | 0 | 0.85 | 0 | 0 | 0 | 0 | 0 | True |  | Non Federally-Regulated | 06/29/2018 |  | 11/06/2018
USAI Lighting | USAI Lighting | B3RDL-09X1-40KH-25-S-WH-NCIC-UNV-D6E | Light Emitting Diode | Inseparable Luminaire | Direct Wired | 0-10 VDC Controls | 82 | 4000 | 0.001 | 91 | 52 | 433 | 0.96 | Ambient | 50000 |  |  | 99999 | 0.01 | 13 | 4 | 0.01 | 0.01 | 0 | 0 | 0 | 0 | 0.09 | 0.02 | 0 | 0 | 0 | 0 | 0.85 | 0 | 0 | 0 | 0 | 0 | True |  | Non Federally-Regulated | 06/29/2018 |  | 11/06/2018
USAI Lighting | USAI Lighting | B3RDL-09X1-27KH-25-S-GR-NCIC-UNV-D6E | Light Emitting Diode | Inseparable Luminaire | Direct Wired | 0-10 VDC Controls | 71 | 2700 | 0.001 | 91 | 52 | 433 | 0.96 | Ambient | 50000 |  |  | 99999 | 0.01 | 13 | 4 | 0.01 | 0.01 | 0 | 0 | 0 | 0 | 0.09 | 0.02 | 0 | 0 | 0 | 0 | 0.85 | 0 | 0 | 0 | 0 | 0 | True |  | Non Federally-Regulated | 06/29/2018 |  | 11/06/2018
USAI Lighting | USAI Lighting | B3RDL-09X1-30KH-25-S-GR-NCIC-UNV-D6E | Light Emitting Diode | Inseparable Luminaire | Direct Wired | 0-10 VDC Controls | 71 | 3000 | 0.001 | 91 | 52 | 433 | 0.96 | Ambient | 50000 |  |  | 99999 | 0.01 | 13 | 4 | 0.01 | 0.01 | 0 | 0 | 0 | 0 | 0.09 | 0.02 | 0 | 0 | 0 | 0 | 0.85 | 0 | 0 | 0 | 0 | 0 | True |  | Non Federally-Regulated | 06/29/2018 |  | 11/06/2018
USAI Lighting | USAI Lighting | B3RDL-09X1-35KH-25-S-GR-NCIC-UNV-D6E | Light Emitting Diode | Inseparable Luminaire | Direct Wired | 0-10 VDC Controls | 77 | 3500 | 0.001 | 91 | 52 | 433 | 0.96 | Ambient | 50000 |  |  | 99999 | 0.01 | 13 | 4 | 0.01 | 0.01 | 0 | 0 | 0 | 0 | 0.09 | 0.02 | 0 | 0 | 0 | 0 | 0.85 | 0 | 0 | 0 | 0 | 0 | True |  | Non Federally-Regulated | 06/29/2018 |  | 11/06/2018
USAI Lighting | USAI Lighting | B3RDL-09X1-40KH-25-S-GR-NCIC-UNV-D6E | Light Emitting Diode | Inseparable Luminaire | Direct Wired | 0-10 VDC Controls | 82 | 4000 | 0.001 | 91 | 52 | 433 | 0.96 | Ambient | 50000 |  |  | 99999 | 0.01 | 13 | 4 | 0.01 | 0.01 | 0 | 0 | 0 | 0 | 0.09 | 0.02 | 0 | 0 | 0 | 0 | 0.85 | 0 | 0 | 0 | 0 | 0 | True |  | Non Federally-Regulated | 06/29/2018 |  | 11/06/2018
USAI Lighting | USAI Lighting | B3RDL-09X1-27KH-25-S-BL-NCIC-UNV-D6E | Light Emitting Diode | Inseparable Luminaire | Direct Wired | 0-10 VDC Controls | 71 | 2700 | 0.001 | 91 | 52 | 433 | 0.96 | Ambient | 50000 |  |  | 99999 | 0.01 | 13 | 4 | 0.01 | 0.01 | 0 | 0 | 0 | 0 | 0.09 | 0.02 | 0 | 0 | 0 | 0 | 0.85 | 0 | 0 | 0 | 0 | 0 | True |  | Non Federally-Regulated | 06/29/2018 |  | 11/06/2018
USAI Lighting | USAI Lighting | B3RDL-09X1-30KH-25-S-BL-NCIC-UNV-D6E | Light Emitting Diode | Inseparable Luminaire | Direct Wired | 0-10 VDC Controls | 71 | 3000 | 0.001 | 91 | 52 | 433 | 0.96 | Ambient | 50000 |  |  | 99999 | 0.01 | 13 | 4 | 0.01 | 0.01 | 0 | 0 | 0 | 0 | 0.09 | 0.02 | 0 | 0 | 0 | 0 | 0.85 | 0 | 0 | 0 | 0 | 0 | True |  | Non Federally-Regulated | 06/29/2018 |  | 11/06/2018
USAI Lighting | USAI Lighting | B3RDL-09X1-35KH-25-S-BL-NCIC-UNV-D6E | Light Emitting Diode | Inseparable Luminaire | Direct Wired | 0-10 VDC Controls | 77 | 3500 | 0.001 | 91 | 52 | 433 | 0.96 | Ambient | 50000 |  |  | 99999 | 0.01 | 13 | 4 | 0.01 | 0.01 | 0 | 0 | 0 | 0 | 0.09 | 0.02 | 0 | 0 | 0 | 0 | 0.85 | 0 | 0 | 0 | 0 | 0 | True |  | Non Federally-Regulated | 06/29/2018 |  | 11/06/2018
USAI Lighting | USAI Lighting | B3RDL-09X1-40KH-25-S-BL-NCIC-UNV-D6E | Light Emitting Diode | Inseparable Luminaire | Direct Wired | 0-10 VDC Controls | 82 | 4000 | 0.001 | 91 | 52 | 433 | 0.96 | Ambient | 50000 |  |  | 99999 | 0.01 | 13 | 4 | 0.01 | 0.01 | 0 | 0 | 0 | 0 | 0.09 | 0.02 | 0 | 0 | 0 | 0 | 0.85 | 0 | 0 | 0 | 0 | 0 | True |  | Non Federally-Regulated | 06/29/2018 |  | 11/06/2018
USAI Lighting | USAI Lighting | B3RDL-09X1-27KH-25-S-BZ-NCIC-UNV-D6E | Light Emitting Diode | Inseparable Luminaire | Direct Wired | 0-10 VDC Controls | 71 | 2700 | 0.001 | 91 | 52 | 433 | 0.96 | Ambient | 50000 |  |  | 99999 | 0.01 | 13 | 4 | 0.01 | 0.01 | 0 | 0 | 0 | 0 | 0.09 | 0.02 | 0 | 0 | 0 | 0 | 0.85 | 0 | 0 | 0 | 0 | 0 | True |  | Non Federally-Regulated | 06/29/2018 |  | 11/06/2018
USAI Lighting | USAI Lighting | B3RDL-09X1-30KH-25-S-BZ-NCIC-UNV-D6E | Light Emitting Diode | Inseparable Luminaire | Direct Wired | 0-10 VDC Controls | 71 | 3000 | 0.001 | 91 | 52 | 433 | 0.96 | Ambient | 50000 |  |  | 99999 | 0.01 | 13 | 4 | 0.01 | 0.01 | 0 | 0 | 0 | 0 | 0.09 | 0.02 | 0 | 0 | 0 | 0 | 0.85 | 0 | 0 | 0 | 0 | 0 | True |  | Non Federally-Regulated | 06/29/2018 |  | 11/06/2018
USAI Lighting | USAI Lighting | B3RDL-09X1-35KH-25-S-BZ-NCIC-UNV-D6E | Light Emitting Diode | Inseparable Luminaire | Direct Wired | 0-10 VDC Controls | 77 | 3500 | 0.001 | 91 | 52 | 433 | 0.96 | Ambient | 50000 |  |  | 99999 | 0.01 | 13 | 4 | 0.01 | 0.01 | 0 | 0 | 0 | 0 | 0.09 | 0.02 | 0 | 0 | 0 | 0 | 0.85 | 0 | 0 | 0 | 0 | 0 | True |  | Non Federally-Regulated | 06/29/2018 |  | 11/06/2018
USAI Lighting | USAI Lighting | B3RDL-09X1-40KH-25-S-BZ-NCIC-UNV-D6E | Light Emitting Diode | Inseparable Luminaire | Direct Wired | 0-10 VDC Controls | 82 | 4000 | 0.001 | 91 | 52 | 433 | 0.96 | Ambient | 50000 |  |  | 99999 | 0.01 | 13 | 4 | 0.01 | 0.01 | 0 | 0 | 0 | 0 | 0.09 | 0.02 | 0 | 0 | 0 | 0 | 0.85 | 0 | 0 | 0 | 0 | 0 | True |  | Non Federally-Regulated | 06/29/2018 |  | 11/06/2018
USAI Lighting | USAI Lighting | B3RDL-09X1-27KH-25-S-WH-NCIC-UNV-D6F | Light Emitting Diode | Inseparable Luminaire | Direct Wired | 0-10 VDC Controls | 71 | 2700 | 0.001 | 91 | 52 | 433 | 0.96 | Ambient | 50000 |  |  | 99999 | 0.01 | 13 | 4 | 0.01 | 0.01 | 0 | 0 | 0 | 0 | 0.09 | 0.02 | 0 | 0 | 0 | 0 | 0.85 | 0 | 0 | 0 | 0 | 0 | True |  | Non Federally-Regulated | 06/29/2018 |  | 11/06/2018
USAI Lighting | USAI Lighting | B3RDL-09X1-30KH-25-S-WH-NCIC-UNV-D6F | Light Emitting Diode | Inseparable Luminaire | Direct Wired | 0-10 VDC Controls | 71 | 3000 | 0.001 | 91 | 52 | 433 | 0.96 | Ambient | 50000 |  |  | 99999 | 0.01 | 13 | 4 | 0.01 | 0.01 | 0 | 0 | 0 | 0 | 0.09 | 0.02 | 0 | 0 | 0 | 0 | 0.85 | 0 | 0 | 0 | 0 | 0 | True |  | Non Federally-Regulated | 06/29/2018 |  | 11/06/2018
USAI Lighting | USAI Lighting | B3RDL-09X1-35KH-25-S-WH-NCIC-UNV-D6F | Light Emitting Diode | Inseparable Luminaire | Direct Wired | 0-10 VDC Controls | 77 | 3500 | 0.001 | 91 | 52 | 433 | 0.96 | Ambient | 50000 |  |  | 99999 | 0.01 | 13 | 4 | 0.01 | 0.01 | 0 | 0 | 0 | 0 | 0.09 | 0.02 | 0 | 0 | 0 | 0 | 0.85 | 0 | 0 | 0 | 0 | 0 | True |  | Non Federally-Regulated | 06/29/2018 |  | 11/06/2018
USAI Lighting | USAI Lighting | B3RDL-09X1-40KH-25-S-WH-NCIC-UNV-D6F | Light Emitting Diode | Inseparable Luminaire | Direct Wired | 0-10 VDC Controls | 82 | 4000 | 0.001 | 91 | 52 | 433 | 0.96 | Ambient | 50000 |  |  | 99999 | 0.01 | 13 | 4 | 0.01 | 0.01 | 0 | 0 | 0 | 0 | 0.09 | 0.02 | 0 | 0 | 0 | 0 | 0.85 | 0 | 0 | 0 | 0 | 0 | True |  | Non Federally-Regulated | 06/29/2018 |  | 11/06/2018
USAI Lighting | USAI Lighting | B3RDL-09X1-27KH-25-S-GR-NCIC-UNV-D6F | Light Emitting Diode | Inseparable Luminaire | Direct Wired | 0-10 VDC Controls | 71 | 2700 | 0.001 | 91 | 52 | 433 | 0.96 | Ambient | 50000 |  |  | 99999 | 0.01 | 13 | 4 | 0.01 | 0.01 | 0 | 0 | 0 | 0 | 0.09 | 0.02 | 0 | 0 | 0 | 0 | 0.85 | 0 | 0 | 0 | 0 | 0 | True |  | Non Federally-Regulated | 06/29/2018 |  | 11/06/2018
USAI Lighting | USAI Lighting | B3RDL-09X1-30KH-25-S-GR-NCIC-UNV-D6F | Light Emitting Diode | Inseparable Luminaire | Direct Wired | 0-10 VDC Controls | 71 | 3000 | 0.001 | 91 | 52 | 433 | 0.96 | Ambient | 50000 |  |  | 99999 | 0.01 | 13 | 4 | 0.01 | 0.01 | 0 | 0 | 0 | 0 | 0.09 | 0.02 | 0 | 0 | 0 | 0 | 0.85 | 0 | 0 | 0 | 0 | 0 | True |  | Non Federally-Regulated | 06/29/2018 |  | 11/06/2018
USAI Lighting | USAI Lighting | B3RDL-09X1-35KH-25-S-GR-NCIC-UNV-D6F | Light Emitting Diode | Inseparable Luminaire | Direct Wired | 0-10 VDC Controls | 77 | 3500 | 0.001 | 91 | 52 | 433 | 0.96 | Ambient | 50000 |  |  | 99999 | 0.01 | 13 | 4 | 0.01 | 0.01 | 0 | 0 | 0 | 0 | 0.09 | 0.02 | 0 | 0 | 0 | 0 | 0.85 | 0 | 0 | 0 | 0 | 0 | True |  | Non Federally-Regulated | 06/29/2018 |  | 11/06/2018
USAI Lighting | USAI Lighting | B3RDL-09X1-40KH-25-S-GR-NCIC-UNV-D6F | Light Emitting Diode | Inseparable Luminaire | Direct Wired | 0-10 VDC Controls | 82 | 4000 | 0.001 | 91 | 52 | 433 | 0.96 | Ambient | 50000 |  |  | 99999 | 0.01 | 13 | 4 | 0.01 | 0.01 | 0 | 0 | 0 | 0 | 0.09 | 0.02 | 0 | 0 | 0 | 0 | 0.85 | 0 | 0 | 0 | 0 | 0 | True |  | Non Federally-Regulated | 06/29/2018 |  | 11/06/2018
USAI Lighting | USAI Lighting | B3RDL-09X1-27KH-25-S-BL-NCIC-UNV-D6F | Light Emitting Diode | Inseparable Luminaire | Direct Wired | 0-10 VDC Controls | 71 | 2700 | 0.001 | 91 | 52 | 433 | 0.96 | Ambient | 50000 |  |  | 99999 | 0.01 | 13 | 4 | 0.01 | 0.01 | 0 | 0 | 0 | 0 | 0.09 | 0.02 | 0 | 0 | 0 | 0 | 0.85 | 0 | 0 | 0 | 0 | 0 | True |  | Non Federally-Regulated | 06/29/2018 |  | 11/06/2018
USAI Lighting | USAI Lighting | B3RDL-09X1-30KH-25-S-BL-NCIC-UNV-D6F | Light Emitting Diode | Inseparable Luminaire | Direct Wired | 0-10 VDC Controls | 71 | 3000 | 0.001 | 91 | 52 | 433 | 0.96 | Ambient | 50000 |  |  | 99999 | 0.01 | 13 | 4 | 0.01 | 0.01 | 0 | 0 | 0 | 0 | 0.09 | 0.02 | 0 | 0 | 0 | 0 | 0.85 | 0 | 0 | 0 | 0 | 0 | True |  | Non Federally-Regulated | 06/29/2018 |  | 11/06/2018
USAI Lighting | USAI Lighting | B3RDL-09X1-35KH-25-S-BL-NCIC-UNV-D6F | Light Emitting Diode | Inseparable Luminaire | Direct Wired | 0-10 VDC Controls | 77 | 3500 | 0.001 | 91 | 52 | 433 | 0.96 | Ambient | 50000 |  |  | 99999 | 0.01 | 13 | 4 | 0.01 | 0.01 | 0 | 0 | 0 | 0 | 0.09 | 0.02 | 0 | 0 | 0 | 0 | 0.85 | 0 | 0 | 0 | 0 | 0 | True |  | Non Federally-Regulated | 06/29/2018 |  | 11/06/2018
USAI Lighting | USAI Lighting | B3RDL-09X1-40KH-25-S-BL-NCIC-UNV-D6F | Light Emitting Diode | Inseparable Luminaire | Direct Wired | 0-10 VDC Controls | 82 | 4000 | 0.001 | 91 | 52 | 433 | 0.96 | Ambient | 50000 |  |  | 99999 | 0.01 | 13 | 4 | 0.01 | 0.01 | 0 | 0 | 0 | 0 | 0.09 | 0.02 | 0 | 0 | 0 | 0 | 0.85 | 0 | 0 | 0 | 0 | 0 | True |  | Non Federally-Regulated | 06/29/2018 |  | 11/06/2018
USAI Lighting | USAI Lighting | B3RDL-09X1-27KH-25-S-BZ-NCIC-UNV-D6F | Light Emitting Diode | Inseparable Luminaire | Direct Wired | 0-10 VDC Controls | 71 | 2700 | 0.001 | 91 | 52 | 433 | 0.96 | Ambient | 50000 |  |  | 99999 | 0.01 | 13 | 4 | 0.01 | 0.01 | 0 | 0 | 0 | 0 | 0.09 | 0.02 | 0 | 0 | 0 | 0 | 0.85 | 0 | 0 | 0 | 0 | 0 | True |  | Non Federally-Regulated | 06/29/2018 |  | 11/06/2018
USAI Lighting | USAI Lighting | B3RDL-09X1-30KH-25-S-BZ-NCIC-UNV-D6F | Light Emitting Diode | Inseparable Luminaire | Direct Wired | 0-10 VDC Controls | 71 | 3000 | 0.001 | 91 | 52 | 433 | 0.96 | Ambient | 50000 |  |  | 99999 | 0.01 | 13 | 4 | 0.01 | 0.01 | 0 | 0 | 0 | 0 | 0.09 | 0.02 | 0 | 0 | 0 | 0 | 0.85 | 0 | 0 | 0 | 0 | 0 | True |  | Non Federally-Regulated | 06/29/2018 |  | 11/06/2018
USAI Lighting | USAI Lighting | B3RDL-09X1-35KH-25-S-BZ-NCIC-UNV-D6F | Light Emitting Diode | Inseparable Luminaire | Direct Wired | 0-10 VDC Controls | 77 | 3500 | 0.001 | 91 | 52 | 433 | 0.96 | Ambient | 50000 |  |  | 99999 | 0.01 | 13 | 4 | 0.01 | 0.01 | 0 | 0 | 0 | 0 | 0.09 | 0.02 | 0 | 0 | 0 | 0 | 0.85 | 0 | 0 | 0 | 0 | 0 | True |  | Non Federally-Regulated | 06/29/2018 |  | 11/06/2018
USAI Lighting | USAI Lighting | B3RDL-09X1-40KH-25-S-BZ-NCIC-UNV-D6F | Light Emitting Diode | Inseparable Luminaire | Direct Wired | 0-10 VDC Controls | 82 | 4000 | 0.001 | 91 | 52 | 433 | 0.96 | Ambient | 50000 |  |  | 99999 | 0.01 | 13 | 4 | 0.01 | 0.01 | 0 | 0 | 0 | 0 | 0.09 | 0.02 | 0 | 0 | 0 | 0 | 0.85 | 0 | 0 | 0 | 0 | 0 | True |  | Non Federally-Regulated | 06/29/2018 |  | 11/06/2018
USAI Lighting | USAI Lighting | B3RDL-09X1-27KH-25-S-WH-NCIC-UNV-D6A | Light Emitting Diode | Inseparable Luminaire | Direct Wired | 0-10 VDC Controls | 71 | 2700 | 0.001 | 91 | 52 | 433 | 0.96 | Ambient | 50000 |  |  | 99999 | 0.01 | 13 | 4 | 0.01 | 0.01 | 0 | 0 | 0 | 0 | 0.09 | 0.02 | 0 | 0 | 0 | 0 | 0.85 | 0 | 0 | 0 | 0 | 0 | True |  | Non Federally-Regulated | 06/29/2018 |  | 11/06/2018
USAI Lighting | USAI Lighting | B3RDL-09X1-30KH-25-S-WH-NCIC-UNV-D6A | Light Emitting Diode | Inseparable Luminaire | Direct Wired | 0-10 VDC Controls | 71 | 3000 | 0.001 | 91 | 52 | 433 | 0.96 | Ambient | 50000 |  |  | 99999 | 0.01 | 13 | 4 | 0.01 | 0.01 | 0 | 0 | 0 | 0 | 0.09 | 0.02 | 0 | 0 | 0 | 0 | 0.85 | 0 | 0 | 0 | 0 | 0 | True |  | Non Federally-Regulated | 06/29/2018 |  | 11/06/2018
USAI Lighting | USAI Lighting | B3RDL-09X1-35KH-25-S-WH-NCIC-UNV-D6A | Light Emitting Diode | Inseparable Luminaire | Direct Wired | 0-10 VDC Controls | 77 | 3500 | 0.001 | 91 | 52 | 433 | 0.96 | Ambient | 50000 |  |  | 99999 | 0.01 | 13 | 4 | 0.01 | 0.01 | 0 | 0 | 0 | 0 | 0.09 | 0.02 | 0 | 0 | 0 | 0 | 0.85 | 0 | 0 | 0 | 0 | 0 | True |  | Non Federally-Regulated | 06/29/2018 |  | 11/06/2018
USAI Lighting | USAI Lighting | B3RDL-09X1-40KH-25-S-WH-NCIC-UNV-D6A | Light Emitting Diode | Inseparable Luminaire | Direct Wired | 0-10 VDC Controls | 82 | 4000 | 0.001 | 91 | 52 | 433 | 0.96 | Ambient | 50000 |  |  | 99999 | 0.01 | 13 | 4 | 0.01 | 0.01 | 0 | 0 | 0 | 0 | 0.09 | 0.02 | 0 | 0 | 0 | 0 | 0.85 | 0 | 0 | 0 | 0 | 0 | True |  | Non Federally-Regulated | 06/29/2018 |  | 11/06/2018
USAI Lighting | USAI Lighting | B3RDL-09X1-27KH-25-S-GR-NCIC-UNV-D6A | Light Emitting Diode | Inseparable Luminaire | Direct Wired | 0-10 VDC Controls | 71 | 2700 | 0.001 | 91 | 52 | 433 | 0.96 | Ambient | 50000 |  |  | 99999 | 0.01 | 13 | 4 | 0.01 | 0.01 | 0 | 0 | 0 | 0 | 0.09 | 0.02 | 0 | 0 | 0 | 0 | 0.85 | 0 | 0 | 0 | 0 | 0 | True |  | Non Federally-Regulated | 06/29/2018 |  | 11/06/2018
USAI Lighting | USAI Lighting | B3RDL-09X1-30KH-25-S-GR-NCIC-UNV-D6A | Light Emitting Diode | Inseparable Luminaire | Direct Wired | 0-10 VDC Controls | 71 | 3000 | 0.001 | 91 | 52 | 433 | 0.96 | Ambient | 50000 |  |  | 99999 | 0.01 | 13 | 4 | 0.01 | 0.01 | 0 | 0 | 0 | 0 | 0.09 | 0.02 | 0 | 0 | 0 | 0 | 0.85 | 0 | 0 | 0 | 0 | 0 | True |  | Non Federally-Regulated | 06/29/2018 |  | 11/06/2018
USAI Lighting | USAI Lighting | B3RDL-09X1-35KH-25-S-GR-NCIC-UNV-D6A | Light Emitting Diode | Inseparable Luminaire | Direct Wired | 0-10 VDC Controls | 77 | 3500 | 0.001 | 91 | 52 | 433 | 0.96 | Ambient | 50000 |  |  | 99999 | 0.01 | 13 | 4 | 0.01 | 0.01 | 0 | 0 | 0 | 0 | 0.09 | 0.02 | 0 | 0 | 0 | 0 | 0.85 | 0 | 0 | 0 | 0 | 0 | True |  | Non Federally-Regulated | 06/29/2018 |  | 11/06/2018
USAI Lighting | USAI Lighting | B3RDL-09X1-40KH-25-S-GR-NCIC-UNV-D6A | Light Emitting Diode | Inseparable Luminaire | Direct Wired | 0-10 VDC Controls | 82 | 4000 | 0.001 | 91 | 52 | 433 | 0.96 | Ambient | 50000 |  |  | 99999 | 0.01 | 13 | 4 | 0.01 | 0.01 | 0 | 0 | 0 | 0 | 0.09 | 0.02 | 0 | 0 | 0 | 0 | 0.85 | 0 | 0 | 0 | 0 | 0 | True |  | Non Federally-Regulated | 06/29/2018 |  | 11/06/2018
USAI Lighting | USAI Lighting | B3RDL-09X1-27KH-25-S-BL-NCIC-UNV-D6A | Light Emitting Diode | Inseparable Luminaire | Direct Wired | 0-10 VDC Controls | 71 | 2700 | 0.001 | 91 | 52 | 433 | 0.96 | Ambient | 50000 |  |  | 99999 | 0.01 | 13 | 4 | 0.01 | 0.01 | 0 | 0 | 0 | 0 | 0.09 | 0.02 | 0 | 0 | 0 | 0 | 0.85 | 0 | 0 | 0 | 0 | 0 | True |  | Non Federally-Regulated | 06/29/2018 |  | 11/06/2018
USAI Lighting | USAI Lighting | B3RDL-09X1-30KH-25-S-BL-NCIC-UNV-D6A | Light Emitting Diode | Inseparable Luminaire | Direct Wired | 0-10 VDC Controls | 71 | 3000 | 0.001 | 91 | 52 | 433 | 0.96 | Ambient | 50000 |  |  | 99999 | 0.01 | 13 | 4 | 0.01 | 0.01 | 0 | 0 | 0 | 0 | 0.09 | 0.02 | 0 | 0 | 0 | 0 | 0.85 | 0 | 0 | 0 | 0 | 0 | True |  | Non Federally-Regulated | 06/29/2018 |  | 11/06/2018
USAI Lighting | USAI Lighting | B3RDL-09X1-35KH-25-S-BL-NCIC-UNV-D6A | Light Emitting Diode | Inseparable Luminaire | Direct Wired | 0-10 VDC Controls | 77 | 3500 | 0.001 | 91 | 52 | 433 | 0.96 | Ambient | 50000 |  |  | 99999 | 0.01 | 13 | 4 | 0.01 | 0.01 | 0 | 0 | 0 | 0 | 0.09 | 0.02 | 0 | 0 | 0 | 0 | 0.85 | 0 | 0 | 0 | 0 | 0 | True |  | Non Federally-Regulated | 06/29/2018 |  | 11/06/2018
USAI Lighting | USAI Lighting | B3RDL-09X1-40KH-25-S-BL-NCIC-UNV-D6A | Light Emitting Diode | Inseparable Luminaire | Direct Wired | 0-10 VDC Controls | 82 | 4000 | 0.001 | 91 | 52 | 433 | 0.96 | Ambient | 50000 |  |  | 99999 | 0.01 | 13 | 4 | 0.01 | 0.01 | 0 | 0 | 0 | 0 | 0.09 | 0.02 | 0 | 0 | 0 | 0 | 0.85 | 0 | 0 | 0 | 0 | 0 | True |  | Non Federally-Regulated | 06/29/2018 |  | 11/06/2018
USAI Lighting | USAI Lighting | B3RDL-09X1-27KH-25-S-BZ-NCIC-UNV-D6A | Light Emitting Diode | Inseparable Luminaire | Direct Wired | 0-10 VDC Controls | 71 | 2700 | 0.001 | 91 | 52 | 433 | 0.96 | Ambient | 50000 |  |  | 99999 | 0.01 | 13 | 4 | 0.01 | 0.01 | 0 | 0 | 0 | 0 | 0.09 | 0.02 | 0 | 0 | 0 | 0 | 0.85 | 0 | 0 | 0 | 0 | 0 | True |  | Non Federally-Regulated | 06/29/2018 |  | 11/06/2018
USAI Lighting | USAI Lighting | B3RDL-09X1-30KH-25-S-BZ-NCIC-UNV-D6A | Light Emitting Diode | Inseparable Luminaire | Direct Wired | 0-10 VDC Controls | 71 | 3000 | 0.001 | 91 | 52 | 433 | 0.96 | Ambient | 50000 |  |  | 99999 | 0.01 | 13 | 4 | 0.01 | 0.01 | 0 | 0 | 0 | 0 | 0.09 | 0.02 | 0 | 0 | 0 | 0 | 0.85 | 0 | 0 | 0 | 0 | 0 | True |  | Non Federally-Regulated | 06/29/2018 |  | 11/06/2018
USAI Lighting | USAI Lighting | B3RDL-09X1-35KH-25-S-BZ-NCIC-UNV-D6A | Light Emitting Diode | Inseparable Luminaire | Direct Wired | 0-10 VDC Controls | 77 | 3500 | 0.001 | 91 | 52 | 433 | 0.96 | Ambient | 50000 |  |  | 99999 | 0.01 | 13 | 4 | 0.01 | 0.01 | 0 | 0 | 0 | 0 | 0.09 | 0.02 | 0 | 0 | 0 | 0 | 0.85 | 0 | 0 | 0 | 0 | 0 | True |  | Non Federally-Regulated | 06/29/2018 |  | 11/06/2018
USAI Lighting | USAI Lighting | B3RDL-09X1-40KH-25-S-BZ-NCIC-UNV-D6A | Light Emitting Diode | Inseparable Luminaire | Direct Wired | 0-10 VDC Controls | 82 | 4000 | 0.001 | 91 | 52 | 433 | 0.96 | Ambient | 50000 |  |  | 99999 | 0.01 | 13 | 4 | 0.01 | 0.01 | 0 | 0 | 0 | 0 | 0.09 | 0.02 | 0 | 0 | 0 | 0 | 0.85 | 0 | 0 | 0 | 0 | 0 | True |  | Non Federally-Regulated | 06/29/2018 |  | 11/06/2018
USAI Lighting | USAI Lighting | B3RDL-09X1-27KH-25-S-WH-NCIC-UNV-D6B | Light Emitting Diode | Inseparable Luminaire | Direct Wired | 0-10 VDC Controls | 71 | 2700 | 0.001 | 91 | 52 | 433 | 0.96 | Ambient | 50000 |  |  | 99999 | 0.01 | 13 | 4 | 0.01 | 0.01 | 0 | 0 | 0 | 0 | 0.09 | 0.02 | 0 | 0 | 0 | 0 | 0.85 | 0 | 0 | 0 | 0 | 0 | True |  | Non Federally-Regulated | 06/29/2018 |  | 11/06/2018
USAI Lighting | USAI Lighting | B3RDL-09X1-30KH-25-S-WH-NCIC-UNV-D6B | Light Emitting Diode | Inseparable Luminaire | Direct Wired | 0-10 VDC Controls | 71 | 3000 | 0.001 | 91 | 52 | 433 | 0.96 | Ambient | 50000 |  |  | 99999 | 0.01 | 13 | 4 | 0.01 | 0.01 | 0 | 0 | 0 | 0 | 0.09 | 0.02 | 0 | 0 | 0 | 0 | 0.85 | 0 | 0 | 0 | 0 | 0 | True |  | Non Federally-Regulated | 06/29/2018 |  | 11/06/2018
USAI Lighting | USAI Lighting | B3RDL-09X1-35KH-25-S-WH-NCIC-UNV-D6B | Light Emitting Diode | Inseparable Luminaire | Direct Wired | 0-10 VDC Controls | 77 | 3500 | 0.001 | 91 | 52 | 433 | 0.96 | Ambient | 50000 |  |  | 99999 | 0.01 | 13 | 4 | 0.01 | 0.01 | 0 | 0 | 0 | 0 | 0.09 | 0.02 | 0 | 0 | 0 | 0 | 0.85 | 0 | 0 | 0 | 0 | 0 | True |  | Non Federally-Regulated | 06/29/2018 |  | 11/06/2018
USAI Lighting | USAI Lighting | B3RDL-09X1-40KH-25-S-WH-NCIC-UNV-D6B | Light Emitting Diode | Inseparable Luminaire | Direct Wired | 0-10 VDC Controls | 82 | 4000 | 0.001 | 91 | 52 | 433 | 0.96 | Ambient | 50000 |  |  | 99999 | 0.01 | 13 | 4 | 0.01 | 0.01 | 0 | 0 | 0 | 0 | 0.09 | 0.02 | 0 | 0 | 0 | 0 | 0.85 | 0 | 0 | 0 | 0 | 0 | True |  | Non Federally-Regulated | 06/29/2018 |  | 11/06/2018
USAI Lighting | USAI Lighting | B3RDL-09X1-27KH-25-S-GR-NCIC-UNV-D6B | Light Emitting Diode | Inseparable Luminaire | Direct Wired | 0-10 VDC Controls | 71 | 2700 | 0.001 | 91 | 52 | 433 | 0.96 | Ambient | 50000 |  |  | 99999 | 0.01 | 13 | 4 | 0.01 | 0.01 | 0 | 0 | 0 | 0 | 0.09 | 0.02 | 0 | 0 | 0 | 0 | 0.85 | 0 | 0 | 0 | 0 | 0 | True |  | Non Federally-Regulated | 06/29/2018 |  | 11/06/2018
USAI Lighting | USAI Lighting | B3RDL-09X1-30KH-25-S-GR-NCIC-UNV-D6B | Light Emitting Diode | Inseparable Luminaire | Direct Wired | 0-10 VDC Controls | 71 | 3000 | 0.001 | 91 | 52 | 433 | 0.96 | Ambient | 50000 |  |  | 99999 | 0.01 | 13 | 4 | 0.01 | 0.01 | 0 | 0 | 0 | 0 | 0.09 | 0.02 | 0 | 0 | 0 | 0 | 0.85 | 0 | 0 | 0 | 0 | 0 | True |  | Non Federally-Regulated | 06/29/2018 |  | 11/06/2018
USAI Lighting | USAI Lighting | B3RDL-09X1-35KH-25-S-GR-NCIC-UNV-D6B | Light Emitting Diode | Inseparable Luminaire | Direct Wired | 0-10 VDC Controls | 77 | 3500 | 0.001 | 91 | 52 | 433 | 0.96 | Ambient | 50000 |  |  | 99999 | 0.01 | 13 | 4 | 0.01 | 0.01 | 0 | 0 | 0 | 0 | 0.09 | 0.02 | 0 | 0 | 0 | 0 | 0.85 | 0 | 0 | 0 | 0 | 0 | True |  | Non Federally-Regulated | 06/29/2018 |  | 11/06/2018
USAI Lighting | USAI Lighting | B3RDL-09X1-40KH-25-S-GR-NCIC-UNV-D6B | Light Emitting Diode | Inseparable Luminaire | Direct Wired | 0-10 VDC Controls | 82 | 4000 | 0.001 | 91 | 52 | 433 | 0.96 | Ambient | 50000 |  |  | 99999 | 0.01 | 13 | 4 | 0.01 | 0.01 | 0 | 0 | 0 | 0 | 0.09 | 0.02 | 0 | 0 | 0 | 0 | 0.85 | 0 | 0 | 0 | 0 | 0 | True |  | Non Federally-Regulated | 06/29/2018 |  | 11/06/2018
USAI Lighting | USAI Lighting | B3RDL-09X1-27KH-25-S-BL-NCIC-UNV-D6B | Light Emitting Diode | Inseparable Luminaire | Direct Wired | 0-10 VDC Controls | 71 | 2700 | 0.001 | 91 | 52 | 433 | 0.96 | Ambient | 50000 |  |  | 99999 | 0.01 | 13 | 4 | 0.01 | 0.01 | 0 | 0 | 0 | 0 | 0.09 | 0.02 | 0 | 0 | 0 | 0 | 0.85 | 0 | 0 | 0 | 0 | 0 | True |  | Non Federally-Regulated | 06/29/2018 |  | 11/06/2018
USAI Lighting | USAI Lighting | B3RDL-09X1-30KH-25-S-BL-NCIC-UNV-D6B | Light Emitting Diode | Inseparable Luminaire | Direct Wired | 0-10 VDC Controls | 71 | 3000 | 0.001 | 91 | 52 | 433 | 0.96 | Ambient | 50000 |  |  | 99999 | 0.01 | 13 | 4 | 0.01 | 0.01 | 0 | 0 | 0 | 0 | 0.09 | 0.02 | 0 | 0 | 0 | 0 | 0.85 | 0 | 0 | 0 | 0 | 0 | True |  | Non Federally-Regulated | 06/29/2018 |  | 11/06/2018
USAI Lighting | USAI Lighting | B3RDL-09X1-35KH-25-S-BL-NCIC-UNV-D6B | Light Emitting Diode | Inseparable Luminaire | Direct Wired | 0-10 VDC Controls | 77 | 3500 | 0.001 | 91 | 52 | 433 | 0.96 | Ambient | 50000 |  |  | 99999 | 0.01 | 13 | 4 | 0.01 | 0.01 | 0 | 0 | 0 | 0 | 0.09 | 0.02 | 0 | 0 | 0 | 0 | 0.85 | 0 | 0 | 0 | 0 | 0 | True |  | Non Federally-Regulated | 06/29/2018 |  | 11/06/2018
USAI Lighting | USAI Lighting | B3RDL-09X1-40KH-25-S-BL-NCIC-UNV-D6B | Light Emitting Diode | Inseparable Luminaire | Direct Wired | 0-10 VDC Controls | 82 | 4000 | 0.001 | 91 | 52 | 433 | 0.96 | Ambient | 50000 |  |  | 99999 | 0.01 | 13 | 4 | 0.01 | 0.01 | 0 | 0 | 0 | 0 | 0.09 | 0.02 | 0 | 0 | 0 | 0 | 0.85 | 0 | 0 | 0 | 0 | 0 | True |  | Non Federally-Regulated | 06/29/2018 |  | 11/06/2018
USAI Lighting | USAI Lighting | B3RDL-09X1-27KH-25-S-BZ-NCIC-UNV-D6B | Light Emitting Diode | Inseparable Luminaire | Direct Wired | 0-10 VDC Controls | 71 | 2700 | 0.001 | 91 | 52 | 433 | 0.96 | Ambient | 50000 |  |  | 99999 | 0.01 | 13 | 4 | 0.01 | 0.01 | 0 | 0 | 0 | 0 | 0.09 | 0.02 | 0 | 0 | 0 | 0 | 0.85 | 0 | 0 | 0 | 0 | 0 | True |  | Non Federally-Regulated | 06/29/2018 |  | 11/06/2018
USAI Lighting | USAI Lighting | B3RDL-09X1-30KH-25-S-BZ-NCIC-UNV-D6B | Light Emitting Diode | Inseparable Luminaire | Direct Wired | 0-10 VDC Controls | 71 | 3000 | 0.001 | 91 | 52 | 433 | 0.96 | Ambient | 50000 |  |  | 99999 | 0.01 | 13 | 4 | 0.01 | 0.01 | 0 | 0 | 0 | 0 | 0.09 | 0.02 | 0 | 0 | 0 | 0 | 0.85 | 0 | 0 | 0 | 0 | 0 | True |  | Non Federally-Regulated | 06/29/2018 |  | 11/06/2018
USAI Lighting | USAI Lighting | B3RDL-09X1-35KH-25-S-BZ-NCIC-UNV-D6B | Light Emitting Diode | Inseparable Luminaire | Direct Wired | 0-10 VDC Controls | 77 | 3500 | 0.001 | 91 | 52 | 433 | 0.96 | Ambient | 50000 |  |  | 99999 | 0.01 | 13 | 4 | 0.01 | 0.01 | 0 | 0 | 0 | 0 | 0.09 | 0.02 | 0 | 0 | 0 | 0 | 0.85 | 0 | 0 | 0 | 0 | 0 | True |  | Non Federally-Regulated | 06/29/2018 |  | 11/06/2018
USAI Lighting | USAI Lighting | B3RDL-09X1-40KH-25-S-BZ-NCIC-UNV-D6B | Light Emitting Diode | Inseparable Luminaire | Direct Wired | 0-10 VDC Controls | 82 | 4000 | 0.001 | 91 | 52 | 433 | 0.96 | Ambient | 50000 |  |  | 99999 | 0.01 | 13 | 4 | 0.01 | 0.01 | 0 | 0 | 0 | 0 | 0.09 | 0.02 | 0 | 0 | 0 | 0 | 0.85 | 0 | 0 | 0 | 0 | 0 | True |  | Non Federally-Regulated | 06/29/2018 |  | 11/06/2018
USAI Lighting | USAI Lighting | B3RDM-09X1-27KH-25-S-WH-NCIC-UNV-D6E | Light Emitting Diode | Inseparable Luminaire | Direct Wired | 0-10 VDC Controls | 71 | 2700 | 0.001 | 91 | 52 | 433 | 0.96 | Ambient | 50000 |  |  | 99999 | 0.01 | 13 | 4 | 0.01 | 0.01 | 0 | 0 | 0 | 0 | 0.09 | 0.02 | 0 | 0 | 0 | 0 | 0.85 | 0 | 0 | 0 | 0 | 0 | True |  | Non Federally-Regulated | 06/29/2018 |  | 11/08/2018
USAI Lighting | USAI Lighting | B3RDM-09X1-27KH-45-S-WH-NCIC-UNV-D6E | Light Emitting Diode | Inseparable Luminaire | Direct Wired | 0-10 VDC Controls | 74 | 2700 | 0.001 | 91 | 52 | 433 | 0.96 | Ambient | 50000 |  |  | 99999 | 0.01 | 13 | 4 | 0.01 | 0.01 | 0 | 0 | 0 | 0 | 0.09 | 0.02 | 0 | 0 | 0 | 0 | 0.85 | 0 | 0 | 0 | 0 | 0 | True |  | Non Federally-Regulated | 06/29/2018 |  | 11/08/2018
USAI Lighting | USAI Lighting | B3RDM-09X1-27KH-65-S-WH-NCIC-UNV-D6E | Light Emitting Diode | Inseparable Luminaire | Direct Wired | 0-10 VDC Controls | 61 | 2700 | 0.001 | 91 | 52 | 433 | 0.96 | Ambient | 50000 |  |  | 99999 | 0.01 | 13 | 4 | 0.01 | 0.01 | 0 | 0 | 0 | 0 | 0.09 | 0.02 | 0 | 0 | 0 | 0 | 0.85 | 0 | 0 | 0 | 0 | 0 | True |  | Non Federally-Regulated | 06/29/2018 |  | 11/08/2018
USAI Lighting | USAI Lighting | B3RDM-09X1-30KH-25-S-WH-NCIC-UNV-D6E | Light Emitting Diode | Inseparable Luminaire | Direct Wired | 0-10 VDC Controls | 71 | 3000 | 0.001 | 91 | 52 | 433 | 0.96 | Ambient | 50000 |  |  | 99999 | 0.01 | 13 | 4 | 0.01 | 0.01 | 0 | 0 | 0 | 0 | 0.09 | 0.02 | 0 | 0 | 0 | 0 | 0.85 | 0 | 0 | 0 | 0 | 0 | True |  | Non Federally-Regulated | 06/29/2018 |  | 11/08/2018
USAI Lighting | USAI Lighting | B3RDM-09X1-30KH-45-S-WH-NCIC-UNV-D6E | Light Emitting Diode | Inseparable Luminaire | Direct Wired | 0-10 VDC Controls | 74 | 3000 | 0.001 | 91 | 52 | 433 | 0.96 | Ambient | 50000 |  |  | 99999 | 0.01 | 13 | 4 | 0.01 | 0.01 | 0 | 0 | 0 | 0 | 0.09 | 0.02 | 0 | 0 | 0 | 0 | 0.85 | 0 | 0 | 0 | 0 | 0 | True |  | Non Federally-Regulated | 06/29/2018 |  | 11/08/2018
USAI Lighting | USAI Lighting | B3RDM-09X1-30KH-65-S-WH-NCIC-UNV-D6E | Light Emitting Diode | Inseparable Luminaire | Direct Wired | 0-10 VDC Controls | 61 | 3000 | 0.001 | 91 | 52 | 433 | 0.96 | Ambient | 50000 |  |  | 99999 | 0.01 | 13 | 4 | 0.01 | 0.01 | 0 | 0 | 0 | 0 | 0.09 | 0.02 | 0 | 0 | 0 | 0 | 0.85 | 0 | 0 | 0 | 0 | 0 | True |  | Non Federally-Regulated | 06/29/2018 |  | 11/08/2018
USAI Lighting | USAI Lighting | B3RDM-09X1-35KH-25-S-WH-NCIC-UNV-D6E | Light Emitting Diode | Inseparable Luminaire | Direct Wired | 0-10 VDC Controls | 77 | 3500 | 0.001 | 91 | 52 | 433 | 0.96 | Ambient | 50000 |  |  | 99999 | 0.01 | 13 | 4 | 0.01 | 0.01 | 0 | 0 | 0 | 0 | 0.09 | 0.02 | 0 | 0 | 0 | 0 | 0.85 | 0 | 0 | 0 | 0 | 0 | True |  | Non Federally-Regulated | 06/29/2018 |  | 11/08/2018
USAI Lighting | USAI Lighting | B3RDM-09X1-35KH-45-S-WH-NCIC-UNV-D6E | Light Emitting Diode | Inseparable Luminaire | Direct Wired | 0-10 VDC Controls | 80 | 3500 | 0.001 | 91 | 52 | 433 | 0.96 | Ambient | 50000 |  |  | 99999 | 0.01 | 13 | 4 | 0.01 | 0.01 | 0 | 0 | 0 | 0 | 0.09 | 0.02 | 0 | 0 | 0 | 0 | 0.85 | 0 | 0 | 0 | 0 | 0 | True |  | Non Federally-Regulated | 06/29/2018 |  | 11/08/2018
USAI Lighting | USAI Lighting | B3RDM-09X1-35KH-65-S-WH-NCIC-UNV-D6E | Light Emitting Diode | Inseparable Luminaire | Direct Wired | 0-10 VDC Controls | 65 | 3500 | 0.001 | 91 | 52 | 433 | 0.96 | Ambient | 50000 |  |  | 99999 | 0.01 | 13 | 4 | 0.01 | 0.01 | 0 | 0 | 0 | 0 | 0.09 | 0.02 | 0 | 0 | 0 | 0 | 0.85 | 0 | 0 | 0 | 0 | 0 | True |  | Non Federally-Regulated | 06/29/2018 |  | 11/08/2018
USAI Lighting | USAI Lighting | B3RDM-09X1-40KH-25-S-WH-NCIC-UNV-D6E | Light Emitting Diode | Inseparable Luminaire | Direct Wired | 0-10 VDC Controls | 82 | 4000 | 0.001 | 91 | 52 | 433 | 0.96 | Ambient | 50000 |  |  | 99999 | 0.01 | 13 | 4 | 0.01 | 0.01 | 0 | 0 | 0 | 0 | 0.09 | 0.02 | 0 | 0 | 0 | 0 | 0.85 | 0 | 0 | 0 | 0 | 0 | True |  | Non Federally-Regulated | 06/29/2018 |  | 11/08/2018
USAI Lighting | USAI Lighting | B3RDM-09X1-40KH-45-S-WH-NCIC-UNV-D6E | Light Emitting Diode | Inseparable Luminaire | Direct Wired | 0-10 VDC Controls | 85 | 4000 | 0.001 | 91 | 52 | 433 | 0.96 | Ambient | 50000 |  |  | 99999 | 0.01 | 13 | 4 | 0.01 | 0.01 | 0 | 0 | 0 | 0 | 0.09 | 0.02 | 0 | 0 | 0 | 0 | 0.85 | 0 | 0 | 0 | 0 | 0 | True |  | Non Federally-Regulated | 06/29/2018 |  | 11/08/2018
USAI Lighting | USAI Lighting | B3RDM-09X1-40KH-65-S-WH-NCIC-UNV-D6E | Light Emitting Diode | Inseparable Luminaire | Direct Wired | 0-10 VDC Controls | 70 | 4000 | 0.001 | 91 | 52 | 433 | 0.96 | Ambient | 50000 |  |  | 99999 | 0.01 | 13 | 4 | 0.01 | 0.01 | 0 | 0 | 0 | 0 | 0.09 | 0.02 | 0 | 0 | 0 | 0 | 0.85 | 0 | 0 | 0 | 0 | 0 | True |  | Non Federally-Regulated | 06/29/2018 |  | 11/08/2018
USAI Lighting | USAI Lighting | B3RDM-09X1-27KH-25-S-GR-NCIC-UNV-D6E | Light Emitting Diode | Inseparable Luminaire | Direct Wired | 0-10 VDC Controls | 71 | 2700 | 0.001 | 91 | 52 | 433 | 0.96 | Ambient | 50000 |  |  | 99999 | 0.01 | 13 | 4 | 0.01 | 0.01 | 0 | 0 | 0 | 0 | 0.09 | 0.02 | 0 | 0 | 0 | 0 | 0.85 | 0 | 0 | 0 | 0 | 0 | True |  | Non Federally-Regulated | 06/29/2018 |  | 11/08/2018
USAI Lighting | USAI Lighting | B3RDM-09X1-27KH-45-S-GR-NCIC-UNV-D6E | Light Emitting Diode | Inseparable Luminaire | Direct Wired | 0-10 VDC Controls | 74 | 2700 | 0.001 | 91 | 52 | 433 | 0.96 | Ambient | 50000 |  |  | 99999 | 0.01 | 13 | 4 | 0.01 | 0.01 | 0 | 0 | 0 | 0 | 0.09 | 0.02 | 0 | 0 | 0 | 0 | 0.85 | 0 | 0 | 0 | 0 | 0 | True |  | Non Federally-Regulated | 06/29/2018 |  | 11/08/2018
USAI Lighting | USAI Lighting | B3RDM-09X1-27KH-65-S-GR-NCIC-UNV-D6E | Light Emitting Diode | Inseparable Luminaire | Direct Wired | 0-10 VDC Controls | 61 | 2700 | 0.001 | 91 | 52 | 433 | 0.96 | Ambient | 50000 |  |  | 99999 | 0.01 | 13 | 4 | 0.01 | 0.01 | 0 | 0 | 0 | 0 | 0.09 | 0.02 | 0 | 0 | 0 | 0 | 0.85 | 0 | 0 | 0 | 0 | 0 | True |  | Non Federally-Regulated | 06/29/2018 |  | 11/08/2018
USAI Lighting | USAI Lighting | B3RDM-09X1-30KH-25-S-GR-NCIC-UNV-D6E | Light Emitting Diode | Inseparable Luminaire | Direct Wired | 0-10 VDC Controls | 71 | 3000 | 0.001 | 91 | 52 | 433 | 0.96 | Ambient | 50000 |  |  | 99999 | 0.01 | 13 | 4 | 0.01 | 0.01 | 0 | 0 | 0 | 0 | 0.09 | 0.02 | 0 | 0 | 0 | 0 | 0.85 | 0 | 0 | 0 | 0 | 0 | True |  | Non Federally-Regulated | 06/29/2018 |  | 11/08/2018
USAI Lighting | USAI Lighting | B3RDM-09X1-30KH-45-S-GR-NCIC-UNV-D6E | Light Emitting Diode | Inseparable Luminaire | Direct Wired | 0-10 VDC Controls | 74 | 3000 | 0.001 | 91 | 52 | 433 | 0.96 | Ambient | 50000 |  |  | 99999 | 0.01 | 13 | 4 | 0.01 | 0.01 | 0 | 0 | 0 | 0 | 0.09 | 0.02 | 0 | 0 | 0 | 0 | 0.85 | 0 | 0 | 0 | 0 | 0 | True |  | Non Federally-Regulated | 06/29/2018 |  | 11/08/2018
USAI Lighting | USAI Lighting | B3RDM-09X1-30KH-65-S-GR-NCIC-UNV-D6E | Light Emitting Diode | Inseparable Luminaire | Direct Wired | 0-10 VDC Controls | 61 | 3000 | 0.001 | 91 | 52 | 433 | 0.96 | Ambient | 50000 |  |  | 99999 | 0.01 | 13 | 4 | 0.01 | 0.01 | 0 | 0 | 0 | 0 | 0.09 | 0.02 | 0 | 0 | 0 | 0 | 0.85 | 0 | 0 | 0 | 0 | 0 | True |  | Non Federally-Regulated | 06/29/2018 |  | 11/08/2018
USAI Lighting | USAI Lighting | B3RDM-09X1-35KH-25-S-GR-NCIC-UNV-D6E | Light Emitting Diode | Inseparable Luminaire | Direct Wired | 0-10 VDC Controls | 77 | 3500 | 0.001 | 91 | 52 | 433 | 0.96 | Ambient | 50000 |  |  | 99999 | 0.01 | 13 | 4 | 0.01 | 0.01 | 0 | 0 | 0 | 0 | 0.09 | 0.02 | 0 | 0 | 0 | 0 | 0.85 | 0 | 0 | 0 | 0 | 0 | True |  | Non Federally-Regulated | 06/29/2018 |  | 11/08/2018
USAI Lighting | USAI Lighting | B3RDM-09X1-35KH-45-S-GR-NCIC-UNV-D6E | Light Emitting Diode | Inseparable Luminaire | Direct Wired | 0-10 VDC Controls | 80 | 3500 | 0.001 | 91 | 52 | 433 | 0.96 | Ambient | 50000 |  |  | 99999 | 0.01 | 13 | 4 | 0.01 | 0.01 | 0 | 0 | 0 | 0 | 0.09 | 0.02 | 0 | 0 | 0 | 0 | 0.85 | 0 | 0 | 0 | 0 | 0 | True |  | Non Federally-Regulated | 06/29/2018 |  | 11/08/2018
USAI Lighting | USAI Lighting | B3RDM-09X1-35KH-65-S-GR-NCIC-UNV-D6E | Light Emitting Diode | Inseparable Luminaire | Direct Wired | 0-10 VDC Controls | 65 | 3500 | 0.001 | 91 | 52 | 433 | 0.96 | Ambient | 50000 |  |  | 99999 | 0.01 | 13 | 4 | 0.01 | 0.01 | 0 | 0 | 0 | 0 | 0.09 | 0.02 | 0 | 0 | 0 | 0 | 0.85 | 0 | 0 | 0 | 0 | 0 | True |  | Non Federally-Regulated | 06/29/2018 |  | 11/08/2018
USAI Lighting | USAI Lighting | B3RDM-09X1-40KH-25-S-GR-NCIC-UNV-D6E | Light Emitting Diode | Inseparable Luminaire | Direct Wired | 0-10 VDC Controls | 82 | 4000 | 0.001 | 91 | 52 | 433 | 0.96 | Ambient | 50000 |  |  | 99999 | 0.01 | 13 | 4 | 0.01 | 0.01 | 0 | 0 | 0 | 0 | 0.09 | 0.02 | 0 | 0 | 0 | 0 | 0.85 | 0 | 0 | 0 | 0 | 0 | True |  | Non Federally-Regulated | 06/29/2018 |  | 11/08/2018
USAI Lighting | USAI Lighting | B3RDM-09X1-40KH-45-S-GR-NCIC-UNV-D6E | Light Emitting Diode | Inseparable Luminaire | Direct Wired | 0-10 VDC Controls | 85 | 4000 | 0.001 | 91 | 52 | 433 | 0.96 | Ambient | 50000 |  |  | 99999 | 0.01 | 13 | 4 | 0.01 | 0.01 | 0 | 0 | 0 | 0 | 0.09 | 0.02 | 0 | 0 | 0 | 0 | 0.85 | 0 | 0 | 0 | 0 | 0 | True |  | Non Federally-Regulated | 06/29/2018 |  | 11/08/2018
USAI Lighting | USAI Lighting | B3RDM-09X1-40KH-65-S-GR-NCIC-UNV-D6E | Light Emitting Diode | Inseparable Luminaire | Direct Wired | 0-10 VDC Controls | 70 | 4000 | 0.001 | 91 | 52 | 433 | 0.96 | Ambient | 50000 |  |  | 99999 | 0.01 | 13 | 4 | 0.01 | 0.01 | 0 | 0 | 0 | 0 | 0.09 | 0.02 | 0 | 0 | 0 | 0 | 0.85 | 0 | 0 | 0 | 0 | 0 | True |  | Non Federally-Regulated | 06/29/2018 |  | 11/08/2018
USAI Lighting | USAI Lighting | B3RDM-09X1-27KH-25-S-BL-NCIC-UNV-D6E | Light Emitting Diode | Inseparable Luminaire | Direct Wired | 0-10 VDC Controls | 71 | 2700 | 0.001 | 91 | 52 | 433 | 0.96 | Ambient | 50000 |  |  | 99999 | 0.01 | 13 | 4 | 0.01 | 0.01 | 0 | 0 | 0 | 0 | 0.09 | 0.02 | 0 | 0 | 0 | 0 | 0.85 | 0 | 0 | 0 | 0 | 0 | True |  | Non Federally-Regulated | 06/29/2018 |  | 11/08/2018
USAI Lighting | USAI Lighting | B3RDM-09X1-27KH-45-S-BL-NCIC-UNV-D6E | Light Emitting Diode | Inseparable Luminaire | Direct Wired | 0-10 VDC Controls | 74 | 2700 | 0.001 | 91 | 52 | 433 | 0.96 | Ambient | 50000 |  |  | 99999 | 0.01 | 13 | 4 | 0.01 | 0.01 | 0 | 0 | 0 | 0 | 0.09 | 0.02 | 0 | 0 | 0 | 0 | 0.85 | 0 | 0 | 0 | 0 | 0 | True |  | Non Federally-Regulated | 06/29/2018 |  | 11/08/2018
USAI Lighting | USAI Lighting | B3RDM-09X1-27KH-65-S-BL-NCIC-UNV-D6E | Light Emitting Diode | Inseparable Luminaire | Direct Wired | 0-10 VDC Controls | 61 | 2700 | 0.001 | 91 | 52 | 433 | 0.96 | Ambient | 50000 |  |  | 99999 | 0.01 | 13 | 4 | 0.01 | 0.01 | 0 | 0 | 0 | 0 | 0.09 | 0.02 | 0 | 0 | 0 | 0 | 0.85 | 0 | 0 | 0 | 0 | 0 | True |  | Non Federally-Regulated | 06/29/2018 |  | 11/08/2018
USAI Lighting | USAI Lighting | B3RDM-09X1-30KH-25-S-BL-NCIC-UNV-D6E | Light Emitting Diode | Inseparable Luminaire | Direct Wired | 0-10 VDC Controls | 71 | 3000 | 0.001 | 91 | 52 | 433 | 0.96 | Ambient | 50000 |  |  | 99999 | 0.01 | 13 | 4 | 0.01 | 0.01 | 0 | 0 | 0 | 0 | 0.09 | 0.02 | 0 | 0 | 0 | 0 | 0.85 | 0 | 0 | 0 | 0 | 0 | True |  | Non Federally-Regulated | 06/29/2018 |  | 11/08/2018
USAI Lighting | USAI Lighting | B3RDM-09X1-30KH-45-S-BL-NCIC-UNV-D6E | Light Emitting Diode | Inseparable Luminaire | Direct Wired | 0-10 VDC Controls | 74 | 3000 | 0.001 | 91 | 52 | 433 | 0.96 | Ambient | 50000 |  |  | 99999 | 0.01 | 13 | 4 | 0.01 | 0.01 | 0 | 0 | 0 | 0 | 0.09 | 0.02 | 0 | 0 | 0 | 0 | 0.85 | 0 | 0 | 0 | 0 | 0 | True |  | Non Federally-Regulated | 06/29/2018 |  | 11/08/2018
USAI Lighting | USAI Lighting | B3RDM-09X1-30KH-65-S-BL-NCIC-UNV-D6E | Light Emitting Diode | Inseparable Luminaire | Direct Wired | 0-10 VDC Controls | 61 | 3000 | 0.001 | 91 | 52 | 433 | 0.96 | Ambient | 50000 |  |  | 99999 | 0.01 | 13 | 4 | 0.01 | 0.01 | 0 | 0 | 0 | 0 | 0.09 | 0.02 | 0 | 0 | 0 | 0 | 0.85 | 0 | 0 | 0 | 0 | 0 | True |  | Non Federally-Regulated | 06/29/2018 |  | 11/08/2018
USAI Lighting | USAI Lighting | B3RDM-09X1-35KH-25-S-BL-NCIC-UNV-D6E | Light Emitting Diode | Inseparable Luminaire | Direct Wired | 0-10 VDC Controls | 77 | 3500 | 0.001 | 91 | 52 | 433 | 0.96 | Ambient | 50000 |  |  | 99999 | 0.01 | 13 | 4 | 0.01 | 0.01 | 0 | 0 | 0 | 0 | 0.09 | 0.02 | 0 | 0 | 0 | 0 | 0.85 | 0 | 0 | 0 | 0 | 0 | True |  | Non Federally-Regulated | 06/29/2018 |  | 11/08/2018
USAI Lighting | USAI Lighting | B3RDM-09X1-35KH-45-S-BL-NCIC-UNV-D6E | Light Emitting Diode | Inseparable Luminaire | Direct Wired | 0-10 VDC Controls | 80 | 3500 | 0.001 | 91 | 52 | 433 | 0.96 | Ambient | 50000 |  |  | 99999 | 0.01 | 13 | 4 | 0.01 | 0.01 | 0 | 0 | 0 | 0 | 0.09 | 0.02 | 0 | 0 | 0 | 0 | 0.85 | 0 | 0 | 0 | 0 | 0 | True |  | Non Federally-Regulated | 06/29/2018 |  | 11/08/2018
USAI Lighting | USAI Lighting | B3RDM-09X1-35KH-65-S-BL-NCIC-UNV-D6E | Light Emitting Diode | Inseparable Luminaire | Direct Wired | 0-10 VDC Controls | 65 | 3500 | 0.001 | 91 | 52 | 433 | 0.96 | Ambient | 50000 |  |  | 99999 | 0.01 | 13 | 4 | 0.01 | 0.01 | 0 | 0 | 0 | 0 | 0.09 | 0.02 | 0 | 0 | 0 | 0 | 0.85 | 0 | 0 | 0 | 0 | 0 | True |  | Non Federally-Regulated | 06/29/2018 |  | 11/08/2018
USAI Lighting | USAI Lighting | B3RDM-09X1-40KH-25-S-BL-NCIC-UNV-D6E | Light Emitting Diode | Inseparable Luminaire | Direct Wired | 0-10 VDC Controls | 82 | 4000 | 0.001 | 91 | 52 | 433 | 0.96 | Ambient | 50000 |  |  | 99999 | 0.01 | 13 | 4 | 0.01 | 0.01 | 0 | 0 | 0 | 0 | 0.09 | 0.02 | 0 | 0 | 0 | 0 | 0.85 | 0 | 0 | 0 | 0 | 0 | True |  | Non Federally-Regulated | 06/29/2018 |  | 11/08/2018
USAI Lighting | USAI Lighting | B3RDM-09X1-40KH-45-S-BL-NCIC-UNV-D6E | Light Emitting Diode | Inseparable Luminaire | Direct Wired | 0-10 VDC Controls | 85 | 4000 | 0.001 | 91 | 52 | 433 | 0.96 | Ambient | 50000 |  |  | 99999 | 0.01 | 13 | 4 | 0.01 | 0.01 | 0 | 0 | 0 | 0 | 0.09 | 0.02 | 0 | 0 | 0 | 0 | 0.85 | 0 | 0 | 0 | 0 | 0 | True |  | Non Federally-Regulated | 06/29/2018 |  | 11/08/2018
USAI Lighting | USAI Lighting | B3RDM-09X1-40KH-65-S-BL-NCIC-UNV-D6E | Light Emitting Diode | Inseparable Luminaire | Direct Wired | 0-10 VDC Controls | 70 | 4000 | 0.001 | 91 | 52 | 433 | 0.96 | Ambient | 50000 |  |  | 99999 | 0.01 | 13 | 4 | 0.01 | 0.01 | 0 | 0 | 0 | 0 | 0.09 | 0.02 | 0 | 0 | 0 | 0 | 0.85 | 0 | 0 | 0 | 0 | 0 | True |  | Non Federally-Regulated | 06/29/2018 |  | 11/08/2018
USAI Lighting | USAI Lighting | B3RDM-09X1-27KH-25-S-BZ-NCIC-UNV-D6E | Light Emitting Diode | Inseparable Luminaire | Direct Wired | 0-10 VDC Controls | 71 | 2700 | 0.001 | 91 | 52 | 433 | 0.96 | Ambient | 50000 |  |  | 99999 | 0.01 | 13 | 4 | 0.01 | 0.01 | 0 | 0 | 0 | 0 | 0.09 | 0.02 | 0 | 0 | 0 | 0 | 0.85 | 0 | 0 | 0 | 0 | 0 | True |  | Non Federally-Regulated | 06/29/2018 |  | 11/08/2018
USAI Lighting | USAI Lighting | B3RDM-09X1-27KH-45-S-BZ-NCIC-UNV-D6E | Light Emitting Diode | Inseparable Luminaire | Direct Wired | 0-10 VDC Controls | 74 | 2700 | 0.001 | 91 | 52 | 433 | 0.96 | Ambient | 50000 |  |  | 99999 | 0.01 | 13 | 4 | 0.01 | 0.01 | 0 | 0 | 0 | 0 | 0.09 | 0.02 | 0 | 0 | 0 | 0 | 0.85 | 0 | 0 | 0 | 0 | 0 | True |  | Non Federally-Regulated | 06/29/2018 |  | 11/08/2018
USAI Lighting | USAI Lighting | B3RDM-09X1-27KH-65-S-BZ-NCIC-UNV-D6E | Light Emitting Diode | Inseparable Luminaire | Direct Wired | 0-10 VDC Controls | 61 | 2700 | 0.001 | 91 | 52 | 433 | 0.96 | Ambient | 50000 |  |  | 99999 | 0.01 | 13 | 4 | 0.01 | 0.01 | 0 | 0 | 0 | 0 | 0.09 | 0.02 | 0 | 0 | 0 | 0 | 0.85 | 0 | 0 | 0 | 0 | 0 | True |  | Non Federally-Regulated | 06/29/2018 |  | 11/08/2018
USAI Lighting | USAI Lighting | B3RDM-09X1-30KH-25-S-BZ-NCIC-UNV-D6E | Light Emitting Diode | Inseparable Luminaire | Direct Wired | 0-10 VDC Controls | 71 | 3000 | 0.001 | 91 | 52 | 433 | 0.96 | Ambient | 50000 |  |  | 99999 | 0.01 | 13 | 4 | 0.01 | 0.01 | 0 | 0 | 0 | 0 | 0.09 | 0.02 | 0 | 0 | 0 | 0 | 0.85 | 0 | 0 | 0 | 0 | 0 | True |  | Non Federally-Regulated | 06/29/2018 |  | 11/08/2018
USAI Lighting | USAI Lighting | B3RDM-09X1-30KH-45-S-BZ-NCIC-UNV-D6E | Light Emitting Diode | Inseparable Luminaire | Direct Wired | 0-10 VDC Controls | 74 | 3000 | 0.001 | 91 | 52 | 433 | 0.96 | Ambient | 50000 |  |  | 99999 | 0.01 | 13 | 4 | 0.01 | 0.01 | 0 | 0 | 0 | 0 | 0.09 | 0.02 | 0 | 0 | 0 | 0 | 0.85 | 0 | 0 | 0 | 0 | 0 | True |  | Non Federally-Regulated | 06/29/2018 |  | 11/08/2018
USAI Lighting | USAI Lighting | B3RDM-09X1-30KH-65-S-BZ-NCIC-UNV-D6E | Light Emitting Diode | Inseparable Luminaire | Direct Wired | 0-10 VDC Controls | 61 | 3000 | 0.001 | 91 | 52 | 433 | 0.96 | Ambient | 50000 |  |  | 99999 | 0.01 | 13 | 4 | 0.01 | 0.01 | 0 | 0 | 0 | 0 | 0.09 | 0.02 | 0 | 0 | 0 | 0 | 0.85 | 0 | 0 | 0 | 0 | 0 | True |  | Non Federally-Regulated | 06/29/2018 |  | 11/08/2018
USAI Lighting | USAI Lighting | B3RDM-09X1-35KH-25-S-BZ-NCIC-UNV-D6E | Light Emitting Diode | Inseparable Luminaire | Direct Wired | 0-10 VDC Controls | 77 | 3500 | 0.001 | 91 | 52 | 433 | 0.96 | Ambient | 50000 |  |  | 99999 | 0.01 | 13 | 4 | 0.01 | 0.01 | 0 | 0 | 0 | 0 | 0.09 | 0.02 | 0 | 0 | 0 | 0 | 0.85 | 0 | 0 | 0 | 0 | 0 | True |  | Non Federally-Regulated | 06/29/2018 |  | 11/08/2018
USAI Lighting | USAI Lighting | B3RDM-09X1-35KH-45-S-BZ-NCIC-UNV-D6E | Light Emitting Diode | Inseparable Luminaire | Direct Wired | 0-10 VDC Controls | 80 | 3500 | 0.001 | 91 | 52 | 433 | 0.96 | Ambient | 50000 |  |  | 99999 | 0.01 | 13 | 4 | 0.01 | 0.01 | 0 | 0 | 0 | 0 | 0.09 | 0.02 | 0 | 0 | 0 | 0 | 0.85 | 0 | 0 | 0 | 0 | 0 | True |  | Non Federally-Regulated | 06/29/2018 |  | 11/08/2018
USAI Lighting | USAI Lighting | B3RDM-09X1-35KH-65-S-BZ-NCIC-UNV-D6E | Light Emitting Diode | Inseparable Luminaire | Direct Wired | 0-10 VDC Controls | 65 | 3500 | 0.001 | 91 | 52 | 433 | 0.96 | Ambient | 50000 |  |  | 99999 | 0.01 | 13 | 4 | 0.01 | 0.01 | 0 | 0 | 0 | 0 | 0.09 | 0.02 | 0 | 0 | 0 | 0 | 0.85 | 0 | 0 | 0 | 0 | 0 | True |  | Non Federally-Regulated | 06/29/2018 |  | 11/08/2018
USAI Lighting | USAI Lighting | B3RDM-09X1-40KH-25-S-BZ-NCIC-UNV-D6E | Light Emitting Diode | Inseparable Luminaire | Direct Wired | 0-10 VDC Controls | 82 | 4000 | 0.001 | 91 | 52 | 433 | 0.96 | Ambient | 50000 |  |  | 99999 | 0.01 | 13 | 4 | 0.01 | 0.01 | 0 | 0 | 0 | 0 | 0.09 | 0.02 | 0 | 0 | 0 | 0 | 0.85 | 0 | 0 | 0 | 0 | 0 | True |  | Non Federally-Regulated | 06/29/2018 |  | 11/08/2018
USAI Lighting | USAI Lighting | B3RDM-09X1-40KH-45-S-BZ-NCIC-UNV-D6E | Light Emitting Diode | Inseparable Luminaire | Direct Wired | 0-10 VDC Controls | 85 | 4000 | 0.001 | 91 | 52 | 433 | 0.96 | Ambient | 50000 |  |  | 99999 | 0.01 | 13 | 4 | 0.01 | 0.01 | 0 | 0 | 0 | 0 | 0.09 | 0.02 | 0 | 0 | 0 | 0 | 0.85 | 0 | 0 | 0 | 0 | 0 | True |  | Non Federally-Regulated | 06/29/2018 |  | 11/08/2018
USAI Lighting | USAI Lighting | B3RDM-09X1-40KH-65-S-BZ-NCIC-UNV-D6E | Light Emitting Diode | Inseparable Luminaire | Direct Wired | 0-10 VDC Controls | 70 | 4000 | 0.001 | 91 | 52 | 433 | 0.96 | Ambient | 50000 |  |  | 99999 | 0.01 | 13 | 4 | 0.01 | 0.01 | 0 | 0 | 0 | 0 | 0.09 | 0.02 | 0 | 0 | 0 | 0 | 0.85 | 0 | 0 | 0 | 0 | 0 | True |  | Non Federally-Regulated | 06/29/2018 |  | 11/08/2018
USAI Lighting | USAI Lighting | B3RDM-09X1-27KH-25-S-WH-NCIC-UNV-D6F | Light Emitting Diode | Inseparable Luminaire | Direct Wired | 0-10 VDC Controls | 71 | 2700 | 0.001 | 91 | 52 | 433 | 0.96 | Ambient | 50000 |  |  | 99999 | 0.01 | 13 | 4 | 0.01 | 0.01 | 0 | 0 | 0 | 0 | 0.09 | 0.02 | 0 | 0 | 0 | 0 | 0.85 | 0 | 0 | 0 | 0 | 0 | True |  | Non Federally-Regulated | 06/29/2018 |  | 11/08/2018
USAI Lighting | USAI Lighting | B3RDM-09X1-27KH-45-S-WH-NCIC-UNV-D6F | Light Emitting Diode | Inseparable Luminaire | Direct Wired | 0-10 VDC Controls | 74 | 2700 | 0.001 | 91 | 52 | 433 | 0.96 | Ambient | 50000 |  |  | 99999 | 0.01 | 13 | 4 | 0.01 | 0.01 | 0 | 0 | 0 | 0 | 0.09 | 0.02 | 0 | 0 | 0 | 0 | 0.85 | 0 | 0 | 0 | 0 | 0 | True |  | Non Federally-Regulated | 06/29/2018 |  | 11/08/2018
USAI Lighting | USAI Lighting | B3RDM-09X1-27KH-65-S-WH-NCIC-UNV-D6F | Light Emitting Diode | Inseparable Luminaire | Direct Wired | 0-10 VDC Controls | 61 | 2700 | 0.001 | 91 | 52 | 433 | 0.96 | Ambient | 50000 |  |  | 99999 | 0.01 | 13 | 4 | 0.01 | 0.01 | 0 | 0 | 0 | 0 | 0.09 | 0.02 | 0 | 0 | 0 | 0 | 0.85 | 0 | 0 | 0 | 0 | 0 | True |  | Non Federally-Regulated | 06/29/2018 |  | 11/08/2018
USAI Lighting | USAI Lighting | B3RDM-09X1-30KH-25-S-WH-NCIC-UNV-D6F | Light Emitting Diode | Inseparable Luminaire | Direct Wired | 0-10 VDC Controls | 71 | 3000 | 0.001 | 91 | 52 | 433 | 0.96 | Ambient | 50000 |  |  | 99999 | 0.01 | 13 | 4 | 0.01 | 0.01 | 0 | 0 | 0 | 0 | 0.09 | 0.02 | 0 | 0 | 0 | 0 | 0.85 | 0 | 0 | 0 | 0 | 0 | True |  | Non Federally-Regulated | 06/29/2018 |  | 11/08/2018
USAI Lighting | USAI Lighting | B3RDM-09X1-30KH-45-S-WH-NCIC-UNV-D6F | Light Emitting Diode | Inseparable Luminaire | Direct Wired | 0-10 VDC Controls | 74 | 3000 | 0.001 | 91 | 52 | 433 | 0.96 | Ambient | 50000 |  |  | 99999 | 0.01 | 13 | 4 | 0.01 | 0.01 | 0 | 0 | 0 | 0 | 0.09 | 0.02 | 0 | 0 | 0 | 0 | 0.85 | 0 | 0 | 0 | 0 | 0 | True |  | Non Federally-Regulated | 06/29/2018 |  | 11/08/2018
USAI Lighting | USAI Lighting | B3RDM-09X1-30KH-65-S-WH-NCIC-UNV-D6F | Light Emitting Diode | Inseparable Luminaire | Direct Wired | 0-10 VDC Controls | 61 | 3000 | 0.001 | 91 | 52 | 433 | 0.96 | Ambient | 50000 |  |  | 99999 | 0.01 | 13 | 4 | 0.01 | 0.01 | 0 | 0 | 0 | 0 | 0.09 | 0.02 | 0 | 0 | 0 | 0 | 0.85 | 0 | 0 | 0 | 0 | 0 | True |  | Non Federally-Regulated | 06/29/2018 |  | 11/08/2018
USAI Lighting | USAI Lighting | B3RDM-09X1-35KH-25-S-WH-NCIC-UNV-D6F | Light Emitting Diode | Inseparable Luminaire | Direct Wired | 0-10 VDC Controls | 77 | 3500 | 0.001 | 91 | 52 | 433 | 0.96 | Ambient | 50000 |  |  | 99999 | 0.01 | 13 | 4 | 0.01 | 0.01 | 0 | 0 | 0 | 0 | 0.09 | 0.02 | 0 | 0 | 0 | 0 | 0.85 | 0 | 0 | 0 | 0 | 0 | True |  | Non Federally-Regulated | 06/29/2018 |  | 11/08/2018
USAI Lighting | USAI Lighting | B3RDM-09X1-35KH-45-S-WH-NCIC-UNV-D6F | Light Emitting Diode | Inseparable Luminaire | Direct Wired | 0-10 VDC Controls | 80 | 3500 | 0.001 | 91 | 52 | 433 | 0.96 | Ambient | 50000 |  |  | 99999 | 0.01 | 13 | 4 | 0.01 | 0.01 | 0 | 0 | 0 | 0 | 0.09 | 0.02 | 0 | 0 | 0 | 0 | 0.85 | 0 | 0 | 0 | 0 | 0 | True |  | Non Federally-Regulated | 06/29/2018 |  | 11/08/2018
USAI Lighting | USAI Lighting | B3RDM-09X1-35KH-65-S-WH-NCIC-UNV-D6F | Light Emitting Diode | Inseparable Luminaire | Direct Wired | 0-10 VDC Controls | 65 | 3500 | 0.001 | 91 | 52 | 433 | 0.96 | Ambient | 50000 |  |  | 99999 | 0.01 | 13 | 4 | 0.01 | 0.01 | 0 | 0 | 0 | 0 | 0.09 | 0.02 | 0 | 0 | 0 | 0 | 0.85 | 0 | 0 | 0 | 0 | 0 | True |  | Non Federally-Regulated | 06/29/2018 |  | 11/08/2018
USAI Lighting | USAI Lighting | B3RDM-09X1-40KH-25-S-WH-NCIC-UNV-D6F | Light Emitting Diode | Inseparable Luminaire | Direct Wired | 0-10 VDC Controls | 82 | 4000 | 0.001 | 91 | 52 | 433 | 0.96 | Ambient | 50000 |  |  | 99999 | 0.01 | 13 | 4 | 0.01 | 0.01 | 0 | 0 | 0 | 0 | 0.09 | 0.02 | 0 | 0 | 0 | 0 | 0.85 | 0 | 0 | 0 | 0 | 0 | True |  | Non Federally-Regulated | 06/29/2018 |  | 11/08/2018
USAI Lighting | USAI Lighting | B3RDM-09X1-40KH-45-S-WH-NCIC-UNV-D6F | Light Emitting Diode | Inseparable Luminaire | Direct Wired | 0-10 VDC Controls | 85 | 4000 | 0.001 | 91 | 52 | 433 | 0.96 | Ambient | 50000 |  |  | 99999 | 0.01 | 13 | 4 | 0.01 | 0.01 | 0 | 0 | 0 | 0 | 0.09 | 0.02 | 0 | 0 | 0 | 0 | 0.85 | 0 | 0 | 0 | 0 | 0 | True |  | Non Federally-Regulated | 06/29/2018 |  | 11/08/2018
USAI Lighting | USAI Lighting | B3RDM-09X1-40KH-65-S-WH-NCIC-UNV-D6F | Light Emitting Diode | Inseparable Luminaire | Direct Wired | 0-10 VDC Controls | 70 | 4000 | 0.001 | 91 | 52 | 433 | 0.96 | Ambient | 50000 |  |  | 99999 | 0.01 | 13 | 4 | 0.01 | 0.01 | 0 | 0 | 0 | 0 | 0.09 | 0.02 | 0 | 0 | 0 | 0 | 0.85 | 0 | 0 | 0 | 0 | 0 | True |  | Non Federally-Regulated | 06/29/2018 |  | 11/08/2018
USAI Lighting | USAI Lighting | B3RDM-09X1-27KH-25-S-GR-NCIC-UNV-D6F | Light Emitting Diode | Inseparable Luminaire | Direct Wired | 0-10 VDC Controls | 71 | 2700 | 0.001 | 91 | 52 | 433 | 0.96 | Ambient | 50000 |  |  | 99999 | 0.01 | 13 | 4 | 0.01 | 0.01 | 0 | 0 | 0 | 0 | 0.09 | 0.02 | 0 | 0 | 0 | 0 | 0.85 | 0 | 0 | 0 | 0 | 0 | True |  | Non Federally-Regulated | 06/29/2018 |  | 11/08/2018
USAI Lighting | USAI Lighting | B3RDM-09X1-27KH-45-S-GR-NCIC-UNV-D6F | Light Emitting Diode | Inseparable Luminaire | Direct Wired | 0-10 VDC Controls | 74 | 2700 | 0.001 | 91 | 52 | 433 | 0.96 | Ambient | 50000 |  |  | 99999 | 0.01 | 13 | 4 | 0.01 | 0.01 | 0 | 0 | 0 | 0 | 0.09 | 0.02 | 0 | 0 | 0 | 0 | 0.85 | 0 | 0 | 0 | 0 | 0 | True |  | Non Federally-Regulated | 06/29/2018 |  | 11/08/2018
USAI Lighting | USAI Lighting | B3RDM-09X1-27KH-65-S-GR-NCIC-UNV-D6F | Light Emitting Diode | Inseparable Luminaire | Direct Wired | 0-10 VDC Controls | 61 | 2700 | 0.001 | 91 | 52 | 433 | 0.96 | Ambient | 50000 |  |  | 99999 | 0.01 | 13 | 4 | 0.01 | 0.01 | 0 | 0 | 0 | 0 | 0.09 | 0.02 | 0 | 0 | 0 | 0 | 0.85 | 0 | 0 | 0 | 0 | 0 | True |  | Non Federally-Regulated | 06/29/2018 |  | 11/08/2018
USAI Lighting | USAI Lighting | B3RDM-09X1-30KH-25-S-GR-NCIC-UNV-D6F | Light Emitting Diode | Inseparable Luminaire | Direct Wired | 0-10 VDC Controls | 71 | 3000 | 0.001 | 91 | 52 | 433 | 0.96 | Ambient | 50000 |  |  | 99999 | 0.01 | 13 | 4 | 0.01 | 0.01 | 0 | 0 | 0 | 0 | 0.09 | 0.02 | 0 | 0 | 0 | 0 | 0.85 | 0 | 0 | 0 | 0 | 0 | True |  | Non Federally-Regulated | 06/29/2018 |  | 11/08/2018
USAI Lighting | USAI Lighting | B3RDM-09X1-30KH-45-S-GR-NCIC-UNV-D6F | Light Emitting Diode | Inseparable Luminaire | Direct Wired | 0-10 VDC Controls | 74 | 3000 | 0.001 | 91 | 52 | 433 | 0.96 | Ambient | 50000 |  |  | 99999 | 0.01 | 13 | 4 | 0.01 | 0.01 | 0 | 0 | 0 | 0 | 0.09 | 0.02 | 0 | 0 | 0 | 0 | 0.85 | 0 | 0 | 0 | 0 | 0 | True |  | Non Federally-Regulated | 06/29/2018 |  | 11/08/2018
USAI Lighting | USAI Lighting | B3RDM-09X1-30KH-65-S-GR-NCIC-UNV-D6F | Light Emitting Diode | Inseparable Luminaire | Direct Wired | 0-10 VDC Controls | 61 | 3000 | 0.001 | 91 | 52 | 433 | 0.96 | Ambient | 50000 |  |  | 99999 | 0.01 | 13 | 4 | 0.01 | 0.01 | 0 | 0 | 0 | 0 | 0.09 | 0.02 | 0 | 0 | 0 | 0 | 0.85 | 0 | 0 | 0 | 0 | 0 | True |  | Non Federally-Regulated | 06/29/2018 |  | 11/08/2018
USAI Lighting | USAI Lighting | B3RDM-09X1-35KH-25-S-GR-NCIC-UNV-D6F | Light Emitting Diode | Inseparable Luminaire | Direct Wired | 0-10 VDC Controls | 77 | 3500 | 0.001 | 91 | 52 | 433 | 0.96 | Ambient | 50000 |  |  | 99999 | 0.01 | 13 | 4 | 0.01 | 0.01 | 0 | 0 | 0 | 0 | 0.09 | 0.02 | 0 | 0 | 0 | 0 | 0.85 | 0 | 0 | 0 | 0 | 0 | True |  | Non Federally-Regulated | 06/29/2018 |  | 11/08/2018
USAI Lighting | USAI Lighting | B3RDM-09X1-35KH-45-S-GR-NCIC-UNV-D6F | Light Emitting Diode | Inseparable Luminaire | Direct Wired | 0-10 VDC Controls | 80 | 3500 | 0.001 | 91 | 52 | 433 | 0.96 | Ambient | 50000 |  |  | 99999 | 0.01 | 13 | 4 | 0.01 | 0.01 | 0 | 0 | 0 | 0 | 0.09 | 0.02 | 0 | 0 | 0 | 0 | 0.85 | 0 | 0 | 0 | 0 | 0 | True |  | Non Federally-Regulated | 06/29/2018 |  | 11/08/2018
USAI Lighting | USAI Lighting | B3RDM-09X1-35KH-65-S-GR-NCIC-UNV-D6F | Light Emitting Diode | Inseparable Luminaire | Direct Wired | 0-10 VDC Controls | 65 | 3500 | 0.001 | 91 | 52 | 433 | 0.96 | Ambient | 50000 |  |  | 99999 | 0.01 | 13 | 4 | 0.01 | 0.01 | 0 | 0 | 0 | 0 | 0.09 | 0.02 | 0 | 0 | 0 | 0 | 0.85 | 0 | 0 | 0 | 0 | 0 | True |  | Non Federally-Regulated | 06/29/2018 |  | 11/08/2018
USAI Lighting | USAI Lighting | B3RDM-09X1-40KH-25-S-GR-NCIC-UNV-D6F | Light Emitting Diode | Inseparable Luminaire | Direct Wired | 0-10 VDC Controls | 82 | 4000 | 0.001 | 91 | 52 | 433 | 0.96 | Ambient | 50000 |  |  | 99999 | 0.01 | 13 | 4 | 0.01 | 0.01 | 0 | 0 | 0 | 0 | 0.09 | 0.02 | 0 | 0 | 0 | 0 | 0.85 | 0 | 0 | 0 | 0 | 0 | True |  | Non Federally-Regulated | 06/29/2018 |  | 11/08/2018
USAI Lighting | USAI Lighting | B3RDM-09X1-40KH-45-S-GR-NCIC-UNV-D6F | Light Emitting Diode | Inseparable Luminaire | Direct Wired | 0-10 VDC Controls | 85 | 4000 | 0.001 | 91 | 52 | 433 | 0.96 | Ambient | 50000 |  |  | 99999 | 0.01 | 13 | 4 | 0.01 | 0.01 | 0 | 0 | 0 | 0 | 0.09 | 0.02 | 0 | 0 | 0 | 0 | 0.85 | 0 | 0 | 0 | 0 | 0 | True |  | Non Federally-Regulated | 06/29/2018 |  | 11/08/2018
USAI Lighting | USAI Lighting | B3RDM-09X1-40KH-65-S-GR-NCIC-UNV-D6F | Light Emitting Diode | Inseparable Luminaire | Direct Wired | 0-10 VDC Controls | 70 | 4000 | 0.001 | 91 | 52 | 433 | 0.96 | Ambient | 50000 |  |  | 99999 | 0.01 | 13 | 4 | 0.01 | 0.01 | 0 | 0 | 0 | 0 | 0.09 | 0.02 | 0 | 0 | 0 | 0 | 0.85 | 0 | 0 | 0 | 0 | 0 | True |  | Non Federally-Regulated | 06/29/2018 |  | 11/08/2018
USAI Lighting | USAI Lighting | B3RDM-09X1-27KH-25-S-BL-NCIC-UNV-D6F | Light Emitting Diode | Inseparable Luminaire | Direct Wired | 0-10 VDC Controls | 71 | 2700 | 0.001 | 91 | 52 | 433 | 0.96 | Ambient | 50000 |  |  | 99999 | 0.01 | 13 | 4 | 0.01 | 0.01 | 0 | 0 | 0 | 0 | 0.09 | 0.02 | 0 | 0 | 0 | 0 | 0.85 | 0 | 0 | 0 | 0 | 0 | True |  | Non Federally-Regulated | 06/29/2018 |  | 11/08/2018
USAI Lighting | USAI Lighting | B3RDM-09X1-27KH-45-S-BL-NCIC-UNV-D6F | Light Emitting Diode | Inseparable Luminaire | Direct Wired | 0-10 VDC Controls | 74 | 2700 | 0.001 | 91 | 52 | 433 | 0.96 | Ambient | 50000 |  |  | 99999 | 0.01 | 13 | 4 | 0.01 | 0.01 | 0 | 0 | 0 | 0 | 0.09 | 0.02 | 0 | 0 | 0 | 0 | 0.85 | 0 | 0 | 0 | 0 | 0 | True |  | Non Federally-Regulated | 06/29/2018 |  | 11/08/2018
USAI Lighting | USAI Lighting | B3RDM-09X1-27KH-65-S-BL-NCIC-UNV-D6F | Light Emitting Diode | Inseparable Luminaire | Direct Wired | 0-10 VDC Controls | 61 | 2700 | 0.001 | 91 | 52 | 433 | 0.96 | Ambient | 50000 |  |  | 99999 | 0.01 | 13 | 4 | 0.01 | 0.01 | 0 | 0 | 0 | 0 | 0.09 | 0.02 | 0 | 0 | 0 | 0 | 0.85 | 0 | 0 | 0 | 0 | 0 | True |  | Non Federally-Regulated | 06/29/2018 |  | 11/08/2018
USAI Lighting | USAI Lighting | B3RDM-09X1-30KH-25-S-BL-NCIC-UNV-D6F | Light Emitting Diode | Inseparable Luminaire | Direct Wired | 0-10 VDC Controls | 71 | 3000 | 0.001 | 91 | 52 | 433 | 0.96 | Ambient | 50000 |  |  | 99999 | 0.01 | 13 | 4 | 0.01 | 0.01 | 0 | 0 | 0 | 0 | 0.09 | 0.02 | 0 | 0 | 0 | 0 | 0.85 | 0 | 0 | 0 | 0 | 0 | True |  | Non Federally-Regulated | 06/29/2018 |  | 11/08/2018
USAI Lighting | USAI Lighting | B3RDM-09X1-30KH-45-S-BL-NCIC-UNV-D6F | Light Emitting Diode | Inseparable Luminaire | Direct Wired | 0-10 VDC Controls | 74 | 3000 | 0.001 | 91 | 52 | 433 | 0.96 | Ambient | 50000 |  |  | 99999 | 0.01 | 13 | 4 | 0.01 | 0.01 | 0 | 0 | 0 | 0 | 0.09 | 0.02 | 0 | 0 | 0 | 0 | 0.85 | 0 | 0 | 0 | 0 | 0 | True |  | Non Federally-Regulated | 06/29/2018 |  | 11/08/2018
USAI Lighting | USAI Lighting | B3RDM-09X1-30KH-65-S-BL-NCIC-UNV-D6F | Light Emitting Diode | Inseparable Luminaire | Direct Wired | 0-10 VDC Controls | 61 | 3000 | 0.001 | 91 | 52 | 433 | 0.96 | Ambient | 50000 |  |  | 99999 | 0.01 | 13 | 4 | 0.01 | 0.01 | 0 | 0 | 0 | 0 | 0.09 | 0.02 | 0 | 0 | 0 | 0 | 0.85 | 0 | 0 | 0 | 0 | 0 | True |  | Non Federally-Regulated | 06/29/2018 |  | 11/08/2018
USAI Lighting | USAI Lighting | B3RDM-09X1-35KH-25-S-BL-NCIC-UNV-D6F | Light Emitting Diode | Inseparable Luminaire | Direct Wired | 0-10 VDC Controls | 77 | 3500 | 0.001 | 91 | 52 | 433 | 0.96 | Ambient | 50000 |  |  | 99999 | 0.01 | 13 | 4 | 0.01 | 0.01 | 0 | 0 | 0 | 0 | 0.09 | 0.02 | 0 | 0 | 0 | 0 | 0.85 | 0 | 0 | 0 | 0 | 0 | True |  | Non Federally-Regulated | 06/29/2018 |  | 11/08/2018
USAI Lighting | USAI Lighting | B3RDM-09X1-35KH-45-S-BL-NCIC-UNV-D6F | Light Emitting Diode | Inseparable Luminaire | Direct Wired | 0-10 VDC Controls | 80 | 3500 | 0.001 | 91 | 52 | 433 | 0.96 | Ambient | 50000 |  |  | 99999 | 0.01 | 13 | 4 | 0.01 | 0.01 | 0 | 0 | 0 | 0 | 0.09 | 0.02 | 0 | 0 | 0 | 0 | 0.85 | 0 | 0 | 0 | 0 | 0 | True |  | Non Federally-Regulated | 06/29/2018 |  | 11/08/2018
USAI Lighting | USAI Lighting | B3RDM-09X1-35KH-65-S-BL-NCIC-UNV-D6F | Light Emitting Diode | Inseparable Luminaire | Direct Wired | 0-10 VDC Controls | 65 | 3500 | 0.001 | 91 | 52 | 433 | 0.96 | Ambient | 50000 |  |  | 99999 | 0.01 | 13 | 4 | 0.01 | 0.01 | 0 | 0 | 0 | 0 | 0.09 | 0.02 | 0 | 0 | 0 | 0 | 0.85 | 0 | 0 | 0 | 0 | 0 | True |  | Non Federally-Regulated | 06/29/2018 |  | 11/08/2018
USAI Lighting | USAI Lighting | B3RDM-09X1-40KH-25-S-BL-NCIC-UNV-D6F | Light Emitting Diode | Inseparable Luminaire | Direct Wired | 0-10 VDC Controls | 82 | 4000 | 0.001 | 91 | 52 | 433 | 0.96 | Ambient | 50000 |  |  | 99999 | 0.01 | 13 | 4 | 0.01 | 0.01 | 0 | 0 | 0 | 0 | 0.09 | 0.02 | 0 | 0 | 0 | 0 | 0.85 | 0 | 0 | 0 | 0 | 0 | True |  | Non Federally-Regulated | 06/29/2018 |  | 11/08/2018
USAI Lighting | USAI Lighting | B3RDM-09X1-40KH-45-S-BL-NCIC-UNV-D6F | Light Emitting Diode | Inseparable Luminaire | Direct Wired | 0-10 VDC Controls | 85 | 4000 | 0.001 | 91 | 52 | 433 | 0.96 | Ambient | 50000 |  |  | 99999 | 0.01 | 13 | 4 | 0.01 | 0.01 | 0 | 0 | 0 | 0 | 0.09 | 0.02 | 0 | 0 | 0 | 0 | 0.85 | 0 | 0 | 0 | 0 | 0 | True |  | Non Federally-Regulated | 06/29/2018 |  | 11/08/2018
USAI Lighting | USAI Lighting | B3RDM-09X1-40KH-65-S-BL-NCIC-UNV-D6F | Light Emitting Diode | Inseparable Luminaire | Direct Wired | 0-10 VDC Controls | 70 | 4000 | 0.001 | 91 | 52 | 433 | 0.96 | Ambient | 50000 |  |  | 99999 | 0.01 | 13 | 4 | 0.01 | 0.01 | 0 | 0 | 0 | 0 | 0.09 | 0.02 | 0 | 0 | 0 | 0 | 0.85 | 0 | 0 | 0 | 0 | 0 | True |  | Non Federally-Regulated | 06/29/2018 |  | 11/08/2018
USAI Lighting | USAI Lighting | B3RDM-09X1-27KH-25-S-BZ-NCIC-UNV-D6F | Light Emitting Diode | Inseparable Luminaire | Direct Wired | 0-10 VDC Controls | 71 | 2700 | 0.001 | 91 | 52 | 433 | 0.96 | Ambient | 50000 |  |  | 99999 | 0.01 | 13 | 4 | 0.01 | 0.01 | 0 | 0 | 0 | 0 | 0.09 | 0.02 | 0 | 0 | 0 | 0 | 0.85 | 0 | 0 | 0 | 0 | 0 | True |  | Non Federally-Regulated | 06/29/2018 |  | 11/08/2018
USAI Lighting | USAI Lighting | B3RDM-09X1-27KH-45-S-BZ-NCIC-UNV-D6F | Light Emitting Diode | Inseparable Luminaire | Direct Wired | 0-10 VDC Controls | 74 | 2700 | 0.001 | 91 | 52 | 433 | 0.96 | Ambient | 50000 |  |  | 99999 | 0.01 | 13 | 4 | 0.01 | 0.01 | 0 | 0 | 0 | 0 | 0.09 | 0.02 | 0 | 0 | 0 | 0 | 0.85 | 0 | 0 | 0 | 0 | 0 | True |  | Non Federally-Regulated | 06/29/2018 |  | 11/08/2018
USAI Lighting | USAI Lighting | B3RDM-09X1-27KH-65-S-BZ-NCIC-UNV-D6F | Light Emitting Diode | Inseparable Luminaire | Direct Wired | 0-10 VDC Controls | 61 | 2700 | 0.001 | 91 | 52 | 433 | 0.96 | Ambient | 50000 |  |  | 99999 | 0.01 | 13 | 4 | 0.01 | 0.01 | 0 | 0 | 0 | 0 | 0.09 | 0.02 | 0 | 0 | 0 | 0 | 0.85 | 0 | 0 | 0 | 0 | 0 | True |  | Non Federally-Regulated | 06/29/2018 |  | 11/08/2018
USAI Lighting | USAI Lighting | B3RDM-09X1-30KH-25-S-BZ-NCIC-UNV-D6F | Light Emitting Diode | Inseparable Luminaire | Direct Wired | 0-10 VDC Controls | 71 | 3000 | 0.001 | 91 | 52 | 433 | 0.96 | Ambient | 50000 |  |  | 99999 | 0.01 | 13 | 4 | 0.01 | 0.01 | 0 | 0 | 0 | 0 | 0.09 | 0.02 | 0 | 0 | 0 | 0 | 0.85 | 0 | 0 | 0 | 0 | 0 | True |  | Non Federally-Regulated | 06/29/2018 |  | 11/08/2018
USAI Lighting | USAI Lighting | B3RDM-09X1-30KH-45-S-BZ-NCIC-UNV-D6F | Light Emitting Diode | Inseparable Luminaire | Direct Wired | 0-10 VDC Controls | 74 | 3000 | 0.001 | 91 | 52 | 433 | 0.96 | Ambient | 50000 |  |  | 99999 | 0.01 | 13 | 4 | 0.01 | 0.01 | 0 | 0 | 0 | 0 | 0.09 | 0.02 | 0 | 0 | 0 | 0 | 0.85 | 0 | 0 | 0 | 0 | 0 | True |  | Non Federally-Regulated | 06/29/2018 |  | 11/08/2018
USAI Lighting | USAI Lighting | B3RDM-09X1-30KH-65-S-BZ-NCIC-UNV-D6F | Light Emitting Diode | Inseparable Luminaire | Direct Wired | 0-10 VDC Controls | 61 | 3000 | 0.001 | 91 | 52 | 433 | 0.96 | Ambient | 50000 |  |  | 99999 | 0.01 | 13 | 4 | 0.01 | 0.01 | 0 | 0 | 0 | 0 | 0.09 | 0.02 | 0 | 0 | 0 | 0 | 0.85 | 0 | 0 | 0 | 0 | 0 | True |  | Non Federally-Regulated | 06/29/2018 |  | 11/08/2018
USAI Lighting | USAI Lighting | B3RDM-09X1-35KH-25-S-BZ-NCIC-UNV-D6F | Light Emitting Diode | Inseparable Luminaire | Direct Wired | 0-10 VDC Controls | 77 | 3500 | 0.001 | 91 | 52 | 433 | 0.96 | Ambient | 50000 |  |  | 99999 | 0.01 | 13 | 4 | 0.01 | 0.01 | 0 | 0 | 0 | 0 | 0.09 | 0.02 | 0 | 0 | 0 | 0 | 0.85 | 0 | 0 | 0 | 0 | 0 | True |  | Non Federally-Regulated | 06/29/2018 |  | 11/08/2018
USAI Lighting | USAI Lighting | B3RDM-09X1-35KH-45-S-BZ-NCIC-UNV-D6F | Light Emitting Diode | Inseparable Luminaire | Direct Wired | 0-10 VDC Controls | 80 | 3500 | 0.001 | 91 | 52 | 433 | 0.96 | Ambient | 50000 |  |  | 99999 | 0.01 | 13 | 4 | 0.01 | 0.01 | 0 | 0 | 0 | 0 | 0.09 | 0.02 | 0 | 0 | 0 | 0 | 0.85 | 0 | 0 | 0 | 0 | 0 | True |  | Non Federally-Regulated | 06/29/2018 |  | 11/08/2018
USAI Lighting | USAI Lighting | B3RDM-09X1-35KH-65-S-BZ-NCIC-UNV-D6F | Light Emitting Diode | Inseparable Luminaire | Direct Wired | 0-10 VDC Controls | 65 | 3500 | 0.001 | 91 | 52 | 433 | 0.96 | Ambient | 50000 |  |  | 99999 | 0.01 | 13 | 4 | 0.01 | 0.01 | 0 | 0 | 0 | 0 | 0.09 | 0.02 | 0 | 0 | 0 | 0 | 0.85 | 0 | 0 | 0 | 0 | 0 | True |  | Non Federally-Regulated | 06/29/2018 |  | 11/08/2018
USAI Lighting | USAI Lighting | B3RDM-09X1-40KH-25-S-BZ-NCIC-UNV-D6F | Light Emitting Diode | Inseparable Luminaire | Direct Wired | 0-10 VDC Controls | 82 | 4000 | 0.001 | 91 | 52 | 433 | 0.96 | Ambient | 50000 |  |  | 99999 | 0.01 | 13 | 4 | 0.01 | 0.01 | 0 | 0 | 0 | 0 | 0.09 | 0.02 | 0 | 0 | 0 | 0 | 0.85 | 0 | 0 | 0 | 0 | 0 | True |  | Non Federally-Regulated | 06/29/2018 |  | 11/08/2018
USAI Lighting | USAI Lighting | B3RDM-09X1-40KH-45-S-BZ-NCIC-UNV-D6F | Light Emitting Diode | Inseparable Luminaire | Direct Wired | 0-10 VDC Controls | 85 | 4000 | 0.001 | 91 | 52 | 433 | 0.96 | Ambient | 50000 |  |  | 99999 | 0.01 | 13 | 4 | 0.01 | 0.01 | 0 | 0 | 0 | 0 | 0.09 | 0.02 | 0 | 0 | 0 | 0 | 0.85 | 0 | 0 | 0 | 0 | 0 | True |  | Non Federally-Regulated | 06/29/2018 |  | 11/08/2018
USAI Lighting | USAI Lighting | B3RDM-09X1-40KH-65-S-BZ-NCIC-UNV-D6F | Light Emitting Diode | Inseparable Luminaire | Direct Wired | 0-10 VDC Controls | 70 | 4000 | 0.001 | 91 | 52 | 433 | 0.96 | Ambient | 50000 |  |  | 99999 | 0.01 | 13 | 4 | 0.01 | 0.01 | 0 | 0 | 0 | 0 | 0.09 | 0.02 | 0 | 0 | 0 | 0 | 0.85 | 0 | 0 | 0 | 0 | 0 | True |  | Non Federally-Regulated | 06/29/2018 |  | 11/08/2018
USAI Lighting | USAI Lighting | B3RDM-09X1-27KH-25-S-WH-NCIC-UNV-D6A | Light Emitting Diode | Inseparable Luminaire | Direct Wired | 0-10 VDC Controls | 71 | 2700 | 0.001 | 91 | 52 | 433 | 0.96 | Ambient | 50000 |  |  | 99999 | 0.01 | 13 | 4 | 0.01 | 0.01 | 0 | 0 | 0 | 0 | 0.09 | 0.02 | 0 | 0 | 0 | 0 | 0.85 | 0 | 0 | 0 | 0 | 0 | True |  | Non Federally-Regulated | 06/29/2018 |  | 11/08/2018
USAI Lighting | USAI Lighting | B3RDM-09X1-27KH-45-S-WH-NCIC-UNV-D6A | Light Emitting Diode | Inseparable Luminaire | Direct Wired | 0-10 VDC Controls | 74 | 2700 | 0.001 | 91 | 52 | 433 | 0.96 | Ambient | 50000 |  |  | 99999 | 0.01 | 13 | 4 | 0.01 | 0.01 | 0 | 0 | 0 | 0 | 0.09 | 0.02 | 0 | 0 | 0 | 0 | 0.85 | 0 | 0 | 0 | 0 | 0 | True |  | Non Federally-Regulated | 06/29/2018 |  | 11/08/2018
USAI Lighting | USAI Lighting | B3RDM-09X1-27KH-65-S-WH-NCIC-UNV-D6A | Light Emitting Diode | Inseparable Luminaire | Direct Wired | 0-10 VDC Controls | 61 | 2700 | 0.001 | 91 | 52 | 433 | 0.96 | Ambient | 50000 |  |  | 99999 | 0.01 | 13 | 4 | 0.01 | 0.01 | 0 | 0 | 0 | 0 | 0.09 | 0.02 | 0 | 0 | 0 | 0 | 0.85 | 0 | 0 | 0 | 0 | 0 | True |  | Non Federally-Regulated | 06/29/2018 |  | 11/08/2018
USAI Lighting | USAI Lighting | B3RDM-09X1-30KH-25-S-WH-NCIC-UNV-D6A | Light Emitting Diode | Inseparable Luminaire | Direct Wired | 0-10 VDC Controls | 71 | 3000 | 0.001 | 91 | 52 | 433 | 0.96 | Ambient | 50000 |  |  | 99999 | 0.01 | 13 | 4 | 0.01 | 0.01 | 0 | 0 | 0 | 0 | 0.09 | 0.02 | 0 | 0 | 0 | 0 | 0.85 | 0 | 0 | 0 | 0 | 0 | True |  | Non Federally-Regulated | 06/29/2018 |  | 11/08/2018
USAI Lighting | USAI Lighting | B3RDM-09X1-30KH-45-S-WH-NCIC-UNV-D6A | Light Emitting Diode | Inseparable Luminaire | Direct Wired | 0-10 VDC Controls | 74 | 3000 | 0.001 | 91 | 52 | 433 | 0.96 | Ambient | 50000 |  |  | 99999 | 0.01 | 13 | 4 | 0.01 | 0.01 | 0 | 0 | 0 | 0 | 0.09 | 0.02 | 0 | 0 | 0 | 0 | 0.85 | 0 | 0 | 0 | 0 | 0 | True |  | Non Federally-Regulated | 06/29/2018 |  | 11/08/2018
USAI Lighting | USAI Lighting | B3RDM-09X1-30KH-65-S-WH-NCIC-UNV-D6A | Light Emitting Diode | Inseparable Luminaire | Direct Wired | 0-10 VDC Controls | 61 | 3000 | 0.001 | 91 | 52 | 433 | 0.96 | Ambient | 50000 |  |  | 99999 | 0.01 | 13 | 4 | 0.01 | 0.01 | 0 | 0 | 0 | 0 | 0.09 | 0.02 | 0 | 0 | 0 | 0 | 0.85 | 0 | 0 | 0 | 0 | 0 | True |  | Non Federally-Regulated | 06/29/2018 |  | 11/08/2018
USAI Lighting | USAI Lighting | B3RDM-09X1-35KH-25-S-WH-NCIC-UNV-D6A | Light Emitting Diode | Inseparable Luminaire | Direct Wired | 0-10 VDC Controls | 77 | 3500 | 0.001 | 91 | 52 | 433 | 0.96 | Ambient | 50000 |  |  | 99999 | 0.01 | 13 | 4 | 0.01 | 0.01 | 0 | 0 | 0 | 0 | 0.09 | 0.02 | 0 | 0 | 0 | 0 | 0.85 | 0 | 0 | 0 | 0 | 0 | True |  | Non Federally-Regulated | 06/29/2018 |  | 11/08/2018
USAI Lighting | USAI Lighting | B3RDM-09X1-35KH-45-S-WH-NCIC-UNV-D6A | Light Emitting Diode | Inseparable Luminaire | Direct Wired | 0-10 VDC Controls | 80 | 3500 | 0.001 | 91 | 52 | 433 | 0.96 | Ambient | 50000 |  |  | 99999 | 0.01 | 13 | 4 | 0.01 | 0.01 | 0 | 0 | 0 | 0 | 0.09 | 0.02 | 0 | 0 | 0 | 0 | 0.85 | 0 | 0 | 0 | 0 | 0 | True |  | Non Federally-Regulated | 06/29/2018 |  | 11/08/2018
USAI Lighting | USAI Lighting | B3RDM-09X1-35KH-65-S-WH-NCIC-UNV-D6A | Light Emitting Diode | Inseparable Luminaire | Direct Wired | 0-10 VDC Controls | 65 | 3500 | 0.001 | 91 | 52 | 433 | 0.96 | Ambient | 50000 |  |  | 99999 | 0.01 | 13 | 4 | 0.01 | 0.01 | 0 | 0 | 0 | 0 | 0.09 | 0.02 | 0 | 0 | 0 | 0 | 0.85 | 0 | 0 | 0 | 0 | 0 | True |  | Non Federally-Regulated | 06/29/2018 |  | 11/08/2018
USAI Lighting | USAI Lighting | B3RDM-09X1-40KH-25-S-WH-NCIC-UNV-D6A | Light Emitting Diode | Inseparable Luminaire | Direct Wired | 0-10 VDC Controls | 82 | 4000 | 0.001 | 91 | 52 | 433 | 0.96 | Ambient | 50000 |  |  | 99999 | 0.01 | 13 | 4 | 0.01 | 0.01 | 0 | 0 | 0 | 0 | 0.09 | 0.02 | 0 | 0 | 0 | 0 | 0.85 | 0 | 0 | 0 | 0 | 0 | True |  | Non Federally-Regulated | 06/29/2018 |  | 11/08/2018
USAI Lighting | USAI Lighting | B3RDM-09X1-40KH-45-S-WH-NCIC-UNV-D6A | Light Emitting Diode | Inseparable Luminaire | Direct Wired | 0-10 VDC Controls | 85 | 4000 | 0.001 | 91 | 52 | 433 | 0.96 | Ambient | 50000 |  |  | 99999 | 0.01 | 13 | 4 | 0.01 | 0.01 | 0 | 0 | 0 | 0 | 0.09 | 0.02 | 0 | 0 | 0 | 0 | 0.85 | 0 | 0 | 0 | 0 | 0 | True |  | Non Federally-Regulated | 06/29/2018 |  | 11/08/2018
USAI Lighting | USAI Lighting | B3RDM-09X1-40KH-65-S-WH-NCIC-UNV-D6A | Light Emitting Diode | Inseparable Luminaire | Direct Wired | 0-10 VDC Controls | 70 | 4000 | 0.001 | 91 | 52 | 433 | 0.96 | Ambient | 50000 |  |  | 99999 | 0.01 | 13 | 4 | 0.01 | 0.01 | 0 | 0 | 0 | 0 | 0.09 | 0.02 | 0 | 0 | 0 | 0 | 0.85 | 0 | 0 | 0 | 0 | 0 | True |  | Non Federally-Regulated | 06/29/2018 |  | 11/08/2018
USAI Lighting | USAI Lighting | B3RDM-09X1-27KH-25-S-GR-NCIC-UNV-D6A | Light Emitting Diode | Inseparable Luminaire | Direct Wired | 0-10 VDC Controls | 71 | 2700 | 0.001 | 91 | 52 | 433 | 0.96 | Ambient | 50000 |  |  | 99999 | 0.01 | 13 | 4 | 0.01 | 0.01 | 0 | 0 | 0 | 0 | 0.09 | 0.02 | 0 | 0 | 0 | 0 | 0.85 | 0 | 0 | 0 | 0 | 0 | True |  | Non Federally-Regulated | 06/29/2018 |  | 11/08/2018
USAI Lighting | USAI Lighting | B3RDM-09X1-27KH-45-S-GR-NCIC-UNV-D6A | Light Emitting Diode | Inseparable Luminaire | Direct Wired | 0-10 VDC Controls | 74 | 2700 | 0.001 | 91 | 52 | 433 | 0.96 | Ambient | 50000 |  |  | 99999 | 0.01 | 13 | 4 | 0.01 | 0.01 | 0 | 0 | 0 | 0 | 0.09 | 0.02 | 0 | 0 | 0 | 0 | 0.85 | 0 | 0 | 0 | 0 | 0 | True |  | Non Federally-Regulated | 06/29/2018 |  | 11/08/2018
USAI Lighting | USAI Lighting | B3RDM-09X1-27KH-65-S-GR-NCIC-UNV-D6A | Light Emitting Diode | Inseparable Luminaire | Direct Wired | 0-10 VDC Controls | 61 | 2700 | 0.001 | 91 | 52 | 433 | 0.96 | Ambient | 50000 |  |  | 99999 | 0.01 | 13 | 4 | 0.01 | 0.01 | 0 | 0 | 0 | 0 | 0.09 | 0.02 | 0 | 0 | 0 | 0 | 0.85 | 0 | 0 | 0 | 0 | 0 | True |  | Non Federally-Regulated | 06/29/2018 |  | 11/08/2018
USAI Lighting | USAI Lighting | B3RDM-09X1-30KH-25-S-GR-NCIC-UNV-D6A | Light Emitting Diode | Inseparable Luminaire | Direct Wired | 0-10 VDC Controls | 71 | 3000 | 0.001 | 91 | 52 | 433 | 0.96 | Ambient | 50000 |  |  | 99999 | 0.01 | 13 | 4 | 0.01 | 0.01 | 0 | 0 | 0 | 0 | 0.09 | 0.02 | 0 | 0 | 0 | 0 | 0.85 | 0 | 0 | 0 | 0 | 0 | True |  | Non Federally-Regulated | 06/29/2018 |  | 11/08/2018
USAI Lighting | USAI Lighting | B3RDM-09X1-30KH-45-S-GR-NCIC-UNV-D6A | Light Emitting Diode | Inseparable Luminaire | Direct Wired | 0-10 VDC Controls | 74 | 3000 | 0.001 | 91 | 52 | 433 | 0.96 | Ambient | 50000 |  |  | 99999 | 0.01 | 13 | 4 | 0.01 | 0.01 | 0 | 0 | 0 | 0 | 0.09 | 0.02 | 0 | 0 | 0 | 0 | 0.85 | 0 | 0 | 0 | 0 | 0 | True |  | Non Federally-Regulated | 06/29/2018 |  | 11/08/2018
USAI Lighting | USAI Lighting | B3RDM-09X1-30KH-65-S-GR-NCIC-UNV-D6A | Light Emitting Diode | Inseparable Luminaire | Direct Wired | 0-10 VDC Controls | 61 | 3000 | 0.001 | 91 | 52 | 433 | 0.96 | Ambient | 50000 |  |  | 99999 | 0.01 | 13 | 4 | 0.01 | 0.01 | 0 | 0 | 0 | 0 | 0.09 | 0.02 | 0 | 0 | 0 | 0 | 0.85 | 0 | 0 | 0 | 0 | 0 | True |  | Non Federally-Regulated | 06/29/2018 |  | 11/08/2018
USAI Lighting | USAI Lighting | B3RDM-09X1-35KH-25-S-GR-NCIC-UNV-D6A | Light Emitting Diode | Inseparable Luminaire | Direct Wired | 0-10 VDC Controls | 77 | 3500 | 0.001 | 91 | 52 | 433 | 0.96 | Ambient | 50000 |  |  | 99999 | 0.01 | 13 | 4 | 0.01 | 0.01 | 0 | 0 | 0 | 0 | 0.09 | 0.02 | 0 | 0 | 0 | 0 | 0.85 | 0 | 0 | 0 | 0 | 0 | True |  | Non Federally-Regulated | 06/29/2018 |  | 11/08/2018
USAI Lighting | USAI Lighting | B3RDM-09X1-35KH-45-S-GR-NCIC-UNV-D6A | Light Emitting Diode | Inseparable Luminaire | Direct Wired | 0-10 VDC Controls | 80 | 3500 | 0.001 | 91 | 52 | 433 | 0.96 | Ambient | 50000 |  |  | 99999 | 0.01 | 13 | 4 | 0.01 | 0.01 | 0 | 0 | 0 | 0 | 0.09 | 0.02 | 0 | 0 | 0 | 0 | 0.85 | 0 | 0 | 0 | 0 | 0 | True |  | Non Federally-Regulated | 06/29/2018 |  | 11/08/2018
USAI Lighting | USAI Lighting | B3RDM-09X1-35KH-65-S-GR-NCIC-UNV-D6A | Light Emitting Diode | Inseparable Luminaire | Direct Wired | 0-10 VDC Controls | 65 | 3500 | 0.001 | 91 | 52 | 433 | 0.96 | Ambient | 50000 |  |  | 99999 | 0.01 | 13 | 4 | 0.01 | 0.01 | 0 | 0 | 0 | 0 | 0.09 | 0.02 | 0 | 0 | 0 | 0 | 0.85 | 0 | 0 | 0 | 0 | 0 | True |  | Non Federally-Regulated | 06/29/2018 |  | 11/08/2018
USAI Lighting | USAI Lighting | B3RDM-09X1-40KH-25-S-GR-NCIC-UNV-D6A | Light Emitting Diode | Inseparable Luminaire | Direct Wired | 0-10 VDC Controls | 82 | 4000 | 0.001 | 91 | 52 | 433 | 0.96 | Ambient | 50000 |  |  | 99999 | 0.01 | 13 | 4 | 0.01 | 0.01 | 0 | 0 | 0 | 0 | 0.09 | 0.02 | 0 | 0 | 0 | 0 | 0.85 | 0 | 0 | 0 | 0 | 0 | True |  | Non Federally-Regulated | 06/29/2018 |  | 11/08/2018
USAI Lighting | USAI Lighting | B3RDM-09X1-40KH-45-S-GR-NCIC-UNV-D6A | Light Emitting Diode | Inseparable Luminaire | Direct Wired | 0-10 VDC Controls | 85 | 4000 | 0.001 | 91 | 52 | 433 | 0.96 | Ambient | 50000 |  |  | 99999 | 0.01 | 13 | 4 | 0.01 | 0.01 | 0 | 0 | 0 | 0 | 0.09 | 0.02 | 0 | 0 | 0 | 0 | 0.85 | 0 | 0 | 0 | 0 | 0 | True |  | Non Federally-Regulated | 06/29/2018 |  | 11/08/2018
USAI Lighting | USAI Lighting | B3RDM-09X1-40KH-65-S-GR-NCIC-UNV-D6A | Light Emitting Diode | Inseparable Luminaire | Direct Wired | 0-10 VDC Controls | 70 | 4000 | 0.001 | 91 | 52 | 433 | 0.96 | Ambient | 50000 |  |  | 99999 | 0.01 | 13 | 4 | 0.01 | 0.01 | 0 | 0 | 0 | 0 | 0.09 | 0.02 | 0 | 0 | 0 | 0 | 0.85 | 0 | 0 | 0 | 0 | 0 | True |  | Non Federally-Regulated | 06/29/2018 |  | 11/08/2018
USAI Lighting | USAI Lighting | B3RDM-09X1-27KH-25-S-BL-NCIC-UNV-D6A | Light Emitting Diode | Inseparable Luminaire | Direct Wired | 0-10 VDC Controls | 71 | 2700 | 0.001 | 91 | 52 | 433 | 0.96 | Ambient | 50000 |  |  | 99999 | 0.01 | 13 | 4 | 0.01 | 0.01 | 0 | 0 | 0 | 0 | 0.09 | 0.02 | 0 | 0 | 0 | 0 | 0.85 | 0 | 0 | 0 | 0 | 0 | True |  | Non Federally-Regulated | 06/29/2018 |  | 11/08/2018
USAI Lighting | USAI Lighting | B3RDM-09X1-27KH-45-S-BL-NCIC-UNV-D6A | Light Emitting Diode | Inseparable Luminaire | Direct Wired | 0-10 VDC Controls | 74 | 2700 | 0.001 | 91 | 52 | 433 | 0.96 | Ambient | 50000 |  |  | 99999 | 0.01 | 13 | 4 | 0.01 | 0.01 | 0 | 0 | 0 | 0 | 0.09 | 0.02 | 0 | 0 | 0 | 0 | 0.85 | 0 | 0 | 0 | 0 | 0 | True |  | Non Federally-Regulated | 06/29/2018 |  | 11/08/2018
USAI Lighting | USAI Lighting | B3RDM-09X1-27KH-65-S-BL-NCIC-UNV-D6A | Light Emitting Diode | Inseparable Luminaire | Direct Wired | 0-10 VDC Controls | 61 | 2700 | 0.001 | 91 | 52 | 433 | 0.96 | Ambient | 50000 |  |  | 99999 | 0.01 | 13 | 4 | 0.01 | 0.01 | 0 | 0 | 0 | 0 | 0.09 | 0.02 | 0 | 0 | 0 | 0 | 0.85 | 0 | 0 | 0 | 0 | 0 | True |  | Non Federally-Regulated | 06/29/2018 |  | 11/08/2018
USAI Lighting | USAI Lighting | B3RDM-09X1-30KH-25-S-BL-NCIC-UNV-D6A | Light Emitting Diode | Inseparable Luminaire | Direct Wired | 0-10 VDC Controls | 71 | 3000 | 0.001 | 91 | 52 | 433 | 0.96 | Ambient | 50000 |  |  | 99999 | 0.01 | 13 | 4 | 0.01 | 0.01 | 0 | 0 | 0 | 0 | 0.09 | 0.02 | 0 | 0 | 0 | 0 | 0.85 | 0 | 0 | 0 | 0 | 0 | True |  | Non Federally-Regulated | 06/29/2018 |  | 11/08/2018
USAI Lighting | USAI Lighting | B3RDM-09X1-30KH-45-S-BL-NCIC-UNV-D6A | Light Emitting Diode | Inseparable Luminaire | Direct Wired | 0-10 VDC Controls | 74 | 3000 | 0.001 | 91 | 52 | 433 | 0.96 | Ambient | 50000 |  |  | 99999 | 0.01 | 13 | 4 | 0.01 | 0.01 | 0 | 0 | 0 | 0 | 0.09 | 0.02 | 0 | 0 | 0 | 0 | 0.85 | 0 | 0 | 0 | 0 | 0 | True |  | Non Federally-Regulated | 06/29/2018 |  | 11/08/2018
USAI Lighting | USAI Lighting | B3RDM-09X1-30KH-65-S-BL-NCIC-UNV-D6A | Light Emitting Diode | Inseparable Luminaire | Direct Wired | 0-10 VDC Controls | 61 | 3000 | 0.001 | 91 | 52 | 433 | 0.96 | Ambient | 50000 |  |  | 99999 | 0.01 | 13 | 4 | 0.01 | 0.01 | 0 | 0 | 0 | 0 | 0.09 | 0.02 | 0 | 0 | 0 | 0 | 0.85 | 0 | 0 | 0 | 0 | 0 | True |  | Non Federally-Regulated | 06/29/2018 |  | 11/08/2018
USAI Lighting | USAI Lighting | B3RDM-09X1-35KH-25-S-BL-NCIC-UNV-D6A | Light Emitting Diode | Inseparable Luminaire | Direct Wired | 0-10 VDC Controls | 77 | 3500 | 0.001 | 91 | 52 | 433 | 0.96 | Ambient | 50000 |  |  | 99999 | 0.01 | 13 | 4 | 0.01 | 0.01 | 0 | 0 | 0 | 0 | 0.09 | 0.02 | 0 | 0 | 0 | 0 | 0.85 | 0 | 0 | 0 | 0 | 0 | True |  | Non Federally-Regulated | 06/29/2018 |  | 11/08/2018
USAI Lighting | USAI Lighting | B3RDM-09X1-35KH-45-S-BL-NCIC-UNV-D6A | Light Emitting Diode | Inseparable Luminaire | Direct Wired | 0-10 VDC Controls | 80 | 3500 | 0.001 | 91 | 52 | 433 | 0.96 | Ambient | 50000 |  |  | 99999 | 0.01 | 13 | 4 | 0.01 | 0.01 | 0 | 0 | 0 | 0 | 0.09 | 0.02 | 0 | 0 | 0 | 0 | 0.85 | 0 | 0 | 0 | 0 | 0 | True |  | Non Federally-Regulated | 06/29/2018 |  | 11/08/2018
USAI Lighting | USAI Lighting | B3RDM-09X1-35KH-65-S-BL-NCIC-UNV-D6A | Light Emitting Diode | Inseparable Luminaire | Direct Wired | 0-10 VDC Controls | 65 | 3500 | 0.001 | 91 | 52 | 433 | 0.96 | Ambient | 50000 |  |  | 99999 | 0.01 | 13 | 4 | 0.01 | 0.01 | 0 | 0 | 0 | 0 | 0.09 | 0.02 | 0 | 0 | 0 | 0 | 0.85 | 0 | 0 | 0 | 0 | 0 | True |  | Non Federally-Regulated | 06/29/2018 |  | 11/08/2018
USAI Lighting | USAI Lighting | B3RDM-09X1-40KH-25-S-BL-NCIC-UNV-D6A | Light Emitting Diode | Inseparable Luminaire | Direct Wired | 0-10 VDC Controls | 82 | 4000 | 0.001 | 91 | 52 | 433 | 0.96 | Ambient | 50000 |  |  | 99999 | 0.01 | 13 | 4 | 0.01 | 0.01 | 0 | 0 | 0 | 0 | 0.09 | 0.02 | 0 | 0 | 0 | 0 | 0.85 | 0 | 0 | 0 | 0 | 0 | True |  | Non Federally-Regulated | 06/29/2018 |  | 11/08/2018
USAI Lighting | USAI Lighting | B3RDM-09X1-40KH-45-S-BL-NCIC-UNV-D6A | Light Emitting Diode | Inseparable Luminaire | Direct Wired | 0-10 VDC Controls | 85 | 4000 | 0.001 | 91 | 52 | 433 | 0.96 | Ambient | 50000 |  |  | 99999 | 0.01 | 13 | 4 | 0.01 | 0.01 | 0 | 0 | 0 | 0 | 0.09 | 0.02 | 0 | 0 | 0 | 0 | 0.85 | 0 | 0 | 0 | 0 | 0 | True |  | Non Federally-Regulated | 06/29/2018 |  | 11/08/2018
USAI Lighting | USAI Lighting | B3RDM-09X1-40KH-65-S-BL-NCIC-UNV-D6A | Light Emitting Diode | Inseparable Luminaire | Direct Wired | 0-10 VDC Controls | 70 | 4000 | 0.001 | 91 | 52 | 433 | 0.96 | Ambient | 50000 |  |  | 99999 | 0.01 | 13 | 4 | 0.01 | 0.01 | 0 | 0 | 0 | 0 | 0.09 | 0.02 | 0 | 0 | 0 | 0 | 0.85 | 0 | 0 | 0 | 0 | 0 | True |  | Non Federally-Regulated | 06/29/2018 |  | 11/08/2018
USAI Lighting | USAI Lighting | B3RDM-09X1-27KH-25-S-BZ-NCIC-UNV-D6A | Light Emitting Diode | Inseparable Luminaire | Direct Wired | 0-10 VDC Controls | 71 | 2700 | 0.001 | 91 | 52 | 433 | 0.96 | Ambient | 50000 |  |  | 99999 | 0.01 | 13 | 4 | 0.01 | 0.01 | 0 | 0 | 0 | 0 | 0.09 | 0.02 | 0 | 0 | 0 | 0 | 0.85 | 0 | 0 | 0 | 0 | 0 | True |  | Non Federally-Regulated | 06/29/2018 |  | 11/08/2018
USAI Lighting | USAI Lighting | B3RDM-09X1-27KH-45-S-BZ-NCIC-UNV-D6A | Light Emitting Diode | Inseparable Luminaire | Direct Wired | 0-10 VDC Controls | 74 | 2700 | 0.001 | 91 | 52 | 433 | 0.96 | Ambient | 50000 |  |  | 99999 | 0.01 | 13 | 4 | 0.01 | 0.01 | 0 | 0 | 0 | 0 | 0.09 | 0.02 | 0 | 0 | 0 | 0 | 0.85 | 0 | 0 | 0 | 0 | 0 | True |  | Non Federally-Regulated | 06/29/2018 |  | 11/08/2018
USAI Lighting | USAI Lighting | B3RDM-09X1-27KH-65-S-BZ-NCIC-UNV-D6A | Light Emitting Diode | Inseparable Luminaire | Direct Wired | 0-10 VDC Controls | 61 | 2700 | 0.001 | 91 | 52 | 433 | 0.96 | Ambient | 50000 |  |  | 99999 | 0.01 | 13 | 4 | 0.01 | 0.01 | 0 | 0 | 0 | 0 | 0.09 | 0.02 | 0 | 0 | 0 | 0 | 0.85 | 0 | 0 | 0 | 0 | 0 | True |  | Non Federally-Regulated | 06/29/2018 |  | 11/08/2018
USAI Lighting | USAI Lighting | B3RDM-09X1-30KH-25-S-BZ-NCIC-UNV-D6A | Light Emitting Diode | Inseparable Luminaire | Direct Wired | 0-10 VDC Controls | 71 | 3000 | 0.001 | 91 | 52 | 433 | 0.96 | Ambient | 50000 |  |  | 99999 | 0.01 | 13 | 4 | 0.01 | 0.01 | 0 | 0 | 0 | 0 | 0.09 | 0.02 | 0 | 0 | 0 | 0 | 0.85 | 0 | 0 | 0 | 0 | 0 | True |  | Non Federally-Regulated | 06/29/2018 |  | 11/08/2018
USAI Lighting | USAI Lighting | B3RDM-09X1-30KH-45-S-BZ-NCIC-UNV-D6A | Light Emitting Diode | Inseparable Luminaire | Direct Wired | 0-10 VDC Controls | 74 | 3000 | 0.001 | 91 | 52 | 433 | 0.96 | Ambient | 50000 |  |  | 99999 | 0.01 | 13 | 4 | 0.01 | 0.01 | 0 | 0 | 0 | 0 | 0.09 | 0.02 | 0 | 0 | 0 | 0 | 0.85 | 0 | 0 | 0 | 0 | 0 | True |  | Non Federally-Regulated | 06/29/2018 |  | 11/08/2018
USAI Lighting | USAI Lighting | B3RDM-09X1-30KH-65-S-BZ-NCIC-UNV-D6A | Light Emitting Diode | Inseparable Luminaire | Direct Wired | 0-10 VDC Controls | 61 | 3000 | 0.001 | 91 | 52 | 433 | 0.96 | Ambient | 50000 |  |  | 99999 | 0.01 | 13 | 4 | 0.01 | 0.01 | 0 | 0 | 0 | 0 | 0.09 | 0.02 | 0 | 0 | 0 | 0 | 0.85 | 0 | 0 | 0 | 0 | 0 | True |  | Non Federally-Regulated | 06/29/2018 |  | 11/08/2018
USAI Lighting | USAI Lighting | B3RDM-09X1-35KH-25-S-BZ-NCIC-UNV-D6A | Light Emitting Diode | Inseparable Luminaire | Direct Wired | 0-10 VDC Controls | 77 | 3500 | 0.001 | 91 | 52 | 433 | 0.96 | Ambient | 50000 |  |  | 99999 | 0.01 | 13 | 4 | 0.01 | 0.01 | 0 | 0 | 0 | 0 | 0.09 | 0.02 | 0 | 0 | 0 | 0 | 0.85 | 0 | 0 | 0 | 0 | 0 | True |  | Non Federally-Regulated | 06/29/2018 |  | 11/08/2018
USAI Lighting | USAI Lighting | B3RDM-09X1-35KH-45-S-BZ-NCIC-UNV-D6A | Light Emitting Diode | Inseparable Luminaire | Direct Wired | 0-10 VDC Controls | 80 | 3500 | 0.001 | 91 | 52 | 433 | 0.96 | Ambient | 50000 |  |  | 99999 | 0.01 | 13 | 4 | 0.01 | 0.01 | 0 | 0 | 0 | 0 | 0.09 | 0.02 | 0 | 0 | 0 | 0 | 0.85 | 0 | 0 | 0 | 0 | 0 | True |  | Non Federally-Regulated | 06/29/2018 |  | 11/08/2018
USAI Lighting | USAI Lighting | B3RDM-09X1-35KH-65-S-BZ-NCIC-UNV-D6A | Light Emitting Diode | Inseparable Luminaire | Direct Wired | 0-10 VDC Controls | 65 | 3500 | 0.001 | 91 | 52 | 433 | 0.96 | Ambient | 50000 |  |  | 99999 | 0.01 | 13 | 4 | 0.01 | 0.01 | 0 | 0 | 0 | 0 | 0.09 | 0.02 | 0 | 0 | 0 | 0 | 0.85 | 0 | 0 | 0 | 0 | 0 | True |  | Non Federally-Regulated | 06/29/2018 |  | 11/08/2018
USAI Lighting | USAI Lighting | B3RDM-09X1-40KH-25-S-BZ-NCIC-UNV-D6A | Light Emitting Diode | Inseparable Luminaire | Direct Wired | 0-10 VDC Controls | 82 | 4000 | 0.001 | 91 | 52 | 433 | 0.96 | Ambient | 50000 |  |  | 99999 | 0.01 | 13 | 4 | 0.01 | 0.01 | 0 | 0 | 0 | 0 | 0.09 | 0.02 | 0 | 0 | 0 | 0 | 0.85 | 0 | 0 | 0 | 0 | 0 | True |  | Non Federally-Regulated | 06/29/2018 |  | 11/08/2018
USAI Lighting | USAI Lighting | B3RDM-09X1-40KH-45-S-BZ-NCIC-UNV-D6A | Light Emitting Diode | Inseparable Luminaire | Direct Wired | 0-10 VDC Controls | 85 | 4000 | 0.001 | 91 | 52 | 433 | 0.96 | Ambient | 50000 |  |  | 99999 | 0.01 | 13 | 4 | 0.01 | 0.01 | 0 | 0 | 0 | 0 | 0.09 | 0.02 | 0 | 0 | 0 | 0 | 0.85 | 0 | 0 | 0 | 0 | 0 | True |  | Non Federally-Regulated | 06/29/2018 |  | 11/08/2018
USAI Lighting | USAI Lighting | B3RDM-09X1-40KH-65-S-BZ-NCIC-UNV-D6A | Light Emitting Diode | Inseparable Luminaire | Direct Wired | 0-10 VDC Controls | 70 | 4000 | 0.001 | 91 | 52 | 433 | 0.96 | Ambient | 50000 |  |  | 99999 | 0.01 | 13 | 4 | 0.01 | 0.01 | 0 | 0 | 0 | 0 | 0.09 | 0.02 | 0 | 0 | 0 | 0 | 0.85 | 0 | 0 | 0 | 0 | 0 | True |  | Non Federally-Regulated | 06/29/2018 |  | 11/08/2018
USAI Lighting | USAI Lighting | B3RDM-09X1-27KH-25-S-WH-NCIC-UNV-D6B | Light Emitting Diode | Inseparable Luminaire | Direct Wired | 0-10 VDC Controls | 71 | 2700 | 0.001 | 91 | 52 | 433 | 0.96 | Ambient | 50000 |  |  | 99999 | 0.01 | 13 | 4 | 0.01 | 0.01 | 0 | 0 | 0 | 0 | 0.09 | 0.02 | 0 | 0 | 0 | 0 | 0.85 | 0 | 0 | 0 | 0 | 0 | True |  | Non Federally-Regulated | 06/29/2018 |  | 11/08/2018
USAI Lighting | USAI Lighting | B3RDM-09X1-27KH-45-S-WH-NCIC-UNV-D6B | Light Emitting Diode | Inseparable Luminaire | Direct Wired | 0-10 VDC Controls | 74 | 2700 | 0.001 | 91 | 52 | 433 | 0.96 | Ambient | 50000 |  |  | 99999 | 0.01 | 13 | 4 | 0.01 | 0.01 | 0 | 0 | 0 | 0 | 0.09 | 0.02 | 0 | 0 | 0 | 0 | 0.85 | 0 | 0 | 0 | 0 | 0 | True |  | Non Federally-Regulated | 06/29/2018 |  | 11/08/2018
USAI Lighting | USAI Lighting | B3RDM-09X1-27KH-65-S-WH-NCIC-UNV-D6B | Light Emitting Diode | Inseparable Luminaire | Direct Wired | 0-10 VDC Controls | 61 | 2700 | 0.001 | 91 | 52 | 433 | 0.96 | Ambient | 50000 |  |  | 99999 | 0.01 | 13 | 4 | 0.01 | 0.01 | 0 | 0 | 0 | 0 | 0.09 | 0.02 | 0 | 0 | 0 | 0 | 0.85 | 0 | 0 | 0 | 0 | 0 | True |  | Non Federally-Regulated | 06/29/2018 |  | 11/08/2018
USAI Lighting | USAI Lighting | B3RDM-09X1-30KH-25-S-WH-NCIC-UNV-D6B | Light Emitting Diode | Inseparable Luminaire | Direct Wired | 0-10 VDC Controls | 71 | 3000 | 0.001 | 91 | 52 | 433 | 0.96 | Ambient | 50000 |  |  | 99999 | 0.01 | 13 | 4 | 0.01 | 0.01 | 0 | 0 | 0 | 0 | 0.09 | 0.02 | 0 | 0 | 0 | 0 | 0.85 | 0 | 0 | 0 | 0 | 0 | True |  | Non Federally-Regulated | 06/29/2018 |  | 11/08/2018
USAI Lighting | USAI Lighting | B3RDM-09X1-30KH-45-S-WH-NCIC-UNV-D6B | Light Emitting Diode | Inseparable Luminaire | Direct Wired | 0-10 VDC Controls | 74 | 3000 | 0.001 | 91 | 52 | 433 | 0.96 | Ambient | 50000 |  |  | 99999 | 0.01 | 13 | 4 | 0.01 | 0.01 | 0 | 0 | 0 | 0 | 0.09 | 0.02 | 0 | 0 | 0 | 0 | 0.85 | 0 | 0 | 0 | 0 | 0 | True |  | Non Federally-Regulated | 06/29/2018 |  | 11/08/2018
USAI Lighting | USAI Lighting | B3RDM-09X1-30KH-65-S-WH-NCIC-UNV-D6B | Light Emitting Diode | Inseparable Luminaire | Direct Wired | 0-10 VDC Controls | 61 | 3000 | 0.001 | 91 | 52 | 433 | 0.96 | Ambient | 50000 |  |  | 99999 | 0.01 | 13 | 4 | 0.01 | 0.01 | 0 | 0 | 0 | 0 | 0.09 | 0.02 | 0 | 0 | 0 | 0 | 0.85 | 0 | 0 | 0 | 0 | 0 | True |  | Non Federally-Regulated | 06/29/2018 |  | 11/08/2018
USAI Lighting | USAI Lighting | B3RDM-09X1-35KH-25-S-WH-NCIC-UNV-D6B | Light Emitting Diode | Inseparable Luminaire | Direct Wired | 0-10 VDC Controls | 77 | 3500 | 0.001 | 91 | 52 | 433 | 0.96 | Ambient | 50000 |  |  | 99999 | 0.01 | 13 | 4 | 0.01 | 0.01 | 0 | 0 | 0 | 0 | 0.09 | 0.02 | 0 | 0 | 0 | 0 | 0.85 | 0 | 0 | 0 | 0 | 0 | True |  | Non Federally-Regulated | 06/29/2018 |  | 11/08/2018
USAI Lighting | USAI Lighting | B3RDM-09X1-35KH-45-S-WH-NCIC-UNV-D6B | Light Emitting Diode | Inseparable Luminaire | Direct Wired | 0-10 VDC Controls | 80 | 3500 | 0.001 | 91 | 52 | 433 | 0.96 | Ambient | 50000 |  |  | 99999 | 0.01 | 13 | 4 | 0.01 | 0.01 | 0 | 0 | 0 | 0 | 0.09 | 0.02 | 0 | 0 | 0 | 0 | 0.85 | 0 | 0 | 0 | 0 | 0 | True |  | Non Federally-Regulated | 06/29/2018 |  | 11/08/2018
USAI Lighting | USAI Lighting | B3RDM-09X1-35KH-65-S-WH-NCIC-UNV-D6B | Light Emitting Diode | Inseparable Luminaire | Direct Wired | 0-10 VDC Controls | 65 | 3500 | 0.001 | 91 | 52 | 433 | 0.96 | Ambient | 50000 |  |  | 99999 | 0.01 | 13 | 4 | 0.01 | 0.01 | 0 | 0 | 0 | 0 | 0.09 | 0.02 | 0 | 0 | 0 | 0 | 0.85 | 0 | 0 | 0 | 0 | 0 | True |  | Non Federally-Regulated | 06/29/2018 |  | 11/08/2018
USAI Lighting | USAI Lighting | B3RDM-09X1-40KH-25-S-WH-NCIC-UNV-D6B | Light Emitting Diode | Inseparable Luminaire | Direct Wired | 0-10 VDC Controls | 82 | 4000 | 0.001 | 91 | 52 | 433 | 0.96 | Ambient | 50000 |  |  | 99999 | 0.01 | 13 | 4 | 0.01 | 0.01 | 0 | 0 | 0 | 0 | 0.09 | 0.02 | 0 | 0 | 0 | 0 | 0.85 | 0 | 0 | 0 | 0 | 0 | True |  | Non Federally-Regulated | 06/29/2018 |  | 11/08/2018
USAI Lighting | USAI Lighting | B3RDM-09X1-40KH-45-S-WH-NCIC-UNV-D6B | Light Emitting Diode | Inseparable Luminaire | Direct Wired | 0-10 VDC Controls | 85 | 4000 | 0.001 | 91 | 52 | 433 | 0.96 | Ambient | 50000 |  |  | 99999 | 0.01 | 13 | 4 | 0.01 | 0.01 | 0 | 0 | 0 | 0 | 0.09 | 0.02 | 0 | 0 | 0 | 0 | 0.85 | 0 | 0 | 0 | 0 | 0 | True |  | Non Federally-Regulated | 06/29/2018 |  | 11/08/2018
USAI Lighting | USAI Lighting | B3RDM-09X1-40KH-65-S-WH-NCIC-UNV-D6B | Light Emitting Diode | Inseparable Luminaire | Direct Wired | 0-10 VDC Controls | 70 | 4000 | 0.001 | 91 | 52 | 433 | 0.96 | Ambient | 50000 |  |  | 99999 | 0.01 | 13 | 4 | 0.01 | 0.01 | 0 | 0 | 0 | 0 | 0.09 | 0.02 | 0 | 0 | 0 | 0 | 0.85 | 0 | 0 | 0 | 0 | 0 | True |  | Non Federally-Regulated | 06/29/2018 |  | 11/08/2018
USAI Lighting | USAI Lighting | B3RDM-09X1-27KH-25-S-GR-NCIC-UNV-D6B | Light Emitting Diode | Inseparable Luminaire | Direct Wired | 0-10 VDC Controls | 71 | 2700 | 0.001 | 91 | 52 | 433 | 0.96 | Ambient | 50000 |  |  | 99999 | 0.01 | 13 | 4 | 0.01 | 0.01 | 0 | 0 | 0 | 0 | 0.09 | 0.02 | 0 | 0 | 0 | 0 | 0.85 | 0 | 0 | 0 | 0 | 0 | True |  | Non Federally-Regulated | 06/29/2018 |  | 11/08/2018
USAI Lighting | USAI Lighting | B3RDM-09X1-27KH-45-S-GR-NCIC-UNV-D6B | Light Emitting Diode | Inseparable Luminaire | Direct Wired | 0-10 VDC Controls | 74 | 2700 | 0.001 | 91 | 52 | 433 | 0.96 | Ambient | 50000 |  |  | 99999 | 0.01 | 13 | 4 | 0.01 | 0.01 | 0 | 0 | 0 | 0 | 0.09 | 0.02 | 0 | 0 | 0 | 0 | 0.85 | 0 | 0 | 0 | 0 | 0 | True |  | Non Federally-Regulated | 06/29/2018 |  | 11/08/2018
USAI Lighting | USAI Lighting | B3RDM-09X1-27KH-65-S-GR-NCIC-UNV-D6B | Light Emitting Diode | Inseparable Luminaire | Direct Wired | 0-10 VDC Controls | 61 | 2700 | 0.001 | 91 | 52 | 433 | 0.96 | Ambient | 50000 |  |  | 99999 | 0.01 | 13 | 4 | 0.01 | 0.01 | 0 | 0 | 0 | 0 | 0.09 | 0.02 | 0 | 0 | 0 | 0 | 0.85 | 0 | 0 | 0 | 0 | 0 | True |  | Non Federally-Regulated | 06/29/2018 |  | 11/08/2018
USAI Lighting | USAI Lighting | B3RDM-09X1-30KH-25-S-GR-NCIC-UNV-D6B | Light Emitting Diode | Inseparable Luminaire | Direct Wired | 0-10 VDC Controls | 71 | 3000 | 0.001 | 91 | 52 | 433 | 0.96 | Ambient | 50000 |  |  | 99999 | 0.01 | 13 | 4 | 0.01 | 0.01 | 0 | 0 | 0 | 0 | 0.09 | 0.02 | 0 | 0 | 0 | 0 | 0.85 | 0 | 0 | 0 | 0 | 0 | True |  | Non Federally-Regulated | 06/29/2018 |  | 11/08/2018
USAI Lighting | USAI Lighting | B3RDM-09X1-30KH-45-S-GR-NCIC-UNV-D6B | Light Emitting Diode | Inseparable Luminaire | Direct Wired | 0-10 VDC Controls | 74 | 3000 | 0.001 | 91 | 52 | 433 | 0.96 | Ambient | 50000 |  |  | 99999 | 0.01 | 13 | 4 | 0.01 | 0.01 | 0 | 0 | 0 | 0 | 0.09 | 0.02 | 0 | 0 | 0 | 0 | 0.85 | 0 | 0 | 0 | 0 | 0 | True |  | Non Federally-Regulated | 06/29/2018 |  | 11/08/2018
USAI Lighting | USAI Lighting | B3RDM-09X1-30KH-65-S-GR-NCIC-UNV-D6B | Light Emitting Diode | Inseparable Luminaire | Direct Wired | 0-10 VDC Controls | 61 | 3000 | 0.001 | 91 | 52 | 433 | 0.96 | Ambient | 50000 |  |  | 99999 | 0.01 | 13 | 4 | 0.01 | 0.01 | 0 | 0 | 0 | 0 | 0.09 | 0.02 | 0 | 0 | 0 | 0 | 0.85 | 0 | 0 | 0 | 0 | 0 | True |  | Non Federally-Regulated | 06/29/2018 |  | 11/08/2018
USAI Lighting | USAI Lighting | B3RDM-09X1-35KH-25-S-GR-NCIC-UNV-D6B | Light Emitting Diode | Inseparable Luminaire | Direct Wired | 0-10 VDC Controls | 77 | 3500 | 0.001 | 91 | 52 | 433 | 0.96 | Ambient | 50000 |  |  | 99999 | 0.01 | 13 | 4 | 0.01 | 0.01 | 0 | 0 | 0 | 0 | 0.09 | 0.02 | 0 | 0 | 0 | 0 | 0.85 | 0 | 0 | 0 | 0 | 0 | True |  | Non Federally-Regulated | 06/29/2018 |  | 11/08/2018
USAI Lighting | USAI Lighting | B3RDM-09X1-35KH-45-S-GR-NCIC-UNV-D6B | Light Emitting Diode | Inseparable Luminaire | Direct Wired | 0-10 VDC Controls | 80 | 3500 | 0.001 | 91 | 52 | 433 | 0.96 | Ambient | 50000 |  |  | 99999 | 0.01 | 13 | 4 | 0.01 | 0.01 | 0 | 0 | 0 | 0 | 0.09 | 0.02 | 0 | 0 | 0 | 0 | 0.85 | 0 | 0 | 0 | 0 | 0 | True |  | Non Federally-Regulated | 06/29/2018 |  | 11/08/2018
USAI Lighting | USAI Lighting | B3RDM-09X1-35KH-65-S-GR-NCIC-UNV-D6B | Light Emitting Diode | Inseparable Luminaire | Direct Wired | 0-10 VDC Controls | 65 | 3500 | 0.001 | 91 | 52 | 433 | 0.96 | Ambient | 50000 |  |  | 99999 | 0.01 | 13 | 4 | 0.01 | 0.01 | 0 | 0 | 0 | 0 | 0.09 | 0.02 | 0 | 0 | 0 | 0 | 0.85 | 0 | 0 | 0 | 0 | 0 | True |  | Non Federally-Regulated | 06/29/2018 |  | 11/08/2018
USAI Lighting | USAI Lighting | B3RDM-09X1-40KH-25-S-GR-NCIC-UNV-D6B | Light Emitting Diode | Inseparable Luminaire | Direct Wired | 0-10 VDC Controls | 82 | 4000 | 0.001 | 91 | 52 | 433 | 0.96 | Ambient | 50000 |  |  | 99999 | 0.01 | 13 | 4 | 0.01 | 0.01 | 0 | 0 | 0 | 0 | 0.09 | 0.02 | 0 | 0 | 0 | 0 | 0.85 | 0 | 0 | 0 | 0 | 0 | True |  | Non Federally-Regulated | 06/29/2018 |  | 11/08/2018
USAI Lighting | USAI Lighting | B3RDM-09X1-40KH-45-S-GR-NCIC-UNV-D6B | Light Emitting Diode | Inseparable Luminaire | Direct Wired | 0-10 VDC Controls | 85 | 4000 | 0.001 | 91 | 52 | 433 | 0.96 | Ambient | 50000 |  |  | 99999 | 0.01 | 13 | 4 | 0.01 | 0.01 | 0 | 0 | 0 | 0 | 0.09 | 0.02 | 0 | 0 | 0 | 0 | 0.85 | 0 | 0 | 0 | 0 | 0 | True |  | Non Federally-Regulated | 06/29/2018 |  | 11/08/2018
USAI Lighting | USAI Lighting | B3RDM-09X1-40KH-65-S-GR-NCIC-UNV-D6B | Light Emitting Diode | Inseparable Luminaire | Direct Wired | 0-10 VDC Controls | 70 | 4000 | 0.001 | 91 | 52 | 433 | 0.96 | Ambient | 50000 |  |  | 99999 | 0.01 | 13 | 4 | 0.01 | 0.01 | 0 | 0 | 0 | 0 | 0.09 | 0.02 | 0 | 0 | 0 | 0 | 0.85 | 0 | 0 | 0 | 0 | 0 | True |  | Non Federally-Regulated | 06/29/2018 |  | 11/08/2018
USAI Lighting | USAI Lighting | B3RDM-09X1-27KH-25-S-BL-NCIC-UNV-D6B | Light Emitting Diode | Inseparable Luminaire | Direct Wired | 0-10 VDC Controls | 71 | 2700 | 0.001 | 91 | 52 | 433 | 0.96 | Ambient | 50000 |  |  | 99999 | 0.01 | 13 | 4 | 0.01 | 0.01 | 0 | 0 | 0 | 0 | 0.09 | 0.02 | 0 | 0 | 0 | 0 | 0.85 | 0 | 0 | 0 | 0 | 0 | True |  | Non Federally-Regulated | 06/29/2018 |  | 11/08/2018
USAI Lighting | USAI Lighting | B3RDM-09X1-27KH-45-S-BL-NCIC-UNV-D6B | Light Emitting Diode | Inseparable Luminaire | Direct Wired | 0-10 VDC Controls | 74 | 2700 | 0.001 | 91 | 52 | 433 | 0.96 | Ambient | 50000 |  |  | 99999 | 0.01 | 13 | 4 | 0.01 | 0.01 | 0 | 0 | 0 | 0 | 0.09 | 0.02 | 0 | 0 | 0 | 0 | 0.85 | 0 | 0 | 0 | 0 | 0 | True |  | Non Federally-Regulated | 06/29/2018 |  | 11/08/2018
USAI Lighting | USAI Lighting | B3RDM-09X1-27KH-65-S-BL-NCIC-UNV-D6B | Light Emitting Diode | Inseparable Luminaire | Direct Wired | 0-10 VDC Controls | 61 | 2700 | 0.001 | 91 | 52 | 433 | 0.96 | Ambient | 50000 |  |  | 99999 | 0.01 | 13 | 4 | 0.01 | 0.01 | 0 | 0 | 0 | 0 | 0.09 | 0.02 | 0 | 0 | 0 | 0 | 0.85 | 0 | 0 | 0 | 0 | 0 | True |  | Non Federally-Regulated | 06/29/2018 |  | 11/08/2018
USAI Lighting | USAI Lighting | B3RDM-09X1-30KH-25-S-BL-NCIC-UNV-D6B | Light Emitting Diode | Inseparable Luminaire | Direct Wired | 0-10 VDC Controls | 71 | 3000 | 0.001 | 91 | 52 | 433 | 0.96 | Ambient | 50000 |  |  | 99999 | 0.01 | 13 | 4 | 0.01 | 0.01 | 0 | 0 | 0 | 0 | 0.09 | 0.02 | 0 | 0 | 0 | 0 | 0.85 | 0 | 0 | 0 | 0 | 0 | True |  | Non Federally-Regulated | 06/29/2018 |  | 11/08/2018
USAI Lighting | USAI Lighting | B3RDM-09X1-30KH-45-S-BL-NCIC-UNV-D6B | Light Emitting Diode | Inseparable Luminaire | Direct Wired | 0-10 VDC Controls | 74 | 3000 | 0.001 | 91 | 52 | 433 | 0.96 | Ambient | 50000 |  |  | 99999 | 0.01 | 13 | 4 | 0.01 | 0.01 | 0 | 0 | 0 | 0 | 0.09 | 0.02 | 0 | 0 | 0 | 0 | 0.85 | 0 | 0 | 0 | 0 | 0 | True |  | Non Federally-Regulated | 06/29/2018 |  | 11/08/2018
USAI Lighting | USAI Lighting | B3RDM-09X1-30KH-65-S-BL-NCIC-UNV-D6B | Light Emitting Diode | Inseparable Luminaire | Direct Wired | 0-10 VDC Controls | 61 | 3000 | 0.001 | 91 | 52 | 433 | 0.96 | Ambient | 50000 |  |  | 99999 | 0.01 | 13 | 4 | 0.01 | 0.01 | 0 | 0 | 0 | 0 | 0.09 | 0.02 | 0 | 0 | 0 | 0 | 0.85 | 0 | 0 | 0 | 0 | 0 | True |  | Non Federally-Regulated | 06/29/2018 |  | 11/08/2018
USAI Lighting | USAI Lighting | B3RDM-09X1-35KH-25-S-BL-NCIC-UNV-D6B | Light Emitting Diode | Inseparable Luminaire | Direct Wired | 0-10 VDC Controls | 77 | 3500 | 0.001 | 91 | 52 | 433 | 0.96 | Ambient | 50000 |  |  | 99999 | 0.01 | 13 | 4 | 0.01 | 0.01 | 0 | 0 | 0 | 0 | 0.09 | 0.02 | 0 | 0 | 0 | 0 | 0.85 | 0 | 0 | 0 | 0 | 0 | True |  | Non Federally-Regulated | 06/29/2018 |  | 11/08/2018
USAI Lighting | USAI Lighting | B3RDM-09X1-35KH-45-S-BL-NCIC-UNV-D6B | Light Emitting Diode | Inseparable Luminaire | Direct Wired | 0-10 VDC Controls | 80 | 3500 | 0.001 | 91 | 52 | 433 | 0.96 | Ambient | 50000 |  |  | 99999 | 0.01 | 13 | 4 | 0.01 | 0.01 | 0 | 0 | 0 | 0 | 0.09 | 0.02 | 0 | 0 | 0 | 0 | 0.85 | 0 | 0 | 0 | 0 | 0 | True |  | Non Federally-Regulated | 06/29/2018 |  | 11/08/2018
USAI Lighting | USAI Lighting | B3RDM-09X1-35KH-65-S-BL-NCIC-UNV-D6B | Light Emitting Diode | Inseparable Luminaire | Direct Wired | 0-10 VDC Controls | 65 | 3500 | 0.001 | 91 | 52 | 433 | 0.96 | Ambient | 50000 |  |  | 99999 | 0.01 | 13 | 4 | 0.01 | 0.01 | 0 | 0 | 0 | 0 | 0.09 | 0.02 | 0 | 0 | 0 | 0 | 0.85 | 0 | 0 | 0 | 0 | 0 | True |  | Non Federally-Regulated | 06/29/2018 |  | 11/08/2018
USAI Lighting | USAI Lighting | B3RDM-09X1-40KH-25-S-BL-NCIC-UNV-D6B | Light Emitting Diode | Inseparable Luminaire | Direct Wired | 0-10 VDC Controls | 82 | 4000 | 0.001 | 91 | 52 | 433 | 0.96 | Ambient | 50000 |  |  | 99999 | 0.01 | 13 | 4 | 0.01 | 0.01 | 0 | 0 | 0 | 0 | 0.09 | 0.02 | 0 | 0 | 0 | 0 | 0.85 | 0 | 0 | 0 | 0 | 0 | True |  | Non Federally-Regulated | 06/29/2018 |  | 11/08/2018
USAI Lighting | USAI Lighting | B3RDM-09X1-40KH-45-S-BL-NCIC-UNV-D6B | Light Emitting Diode | Inseparable Luminaire | Direct Wired | 0-10 VDC Controls | 85 | 4000 | 0.001 | 91 | 52 | 433 | 0.96 | Ambient | 50000 |  |  | 99999 | 0.01 | 13 | 4 | 0.01 | 0.01 | 0 | 0 | 0 | 0 | 0.09 | 0.02 | 0 | 0 | 0 | 0 | 0.85 | 0 | 0 | 0 | 0 | 0 | True |  | Non Federally-Regulated | 06/29/2018 |  | 11/08/2018
USAI Lighting | USAI Lighting | B3RDM-09X1-40KH-65-S-BL-NCIC-UNV-D6B | Light Emitting Diode | Inseparable Luminaire | Direct Wired | 0-10 VDC Controls | 70 | 4000 | 0.001 | 91 | 52 | 433 | 0.96 | Ambient | 50000 |  |  | 99999 | 0.01 | 13 | 4 | 0.01 | 0.01 | 0 | 0 | 0 | 0 | 0.09 | 0.02 | 0 | 0 | 0 | 0 | 0.85 | 0 | 0 | 0 | 0 | 0 | True |  | Non Federally-Regulated | 06/29/2018 |  | 11/08/2018
USAI Lighting | USAI Lighting | B3RDM-09X1-27KH-25-S-BZ-NCIC-UNV-D6B | Light Emitting Diode | Inseparable Luminaire | Direct Wired | 0-10 VDC Controls | 71 | 2700 | 0.001 | 91 | 52 | 433 | 0.96 | Ambient | 50000 |  |  | 99999 | 0.01 | 13 | 4 | 0.01 | 0.01 | 0 | 0 | 0 | 0 | 0.09 | 0.02 | 0 | 0 | 0 | 0 | 0.85 | 0 | 0 | 0 | 0 | 0 | True |  | Non Federally-Regulated | 06/29/2018 |  | 11/08/2018
USAI Lighting | USAI Lighting | B3RDM-09X1-27KH-45-S-BZ-NCIC-UNV-D6B | Light Emitting Diode | Inseparable Luminaire | Direct Wired | 0-10 VDC Controls | 74 | 2700 | 0.001 | 91 | 52 | 433 | 0.96 | Ambient | 50000 |  |  | 99999 | 0.01 | 13 | 4 | 0.01 | 0.01 | 0 | 0 | 0 | 0 | 0.09 | 0.02 | 0 | 0 | 0 | 0 | 0.85 | 0 | 0 | 0 | 0 | 0 | True |  | Non Federally-Regulated | 06/29/2018 |  | 11/08/2018
USAI Lighting | USAI Lighting | B3RDM-09X1-27KH-65-S-BZ-NCIC-UNV-D6B | Light Emitting Diode | Inseparable Luminaire | Direct Wired | 0-10 VDC Controls | 61 | 2700 | 0.001 | 91 | 52 | 433 | 0.96 | Ambient | 50000 |  |  | 99999 | 0.01 | 13 | 4 | 0.01 | 0.01 | 0 | 0 | 0 | 0 | 0.09 | 0.02 | 0 | 0 | 0 | 0 | 0.85 | 0 | 0 | 0 | 0 | 0 | True |  | Non Federally-Regulated | 06/29/2018 |  | 11/08/2018
USAI Lighting | USAI Lighting | B3RDM-09X1-30KH-25-S-BZ-NCIC-UNV-D6B | Light Emitting Diode | Inseparable Luminaire | Direct Wired | 0-10 VDC Controls | 71 | 3000 | 0.001 | 91 | 52 | 433 | 0.96 | Ambient | 50000 |  |  | 99999 | 0.01 | 13 | 4 | 0.01 | 0.01 | 0 | 0 | 0 | 0 | 0.09 | 0.02 | 0 | 0 | 0 | 0 | 0.85 | 0 | 0 | 0 | 0 | 0 | True |  | Non Federally-Regulated | 06/29/2018 |  | 11/08/2018
USAI Lighting | USAI Lighting | B3RDM-09X1-30KH-45-S-BZ-NCIC-UNV-D6B | Light Emitting Diode | Inseparable Luminaire | Direct Wired | 0-10 VDC Controls | 74 | 3000 | 0.001 | 91 | 52 | 433 | 0.96 | Ambient | 50000 |  |  | 99999 | 0.01 | 13 | 4 | 0.01 | 0.01 | 0 | 0 | 0 | 0 | 0.09 | 0.02 | 0 | 0 | 0 | 0 | 0.85 | 0 | 0 | 0 | 0 | 0 | True |  | Non Federally-Regulated | 06/29/2018 |  | 11/08/2018
USAI Lighting | USAI Lighting | B3RDM-09X1-30KH-65-S-BZ-NCIC-UNV-D6B | Light Emitting Diode | Inseparable Luminaire | Direct Wired | 0-10 VDC Controls | 61 | 3000 | 0.001 | 91 | 52 | 433 | 0.96 | Ambient | 50000 |  |  | 99999 | 0.01 | 13 | 4 | 0.01 | 0.01 | 0 | 0 | 0 | 0 | 0.09 | 0.02 | 0 | 0 | 0 | 0 | 0.85 | 0 | 0 | 0 | 0 | 0 | True |  | Non Federally-Regulated | 06/29/2018 |  | 11/08/2018
USAI Lighting | USAI Lighting | B3RDM-09X1-35KH-25-S-BZ-NCIC-UNV-D6B | Light Emitting Diode | Inseparable Luminaire | Direct Wired | 0-10 VDC Controls | 77 | 3500 | 0.001 | 91 | 52 | 433 | 0.96 | Ambient | 50000 |  |  | 99999 | 0.01 | 13 | 4 | 0.01 | 0.01 | 0 | 0 | 0 | 0 | 0.09 | 0.02 | 0 | 0 | 0 | 0 | 0.85 | 0 | 0 | 0 | 0 | 0 | True |  | Non Federally-Regulated | 06/29/2018 |  | 11/08/2018
USAI Lighting | USAI Lighting | B3RDM-09X1-35KH-45-S-BZ-NCIC-UNV-D6B | Light Emitting Diode | Inseparable Luminaire | Direct Wired | 0-10 VDC Controls | 80 | 3500 | 0.001 | 91 | 52 | 433 | 0.96 | Ambient | 50000 |  |  | 99999 | 0.01 | 13 | 4 | 0.01 | 0.01 | 0 | 0 | 0 | 0 | 0.09 | 0.02 | 0 | 0 | 0 | 0 | 0.85 | 0 | 0 | 0 | 0 | 0 | True |  | Non Federally-Regulated | 06/29/2018 |  | 11/08/2018
USAI Lighting | USAI Lighting | B3RDM-09X1-35KH-65-S-BZ-NCIC-UNV-D6B | Light Emitting Diode | Inseparable Luminaire | Direct Wired | 0-10 VDC Controls | 65 | 3500 | 0.001 | 91 | 52 | 433 | 0.96 | Ambient | 50000 |  |  | 99999 | 0.01 | 13 | 4 | 0.01 | 0.01 | 0 | 0 | 0 | 0 | 0.09 | 0.02 | 0 | 0 | 0 | 0 | 0.85 | 0 | 0 | 0 | 0 | 0 | True |  | Non Federally-Regulated | 06/29/2018 |  | 11/08/2018
USAI Lighting | USAI Lighting | B3RDM-09X1-40KH-25-S-BZ-NCIC-UNV-D6B | Light Emitting Diode | Inseparable Luminaire | Direct Wired | 0-10 VDC Controls | 82 | 4000 | 0.001 | 91 | 52 | 433 | 0.96 | Ambient | 50000 |  |  | 99999 | 0.01 | 13 | 4 | 0.01 | 0.01 | 0 | 0 | 0 | 0 | 0.09 | 0.02 | 0 | 0 | 0 | 0 | 0.85 | 0 | 0 | 0 | 0 | 0 | True |  | Non Federally-Regulated | 06/29/2018 |  | 11/08/2018
USAI Lighting | USAI Lighting | B3RDM-09X1-40KH-45-S-BZ-NCIC-UNV-D6B | Light Emitting Diode | Inseparable Luminaire | Direct Wired | 0-10 VDC Controls | 85 | 4000 | 0.001 | 91 | 52 | 433 | 0.96 | Ambient | 50000 |  |  | 99999 | 0.01 | 13 | 4 | 0.01 | 0.01 | 0 | 0 | 0 | 0 | 0.09 | 0.02 | 0 | 0 | 0 | 0 | 0.85 | 0 | 0 | 0 | 0 | 0 | True |  | Non Federally-Regulated | 06/29/2018 |  | 11/08/2018
USAI Lighting | USAI Lighting | B3RDM-09X1-40KH-65-S-BZ-NCIC-UNV-D6B | Light Emitting Diode | Inseparable Luminaire | Direct Wired | 0-10 VDC Controls | 70 | 4000 | 0.001 | 91 | 52 | 433 | 0.96 | Ambient | 50000 |  |  | 99999 | 0.01 | 13 | 4 | 0.01 | 0.01 | 0 | 0 | 0 | 0 | 0.09 | 0.02 | 0 | 0 | 0 | 0 | 0.85 | 0 | 0 | 0 | 0 | 0 | True |  | Non Federally-Regulated | 06/29/2018 |  | 11/08/2018
USAI Lighting | USAI Lighting | B3SDF-09X1-27KH-25-S-WH-NCIC-UNV-D6E | Light Emitting Diode | Inseparable Luminaire | Direct Wired | 0-10 VDC Controls | 70 | 2700 | 0.001 | 91 | 52 | 433 | 0.96 | Ambient | 50000 |  |  | 99999 | 0.01 | 13 | 4 | 0.01 | 0.01 | 0 | 0 | 0 | 0 | 0.09 | 0.02 | 0 | 0 | 0 | 0 | 0.85 | 0 | 0 | 0 | 0 | 0 | True |  | Non Federally-Regulated | 06/29/2018 |  | 11/08/2018
USAI Lighting | USAI Lighting | B3SDF-09X1-27KH-45-S-WH-NCIC-UNV-D6E | Light Emitting Diode | Inseparable Luminaire | Direct Wired | 0-10 VDC Controls | 67 | 2700 | 0.001 | 91 | 52 | 433 | 0.96 | Ambient | 50000 |  |  | 99999 | 0.01 | 13 | 4 | 0.01 | 0.01 | 0 | 0 | 0 | 0 | 0.09 | 0.02 | 0 | 0 | 0 | 0 | 0.85 | 0 | 0 | 0 | 0 | 0 | True |  | Non Federally-Regulated | 06/29/2018 |  | 11/08/2018
USAI Lighting | USAI Lighting | B3SDF-09X1-27KH-65-S-WH-NCIC-UNV-D6E | Light Emitting Diode | Inseparable Luminaire | Direct Wired | 0-10 VDC Controls | 65 | 2700 | 0.001 | 91 | 52 | 433 | 0.96 | Ambient | 50000 |  |  | 99999 | 0.01 | 13 | 4 | 0.01 | 0.01 | 0 | 0 | 0 | 0 | 0.09 | 0.02 | 0 | 0 | 0 | 0 | 0.85 | 0 | 0 | 0 | 0 | 0 | True |  | Non Federally-Regulated | 06/29/2018 |  | 11/08/2018
USAI Lighting | USAI Lighting | B3SDF-09X1-30KH-25-S-WH-NCIC-UNV-D6E | Light Emitting Diode | Inseparable Luminaire | Direct Wired | 0-10 VDC Controls | 70 | 3000 | 0.001 | 91 | 52 | 433 | 0.96 | Ambient | 50000 |  |  | 99999 | 0.01 | 13 | 4 | 0.01 | 0.01 | 0 | 0 | 0 | 0 | 0.09 | 0.02 | 0 | 0 | 0 | 0 | 0.85 | 0 | 0 | 0 | 0 | 0 | True |  | Non Federally-Regulated | 06/29/2018 |  | 11/08/2018
USAI Lighting | USAI Lighting | B3SDF-09X1-30KH-45-S-WH-NCIC-UNV-D6E | Light Emitting Diode | Inseparable Luminaire | Direct Wired | 0-10 VDC Controls | 67 | 3000 | 0.001 | 91 | 52 | 433 | 0.96 | Ambient | 50000 |  |  | 99999 | 0.01 | 13 | 4 | 0.01 | 0.01 | 0 | 0 | 0 | 0 | 0.09 | 0.02 | 0 | 0 | 0 | 0 | 0.85 | 0 | 0 | 0 | 0 | 0 | True |  | Non Federally-Regulated | 06/29/2018 |  | 11/08/2018
USAI Lighting | USAI Lighting | B3SDF-09X1-30KH-65-S-WH-NCIC-UNV-D6E | Light Emitting Diode | Inseparable Luminaire | Direct Wired | 0-10 VDC Controls | 65 | 3000 | 0.001 | 91 | 52 | 433 | 0.96 | Ambient | 50000 |  |  | 99999 | 0.01 | 13 | 4 | 0.01 | 0.01 | 0 | 0 | 0 | 0 | 0.09 | 0.02 | 0 | 0 | 0 | 0 | 0.85 | 0 | 0 | 0 | 0 | 0 | True |  | Non Federally-Regulated | 06/29/2018 |  | 11/08/2018
USAI Lighting | USAI Lighting | B3SDF-09X1-35KH-25-S-WH-NCIC-UNV-D6E | Light Emitting Diode | Inseparable Luminaire | Direct Wired | 0-10 VDC Controls | 76 | 3500 | 0.001 | 91 | 52 | 433 | 0.96 | Ambient | 50000 |  |  | 99999 | 0.01 | 13 | 4 | 0.01 | 0.01 | 0 | 0 | 0 | 0 | 0.09 | 0.02 | 0 | 0 | 0 | 0 | 0.85 | 0 | 0 | 0 | 0 | 0 | True |  | Non Federally-Regulated | 06/29/2018 |  | 11/08/2018
USAI Lighting | USAI Lighting | B3SDF-09X1-35KH-45-S-WH-NCIC-UNV-D6E | Light Emitting Diode | Inseparable Luminaire | Direct Wired | 0-10 VDC Controls | 72 | 3500 | 0.001 | 91 | 52 | 433 | 0.96 | Ambient | 50000 |  |  | 99999 | 0.01 | 13 | 4 | 0.01 | 0.01 | 0 | 0 | 0 | 0 | 0.09 | 0.02 | 0 | 0 | 0 | 0 | 0.85 | 0 | 0 | 0 | 0 | 0 | True |  | Non Federally-Regulated | 06/29/2018 |  | 11/08/2018
USAI Lighting | USAI Lighting | B3SDF-09X1-35KH-65-S-WH-NCIC-UNV-D6E | Light Emitting Diode | Inseparable Luminaire | Direct Wired | 0-10 VDC Controls | 70 | 3500 | 0.001 | 91 | 52 | 433 | 0.96 | Ambient | 50000 |  |  | 99999 | 0.01 | 13 | 4 | 0.01 | 0.01 | 0 | 0 | 0 | 0 | 0.09 | 0.02 | 0 | 0 | 0 | 0 | 0.85 | 0 | 0 | 0 | 0 | 0 | True |  | Non Federally-Regulated | 06/29/2018 |  | 11/08/2018
USAI Lighting | USAI Lighting | B3SDF-09X1-40KH-25-S-WH-NCIC-UNV-D6E | Light Emitting Diode | Inseparable Luminaire | Direct Wired | 0-10 VDC Controls | 81 | 4000 | 0.001 | 91 | 52 | 433 | 0.96 | Ambient | 50000 |  |  | 99999 | 0.01 | 13 | 4 | 0.01 | 0.01 | 0 | 0 | 0 | 0 | 0.09 | 0.02 | 0 | 0 | 0 | 0 | 0.85 | 0 | 0 | 0 | 0 | 0 | True |  | Non Federally-Regulated | 06/29/2018 |  | 11/08/2018
USAI Lighting | USAI Lighting | B3SDF-09X1-40KH-45-S-WH-NCIC-UNV-D6E | Light Emitting Diode | Inseparable Luminaire | Direct Wired | 0-10 VDC Controls | 77 | 4000 | 0.001 | 91 | 52 | 433 | 0.96 | Ambient | 50000 |  |  | 99999 | 0.01 | 13 | 4 | 0.01 | 0.01 | 0 | 0 | 0 | 0 | 0.09 | 0.02 | 0 | 0 | 0 | 0 | 0.85 | 0 | 0 | 0 | 0 | 0 | True |  | Non Federally-Regulated | 06/29/2018 |  | 11/08/2018
USAI Lighting | USAI Lighting | B3SDF-09X1-40KH-65-S-WH-NCIC-UNV-D6E | Light Emitting Diode | Inseparable Luminaire | Direct Wired | 0-10 VDC Controls | 75 | 4000 | 0.001 | 91 | 52 | 433 | 0.96 | Ambient | 50000 |  |  | 99999 | 0.01 | 13 | 4 | 0.01 | 0.01 | 0 | 0 | 0 | 0 | 0.09 | 0.02 | 0 | 0 | 0 | 0 | 0.85 | 0 | 0 | 0 | 0 | 0 | True |  | Non Federally-Regulated | 06/29/2018 |  | 11/08/2018
USAI Lighting | USAI Lighting | B3SDF-09X1-27KH-25-S-GR-NCIC-UNV-D6E | Light Emitting Diode | Inseparable Luminaire | Direct Wired | 0-10 VDC Controls | 70 | 2700 | 0.001 | 91 | 52 | 433 | 0.96 | Ambient | 50000 |  |  | 99999 | 0.01 | 13 | 4 | 0.01 | 0.01 | 0 | 0 | 0 | 0 | 0.09 | 0.02 | 0 | 0 | 0 | 0 | 0.85 | 0 | 0 | 0 | 0 | 0 | True |  | Non Federally-Regulated | 06/29/2018 |  | 11/08/2018
USAI Lighting | USAI Lighting | B3SDF-09X1-27KH-45-S-GR-NCIC-UNV-D6E | Light Emitting Diode | Inseparable Luminaire | Direct Wired | 0-10 VDC Controls | 67 | 2700 | 0.001 | 91 | 52 | 433 | 0.96 | Ambient | 50000 |  |  | 99999 | 0.01 | 13 | 4 | 0.01 | 0.01 | 0 | 0 | 0 | 0 | 0.09 | 0.02 | 0 | 0 | 0 | 0 | 0.85 | 0 | 0 | 0 | 0 | 0 | True |  | Non Federally-Regulated | 06/29/2018 |  | 11/08/2018
USAI Lighting | USAI Lighting | B3SDF-09X1-27KH-65-S-GR-NCIC-UNV-D6E | Light Emitting Diode | Inseparable Luminaire | Direct Wired | 0-10 VDC Controls | 65 | 2700 | 0.001 | 91 | 52 | 433 | 0.96 | Ambient | 50000 |  |  | 99999 | 0.01 | 13 | 4 | 0.01 | 0.01 | 0 | 0 | 0 | 0 | 0.09 | 0.02 | 0 | 0 | 0 | 0 | 0.85 | 0 | 0 | 0 | 0 | 0 | True |  | Non Federally-Regulated | 06/29/2018 |  | 11/08/2018
USAI Lighting | USAI Lighting | B3SDF-09X1-30KH-25-S-GR-NCIC-UNV-D6E | Light Emitting Diode | Inseparable Luminaire | Direct Wired | 0-10 VDC Controls | 70 | 3000 | 0.001 | 91 | 52 | 433 | 0.96 | Ambient | 50000 |  |  | 99999 | 0.01 | 13 | 4 | 0.01 | 0.01 | 0 | 0 | 0 | 0 | 0.09 | 0.02 | 0 | 0 | 0 | 0 | 0.85 | 0 | 0 | 0 | 0 | 0 | True |  | Non Federally-Regulated | 06/29/2018 |  | 11/08/2018
USAI Lighting | USAI Lighting | B3SDF-09X1-30KH-45-S-GR-NCIC-UNV-D6E | Light Emitting Diode | Inseparable Luminaire | Direct Wired | 0-10 VDC Controls | 67 | 3000 | 0.001 | 91 | 52 | 433 | 0.96 | Ambient | 50000 |  |  | 99999 | 0.01 | 13 | 4 | 0.01 | 0.01 | 0 | 0 | 0 | 0 | 0.09 | 0.02 | 0 | 0 | 0 | 0 | 0.85 | 0 | 0 | 0 | 0 | 0 | True |  | Non Federally-Regulated | 06/29/2018 |  | 11/08/2018
USAI Lighting | USAI Lighting | B3SDF-09X1-30KH-65-S-GR-NCIC-UNV-D6E | Light Emitting Diode | Inseparable Luminaire | Direct Wired | 0-10 VDC Controls | 65 | 3000 | 0.001 | 91 | 52 | 433 | 0.96 | Ambient | 50000 |  |  | 99999 | 0.01 | 13 | 4 | 0.01 | 0.01 | 0 | 0 | 0 | 0 | 0.09 | 0.02 | 0 | 0 | 0 | 0 | 0.85 | 0 | 0 | 0 | 0 | 0 | True |  | Non Federally-Regulated | 06/29/2018 |  | 11/08/2018
USAI Lighting | USAI Lighting | B3SDF-09X1-35KH-25-S-GR-NCIC-UNV-D6E | Light Emitting Diode | Inseparable Luminaire | Direct Wired | 0-10 VDC Controls | 76 | 3500 | 0.001 | 91 | 52 | 433 | 0.96 | Ambient | 50000 |  |  | 99999 | 0.01 | 13 | 4 | 0.01 | 0.01 | 0 | 0 | 0 | 0 | 0.09 | 0.02 | 0 | 0 | 0 | 0 | 0.85 | 0 | 0 | 0 | 0 | 0 | True |  | Non Federally-Regulated | 06/29/2018 |  | 11/08/2018
USAI Lighting | USAI Lighting | B3SDF-09X1-35KH-45-S-GR-NCIC-UNV-D6E | Light Emitting Diode | Inseparable Luminaire | Direct Wired | 0-10 VDC Controls | 72 | 3500 | 0.001 | 91 | 52 | 433 | 0.96 | Ambient | 50000 |  |  | 99999 | 0.01 | 13 | 4 | 0.01 | 0.01 | 0 | 0 | 0 | 0 | 0.09 | 0.02 | 0 | 0 | 0 | 0 | 0.85 | 0 | 0 | 0 | 0 | 0 | True |  | Non Federally-Regulated | 06/29/2018 |  | 11/08/2018
USAI Lighting | USAI Lighting | B3SDF-09X1-35KH-65-S-GR-NCIC-UNV-D6E | Light Emitting Diode | Inseparable Luminaire | Direct Wired | 0-10 VDC Controls | 70 | 3500 | 0.001 | 91 | 52 | 433 | 0.96 | Ambient | 50000 |  |  | 99999 | 0.01 | 13 | 4 | 0.01 | 0.01 | 0 | 0 | 0 | 0 | 0.09 | 0.02 | 0 | 0 | 0 | 0 | 0.85 | 0 | 0 | 0 | 0 | 0 | True |  | Non Federally-Regulated | 06/29/2018 |  | 11/08/2018
USAI Lighting | USAI Lighting | B3SDF-09X1-40KH-25-S-GR-NCIC-UNV-D6E | Light Emitting Diode | Inseparable Luminaire | Direct Wired | 0-10 VDC Controls | 81 | 4000 | 0.001 | 91 | 52 | 433 | 0.96 | Ambient | 50000 |  |  | 99999 | 0.01 | 13 | 4 | 0.01 | 0.01 | 0 | 0 | 0 | 0 | 0.09 | 0.02 | 0 | 0 | 0 | 0 | 0.85 | 0 | 0 | 0 | 0 | 0 | True |  | Non Federally-Regulated | 06/29/2018 |  | 11/08/2018
USAI Lighting | USAI Lighting | B3SDF-09X1-40KH-45-S-GR-NCIC-UNV-D6E | Light Emitting Diode | Inseparable Luminaire | Direct Wired | 0-10 VDC Controls | 77 | 4000 | 0.001 | 91 | 52 | 433 | 0.96 | Ambient | 50000 |  |  | 99999 | 0.01 | 13 | 4 | 0.01 | 0.01 | 0 | 0 | 0 | 0 | 0.09 | 0.02 | 0 | 0 | 0 | 0 | 0.85 | 0 | 0 | 0 | 0 | 0 | True |  | Non Federally-Regulated | 06/29/2018 |  | 11/08/2018
USAI Lighting | USAI Lighting | B3SDF-09X1-40KH-65-S-GR-NCIC-UNV-D6E | Light Emitting Diode | Inseparable Luminaire | Direct Wired | 0-10 VDC Controls | 75 | 4000 | 0.001 | 91 | 52 | 433 | 0.96 | Ambient | 50000 |  |  | 99999 | 0.01 | 13 | 4 | 0.01 | 0.01 | 0 | 0 | 0 | 0 | 0.09 | 0.02 | 0 | 0 | 0 | 0 | 0.85 | 0 | 0 | 0 | 0 | 0 | True |  | Non Federally-Regulated | 06/29/2018 |  | 11/08/2018
USAI Lighting | USAI Lighting | B3SDF-09X1-27KH-25-S-BL-NCIC-UNV-D6E | Light Emitting Diode | Inseparable Luminaire | Direct Wired | 0-10 VDC Controls | 70 | 2700 | 0.001 | 91 | 52 | 433 | 0.96 | Ambient | 50000 |  |  | 99999 | 0.01 | 13 | 4 | 0.01 | 0.01 | 0 | 0 | 0 | 0 | 0.09 | 0.02 | 0 | 0 | 0 | 0 | 0.85 | 0 | 0 | 0 | 0 | 0 | True |  | Non Federally-Regulated | 06/29/2018 |  | 11/08/2018
USAI Lighting | USAI Lighting | B3SDF-09X1-27KH-45-S-BL-NCIC-UNV-D6E | Light Emitting Diode | Inseparable Luminaire | Direct Wired | 0-10 VDC Controls | 67 | 2700 | 0.001 | 91 | 52 | 433 | 0.96 | Ambient | 50000 |  |  | 99999 | 0.01 | 13 | 4 | 0.01 | 0.01 | 0 | 0 | 0 | 0 | 0.09 | 0.02 | 0 | 0 | 0 | 0 | 0.85 | 0 | 0 | 0 | 0 | 0 | True |  | Non Federally-Regulated | 06/29/2018 |  | 11/08/2018
USAI Lighting | USAI Lighting | B3SDF-09X1-27KH-65-S-BL-NCIC-UNV-D6E | Light Emitting Diode | Inseparable Luminaire | Direct Wired | 0-10 VDC Controls | 65 | 2700 | 0.001 | 91 | 52 | 433 | 0.96 | Ambient | 50000 |  |  | 99999 | 0.01 | 13 | 4 | 0.01 | 0.01 | 0 | 0 | 0 | 0 | 0.09 | 0.02 | 0 | 0 | 0 | 0 | 0.85 | 0 | 0 | 0 | 0 | 0 | True |  | Non Federally-Regulated | 06/29/2018 |  | 11/08/2018
USAI Lighting | USAI Lighting | B3SDF-09X1-30KH-25-S-BL-NCIC-UNV-D6E | Light Emitting Diode | Inseparable Luminaire | Direct Wired | 0-10 VDC Controls | 70 | 3000 | 0.001 | 91 | 52 | 433 | 0.96 | Ambient | 50000 |  |  | 99999 | 0.01 | 13 | 4 | 0.01 | 0.01 | 0 | 0 | 0 | 0 | 0.09 | 0.02 | 0 | 0 | 0 | 0 | 0.85 | 0 | 0 | 0 | 0 | 0 | True |  | Non Federally-Regulated | 06/29/2018 |  | 11/08/2018
USAI Lighting | USAI Lighting | B3SDF-09X1-30KH-45-S-BL-NCIC-UNV-D6E | Light Emitting Diode | Inseparable Luminaire | Direct Wired | 0-10 VDC Controls | 67 | 3000 | 0.001 | 91 | 52 | 433 | 0.96 | Ambient | 50000 |  |  | 99999 | 0.01 | 13 | 4 | 0.01 | 0.01 | 0 | 0 | 0 | 0 | 0.09 | 0.02 | 0 | 0 | 0 | 0 | 0.85 | 0 | 0 | 0 | 0 | 0 | True |  | Non Federally-Regulated | 06/29/2018 |  | 11/08/2018
USAI Lighting | USAI Lighting | B3SDF-09X1-30KH-65-S-BL-NCIC-UNV-D6E | Light Emitting Diode | Inseparable Luminaire | Direct Wired | 0-10 VDC Controls | 65 | 3000 | 0.001 | 91 | 52 | 433 | 0.96 | Ambient | 50000 |  |  | 99999 | 0.01 | 13 | 4 | 0.01 | 0.01 | 0 | 0 | 0 | 0 | 0.09 | 0.02 | 0 | 0 | 0 | 0 | 0.85 | 0 | 0 | 0 | 0 | 0 | True |  | Non Federally-Regulated | 06/29/2018 |  | 11/08/2018
USAI Lighting | USAI Lighting | B3SDF-09X1-35KH-25-S-BL-NCIC-UNV-D6E | Light Emitting Diode | Inseparable Luminaire | Direct Wired | 0-10 VDC Controls | 76 | 3500 | 0.001 | 91 | 52 | 433 | 0.96 | Ambient | 50000 |  |  | 99999 | 0.01 | 13 | 4 | 0.01 | 0.01 | 0 | 0 | 0 | 0 | 0.09 | 0.02 | 0 | 0 | 0 | 0 | 0.85 | 0 | 0 | 0 | 0 | 0 | True |  | Non Federally-Regulated | 06/29/2018 |  | 11/08/2018
USAI Lighting | USAI Lighting | B3SDF-09X1-35KH-45-S-BL-NCIC-UNV-D6E | Light Emitting Diode | Inseparable Luminaire | Direct Wired | 0-10 VDC Controls | 72 | 3500 | 0.001 | 91 | 52 | 433 | 0.96 | Ambient | 50000 |  |  | 99999 | 0.01 | 13 | 4 | 0.01 | 0.01 | 0 | 0 | 0 | 0 | 0.09 | 0.02 | 0 | 0 | 0 | 0 | 0.85 | 0 | 0 | 0 | 0 | 0 | True |  | Non Federally-Regulated | 06/29/2018 |  | 11/08/2018
USAI Lighting | USAI Lighting | B3SDF-09X1-35KH-65-S-BL-NCIC-UNV-D6E | Light Emitting Diode | Inseparable Luminaire | Direct Wired | 0-10 VDC Controls | 70 | 3500 | 0.001 | 91 | 52 | 433 | 0.96 | Ambient | 50000 |  |  | 99999 | 0.01 | 13 | 4 | 0.01 | 0.01 | 0 | 0 | 0 | 0 | 0.09 | 0.02 | 0 | 0 | 0 | 0 | 0.85 | 0 | 0 | 0 | 0 | 0 | True |  | Non Federally-Regulated | 06/29/2018 |  | 11/08/2018
USAI Lighting | USAI Lighting | B3SDF-09X1-40KH-25-S-BL-NCIC-UNV-D6E | Light Emitting Diode | Inseparable Luminaire | Direct Wired | 0-10 VDC Controls | 81 | 4000 | 0.001 | 91 | 52 | 433 | 0.96 | Ambient | 50000 |  |  | 99999 | 0.01 | 13 | 4 | 0.01 | 0.01 | 0 | 0 | 0 | 0 | 0.09 | 0.02 | 0 | 0 | 0 | 0 | 0.85 | 0 | 0 | 0 | 0 | 0 | True |  | Non Federally-Regulated | 06/29/2018 |  | 11/08/2018
USAI Lighting | USAI Lighting | B3SDF-09X1-40KH-45-S-BL-NCIC-UNV-D6E | Light Emitting Diode | Inseparable Luminaire | Direct Wired | 0-10 VDC Controls | 77 | 4000 | 0.001 | 91 | 52 | 433 | 0.96 | Ambient | 50000 |  |  | 99999 | 0.01 | 13 | 4 | 0.01 | 0.01 | 0 | 0 | 0 | 0 | 0.09 | 0.02 | 0 | 0 | 0 | 0 | 0.85 | 0 | 0 | 0 | 0 | 0 | True |  | Non Federally-Regulated | 06/29/2018 |  | 11/08/2018
USAI Lighting | USAI Lighting | B3SDF-09X1-40KH-65-S-BL-NCIC-UNV-D6E | Light Emitting Diode | Inseparable Luminaire | Direct Wired | 0-10 VDC Controls | 75 | 4000 | 0.001 | 91 | 52 | 433 | 0.96 | Ambient | 50000 |  |  | 99999 | 0.01 | 13 | 4 | 0.01 | 0.01 | 0 | 0 | 0 | 0 | 0.09 | 0.02 | 0 | 0 | 0 | 0 | 0.85 | 0 | 0 | 0 | 0 | 0 | True |  | Non Federally-Regulated | 06/29/2018 |  | 11/08/2018
USAI Lighting | USAI Lighting | B3SDF-09X1-27KH-25-S-BZ-NCIC-UNV-D6E | Light Emitting Diode | Inseparable Luminaire | Direct Wired | 0-10 VDC Controls | 70 | 2700 | 0.001 | 91 | 52 | 433 | 0.96 | Ambient | 50000 |  |  | 99999 | 0.01 | 13 | 4 | 0.01 | 0.01 | 0 | 0 | 0 | 0 | 0.09 | 0.02 | 0 | 0 | 0 | 0 | 0.85 | 0 | 0 | 0 | 0 | 0 | True |  | Non Federally-Regulated | 06/29/2018 |  | 11/08/2018
USAI Lighting | USAI Lighting | B3SDF-09X1-27KH-45-S-BZ-NCIC-UNV-D6E | Light Emitting Diode | Inseparable Luminaire | Direct Wired | 0-10 VDC Controls | 67 | 2700 | 0.001 | 91 | 52 | 433 | 0.96 | Ambient | 50000 |  |  | 99999 | 0.01 | 13 | 4 | 0.01 | 0.01 | 0 | 0 | 0 | 0 | 0.09 | 0.02 | 0 | 0 | 0 | 0 | 0.85 | 0 | 0 | 0 | 0 | 0 | True |  | Non Federally-Regulated | 06/29/2018 |  | 11/08/2018
USAI Lighting | USAI Lighting | B3SDF-09X1-27KH-65-S-BZ-NCIC-UNV-D6E | Light Emitting Diode | Inseparable Luminaire | Direct Wired | 0-10 VDC Controls | 65 | 2700 | 0.001 | 91 | 52 | 433 | 0.96 | Ambient | 50000 |  |  | 99999 | 0.01 | 13 | 4 | 0.01 | 0.01 | 0 | 0 | 0 | 0 | 0.09 | 0.02 | 0 | 0 | 0 | 0 | 0.85 | 0 | 0 | 0 | 0 | 0 | True |  | Non Federally-Regulated | 06/29/2018 |  | 11/08/2018
USAI Lighting | USAI Lighting | B3SDF-09X1-30KH-25-S-BZ-NCIC-UNV-D6E | Light Emitting Diode | Inseparable Luminaire | Direct Wired | 0-10 VDC Controls | 70 | 3000 | 0.001 | 91 | 52 | 433 | 0.96 | Ambient | 50000 |  |  | 99999 | 0.01 | 13 | 4 | 0.01 | 0.01 | 0 | 0 | 0 | 0 | 0.09 | 0.02 | 0 | 0 | 0 | 0 | 0.85 | 0 | 0 | 0 | 0 | 0 | True |  | Non Federally-Regulated | 06/29/2018 |  | 11/08/2018
USAI Lighting | USAI Lighting | B3SDF-09X1-30KH-45-S-BZ-NCIC-UNV-D6E | Light Emitting Diode | Inseparable Luminaire | Direct Wired | 0-10 VDC Controls | 67 | 3000 | 0.001 | 91 | 52 | 433 | 0.96 | Ambient | 50000 |  |  | 99999 | 0.01 | 13 | 4 | 0.01 | 0.01 | 0 | 0 | 0 | 0 | 0.09 | 0.02 | 0 | 0 | 0 | 0 | 0.85 | 0 | 0 | 0 | 0 | 0 | True |  | Non Federally-Regulated | 06/29/2018 |  | 11/08/2018
USAI Lighting | USAI Lighting | B3SDF-09X1-30KH-65-S-BZ-NCIC-UNV-D6E | Light Emitting Diode | Inseparable Luminaire | Direct Wired | 0-10 VDC Controls | 65 | 3000 | 0.001 | 91 | 52 | 433 | 0.96 | Ambient | 50000 |  |  | 99999 | 0.01 | 13 | 4 | 0.01 | 0.01 | 0 | 0 | 0 | 0 | 0.09 | 0.02 | 0 | 0 | 0 | 0 | 0.85 | 0 | 0 | 0 | 0 | 0 | True |  | Non Federally-Regulated | 06/29/2018 |  | 11/08/2018
USAI Lighting | USAI Lighting | B3SDF-09X1-35KH-25-S-BZ-NCIC-UNV-D6E | Light Emitting Diode | Inseparable Luminaire | Direct Wired | 0-10 VDC Controls | 76 | 3500 | 0.001 | 91 | 52 | 433 | 0.96 | Ambient | 50000 |  |  | 99999 | 0.01 | 13 | 4 | 0.01 | 0.01 | 0 | 0 | 0 | 0 | 0.09 | 0.02 | 0 | 0 | 0 | 0 | 0.85 | 0 | 0 | 0 | 0 | 0 | True |  | Non Federally-Regulated | 06/29/2018 |  | 11/08/2018
USAI Lighting | USAI Lighting | B3SDF-09X1-35KH-45-S-BZ-NCIC-UNV-D6E | Light Emitting Diode | Inseparable Luminaire | Direct Wired | 0-10 VDC Controls | 72 | 3500 | 0.001 | 91 | 52 | 433 | 0.96 | Ambient | 50000 |  |  | 99999 | 0.01 | 13 | 4 | 0.01 | 0.01 | 0 | 0 | 0 | 0 | 0.09 | 0.02 | 0 | 0 | 0 | 0 | 0.85 | 0 | 0 | 0 | 0 | 0 | True |  | Non Federally-Regulated | 06/29/2018 |  | 11/08/2018
USAI Lighting | USAI Lighting | B3SDF-09X1-35KH-65-S-BZ-NCIC-UNV-D6E | Light Emitting Diode | Inseparable Luminaire | Direct Wired | 0-10 VDC Controls | 70 | 3500 | 0.001 | 91 | 52 | 433 | 0.96 | Ambient | 50000 |  |  | 99999 | 0.01 | 13 | 4 | 0.01 | 0.01 | 0 | 0 | 0 | 0 | 0.09 | 0.02 | 0 | 0 | 0 | 0 | 0.85 | 0 | 0 | 0 | 0 | 0 | True |  | Non Federally-Regulated | 06/29/2018 |  | 11/08/2018
USAI Lighting | USAI Lighting | B3SDF-09X1-40KH-25-S-BZ-NCIC-UNV-D6E | Light Emitting Diode | Inseparable Luminaire | Direct Wired | 0-10 VDC Controls | 81 | 4000 | 0.001 | 91 | 52 | 433 | 0.96 | Ambient | 50000 |  |  | 99999 | 0.01 | 13 | 4 | 0.01 | 0.01 | 0 | 0 | 0 | 0 | 0.09 | 0.02 | 0 | 0 | 0 | 0 | 0.85 | 0 | 0 | 0 | 0 | 0 | True |  | Non Federally-Regulated | 06/29/2018 |  | 11/08/2018
USAI Lighting | USAI Lighting | B3SDF-09X1-40KH-45-S-BZ-NCIC-UNV-D6E | Light Emitting Diode | Inseparable Luminaire | Direct Wired | 0-10 VDC Controls | 77 | 4000 | 0.001 | 91 | 52 | 433 | 0.96 | Ambient | 50000 |  |  | 99999 | 0.01 | 13 | 4 | 0.01 | 0.01 | 0 | 0 | 0 | 0 | 0.09 | 0.02 | 0 | 0 | 0 | 0 | 0.85 | 0 | 0 | 0 | 0 | 0 | True |  | Non Federally-Regulated | 06/29/2018 |  | 11/08/2018
USAI Lighting | USAI Lighting | B3SDF-09X1-40KH-65-S-BZ-NCIC-UNV-D6E | Light Emitting Diode | Inseparable Luminaire | Direct Wired | 0-10 VDC Controls | 75 | 4000 | 0.001 | 91 | 52 | 433 | 0.96 | Ambient | 50000 |  |  | 99999 | 0.01 | 13 | 4 | 0.01 | 0.01 | 0 | 0 | 0 | 0 | 0.09 | 0.02 | 0 | 0 | 0 | 0 | 0.85 | 0 | 0 | 0 | 0 | 0 | True |  | Non Federally-Regulated | 06/29/2018 |  | 11/08/2018
USAI Lighting | USAI Lighting | B3SDF-09X1-27KH-25-S-WH-NCIC-UNV-D6F | Light Emitting Diode | Inseparable Luminaire | Direct Wired | 0-10 VDC Controls | 70 | 2700 | 0.001 | 91 | 52 | 433 | 0.96 | Ambient | 50000 |  |  | 99999 | 0.01 | 13 | 4 | 0.01 | 0.01 | 0 | 0 | 0 | 0 | 0.09 | 0.02 | 0 | 0 | 0 | 0 | 0.85 | 0 | 0 | 0 | 0 | 0 | True |  | Non Federally-Regulated | 06/29/2018 |  | 11/08/2018
USAI Lighting | USAI Lighting | B3SDF-09X1-27KH-45-S-WH-NCIC-UNV-D6F | Light Emitting Diode | Inseparable Luminaire | Direct Wired | 0-10 VDC Controls | 67 | 2700 | 0.001 | 91 | 52 | 433 | 0.96 | Ambient | 50000 |  |  | 99999 | 0.01 | 13 | 4 | 0.01 | 0.01 | 0 | 0 | 0 | 0 | 0.09 | 0.02 | 0 | 0 | 0 | 0 | 0.85 | 0 | 0 | 0 | 0 | 0 | True |  | Non Federally-Regulated | 06/29/2018 |  | 11/08/2018
USAI Lighting | USAI Lighting | B3SDF-09X1-27KH-65-S-WH-NCIC-UNV-D6F | Light Emitting Diode | Inseparable Luminaire | Direct Wired | 0-10 VDC Controls | 65 | 2700 | 0.001 | 91 | 52 | 433 | 0.96 | Ambient | 50000 |  |  | 99999 | 0.01 | 13 | 4 | 0.01 | 0.01 | 0 | 0 | 0 | 0 | 0.09 | 0.02 | 0 | 0 | 0 | 0 | 0.85 | 0 | 0 | 0 | 0 | 0 | True |  | Non Federally-Regulated | 06/29/2018 |  | 11/08/2018
USAI Lighting | USAI Lighting | B3SDF-09X1-30KH-25-S-WH-NCIC-UNV-D6F | Light Emitting Diode | Inseparable Luminaire | Direct Wired | 0-10 VDC Controls | 70 | 3000 | 0.001 | 91 | 52 | 433 | 0.96 | Ambient | 50000 |  |  | 99999 | 0.01 | 13 | 4 | 0.01 | 0.01 | 0 | 0 | 0 | 0 | 0.09 | 0.02 | 0 | 0 | 0 | 0 | 0.85 | 0 | 0 | 0 | 0 | 0 | True |  | Non Federally-Regulated | 06/29/2018 |  | 11/08/2018
USAI Lighting | USAI Lighting | B3SDF-09X1-30KH-45-S-WH-NCIC-UNV-D6F | Light Emitting Diode | Inseparable Luminaire | Direct Wired | 0-10 VDC Controls | 67 | 3000 | 0.001 | 91 | 52 | 433 | 0.96 | Ambient | 50000 |  |  | 99999 | 0.01 | 13 | 4 | 0.01 | 0.01 | 0 | 0 | 0 | 0 | 0.09 | 0.02 | 0 | 0 | 0 | 0 | 0.85 | 0 | 0 | 0 | 0 | 0 | True |  | Non Federally-Regulated | 06/29/2018 |  | 11/08/2018
USAI Lighting | USAI Lighting | B3SDF-09X1-30KH-65-S-WH-NCIC-UNV-D6F | Light Emitting Diode | Inseparable Luminaire | Direct Wired | 0-10 VDC Controls | 65 | 3000 | 0.001 | 91 | 52 | 433 | 0.96 | Ambient | 50000 |  |  | 99999 | 0.01 | 13 | 4 | 0.01 | 0.01 | 0 | 0 | 0 | 0 | 0.09 | 0.02 | 0 | 0 | 0 | 0 | 0.85 | 0 | 0 | 0 | 0 | 0 | True |  | Non Federally-Regulated | 06/29/2018 |  | 11/08/2018
USAI Lighting | USAI Lighting | B3SDF-09X1-35KH-25-S-WH-NCIC-UNV-D6F | Light Emitting Diode | Inseparable Luminaire | Direct Wired | 0-10 VDC Controls | 76 | 3500 | 0.001 | 91 | 52 | 433 | 0.96 | Ambient | 50000 |  |  | 99999 | 0.01 | 13 | 4 | 0.01 | 0.01 | 0 | 0 | 0 | 0 | 0.09 | 0.02 | 0 | 0 | 0 | 0 | 0.85 | 0 | 0 | 0 | 0 | 0 | True |  | Non Federally-Regulated | 06/29/2018 |  | 11/08/2018
USAI Lighting | USAI Lighting | B3SDF-09X1-35KH-45-S-WH-NCIC-UNV-D6F | Light Emitting Diode | Inseparable Luminaire | Direct Wired | 0-10 VDC Controls | 72 | 3500 | 0.001 | 91 | 52 | 433 | 0.96 | Ambient | 50000 |  |  | 99999 | 0.01 | 13 | 4 | 0.01 | 0.01 | 0 | 0 | 0 | 0 | 0.09 | 0.02 | 0 | 0 | 0 | 0 | 0.85 | 0 | 0 | 0 | 0 | 0 | True |  | Non Federally-Regulated | 06/29/2018 |  | 11/08/2018
USAI Lighting | USAI Lighting | B3SDF-09X1-35KH-65-S-WH-NCIC-UNV-D6F | Light Emitting Diode | Inseparable Luminaire | Direct Wired | 0-10 VDC Controls | 70 | 3500 | 0.001 | 91 | 52 | 433 | 0.96 | Ambient | 50000 |  |  | 99999 | 0.01 | 13 | 4 | 0.01 | 0.01 | 0 | 0 | 0 | 0 | 0.09 | 0.02 | 0 | 0 | 0 | 0 | 0.85 | 0 | 0 | 0 | 0 | 0 | True |  | Non Federally-Regulated | 06/29/2018 |  | 11/08/2018
USAI Lighting | USAI Lighting | B3SDF-09X1-40KH-25-S-WH-NCIC-UNV-D6F | Light Emitting Diode | Inseparable Luminaire | Direct Wired | 0-10 VDC Controls | 81 | 4000 | 0.001 | 91 | 52 | 433 | 0.96 | Ambient | 50000 |  |  | 99999 | 0.01 | 13 | 4 | 0.01 | 0.01 | 0 | 0 | 0 | 0 | 0.09 | 0.02 | 0 | 0 | 0 | 0 | 0.85 | 0 | 0 | 0 | 0 | 0 | True |  | Non Federally-Regulated | 06/29/2018 |  | 11/08/2018
USAI Lighting | USAI Lighting | B3SDF-09X1-40KH-45-S-WH-NCIC-UNV-D6F | Light Emitting Diode | Inseparable Luminaire | Direct Wired | 0-10 VDC Controls | 77 | 4000 | 0.001 | 91 | 52 | 433 | 0.96 | Ambient | 50000 |  |  | 99999 | 0.01 | 13 | 4 | 0.01 | 0.01 | 0 | 0 | 0 | 0 | 0.09 | 0.02 | 0 | 0 | 0 | 0 | 0.85 | 0 | 0 | 0 | 0 | 0 | True |  | Non Federally-Regulated | 06/29/2018 |  | 11/08/2018
USAI Lighting | USAI Lighting | B3SDF-09X1-40KH-65-S-WH-NCIC-UNV-D6F | Light Emitting Diode | Inseparable Luminaire | Direct Wired | 0-10 VDC Controls | 75 | 4000 | 0.001 | 91 | 52 | 433 | 0.96 | Ambient | 50000 |  |  | 99999 | 0.01 | 13 | 4 | 0.01 | 0.01 | 0 | 0 | 0 | 0 | 0.09 | 0.02 | 0 | 0 | 0 | 0 | 0.85 | 0 | 0 | 0 | 0 | 0 | True |  | Non Federally-Regulated | 06/29/2018 |  | 11/08/2018
USAI Lighting | USAI Lighting | B3SDF-09X1-27KH-25-S-GR-NCIC-UNV-D6F | Light Emitting Diode | Inseparable Luminaire | Direct Wired | 0-10 VDC Controls | 70 | 2700 | 0.001 | 91 | 52 | 433 | 0.96 | Ambient | 50000 |  |  | 99999 | 0.01 | 13 | 4 | 0.01 | 0.01 | 0 | 0 | 0 | 0 | 0.09 | 0.02 | 0 | 0 | 0 | 0 | 0.85 | 0 | 0 | 0 | 0 | 0 | True |  | Non Federally-Regulated | 06/29/2018 |  | 11/08/2018
USAI Lighting | USAI Lighting | B3SDF-09X1-27KH-45-S-GR-NCIC-UNV-D6F | Light Emitting Diode | Inseparable Luminaire | Direct Wired | 0-10 VDC Controls | 67 | 2700 | 0.001 | 91 | 52 | 433 | 0.96 | Ambient | 50000 |  |  | 99999 | 0.01 | 13 | 4 | 0.01 | 0.01 | 0 | 0 | 0 | 0 | 0.09 | 0.02 | 0 | 0 | 0 | 0 | 0.85 | 0 | 0 | 0 | 0 | 0 | True |  | Non Federally-Regulated | 06/29/2018 |  | 11/08/2018
USAI Lighting | USAI Lighting | B3SDF-09X1-27KH-65-S-GR-NCIC-UNV-D6F | Light Emitting Diode | Inseparable Luminaire | Direct Wired | 0-10 VDC Controls | 65 | 2700 | 0.001 | 91 | 52 | 433 | 0.96 | Ambient | 50000 |  |  | 99999 | 0.01 | 13 | 4 | 0.01 | 0.01 | 0 | 0 | 0 | 0 | 0.09 | 0.02 | 0 | 0 | 0 | 0 | 0.85 | 0 | 0 | 0 | 0 | 0 | True |  | Non Federally-Regulated | 06/29/2018 |  | 11/08/2018
USAI Lighting | USAI Lighting | B3SDF-09X1-30KH-25-S-GR-NCIC-UNV-D6F | Light Emitting Diode | Inseparable Luminaire | Direct Wired | 0-10 VDC Controls | 70 | 3000 | 0.001 | 91 | 52 | 433 | 0.96 | Ambient | 50000 |  |  | 99999 | 0.01 | 13 | 4 | 0.01 | 0.01 | 0 | 0 | 0 | 0 | 0.09 | 0.02 | 0 | 0 | 0 | 0 | 0.85 | 0 | 0 | 0 | 0 | 0 | True |  | Non Federally-Regulated | 06/29/2018 |  | 11/08/2018
USAI Lighting | USAI Lighting | B3SDF-09X1-30KH-45-S-GR-NCIC-UNV-D6F | Light Emitting Diode | Inseparable Luminaire | Direct Wired | 0-10 VDC Controls | 67 | 3000 | 0.001 | 91 | 52 | 433 | 0.96 | Ambient | 50000 |  |  | 99999 | 0.01 | 13 | 4 | 0.01 | 0.01 | 0 | 0 | 0 | 0 | 0.09 | 0.02 | 0 | 0 | 0 | 0 | 0.85 | 0 | 0 | 0 | 0 | 0 | True |  | Non Federally-Regulated | 06/29/2018 |  | 11/08/2018
USAI Lighting | USAI Lighting | B3SDF-09X1-30KH-65-S-GR-NCIC-UNV-D6F | Light Emitting Diode | Inseparable Luminaire | Direct Wired | 0-10 VDC Controls | 65 | 3000 | 0.001 | 91 | 52 | 433 | 0.96 | Ambient | 50000 |  |  | 99999 | 0.01 | 13 | 4 | 0.01 | 0.01 | 0 | 0 | 0 | 0 | 0.09 | 0.02 | 0 | 0 | 0 | 0 | 0.85 | 0 | 0 | 0 | 0 | 0 | True |  | Non Federally-Regulated | 06/29/2018 |  | 11/08/2018
USAI Lighting | USAI Lighting | B3SDF-09X1-35KH-25-S-GR-NCIC-UNV-D6F | Light Emitting Diode | Inseparable Luminaire | Direct Wired | 0-10 VDC Controls | 76 | 3500 | 0.001 | 91 | 52 | 433 | 0.96 | Ambient | 50000 |  |  | 99999 | 0.01 | 13 | 4 | 0.01 | 0.01 | 0 | 0 | 0 | 0 | 0.09 | 0.02 | 0 | 0 | 0 | 0 | 0.85 | 0 | 0 | 0 | 0 | 0 | True |  | Non Federally-Regulated | 06/29/2018 |  | 11/08/2018
USAI Lighting | USAI Lighting | B3SDF-09X1-35KH-45-S-GR-NCIC-UNV-D6F | Light Emitting Diode | Inseparable Luminaire | Direct Wired | 0-10 VDC Controls | 72 | 3500 | 0.001 | 91 | 52 | 433 | 0.96 | Ambient | 50000 |  |  | 99999 | 0.01 | 13 | 4 | 0.01 | 0.01 | 0 | 0 | 0 | 0 | 0.09 | 0.02 | 0 | 0 | 0 | 0 | 0.85 | 0 | 0 | 0 | 0 | 0 | True |  | Non Federally-Regulated | 06/29/2018 |  | 11/08/2018
USAI Lighting | USAI Lighting | B3SDF-09X1-35KH-65-S-GR-NCIC-UNV-D6F | Light Emitting Diode | Inseparable Luminaire | Direct Wired | 0-10 VDC Controls | 70 | 3500 | 0.001 | 91 | 52 | 433 | 0.96 | Ambient | 50000 |  |  | 99999 | 0.01 | 13 | 4 | 0.01 | 0.01 | 0 | 0 | 0 | 0 | 0.09 | 0.02 | 0 | 0 | 0 | 0 | 0.85 | 0 | 0 | 0 | 0 | 0 | True |  | Non Federally-Regulated | 06/29/2018 |  | 11/08/2018
USAI Lighting | USAI Lighting | B3SDF-09X1-40KH-25-S-GR-NCIC-UNV-D6F | Light Emitting Diode | Inseparable Luminaire | Direct Wired | 0-10 VDC Controls | 81 | 4000 | 0.001 | 91 | 52 | 433 | 0.96 | Ambient | 50000 |  |  | 99999 | 0.01 | 13 | 4 | 0.01 | 0.01 | 0 | 0 | 0 | 0 | 0.09 | 0.02 | 0 | 0 | 0 | 0 | 0.85 | 0 | 0 | 0 | 0 | 0 | True |  | Non Federally-Regulated | 06/29/2018 |  | 11/08/2018
USAI Lighting | USAI Lighting | B3SDF-09X1-40KH-45-S-GR-NCIC-UNV-D6F | Light Emitting Diode | Inseparable Luminaire | Direct Wired | 0-10 VDC Controls | 77 | 4000 | 0.001 | 91 | 52 | 433 | 0.96 | Ambient | 50000 |  |  | 99999 | 0.01 | 13 | 4 | 0.01 | 0.01 | 0 | 0 | 0 | 0 | 0.09 | 0.02 | 0 | 0 | 0 | 0 | 0.85 | 0 | 0 | 0 | 0 | 0 | True |  | Non Federally-Regulated | 06/29/2018 |  | 11/08/2018
USAI Lighting | USAI Lighting | B3SDF-09X1-40KH-65-S-GR-NCIC-UNV-D6F | Light Emitting Diode | Inseparable Luminaire | Direct Wired | 0-10 VDC Controls | 75 | 4000 | 0.001 | 91 | 52 | 433 | 0.96 | Ambient | 50000 |  |  | 99999 | 0.01 | 13 | 4 | 0.01 | 0.01 | 0 | 0 | 0 | 0 | 0.09 | 0.02 | 0 | 0 | 0 | 0 | 0.85 | 0 | 0 | 0 | 0 | 0 | True |  | Non Federally-Regulated | 06/29/2018 |  | 11/08/2018
USAI Lighting | USAI Lighting | B3SDF-09X1-27KH-25-S-BL-NCIC-UNV-D6F | Light Emitting Diode | Inseparable Luminaire | Direct Wired | 0-10 VDC Controls | 70 | 2700 | 0.001 | 91 | 52 | 433 | 0.96 | Ambient | 50000 |  |  | 99999 | 0.01 | 13 | 4 | 0.01 | 0.01 | 0 | 0 | 0 | 0 | 0.09 | 0.02 | 0 | 0 | 0 | 0 | 0.85 | 0 | 0 | 0 | 0 | 0 | True |  | Non Federally-Regulated | 06/29/2018 |  | 11/08/2018
USAI Lighting | USAI Lighting | B3SDF-09X1-27KH-45-S-BL-NCIC-UNV-D6F | Light Emitting Diode | Inseparable Luminaire | Direct Wired | 0-10 VDC Controls | 67 | 2700 | 0.001 | 91 | 52 | 433 | 0.96 | Ambient | 50000 |  |  | 99999 | 0.01 | 13 | 4 | 0.01 | 0.01 | 0 | 0 | 0 | 0 | 0.09 | 0.02 | 0 | 0 | 0 | 0 | 0.85 | 0 | 0 | 0 | 0 | 0 | True |  | Non Federally-Regulated | 06/29/2018 |  | 11/08/2018
USAI Lighting | USAI Lighting | B3SDF-09X1-27KH-65-S-BL-NCIC-UNV-D6F | Light Emitting Diode | Inseparable Luminaire | Direct Wired | 0-10 VDC Controls | 65 | 2700 | 0.001 | 91 | 52 | 433 | 0.96 | Ambient | 50000 |  |  | 99999 | 0.01 | 13 | 4 | 0.01 | 0.01 | 0 | 0 | 0 | 0 | 0.09 | 0.02 | 0 | 0 | 0 | 0 | 0.85 | 0 | 0 | 0 | 0 | 0 | True |  | Non Federally-Regulated | 06/29/2018 |  | 11/08/2018
USAI Lighting | USAI Lighting | B3SDF-09X1-30KH-25-S-BL-NCIC-UNV-D6F | Light Emitting Diode | Inseparable Luminaire | Direct Wired | 0-10 VDC Controls | 70 | 3000 | 0.001 | 91 | 52 | 433 | 0.96 | Ambient | 50000 |  |  | 99999 | 0.01 | 13 | 4 | 0.01 | 0.01 | 0 | 0 | 0 | 0 | 0.09 | 0.02 | 0 | 0 | 0 | 0 | 0.85 | 0 | 0 | 0 | 0 | 0 | True |  | Non Federally-Regulated | 06/29/2018 |  | 11/08/2018
USAI Lighting | USAI Lighting | B3SDF-09X1-30KH-45-S-BL-NCIC-UNV-D6F | Light Emitting Diode | Inseparable Luminaire | Direct Wired | 0-10 VDC Controls | 67 | 3000 | 0.001 | 91 | 52 | 433 | 0.96 | Ambient | 50000 |  |  | 99999 | 0.01 | 13 | 4 | 0.01 | 0.01 | 0 | 0 | 0 | 0 | 0.09 | 0.02 | 0 | 0 | 0 | 0 | 0.85 | 0 | 0 | 0 | 0 | 0 | True |  | Non Federally-Regulated | 06/29/2018 |  | 11/08/2018
USAI Lighting | USAI Lighting | B3SDF-09X1-30KH-65-S-BL-NCIC-UNV-D6F | Light Emitting Diode | Inseparable Luminaire | Direct Wired | 0-10 VDC Controls | 65 | 3000 | 0.001 | 91 | 52 | 433 | 0.96 | Ambient | 50000 |  |  | 99999 | 0.01 | 13 | 4 | 0.01 | 0.01 | 0 | 0 | 0 | 0 | 0.09 | 0.02 | 0 | 0 | 0 | 0 | 0.85 | 0 | 0 | 0 | 0 | 0 | True |  | Non Federally-Regulated | 06/29/2018 |  | 11/08/2018
USAI Lighting | USAI Lighting | B3SDF-09X1-35KH-25-S-BL-NCIC-UNV-D6F | Light Emitting Diode | Inseparable Luminaire | Direct Wired | 0-10 VDC Controls | 76 | 3500 | 0.001 | 91 | 52 | 433 | 0.96 | Ambient | 50000 |  |  | 99999 | 0.01 | 13 | 4 | 0.01 | 0.01 | 0 | 0 | 0 | 0 | 0.09 | 0.02 | 0 | 0 | 0 | 0 | 0.85 | 0 | 0 | 0 | 0 | 0 | True |  | Non Federally-Regulated | 06/29/2018 |  | 11/08/2018
USAI Lighting | USAI Lighting | B3SDF-09X1-35KH-45-S-BL-NCIC-UNV-D6F | Light Emitting Diode | Inseparable Luminaire | Direct Wired | 0-10 VDC Controls | 72 | 3500 | 0.001 | 91 | 52 | 433 | 0.96 | Ambient | 50000 |  |  | 99999 | 0.01 | 13 | 4 | 0.01 | 0.01 | 0 | 0 | 0 | 0 | 0.09 | 0.02 | 0 | 0 | 0 | 0 | 0.85 | 0 | 0 | 0 | 0 | 0 | True |  | Non Federally-Regulated | 06/29/2018 |  | 11/08/2018
USAI Lighting | USAI Lighting | B3SDF-09X1-35KH-65-S-BL-NCIC-UNV-D6F | Light Emitting Diode | Inseparable Luminaire | Direct Wired | 0-10 VDC Controls | 70 | 3500 | 0.001 | 91 | 52 | 433 | 0.96 | Ambient | 50000 |  |  | 99999 | 0.01 | 13 | 4 | 0.01 | 0.01 | 0 | 0 | 0 | 0 | 0.09 | 0.02 | 0 | 0 | 0 | 0 | 0.85 | 0 | 0 | 0 | 0 | 0 | True |  | Non Federally-Regulated | 06/29/2018 |  | 11/08/2018
USAI Lighting | USAI Lighting | B3SDF-09X1-40KH-25-S-BL-NCIC-UNV-D6F | Light Emitting Diode | Inseparable Luminaire | Direct Wired | 0-10 VDC Controls | 81 | 4000 | 0.001 | 91 | 52 | 433 | 0.96 | Ambient | 50000 |  |  | 99999 | 0.01 | 13 | 4 | 0.01 | 0.01 | 0 | 0 | 0 | 0 | 0.09 | 0.02 | 0 | 0 | 0 | 0 | 0.85 | 0 | 0 | 0 | 0 | 0 | True |  | Non Federally-Regulated | 06/29/2018 |  | 11/08/2018
USAI Lighting | USAI Lighting | B3SDF-09X1-40KH-45-S-BL-NCIC-UNV-D6F | Light Emitting Diode | Inseparable Luminaire | Direct Wired | 0-10 VDC Controls | 77 | 4000 | 0.001 | 91 | 52 | 433 | 0.96 | Ambient | 50000 |  |  | 99999 | 0.01 | 13 | 4 | 0.01 | 0.01 | 0 | 0 | 0 | 0 | 0.09 | 0.02 | 0 | 0 | 0 | 0 | 0.85 | 0 | 0 | 0 | 0 | 0 | True |  | Non Federally-Regulated | 06/29/2018 |  | 11/08/2018
USAI Lighting | USAI Lighting | B3SDF-09X1-40KH-65-S-BL-NCIC-UNV-D6F | Light Emitting Diode | Inseparable Luminaire | Direct Wired | 0-10 VDC Controls | 75 | 4000 | 0.001 | 91 | 52 | 433 | 0.96 | Ambient | 50000 |  |  | 99999 | 0.01 | 13 | 4 | 0.01 | 0.01 | 0 | 0 | 0 | 0 | 0.09 | 0.02 | 0 | 0 | 0 | 0 | 0.85 | 0 | 0 | 0 | 0 | 0 | True |  | Non Federally-Regulated | 06/29/2018 |  | 11/08/2018
USAI Lighting | USAI Lighting | B3SDF-09X1-27KH-25-S-BZ-NCIC-UNV-D6F | Light Emitting Diode | Inseparable Luminaire | Direct Wired | 0-10 VDC Controls | 70 | 2700 | 0.001 | 91 | 52 | 433 | 0.96 | Ambient | 50000 |  |  | 99999 | 0.01 | 13 | 4 | 0.01 | 0.01 | 0 | 0 | 0 | 0 | 0.09 | 0.02 | 0 | 0 | 0 | 0 | 0.85 | 0 | 0 | 0 | 0 | 0 | True |  | Non Federally-Regulated | 06/29/2018 |  | 11/08/2018
USAI Lighting | USAI Lighting | B3SDF-09X1-27KH-45-S-BZ-NCIC-UNV-D6F | Light Emitting Diode | Inseparable Luminaire | Direct Wired | 0-10 VDC Controls | 67 | 2700 | 0.001 | 91 | 52 | 433 | 0.96 | Ambient | 50000 |  |  | 99999 | 0.01 | 13 | 4 | 0.01 | 0.01 | 0 | 0 | 0 | 0 | 0.09 | 0.02 | 0 | 0 | 0 | 0 | 0.85 | 0 | 0 | 0 | 0 | 0 | True |  | Non Federally-Regulated | 06/29/2018 |  | 11/08/2018
USAI Lighting | USAI Lighting | B3SDF-09X1-27KH-65-S-BZ-NCIC-UNV-D6F | Light Emitting Diode | Inseparable Luminaire | Direct Wired | 0-10 VDC Controls | 65 | 2700 | 0.001 | 91 | 52 | 433 | 0.96 | Ambient | 50000 |  |  | 99999 | 0.01 | 13 | 4 | 0.01 | 0.01 | 0 | 0 | 0 | 0 | 0.09 | 0.02 | 0 | 0 | 0 | 0 | 0.85 | 0 | 0 | 0 | 0 | 0 | True |  | Non Federally-Regulated | 06/29/2018 |  | 11/08/2018
USAI Lighting | USAI Lighting | B3SDF-09X1-30KH-25-S-BZ-NCIC-UNV-D6F | Light Emitting Diode | Inseparable Luminaire | Direct Wired | 0-10 VDC Controls | 70 | 3000 | 0.001 | 91 | 52 | 433 | 0.96 | Ambient | 50000 |  |  | 99999 | 0.01 | 13 | 4 | 0.01 | 0.01 | 0 | 0 | 0 | 0 | 0.09 | 0.02 | 0 | 0 | 0 | 0 | 0.85 | 0 | 0 | 0 | 0 | 0 | True |  | Non Federally-Regulated | 06/29/2018 |  | 11/08/2018
USAI Lighting | USAI Lighting | B3SDF-09X1-30KH-45-S-BZ-NCIC-UNV-D6F | Light Emitting Diode | Inseparable Luminaire | Direct Wired | 0-10 VDC Controls | 67 | 3000 | 0.001 | 91 | 52 | 433 | 0.96 | Ambient | 50000 |  |  | 99999 | 0.01 | 13 | 4 | 0.01 | 0.01 | 0 | 0 | 0 | 0 | 0.09 | 0.02 | 0 | 0 | 0 | 0 | 0.85 | 0 | 0 | 0 | 0 | 0 | True |  | Non Federally-Regulated | 06/29/2018 |  | 11/08/2018
USAI Lighting | USAI Lighting | B3SDF-09X1-30KH-65-S-BZ-NCIC-UNV-D6F | Light Emitting Diode | Inseparable Luminaire | Direct Wired | 0-10 VDC Controls | 65 | 3000 | 0.001 | 91 | 52 | 433 | 0.96 | Ambient | 50000 |  |  | 99999 | 0.01 | 13 | 4 | 0.01 | 0.01 | 0 | 0 | 0 | 0 | 0.09 | 0.02 | 0 | 0 | 0 | 0 | 0.85 | 0 | 0 | 0 | 0 | 0 | True |  | Non Federally-Regulated | 06/29/2018 |  | 11/08/2018
USAI Lighting | USAI Lighting | B3SDF-09X1-35KH-25-S-BZ-NCIC-UNV-D6F | Light Emitting Diode | Inseparable Luminaire | Direct Wired | 0-10 VDC Controls | 76 | 3500 | 0.001 | 91 | 52 | 433 | 0.96 | Ambient | 50000 |  |  | 99999 | 0.01 | 13 | 4 | 0.01 | 0.01 | 0 | 0 | 0 | 0 | 0.09 | 0.02 | 0 | 0 | 0 | 0 | 0.85 | 0 | 0 | 0 | 0 | 0 | True |  | Non Federally-Regulated | 06/29/2018 |  | 11/08/2018
USAI Lighting | USAI Lighting | B3SDF-09X1-35KH-45-S-BZ-NCIC-UNV-D6F | Light Emitting Diode | Inseparable Luminaire | Direct Wired | 0-10 VDC Controls | 72 | 3500 | 0.001 | 91 | 52 | 433 | 0.96 | Ambient | 50000 |  |  | 99999 | 0.01 | 13 | 4 | 0.01 | 0.01 | 0 | 0 | 0 | 0 | 0.09 | 0.02 | 0 | 0 | 0 | 0 | 0.85 | 0 | 0 | 0 | 0 | 0 | True |  | Non Federally-Regulated | 06/29/2018 |  | 11/08/2018
USAI Lighting | USAI Lighting | B3SDF-09X1-35KH-65-S-BZ-NCIC-UNV-D6F | Light Emitting Diode | Inseparable Luminaire | Direct Wired | 0-10 VDC Controls | 70 | 3500 | 0.001 | 91 | 52 | 433 | 0.96 | Ambient | 50000 |  |  | 99999 | 0.01 | 13 | 4 | 0.01 | 0.01 | 0 | 0 | 0 | 0 | 0.09 | 0.02 | 0 | 0 | 0 | 0 | 0.85 | 0 | 0 | 0 | 0 | 0 | True |  | Non Federally-Regulated | 06/29/2018 |  | 11/08/2018
USAI Lighting | USAI Lighting | B3SDF-09X1-40KH-25-S-BZ-NCIC-UNV-D6F | Light Emitting Diode | Inseparable Luminaire | Direct Wired | 0-10 VDC Controls | 81 | 4000 | 0.001 | 91 | 52 | 433 | 0.96 | Ambient | 50000 |  |  | 99999 | 0.01 | 13 | 4 | 0.01 | 0.01 | 0 | 0 | 0 | 0 | 0.09 | 0.02 | 0 | 0 | 0 | 0 | 0.85 | 0 | 0 | 0 | 0 | 0 | True |  | Non Federally-Regulated | 06/29/2018 |  | 11/08/2018
USAI Lighting | USAI Lighting | B3SDF-09X1-40KH-45-S-BZ-NCIC-UNV-D6F | Light Emitting Diode | Inseparable Luminaire | Direct Wired | 0-10 VDC Controls | 77 | 4000 | 0.001 | 91 | 52 | 433 | 0.96 | Ambient | 50000 |  |  | 99999 | 0.01 | 13 | 4 | 0.01 | 0.01 | 0 | 0 | 0 | 0 | 0.09 | 0.02 | 0 | 0 | 0 | 0 | 0.85 | 0 | 0 | 0 | 0 | 0 | True |  | Non Federally-Regulated | 06/29/2018 |  | 11/08/2018
USAI Lighting | USAI Lighting | B3SDF-09X1-40KH-65-S-BZ-NCIC-UNV-D6F | Light Emitting Diode | Inseparable Luminaire | Direct Wired | 0-10 VDC Controls | 75 | 4000 | 0.001 | 91 | 52 | 433 | 0.96 | Ambient | 50000 |  |  | 99999 | 0.01 | 13 | 4 | 0.01 | 0.01 | 0 | 0 | 0 | 0 | 0.09 | 0.02 | 0 | 0 | 0 | 0 | 0.85 | 0 | 0 | 0 | 0 | 0 | True |  | Non Federally-Regulated | 06/29/2018 |  | 11/08/2018
USAI Lighting | USAI Lighting | B3SDF-09X1-27KH-25-S-WH-NCIC-UNV-D6A | Light Emitting Diode | Inseparable Luminaire | Direct Wired | 0-10 VDC Controls | 70 | 2700 | 0.001 | 91 | 52 | 433 | 0.96 | Ambient | 50000 |  |  | 99999 | 0.01 | 13 | 4 | 0.01 | 0.01 | 0 | 0 | 0 | 0 | 0.09 | 0.02 | 0 | 0 | 0 | 0 | 0.85 | 0 | 0 | 0 | 0 | 0 | True |  | Non Federally-Regulated | 06/29/2018 |  | 11/08/2018
USAI Lighting | USAI Lighting | B3SDF-09X1-27KH-45-S-WH-NCIC-UNV-D6A | Light Emitting Diode | Inseparable Luminaire | Direct Wired | 0-10 VDC Controls | 67 | 2700 | 0.001 | 91 | 52 | 433 | 0.96 | Ambient | 50000 |  |  | 99999 | 0.01 | 13 | 4 | 0.01 | 0.01 | 0 | 0 | 0 | 0 | 0.09 | 0.02 | 0 | 0 | 0 | 0 | 0.85 | 0 | 0 | 0 | 0 | 0 | True |  | Non Federally-Regulated | 06/29/2018 |  | 11/08/2018
USAI Lighting | USAI Lighting | B3SDF-09X1-27KH-65-S-WH-NCIC-UNV-D6A | Light Emitting Diode | Inseparable Luminaire | Direct Wired | 0-10 VDC Controls | 65 | 2700 | 0.001 | 91 | 52 | 433 | 0.96 | Ambient | 50000 |  |  | 99999 | 0.01 | 13 | 4 | 0.01 | 0.01 | 0 | 0 | 0 | 0 | 0.09 | 0.02 | 0 | 0 | 0 | 0 | 0.85 | 0 | 0 | 0 | 0 | 0 | True |  | Non Federally-Regulated | 06/29/2018 |  | 11/08/2018
USAI Lighting | USAI Lighting | B3SDF-09X1-30KH-25-S-WH-NCIC-UNV-D6A | Light Emitting Diode | Inseparable Luminaire | Direct Wired | 0-10 VDC Controls | 70 | 3000 | 0.001 | 91 | 52 | 433 | 0.96 | Ambient | 50000 |  |  | 99999 | 0.01 | 13 | 4 | 0.01 | 0.01 | 0 | 0 | 0 | 0 | 0.09 | 0.02 | 0 | 0 | 0 | 0 | 0.85 | 0 | 0 | 0 | 0 | 0 | True |  | Non Federally-Regulated | 06/29/2018 |  | 11/08/2018
USAI Lighting | USAI Lighting | B3SDF-09X1-30KH-45-S-WH-NCIC-UNV-D6A | Light Emitting Diode | Inseparable Luminaire | Direct Wired | 0-10 VDC Controls | 67 | 3000 | 0.001 | 91 | 52 | 433 | 0.96 | Ambient | 50000 |  |  | 99999 | 0.01 | 13 | 4 | 0.01 | 0.01 | 0 | 0 | 0 | 0 | 0.09 | 0.02 | 0 | 0 | 0 | 0 | 0.85 | 0 | 0 | 0 | 0 | 0 | True |  | Non Federally-Regulated | 06/29/2018 |  | 11/08/2018
USAI Lighting | USAI Lighting | B3SDF-09X1-30KH-65-S-WH-NCIC-UNV-D6A | Light Emitting Diode | Inseparable Luminaire | Direct Wired | 0-10 VDC Controls | 65 | 3000 | 0.001 | 91 | 52 | 433 | 0.96 | Ambient | 50000 |  |  | 99999 | 0.01 | 13 | 4 | 0.01 | 0.01 | 0 | 0 | 0 | 0 | 0.09 | 0.02 | 0 | 0 | 0 | 0 | 0.85 | 0 | 0 | 0 | 0 | 0 | True |  | Non Federally-Regulated | 06/29/2018 |  | 11/08/2018
USAI Lighting | USAI Lighting | B3SDF-09X1-35KH-25-S-WH-NCIC-UNV-D6A | Light Emitting Diode | Inseparable Luminaire | Direct Wired | 0-10 VDC Controls | 76 | 3500 | 0.001 | 91 | 52 | 433 | 0.96 | Ambient | 50000 |  |  | 99999 | 0.01 | 13 | 4 | 0.01 | 0.01 | 0 | 0 | 0 | 0 | 0.09 | 0.02 | 0 | 0 | 0 | 0 | 0.85 | 0 | 0 | 0 | 0 | 0 | True |  | Non Federally-Regulated | 06/29/2018 |  | 11/08/2018
USAI Lighting | USAI Lighting | B3SDF-09X1-35KH-45-S-WH-NCIC-UNV-D6A | Light Emitting Diode | Inseparable Luminaire | Direct Wired | 0-10 VDC Controls | 72 | 3500 | 0.001 | 91 | 52 | 433 | 0.96 | Ambient | 50000 |  |  | 99999 | 0.01 | 13 | 4 | 0.01 | 0.01 | 0 | 0 | 0 | 0 | 0.09 | 0.02 | 0 | 0 | 0 | 0 | 0.85 | 0 | 0 | 0 | 0 | 0 | True |  | Non Federally-Regulated | 06/29/2018 |  | 11/08/2018
USAI Lighting | USAI Lighting | B3SDF-09X1-35KH-65-S-WH-NCIC-UNV-D6A | Light Emitting Diode | Inseparable Luminaire | Direct Wired | 0-10 VDC Controls | 70 | 3500 | 0.001 | 91 | 52 | 433 | 0.96 | Ambient | 50000 |  |  | 99999 | 0.01 | 13 | 4 | 0.01 | 0.01 | 0 | 0 | 0 | 0 | 0.09 | 0.02 | 0 | 0 | 0 | 0 | 0.85 | 0 | 0 | 0 | 0 | 0 | True |  | Non Federally-Regulated | 06/29/2018 |  | 11/08/2018
USAI Lighting | USAI Lighting | B3SDF-09X1-40KH-25-S-WH-NCIC-UNV-D6A | Light Emitting Diode | Inseparable Luminaire | Direct Wired | 0-10 VDC Controls | 81 | 4000 | 0.001 | 91 | 52 | 433 | 0.96 | Ambient | 50000 |  |  | 99999 | 0.01 | 13 | 4 | 0.01 | 0.01 | 0 | 0 | 0 | 0 | 0.09 | 0.02 | 0 | 0 | 0 | 0 | 0.85 | 0 | 0 | 0 | 0 | 0 | True |  | Non Federally-Regulated | 06/29/2018 |  | 11/08/2018
USAI Lighting | USAI Lighting | B3SDF-09X1-40KH-45-S-WH-NCIC-UNV-D6A | Light Emitting Diode | Inseparable Luminaire | Direct Wired | 0-10 VDC Controls | 77 | 4000 | 0.001 | 91 | 52 | 433 | 0.96 | Ambient | 50000 |  |  | 99999 | 0.01 | 13 | 4 | 0.01 | 0.01 | 0 | 0 | 0 | 0 | 0.09 | 0.02 | 0 | 0 | 0 | 0 | 0.85 | 0 | 0 | 0 | 0 | 0 | True |  | Non Federally-Regulated | 06/29/2018 |  | 11/08/2018
USAI Lighting | USAI Lighting | B3SDF-09X1-40KH-65-S-WH-NCIC-UNV-D6A | Light Emitting Diode | Inseparable Luminaire | Direct Wired | 0-10 VDC Controls | 75 | 4000 | 0.001 | 91 | 52 | 433 | 0.96 | Ambient | 50000 |  |  | 99999 | 0.01 | 13 | 4 | 0.01 | 0.01 | 0 | 0 | 0 | 0 | 0.09 | 0.02 | 0 | 0 | 0 | 0 | 0.85 | 0 | 0 | 0 | 0 | 0 | True |  | Non Federally-Regulated | 06/29/2018 |  | 11/08/2018
USAI Lighting | USAI Lighting | B3SDF-09X1-27KH-25-S-GR-NCIC-UNV-D6A | Light Emitting Diode | Inseparable Luminaire | Direct Wired | 0-10 VDC Controls | 70 | 2700 | 0.001 | 91 | 52 | 433 | 0.96 | Ambient | 50000 |  |  | 99999 | 0.01 | 13 | 4 | 0.01 | 0.01 | 0 | 0 | 0 | 0 | 0.09 | 0.02 | 0 | 0 | 0 | 0 | 0.85 | 0 | 0 | 0 | 0 | 0 | True |  | Non Federally-Regulated | 06/29/2018 |  | 11/08/2018
USAI Lighting | USAI Lighting | B3SDF-09X1-27KH-45-S-GR-NCIC-UNV-D6A | Light Emitting Diode | Inseparable Luminaire | Direct Wired | 0-10 VDC Controls | 67 | 2700 | 0.001 | 91 | 52 | 433 | 0.96 | Ambient | 50000 |  |  | 99999 | 0.01 | 13 | 4 | 0.01 | 0.01 | 0 | 0 | 0 | 0 | 0.09 | 0.02 | 0 | 0 | 0 | 0 | 0.85 | 0 | 0 | 0 | 0 | 0 | True |  | Non Federally-Regulated | 06/29/2018 |  | 11/08/2018
USAI Lighting | USAI Lighting | B3SDF-09X1-27KH-65-S-GR-NCIC-UNV-D6A | Light Emitting Diode | Inseparable Luminaire | Direct Wired | 0-10 VDC Controls | 65 | 2700 | 0.001 | 91 | 52 | 433 | 0.96 | Ambient | 50000 |  |  | 99999 | 0.01 | 13 | 4 | 0.01 | 0.01 | 0 | 0 | 0 | 0 | 0.09 | 0.02 | 0 | 0 | 0 | 0 | 0.85 | 0 | 0 | 0 | 0 | 0 | True |  | Non Federally-Regulated | 06/29/2018 |  | 11/08/2018
USAI Lighting | USAI Lighting | B3SDF-09X1-30KH-25-S-GR-NCIC-UNV-D6A | Light Emitting Diode | Inseparable Luminaire | Direct Wired | 0-10 VDC Controls | 70 | 3000 | 0.001 | 91 | 52 | 433 | 0.96 | Ambient | 50000 |  |  | 99999 | 0.01 | 13 | 4 | 0.01 | 0.01 | 0 | 0 | 0 | 0 | 0.09 | 0.02 | 0 | 0 | 0 | 0 | 0.85 | 0 | 0 | 0 | 0 | 0 | True |  | Non Federally-Regulated | 06/29/2018 |  | 11/08/2018
USAI Lighting | USAI Lighting | B3SDF-09X1-30KH-45-S-GR-NCIC-UNV-D6A | Light Emitting Diode | Inseparable Luminaire | Direct Wired | 0-10 VDC Controls | 67 | 3000 | 0.001 | 91 | 52 | 433 | 0.96 | Ambient | 50000 |  |  | 99999 | 0.01 | 13 | 4 | 0.01 | 0.01 | 0 | 0 | 0 | 0 | 0.09 | 0.02 | 0 | 0 | 0 | 0 | 0.85 | 0 | 0 | 0 | 0 | 0 | True |  | Non Federally-Regulated | 06/29/2018 |  | 11/08/2018
USAI Lighting | USAI Lighting | B3SDF-09X1-30KH-65-S-GR-NCIC-UNV-D6A | Light Emitting Diode | Inseparable Luminaire | Direct Wired | 0-10 VDC Controls | 65 | 3000 | 0.001 | 91 | 52 | 433 | 0.96 | Ambient | 50000 |  |  | 99999 | 0.01 | 13 | 4 | 0.01 | 0.01 | 0 | 0 | 0 | 0 | 0.09 | 0.02 | 0 | 0 | 0 | 0 | 0.85 | 0 | 0 | 0 | 0 | 0 | True |  | Non Federally-Regulated | 06/29/2018 |  | 11/08/2018
USAI Lighting | USAI Lighting | B3SDF-09X1-35KH-25-S-GR-NCIC-UNV-D6A | Light Emitting Diode | Inseparable Luminaire | Direct Wired | 0-10 VDC Controls | 76 | 3500 | 0.001 | 91 | 52 | 433 | 0.96 | Ambient | 50000 |  |  | 99999 | 0.01 | 13 | 4 | 0.01 | 0.01 | 0 | 0 | 0 | 0 | 0.09 | 0.02 | 0 | 0 | 0 | 0 | 0.85 | 0 | 0 | 0 | 0 | 0 | True |  | Non Federally-Regulated | 06/29/2018 |  | 11/08/2018
USAI Lighting | USAI Lighting | B3SDF-09X1-35KH-45-S-GR-NCIC-UNV-D6A | Light Emitting Diode | Inseparable Luminaire | Direct Wired | 0-10 VDC Controls | 72 | 3500 | 0.001 | 91 | 52 | 433 | 0.96 | Ambient | 50000 |  |  | 99999 | 0.01 | 13 | 4 | 0.01 | 0.01 | 0 | 0 | 0 | 0 | 0.09 | 0.02 | 0 | 0 | 0 | 0 | 0.85 | 0 | 0 | 0 | 0 | 0 | True |  | Non Federally-Regulated | 06/29/2018 |  | 11/08/2018
USAI Lighting | USAI Lighting | B3SDF-09X1-35KH-65-S-GR-NCIC-UNV-D6A | Light Emitting Diode | Inseparable Luminaire | Direct Wired | 0-10 VDC Controls | 70 | 3500 | 0.001 | 91 | 52 | 433 | 0.96 | Ambient | 50000 |  |  | 99999 | 0.01 | 13 | 4 | 0.01 | 0.01 | 0 | 0 | 0 | 0 | 0.09 | 0.02 | 0 | 0 | 0 | 0 | 0.85 | 0 | 0 | 0 | 0 | 0 | True |  | Non Federally-Regulated | 06/29/2018 |  | 11/08/2018
USAI Lighting | USAI Lighting | B3SDF-09X1-40KH-25-S-GR-NCIC-UNV-D6A | Light Emitting Diode | Inseparable Luminaire | Direct Wired | 0-10 VDC Controls | 81 | 4000 | 0.001 | 91 | 52 | 433 | 0.96 | Ambient | 50000 |  |  | 99999 | 0.01 | 13 | 4 | 0.01 | 0.01 | 0 | 0 | 0 | 0 | 0.09 | 0.02 | 0 | 0 | 0 | 0 | 0.85 | 0 | 0 | 0 | 0 | 0 | True |  | Non Federally-Regulated | 06/29/2018 |  | 11/08/2018
USAI Lighting | USAI Lighting | B3SDF-09X1-40KH-45-S-GR-NCIC-UNV-D6A | Light Emitting Diode | Inseparable Luminaire | Direct Wired | 0-10 VDC Controls | 77 | 4000 | 0.001 | 91 | 52 | 433 | 0.96 | Ambient | 50000 |  |  | 99999 | 0.01 | 13 | 4 | 0.01 | 0.01 | 0 | 0 | 0 | 0 | 0.09 | 0.02 | 0 | 0 | 0 | 0 | 0.85 | 0 | 0 | 0 | 0 | 0 | True |  | Non Federally-Regulated | 06/29/2018 |  | 11/08/2018
USAI Lighting | USAI Lighting | B3SDF-09X1-40KH-65-S-GR-NCIC-UNV-D6A | Light Emitting Diode | Inseparable Luminaire | Direct Wired | 0-10 VDC Controls | 75 | 4000 | 0.001 | 91 | 52 | 433 | 0.96 | Ambient | 50000 |  |  | 99999 | 0.01 | 13 | 4 | 0.01 | 0.01 | 0 | 0 | 0 | 0 | 0.09 | 0.02 | 0 | 0 | 0 | 0 | 0.85 | 0 | 0 | 0 | 0 | 0 | True |  | Non Federally-Regulated | 06/29/2018 |  | 11/08/2018
USAI Lighting | USAI Lighting | B3SDF-09X1-27KH-25-S-BL-NCIC-UNV-D6A | Light Emitting Diode | Inseparable Luminaire | Direct Wired | 0-10 VDC Controls | 70 | 2700 | 0.001 | 91 | 52 | 433 | 0.96 | Ambient | 50000 |  |  | 99999 | 0.01 | 13 | 4 | 0.01 | 0.01 | 0 | 0 | 0 | 0 | 0.09 | 0.02 | 0 | 0 | 0 | 0 | 0.85 | 0 | 0 | 0 | 0 | 0 | True |  | Non Federally-Regulated | 06/29/2018 |  | 11/08/2018
USAI Lighting | USAI Lighting | B3SDF-09X1-27KH-45-S-BL-NCIC-UNV-D6A | Light Emitting Diode | Inseparable Luminaire | Direct Wired | 0-10 VDC Controls | 67 | 2700 | 0.001 | 91 | 52 | 433 | 0.96 | Ambient | 50000 |  |  | 99999 | 0.01 | 13 | 4 | 0.01 | 0.01 | 0 | 0 | 0 | 0 | 0.09 | 0.02 | 0 | 0 | 0 | 0 | 0.85 | 0 | 0 | 0 | 0 | 0 | True |  | Non Federally-Regulated | 06/29/2018 |  | 11/08/2018
USAI Lighting | USAI Lighting | B3SDF-09X1-27KH-65-S-BL-NCIC-UNV-D6A | Light Emitting Diode | Inseparable Luminaire | Direct Wired | 0-10 VDC Controls | 65 | 2700 | 0.001 | 91 | 52 | 433 | 0.96 | Ambient | 50000 |  |  | 99999 | 0.01 | 13 | 4 | 0.01 | 0.01 | 0 | 0 | 0 | 0 | 0.09 | 0.02 | 0 | 0 | 0 | 0 | 0.85 | 0 | 0 | 0 | 0 | 0 | True |  | Non Federally-Regulated | 06/29/2018 |  | 11/08/2018
USAI Lighting | USAI Lighting | B3SDF-09X1-30KH-25-S-BL-NCIC-UNV-D6A | Light Emitting Diode | Inseparable Luminaire | Direct Wired | 0-10 VDC Controls | 70 | 3000 | 0.001 | 91 | 52 | 433 | 0.96 | Ambient | 50000 |  |  | 99999 | 0.01 | 13 | 4 | 0.01 | 0.01 | 0 | 0 | 0 | 0 | 0.09 | 0.02 | 0 | 0 | 0 | 0 | 0.85 | 0 | 0 | 0 | 0 | 0 | True |  | Non Federally-Regulated | 06/29/2018 |  | 11/08/2018
USAI Lighting | USAI Lighting | B3SDF-09X1-30KH-45-S-BL-NCIC-UNV-D6A | Light Emitting Diode | Inseparable Luminaire | Direct Wired | 0-10 VDC Controls | 67 | 3000 | 0.001 | 91 | 52 | 433 | 0.96 | Ambient | 50000 |  |  | 99999 | 0.01 | 13 | 4 | 0.01 | 0.01 | 0 | 0 | 0 | 0 | 0.09 | 0.02 | 0 | 0 | 0 | 0 | 0.85 | 0 | 0 | 0 | 0 | 0 | True |  | Non Federally-Regulated | 06/29/2018 |  | 11/08/2018
USAI Lighting | USAI Lighting | B3SDF-09X1-30KH-65-S-BL-NCIC-UNV-D6A | Light Emitting Diode | Inseparable Luminaire | Direct Wired | 0-10 VDC Controls | 65 | 3000 | 0.001 | 91 | 52 | 433 | 0.96 | Ambient | 50000 |  |  | 99999 | 0.01 | 13 | 4 | 0.01 | 0.01 | 0 | 0 | 0 | 0 | 0.09 | 0.02 | 0 | 0 | 0 | 0 | 0.85 | 0 | 0 | 0 | 0 | 0 | True |  | Non Federally-Regulated | 06/29/2018 |  | 11/08/2018
USAI Lighting | USAI Lighting | B3SDF-09X1-35KH-25-S-BL-NCIC-UNV-D6A | Light Emitting Diode | Inseparable Luminaire | Direct Wired | 0-10 VDC Controls | 76 | 3500 | 0.001 | 91 | 52 | 433 | 0.96 | Ambient | 50000 |  |  | 99999 | 0.01 | 13 | 4 | 0.01 | 0.01 | 0 | 0 | 0 | 0 | 0.09 | 0.02 | 0 | 0 | 0 | 0 | 0.85 | 0 | 0 | 0 | 0 | 0 | True |  | Non Federally-Regulated | 06/29/2018 |  | 11/08/2018
USAI Lighting | USAI Lighting | B3SDF-09X1-35KH-45-S-BL-NCIC-UNV-D6A | Light Emitting Diode | Inseparable Luminaire | Direct Wired | 0-10 VDC Controls | 72 | 3500 | 0.001 | 91 | 52 | 433 | 0.96 | Ambient | 50000 |  |  | 99999 | 0.01 | 13 | 4 | 0.01 | 0.01 | 0 | 0 | 0 | 0 | 0.09 | 0.02 | 0 | 0 | 0 | 0 | 0.85 | 0 | 0 | 0 | 0 | 0 | True |  | Non Federally-Regulated | 06/29/2018 |  | 11/08/2018
USAI Lighting | USAI Lighting | B3SDF-09X1-35KH-65-S-BL-NCIC-UNV-D6A | Light Emitting Diode | Inseparable Luminaire | Direct Wired | 0-10 VDC Controls | 70 | 3500 | 0.001 | 91 | 52 | 433 | 0.96 | Ambient | 50000 |  |  | 99999 | 0.01 | 13 | 4 | 0.01 | 0.01 | 0 | 0 | 0 | 0 | 0.09 | 0.02 | 0 | 0 | 0 | 0 | 0.85 | 0 | 0 | 0 | 0 | 0 | True |  | Non Federally-Regulated | 06/29/2018 |  | 11/08/2018
USAI Lighting | USAI Lighting | B3SDF-09X1-40KH-25-S-BL-NCIC-UNV-D6A | Light Emitting Diode | Inseparable Luminaire | Direct Wired | 0-10 VDC Controls | 81 | 4000 | 0.001 | 91 | 52 | 433 | 0.96 | Ambient | 50000 |  |  | 99999 | 0.01 | 13 | 4 | 0.01 | 0.01 | 0 | 0 | 0 | 0 | 0.09 | 0.02 | 0 | 0 | 0 | 0 | 0.85 | 0 | 0 | 0 | 0 | 0 | True |  | Non Federally-Regulated | 06/29/2018 |  | 11/08/2018
USAI Lighting | USAI Lighting | B3SDF-09X1-40KH-45-S-BL-NCIC-UNV-D6A | Light Emitting Diode | Inseparable Luminaire | Direct Wired | 0-10 VDC Controls | 77 | 4000 | 0.001 | 91 | 52 | 433 | 0.96 | Ambient | 50000 |  |  | 99999 | 0.01 | 13 | 4 | 0.01 | 0.01 | 0 | 0 | 0 | 0 | 0.09 | 0.02 | 0 | 0 | 0 | 0 | 0.85 | 0 | 0 | 0 | 0 | 0 | True |  | Non Federally-Regulated | 06/29/2018 |  | 11/08/2018
USAI Lighting | USAI Lighting | B3SDF-09X1-40KH-65-S-BL-NCIC-UNV-D6A | Light Emitting Diode | Inseparable Luminaire | Direct Wired | 0-10 VDC Controls | 75 | 4000 | 0.001 | 91 | 52 | 433 | 0.96 | Ambient | 50000 |  |  | 99999 | 0.01 | 13 | 4 | 0.01 | 0.01 | 0 | 0 | 0 | 0 | 0.09 | 0.02 | 0 | 0 | 0 | 0 | 0.85 | 0 | 0 | 0 | 0 | 0 | True |  | Non Federally-Regulated | 06/29/2018 |  | 11/08/2018
USAI Lighting | USAI Lighting | B3SDF-09X1-27KH-25-S-BZ-NCIC-UNV-D6A | Light Emitting Diode | Inseparable Luminaire | Direct Wired | 0-10 VDC Controls | 70 | 2700 | 0.001 | 91 | 52 | 433 | 0.96 | Ambient | 50000 |  |  | 99999 | 0.01 | 13 | 4 | 0.01 | 0.01 | 0 | 0 | 0 | 0 | 0.09 | 0.02 | 0 | 0 | 0 | 0 | 0.85 | 0 | 0 | 0 | 0 | 0 | True |  | Non Federally-Regulated | 06/29/2018 |  | 11/08/2018
USAI Lighting | USAI Lighting | B3SDF-09X1-27KH-45-S-BZ-NCIC-UNV-D6A | Light Emitting Diode | Inseparable Luminaire | Direct Wired | 0-10 VDC Controls | 67 | 2700 | 0.001 | 91 | 52 | 433 | 0.96 | Ambient | 50000 |  |  | 99999 | 0.01 | 13 | 4 | 0.01 | 0.01 | 0 | 0 | 0 | 0 | 0.09 | 0.02 | 0 | 0 | 0 | 0 | 0.85 | 0 | 0 | 0 | 0 | 0 | True |  | Non Federally-Regulated | 06/29/2018 |  | 11/08/2018
USAI Lighting | USAI Lighting | B3SDF-09X1-27KH-65-S-BZ-NCIC-UNV-D6A | Light Emitting Diode | Inseparable Luminaire | Direct Wired | 0-10 VDC Controls | 65 | 2700 | 0.001 | 91 | 52 | 433 | 0.96 | Ambient | 50000 |  |  | 99999 | 0.01 | 13 | 4 | 0.01 | 0.01 | 0 | 0 | 0 | 0 | 0.09 | 0.02 | 0 | 0 | 0 | 0 | 0.85 | 0 | 0 | 0 | 0 | 0 | True |  | Non Federally-Regulated | 06/29/2018 |  | 11/08/2018
USAI Lighting | USAI Lighting | B3SDF-09X1-30KH-25-S-BZ-NCIC-UNV-D6A | Light Emitting Diode | Inseparable Luminaire | Direct Wired | 0-10 VDC Controls | 70 | 3000 | 0.001 | 91 | 52 | 433 | 0.96 | Ambient | 50000 |  |  | 99999 | 0.01 | 13 | 4 | 0.01 | 0.01 | 0 | 0 | 0 | 0 | 0.09 | 0.02 | 0 | 0 | 0 | 0 | 0.85 | 0 | 0 | 0 | 0 | 0 | True |  | Non Federally-Regulated | 06/29/2018 |  | 11/08/2018
USAI Lighting | USAI Lighting | B3SDF-09X1-30KH-45-S-BZ-NCIC-UNV-D6A | Light Emitting Diode | Inseparable Luminaire | Direct Wired | 0-10 VDC Controls | 67 | 3000 | 0.001 | 91 | 52 | 433 | 0.96 | Ambient | 50000 |  |  | 99999 | 0.01 | 13 | 4 | 0.01 | 0.01 | 0 | 0 | 0 | 0 | 0.09 | 0.02 | 0 | 0 | 0 | 0 | 0.85 | 0 | 0 | 0 | 0 | 0 | True |  | Non Federally-Regulated | 06/29/2018 |  | 11/08/2018
USAI Lighting | USAI Lighting | B3SDF-09X1-30KH-65-S-BZ-NCIC-UNV-D6A | Light Emitting Diode | Inseparable Luminaire | Direct Wired | 0-10 VDC Controls | 65 | 3000 | 0.001 | 91 | 52 | 433 | 0.96 | Ambient | 50000 |  |  | 99999 | 0.01 | 13 | 4 | 0.01 | 0.01 | 0 | 0 | 0 | 0 | 0.09 | 0.02 | 0 | 0 | 0 | 0 | 0.85 | 0 | 0 | 0 | 0 | 0 | True |  | Non Federally-Regulated | 06/29/2018 |  | 11/08/2018
USAI Lighting | USAI Lighting | B3SDF-09X1-35KH-25-S-BZ-NCIC-UNV-D6A | Light Emitting Diode | Inseparable Luminaire | Direct Wired | 0-10 VDC Controls | 76 | 3500 | 0.001 | 91 | 52 | 433 | 0.96 | Ambient | 50000 |  |  | 99999 | 0.01 | 13 | 4 | 0.01 | 0.01 | 0 | 0 | 0 | 0 | 0.09 | 0.02 | 0 | 0 | 0 | 0 | 0.85 | 0 | 0 | 0 | 0 | 0 | True |  | Non Federally-Regulated | 06/29/2018 |  | 11/08/2018
USAI Lighting | USAI Lighting | B3SDF-09X1-35KH-45-S-BZ-NCIC-UNV-D6A | Light Emitting Diode | Inseparable Luminaire | Direct Wired | 0-10 VDC Controls | 72 | 3500 | 0.001 | 91 | 52 | 433 | 0.96 | Ambient | 50000 |  |  | 99999 | 0.01 | 13 | 4 | 0.01 | 0.01 | 0 | 0 | 0 | 0 | 0.09 | 0.02 | 0 | 0 | 0 | 0 | 0.85 | 0 | 0 | 0 | 0 | 0 | True |  | Non Federally-Regulated | 06/29/2018 |  | 11/08/2018
USAI Lighting | USAI Lighting | B3SDF-09X1-35KH-65-S-BZ-NCIC-UNV-D6A | Light Emitting Diode | Inseparable Luminaire | Direct Wired | 0-10 VDC Controls | 70 | 3500 | 0.001 | 91 | 52 | 433 | 0.96 | Ambient | 50000 |  |  | 99999 | 0.01 | 13 | 4 | 0.01 | 0.01 | 0 | 0 | 0 | 0 | 0.09 | 0.02 | 0 | 0 | 0 | 0 | 0.85 | 0 | 0 | 0 | 0 | 0 | True |  | Non Federally-Regulated | 06/29/2018 |  | 11/08/2018
USAI Lighting | USAI Lighting | B3SDF-09X1-40KH-25-S-BZ-NCIC-UNV-D6A | Light Emitting Diode | Inseparable Luminaire | Direct Wired | 0-10 VDC Controls | 81 | 4000 | 0.001 | 91 | 52 | 433 | 0.96 | Ambient | 50000 |  |  | 99999 | 0.01 | 13 | 4 | 0.01 | 0.01 | 0 | 0 | 0 | 0 | 0.09 | 0.02 | 0 | 0 | 0 | 0 | 0.85 | 0 | 0 | 0 | 0 | 0 | True |  | Non Federally-Regulated | 06/29/2018 |  | 11/08/2018
USAI Lighting | USAI Lighting | B3SDF-09X1-40KH-45-S-BZ-NCIC-UNV-D6A | Light Emitting Diode | Inseparable Luminaire | Direct Wired | 0-10 VDC Controls | 77 | 4000 | 0.001 | 91 | 52 | 433 | 0.96 | Ambient | 50000 |  |  | 99999 | 0.01 | 13 | 4 | 0.01 | 0.01 | 0 | 0 | 0 | 0 | 0.09 | 0.02 | 0 | 0 | 0 | 0 | 0.85 | 0 | 0 | 0 | 0 | 0 | True |  | Non Federally-Regulated | 06/29/2018 |  | 11/08/2018
USAI Lighting | USAI Lighting | B3SDF-09X1-40KH-65-S-BZ-NCIC-UNV-D6A | Light Emitting Diode | Inseparable Luminaire | Direct Wired | 0-10 VDC Controls | 75 | 4000 | 0.001 | 91 | 52 | 433 | 0.96 | Ambient | 50000 |  |  | 99999 | 0.01 | 13 | 4 | 0.01 | 0.01 | 0 | 0 | 0 | 0 | 0.09 | 0.02 | 0 | 0 | 0 | 0 | 0.85 | 0 | 0 | 0 | 0 | 0 | True |  | Non Federally-Regulated | 06/29/2018 |  | 11/08/2018
USAI Lighting | USAI Lighting | B3SDF-09X1-27KH-25-S-WH-NCIC-UNV-D6B | Light Emitting Diode | Inseparable Luminaire | Direct Wired | 0-10 VDC Controls | 70 | 2700 | 0.001 | 91 | 52 | 433 | 0.96 | Ambient | 50000 |  |  | 99999 | 0.01 | 13 | 4 | 0.01 | 0.01 | 0 | 0 | 0 | 0 | 0.09 | 0.02 | 0 | 0 | 0 | 0 | 0.85 | 0 | 0 | 0 | 0 | 0 | True |  | Non Federally-Regulated | 06/29/2018 |  | 11/08/2018
USAI Lighting | USAI Lighting | B3SDF-09X1-27KH-45-S-WH-NCIC-UNV-D6B | Light Emitting Diode | Inseparable Luminaire | Direct Wired | 0-10 VDC Controls | 67 | 2700 | 0.001 | 91 | 52 | 433 | 0.96 | Ambient | 50000 |  |  | 99999 | 0.01 | 13 | 4 | 0.01 | 0.01 | 0 | 0 | 0 | 0 | 0.09 | 0.02 | 0 | 0 | 0 | 0 | 0.85 | 0 | 0 | 0 | 0 | 0 | True |  | Non Federally-Regulated | 06/29/2018 |  | 11/08/2018
USAI Lighting | USAI Lighting | B3SDF-09X1-27KH-65-S-WH-NCIC-UNV-D6B | Light Emitting Diode | Inseparable Luminaire | Direct Wired | 0-10 VDC Controls | 65 | 2700 | 0.001 | 91 | 52 | 433 | 0.96 | Ambient | 50000 |  |  | 99999 | 0.01 | 13 | 4 | 0.01 | 0.01 | 0 | 0 | 0 | 0 | 0.09 | 0.02 | 0 | 0 | 0 | 0 | 0.85 | 0 | 0 | 0 | 0 | 0 | True |  | Non Federally-Regulated | 06/29/2018 |  | 11/08/2018
USAI Lighting | USAI Lighting | B3SDF-09X1-30KH-25-S-WH-NCIC-UNV-D6B | Light Emitting Diode | Inseparable Luminaire | Direct Wired | 0-10 VDC Controls | 70 | 3000 | 0.001 | 91 | 52 | 433 | 0.96 | Ambient | 50000 |  |  | 99999 | 0.01 | 13 | 4 | 0.01 | 0.01 | 0 | 0 | 0 | 0 | 0.09 | 0.02 | 0 | 0 | 0 | 0 | 0.85 | 0 | 0 | 0 | 0 | 0 | True |  | Non Federally-Regulated | 06/29/2018 |  | 11/08/2018
USAI Lighting | USAI Lighting | B3SDF-09X1-30KH-45-S-WH-NCIC-UNV-D6B | Light Emitting Diode | Inseparable Luminaire | Direct Wired | 0-10 VDC Controls | 67 | 3000 | 0.001 | 91 | 52 | 433 | 0.96 | Ambient | 50000 |  |  | 99999 | 0.01 | 13 | 4 | 0.01 | 0.01 | 0 | 0 | 0 | 0 | 0.09 | 0.02 | 0 | 0 | 0 | 0 | 0.85 | 0 | 0 | 0 | 0 | 0 | True |  | Non Federally-Regulated | 06/29/2018 |  | 11/08/2018
USAI Lighting | USAI Lighting | B3SDF-09X1-30KH-65-S-WH-NCIC-UNV-D6B | Light Emitting Diode | Inseparable Luminaire | Direct Wired | 0-10 VDC Controls | 65 | 3000 | 0.001 | 91 | 52 | 433 | 0.96 | Ambient | 50000 |  |  | 99999 | 0.01 | 13 | 4 | 0.01 | 0.01 | 0 | 0 | 0 | 0 | 0.09 | 0.02 | 0 | 0 | 0 | 0 | 0.85 | 0 | 0 | 0 | 0 | 0 | True |  | Non Federally-Regulated | 06/29/2018 |  | 11/08/2018
USAI Lighting | USAI Lighting | B3SDF-09X1-35KH-25-S-WH-NCIC-UNV-D6B | Light Emitting Diode | Inseparable Luminaire | Direct Wired | 0-10 VDC Controls | 76 | 3500 | 0.001 | 91 | 52 | 433 | 0.96 | Ambient | 50000 |  |  | 99999 | 0.01 | 13 | 4 | 0.01 | 0.01 | 0 | 0 | 0 | 0 | 0.09 | 0.02 | 0 | 0 | 0 | 0 | 0.85 | 0 | 0 | 0 | 0 | 0 | True |  | Non Federally-Regulated | 06/29/2018 |  | 11/08/2018
USAI Lighting | USAI Lighting | B3SDF-09X1-35KH-45-S-WH-NCIC-UNV-D6B | Light Emitting Diode | Inseparable Luminaire | Direct Wired | 0-10 VDC Controls | 72 | 3500 | 0.001 | 91 | 52 | 433 | 0.96 | Ambient | 50000 |  |  | 99999 | 0.01 | 13 | 4 | 0.01 | 0.01 | 0 | 0 | 0 | 0 | 0.09 | 0.02 | 0 | 0 | 0 | 0 | 0.85 | 0 | 0 | 0 | 0 | 0 | True |  | Non Federally-Regulated | 06/29/2018 |  | 11/08/2018
USAI Lighting | USAI Lighting | B3SDF-09X1-35KH-65-S-WH-NCIC-UNV-D6B | Light Emitting Diode | Inseparable Luminaire | Direct Wired | 0-10 VDC Controls | 70 | 3500 | 0.001 | 91 | 52 | 433 | 0.96 | Ambient | 50000 |  |  | 99999 | 0.01 | 13 | 4 | 0.01 | 0.01 | 0 | 0 | 0 | 0 | 0.09 | 0.02 | 0 | 0 | 0 | 0 | 0.85 | 0 | 0 | 0 | 0 | 0 | True |  | Non Federally-Regulated | 06/29/2018 |  | 11/08/2018
USAI Lighting | USAI Lighting | B3SDF-09X1-40KH-25-S-WH-NCIC-UNV-D6B | Light Emitting Diode | Inseparable Luminaire | Direct Wired | 0-10 VDC Controls | 81 | 4000 | 0.001 | 91 | 52 | 433 | 0.96 | Ambient | 50000 |  |  | 99999 | 0.01 | 13 | 4 | 0.01 | 0.01 | 0 | 0 | 0 | 0 | 0.09 | 0.02 | 0 | 0 | 0 | 0 | 0.85 | 0 | 0 | 0 | 0 | 0 | True |  | Non Federally-Regulated | 06/29/2018 |  | 11/08/2018
USAI Lighting | USAI Lighting | B3SDF-09X1-40KH-45-S-WH-NCIC-UNV-D6B | Light Emitting Diode | Inseparable Luminaire | Direct Wired | 0-10 VDC Controls | 77 | 4000 | 0.001 | 91 | 52 | 433 | 0.96 | Ambient | 50000 |  |  | 99999 | 0.01 | 13 | 4 | 0.01 | 0.01 | 0 | 0 | 0 | 0 | 0.09 | 0.02 | 0 | 0 | 0 | 0 | 0.85 | 0 | 0 | 0 | 0 | 0 | True |  | Non Federally-Regulated | 06/29/2018 |  | 11/08/2018
USAI Lighting | USAI Lighting | B3SDF-09X1-40KH-65-S-WH-NCIC-UNV-D6B | Light Emitting Diode | Inseparable Luminaire | Direct Wired | 0-10 VDC Controls | 75 | 4000 | 0.001 | 91 | 52 | 433 | 0.96 | Ambient | 50000 |  |  | 99999 | 0.01 | 13 | 4 | 0.01 | 0.01 | 0 | 0 | 0 | 0 | 0.09 | 0.02 | 0 | 0 | 0 | 0 | 0.85 | 0 | 0 | 0 | 0 | 0 | True |  | Non Federally-Regulated | 06/29/2018 |  | 11/08/2018
USAI Lighting | USAI Lighting | B3SDF-09X1-27KH-25-S-GR-NCIC-UNV-D6B | Light Emitting Diode | Inseparable Luminaire | Direct Wired | 0-10 VDC Controls | 70 | 2700 | 0.001 | 91 | 52 | 433 | 0.96 | Ambient | 50000 |  |  | 99999 | 0.01 | 13 | 4 | 0.01 | 0.01 | 0 | 0 | 0 | 0 | 0.09 | 0.02 | 0 | 0 | 0 | 0 | 0.85 | 0 | 0 | 0 | 0 | 0 | True |  | Non Federally-Regulated | 06/29/2018 |  | 11/08/2018
USAI Lighting | USAI Lighting | B3SDF-09X1-27KH-45-S-GR-NCIC-UNV-D6B | Light Emitting Diode | Inseparable Luminaire | Direct Wired | 0-10 VDC Controls | 67 | 2700 | 0.001 | 91 | 52 | 433 | 0.96 | Ambient | 50000 |  |  | 99999 | 0.01 | 13 | 4 | 0.01 | 0.01 | 0 | 0 | 0 | 0 | 0.09 | 0.02 | 0 | 0 | 0 | 0 | 0.85 | 0 | 0 | 0 | 0 | 0 | True |  | Non Federally-Regulated | 06/29/2018 |  | 11/08/2018
USAI Lighting | USAI Lighting | B3SDF-09X1-27KH-65-S-GR-NCIC-UNV-D6B | Light Emitting Diode | Inseparable Luminaire | Direct Wired | 0-10 VDC Controls | 65 | 2700 | 0.001 | 91 | 52 | 433 | 0.96 | Ambient | 50000 |  |  | 99999 | 0.01 | 13 | 4 | 0.01 | 0.01 | 0 | 0 | 0 | 0 | 0.09 | 0.02 | 0 | 0 | 0 | 0 | 0.85 | 0 | 0 | 0 | 0 | 0 | True |  | Non Federally-Regulated | 06/29/2018 |  | 11/08/2018
USAI Lighting | USAI Lighting | B3SDF-09X1-30KH-25-S-GR-NCIC-UNV-D6B | Light Emitting Diode | Inseparable Luminaire | Direct Wired | 0-10 VDC Controls | 70 | 3000 | 0.001 | 91 | 52 | 433 | 0.96 | Ambient | 50000 |  |  | 99999 | 0.01 | 13 | 4 | 0.01 | 0.01 | 0 | 0 | 0 | 0 | 0.09 | 0.02 | 0 | 0 | 0 | 0 | 0.85 | 0 | 0 | 0 | 0 | 0 | True |  | Non Federally-Regulated | 06/29/2018 |  | 11/08/2018
USAI Lighting | USAI Lighting | B3SDF-09X1-30KH-45-S-GR-NCIC-UNV-D6B | Light Emitting Diode | Inseparable Luminaire | Direct Wired | 0-10 VDC Controls | 67 | 3000 | 0.001 | 91 | 52 | 433 | 0.96 | Ambient | 50000 |  |  | 99999 | 0.01 | 13 | 4 | 0.01 | 0.01 | 0 | 0 | 0 | 0 | 0.09 | 0.02 | 0 | 0 | 0 | 0 | 0.85 | 0 | 0 | 0 | 0 | 0 | True |  | Non Federally-Regulated | 06/29/2018 |  | 11/08/2018
USAI Lighting | USAI Lighting | B3SDF-09X1-30KH-65-S-GR-NCIC-UNV-D6B | Light Emitting Diode | Inseparable Luminaire | Direct Wired | 0-10 VDC Controls | 65 | 3000 | 0.001 | 91 | 52 | 433 | 0.96 | Ambient | 50000 |  |  | 99999 | 0.01 | 13 | 4 | 0.01 | 0.01 | 0 | 0 | 0 | 0 | 0.09 | 0.02 | 0 | 0 | 0 | 0 | 0.85 | 0 | 0 | 0 | 0 | 0 | True |  | Non Federally-Regulated | 06/29/2018 |  | 11/08/2018
USAI Lighting | USAI Lighting | B3SDF-09X1-35KH-25-S-GR-NCIC-UNV-D6B | Light Emitting Diode | Inseparable Luminaire | Direct Wired | 0-10 VDC Controls | 76 | 3500 | 0.001 | 91 | 52 | 433 | 0.96 | Ambient | 50000 |  |  | 99999 | 0.01 | 13 | 4 | 0.01 | 0.01 | 0 | 0 | 0 | 0 | 0.09 | 0.02 | 0 | 0 | 0 | 0 | 0.85 | 0 | 0 | 0 | 0 | 0 | True |  | Non Federally-Regulated | 06/29/2018 |  | 11/08/2018
USAI Lighting | USAI Lighting | B3SDF-09X1-35KH-45-S-GR-NCIC-UNV-D6B | Light Emitting Diode | Inseparable Luminaire | Direct Wired | 0-10 VDC Controls | 72 | 3500 | 0.001 | 91 | 52 | 433 | 0.96 | Ambient | 50000 |  |  | 99999 | 0.01 | 13 | 4 | 0.01 | 0.01 | 0 | 0 | 0 | 0 | 0.09 | 0.02 | 0 | 0 | 0 | 0 | 0.85 | 0 | 0 | 0 | 0 | 0 | True |  | Non Federally-Regulated | 06/29/2018 |  | 11/08/2018
USAI Lighting | USAI Lighting | B3SDF-09X1-35KH-65-S-GR-NCIC-UNV-D6B | Light Emitting Diode | Inseparable Luminaire | Direct Wired | 0-10 VDC Controls | 70 | 3500 | 0.001 | 91 | 52 | 433 | 0.96 | Ambient | 50000 |  |  | 99999 | 0.01 | 13 | 4 | 0.01 | 0.01 | 0 | 0 | 0 | 0 | 0.09 | 0.02 | 0 | 0 | 0 | 0 | 0.85 | 0 | 0 | 0 | 0 | 0 | True |  | Non Federally-Regulated | 06/29/2018 |  | 11/08/2018
USAI Lighting | USAI Lighting | B3SDF-09X1-40KH-25-S-GR-NCIC-UNV-D6B | Light Emitting Diode | Inseparable Luminaire | Direct Wired | 0-10 VDC Controls | 81 | 4000 | 0.001 | 91 | 52 | 433 | 0.96 | Ambient | 50000 |  |  | 99999 | 0.01 | 13 | 4 | 0.01 | 0.01 | 0 | 0 | 0 | 0 | 0.09 | 0.02 | 0 | 0 | 0 | 0 | 0.85 | 0 | 0 | 0 | 0 | 0 | True |  | Non Federally-Regulated | 06/29/2018 |  | 11/08/2018
USAI Lighting | USAI Lighting | B3SDF-09X1-40KH-45-S-GR-NCIC-UNV-D6B | Light Emitting Diode | Inseparable Luminaire | Direct Wired | 0-10 VDC Controls | 77 | 4000 | 0.001 | 91 | 52 | 433 | 0.96 | Ambient | 50000 |  |  | 99999 | 0.01 | 13 | 4 | 0.01 | 0.01 | 0 | 0 | 0 | 0 | 0.09 | 0.02 | 0 | 0 | 0 | 0 | 0.85 | 0 | 0 | 0 | 0 | 0 | True |  | Non Federally-Regulated | 06/29/2018 |  | 11/08/2018
USAI Lighting | USAI Lighting | B3SDF-09X1-40KH-65-S-GR-NCIC-UNV-D6B | Light Emitting Diode | Inseparable Luminaire | Direct Wired | 0-10 VDC Controls | 75 | 4000 | 0.001 | 91 | 52 | 433 | 0.96 | Ambient | 50000 |  |  | 99999 | 0.01 | 13 | 4 | 0.01 | 0.01 | 0 | 0 | 0 | 0 | 0.09 | 0.02 | 0 | 0 | 0 | 0 | 0.85 | 0 | 0 | 0 | 0 | 0 | True |  | Non Federally-Regulated | 06/29/2018 |  | 11/08/2018
USAI Lighting | USAI Lighting | B3SDF-09X1-27KH-25-S-BL-NCIC-UNV-D6B | Light Emitting Diode | Inseparable Luminaire | Direct Wired | 0-10 VDC Controls | 70 | 2700 | 0.001 | 91 | 52 | 433 | 0.96 | Ambient | 50000 |  |  | 99999 | 0.01 | 13 | 4 | 0.01 | 0.01 | 0 | 0 | 0 | 0 | 0.09 | 0.02 | 0 | 0 | 0 | 0 | 0.85 | 0 | 0 | 0 | 0 | 0 | True |  | Non Federally-Regulated | 06/29/2018 |  | 11/08/2018
USAI Lighting | USAI Lighting | B3SDF-09X1-27KH-45-S-BL-NCIC-UNV-D6B | Light Emitting Diode | Inseparable Luminaire | Direct Wired | 0-10 VDC Controls | 67 | 2700 | 0.001 | 91 | 52 | 433 | 0.96 | Ambient | 50000 |  |  | 99999 | 0.01 | 13 | 4 | 0.01 | 0.01 | 0 | 0 | 0 | 0 | 0.09 | 0.02 | 0 | 0 | 0 | 0 | 0.85 | 0 | 0 | 0 | 0 | 0 | True |  | Non Federally-Regulated | 06/29/2018 |  | 11/08/2018
USAI Lighting | USAI Lighting | B3SDF-09X1-27KH-65-S-BL-NCIC-UNV-D6B | Light Emitting Diode | Inseparable Luminaire | Direct Wired | 0-10 VDC Controls | 65 | 2700 | 0.001 | 91 | 52 | 433 | 0.96 | Ambient | 50000 |  |  | 99999 | 0.01 | 13 | 4 | 0.01 | 0.01 | 0 | 0 | 0 | 0 | 0.09 | 0.02 | 0 | 0 | 0 | 0 | 0.85 | 0 | 0 | 0 | 0 | 0 | True |  | Non Federally-Regulated | 06/29/2018 |  | 11/08/2018
USAI Lighting | USAI Lighting | B3SDF-09X1-30KH-25-S-BL-NCIC-UNV-D6B | Light Emitting Diode | Inseparable Luminaire | Direct Wired | 0-10 VDC Controls | 70 | 3000 | 0.001 | 91 | 52 | 433 | 0.96 | Ambient | 50000 |  |  | 99999 | 0.01 | 13 | 4 | 0.01 | 0.01 | 0 | 0 | 0 | 0 | 0.09 | 0.02 | 0 | 0 | 0 | 0 | 0.85 | 0 | 0 | 0 | 0 | 0 | True |  | Non Federally-Regulated | 06/29/2018 |  | 11/08/2018
USAI Lighting | USAI Lighting | B3SDF-09X1-30KH-45-S-BL-NCIC-UNV-D6B | Light Emitting Diode | Inseparable Luminaire | Direct Wired | 0-10 VDC Controls | 67 | 3000 | 0.001 | 91 | 52 | 433 | 0.96 | Ambient | 50000 |  |  | 99999 | 0.01 | 13 | 4 | 0.01 | 0.01 | 0 | 0 | 0 | 0 | 0.09 | 0.02 | 0 | 0 | 0 | 0 | 0.85 | 0 | 0 | 0 | 0 | 0 | True |  | Non Federally-Regulated | 06/29/2018 |  | 11/08/2018
USAI Lighting | USAI Lighting | B3SDF-09X1-30KH-65-S-BL-NCIC-UNV-D6B | Light Emitting Diode | Inseparable Luminaire | Direct Wired | 0-10 VDC Controls | 65 | 3000 | 0.001 | 91 | 52 | 433 | 0.96 | Ambient | 50000 |  |  | 99999 | 0.01 | 13 | 4 | 0.01 | 0.01 | 0 | 0 | 0 | 0 | 0.09 | 0.02 | 0 | 0 | 0 | 0 | 0.85 | 0 | 0 | 0 | 0 | 0 | True |  | Non Federally-Regulated | 06/29/2018 |  | 11/08/2018
USAI Lighting | USAI Lighting | B3SDF-09X1-35KH-25-S-BL-NCIC-UNV-D6B | Light Emitting Diode | Inseparable Luminaire | Direct Wired | 0-10 VDC Controls | 76 | 3500 | 0.001 | 91 | 52 | 433 | 0.96 | Ambient | 50000 |  |  | 99999 | 0.01 | 13 | 4 | 0.01 | 0.01 | 0 | 0 | 0 | 0 | 0.09 | 0.02 | 0 | 0 | 0 | 0 | 0.85 | 0 | 0 | 0 | 0 | 0 | True |  | Non Federally-Regulated | 06/29/2018 |  | 11/08/2018
USAI Lighting | USAI Lighting | B3SDF-09X1-35KH-45-S-BL-NCIC-UNV-D6B | Light Emitting Diode | Inseparable Luminaire | Direct Wired | 0-10 VDC Controls | 72 | 3500 | 0.001 | 91 | 52 | 433 | 0.96 | Ambient | 50000 |  |  | 99999 | 0.01 | 13 | 4 | 0.01 | 0.01 | 0 | 0 | 0 | 0 | 0.09 | 0.02 | 0 | 0 | 0 | 0 | 0.85 | 0 | 0 | 0 | 0 | 0 | True |  | Non Federally-Regulated | 06/29/2018 |  | 11/08/2018
USAI Lighting | USAI Lighting | B3SDF-09X1-35KH-65-S-BL-NCIC-UNV-D6B | Light Emitting Diode | Inseparable Luminaire | Direct Wired | 0-10 VDC Controls | 70 | 3500 | 0.001 | 91 | 52 | 433 | 0.96 | Ambient | 50000 |  |  | 99999 | 0.01 | 13 | 4 | 0.01 | 0.01 | 0 | 0 | 0 | 0 | 0.09 | 0.02 | 0 | 0 | 0 | 0 | 0.85 | 0 | 0 | 0 | 0 | 0 | True |  | Non Federally-Regulated | 06/29/2018 |  | 11/08/2018
USAI Lighting | USAI Lighting | B3SDF-09X1-40KH-25-S-BL-NCIC-UNV-D6B | Light Emitting Diode | Inseparable Luminaire | Direct Wired | 0-10 VDC Controls | 81 | 4000 | 0.001 | 91 | 52 | 433 | 0.96 | Ambient | 50000 |  |  | 99999 | 0.01 | 13 | 4 | 0.01 | 0.01 | 0 | 0 | 0 | 0 | 0.09 | 0.02 | 0 | 0 | 0 | 0 | 0.85 | 0 | 0 | 0 | 0 | 0 | True |  | Non Federally-Regulated | 06/29/2018 |  | 11/08/2018
USAI Lighting | USAI Lighting | B3SDF-09X1-40KH-45-S-BL-NCIC-UNV-D6B | Light Emitting Diode | Inseparable Luminaire | Direct Wired | 0-10 VDC Controls | 77 | 4000 | 0.001 | 91 | 52 | 433 | 0.96 | Ambient | 50000 |  |  | 99999 | 0.01 | 13 | 4 | 0.01 | 0.01 | 0 | 0 | 0 | 0 | 0.09 | 0.02 | 0 | 0 | 0 | 0 | 0.85 | 0 | 0 | 0 | 0 | 0 | True |  | Non Federally-Regulated | 06/29/2018 |  | 11/08/2018
USAI Lighting | USAI Lighting | B3SDF-09X1-40KH-65-S-BL-NCIC-UNV-D6B | Light Emitting Diode | Inseparable Luminaire | Direct Wired | 0-10 VDC Controls | 75 | 4000 | 0.001 | 91 | 52 | 433 | 0.96 | Ambient | 50000 |  |  | 99999 | 0.01 | 13 | 4 | 0.01 | 0.01 | 0 | 0 | 0 | 0 | 0.09 | 0.02 | 0 | 0 | 0 | 0 | 0.85 | 0 | 0 | 0 | 0 | 0 | True |  | Non Federally-Regulated | 06/29/2018 |  | 11/08/2018
USAI Lighting | USAI Lighting | B3SDF-09X1-27KH-25-S-BZ-NCIC-UNV-D6B | Light Emitting Diode | Inseparable Luminaire | Direct Wired | 0-10 VDC Controls | 70 | 2700 | 0.001 | 91 | 52 | 433 | 0.96 | Ambient | 50000 |  |  | 99999 | 0.01 | 13 | 4 | 0.01 | 0.01 | 0 | 0 | 0 | 0 | 0.09 | 0.02 | 0 | 0 | 0 | 0 | 0.85 | 0 | 0 | 0 | 0 | 0 | True |  | Non Federally-Regulated | 06/29/2018 |  | 11/08/2018
USAI Lighting | USAI Lighting | B3SDF-09X1-27KH-45-S-BZ-NCIC-UNV-D6B | Light Emitting Diode | Inseparable Luminaire | Direct Wired | 0-10 VDC Controls | 67 | 2700 | 0.001 | 91 | 52 | 433 | 0.96 | Ambient | 50000 |  |  | 99999 | 0.01 | 13 | 4 | 0.01 | 0.01 | 0 | 0 | 0 | 0 | 0.09 | 0.02 | 0 | 0 | 0 | 0 | 0.85 | 0 | 0 | 0 | 0 | 0 | True |  | Non Federally-Regulated | 06/29/2018 |  | 11/08/2018
USAI Lighting | USAI Lighting | B3SDF-09X1-27KH-65-S-BZ-NCIC-UNV-D6B | Light Emitting Diode | Inseparable Luminaire | Direct Wired | 0-10 VDC Controls | 65 | 2700 | 0.001 | 91 | 52 | 433 | 0.96 | Ambient | 50000 |  |  | 99999 | 0.01 | 13 | 4 | 0.01 | 0.01 | 0 | 0 | 0 | 0 | 0.09 | 0.02 | 0 | 0 | 0 | 0 | 0.85 | 0 | 0 | 0 | 0 | 0 | True |  | Non Federally-Regulated | 06/29/2018 |  | 11/08/2018
USAI Lighting | USAI Lighting | B3SDF-09X1-30KH-25-S-BZ-NCIC-UNV-D6B | Light Emitting Diode | Inseparable Luminaire | Direct Wired | 0-10 VDC Controls | 70 | 3000 | 0.001 | 91 | 52 | 433 | 0.96 | Ambient | 50000 |  |  | 99999 | 0.01 | 13 | 4 | 0.01 | 0.01 | 0 | 0 | 0 | 0 | 0.09 | 0.02 | 0 | 0 | 0 | 0 | 0.85 | 0 | 0 | 0 | 0 | 0 | True |  | Non Federally-Regulated | 06/29/2018 |  | 11/08/2018
USAI Lighting | USAI Lighting | B3SDF-09X1-30KH-45-S-BZ-NCIC-UNV-D6B | Light Emitting Diode | Inseparable Luminaire | Direct Wired | 0-10 VDC Controls | 67 | 3000 | 0.001 | 91 | 52 | 433 | 0.96 | Ambient | 50000 |  |  | 99999 | 0.01 | 13 | 4 | 0.01 | 0.01 | 0 | 0 | 0 | 0 | 0.09 | 0.02 | 0 | 0 | 0 | 0 | 0.85 | 0 | 0 | 0 | 0 | 0 | True |  | Non Federally-Regulated | 06/29/2018 |  | 11/08/2018
USAI Lighting | USAI Lighting | B3SDF-09X1-30KH-65-S-BZ-NCIC-UNV-D6B | Light Emitting Diode | Inseparable Luminaire | Direct Wired | 0-10 VDC Controls | 65 | 3000 | 0.001 | 91 | 52 | 433 | 0.96 | Ambient | 50000 |  |  | 99999 | 0.01 | 13 | 4 | 0.01 | 0.01 | 0 | 0 | 0 | 0 | 0.09 | 0.02 | 0 | 0 | 0 | 0 | 0.85 | 0 | 0 | 0 | 0 | 0 | True |  | Non Federally-Regulated | 06/29/2018 |  | 11/08/2018
USAI Lighting | USAI Lighting | B3SDF-09X1-35KH-25-S-BZ-NCIC-UNV-D6B | Light Emitting Diode | Inseparable Luminaire | Direct Wired | 0-10 VDC Controls | 76 | 3500 | 0.001 | 91 | 52 | 433 | 0.96 | Ambient | 50000 |  |  | 99999 | 0.01 | 13 | 4 | 0.01 | 0.01 | 0 | 0 | 0 | 0 | 0.09 | 0.02 | 0 | 0 | 0 | 0 | 0.85 | 0 | 0 | 0 | 0 | 0 | True |  | Non Federally-Regulated | 06/29/2018 |  | 11/08/2018
USAI Lighting | USAI Lighting | B3SDF-09X1-35KH-45-S-BZ-NCIC-UNV-D6B | Light Emitting Diode | Inseparable Luminaire | Direct Wired | 0-10 VDC Controls | 72 | 3500 | 0.001 | 91 | 52 | 433 | 0.96 | Ambient | 50000 |  |  | 99999 | 0.01 | 13 | 4 | 0.01 | 0.01 | 0 | 0 | 0 | 0 | 0.09 | 0.02 | 0 | 0 | 0 | 0 | 0.85 | 0 | 0 | 0 | 0 | 0 | True |  | Non Federally-Regulated | 06/29/2018 |  | 11/08/2018
USAI Lighting | USAI Lighting | B3SDF-09X1-35KH-65-S-BZ-NCIC-UNV-D6B | Light Emitting Diode | Inseparable Luminaire | Direct Wired | 0-10 VDC Controls | 70 | 3500 | 0.001 | 91 | 52 | 433 | 0.96 | Ambient | 50000 |  |  | 99999 | 0.01 | 13 | 4 | 0.01 | 0.01 | 0 | 0 | 0 | 0 | 0.09 | 0.02 | 0 | 0 | 0 | 0 | 0.85 | 0 | 0 | 0 | 0 | 0 | True |  | Non Federally-Regulated | 06/29/2018 |  | 11/08/2018
USAI Lighting | USAI Lighting | B3SDF-09X1-40KH-25-S-BZ-NCIC-UNV-D6B | Light Emitting Diode | Inseparable Luminaire | Direct Wired | 0-10 VDC Controls | 81 | 4000 | 0.001 | 91 | 52 | 433 | 0.96 | Ambient | 50000 |  |  | 99999 | 0.01 | 13 | 4 | 0.01 | 0.01 | 0 | 0 | 0 | 0 | 0.09 | 0.02 | 0 | 0 | 0 | 0 | 0.85 | 0 | 0 | 0 | 0 | 0 | True |  | Non Federally-Regulated | 06/29/2018 |  | 11/08/2018
USAI Lighting | USAI Lighting | B3SDF-09X1-40KH-45-S-BZ-NCIC-UNV-D6B | Light Emitting Diode | Inseparable Luminaire | Direct Wired | 0-10 VDC Controls | 77 | 4000 | 0.001 | 91 | 52 | 433 | 0.96 | Ambient | 50000 |  |  | 99999 | 0.01 | 13 | 4 | 0.01 | 0.01 | 0 | 0 | 0 | 0 | 0.09 | 0.02 | 0 | 0 | 0 | 0 | 0.85 | 0 | 0 | 0 | 0 | 0 | True |  | Non Federally-Regulated | 06/29/2018 |  | 11/08/2018
USAI Lighting | USAI Lighting | B3SDF-09X1-40KH-65-S-BZ-NCIC-UNV-D6B | Light Emitting Diode | Inseparable Luminaire | Direct Wired | 0-10 VDC Controls | 75 | 4000 | 0.001 | 91 | 52 | 433 | 0.96 | Ambient | 50000 |  |  | 99999 | 0.01 | 13 | 4 | 0.01 | 0.01 | 0 | 0 | 0 | 0 | 0.09 | 0.02 | 0 | 0 | 0 | 0 | 0.85 | 0 | 0 | 0 | 0 | 0 | True |  | Non Federally-Regulated | 06/29/2018 |  | 11/08/2018
USAI Lighting | USAI Lighting | B3SDL-09X1-27KH-25-S-WH-NCIC-UNV-D6E | Light Emitting Diode | Inseparable Luminaire | Direct Wired | 0-10 VDC Controls | 70 | 2700 | 0.001 | 91 | 52 | 433 | 0.96 | Ambient | 50000 |  |  | 99999 | 0.01 | 13 | 4 | 0.01 | 0.01 | 0 | 0 | 0 | 0 | 0.09 | 0.02 | 0 | 0 | 0 | 0 | 0.85 | 0 | 0 | 0 | 0 | 0 | True |  | Non Federally-Regulated | 06/29/2018 |  | 11/09/2018
USAI Lighting | USAI Lighting | B3SDL-09X1-27KH-45-S-WH-NCIC-UNV-D6E | Light Emitting Diode | Inseparable Luminaire | Direct Wired | 0-10 VDC Controls | 67 | 2700 | 0.001 | 91 | 52 | 433 | 0.96 | Ambient | 50000 |  |  | 99999 | 0.01 | 13 | 4 | 0.01 | 0.01 | 0 | 0 | 0 | 0 | 0.09 | 0.02 | 0 | 0 | 0 | 0 | 0.85 | 0 | 0 | 0 | 0 | 0 | True |  | Non Federally-Regulated | 06/29/2018 |  | 11/09/2018
USAI Lighting | USAI Lighting | B3SDL-09X1-27KH-65-S-WH-NCIC-UNV-D6E | Light Emitting Diode | Inseparable Luminaire | Direct Wired | 0-10 VDC Controls | 65 | 2700 | 0.001 | 91 | 52 | 433 | 0.96 | Ambient | 50000 |  |  | 99999 | 0.01 | 13 | 4 | 0.01 | 0.01 | 0 | 0 | 0 | 0 | 0.09 | 0.02 | 0 | 0 | 0 | 0 | 0.85 | 0 | 0 | 0 | 0 | 0 | True |  | Non Federally-Regulated | 06/29/2018 |  | 11/09/2018
USAI Lighting | USAI Lighting | B3SDL-09X1-30KH-25-S-WH-NCIC-UNV-D6E | Light Emitting Diode | Inseparable Luminaire | Direct Wired | 0-10 VDC Controls | 70 | 3000 | 0.001 | 91 | 52 | 433 | 0.96 | Ambient | 50000 |  |  | 99999 | 0.01 | 13 | 4 | 0.01 | 0.01 | 0 | 0 | 0 | 0 | 0.09 | 0.02 | 0 | 0 | 0 | 0 | 0.85 | 0 | 0 | 0 | 0 | 0 | True |  | Non Federally-Regulated | 06/29/2018 |  | 11/09/2018
USAI Lighting | USAI Lighting | B3SDL-09X1-30KH-45-S-WH-NCIC-UNV-D6E | Light Emitting Diode | Inseparable Luminaire | Direct Wired | 0-10 VDC Controls | 67 | 3000 | 0.001 | 91 | 52 | 433 | 0.96 | Ambient | 50000 |  |  | 99999 | 0.01 | 13 | 4 | 0.01 | 0.01 | 0 | 0 | 0 | 0 | 0.09 | 0.02 | 0 | 0 | 0 | 0 | 0.85 | 0 | 0 | 0 | 0 | 0 | True |  | Non Federally-Regulated | 06/29/2018 |  | 11/09/2018
USAI Lighting | USAI Lighting | B3SDL-09X1-30KH-65-S-WH-NCIC-UNV-D6E | Light Emitting Diode | Inseparable Luminaire | Direct Wired | 0-10 VDC Controls | 65 | 3000 | 0.001 | 91 | 52 | 433 | 0.96 | Ambient | 50000 |  |  | 99999 | 0.01 | 13 | 4 | 0.01 | 0.01 | 0 | 0 | 0 | 0 | 0.09 | 0.02 | 0 | 0 | 0 | 0 | 0.85 | 0 | 0 | 0 | 0 | 0 | True |  | Non Federally-Regulated | 06/29/2018 |  | 11/09/2018
USAI Lighting | USAI Lighting | B3SDL-09X1-35KH-25-S-WH-NCIC-UNV-D6E | Light Emitting Diode | Inseparable Luminaire | Direct Wired | 0-10 VDC Controls | 76 | 3500 | 0.001 | 91 | 52 | 433 | 0.96 | Ambient | 50000 |  |  | 99999 | 0.01 | 13 | 4 | 0.01 | 0.01 | 0 | 0 | 0 | 0 | 0.09 | 0.02 | 0 | 0 | 0 | 0 | 0.85 | 0 | 0 | 0 | 0 | 0 | True |  | Non Federally-Regulated | 06/29/2018 |  | 11/09/2018
USAI Lighting | USAI Lighting | B3SDL-09X1-35KH-45-S-WH-NCIC-UNV-D6E | Light Emitting Diode | Inseparable Luminaire | Direct Wired | 0-10 VDC Controls | 72 | 3500 | 0.001 | 91 | 52 | 433 | 0.96 | Ambient | 50000 |  |  | 99999 | 0.01 | 13 | 4 | 0.01 | 0.01 | 0 | 0 | 0 | 0 | 0.09 | 0.02 | 0 | 0 | 0 | 0 | 0.85 | 0 | 0 | 0 | 0 | 0 | True |  | Non Federally-Regulated | 06/29/2018 |  | 11/09/2018
USAI Lighting | USAI Lighting | B3SDL-09X1-35KH-65-S-WH-NCIC-UNV-D6E | Light Emitting Diode | Inseparable Luminaire | Direct Wired | 0-10 VDC Controls | 70 | 3500 | 0.001 | 91 | 52 | 433 | 0.96 | Ambient | 50000 |  |  | 99999 | 0.01 | 13 | 4 | 0.01 | 0.01 | 0 | 0 | 0 | 0 | 0.09 | 0.02 | 0 | 0 | 0 | 0 | 0.85 | 0 | 0 | 0 | 0 | 0 | True |  | Non Federally-Regulated | 06/29/2018 |  | 11/09/2018
USAI Lighting | USAI Lighting | B3SDL-09X1-40KH-25-S-WH-NCIC-UNV-D6E | Light Emitting Diode | Inseparable Luminaire | Direct Wired | 0-10 VDC Controls | 81 | 4000 | 0.001 | 91 | 52 | 433 | 0.96 | Ambient | 50000 |  |  | 99999 | 0.01 | 13 | 4 | 0.01 | 0.01 | 0 | 0 | 0 | 0 | 0.09 | 0.02 | 0 | 0 | 0 | 0 | 0.85 | 0 | 0 | 0 | 0 | 0 | True |  | Non Federally-Regulated | 06/29/2018 |  | 11/09/2018
USAI Lighting | USAI Lighting | B3SDL-09X1-40KH-45-S-WH-NCIC-UNV-D6E | Light Emitting Diode | Inseparable Luminaire | Direct Wired | 0-10 VDC Controls | 77 | 4000 | 0.001 | 91 | 52 | 433 | 0.96 | Ambient | 50000 |  |  | 99999 | 0.01 | 13 | 4 | 0.01 | 0.01 | 0 | 0 | 0 | 0 | 0.09 | 0.02 | 0 | 0 | 0 | 0 | 0.85 | 0 | 0 | 0 | 0 | 0 | True |  | Non Federally-Regulated | 06/29/2018 |  | 11/09/2018
USAI Lighting | USAI Lighting | B3SDL-09X1-40KH-65-S-WH-NCIC-UNV-D6E | Light Emitting Diode | Inseparable Luminaire | Direct Wired | 0-10 VDC Controls | 75 | 4000 | 0.001 | 91 | 52 | 433 | 0.96 | Ambient | 50000 |  |  | 99999 | 0.01 | 13 | 4 | 0.01 | 0.01 | 0 | 0 | 0 | 0 | 0.09 | 0.02 | 0 | 0 | 0 | 0 | 0.85 | 0 | 0 | 0 | 0 | 0 | True |  | Non Federally-Regulated | 06/29/2018 |  | 11/09/2018
USAI Lighting | USAI Lighting | B3SDL-09X1-27KH-25-S-GR-NCIC-UNV-D6E | Light Emitting Diode | Inseparable Luminaire | Direct Wired | 0-10 VDC Controls | 70 | 2700 | 0.001 | 91 | 52 | 433 | 0.96 | Ambient | 50000 |  |  | 99999 | 0.01 | 13 | 4 | 0.01 | 0.01 | 0 | 0 | 0 | 0 | 0.09 | 0.02 | 0 | 0 | 0 | 0 | 0.85 | 0 | 0 | 0 | 0 | 0 | True |  | Non Federally-Regulated | 06/29/2018 |  | 11/09/2018
USAI Lighting | USAI Lighting | B3SDL-09X1-27KH-45-S-GR-NCIC-UNV-D6E | Light Emitting Diode | Inseparable Luminaire | Direct Wired | 0-10 VDC Controls | 67 | 2700 | 0.001 | 91 | 52 | 433 | 0.96 | Ambient | 50000 |  |  | 99999 | 0.01 | 13 | 4 | 0.01 | 0.01 | 0 | 0 | 0 | 0 | 0.09 | 0.02 | 0 | 0 | 0 | 0 | 0.85 | 0 | 0 | 0 | 0 | 0 | True |  | Non Federally-Regulated | 06/29/2018 |  | 11/09/2018
USAI Lighting | USAI Lighting | B3SDL-09X1-27KH-65-S-GR-NCIC-UNV-D6E | Light Emitting Diode | Inseparable Luminaire | Direct Wired | 0-10 VDC Controls | 65 | 2700 | 0.001 | 91 | 52 | 433 | 0.96 | Ambient | 50000 |  |  | 99999 | 0.01 | 13 | 4 | 0.01 | 0.01 | 0 | 0 | 0 | 0 | 0.09 | 0.02 | 0 | 0 | 0 | 0 | 0.85 | 0 | 0 | 0 | 0 | 0 | True |  | Non Federally-Regulated | 06/29/2018 |  | 11/09/2018
USAI Lighting | USAI Lighting | B3SDL-09X1-30KH-25-S-GR-NCIC-UNV-D6E | Light Emitting Diode | Inseparable Luminaire | Direct Wired | 0-10 VDC Controls | 70 | 3000 | 0.001 | 91 | 52 | 433 | 0.96 | Ambient | 50000 |  |  | 99999 | 0.01 | 13 | 4 | 0.01 | 0.01 | 0 | 0 | 0 | 0 | 0.09 | 0.02 | 0 | 0 | 0 | 0 | 0.85 | 0 | 0 | 0 | 0 | 0 | True |  | Non Federally-Regulated | 06/29/2018 |  | 11/09/2018
USAI Lighting | USAI Lighting | B3SDL-09X1-30KH-45-S-GR-NCIC-UNV-D6E | Light Emitting Diode | Inseparable Luminaire | Direct Wired | 0-10 VDC Controls | 67 | 3000 | 0.001 | 91 | 52 | 433 | 0.96 | Ambient | 50000 |  |  | 99999 | 0.01 | 13 | 4 | 0.01 | 0.01 | 0 | 0 | 0 | 0 | 0.09 | 0.02 | 0 | 0 | 0 | 0 | 0.85 | 0 | 0 | 0 | 0 | 0 | True |  | Non Federally-Regulated | 06/29/2018 |  | 11/09/2018
USAI Lighting | USAI Lighting | B3SDL-09X1-30KH-65-S-GR-NCIC-UNV-D6E | Light Emitting Diode | Inseparable Luminaire | Direct Wired | 0-10 VDC Controls | 65 | 3000 | 0.001 | 91 | 52 | 433 | 0.96 | Ambient | 50000 |  |  | 99999 | 0.01 | 13 | 4 | 0.01 | 0.01 | 0 | 0 | 0 | 0 | 0.09 | 0.02 | 0 | 0 | 0 | 0 | 0.85 | 0 | 0 | 0 | 0 | 0 | True |  | Non Federally-Regulated | 06/29/2018 |  | 11/09/2018
USAI Lighting | USAI Lighting | B3SDL-09X1-35KH-25-S-GR-NCIC-UNV-D6E | Light Emitting Diode | Inseparable Luminaire | Direct Wired | 0-10 VDC Controls | 76 | 3500 | 0.001 | 91 | 52 | 433 | 0.96 | Ambient | 50000 |  |  | 99999 | 0.01 | 13 | 4 | 0.01 | 0.01 | 0 | 0 | 0 | 0 | 0.09 | 0.02 | 0 | 0 | 0 | 0 | 0.85 | 0 | 0 | 0 | 0 | 0 | True |  | Non Federally-Regulated | 06/29/2018 |  | 11/09/2018
USAI Lighting | USAI Lighting | B3SDL-09X1-35KH-45-S-GR-NCIC-UNV-D6E | Light Emitting Diode | Inseparable Luminaire | Direct Wired | 0-10 VDC Controls | 72 | 3500 | 0.001 | 91 | 52 | 433 | 0.96 | Ambient | 50000 |  |  | 99999 | 0.01 | 13 | 4 | 0.01 | 0.01 | 0 | 0 | 0 | 0 | 0.09 | 0.02 | 0 | 0 | 0 | 0 | 0.85 | 0 | 0 | 0 | 0 | 0 | True |  | Non Federally-Regulated | 06/29/2018 |  | 11/09/2018
USAI Lighting | USAI Lighting | B3SDL-09X1-35KH-65-S-GR-NCIC-UNV-D6E | Light Emitting Diode | Inseparable Luminaire | Direct Wired | 0-10 VDC Controls | 70 | 3500 | 0.001 | 91 | 52 | 433 | 0.96 | Ambient | 50000 |  |  | 99999 | 0.01 | 13 | 4 | 0.01 | 0.01 | 0 | 0 | 0 | 0 | 0.09 | 0.02 | 0 | 0 | 0 | 0 | 0.85 | 0 | 0 | 0 | 0 | 0 | True |  | Non Federally-Regulated | 06/29/2018 |  | 11/09/2018
USAI Lighting | USAI Lighting | B3SDL-09X1-40KH-25-S-GR-NCIC-UNV-D6E | Light Emitting Diode | Inseparable Luminaire | Direct Wired | 0-10 VDC Controls | 81 | 4000 | 0.001 | 91 | 52 | 433 | 0.96 | Ambient | 50000 |  |  | 99999 | 0.01 | 13 | 4 | 0.01 | 0.01 | 0 | 0 | 0 | 0 | 0.09 | 0.02 | 0 | 0 | 0 | 0 | 0.85 | 0 | 0 | 0 | 0 | 0 | True |  | Non Federally-Regulated | 06/29/2018 |  | 11/09/2018
USAI Lighting | USAI Lighting | B3SDL-09X1-40KH-45-S-GR-NCIC-UNV-D6E | Light Emitting Diode | Inseparable Luminaire | Direct Wired | 0-10 VDC Controls | 77 | 4000 | 0.001 | 91 | 52 | 433 | 0.96 | Ambient | 50000 |  |  | 99999 | 0.01 | 13 | 4 | 0.01 | 0.01 | 0 | 0 | 0 | 0 | 0.09 | 0.02 | 0 | 0 | 0 | 0 | 0.85 | 0 | 0 | 0 | 0 | 0 | True |  | Non Federally-Regulated | 06/29/2018 |  | 11/09/2018
USAI Lighting | USAI Lighting | B3SDL-09X1-40KH-65-S-GR-NCIC-UNV-D6E | Light Emitting Diode | Inseparable Luminaire | Direct Wired | 0-10 VDC Controls | 75 | 4000 | 0.001 | 91 | 52 | 433 | 0.96 | Ambient | 50000 |  |  | 99999 | 0.01 | 13 | 4 | 0.01 | 0.01 | 0 | 0 | 0 | 0 | 0.09 | 0.02 | 0 | 0 | 0 | 0 | 0.85 | 0 | 0 | 0 | 0 | 0 | True |  | Non Federally-Regulated | 06/29/2018 |  | 11/09/2018
USAI Lighting | USAI Lighting | B3SDL-09X1-27KH-25-S-BL-NCIC-UNV-D6E | Light Emitting Diode | Inseparable Luminaire | Direct Wired | 0-10 VDC Controls | 70 | 2700 | 0.001 | 91 | 52 | 433 | 0.96 | Ambient | 50000 |  |  | 99999 | 0.01 | 13 | 4 | 0.01 | 0.01 | 0 | 0 | 0 | 0 | 0.09 | 0.02 | 0 | 0 | 0 | 0 | 0.85 | 0 | 0 | 0 | 0 | 0 | True |  | Non Federally-Regulated | 06/29/2018 |  | 11/09/2018
USAI Lighting | USAI Lighting | B3SDL-09X1-27KH-45-S-BL-NCIC-UNV-D6E | Light Emitting Diode | Inseparable Luminaire | Direct Wired | 0-10 VDC Controls | 67 | 2700 | 0.001 | 91 | 52 | 433 | 0.96 | Ambient | 50000 |  |  | 99999 | 0.01 | 13 | 4 | 0.01 | 0.01 | 0 | 0 | 0 | 0 | 0.09 | 0.02 | 0 | 0 | 0 | 0 | 0.85 | 0 | 0 | 0 | 0 | 0 | True |  | Non Federally-Regulated | 06/29/2018 |  | 11/09/2018
USAI Lighting | USAI Lighting | B3SDL-09X1-27KH-65-S-BL-NCIC-UNV-D6E | Light Emitting Diode | Inseparable Luminaire | Direct Wired | 0-10 VDC Controls | 65 | 2700 | 0.001 | 91 | 52 | 433 | 0.96 | Ambient | 50000 |  |  | 99999 | 0.01 | 13 | 4 | 0.01 | 0.01 | 0 | 0 | 0 | 0 | 0.09 | 0.02 | 0 | 0 | 0 | 0 | 0.85 | 0 | 0 | 0 | 0 | 0 | True |  | Non Federally-Regulated | 06/29/2018 |  | 11/09/2018
USAI Lighting | USAI Lighting | B3SDL-09X1-30KH-25-S-BL-NCIC-UNV-D6E | Light Emitting Diode | Inseparable Luminaire | Direct Wired | 0-10 VDC Controls | 70 | 3000 | 0.001 | 91 | 52 | 433 | 0.96 | Ambient | 50000 |  |  | 99999 | 0.01 | 13 | 4 | 0.01 | 0.01 | 0 | 0 | 0 | 0 | 0.09 | 0.02 | 0 | 0 | 0 | 0 | 0.85 | 0 | 0 | 0 | 0 | 0 | True |  | Non Federally-Regulated | 06/29/2018 |  | 11/09/2018
USAI Lighting | USAI Lighting | B3SDL-09X1-30KH-45-S-BL-NCIC-UNV-D6E | Light Emitting Diode | Inseparable Luminaire | Direct Wired | 0-10 VDC Controls | 67 | 3000 | 0.001 | 91 | 52 | 433 | 0.96 | Ambient | 50000 |  |  | 99999 | 0.01 | 13 | 4 | 0.01 | 0.01 | 0 | 0 | 0 | 0 | 0.09 | 0.02 | 0 | 0 | 0 | 0 | 0.85 | 0 | 0 | 0 | 0 | 0 | True |  | Non Federally-Regulated | 06/29/2018 |  | 11/09/2018
USAI Lighting | USAI Lighting | B3SDL-09X1-30KH-65-S-BL-NCIC-UNV-D6E | Light Emitting Diode | Inseparable Luminaire | Direct Wired | 0-10 VDC Controls | 65 | 3000 | 0.001 | 91 | 52 | 433 | 0.96 | Ambient | 50000 |  |  | 99999 | 0.01 | 13 | 4 | 0.01 | 0.01 | 0 | 0 | 0 | 0 | 0.09 | 0.02 | 0 | 0 | 0 | 0 | 0.85 | 0 | 0 | 0 | 0 | 0 | True |  | Non Federally-Regulated | 06/29/2018 |  | 11/09/2018
USAI Lighting | USAI Lighting | B3SDL-09X1-35KH-25-S-BL-NCIC-UNV-D6E | Light Emitting Diode | Inseparable Luminaire | Direct Wired | 0-10 VDC Controls | 76 | 3500 | 0.001 | 91 | 52 | 433 | 0.96 | Ambient | 50000 |  |  | 99999 | 0.01 | 13 | 4 | 0.01 | 0.01 | 0 | 0 | 0 | 0 | 0.09 | 0.02 | 0 | 0 | 0 | 0 | 0.85 | 0 | 0 | 0 | 0 | 0 | True |  | Non Federally-Regulated | 06/29/2018 |  | 11/09/2018
USAI Lighting | USAI Lighting | B3SDL-09X1-35KH-45-S-BL-NCIC-UNV-D6E | Light Emitting Diode | Inseparable Luminaire | Direct Wired | 0-10 VDC Controls | 72 | 3500 | 0.001 | 91 | 52 | 433 | 0.96 | Ambient | 50000 |  |  | 99999 | 0.01 | 13 | 4 | 0.01 | 0.01 | 0 | 0 | 0 | 0 | 0.09 | 0.02 | 0 | 0 | 0 | 0 | 0.85 | 0 | 0 | 0 | 0 | 0 | True |  | Non Federally-Regulated | 06/29/2018 |  | 11/09/2018
USAI Lighting | USAI Lighting | B3SDL-09X1-35KH-65-S-BL-NCIC-UNV-D6E | Light Emitting Diode | Inseparable Luminaire | Direct Wired | 0-10 VDC Controls | 70 | 3500 | 0.001 | 91 | 52 | 433 | 0.96 | Ambient | 50000 |  |  | 99999 | 0.01 | 13 | 4 | 0.01 | 0.01 | 0 | 0 | 0 | 0 | 0.09 | 0.02 | 0 | 0 | 0 | 0 | 0.85 | 0 | 0 | 0 | 0 | 0 | True |  | Non Federally-Regulated | 06/29/2018 |  | 11/09/2018
USAI Lighting | USAI Lighting | B3SDL-09X1-40KH-25-S-BL-NCIC-UNV-D6E | Light Emitting Diode | Inseparable Luminaire | Direct Wired | 0-10 VDC Controls | 81 | 4000 | 0.001 | 91 | 52 | 433 | 0.96 | Ambient | 50000 |  |  | 99999 | 0.01 | 13 | 4 | 0.01 | 0.01 | 0 | 0 | 0 | 0 | 0.09 | 0.02 | 0 | 0 | 0 | 0 | 0.85 | 0 | 0 | 0 | 0 | 0 | True |  | Non Federally-Regulated | 06/29/2018 |  | 11/09/2018
USAI Lighting | USAI Lighting | B3SDL-09X1-40KH-45-S-BL-NCIC-UNV-D6E | Light Emitting Diode | Inseparable Luminaire | Direct Wired | 0-10 VDC Controls | 77 | 4000 | 0.001 | 91 | 52 | 433 | 0.96 | Ambient | 50000 |  |  | 99999 | 0.01 | 13 | 4 | 0.01 | 0.01 | 0 | 0 | 0 | 0 | 0.09 | 0.02 | 0 | 0 | 0 | 0 | 0.85 | 0 | 0 | 0 | 0 | 0 | True |  | Non Federally-Regulated | 06/29/2018 |  | 11/09/2018
USAI Lighting | USAI Lighting | B3SDL-09X1-40KH-65-S-BL-NCIC-UNV-D6E | Light Emitting Diode | Inseparable Luminaire | Direct Wired | 0-10 VDC Controls | 75 | 4000 | 0.001 | 91 | 52 | 433 | 0.96 | Ambient | 50000 |  |  | 99999 | 0.01 | 13 | 4 | 0.01 | 0.01 | 0 | 0 | 0 | 0 | 0.09 | 0.02 | 0 | 0 | 0 | 0 | 0.85 | 0 | 0 | 0 | 0 | 0 | True |  | Non Federally-Regulated | 06/29/2018 |  | 11/09/2018
USAI Lighting | USAI Lighting | B3SDL-09X1-27KH-25-S-BZ-NCIC-UNV-D6E | Light Emitting Diode | Inseparable Luminaire | Direct Wired | 0-10 VDC Controls | 70 | 2700 | 0.001 | 91 | 52 | 433 | 0.96 | Ambient | 50000 |  |  | 99999 | 0.01 | 13 | 4 | 0.01 | 0.01 | 0 | 0 | 0 | 0 | 0.09 | 0.02 | 0 | 0 | 0 | 0 | 0.85 | 0 | 0 | 0 | 0 | 0 | True |  | Non Federally-Regulated | 06/29/2018 |  | 11/09/2018
USAI Lighting | USAI Lighting | B3SDL-09X1-27KH-45-S-BZ-NCIC-UNV-D6E | Light Emitting Diode | Inseparable Luminaire | Direct Wired | 0-10 VDC Controls | 67 | 2700 | 0.001 | 91 | 52 | 433 | 0.96 | Ambient | 50000 |  |  | 99999 | 0.01 | 13 | 4 | 0.01 | 0.01 | 0 | 0 | 0 | 0 | 0.09 | 0.02 | 0 | 0 | 0 | 0 | 0.85 | 0 | 0 | 0 | 0 | 0 | True |  | Non Federally-Regulated | 06/29/2018 |  | 11/09/2018
USAI Lighting | USAI Lighting | B3SDL-09X1-27KH-65-S-BZ-NCIC-UNV-D6E | Light Emitting Diode | Inseparable Luminaire | Direct Wired | 0-10 VDC Controls | 65 | 2700 | 0.001 | 91 | 52 | 433 | 0.96 | Ambient | 50000 |  |  | 99999 | 0.01 | 13 | 4 | 0.01 | 0.01 | 0 | 0 | 0 | 0 | 0.09 | 0.02 | 0 | 0 | 0 | 0 | 0.85 | 0 | 0 | 0 | 0 | 0 | True |  | Non Federally-Regulated | 06/29/2018 |  | 11/09/2018
USAI Lighting | USAI Lighting | B3SDL-09X1-30KH-25-S-BZ-NCIC-UNV-D6E | Light Emitting Diode | Inseparable Luminaire | Direct Wired | 0-10 VDC Controls | 70 | 3000 | 0.001 | 91 | 52 | 433 | 0.96 | Ambient | 50000 |  |  | 99999 | 0.01 | 13 | 4 | 0.01 | 0.01 | 0 | 0 | 0 | 0 | 0.09 | 0.02 | 0 | 0 | 0 | 0 | 0.85 | 0 | 0 | 0 | 0 | 0 | True |  | Non Federally-Regulated | 06/29/2018 |  | 11/09/2018
USAI Lighting | USAI Lighting | B3SDL-09X1-30KH-45-S-BZ-NCIC-UNV-D6E | Light Emitting Diode | Inseparable Luminaire | Direct Wired | 0-10 VDC Controls | 67 | 3000 | 0.001 | 91 | 52 | 433 | 0.96 | Ambient | 50000 |  |  | 99999 | 0.01 | 13 | 4 | 0.01 | 0.01 | 0 | 0 | 0 | 0 | 0.09 | 0.02 | 0 | 0 | 0 | 0 | 0.85 | 0 | 0 | 0 | 0 | 0 | True |  | Non Federally-Regulated | 06/29/2018 |  | 11/09/2018
USAI Lighting | USAI Lighting | B3SDL-09X1-30KH-65-S-BZ-NCIC-UNV-D6E | Light Emitting Diode | Inseparable Luminaire | Direct Wired | 0-10 VDC Controls | 65 | 3000 | 0.001 | 91 | 52 | 433 | 0.96 | Ambient | 50000 |  |  | 99999 | 0.01 | 13 | 4 | 0.01 | 0.01 | 0 | 0 | 0 | 0 | 0.09 | 0.02 | 0 | 0 | 0 | 0 | 0.85 | 0 | 0 | 0 | 0 | 0 | True |  | Non Federally-Regulated | 06/29/2018 |  | 11/09/2018
USAI Lighting | USAI Lighting | B3SDL-09X1-35KH-25-S-BZ-NCIC-UNV-D6E | Light Emitting Diode | Inseparable Luminaire | Direct Wired | 0-10 VDC Controls | 76 | 3500 | 0.001 | 91 | 52 | 433 | 0.96 | Ambient | 50000 |  |  | 99999 | 0.01 | 13 | 4 | 0.01 | 0.01 | 0 | 0 | 0 | 0 | 0.09 | 0.02 | 0 | 0 | 0 | 0 | 0.85 | 0 | 0 | 0 | 0 | 0 | True |  | Non Federally-Regulated | 06/29/2018 |  | 11/09/2018
USAI Lighting | USAI Lighting | B3SDL-09X1-35KH-45-S-BZ-NCIC-UNV-D6E | Light Emitting Diode | Inseparable Luminaire | Direct Wired | 0-10 VDC Controls | 72 | 3500 | 0.001 | 91 | 52 | 433 | 0.96 | Ambient | 50000 |  |  | 99999 | 0.01 | 13 | 4 | 0.01 | 0.01 | 0 | 0 | 0 | 0 | 0.09 | 0.02 | 0 | 0 | 0 | 0 | 0.85 | 0 | 0 | 0 | 0 | 0 | True |  | Non Federally-Regulated | 06/29/2018 |  | 11/09/2018
USAI Lighting | USAI Lighting | B3SDL-09X1-35KH-65-S-BZ-NCIC-UNV-D6E | Light Emitting Diode | Inseparable Luminaire | Direct Wired | 0-10 VDC Controls | 70 | 3500 | 0.001 | 91 | 52 | 433 | 0.96 | Ambient | 50000 |  |  | 99999 | 0.01 | 13 | 4 | 0.01 | 0.01 | 0 | 0 | 0 | 0 | 0.09 | 0.02 | 0 | 0 | 0 | 0 | 0.85 | 0 | 0 | 0 | 0 | 0 | True |  | Non Federally-Regulated | 06/29/2018 |  | 11/09/2018
USAI Lighting | USAI Lighting | B3SDL-09X1-40KH-25-S-BZ-NCIC-UNV-D6E | Light Emitting Diode | Inseparable Luminaire | Direct Wired | 0-10 VDC Controls | 81 | 4000 | 0.001 | 91 | 52 | 433 | 0.96 | Ambient | 50000 |  |  | 99999 | 0.01 | 13 | 4 | 0.01 | 0.01 | 0 | 0 | 0 | 0 | 0.09 | 0.02 | 0 | 0 | 0 | 0 | 0.85 | 0 | 0 | 0 | 0 | 0 | True |  | Non Federally-Regulated | 06/29/2018 |  | 11/09/2018
USAI Lighting | USAI Lighting | B3SDL-09X1-40KH-45-S-BZ-NCIC-UNV-D6E | Light Emitting Diode | Inseparable Luminaire | Direct Wired | 0-10 VDC Controls | 77 | 4000 | 0.001 | 91 | 52 | 433 | 0.96 | Ambient | 50000 |  |  | 99999 | 0.01 | 13 | 4 | 0.01 | 0.01 | 0 | 0 | 0 | 0 | 0.09 | 0.02 | 0 | 0 | 0 | 0 | 0.85 | 0 | 0 | 0 | 0 | 0 | True |  | Non Federally-Regulated | 06/29/2018 |  | 11/09/2018
USAI Lighting | USAI Lighting | B3SDL-09X1-40KH-65-S-BZ-NCIC-UNV-D6E | Light Emitting Diode | Inseparable Luminaire | Direct Wired | 0-10 VDC Controls | 75 | 4000 | 0.001 | 91 | 52 | 433 | 0.96 | Ambient | 50000 |  |  | 99999 | 0.01 | 13 | 4 | 0.01 | 0.01 | 0 | 0 | 0 | 0 | 0.09 | 0.02 | 0 | 0 | 0 | 0 | 0.85 | 0 | 0 | 0 | 0 | 0 | True |  | Non Federally-Regulated | 06/29/2018 |  | 11/09/2018
USAI Lighting | USAI Lighting | B3SDL-09X1-27KH-25-S-WH-NCIC-UNV-D6F | Light Emitting Diode | Inseparable Luminaire | Direct Wired | 0-10 VDC Controls | 70 | 2700 | 0.001 | 91 | 52 | 433 | 0.96 | Ambient | 50000 |  |  | 99999 | 0.01 | 13 | 4 | 0.01 | 0.01 | 0 | 0 | 0 | 0 | 0.09 | 0.02 | 0 | 0 | 0 | 0 | 0.85 | 0 | 0 | 0 | 0 | 0 | True |  | Non Federally-Regulated | 06/29/2018 |  | 11/09/2018
USAI Lighting | USAI Lighting | B3SDL-09X1-27KH-45-S-WH-NCIC-UNV-D6F | Light Emitting Diode | Inseparable Luminaire | Direct Wired | 0-10 VDC Controls | 67 | 2700 | 0.001 | 91 | 52 | 433 | 0.96 | Ambient | 50000 |  |  | 99999 | 0.01 | 13 | 4 | 0.01 | 0.01 | 0 | 0 | 0 | 0 | 0.09 | 0.02 | 0 | 0 | 0 | 0 | 0.85 | 0 | 0 | 0 | 0 | 0 | True |  | Non Federally-Regulated | 06/29/2018 |  | 11/09/2018
USAI Lighting | USAI Lighting | B3SDL-09X1-27KH-65-S-WH-NCIC-UNV-D6F | Light Emitting Diode | Inseparable Luminaire | Direct Wired | 0-10 VDC Controls | 65 | 2700 | 0.001 | 91 | 52 | 433 | 0.96 | Ambient | 50000 |  |  | 99999 | 0.01 | 13 | 4 | 0.01 | 0.01 | 0 | 0 | 0 | 0 | 0.09 | 0.02 | 0 | 0 | 0 | 0 | 0.85 | 0 | 0 | 0 | 0 | 0 | True |  | Non Federally-Regulated | 06/29/2018 |  | 11/09/2018
USAI Lighting | USAI Lighting | B3SDL-09X1-30KH-25-S-WH-NCIC-UNV-D6F | Light Emitting Diode | Inseparable Luminaire | Direct Wired | 0-10 VDC Controls | 70 | 3000 | 0.001 | 91 | 52 | 433 | 0.96 | Ambient | 50000 |  |  | 99999 | 0.01 | 13 | 4 | 0.01 | 0.01 | 0 | 0 | 0 | 0 | 0.09 | 0.02 | 0 | 0 | 0 | 0 | 0.85 | 0 | 0 | 0 | 0 | 0 | True |  | Non Federally-Regulated | 06/29/2018 |  | 11/09/2018
USAI Lighting | USAI Lighting | B3SDL-09X1-30KH-45-S-WH-NCIC-UNV-D6F | Light Emitting Diode | Inseparable Luminaire | Direct Wired | 0-10 VDC Controls | 67 | 3000 | 0.001 | 91 | 52 | 433 | 0.96 | Ambient | 50000 |  |  | 99999 | 0.01 | 13 | 4 | 0.01 | 0.01 | 0 | 0 | 0 | 0 | 0.09 | 0.02 | 0 | 0 | 0 | 0 | 0.85 | 0 | 0 | 0 | 0 | 0 | True |  | Non Federally-Regulated | 06/29/2018 |  | 11/09/2018
USAI Lighting | USAI Lighting | B3SDL-09X1-30KH-65-S-WH-NCIC-UNV-D6F | Light Emitting Diode | Inseparable Luminaire | Direct Wired | 0-10 VDC Controls | 65 | 3000 | 0.001 | 91 | 52 | 433 | 0.96 | Ambient | 50000 |  |  | 99999 | 0.01 | 13 | 4 | 0.01 | 0.01 | 0 | 0 | 0 | 0 | 0.09 | 0.02 | 0 | 0 | 0 | 0 | 0.85 | 0 | 0 | 0 | 0 | 0 | True |  | Non Federally-Regulated | 06/29/2018 |  | 11/09/2018
USAI Lighting | USAI Lighting | B3SDL-09X1-35KH-25-S-WH-NCIC-UNV-D6F | Light Emitting Diode | Inseparable Luminaire | Direct Wired | 0-10 VDC Controls | 76 | 3500 | 0.001 | 91 | 52 | 433 | 0.96 | Ambient | 50000 |  |  | 99999 | 0.01 | 13 | 4 | 0.01 | 0.01 | 0 | 0 | 0 | 0 | 0.09 | 0.02 | 0 | 0 | 0 | 0 | 0.85 | 0 | 0 | 0 | 0 | 0 | True |  | Non Federally-Regulated | 06/29/2018 |  | 11/09/2018
USAI Lighting | USAI Lighting | B3SDL-09X1-35KH-45-S-WH-NCIC-UNV-D6F | Light Emitting Diode | Inseparable Luminaire | Direct Wired | 0-10 VDC Controls | 72 | 3500 | 0.001 | 91 | 52 | 433 | 0.96 | Ambient | 50000 |  |  | 99999 | 0.01 | 13 | 4 | 0.01 | 0.01 | 0 | 0 | 0 | 0 | 0.09 | 0.02 | 0 | 0 | 0 | 0 | 0.85 | 0 | 0 | 0 | 0 | 0 | True |  | Non Federally-Regulated | 06/29/2018 |  | 11/09/2018
USAI Lighting | USAI Lighting | B3SDL-09X1-35KH-65-S-WH-NCIC-UNV-D6F | Light Emitting Diode | Inseparable Luminaire | Direct Wired | 0-10 VDC Controls | 70 | 3500 | 0.001 | 91 | 52 | 433 | 0.96 | Ambient | 50000 |  |  | 99999 | 0.01 | 13 | 4 | 0.01 | 0.01 | 0 | 0 | 0 | 0 | 0.09 | 0.02 | 0 | 0 | 0 | 0 | 0.85 | 0 | 0 | 0 | 0 | 0 | True |  | Non Federally-Regulated | 06/29/2018 |  | 11/09/2018
USAI Lighting | USAI Lighting | B3SDL-09X1-40KH-25-S-WH-NCIC-UNV-D6F | Light Emitting Diode | Inseparable Luminaire | Direct Wired | 0-10 VDC Controls | 81 | 4000 | 0.001 | 91 | 52 | 433 | 0.96 | Ambient | 50000 |  |  | 99999 | 0.01 | 13 | 4 | 0.01 | 0.01 | 0 | 0 | 0 | 0 | 0.09 | 0.02 | 0 | 0 | 0 | 0 | 0.85 | 0 | 0 | 0 | 0 | 0 | True |  | Non Federally-Regulated | 06/29/2018 |  | 11/09/2018
USAI Lighting | USAI Lighting | B3SDL-09X1-40KH-45-S-WH-NCIC-UNV-D6F | Light Emitting Diode | Inseparable Luminaire | Direct Wired | 0-10 VDC Controls | 77 | 4000 | 0.001 | 91 | 52 | 433 | 0.96 | Ambient | 50000 |  |  | 99999 | 0.01 | 13 | 4 | 0.01 | 0.01 | 0 | 0 | 0 | 0 | 0.09 | 0.02 | 0 | 0 | 0 | 0 | 0.85 | 0 | 0 | 0 | 0 | 0 | True |  | Non Federally-Regulated | 06/29/2018 |  | 11/09/2018
USAI Lighting | USAI Lighting | B3SDL-09X1-40KH-65-S-WH-NCIC-UNV-D6F | Light Emitting Diode | Inseparable Luminaire | Direct Wired | 0-10 VDC Controls | 75 | 4000 | 0.001 | 91 | 52 | 433 | 0.96 | Ambient | 50000 |  |  | 99999 | 0.01 | 13 | 4 | 0.01 | 0.01 | 0 | 0 | 0 | 0 | 0.09 | 0.02 | 0 | 0 | 0 | 0 | 0.85 | 0 | 0 | 0 | 0 | 0 | True |  | Non Federally-Regulated | 06/29/2018 |  | 11/09/2018
USAI Lighting | USAI Lighting | B3SDL-09X1-27KH-25-S-GR-NCIC-UNV-D6F | Light Emitting Diode | Inseparable Luminaire | Direct Wired | 0-10 VDC Controls | 70 | 2700 | 0.001 | 91 | 52 | 433 | 0.96 | Ambient | 50000 |  |  | 99999 | 0.01 | 13 | 4 | 0.01 | 0.01 | 0 | 0 | 0 | 0 | 0.09 | 0.02 | 0 | 0 | 0 | 0 | 0.85 | 0 | 0 | 0 | 0 | 0 | True |  | Non Federally-Regulated | 06/29/2018 |  | 11/09/2018
USAI Lighting | USAI Lighting | B3SDL-09X1-27KH-45-S-GR-NCIC-UNV-D6F | Light Emitting Diode | Inseparable Luminaire | Direct Wired | 0-10 VDC Controls | 67 | 2700 | 0.001 | 91 | 52 | 433 | 0.96 | Ambient | 50000 |  |  | 99999 | 0.01 | 13 | 4 | 0.01 | 0.01 | 0 | 0 | 0 | 0 | 0.09 | 0.02 | 0 | 0 | 0 | 0 | 0.85 | 0 | 0 | 0 | 0 | 0 | True |  | Non Federally-Regulated | 06/29/2018 |  | 11/09/2018
USAI Lighting | USAI Lighting | B3SDL-09X1-27KH-65-S-GR-NCIC-UNV-D6F | Light Emitting Diode | Inseparable Luminaire | Direct Wired | 0-10 VDC Controls | 65 | 2700 | 0.001 | 91 | 52 | 433 | 0.96 | Ambient | 50000 |  |  | 99999 | 0.01 | 13 | 4 | 0.01 | 0.01 | 0 | 0 | 0 | 0 | 0.09 | 0.02 | 0 | 0 | 0 | 0 | 0.85 | 0 | 0 | 0 | 0 | 0 | True |  | Non Federally-Regulated | 06/29/2018 |  | 11/09/2018
USAI Lighting | USAI Lighting | B3SDL-09X1-30KH-25-S-GR-NCIC-UNV-D6F | Light Emitting Diode | Inseparable Luminaire | Direct Wired | 0-10 VDC Controls | 70 | 3000 | 0.001 | 91 | 52 | 433 | 0.96 | Ambient | 50000 |  |  | 99999 | 0.01 | 13 | 4 | 0.01 | 0.01 | 0 | 0 | 0 | 0 | 0.09 | 0.02 | 0 | 0 | 0 | 0 | 0.85 | 0 | 0 | 0 | 0 | 0 | True |  | Non Federally-Regulated | 06/29/2018 |  | 11/09/2018
USAI Lighting | USAI Lighting | B3SDL-09X1-30KH-45-S-GR-NCIC-UNV-D6F | Light Emitting Diode | Inseparable Luminaire | Direct Wired | 0-10 VDC Controls | 67 | 3000 | 0.001 | 91 | 52 | 433 | 0.96 | Ambient | 50000 |  |  | 99999 | 0.01 | 13 | 4 | 0.01 | 0.01 | 0 | 0 | 0 | 0 | 0.09 | 0.02 | 0 | 0 | 0 | 0 | 0.85 | 0 | 0 | 0 | 0 | 0 | True |  | Non Federally-Regulated | 06/29/2018 |  | 11/09/2018
USAI Lighting | USAI Lighting | B3SDL-09X1-30KH-65-S-GR-NCIC-UNV-D6F | Light Emitting Diode | Inseparable Luminaire | Direct Wired | 0-10 VDC Controls | 65 | 3000 | 0.001 | 91 | 52 | 433 | 0.96 | Ambient | 50000 |  |  | 99999 | 0.01 | 13 | 4 | 0.01 | 0.01 | 0 | 0 | 0 | 0 | 0.09 | 0.02 | 0 | 0 | 0 | 0 | 0.85 | 0 | 0 | 0 | 0 | 0 | True |  | Non Federally-Regulated | 06/29/2018 |  | 11/09/2018
USAI Lighting | USAI Lighting | B3SDL-09X1-35KH-25-S-GR-NCIC-UNV-D6F | Light Emitting Diode | Inseparable Luminaire | Direct Wired | 0-10 VDC Controls | 76 | 3500 | 0.001 | 91 | 52 | 433 | 0.96 | Ambient | 50000 |  |  | 99999 | 0.01 | 13 | 4 | 0.01 | 0.01 | 0 | 0 | 0 | 0 | 0.09 | 0.02 | 0 | 0 | 0 | 0 | 0.85 | 0 | 0 | 0 | 0 | 0 | True |  | Non Federally-Regulated | 06/29/2018 |  | 11/09/2018
USAI Lighting | USAI Lighting | B3SDL-09X1-35KH-45-S-GR-NCIC-UNV-D6F | Light Emitting Diode | Inseparable Luminaire | Direct Wired | 0-10 VDC Controls | 72 | 3500 | 0.001 | 91 | 52 | 433 | 0.96 | Ambient | 50000 |  |  | 99999 | 0.01 | 13 | 4 | 0.01 | 0.01 | 0 | 0 | 0 | 0 | 0.09 | 0.02 | 0 | 0 | 0 | 0 | 0.85 | 0 | 0 | 0 | 0 | 0 | True |  | Non Federally-Regulated | 06/29/2018 |  | 11/09/2018
USAI Lighting | USAI Lighting | B3SDL-09X1-35KH-65-S-GR-NCIC-UNV-D6F | Light Emitting Diode | Inseparable Luminaire | Direct Wired | 0-10 VDC Controls | 70 | 3500 | 0.001 | 91 | 52 | 433 | 0.96 | Ambient | 50000 |  |  | 99999 | 0.01 | 13 | 4 | 0.01 | 0.01 | 0 | 0 | 0 | 0 | 0.09 | 0.02 | 0 | 0 | 0 | 0 | 0.85 | 0 | 0 | 0 | 0 | 0 | True |  | Non Federally-Regulated | 06/29/2018 |  | 11/09/2018
USAI Lighting | USAI Lighting | B3SDL-09X1-40KH-25-S-GR-NCIC-UNV-D6F | Light Emitting Diode | Inseparable Luminaire | Direct Wired | 0-10 VDC Controls | 81 | 4000 | 0.001 | 91 | 52 | 433 | 0.96 | Ambient | 50000 |  |  | 99999 | 0.01 | 13 | 4 | 0.01 | 0.01 | 0 | 0 | 0 | 0 | 0.09 | 0.02 | 0 | 0 | 0 | 0 | 0.85 | 0 | 0 | 0 | 0 | 0 | True |  | Non Federally-Regulated | 06/29/2018 |  | 11/09/2018
USAI Lighting | USAI Lighting | B3SDL-09X1-40KH-45-S-GR-NCIC-UNV-D6F | Light Emitting Diode | Inseparable Luminaire | Direct Wired | 0-10 VDC Controls | 77 | 4000 | 0.001 | 91 | 52 | 433 | 0.96 | Ambient | 50000 |  |  | 99999 | 0.01 | 13 | 4 | 0.01 | 0.01 | 0 | 0 | 0 | 0 | 0.09 | 0.02 | 0 | 0 | 0 | 0 | 0.85 | 0 | 0 | 0 | 0 | 0 | True |  | Non Federally-Regulated | 06/29/2018 |  | 11/09/2018
USAI Lighting | USAI Lighting | B3SDL-09X1-40KH-65-S-GR-NCIC-UNV-D6F | Light Emitting Diode | Inseparable Luminaire | Direct Wired | 0-10 VDC Controls | 75 | 4000 | 0.001 | 91 | 52 | 433 | 0.96 | Ambient | 50000 |  |  | 99999 | 0.01 | 13 | 4 | 0.01 | 0.01 | 0 | 0 | 0 | 0 | 0.09 | 0.02 | 0 | 0 | 0 | 0 | 0.85 | 0 | 0 | 0 | 0 | 0 | True |  | Non Federally-Regulated | 06/29/2018 |  | 11/09/2018
USAI Lighting | USAI Lighting | B3SDL-09X1-27KH-25-S-BL-NCIC-UNV-D6F | Light Emitting Diode | Inseparable Luminaire | Direct Wired | 0-10 VDC Controls | 70 | 2700 | 0.001 | 91 | 52 | 433 | 0.96 | Ambient | 50000 |  |  | 99999 | 0.01 | 13 | 4 | 0.01 | 0.01 | 0 | 0 | 0 | 0 | 0.09 | 0.02 | 0 | 0 | 0 | 0 | 0.85 | 0 | 0 | 0 | 0 | 0 | True |  | Non Federally-Regulated | 06/29/2018 |  | 11/09/2018
USAI Lighting | USAI Lighting | B3SDL-09X1-27KH-45-S-BL-NCIC-UNV-D6F | Light Emitting Diode | Inseparable Luminaire | Direct Wired | 0-10 VDC Controls | 67 | 2700 | 0.001 | 91 | 52 | 433 | 0.96 | Ambient | 50000 |  |  | 99999 | 0.01 | 13 | 4 | 0.01 | 0.01 | 0 | 0 | 0 | 0 | 0.09 | 0.02 | 0 | 0 | 0 | 0 | 0.85 | 0 | 0 | 0 | 0 | 0 | True |  | Non Federally-Regulated | 06/29/2018 |  | 11/09/2018
USAI Lighting | USAI Lighting | B3SDL-09X1-27KH-65-S-BL-NCIC-UNV-D6F | Light Emitting Diode | Inseparable Luminaire | Direct Wired | 0-10 VDC Controls | 65 | 2700 | 0.001 | 91 | 52 | 433 | 0.96 | Ambient | 50000 |  |  | 99999 | 0.01 | 13 | 4 | 0.01 | 0.01 | 0 | 0 | 0 | 0 | 0.09 | 0.02 | 0 | 0 | 0 | 0 | 0.85 | 0 | 0 | 0 | 0 | 0 | True |  | Non Federally-Regulated | 06/29/2018 |  | 11/09/2018
USAI Lighting | USAI Lighting | B3SDL-09X1-30KH-25-S-BL-NCIC-UNV-D6F | Light Emitting Diode | Inseparable Luminaire | Direct Wired | 0-10 VDC Controls | 70 | 3000 | 0.001 | 91 | 52 | 433 | 0.96 | Ambient | 50000 |  |  | 99999 | 0.01 | 13 | 4 | 0.01 | 0.01 | 0 | 0 | 0 | 0 | 0.09 | 0.02 | 0 | 0 | 0 | 0 | 0.85 | 0 | 0 | 0 | 0 | 0 | True |  | Non Federally-Regulated | 06/29/2018 |  | 11/09/2018
USAI Lighting | USAI Lighting | B3SDL-09X1-30KH-45-S-BL-NCIC-UNV-D6F | Light Emitting Diode | Inseparable Luminaire | Direct Wired | 0-10 VDC Controls | 67 | 3000 | 0.001 | 91 | 52 | 433 | 0.96 | Ambient | 50000 |  |  | 99999 | 0.01 | 13 | 4 | 0.01 | 0.01 | 0 | 0 | 0 | 0 | 0.09 | 0.02 | 0 | 0 | 0 | 0 | 0.85 | 0 | 0 | 0 | 0 | 0 | True |  | Non Federally-Regulated | 06/29/2018 |  | 11/09/2018
USAI Lighting | USAI Lighting | B3SDL-09X1-30KH-65-S-BL-NCIC-UNV-D6F | Light Emitting Diode | Inseparable Luminaire | Direct Wired | 0-10 VDC Controls | 65 | 3000 | 0.001 | 91 | 52 | 433 | 0.96 | Ambient | 50000 |  |  | 99999 | 0.01 | 13 | 4 | 0.01 | 0.01 | 0 | 0 | 0 | 0 | 0.09 | 0.02 | 0 | 0 | 0 | 0 | 0.85 | 0 | 0 | 0 | 0 | 0 | True |  | Non Federally-Regulated | 06/29/2018 |  | 11/09/2018
USAI Lighting | USAI Lighting | B3SDL-09X1-35KH-25-S-BL-NCIC-UNV-D6F | Light Emitting Diode | Inseparable Luminaire | Direct Wired | 0-10 VDC Controls | 76 | 3500 | 0.001 | 91 | 52 | 433 | 0.96 | Ambient | 50000 |  |  | 99999 | 0.01 | 13 | 4 | 0.01 | 0.01 | 0 | 0 | 0 | 0 | 0.09 | 0.02 | 0 | 0 | 0 | 0 | 0.85 | 0 | 0 | 0 | 0 | 0 | True |  | Non Federally-Regulated | 06/29/2018 |  | 11/09/2018
USAI Lighting | USAI Lighting | B3SDL-09X1-35KH-45-S-BL-NCIC-UNV-D6F | Light Emitting Diode | Inseparable Luminaire | Direct Wired | 0-10 VDC Controls | 72 | 3500 | 0.001 | 91 | 52 | 433 | 0.96 | Ambient | 50000 |  |  | 99999 | 0.01 | 13 | 4 | 0.01 | 0.01 | 0 | 0 | 0 | 0 | 0.09 | 0.02 | 0 | 0 | 0 | 0 | 0.85 | 0 | 0 | 0 | 0 | 0 | True |  | Non Federally-Regulated | 06/29/2018 |  | 11/09/2018
USAI Lighting | USAI Lighting | B3SDL-09X1-35KH-65-S-BL-NCIC-UNV-D6F | Light Emitting Diode | Inseparable Luminaire | Direct Wired | 0-10 VDC Controls | 70 | 3500 | 0.001 | 91 | 52 | 433 | 0.96 | Ambient | 50000 |  |  | 99999 | 0.01 | 13 | 4 | 0.01 | 0.01 | 0 | 0 | 0 | 0 | 0.09 | 0.02 | 0 | 0 | 0 | 0 | 0.85 | 0 | 0 | 0 | 0 | 0 | True |  | Non Federally-Regulated | 06/29/2018 |  | 11/09/2018
USAI Lighting | USAI Lighting | B3SDL-09X1-40KH-25-S-BL-NCIC-UNV-D6F | Light Emitting Diode | Inseparable Luminaire | Direct Wired | 0-10 VDC Controls | 81 | 4000 | 0.001 | 91 | 52 | 433 | 0.96 | Ambient | 50000 |  |  | 99999 | 0.01 | 13 | 4 | 0.01 | 0.01 | 0 | 0 | 0 | 0 | 0.09 | 0.02 | 0 | 0 | 0 | 0 | 0.85 | 0 | 0 | 0 | 0 | 0 | True |  | Non Federally-Regulated | 06/29/2018 |  | 11/09/2018
USAI Lighting | USAI Lighting | B3SDL-09X1-40KH-45-S-BL-NCIC-UNV-D6F | Light Emitting Diode | Inseparable Luminaire | Direct Wired | 0-10 VDC Controls | 77 | 4000 | 0.001 | 91 | 52 | 433 | 0.96 | Ambient | 50000 |  |  | 99999 | 0.01 | 13 | 4 | 0.01 | 0.01 | 0 | 0 | 0 | 0 | 0.09 | 0.02 | 0 | 0 | 0 | 0 | 0.85 | 0 | 0 | 0 | 0 | 0 | True |  | Non Federally-Regulated | 06/29/2018 |  | 11/09/2018
USAI Lighting | USAI Lighting | B3SDL-09X1-40KH-65-S-BL-NCIC-UNV-D6F | Light Emitting Diode | Inseparable Luminaire | Direct Wired | 0-10 VDC Controls | 75 | 4000 | 0.001 | 91 | 52 | 433 | 0.96 | Ambient | 50000 |  |  | 99999 | 0.01 | 13 | 4 | 0.01 | 0.01 | 0 | 0 | 0 | 0 | 0.09 | 0.02 | 0 | 0 | 0 | 0 | 0.85 | 0 | 0 | 0 | 0 | 0 | True |  | Non Federally-Regulated | 06/29/2018 |  | 11/09/2018
USAI Lighting | USAI Lighting | B3SDL-09X1-27KH-25-S-BZ-NCIC-UNV-D6F | Light Emitting Diode | Inseparable Luminaire | Direct Wired | 0-10 VDC Controls | 70 | 2700 | 0.001 | 91 | 52 | 433 | 0.96 | Ambient | 50000 |  |  | 99999 | 0.01 | 13 | 4 | 0.01 | 0.01 | 0 | 0 | 0 | 0 | 0.09 | 0.02 | 0 | 0 | 0 | 0 | 0.85 | 0 | 0 | 0 | 0 | 0 | True |  | Non Federally-Regulated | 06/29/2018 |  | 11/09/2018
USAI Lighting | USAI Lighting | B3SDL-09X1-27KH-45-S-BZ-NCIC-UNV-D6F | Light Emitting Diode | Inseparable Luminaire | Direct Wired | 0-10 VDC Controls | 67 | 2700 | 0.001 | 91 | 52 | 433 | 0.96 | Ambient | 50000 |  |  | 99999 | 0.01 | 13 | 4 | 0.01 | 0.01 | 0 | 0 | 0 | 0 | 0.09 | 0.02 | 0 | 0 | 0 | 0 | 0.85 | 0 | 0 | 0 | 0 | 0 | True |  | Non Federally-Regulated | 06/29/2018 |  | 11/09/2018
USAI Lighting | USAI Lighting | B3SDL-09X1-27KH-65-S-BZ-NCIC-UNV-D6F | Light Emitting Diode | Inseparable Luminaire | Direct Wired | 0-10 VDC Controls | 65 | 2700 | 0.001 | 91 | 52 | 433 | 0.96 | Ambient | 50000 |  |  | 99999 | 0.01 | 13 | 4 | 0.01 | 0.01 | 0 | 0 | 0 | 0 | 0.09 | 0.02 | 0 | 0 | 0 | 0 | 0.85 | 0 | 0 | 0 | 0 | 0 | True |  | Non Federally-Regulated | 06/29/2018 |  | 11/09/2018
USAI Lighting | USAI Lighting | B3SDL-09X1-30KH-25-S-BZ-NCIC-UNV-D6F | Light Emitting Diode | Inseparable Luminaire | Direct Wired | 0-10 VDC Controls | 70 | 3000 | 0.001 | 91 | 52 | 433 | 0.96 | Ambient | 50000 |  |  | 99999 | 0.01 | 13 | 4 | 0.01 | 0.01 | 0 | 0 | 0 | 0 | 0.09 | 0.02 | 0 | 0 | 0 | 0 | 0.85 | 0 | 0 | 0 | 0 | 0 | True |  | Non Federally-Regulated | 06/29/2018 |  | 11/09/2018
USAI Lighting | USAI Lighting | B3SDL-09X1-30KH-45-S-BZ-NCIC-UNV-D6F | Light Emitting Diode | Inseparable Luminaire | Direct Wired | 0-10 VDC Controls | 67 | 3000 | 0.001 | 91 | 52 | 433 | 0.96 | Ambient | 50000 |  |  | 99999 | 0.01 | 13 | 4 | 0.01 | 0.01 | 0 | 0 | 0 | 0 | 0.09 | 0.02 | 0 | 0 | 0 | 0 | 0.85 | 0 | 0 | 0 | 0 | 0 | True |  | Non Federally-Regulated | 06/29/2018 |  | 11/09/2018
USAI Lighting | USAI Lighting | B3SDL-09X1-30KH-65-S-BZ-NCIC-UNV-D6F | Light Emitting Diode | Inseparable Luminaire | Direct Wired | 0-10 VDC Controls | 65 | 3000 | 0.001 | 91 | 52 | 433 | 0.96 | Ambient | 50000 |  |  | 99999 | 0.01 | 13 | 4 | 0.01 | 0.01 | 0 | 0 | 0 | 0 | 0.09 | 0.02 | 0 | 0 | 0 | 0 | 0.85 | 0 | 0 | 0 | 0 | 0 | True |  | Non Federally-Regulated | 06/29/2018 |  | 11/09/2018
USAI Lighting | USAI Lighting | B3SDL-09X1-35KH-25-S-BZ-NCIC-UNV-D6F | Light Emitting Diode | Inseparable Luminaire | Direct Wired | 0-10 VDC Controls | 76 | 3500 | 0.001 | 91 | 52 | 433 | 0.96 | Ambient | 50000 |  |  | 99999 | 0.01 | 13 | 4 | 0.01 | 0.01 | 0 | 0 | 0 | 0 | 0.09 | 0.02 | 0 | 0 | 0 | 0 | 0.85 | 0 | 0 | 0 | 0 | 0 | True |  | Non Federally-Regulated | 06/29/2018 |  | 11/09/2018
USAI Lighting | USAI Lighting | B3SDL-09X1-35KH-45-S-BZ-NCIC-UNV-D6F | Light Emitting Diode | Inseparable Luminaire | Direct Wired | 0-10 VDC Controls | 72 | 3500 | 0.001 | 91 | 52 | 433 | 0.96 | Ambient | 50000 |  |  | 99999 | 0.01 | 13 | 4 | 0.01 | 0.01 | 0 | 0 | 0 | 0 | 0.09 | 0.02 | 0 | 0 | 0 | 0 | 0.85 | 0 | 0 | 0 | 0 | 0 | True |  | Non Federally-Regulated | 06/29/2018 |  | 11/09/2018
USAI Lighting | USAI Lighting | B3SDL-09X1-35KH-65-S-BZ-NCIC-UNV-D6F | Light Emitting Diode | Inseparable Luminaire | Direct Wired | 0-10 VDC Controls | 70 | 3500 | 0.001 | 91 | 52 | 433 | 0.96 | Ambient | 50000 |  |  | 99999 | 0.01 | 13 | 4 | 0.01 | 0.01 | 0 | 0 | 0 | 0 | 0.09 | 0.02 | 0 | 0 | 0 | 0 | 0.85 | 0 | 0 | 0 | 0 | 0 | True |  | Non Federally-Regulated | 06/29/2018 |  | 11/09/2018
USAI Lighting | USAI Lighting | B3SDL-09X1-40KH-25-S-BZ-NCIC-UNV-D6F | Light Emitting Diode | Inseparable Luminaire | Direct Wired | 0-10 VDC Controls | 81 | 4000 | 0.001 | 91 | 52 | 433 | 0.96 | Ambient | 50000 |  |  | 99999 | 0.01 | 13 | 4 | 0.01 | 0.01 | 0 | 0 | 0 | 0 | 0.09 | 0.02 | 0 | 0 | 0 | 0 | 0.85 | 0 | 0 | 0 | 0 | 0 | True |  | Non Federally-Regulated | 06/29/2018 |  | 11/09/2018
USAI Lighting | USAI Lighting | B3SDL-09X1-40KH-45-S-BZ-NCIC-UNV-D6F | Light Emitting Diode | Inseparable Luminaire | Direct Wired | 0-10 VDC Controls | 77 | 4000 | 0.001 | 91 | 52 | 433 | 0.96 | Ambient | 50000 |  |  | 99999 | 0.01 | 13 | 4 | 0.01 | 0.01 | 0 | 0 | 0 | 0 | 0.09 | 0.02 | 0 | 0 | 0 | 0 | 0.85 | 0 | 0 | 0 | 0 | 0 | True |  | Non Federally-Regulated | 06/29/2018 |  | 11/09/2018
USAI Lighting | USAI Lighting | B3SDL-09X1-40KH-65-S-BZ-NCIC-UNV-D6F | Light Emitting Diode | Inseparable Luminaire | Direct Wired | 0-10 VDC Controls | 75 | 4000 | 0.001 | 91 | 52 | 433 | 0.96 | Ambient | 50000 |  |  | 99999 | 0.01 | 13 | 4 | 0.01 | 0.01 | 0 | 0 | 0 | 0 | 0.09 | 0.02 | 0 | 0 | 0 | 0 | 0.85 | 0 | 0 | 0 | 0 | 0 | True |  | Non Federally-Regulated | 06/29/2018 |  | 11/09/2018
USAI Lighting | USAI Lighting | B3SDL-09X1-27KH-25-S-WH-NCIC-UNV-D6A | Light Emitting Diode | Inseparable Luminaire | Direct Wired | 0-10 VDC Controls | 70 | 2700 | 0.001 | 91 | 52 | 433 | 0.96 | Ambient | 50000 |  |  | 99999 | 0.01 | 13 | 4 | 0.01 | 0.01 | 0 | 0 | 0 | 0 | 0.09 | 0.02 | 0 | 0 | 0 | 0 | 0.85 | 0 | 0 | 0 | 0 | 0 | True |  | Non Federally-Regulated | 06/29/2018 |  | 11/09/2018
USAI Lighting | USAI Lighting | B3SDL-09X1-27KH-45-S-WH-NCIC-UNV-D6A | Light Emitting Diode | Inseparable Luminaire | Direct Wired | 0-10 VDC Controls | 67 | 2700 | 0.001 | 91 | 52 | 433 | 0.96 | Ambient | 50000 |  |  | 99999 | 0.01 | 13 | 4 | 0.01 | 0.01 | 0 | 0 | 0 | 0 | 0.09 | 0.02 | 0 | 0 | 0 | 0 | 0.85 | 0 | 0 | 0 | 0 | 0 | True |  | Non Federally-Regulated | 06/29/2018 |  | 11/09/2018
USAI Lighting | USAI Lighting | B3SDL-09X1-27KH-65-S-WH-NCIC-UNV-D6A | Light Emitting Diode | Inseparable Luminaire | Direct Wired | 0-10 VDC Controls | 65 | 2700 | 0.001 | 91 | 52 | 433 | 0.96 | Ambient | 50000 |  |  | 99999 | 0.01 | 13 | 4 | 0.01 | 0.01 | 0 | 0 | 0 | 0 | 0.09 | 0.02 | 0 | 0 | 0 | 0 | 0.85 | 0 | 0 | 0 | 0 | 0 | True |  | Non Federally-Regulated | 06/29/2018 |  | 11/09/2018
USAI Lighting | USAI Lighting | B3SDL-09X1-30KH-25-S-WH-NCIC-UNV-D6A | Light Emitting Diode | Inseparable Luminaire | Direct Wired | 0-10 VDC Controls | 70 | 3000 | 0.001 | 91 | 52 | 433 | 0.96 | Ambient | 50000 |  |  | 99999 | 0.01 | 13 | 4 | 0.01 | 0.01 | 0 | 0 | 0 | 0 | 0.09 | 0.02 | 0 | 0 | 0 | 0 | 0.85 | 0 | 0 | 0 | 0 | 0 | True |  | Non Federally-Regulated | 06/29/2018 |  | 11/09/2018
USAI Lighting | USAI Lighting | B3SDL-09X1-30KH-45-S-WH-NCIC-UNV-D6A | Light Emitting Diode | Inseparable Luminaire | Direct Wired | 0-10 VDC Controls | 67 | 3000 | 0.001 | 91 | 52 | 433 | 0.96 | Ambient | 50000 |  |  | 99999 | 0.01 | 13 | 4 | 0.01 | 0.01 | 0 | 0 | 0 | 0 | 0.09 | 0.02 | 0 | 0 | 0 | 0 | 0.85 | 0 | 0 | 0 | 0 | 0 | True |  | Non Federally-Regulated | 06/29/2018 |  | 11/09/2018
USAI Lighting | USAI Lighting | B3SDL-09X1-30KH-65-S-WH-NCIC-UNV-D6A | Light Emitting Diode | Inseparable Luminaire | Direct Wired | 0-10 VDC Controls | 65 | 3000 | 0.001 | 91 | 52 | 433 | 0.96 | Ambient | 50000 |  |  | 99999 | 0.01 | 13 | 4 | 0.01 | 0.01 | 0 | 0 | 0 | 0 | 0.09 | 0.02 | 0 | 0 | 0 | 0 | 0.85 | 0 | 0 | 0 | 0 | 0 | True |  | Non Federally-Regulated | 06/29/2018 |  | 11/09/2018
USAI Lighting | USAI Lighting | B3SDL-09X1-35KH-25-S-WH-NCIC-UNV-D6A | Light Emitting Diode | Inseparable Luminaire | Direct Wired | 0-10 VDC Controls | 76 | 3500 | 0.001 | 91 | 52 | 433 | 0.96 | Ambient | 50000 |  |  | 99999 | 0.01 | 13 | 4 | 0.01 | 0.01 | 0 | 0 | 0 | 0 | 0.09 | 0.02 | 0 | 0 | 0 | 0 | 0.85 | 0 | 0 | 0 | 0 | 0 | True |  | Non Federally-Regulated | 06/29/2018 |  | 11/09/2018
USAI Lighting | USAI Lighting | B3SDL-09X1-35KH-45-S-WH-NCIC-UNV-D6A | Light Emitting Diode | Inseparable Luminaire | Direct Wired | 0-10 VDC Controls | 72 | 3500 | 0.001 | 91 | 52 | 433 | 0.96 | Ambient | 50000 |  |  | 99999 | 0.01 | 13 | 4 | 0.01 | 0.01 | 0 | 0 | 0 | 0 | 0.09 | 0.02 | 0 | 0 | 0 | 0 | 0.85 | 0 | 0 | 0 | 0 | 0 | True |  | Non Federally-Regulated | 06/29/2018 |  | 11/09/2018
USAI Lighting | USAI Lighting | B3SDL-09X1-35KH-65-S-WH-NCIC-UNV-D6A | Light Emitting Diode | Inseparable Luminaire | Direct Wired | 0-10 VDC Controls | 70 | 3500 | 0.001 | 91 | 52 | 433 | 0.96 | Ambient | 50000 |  |  | 99999 | 0.01 | 13 | 4 | 0.01 | 0.01 | 0 | 0 | 0 | 0 | 0.09 | 0.02 | 0 | 0 | 0 | 0 | 0.85 | 0 | 0 | 0 | 0 | 0 | True |  | Non Federally-Regulated | 06/29/2018 |  | 11/09/2018
USAI Lighting | USAI Lighting | B3SDL-09X1-40KH-25-S-WH-NCIC-UNV-D6A | Light Emitting Diode | Inseparable Luminaire | Direct Wired | 0-10 VDC Controls | 81 | 4000 | 0.001 | 91 | 52 | 433 | 0.96 | Ambient | 50000 |  |  | 99999 | 0.01 | 13 | 4 | 0.01 | 0.01 | 0 | 0 | 0 | 0 | 0.09 | 0.02 | 0 | 0 | 0 | 0 | 0.85 | 0 | 0 | 0 | 0 | 0 | True |  | Non Federally-Regulated | 06/29/2018 |  | 11/09/2018
USAI Lighting | USAI Lighting | B3SDL-09X1-40KH-45-S-WH-NCIC-UNV-D6A | Light Emitting Diode | Inseparable Luminaire | Direct Wired | 0-10 VDC Controls | 77 | 4000 | 0.001 | 91 | 52 | 433 | 0.96 | Ambient | 50000 |  |  | 99999 | 0.01 | 13 | 4 | 0.01 | 0.01 | 0 | 0 | 0 | 0 | 0.09 | 0.02 | 0 | 0 | 0 | 0 | 0.85 | 0 | 0 | 0 | 0 | 0 | True |  | Non Federally-Regulated | 06/29/2018 |  | 11/09/2018
USAI Lighting | USAI Lighting | B3SDL-09X1-40KH-65-S-WH-NCIC-UNV-D6A | Light Emitting Diode | Inseparable Luminaire | Direct Wired | 0-10 VDC Controls | 75 | 4000 | 0.001 | 91 | 52 | 433 | 0.96 | Ambient | 50000 |  |  | 99999 | 0.01 | 13 | 4 | 0.01 | 0.01 | 0 | 0 | 0 | 0 | 0.09 | 0.02 | 0 | 0 | 0 | 0 | 0.85 | 0 | 0 | 0 | 0 | 0 | True |  | Non Federally-Regulated | 06/29/2018 |  | 11/09/2018
USAI Lighting | USAI Lighting | B3SDL-09X1-27KH-25-S-GR-NCIC-UNV-D6A | Light Emitting Diode | Inseparable Luminaire | Direct Wired | 0-10 VDC Controls | 70 | 2700 | 0.001 | 91 | 52 | 433 | 0.96 | Ambient | 50000 |  |  | 99999 | 0.01 | 13 | 4 | 0.01 | 0.01 | 0 | 0 | 0 | 0 | 0.09 | 0.02 | 0 | 0 | 0 | 0 | 0.85 | 0 | 0 | 0 | 0 | 0 | True |  | Non Federally-Regulated | 06/29/2018 |  | 11/09/2018
USAI Lighting | USAI Lighting | B3SDL-09X1-27KH-45-S-GR-NCIC-UNV-D6A | Light Emitting Diode | Inseparable Luminaire | Direct Wired | 0-10 VDC Controls | 67 | 2700 | 0.001 | 91 | 52 | 433 | 0.96 | Ambient | 50000 |  |  | 99999 | 0.01 | 13 | 4 | 0.01 | 0.01 | 0 | 0 | 0 | 0 | 0.09 | 0.02 | 0 | 0 | 0 | 0 | 0.85 | 0 | 0 | 0 | 0 | 0 | True |  | Non Federally-Regulated | 06/29/2018 |  | 11/09/2018
USAI Lighting | USAI Lighting | B3SDL-09X1-27KH-65-S-GR-NCIC-UNV-D6A | Light Emitting Diode | Inseparable Luminaire | Direct Wired | 0-10 VDC Controls | 65 | 2700 | 0.001 | 91 | 52 | 433 | 0.96 | Ambient | 50000 |  |  | 99999 | 0.01 | 13 | 4 | 0.01 | 0.01 | 0 | 0 | 0 | 0 | 0.09 | 0.02 | 0 | 0 | 0 | 0 | 0.85 | 0 | 0 | 0 | 0 | 0 | True |  | Non Federally-Regulated | 06/29/2018 |  | 11/09/2018
USAI Lighting | USAI Lighting | B3SDL-09X1-30KH-25-S-GR-NCIC-UNV-D6A | Light Emitting Diode | Inseparable Luminaire | Direct Wired | 0-10 VDC Controls | 70 | 3000 | 0.001 | 91 | 52 | 433 | 0.96 | Ambient | 50000 |  |  | 99999 | 0.01 | 13 | 4 | 0.01 | 0.01 | 0 | 0 | 0 | 0 | 0.09 | 0.02 | 0 | 0 | 0 | 0 | 0.85 | 0 | 0 | 0 | 0 | 0 | True |  | Non Federally-Regulated | 06/29/2018 |  | 11/09/2018
USAI Lighting | USAI Lighting | B3SDL-09X1-30KH-45-S-GR-NCIC-UNV-D6A | Light Emitting Diode | Inseparable Luminaire | Direct Wired | 0-10 VDC Controls | 67 | 3000 | 0.001 | 91 | 52 | 433 | 0.96 | Ambient | 50000 |  |  | 99999 | 0.01 | 13 | 4 | 0.01 | 0.01 | 0 | 0 | 0 | 0 | 0.09 | 0.02 | 0 | 0 | 0 | 0 | 0.85 | 0 | 0 | 0 | 0 | 0 | True |  | Non Federally-Regulated | 06/29/2018 |  | 11/09/2018
USAI Lighting | USAI Lighting | B3SDL-09X1-30KH-65-S-GR-NCIC-UNV-D6A | Light Emitting Diode | Inseparable Luminaire | Direct Wired | 0-10 VDC Controls | 65 | 3000 | 0.001 | 91 | 52 | 433 | 0.96 | Ambient | 50000 |  |  | 99999 | 0.01 | 13 | 4 | 0.01 | 0.01 | 0 | 0 | 0 | 0 | 0.09 | 0.02 | 0 | 0 | 0 | 0 | 0.85 | 0 | 0 | 0 | 0 | 0 | True |  | Non Federally-Regulated | 06/29/2018 |  | 11/09/2018
USAI Lighting | USAI Lighting | B3SDL-09X1-35KH-25-S-GR-NCIC-UNV-D6A | Light Emitting Diode | Inseparable Luminaire | Direct Wired | 0-10 VDC Controls | 76 | 3500 | 0.001 | 91 | 52 | 433 | 0.96 | Ambient | 50000 |  |  | 99999 | 0.01 | 13 | 4 | 0.01 | 0.01 | 0 | 0 | 0 | 0 | 0.09 | 0.02 | 0 | 0 | 0 | 0 | 0.85 | 0 | 0 | 0 | 0 | 0 | True |  | Non Federally-Regulated | 06/29/2018 |  | 11/09/2018
USAI Lighting | USAI Lighting | B3SDL-09X1-35KH-45-S-GR-NCIC-UNV-D6A | Light Emitting Diode | Inseparable Luminaire | Direct Wired | 0-10 VDC Controls | 72 | 3500 | 0.001 | 91 | 52 | 433 | 0.96 | Ambient | 50000 |  |  | 99999 | 0.01 | 13 | 4 | 0.01 | 0.01 | 0 | 0 | 0 | 0 | 0.09 | 0.02 | 0 | 0 | 0 | 0 | 0.85 | 0 | 0 | 0 | 0 | 0 | True |  | Non Federally-Regulated | 06/29/2018 |  | 11/09/2018
USAI Lighting | USAI Lighting | B3SDL-09X1-35KH-65-S-GR-NCIC-UNV-D6A | Light Emitting Diode | Inseparable Luminaire | Direct Wired | 0-10 VDC Controls | 70 | 3500 | 0.001 | 91 | 52 | 433 | 0.96 | Ambient | 50000 |  |  | 99999 | 0.01 | 13 | 4 | 0.01 | 0.01 | 0 | 0 | 0 | 0 | 0.09 | 0.02 | 0 | 0 | 0 | 0 | 0.85 | 0 | 0 | 0 | 0 | 0 | True |  | Non Federally-Regulated | 06/29/2018 |  | 11/09/2018
USAI Lighting | USAI Lighting | B3SDL-09X1-40KH-25-S-GR-NCIC-UNV-D6A | Light Emitting Diode | Inseparable Luminaire | Direct Wired | 0-10 VDC Controls | 81 | 4000 | 0.001 | 91 | 52 | 433 | 0.96 | Ambient | 50000 |  |  | 99999 | 0.01 | 13 | 4 | 0.01 | 0.01 | 0 | 0 | 0 | 0 | 0.09 | 0.02 | 0 | 0 | 0 | 0 | 0.85 | 0 | 0 | 0 | 0 | 0 | True |  | Non Federally-Regulated | 06/29/2018 |  | 11/09/2018
USAI Lighting | USAI Lighting | B3SDL-09X1-40KH-45-S-GR-NCIC-UNV-D6A | Light Emitting Diode | Inseparable Luminaire | Direct Wired | 0-10 VDC Controls | 77 | 4000 | 0.001 | 91 | 52 | 433 | 0.96 | Ambient | 50000 |  |  | 99999 | 0.01 | 13 | 4 | 0.01 | 0.01 | 0 | 0 | 0 | 0 | 0.09 | 0.02 | 0 | 0 | 0 | 0 | 0.85 | 0 | 0 | 0 | 0 | 0 | True |  | Non Federally-Regulated | 06/29/2018 |  | 11/09/2018
USAI Lighting | USAI Lighting | B3SDL-09X1-40KH-65-S-GR-NCIC-UNV-D6A | Light Emitting Diode | Inseparable Luminaire | Direct Wired | 0-10 VDC Controls | 75 | 4000 | 0.001 | 91 | 52 | 433 | 0.96 | Ambient | 50000 |  |  | 99999 | 0.01 | 13 | 4 | 0.01 | 0.01 | 0 | 0 | 0 | 0 | 0.09 | 0.02 | 0 | 0 | 0 | 0 | 0.85 | 0 | 0 | 0 | 0 | 0 | True |  | Non Federally-Regulated | 06/29/2018 |  | 11/09/2018
USAI Lighting | USAI Lighting | B3SDL-09X1-27KH-25-S-BL-NCIC-UNV-D6A | Light Emitting Diode | Inseparable Luminaire | Direct Wired | 0-10 VDC Controls | 70 | 2700 | 0.001 | 91 | 52 | 433 | 0.96 | Ambient | 50000 |  |  | 99999 | 0.01 | 13 | 4 | 0.01 | 0.01 | 0 | 0 | 0 | 0 | 0.09 | 0.02 | 0 | 0 | 0 | 0 | 0.85 | 0 | 0 | 0 | 0 | 0 | True |  | Non Federally-Regulated | 06/29/2018 |  | 11/09/2018
USAI Lighting | USAI Lighting | B3SDL-09X1-27KH-45-S-BL-NCIC-UNV-D6A | Light Emitting Diode | Inseparable Luminaire | Direct Wired | 0-10 VDC Controls | 67 | 2700 | 0.001 | 91 | 52 | 433 | 0.96 | Ambient | 50000 |  |  | 99999 | 0.01 | 13 | 4 | 0.01 | 0.01 | 0 | 0 | 0 | 0 | 0.09 | 0.02 | 0 | 0 | 0 | 0 | 0.85 | 0 | 0 | 0 | 0 | 0 | True |  | Non Federally-Regulated | 06/29/2018 |  | 11/09/2018
USAI Lighting | USAI Lighting | B3SDL-09X1-27KH-65-S-BL-NCIC-UNV-D6A | Light Emitting Diode | Inseparable Luminaire | Direct Wired | 0-10 VDC Controls | 65 | 2700 | 0.001 | 91 | 52 | 433 | 0.96 | Ambient | 50000 |  |  | 99999 | 0.01 | 13 | 4 | 0.01 | 0.01 | 0 | 0 | 0 | 0 | 0.09 | 0.02 | 0 | 0 | 0 | 0 | 0.85 | 0 | 0 | 0 | 0 | 0 | True |  | Non Federally-Regulated | 06/29/2018 |  | 11/09/2018
USAI Lighting | USAI Lighting | B3SDL-09X1-30KH-25-S-BL-NCIC-UNV-D6A | Light Emitting Diode | Inseparable Luminaire | Direct Wired | 0-10 VDC Controls | 70 | 3000 | 0.001 | 91 | 52 | 433 | 0.96 | Ambient | 50000 |  |  | 99999 | 0.01 | 13 | 4 | 0.01 | 0.01 | 0 | 0 | 0 | 0 | 0.09 | 0.02 | 0 | 0 | 0 | 0 | 0.85 | 0 | 0 | 0 | 0 | 0 | True |  | Non Federally-Regulated | 06/29/2018 |  | 11/09/2018
USAI Lighting | USAI Lighting | B3SDL-09X1-30KH-45-S-BL-NCIC-UNV-D6A | Light Emitting Diode | Inseparable Luminaire | Direct Wired | 0-10 VDC Controls | 67 | 3000 | 0.001 | 91 | 52 | 433 | 0.96 | Ambient | 50000 |  |  | 99999 | 0.01 | 13 | 4 | 0.01 | 0.01 | 0 | 0 | 0 | 0 | 0.09 | 0.02 | 0 | 0 | 0 | 0 | 0.85 | 0 | 0 | 0 | 0 | 0 | True |  | Non Federally-Regulated | 06/29/2018 |  | 11/09/2018
USAI Lighting | USAI Lighting | B3SDL-09X1-30KH-65-S-BL-NCIC-UNV-D6A | Light Emitting Diode | Inseparable Luminaire | Direct Wired | 0-10 VDC Controls | 65 | 3000 | 0.001 | 91 | 52 | 433 | 0.96 | Ambient | 50000 |  |  | 99999 | 0.01 | 13 | 4 | 0.01 | 0.01 | 0 | 0 | 0 | 0 | 0.09 | 0.02 | 0 | 0 | 0 | 0 | 0.85 | 0 | 0 | 0 | 0 | 0 | True |  | Non Federally-Regulated | 06/29/2018 |  | 11/09/2018
USAI Lighting | USAI Lighting | B3SDL-09X1-35KH-25-S-BL-NCIC-UNV-D6A | Light Emitting Diode | Inseparable Luminaire | Direct Wired | 0-10 VDC Controls | 76 | 3500 | 0.001 | 91 | 52 | 433 | 0.96 | Ambient | 50000 |  |  | 99999 | 0.01 | 13 | 4 | 0.01 | 0.01 | 0 | 0 | 0 | 0 | 0.09 | 0.02 | 0 | 0 | 0 | 0 | 0.85 | 0 | 0 | 0 | 0 | 0 | True |  | Non Federally-Regulated | 06/29/2018 |  | 11/09/2018
USAI Lighting | USAI Lighting | B3SDL-09X1-35KH-45-S-BL-NCIC-UNV-D6A | Light Emitting Diode | Inseparable Luminaire | Direct Wired | 0-10 VDC Controls | 72 | 3500 | 0.001 | 91 | 52 | 433 | 0.96 | Ambient | 50000 |  |  | 99999 | 0.01 | 13 | 4 | 0.01 | 0.01 | 0 | 0 | 0 | 0 | 0.09 | 0.02 | 0 | 0 | 0 | 0 | 0.85 | 0 | 0 | 0 | 0 | 0 | True |  | Non Federally-Regulated | 06/29/2018 |  | 11/09/2018
USAI Lighting | USAI Lighting | B3SDL-09X1-35KH-65-S-BL-NCIC-UNV-D6A | Light Emitting Diode | Inseparable Luminaire | Direct Wired | 0-10 VDC Controls | 70 | 3500 | 0.001 | 91 | 52 | 433 | 0.96 | Ambient | 50000 |  |  | 99999 | 0.01 | 13 | 4 | 0.01 | 0.01 | 0 | 0 | 0 | 0 | 0.09 | 0.02 | 0 | 0 | 0 | 0 | 0.85 | 0 | 0 | 0 | 0 | 0 | True |  | Non Federally-Regulated | 06/29/2018 |  | 11/09/2018
USAI Lighting | USAI Lighting | B3SDL-09X1-40KH-25-S-BL-NCIC-UNV-D6A | Light Emitting Diode | Inseparable Luminaire | Direct Wired | 0-10 VDC Controls | 81 | 4000 | 0.001 | 91 | 52 | 433 | 0.96 | Ambient | 50000 |  |  | 99999 | 0.01 | 13 | 4 | 0.01 | 0.01 | 0 | 0 | 0 | 0 | 0.09 | 0.02 | 0 | 0 | 0 | 0 | 0.85 | 0 | 0 | 0 | 0 | 0 | True |  | Non Federally-Regulated | 06/29/2018 |  | 11/09/2018
USAI Lighting | USAI Lighting | B3SDL-09X1-40KH-45-S-BL-NCIC-UNV-D6A | Light Emitting Diode | Inseparable Luminaire | Direct Wired | 0-10 VDC Controls | 77 | 4000 | 0.001 | 91 | 52 | 433 | 0.96 | Ambient | 50000 |  |  | 99999 | 0.01 | 13 | 4 | 0.01 | 0.01 | 0 | 0 | 0 | 0 | 0.09 | 0.02 | 0 | 0 | 0 | 0 | 0.85 | 0 | 0 | 0 | 0 | 0 | True |  | Non Federally-Regulated | 06/29/2018 |  | 11/09/2018
USAI Lighting | USAI Lighting | B3SDL-09X1-40KH-65-S-BL-NCIC-UNV-D6A | Light Emitting Diode | Inseparable Luminaire | Direct Wired | 0-10 VDC Controls | 75 | 4000 | 0.001 | 91 | 52 | 433 | 0.96 | Ambient | 50000 |  |  | 99999 | 0.01 | 13 | 4 | 0.01 | 0.01 | 0 | 0 | 0 | 0 | 0.09 | 0.02 | 0 | 0 | 0 | 0 | 0.85 | 0 | 0 | 0 | 0 | 0 | True |  | Non Federally-Regulated | 06/29/2018 |  | 11/09/2018
USAI Lighting | USAI Lighting | B3SDL-09X1-27KH-25-S-BZ-NCIC-UNV-D6A | Light Emitting Diode | Inseparable Luminaire | Direct Wired | 0-10 VDC Controls | 70 | 2700 | 0.001 | 91 | 52 | 433 | 0.96 | Ambient | 50000 |  |  | 99999 | 0.01 | 13 | 4 | 0.01 | 0.01 | 0 | 0 | 0 | 0 | 0.09 | 0.02 | 0 | 0 | 0 | 0 | 0.85 | 0 | 0 | 0 | 0 | 0 | True |  | Non Federally-Regulated | 06/29/2018 |  | 11/09/2018
USAI Lighting | USAI Lighting | B3SDL-09X1-27KH-45-S-BZ-NCIC-UNV-D6A | Light Emitting Diode | Inseparable Luminaire | Direct Wired | 0-10 VDC Controls | 67 | 2700 | 0.001 | 91 | 52 | 433 | 0.96 | Ambient | 50000 |  |  | 99999 | 0.01 | 13 | 4 | 0.01 | 0.01 | 0 | 0 | 0 | 0 | 0.09 | 0.02 | 0 | 0 | 0 | 0 | 0.85 | 0 | 0 | 0 | 0 | 0 | True |  | Non Federally-Regulated | 06/29/2018 |  | 11/09/2018
USAI Lighting | USAI Lighting | B3SDL-09X1-27KH-65-S-BZ-NCIC-UNV-D6A | Light Emitting Diode | Inseparable Luminaire | Direct Wired | 0-10 VDC Controls | 65 | 2700 | 0.001 | 91 | 52 | 433 | 0.96 | Ambient | 50000 |  |  | 99999 | 0.01 | 13 | 4 | 0.01 | 0.01 | 0 | 0 | 0 | 0 | 0.09 | 0.02 | 0 | 0 | 0 | 0 | 0.85 | 0 | 0 | 0 | 0 | 0 | True |  | Non Federally-Regulated | 06/29/2018 |  | 11/09/2018
USAI Lighting | USAI Lighting | B3SDL-09X1-30KH-25-S-BZ-NCIC-UNV-D6A | Light Emitting Diode | Inseparable Luminaire | Direct Wired | 0-10 VDC Controls | 70 | 3000 | 0.001 | 91 | 52 | 433 | 0.96 | Ambient | 50000 |  |  | 99999 | 0.01 | 13 | 4 | 0.01 | 0.01 | 0 | 0 | 0 | 0 | 0.09 | 0.02 | 0 | 0 | 0 | 0 | 0.85 | 0 | 0 | 0 | 0 | 0 | True |  | Non Federally-Regulated | 06/29/2018 |  | 11/09/2018
USAI Lighting | USAI Lighting | B3SDL-09X1-30KH-45-S-BZ-NCIC-UNV-D6A | Light Emitting Diode | Inseparable Luminaire | Direct Wired | 0-10 VDC Controls | 67 | 3000 | 0.001 | 91 | 52 | 433 | 0.96 | Ambient | 50000 |  |  | 99999 | 0.01 | 13 | 4 | 0.01 | 0.01 | 0 | 0 | 0 | 0 | 0.09 | 0.02 | 0 | 0 | 0 | 0 | 0.85 | 0 | 0 | 0 | 0 | 0 | True |  | Non Federally-Regulated | 06/29/2018 |  | 11/09/2018
USAI Lighting | USAI Lighting | B3SDL-09X1-30KH-65-S-BZ-NCIC-UNV-D6A | Light Emitting Diode | Inseparable Luminaire | Direct Wired | 0-10 VDC Controls | 65 | 3000 | 0.001 | 91 | 52 | 433 | 0.96 | Ambient | 50000 |  |  | 99999 | 0.01 | 13 | 4 | 0.01 | 0.01 | 0 | 0 | 0 | 0 | 0.09 | 0.02 | 0 | 0 | 0 | 0 | 0.85 | 0 | 0 | 0 | 0 | 0 | True |  | Non Federally-Regulated | 06/29/2018 |  | 11/09/2018
USAI Lighting | USAI Lighting | B3SDL-09X1-35KH-25-S-BZ-NCIC-UNV-D6A | Light Emitting Diode | Inseparable Luminaire | Direct Wired | 0-10 VDC Controls | 76 | 3500 | 0.001 | 91 | 52 | 433 | 0.96 | Ambient | 50000 |  |  | 99999 | 0.01 | 13 | 4 | 0.01 | 0.01 | 0 | 0 | 0 | 0 | 0.09 | 0.02 | 0 | 0 | 0 | 0 | 0.85 | 0 | 0 | 0 | 0 | 0 | True |  | Non Federally-Regulated | 06/29/2018 |  | 11/09/2018
USAI Lighting | USAI Lighting | B3SDL-09X1-35KH-45-S-BZ-NCIC-UNV-D6A | Light Emitting Diode | Inseparable Luminaire | Direct Wired | 0-10 VDC Controls | 72 | 3500 | 0.001 | 91 | 52 | 433 | 0.96 | Ambient | 50000 |  |  | 99999 | 0.01 | 13 | 4 | 0.01 | 0.01 | 0 | 0 | 0 | 0 | 0.09 | 0.02 | 0 | 0 | 0 | 0 | 0.85 | 0 | 0 | 0 | 0 | 0 | True |  | Non Federally-Regulated | 06/29/2018 |  | 11/09/2018
USAI Lighting | USAI Lighting | B3SDL-09X1-35KH-65-S-BZ-NCIC-UNV-D6A | Light Emitting Diode | Inseparable Luminaire | Direct Wired | 0-10 VDC Controls | 70 | 3500 | 0.001 | 91 | 52 | 433 | 0.96 | Ambient | 50000 |  |  | 99999 | 0.01 | 13 | 4 | 0.01 | 0.01 | 0 | 0 | 0 | 0 | 0.09 | 0.02 | 0 | 0 | 0 | 0 | 0.85 | 0 | 0 | 0 | 0 | 0 | True |  | Non Federally-Regulated | 06/29/2018 |  | 11/09/2018
USAI Lighting | USAI Lighting | B3SDL-09X1-40KH-25-S-BZ-NCIC-UNV-D6A | Light Emitting Diode | Inseparable Luminaire | Direct Wired | 0-10 VDC Controls | 81 | 4000 | 0.001 | 91 | 52 | 433 | 0.96 | Ambient | 50000 |  |  | 99999 | 0.01 | 13 | 4 | 0.01 | 0.01 | 0 | 0 | 0 | 0 | 0.09 | 0.02 | 0 | 0 | 0 | 0 | 0.85 | 0 | 0 | 0 | 0 | 0 | True |  | Non Federally-Regulated | 06/29/2018 |  | 11/09/2018
USAI Lighting | USAI Lighting | B3SDL-09X1-40KH-45-S-BZ-NCIC-UNV-D6A | Light Emitting Diode | Inseparable Luminaire | Direct Wired | 0-10 VDC Controls | 77 | 4000 | 0.001 | 91 | 52 | 433 | 0.96 | Ambient | 50000 |  |  | 99999 | 0.01 | 13 | 4 | 0.01 | 0.01 | 0 | 0 | 0 | 0 | 0.09 | 0.02 | 0 | 0 | 0 | 0 | 0.85 | 0 | 0 | 0 | 0 | 0 | True |  | Non Federally-Regulated | 06/29/2018 |  | 11/09/2018
USAI Lighting | USAI Lighting | B3SDL-09X1-40KH-65-S-BZ-NCIC-UNV-D6A | Light Emitting Diode | Inseparable Luminaire | Direct Wired | 0-10 VDC Controls | 75 | 4000 | 0.001 | 91 | 52 | 433 | 0.96 | Ambient | 50000 |  |  | 99999 | 0.01 | 13 | 4 | 0.01 | 0.01 | 0 | 0 | 0 | 0 | 0.09 | 0.02 | 0 | 0 | 0 | 0 | 0.85 | 0 | 0 | 0 | 0 | 0 | True |  | Non Federally-Regulated | 06/29/2018 |  | 11/09/2018
USAI Lighting | USAI Lighting | B3SDL-09X1-27KH-25-S-WH-NCIC-UNV-D6B | Light Emitting Diode | Inseparable Luminaire | Direct Wired | 0-10 VDC Controls | 70 | 2700 | 0.001 | 91 | 52 | 433 | 0.96 | Ambient | 50000 |  |  | 99999 | 0.01 | 13 | 4 | 0.01 | 0.01 | 0 | 0 | 0 | 0 | 0.09 | 0.02 | 0 | 0 | 0 | 0 | 0.85 | 0 | 0 | 0 | 0 | 0 | True |  | Non Federally-Regulated | 06/29/2018 |  | 11/09/2018
USAI Lighting | USAI Lighting | B3SDL-09X1-27KH-45-S-WH-NCIC-UNV-D6B | Light Emitting Diode | Inseparable Luminaire | Direct Wired | 0-10 VDC Controls | 67 | 2700 | 0.001 | 91 | 52 | 433 | 0.96 | Ambient | 50000 |  |  | 99999 | 0.01 | 13 | 4 | 0.01 | 0.01 | 0 | 0 | 0 | 0 | 0.09 | 0.02 | 0 | 0 | 0 | 0 | 0.85 | 0 | 0 | 0 | 0 | 0 | True |  | Non Federally-Regulated | 06/29/2018 |  | 11/09/2018
USAI Lighting | USAI Lighting | B3SDL-09X1-27KH-65-S-WH-NCIC-UNV-D6B | Light Emitting Diode | Inseparable Luminaire | Direct Wired | 0-10 VDC Controls | 65 | 2700 | 0.001 | 91 | 52 | 433 | 0.96 | Ambient | 50000 |  |  | 99999 | 0.01 | 13 | 4 | 0.01 | 0.01 | 0 | 0 | 0 | 0 | 0.09 | 0.02 | 0 | 0 | 0 | 0 | 0.85 | 0 | 0 | 0 | 0 | 0 | True |  | Non Federally-Regulated | 06/29/2018 |  | 11/09/2018
USAI Lighting | USAI Lighting | B3SDL-09X1-30KH-25-S-WH-NCIC-UNV-D6B | Light Emitting Diode | Inseparable Luminaire | Direct Wired | 0-10 VDC Controls | 70 | 3000 | 0.001 | 91 | 52 | 433 | 0.96 | Ambient | 50000 |  |  | 99999 | 0.01 | 13 | 4 | 0.01 | 0.01 | 0 | 0 | 0 | 0 | 0.09 | 0.02 | 0 | 0 | 0 | 0 | 0.85 | 0 | 0 | 0 | 0 | 0 | True |  | Non Federally-Regulated | 06/29/2018 |  | 11/09/2018
USAI Lighting | USAI Lighting | B3SDL-09X1-30KH-45-S-WH-NCIC-UNV-D6B | Light Emitting Diode | Inseparable Luminaire | Direct Wired | 0-10 VDC Controls | 67 | 3000 | 0.001 | 91 | 52 | 433 | 0.96 | Ambient | 50000 |  |  | 99999 | 0.01 | 13 | 4 | 0.01 | 0.01 | 0 | 0 | 0 | 0 | 0.09 | 0.02 | 0 | 0 | 0 | 0 | 0.85 | 0 | 0 | 0 | 0 | 0 | True |  | Non Federally-Regulated | 06/29/2018 |  | 11/09/2018
USAI Lighting | USAI Lighting | B3SDL-09X1-30KH-65-S-WH-NCIC-UNV-D6B | Light Emitting Diode | Inseparable Luminaire | Direct Wired | 0-10 VDC Controls | 65 | 3000 | 0.001 | 91 | 52 | 433 | 0.96 | Ambient | 50000 |  |  | 99999 | 0.01 | 13 | 4 | 0.01 | 0.01 | 0 | 0 | 0 | 0 | 0.09 | 0.02 | 0 | 0 | 0 | 0 | 0.85 | 0 | 0 | 0 | 0 | 0 | True |  | Non Federally-Regulated | 06/29/2018 |  | 11/09/2018
USAI Lighting | USAI Lighting | B3SDL-09X1-35KH-25-S-WH-NCIC-UNV-D6B | Light Emitting Diode | Inseparable Luminaire | Direct Wired | 0-10 VDC Controls | 76 | 3500 | 0.001 | 91 | 52 | 433 | 0.96 | Ambient | 50000 |  |  | 99999 | 0.01 | 13 | 4 | 0.01 | 0.01 | 0 | 0 | 0 | 0 | 0.09 | 0.02 | 0 | 0 | 0 | 0 | 0.85 | 0 | 0 | 0 | 0 | 0 | True |  | Non Federally-Regulated | 06/29/2018 |  | 11/09/2018
USAI Lighting | USAI Lighting | B3SDL-09X1-35KH-45-S-WH-NCIC-UNV-D6B | Light Emitting Diode | Inseparable Luminaire | Direct Wired | 0-10 VDC Controls | 72 | 3500 | 0.001 | 91 | 52 | 433 | 0.96 | Ambient | 50000 |  |  | 99999 | 0.01 | 13 | 4 | 0.01 | 0.01 | 0 | 0 | 0 | 0 | 0.09 | 0.02 | 0 | 0 | 0 | 0 | 0.85 | 0 | 0 | 0 | 0 | 0 | True |  | Non Federally-Regulated | 06/29/2018 |  | 11/09/2018
USAI Lighting | USAI Lighting | B3SDL-09X1-35KH-65-S-WH-NCIC-UNV-D6B | Light Emitting Diode | Inseparable Luminaire | Direct Wired | 0-10 VDC Controls | 70 | 3500 | 0.001 | 91 | 52 | 433 | 0.96 | Ambient | 50000 |  |  | 99999 | 0.01 | 13 | 4 | 0.01 | 0.01 | 0 | 0 | 0 | 0 | 0.09 | 0.02 | 0 | 0 | 0 | 0 | 0.85 | 0 | 0 | 0 | 0 | 0 | True |  | Non Federally-Regulated | 06/29/2018 |  | 11/09/2018
USAI Lighting | USAI Lighting | B3SDL-09X1-40KH-25-S-WH-NCIC-UNV-D6B | Light Emitting Diode | Inseparable Luminaire | Direct Wired | 0-10 VDC Controls | 81 | 4000 | 0.001 | 91 | 52 | 433 | 0.96 | Ambient | 50000 |  |  | 99999 | 0.01 | 13 | 4 | 0.01 | 0.01 | 0 | 0 | 0 | 0 | 0.09 | 0.02 | 0 | 0 | 0 | 0 | 0.85 | 0 | 0 | 0 | 0 | 0 | True |  | Non Federally-Regulated | 06/29/2018 |  | 11/09/2018
USAI Lighting | USAI Lighting | B3SDL-09X1-40KH-45-S-WH-NCIC-UNV-D6B | Light Emitting Diode | Inseparable Luminaire | Direct Wired | 0-10 VDC Controls | 77 | 4000 | 0.001 | 91 | 52 | 433 | 0.96 | Ambient | 50000 |  |  | 99999 | 0.01 | 13 | 4 | 0.01 | 0.01 | 0 | 0 | 0 | 0 | 0.09 | 0.02 | 0 | 0 | 0 | 0 | 0.85 | 0 | 0 | 0 | 0 | 0 | True |  | Non Federally-Regulated | 06/29/2018 |  | 11/09/2018
USAI Lighting | USAI Lighting | B3SDL-09X1-40KH-65-S-WH-NCIC-UNV-D6B | Light Emitting Diode | Inseparable Luminaire | Direct Wired | 0-10 VDC Controls | 75 | 4000 | 0.001 | 91 | 52 | 433 | 0.96 | Ambient | 50000 |  |  | 99999 | 0.01 | 13 | 4 | 0.01 | 0.01 | 0 | 0 | 0 | 0 | 0.09 | 0.02 | 0 | 0 | 0 | 0 | 0.85 | 0 | 0 | 0 | 0 | 0 | True |  | Non Federally-Regulated | 06/29/2018 |  | 11/09/2018
USAI Lighting | USAI Lighting | B3SDL-09X1-27KH-25-S-GR-NCIC-UNV-D6B | Light Emitting Diode | Inseparable Luminaire | Direct Wired | 0-10 VDC Controls | 70 | 2700 | 0.001 | 91 | 52 | 433 | 0.96 | Ambient | 50000 |  |  | 99999 | 0.01 | 13 | 4 | 0.01 | 0.01 | 0 | 0 | 0 | 0 | 0.09 | 0.02 | 0 | 0 | 0 | 0 | 0.85 | 0 | 0 | 0 | 0 | 0 | True |  | Non Federally-Regulated | 06/29/2018 |  | 11/09/2018
USAI Lighting | USAI Lighting | B3SDL-09X1-27KH-45-S-GR-NCIC-UNV-D6B | Light Emitting Diode | Inseparable Luminaire | Direct Wired | 0-10 VDC Controls | 67 | 2700 | 0.001 | 91 | 52 | 433 | 0.96 | Ambient | 50000 |  |  | 99999 | 0.01 | 13 | 4 | 0.01 | 0.01 | 0 | 0 | 0 | 0 | 0.09 | 0.02 | 0 | 0 | 0 | 0 | 0.85 | 0 | 0 | 0 | 0 | 0 | True |  | Non Federally-Regulated | 06/29/2018 |  | 11/09/2018
USAI Lighting | USAI Lighting | B3SDL-09X1-27KH-65-S-GR-NCIC-UNV-D6B | Light Emitting Diode | Inseparable Luminaire | Direct Wired | 0-10 VDC Controls | 65 | 2700 | 0.001 | 91 | 52 | 433 | 0.96 | Ambient | 50000 |  |  | 99999 | 0.01 | 13 | 4 | 0.01 | 0.01 | 0 | 0 | 0 | 0 | 0.09 | 0.02 | 0 | 0 | 0 | 0 | 0.85 | 0 | 0 | 0 | 0 | 0 | True |  | Non Federally-Regulated | 06/29/2018 |  | 11/09/2018
USAI Lighting | USAI Lighting | B3SDL-09X1-30KH-25-S-GR-NCIC-UNV-D6B | Light Emitting Diode | Inseparable Luminaire | Direct Wired | 0-10 VDC Controls | 70 | 3000 | 0.001 | 91 | 52 | 433 | 0.96 | Ambient | 50000 |  |  | 99999 | 0.01 | 13 | 4 | 0.01 | 0.01 | 0 | 0 | 0 | 0 | 0.09 | 0.02 | 0 | 0 | 0 | 0 | 0.85 | 0 | 0 | 0 | 0 | 0 | True |  | Non Federally-Regulated | 06/29/2018 |  | 11/09/2018
USAI Lighting | USAI Lighting | B3SDL-09X1-30KH-45-S-GR-NCIC-UNV-D6B | Light Emitting Diode | Inseparable Luminaire | Direct Wired | 0-10 VDC Controls | 67 | 3000 | 0.001 | 91 | 52 | 433 | 0.96 | Ambient | 50000 |  |  | 99999 | 0.01 | 13 | 4 | 0.01 | 0.01 | 0 | 0 | 0 | 0 | 0.09 | 0.02 | 0 | 0 | 0 | 0 | 0.85 | 0 | 0 | 0 | 0 | 0 | True |  | Non Federally-Regulated | 06/29/2018 |  | 11/09/2018
USAI Lighting | USAI Lighting | B3SDL-09X1-30KH-65-S-GR-NCIC-UNV-D6B | Light Emitting Diode | Inseparable Luminaire | Direct Wired | 0-10 VDC Controls | 65 | 3000 | 0.001 | 91 | 52 | 433 | 0.96 | Ambient | 50000 |  |  | 99999 | 0.01 | 13 | 4 | 0.01 | 0.01 | 0 | 0 | 0 | 0 | 0.09 | 0.02 | 0 | 0 | 0 | 0 | 0.85 | 0 | 0 | 0 | 0 | 0 | True |  | Non Federally-Regulated | 06/29/2018 |  | 11/09/2018
USAI Lighting | USAI Lighting | B3SDL-09X1-35KH-25-S-GR-NCIC-UNV-D6B | Light Emitting Diode | Inseparable Luminaire | Direct Wired | 0-10 VDC Controls | 76 | 3500 | 0.001 | 91 | 52 | 433 | 0.96 | Ambient | 50000 |  |  | 99999 | 0.01 | 13 | 4 | 0.01 | 0.01 | 0 | 0 | 0 | 0 | 0.09 | 0.02 | 0 | 0 | 0 | 0 | 0.85 | 0 | 0 | 0 | 0 | 0 | True |  | Non Federally-Regulated | 06/29/2018 |  | 11/09/2018
USAI Lighting | USAI Lighting | B3SDL-09X1-35KH-45-S-GR-NCIC-UNV-D6B | Light Emitting Diode | Inseparable Luminaire | Direct Wired | 0-10 VDC Controls | 72 | 3500 | 0.001 | 91 | 52 | 433 | 0.96 | Ambient | 50000 |  |  | 99999 | 0.01 | 13 | 4 | 0.01 | 0.01 | 0 | 0 | 0 | 0 | 0.09 | 0.02 | 0 | 0 | 0 | 0 | 0.85 | 0 | 0 | 0 | 0 | 0 | True |  | Non Federally-Regulated | 06/29/2018 |  | 11/09/2018
USAI Lighting | USAI Lighting | B3SDL-09X1-35KH-65-S-GR-NCIC-UNV-D6B | Light Emitting Diode | Inseparable Luminaire | Direct Wired | 0-10 VDC Controls | 70 | 3500 | 0.001 | 91 | 52 | 433 | 0.96 | Ambient | 50000 |  |  | 99999 | 0.01 | 13 | 4 | 0.01 | 0.01 | 0 | 0 | 0 | 0 | 0.09 | 0.02 | 0 | 0 | 0 | 0 | 0.85 | 0 | 0 | 0 | 0 | 0 | True |  | Non Federally-Regulated | 06/29/2018 |  | 11/09/2018
USAI Lighting | USAI Lighting | B3SDL-09X1-40KH-25-S-GR-NCIC-UNV-D6B | Light Emitting Diode | Inseparable Luminaire | Direct Wired | 0-10 VDC Controls | 81 | 4000 | 0.001 | 91 | 52 | 433 | 0.96 | Ambient | 50000 |  |  | 99999 | 0.01 | 13 | 4 | 0.01 | 0.01 | 0 | 0 | 0 | 0 | 0.09 | 0.02 | 0 | 0 | 0 | 0 | 0.85 | 0 | 0 | 0 | 0 | 0 | True |  | Non Federally-Regulated | 06/29/2018 |  | 11/09/2018
USAI Lighting | USAI Lighting | B3SDL-09X1-40KH-45-S-GR-NCIC-UNV-D6B | Light Emitting Diode | Inseparable Luminaire | Direct Wired | 0-10 VDC Controls | 77 | 4000 | 0.001 | 91 | 52 | 433 | 0.96 | Ambient | 50000 |  |  | 99999 | 0.01 | 13 | 4 | 0.01 | 0.01 | 0 | 0 | 0 | 0 | 0.09 | 0.02 | 0 | 0 | 0 | 0 | 0.85 | 0 | 0 | 0 | 0 | 0 | True |  | Non Federally-Regulated | 06/29/2018 |  | 11/09/2018
USAI Lighting | USAI Lighting | B3SDL-09X1-40KH-65-S-GR-NCIC-UNV-D6B | Light Emitting Diode | Inseparable Luminaire | Direct Wired | 0-10 VDC Controls | 75 | 4000 | 0.001 | 91 | 52 | 433 | 0.96 | Ambient | 50000 |  |  | 99999 | 0.01 | 13 | 4 | 0.01 | 0.01 | 0 | 0 | 0 | 0 | 0.09 | 0.02 | 0 | 0 | 0 | 0 | 0.85 | 0 | 0 | 0 | 0 | 0 | True |  | Non Federally-Regulated | 06/29/2018 |  | 11/09/2018
USAI Lighting | USAI Lighting | B3SDL-09X1-27KH-25-S-BL-NCIC-UNV-D6B | Light Emitting Diode | Inseparable Luminaire | Direct Wired | 0-10 VDC Controls | 70 | 2700 | 0.001 | 91 | 52 | 433 | 0.96 | Ambient | 50000 |  |  | 99999 | 0.01 | 13 | 4 | 0.01 | 0.01 | 0 | 0 | 0 | 0 | 0.09 | 0.02 | 0 | 0 | 0 | 0 | 0.85 | 0 | 0 | 0 | 0 | 0 | True |  | Non Federally-Regulated | 06/29/2018 |  | 11/09/2018
USAI Lighting | USAI Lighting | B3SDL-09X1-27KH-45-S-BL-NCIC-UNV-D6B | Light Emitting Diode | Inseparable Luminaire | Direct Wired | 0-10 VDC Controls | 67 | 2700 | 0.001 | 91 | 52 | 433 | 0.96 | Ambient | 50000 |  |  | 99999 | 0.01 | 13 | 4 | 0.01 | 0.01 | 0 | 0 | 0 | 0 | 0.09 | 0.02 | 0 | 0 | 0 | 0 | 0.85 | 0 | 0 | 0 | 0 | 0 | True |  | Non Federally-Regulated | 06/29/2018 |  | 11/09/2018
USAI Lighting | USAI Lighting | B3SDL-09X1-27KH-65-S-BL-NCIC-UNV-D6B | Light Emitting Diode | Inseparable Luminaire | Direct Wired | 0-10 VDC Controls | 65 | 2700 | 0.001 | 91 | 52 | 433 | 0.96 | Ambient | 50000 |  |  | 99999 | 0.01 | 13 | 4 | 0.01 | 0.01 | 0 | 0 | 0 | 0 | 0.09 | 0.02 | 0 | 0 | 0 | 0 | 0.85 | 0 | 0 | 0 | 0 | 0 | True |  | Non Federally-Regulated | 06/29/2018 |  | 11/09/2018
USAI Lighting | USAI Lighting | B3SDL-09X1-30KH-25-S-BL-NCIC-UNV-D6B | Light Emitting Diode | Inseparable Luminaire | Direct Wired | 0-10 VDC Controls | 70 | 3000 | 0.001 | 91 | 52 | 433 | 0.96 | Ambient | 50000 |  |  | 99999 | 0.01 | 13 | 4 | 0.01 | 0.01 | 0 | 0 | 0 | 0 | 0.09 | 0.02 | 0 | 0 | 0 | 0 | 0.85 | 0 | 0 | 0 | 0 | 0 | True |  | Non Federally-Regulated | 06/29/2018 |  | 11/09/2018
USAI Lighting | USAI Lighting | B3SDL-09X1-30KH-45-S-BL-NCIC-UNV-D6B | Light Emitting Diode | Inseparable Luminaire | Direct Wired | 0-10 VDC Controls | 67 | 3000 | 0.001 | 91 | 52 | 433 | 0.96 | Ambient | 50000 |  |  | 99999 | 0.01 | 13 | 4 | 0.01 | 0.01 | 0 | 0 | 0 | 0 | 0.09 | 0.02 | 0 | 0 | 0 | 0 | 0.85 | 0 | 0 | 0 | 0 | 0 | True |  | Non Federally-Regulated | 06/29/2018 |  | 11/09/2018
USAI Lighting | USAI Lighting | B3SDL-09X1-30KH-65-S-BL-NCIC-UNV-D6B | Light Emitting Diode | Inseparable Luminaire | Direct Wired | 0-10 VDC Controls | 65 | 3000 | 0.001 | 91 | 52 | 433 | 0.96 | Ambient | 50000 |  |  | 99999 | 0.01 | 13 | 4 | 0.01 | 0.01 | 0 | 0 | 0 | 0 | 0.09 | 0.02 | 0 | 0 | 0 | 0 | 0.85 | 0 | 0 | 0 | 0 | 0 | True |  | Non Federally-Regulated | 06/29/2018 |  | 11/09/2018
USAI Lighting | USAI Lighting | B3SDL-09X1-35KH-25-S-BL-NCIC-UNV-D6B | Light Emitting Diode | Inseparable Luminaire | Direct Wired | 0-10 VDC Controls | 76 | 3500 | 0.001 | 91 | 52 | 433 | 0.96 | Ambient | 50000 |  |  | 99999 | 0.01 | 13 | 4 | 0.01 | 0.01 | 0 | 0 | 0 | 0 | 0.09 | 0.02 | 0 | 0 | 0 | 0 | 0.85 | 0 | 0 | 0 | 0 | 0 | True |  | Non Federally-Regulated | 06/29/2018 |  | 11/09/2018
USAI Lighting | USAI Lighting | B3SDL-09X1-35KH-45-S-BL-NCIC-UNV-D6B | Light Emitting Diode | Inseparable Luminaire | Direct Wired | 0-10 VDC Controls | 72 | 3500 | 0.001 | 91 | 52 | 433 | 0.96 | Ambient | 50000 |  |  | 99999 | 0.01 | 13 | 4 | 0.01 | 0.01 | 0 | 0 | 0 | 0 | 0.09 | 0.02 | 0 | 0 | 0 | 0 | 0.85 | 0 | 0 | 0 | 0 | 0 | True |  | Non Federally-Regulated | 06/29/2018 |  | 11/09/2018
USAI Lighting | USAI Lighting | B3SDL-09X1-35KH-65-S-BL-NCIC-UNV-D6B | Light Emitting Diode | Inseparable Luminaire | Direct Wired | 0-10 VDC Controls | 70 | 3500 | 0.001 | 91 | 52 | 433 | 0.96 | Ambient | 50000 |  |  | 99999 | 0.01 | 13 | 4 | 0.01 | 0.01 | 0 | 0 | 0 | 0 | 0.09 | 0.02 | 0 | 0 | 0 | 0 | 0.85 | 0 | 0 | 0 | 0 | 0 | True |  | Non Federally-Regulated | 06/29/2018 |  | 11/09/2018
USAI Lighting | USAI Lighting | B3SDL-09X1-40KH-25-S-BL-NCIC-UNV-D6B | Light Emitting Diode | Inseparable Luminaire | Direct Wired | 0-10 VDC Controls | 81 | 4000 | 0.001 | 91 | 52 | 433 | 0.96 | Ambient | 50000 |  |  | 99999 | 0.01 | 13 | 4 | 0.01 | 0.01 | 0 | 0 | 0 | 0 | 0.09 | 0.02 | 0 | 0 | 0 | 0 | 0.85 | 0 | 0 | 0 | 0 | 0 | True |  | Non Federally-Regulated | 06/29/2018 |  | 11/09/2018
USAI Lighting | USAI Lighting | B3SDL-09X1-40KH-45-S-BL-NCIC-UNV-D6B | Light Emitting Diode | Inseparable Luminaire | Direct Wired | 0-10 VDC Controls | 77 | 4000 | 0.001 | 91 | 52 | 433 | 0.96 | Ambient | 50000 |  |  | 99999 | 0.01 | 13 | 4 | 0.01 | 0.01 | 0 | 0 | 0 | 0 | 0.09 | 0.02 | 0 | 0 | 0 | 0 | 0.85 | 0 | 0 | 0 | 0 | 0 | True |  | Non Federally-Regulated | 06/29/2018 |  | 11/09/2018
USAI Lighting | USAI Lighting | B3SDL-09X1-40KH-65-S-BL-NCIC-UNV-D6B | Light Emitting Diode | Inseparable Luminaire | Direct Wired | 0-10 VDC Controls | 75 | 4000 | 0.001 | 91 | 52 | 433 | 0.96 | Ambient | 50000 |  |  | 99999 | 0.01 | 13 | 4 | 0.01 | 0.01 | 0 | 0 | 0 | 0 | 0.09 | 0.02 | 0 | 0 | 0 | 0 | 0.85 | 0 | 0 | 0 | 0 | 0 | True |  | Non Federally-Regulated | 06/29/2018 |  | 11/09/2018
USAI Lighting | USAI Lighting | B3SDL-09X1-27KH-25-S-BZ-NCIC-UNV-D6B | Light Emitting Diode | Inseparable Luminaire | Direct Wired | 0-10 VDC Controls | 70 | 2700 | 0.001 | 91 | 52 | 433 | 0.96 | Ambient | 50000 |  |  | 99999 | 0.01 | 13 | 4 | 0.01 | 0.01 | 0 | 0 | 0 | 0 | 0.09 | 0.02 | 0 | 0 | 0 | 0 | 0.85 | 0 | 0 | 0 | 0 | 0 | True |  | Non Federally-Regulated | 06/29/2018 |  | 11/09/2018
USAI Lighting | USAI Lighting | B3SDL-09X1-27KH-45-S-BZ-NCIC-UNV-D6B | Light Emitting Diode | Inseparable Luminaire | Direct Wired | 0-10 VDC Controls | 67 | 2700 | 0.001 | 91 | 52 | 433 | 0.96 | Ambient | 50000 |  |  | 99999 | 0.01 | 13 | 4 | 0.01 | 0.01 | 0 | 0 | 0 | 0 | 0.09 | 0.02 | 0 | 0 | 0 | 0 | 0.85 | 0 | 0 | 0 | 0 | 0 | True |  | Non Federally-Regulated | 06/29/2018 |  | 11/09/2018
USAI Lighting | USAI Lighting | B3SDL-09X1-27KH-65-S-BZ-NCIC-UNV-D6B | Light Emitting Diode | Inseparable Luminaire | Direct Wired | 0-10 VDC Controls | 65 | 2700 | 0.001 | 91 | 52 | 433 | 0.96 | Ambient | 50000 |  |  | 99999 | 0.01 | 13 | 4 | 0.01 | 0.01 | 0 | 0 | 0 | 0 | 0.09 | 0.02 | 0 | 0 | 0 | 0 | 0.85 | 0 | 0 | 0 | 0 | 0 | True |  | Non Federally-Regulated | 06/29/2018 |  | 11/09/2018
USAI Lighting | USAI Lighting | B3SDL-09X1-30KH-25-S-BZ-NCIC-UNV-D6B | Light Emitting Diode | Inseparable Luminaire | Direct Wired | 0-10 VDC Controls | 70 | 3000 | 0.001 | 91 | 52 | 433 | 0.96 | Ambient | 50000 |  |  | 99999 | 0.01 | 13 | 4 | 0.01 | 0.01 | 0 | 0 | 0 | 0 | 0.09 | 0.02 | 0 | 0 | 0 | 0 | 0.85 | 0 | 0 | 0 | 0 | 0 | True |  | Non Federally-Regulated | 06/29/2018 |  | 11/09/2018
USAI Lighting | USAI Lighting | B3SDL-09X1-30KH-45-S-BZ-NCIC-UNV-D6B | Light Emitting Diode | Inseparable Luminaire | Direct Wired | 0-10 VDC Controls | 67 | 3000 | 0.001 | 91 | 52 | 433 | 0.96 | Ambient | 50000 |  |  | 99999 | 0.01 | 13 | 4 | 0.01 | 0.01 | 0 | 0 | 0 | 0 | 0.09 | 0.02 | 0 | 0 | 0 | 0 | 0.85 | 0 | 0 | 0 | 0 | 0 | True |  | Non Federally-Regulated | 06/29/2018 |  | 11/09/2018
USAI Lighting | USAI Lighting | B3SDL-09X1-30KH-65-S-BZ-NCIC-UNV-D6B | Light Emitting Diode | Inseparable Luminaire | Direct Wired | 0-10 VDC Controls | 65 | 3000 | 0.001 | 91 | 52 | 433 | 0.96 | Ambient | 50000 |  |  | 99999 | 0.01 | 13 | 4 | 0.01 | 0.01 | 0 | 0 | 0 | 0 | 0.09 | 0.02 | 0 | 0 | 0 | 0 | 0.85 | 0 | 0 | 0 | 0 | 0 | True |  | Non Federally-Regulated | 06/29/2018 |  | 11/09/2018
USAI Lighting | USAI Lighting | B3SDL-09X1-35KH-25-S-BZ-NCIC-UNV-D6B | Light Emitting Diode | Inseparable Luminaire | Direct Wired | 0-10 VDC Controls | 76 | 3500 | 0.001 | 91 | 52 | 433 | 0.96 | Ambient | 50000 |  |  | 99999 | 0.01 | 13 | 4 | 0.01 | 0.01 | 0 | 0 | 0 | 0 | 0.09 | 0.02 | 0 | 0 | 0 | 0 | 0.85 | 0 | 0 | 0 | 0 | 0 | True |  | Non Federally-Regulated | 06/29/2018 |  | 11/09/2018
USAI Lighting | USAI Lighting | B3SDL-09X1-35KH-45-S-BZ-NCIC-UNV-D6B | Light Emitting Diode | Inseparable Luminaire | Direct Wired | 0-10 VDC Controls | 72 | 3500 | 0.001 | 91 | 52 | 433 | 0.96 | Ambient | 50000 |  |  | 99999 | 0.01 | 13 | 4 | 0.01 | 0.01 | 0 | 0 | 0 | 0 | 0.09 | 0.02 | 0 | 0 | 0 | 0 | 0.85 | 0 | 0 | 0 | 0 | 0 | True |  | Non Federally-Regulated | 06/29/2018 |  | 11/09/2018
USAI Lighting | USAI Lighting | B3SDL-09X1-35KH-65-S-BZ-NCIC-UNV-D6B | Light Emitting Diode | Inseparable Luminaire | Direct Wired | 0-10 VDC Controls | 70 | 3500 | 0.001 | 91 | 52 | 433 | 0.96 | Ambient | 50000 |  |  | 99999 | 0.01 | 13 | 4 | 0.01 | 0.01 | 0 | 0 | 0 | 0 | 0.09 | 0.02 | 0 | 0 | 0 | 0 | 0.85 | 0 | 0 | 0 | 0 | 0 | True |  | Non Federally-Regulated | 06/29/2018 |  | 11/09/2018
USAI Lighting | USAI Lighting | B3SDL-09X1-40KH-25-S-BZ-NCIC-UNV-D6B | Light Emitting Diode | Inseparable Luminaire | Direct Wired | 0-10 VDC Controls | 81 | 4000 | 0.001 | 91 | 52 | 433 | 0.96 | Ambient | 50000 |  |  | 99999 | 0.01 | 13 | 4 | 0.01 | 0.01 | 0 | 0 | 0 | 0 | 0.09 | 0.02 | 0 | 0 | 0 | 0 | 0.85 | 0 | 0 | 0 | 0 | 0 | True |  | Non Federally-Regulated | 06/29/2018 |  | 11/09/2018
USAI Lighting | USAI Lighting | B3SDL-09X1-40KH-45-S-BZ-NCIC-UNV-D6B | Light Emitting Diode | Inseparable Luminaire | Direct Wired | 0-10 VDC Controls | 77 | 4000 | 0.001 | 91 | 52 | 433 | 0.96 | Ambient | 50000 |  |  | 99999 | 0.01 | 13 | 4 | 0.01 | 0.01 | 0 | 0 | 0 | 0 | 0.09 | 0.02 | 0 | 0 | 0 | 0 | 0.85 | 0 | 0 | 0 | 0 | 0 | True |  | Non Federally-Regulated | 06/29/2018 |  | 11/09/2018
USAI Lighting | USAI Lighting | B3SDL-09X1-40KH-65-S-BZ-NCIC-UNV-D6B | Light Emitting Diode | Inseparable Luminaire | Direct Wired | 0-10 VDC Controls | 75 | 4000 | 0.001 | 91 | 52 | 433 | 0.96 | Ambient | 50000 |  |  | 99999 | 0.01 | 13 | 4 | 0.01 | 0.01 | 0 | 0 | 0 | 0 | 0.09 | 0.02 | 0 | 0 | 0 | 0 | 0.85 | 0 | 0 | 0 | 0 | 0 | True |  | Non Federally-Regulated | 06/29/2018 |  | 11/09/2018
USAI Lighting | USAI Lighting | B3SDM-09X1-27KH-25-S-WH-NCIC-UNV-D6E | Light Emitting Diode | Inseparable Luminaire | Direct Wired | 0-10 VDC Controls | 70 | 2700 | 0.001 | 91 | 52 | 433 | 0.96 | Ambient | 50000 |  |  | 99999 | 0.01 | 13 | 4 | 0.01 | 0.01 | 0 | 0 | 0 | 0 | 0.09 | 0.02 | 0 | 0 | 0 | 0 | 0.85 | 0 | 0 | 0 | 0 | 0 | True |  | Non Federally-Regulated | 06/29/2018 |  | 11/09/2018
USAI Lighting | USAI Lighting | B3SDM-09X1-27KH-45-S-WH-NCIC-UNV-D6E | Light Emitting Diode | Inseparable Luminaire | Direct Wired | 0-10 VDC Controls | 67 | 2700 | 0.001 | 91 | 52 | 433 | 0.96 | Ambient | 50000 |  |  | 99999 | 0.01 | 13 | 4 | 0.01 | 0.01 | 0 | 0 | 0 | 0 | 0.09 | 0.02 | 0 | 0 | 0 | 0 | 0.85 | 0 | 0 | 0 | 0 | 0 | True |  | Non Federally-Regulated | 06/29/2018 |  | 11/09/2018
USAI Lighting | USAI Lighting | B3SDM-09X1-27KH-65-S-WH-NCIC-UNV-D6E | Light Emitting Diode | Inseparable Luminaire | Direct Wired | 0-10 VDC Controls | 65 | 2700 | 0.001 | 91 | 52 | 433 | 0.96 | Ambient | 50000 |  |  | 99999 | 0.01 | 13 | 4 | 0.01 | 0.01 | 0 | 0 | 0 | 0 | 0.09 | 0.02 | 0 | 0 | 0 | 0 | 0.85 | 0 | 0 | 0 | 0 | 0 | True |  | Non Federally-Regulated | 06/29/2018 |  | 11/09/2018
USAI Lighting | USAI Lighting | B3SDM-09X1-30KH-25-S-WH-NCIC-UNV-D6E | Light Emitting Diode | Inseparable Luminaire | Direct Wired | 0-10 VDC Controls | 70 | 3000 | 0.001 | 91 | 52 | 433 | 0.96 | Ambient | 50000 |  |  | 99999 | 0.01 | 13 | 4 | 0.01 | 0.01 | 0 | 0 | 0 | 0 | 0.09 | 0.02 | 0 | 0 | 0 | 0 | 0.85 | 0 | 0 | 0 | 0 | 0 | True |  | Non Federally-Regulated | 06/29/2018 |  | 11/09/2018
USAI Lighting | USAI Lighting | B3SDM-09X1-30KH-45-S-WH-NCIC-UNV-D6E | Light Emitting Diode | Inseparable Luminaire | Direct Wired | 0-10 VDC Controls | 67 | 3000 | 0.001 | 91 | 52 | 433 | 0.96 | Ambient | 50000 |  |  | 99999 | 0.01 | 13 | 4 | 0.01 | 0.01 | 0 | 0 | 0 | 0 | 0.09 | 0.02 | 0 | 0 | 0 | 0 | 0.85 | 0 | 0 | 0 | 0 | 0 | True |  | Non Federally-Regulated | 06/29/2018 |  | 11/09/2018
USAI Lighting | USAI Lighting | B3SDM-09X1-30KH-65-S-WH-NCIC-UNV-D6E | Light Emitting Diode | Inseparable Luminaire | Direct Wired | 0-10 VDC Controls | 65 | 3000 | 0.001 | 91 | 52 | 433 | 0.96 | Ambient | 50000 |  |  | 99999 | 0.01 | 13 | 4 | 0.01 | 0.01 | 0 | 0 | 0 | 0 | 0.09 | 0.02 | 0 | 0 | 0 | 0 | 0.85 | 0 | 0 | 0 | 0 | 0 | True |  | Non Federally-Regulated | 06/29/2018 |  | 11/09/2018
USAI Lighting | USAI Lighting | B3SDM-09X1-35KH-25-S-WH-NCIC-UNV-D6E | Light Emitting Diode | Inseparable Luminaire | Direct Wired | 0-10 VDC Controls | 76 | 3500 | 0.001 | 91 | 52 | 433 | 0.96 | Ambient | 50000 |  |  | 99999 | 0.01 | 13 | 4 | 0.01 | 0.01 | 0 | 0 | 0 | 0 | 0.09 | 0.02 | 0 | 0 | 0 | 0 | 0.85 | 0 | 0 | 0 | 0 | 0 | True |  | Non Federally-Regulated | 06/29/2018 |  | 11/09/2018
USAI Lighting | USAI Lighting | B3SDM-09X1-35KH-45-S-WH-NCIC-UNV-D6E | Light Emitting Diode | Inseparable Luminaire | Direct Wired | 0-10 VDC Controls | 72 | 3500 | 0.001 | 91 | 52 | 433 | 0.96 | Ambient | 50000 |  |  | 99999 | 0.01 | 13 | 4 | 0.01 | 0.01 | 0 | 0 | 0 | 0 | 0.09 | 0.02 | 0 | 0 | 0 | 0 | 0.85 | 0 | 0 | 0 | 0 | 0 | True |  | Non Federally-Regulated | 06/29/2018 |  | 11/09/2018
USAI Lighting | USAI Lighting | B3SDM-09X1-35KH-65-S-WH-NCIC-UNV-D6E | Light Emitting Diode | Inseparable Luminaire | Direct Wired | 0-10 VDC Controls | 70 | 3500 | 0.001 | 91 | 52 | 433 | 0.96 | Ambient | 50000 |  |  | 99999 | 0.01 | 13 | 4 | 0.01 | 0.01 | 0 | 0 | 0 | 0 | 0.09 | 0.02 | 0 | 0 | 0 | 0 | 0.85 | 0 | 0 | 0 | 0 | 0 | True |  | Non Federally-Regulated | 06/29/2018 |  | 11/09/2018
USAI Lighting | USAI Lighting | B3SDM-09X1-40KH-25-S-WH-NCIC-UNV-D6E | Light Emitting Diode | Inseparable Luminaire | Direct Wired | 0-10 VDC Controls | 81 | 4000 | 0.001 | 91 | 52 | 433 | 0.96 | Ambient | 50000 |  |  | 99999 | 0.01 | 13 | 4 | 0.01 | 0.01 | 0 | 0 | 0 | 0 | 0.09 | 0.02 | 0 | 0 | 0 | 0 | 0.85 | 0 | 0 | 0 | 0 | 0 | True |  | Non Federally-Regulated | 06/29/2018 |  | 11/09/2018
USAI Lighting | USAI Lighting | B3SDM-09X1-40KH-45-S-WH-NCIC-UNV-D6E | Light Emitting Diode | Inseparable Luminaire | Direct Wired | 0-10 VDC Controls | 77 | 4000 | 0.001 | 91 | 52 | 433 | 0.96 | Ambient | 50000 |  |  | 99999 | 0.01 | 13 | 4 | 0.01 | 0.01 | 0 | 0 | 0 | 0 | 0.09 | 0.02 | 0 | 0 | 0 | 0 | 0.85 | 0 | 0 | 0 | 0 | 0 | True |  | Non Federally-Regulated | 06/29/2018 |  | 11/09/2018
USAI Lighting | USAI Lighting | B3SDM-09X1-40KH-65-S-WH-NCIC-UNV-D6E | Light Emitting Diode | Inseparable Luminaire | Direct Wired | 0-10 VDC Controls | 75 | 4000 | 0.001 | 91 | 52 | 433 | 0.96 | Ambient | 50000 |  |  | 99999 | 0.01 | 13 | 4 | 0.01 | 0.01 | 0 | 0 | 0 | 0 | 0.09 | 0.02 | 0 | 0 | 0 | 0 | 0.85 | 0 | 0 | 0 | 0 | 0 | True |  | Non Federally-Regulated | 06/29/2018 |  | 11/09/2018
USAI Lighting | USAI Lighting | B3SDM-09X1-27KH-25-S-GR-NCIC-UNV-D6E | Light Emitting Diode | Inseparable Luminaire | Direct Wired | 0-10 VDC Controls | 70 | 2700 | 0.001 | 91 | 52 | 433 | 0.96 | Ambient | 50000 |  |  | 99999 | 0.01 | 13 | 4 | 0.01 | 0.01 | 0 | 0 | 0 | 0 | 0.09 | 0.02 | 0 | 0 | 0 | 0 | 0.85 | 0 | 0 | 0 | 0 | 0 | True |  | Non Federally-Regulated | 06/29/2018 |  | 11/09/2018
USAI Lighting | USAI Lighting | B3SDM-09X1-27KH-45-S-GR-NCIC-UNV-D6E | Light Emitting Diode | Inseparable Luminaire | Direct Wired | 0-10 VDC Controls | 67 | 2700 | 0.001 | 91 | 52 | 433 | 0.96 | Ambient | 50000 |  |  | 99999 | 0.01 | 13 | 4 | 0.01 | 0.01 | 0 | 0 | 0 | 0 | 0.09 | 0.02 | 0 | 0 | 0 | 0 | 0.85 | 0 | 0 | 0 | 0 | 0 | True |  | Non Federally-Regulated | 06/29/2018 |  | 11/09/2018
USAI Lighting | USAI Lighting | B3SDM-09X1-27KH-65-S-GR-NCIC-UNV-D6E | Light Emitting Diode | Inseparable Luminaire | Direct Wired | 0-10 VDC Controls | 65 | 2700 | 0.001 | 91 | 52 | 433 | 0.96 | Ambient | 50000 |  |  | 99999 | 0.01 | 13 | 4 | 0.01 | 0.01 | 0 | 0 | 0 | 0 | 0.09 | 0.02 | 0 | 0 | 0 | 0 | 0.85 | 0 | 0 | 0 | 0 | 0 | True |  | Non Federally-Regulated | 06/29/2018 |  | 11/09/2018
USAI Lighting | USAI Lighting | B3SDM-09X1-30KH-25-S-GR-NCIC-UNV-D6E | Light Emitting Diode | Inseparable Luminaire | Direct Wired | 0-10 VDC Controls | 70 | 3000 | 0.001 | 91 | 52 | 433 | 0.96 | Ambient | 50000 |  |  | 99999 | 0.01 | 13 | 4 | 0.01 | 0.01 | 0 | 0 | 0 | 0 | 0.09 | 0.02 | 0 | 0 | 0 | 0 | 0.85 | 0 | 0 | 0 | 0 | 0 | True |  | Non Federally-Regulated | 06/29/2018 |  | 11/09/2018
USAI Lighting | USAI Lighting | B3SDM-09X1-30KH-45-S-GR-NCIC-UNV-D6E | Light Emitting Diode | Inseparable Luminaire | Direct Wired | 0-10 VDC Controls | 67 | 3000 | 0.001 | 91 | 52 | 433 | 0.96 | Ambient | 50000 |  |  | 99999 | 0.01 | 13 | 4 | 0.01 | 0.01 | 0 | 0 | 0 | 0 | 0.09 | 0.02 | 0 | 0 | 0 | 0 | 0.85 | 0 | 0 | 0 | 0 | 0 | True |  | Non Federally-Regulated | 06/29/2018 |  | 11/09/2018
USAI Lighting | USAI Lighting | B3SDM-09X1-30KH-65-S-GR-NCIC-UNV-D6E | Light Emitting Diode | Inseparable Luminaire | Direct Wired | 0-10 VDC Controls | 65 | 3000 | 0.001 | 91 | 52 | 433 | 0.96 | Ambient | 50000 |  |  | 99999 | 0.01 | 13 | 4 | 0.01 | 0.01 | 0 | 0 | 0 | 0 | 0.09 | 0.02 | 0 | 0 | 0 | 0 | 0.85 | 0 | 0 | 0 | 0 | 0 | True |  | Non Federally-Regulated | 06/29/2018 |  | 11/09/2018
USAI Lighting | USAI Lighting | B3SDM-09X1-35KH-25-S-GR-NCIC-UNV-D6E | Light Emitting Diode | Inseparable Luminaire | Direct Wired | 0-10 VDC Controls | 76 | 3500 | 0.001 | 91 | 52 | 433 | 0.96 | Ambient | 50000 |  |  | 99999 | 0.01 | 13 | 4 | 0.01 | 0.01 | 0 | 0 | 0 | 0 | 0.09 | 0.02 | 0 | 0 | 0 | 0 | 0.85 | 0 | 0 | 0 | 0 | 0 | True |  | Non Federally-Regulated | 06/29/2018 |  | 11/09/2018
USAI Lighting | USAI Lighting | B3SDM-09X1-35KH-45-S-GR-NCIC-UNV-D6E | Light Emitting Diode | Inseparable Luminaire | Direct Wired | 0-10 VDC Controls | 72 | 3500 | 0.001 | 91 | 52 | 433 | 0.96 | Ambient | 50000 |  |  | 99999 | 0.01 | 13 | 4 | 0.01 | 0.01 | 0 | 0 | 0 | 0 | 0.09 | 0.02 | 0 | 0 | 0 | 0 | 0.85 | 0 | 0 | 0 | 0 | 0 | True |  | Non Federally-Regulated | 06/29/2018 |  | 11/09/2018
USAI Lighting | USAI Lighting | B3SDM-09X1-35KH-65-S-GR-NCIC-UNV-D6E | Light Emitting Diode | Inseparable Luminaire | Direct Wired | 0-10 VDC Controls | 70 | 3500 | 0.001 | 91 | 52 | 433 | 0.96 | Ambient | 50000 |  |  | 99999 | 0.01 | 13 | 4 | 0.01 | 0.01 | 0 | 0 | 0 | 0 | 0.09 | 0.02 | 0 | 0 | 0 | 0 | 0.85 | 0 | 0 | 0 | 0 | 0 | True |  | Non Federally-Regulated | 06/29/2018 |  | 11/09/2018
USAI Lighting | USAI Lighting | B3SDM-09X1-40KH-25-S-GR-NCIC-UNV-D6E | Light Emitting Diode | Inseparable Luminaire | Direct Wired | 0-10 VDC Controls | 81 | 4000 | 0.001 | 91 | 52 | 433 | 0.96 | Ambient | 50000 |  |  | 99999 | 0.01 | 13 | 4 | 0.01 | 0.01 | 0 | 0 | 0 | 0 | 0.09 | 0.02 | 0 | 0 | 0 | 0 | 0.85 | 0 | 0 | 0 | 0 | 0 | True |  | Non Federally-Regulated | 06/29/2018 |  | 11/09/2018
USAI Lighting | USAI Lighting | B3SDM-09X1-40KH-45-S-GR-NCIC-UNV-D6E | Light Emitting Diode | Inseparable Luminaire | Direct Wired | 0-10 VDC Controls | 77 | 4000 | 0.001 | 91 | 52 | 433 | 0.96 | Ambient | 50000 |  |  | 99999 | 0.01 | 13 | 4 | 0.01 | 0.01 | 0 | 0 | 0 | 0 | 0.09 | 0.02 | 0 | 0 | 0 | 0 | 0.85 | 0 | 0 | 0 | 0 | 0 | True |  | Non Federally-Regulated | 06/29/2018 |  | 11/09/2018
USAI Lighting | USAI Lighting | B3SDM-09X1-40KH-65-S-GR-NCIC-UNV-D6E | Light Emitting Diode | Inseparable Luminaire | Direct Wired | 0-10 VDC Controls | 75 | 4000 | 0.001 | 91 | 52 | 433 | 0.96 | Ambient | 50000 |  |  | 99999 | 0.01 | 13 | 4 | 0.01 | 0.01 | 0 | 0 | 0 | 0 | 0.09 | 0.02 | 0 | 0 | 0 | 0 | 0.85 | 0 | 0 | 0 | 0 | 0 | True |  | Non Federally-Regulated | 06/29/2018 |  | 11/09/2018
USAI Lighting | USAI Lighting | B3SDM-09X1-27KH-25-S-BL-NCIC-UNV-D6E | Light Emitting Diode | Inseparable Luminaire | Direct Wired | 0-10 VDC Controls | 70 | 2700 | 0.001 | 91 | 52 | 433 | 0.96 | Ambient | 50000 |  |  | 99999 | 0.01 | 13 | 4 | 0.01 | 0.01 | 0 | 0 | 0 | 0 | 0.09 | 0.02 | 0 | 0 | 0 | 0 | 0.85 | 0 | 0 | 0 | 0 | 0 | True |  | Non Federally-Regulated | 06/29/2018 |  | 11/09/2018
USAI Lighting | USAI Lighting | B3SDM-09X1-27KH-45-S-BL-NCIC-UNV-D6E | Light Emitting Diode | Inseparable Luminaire | Direct Wired | 0-10 VDC Controls | 67 | 2700 | 0.001 | 91 | 52 | 433 | 0.96 | Ambient | 50000 |  |  | 99999 | 0.01 | 13 | 4 | 0.01 | 0.01 | 0 | 0 | 0 | 0 | 0.09 | 0.02 | 0 | 0 | 0 | 0 | 0.85 | 0 | 0 | 0 | 0 | 0 | True |  | Non Federally-Regulated | 06/29/2018 |  | 11/09/2018
USAI Lighting | USAI Lighting | B3SDM-09X1-27KH-65-S-BL-NCIC-UNV-D6E | Light Emitting Diode | Inseparable Luminaire | Direct Wired | 0-10 VDC Controls | 65 | 2700 | 0.001 | 91 | 52 | 433 | 0.96 | Ambient | 50000 |  |  | 99999 | 0.01 | 13 | 4 | 0.01 | 0.01 | 0 | 0 | 0 | 0 | 0.09 | 0.02 | 0 | 0 | 0 | 0 | 0.85 | 0 | 0 | 0 | 0 | 0 | True |  | Non Federally-Regulated | 06/29/2018 |  | 11/09/2018
USAI Lighting | USAI Lighting | B3SDM-09X1-30KH-25-S-BL-NCIC-UNV-D6E | Light Emitting Diode | Inseparable Luminaire | Direct Wired | 0-10 VDC Controls | 70 | 3000 | 0.001 | 91 | 52 | 433 | 0.96 | Ambient | 50000 |  |  | 99999 | 0.01 | 13 | 4 | 0.01 | 0.01 | 0 | 0 | 0 | 0 | 0.09 | 0.02 | 0 | 0 | 0 | 0 | 0.85 | 0 | 0 | 0 | 0 | 0 | True |  | Non Federally-Regulated | 06/29/2018 |  | 11/09/2018
USAI Lighting | USAI Lighting | B3SDM-09X1-30KH-45-S-BL-NCIC-UNV-D6E | Light Emitting Diode | Inseparable Luminaire | Direct Wired | 0-10 VDC Controls | 67 | 3000 | 0.001 | 91 | 52 | 433 | 0.96 | Ambient | 50000 |  |  | 99999 | 0.01 | 13 | 4 | 0.01 | 0.01 | 0 | 0 | 0 | 0 | 0.09 | 0.02 | 0 | 0 | 0 | 0 | 0.85 | 0 | 0 | 0 | 0 | 0 | True |  | Non Federally-Regulated | 06/29/2018 |  | 11/09/2018
USAI Lighting | USAI Lighting | B3SDM-09X1-30KH-65-S-BL-NCIC-UNV-D6E | Light Emitting Diode | Inseparable Luminaire | Direct Wired | 0-10 VDC Controls | 65 | 3000 | 0.001 | 91 | 52 | 433 | 0.96 | Ambient | 50000 |  |  | 99999 | 0.01 | 13 | 4 | 0.01 | 0.01 | 0 | 0 | 0 | 0 | 0.09 | 0.02 | 0 | 0 | 0 | 0 | 0.85 | 0 | 0 | 0 | 0 | 0 | True |  | Non Federally-Regulated | 06/29/2018 |  | 11/09/2018
USAI Lighting | USAI Lighting | B3SDM-09X1-35KH-25-S-BL-NCIC-UNV-D6E | Light Emitting Diode | Inseparable Luminaire | Direct Wired | 0-10 VDC Controls | 76 | 3500 | 0.001 | 91 | 52 | 433 | 0.96 | Ambient | 50000 |  |  | 99999 | 0.01 | 13 | 4 | 0.01 | 0.01 | 0 | 0 | 0 | 0 | 0.09 | 0.02 | 0 | 0 | 0 | 0 | 0.85 | 0 | 0 | 0 | 0 | 0 | True |  | Non Federally-Regulated | 06/29/2018 |  | 11/09/2018
USAI Lighting | USAI Lighting | B3SDM-09X1-35KH-45-S-BL-NCIC-UNV-D6E | Light Emitting Diode | Inseparable Luminaire | Direct Wired | 0-10 VDC Controls | 72 | 3500 | 0.001 | 91 | 52 | 433 | 0.96 | Ambient | 50000 |  |  | 99999 | 0.01 | 13 | 4 | 0.01 | 0.01 | 0 | 0 | 0 | 0 | 0.09 | 0.02 | 0 | 0 | 0 | 0 | 0.85 | 0 | 0 | 0 | 0 | 0 | True |  | Non Federally-Regulated | 06/29/2018 |  | 11/09/2018
USAI Lighting | USAI Lighting | B3SDM-09X1-35KH-65-S-BL-NCIC-UNV-D6E | Light Emitting Diode | Inseparable Luminaire | Direct Wired | 0-10 VDC Controls | 70 | 3500 | 0.001 | 91 | 52 | 433 | 0.96 | Ambient | 50000 |  |  | 99999 | 0.01 | 13 | 4 | 0.01 | 0.01 | 0 | 0 | 0 | 0 | 0.09 | 0.02 | 0 | 0 | 0 | 0 | 0.85 | 0 | 0 | 0 | 0 | 0 | True |  | Non Federally-Regulated | 06/29/2018 |  | 11/09/2018
USAI Lighting | USAI Lighting | B3SDM-09X1-40KH-25-S-BL-NCIC-UNV-D6E | Light Emitting Diode | Inseparable Luminaire | Direct Wired | 0-10 VDC Controls | 81 | 4000 | 0.001 | 91 | 52 | 433 | 0.96 | Ambient | 50000 |  |  | 99999 | 0.01 | 13 | 4 | 0.01 | 0.01 | 0 | 0 | 0 | 0 | 0.09 | 0.02 | 0 | 0 | 0 | 0 | 0.85 | 0 | 0 | 0 | 0 | 0 | True |  | Non Federally-Regulated | 06/29/2018 |  | 11/09/2018
USAI Lighting | USAI Lighting | B3SDM-09X1-40KH-45-S-BL-NCIC-UNV-D6E | Light Emitting Diode | Inseparable Luminaire | Direct Wired | 0-10 VDC Controls | 77 | 4000 | 0.001 | 91 | 52 | 433 | 0.96 | Ambient | 50000 |  |  | 99999 | 0.01 | 13 | 4 | 0.01 | 0.01 | 0 | 0 | 0 | 0 | 0.09 | 0.02 | 0 | 0 | 0 | 0 | 0.85 | 0 | 0 | 0 | 0 | 0 | True |  | Non Federally-Regulated | 06/29/2018 |  | 11/09/2018
USAI Lighting | USAI Lighting | B3SDM-09X1-40KH-65-S-BL-NCIC-UNV-D6E | Light Emitting Diode | Inseparable Luminaire | Direct Wired | 0-10 VDC Controls | 75 | 4000 | 0.001 | 91 | 52 | 433 | 0.96 | Ambient | 50000 |  |  | 99999 | 0.01 | 13 | 4 | 0.01 | 0.01 | 0 | 0 | 0 | 0 | 0.09 | 0.02 | 0 | 0 | 0 | 0 | 0.85 | 0 | 0 | 0 | 0 | 0 | True |  | Non Federally-Regulated | 06/29/2018 |  | 11/09/2018
USAI Lighting | USAI Lighting | B3SDM-09X1-27KH-25-S-BZ-NCIC-UNV-D6E | Light Emitting Diode | Inseparable Luminaire | Direct Wired | 0-10 VDC Controls | 70 | 2700 | 0.001 | 91 | 52 | 433 | 0.96 | Ambient | 50000 |  |  | 99999 | 0.01 | 13 | 4 | 0.01 | 0.01 | 0 | 0 | 0 | 0 | 0.09 | 0.02 | 0 | 0 | 0 | 0 | 0.85 | 0 | 0 | 0 | 0 | 0 | True |  | Non Federally-Regulated | 06/29/2018 |  | 11/09/2018
USAI Lighting | USAI Lighting | B3SDM-09X1-27KH-45-S-BZ-NCIC-UNV-D6E | Light Emitting Diode | Inseparable Luminaire | Direct Wired | 0-10 VDC Controls | 67 | 2700 | 0.001 | 91 | 52 | 433 | 0.96 | Ambient | 50000 |  |  | 99999 | 0.01 | 13 | 4 | 0.01 | 0.01 | 0 | 0 | 0 | 0 | 0.09 | 0.02 | 0 | 0 | 0 | 0 | 0.85 | 0 | 0 | 0 | 0 | 0 | True |  | Non Federally-Regulated | 06/29/2018 |  | 11/09/2018
USAI Lighting | USAI Lighting | B3SDM-09X1-27KH-65-S-BZ-NCIC-UNV-D6E | Light Emitting Diode | Inseparable Luminaire | Direct Wired | 0-10 VDC Controls | 65 | 2700 | 0.001 | 91 | 52 | 433 | 0.96 | Ambient | 50000 |  |  | 99999 | 0.01 | 13 | 4 | 0.01 | 0.01 | 0 | 0 | 0 | 0 | 0.09 | 0.02 | 0 | 0 | 0 | 0 | 0.85 | 0 | 0 | 0 | 0 | 0 | True |  | Non Federally-Regulated | 06/29/2018 |  | 11/09/2018
USAI Lighting | USAI Lighting | B3SDM-09X1-30KH-25-S-BZ-NCIC-UNV-D6E | Light Emitting Diode | Inseparable Luminaire | Direct Wired | 0-10 VDC Controls | 70 | 3000 | 0.001 | 91 | 52 | 433 | 0.96 | Ambient | 50000 |  |  | 99999 | 0.01 | 13 | 4 | 0.01 | 0.01 | 0 | 0 | 0 | 0 | 0.09 | 0.02 | 0 | 0 | 0 | 0 | 0.85 | 0 | 0 | 0 | 0 | 0 | True |  | Non Federally-Regulated | 06/29/2018 |  | 11/09/2018
USAI Lighting | USAI Lighting | B3SDM-09X1-30KH-45-S-BZ-NCIC-UNV-D6E | Light Emitting Diode | Inseparable Luminaire | Direct Wired | 0-10 VDC Controls | 67 | 3000 | 0.001 | 91 | 52 | 433 | 0.96 | Ambient | 50000 |  |  | 99999 | 0.01 | 13 | 4 | 0.01 | 0.01 | 0 | 0 | 0 | 0 | 0.09 | 0.02 | 0 | 0 | 0 | 0 | 0.85 | 0 | 0 | 0 | 0 | 0 | True |  | Non Federally-Regulated | 06/29/2018 |  | 11/09/2018
USAI Lighting | USAI Lighting | B3SDM-09X1-30KH-65-S-BZ-NCIC-UNV-D6E | Light Emitting Diode | Inseparable Luminaire | Direct Wired | 0-10 VDC Controls | 65 | 3000 | 0.001 | 91 | 52 | 433 | 0.96 | Ambient | 50000 |  |  | 99999 | 0.01 | 13 | 4 | 0.01 | 0.01 | 0 | 0 | 0 | 0 | 0.09 | 0.02 | 0 | 0 | 0 | 0 | 0.85 | 0 | 0 | 0 | 0 | 0 | True |  | Non Federally-Regulated | 06/29/2018 |  | 11/09/2018
USAI Lighting | USAI Lighting | B3SDM-09X1-35KH-25-S-BZ-NCIC-UNV-D6E | Light Emitting Diode | Inseparable Luminaire | Direct Wired | 0-10 VDC Controls | 76 | 3500 | 0.001 | 91 | 52 | 433 | 0.96 | Ambient | 50000 |  |  | 99999 | 0.01 | 13 | 4 | 0.01 | 0.01 | 0 | 0 | 0 | 0 | 0.09 | 0.02 | 0 | 0 | 0 | 0 | 0.85 | 0 | 0 | 0 | 0 | 0 | True |  | Non Federally-Regulated | 06/29/2018 |  | 11/09/2018
USAI Lighting | USAI Lighting | B3SDM-09X1-35KH-45-S-BZ-NCIC-UNV-D6E | Light Emitting Diode | Inseparable Luminaire | Direct Wired | 0-10 VDC Controls | 72 | 3500 | 0.001 | 91 | 52 | 433 | 0.96 | Ambient | 50000 |  |  | 99999 | 0.01 | 13 | 4 | 0.01 | 0.01 | 0 | 0 | 0 | 0 | 0.09 | 0.02 | 0 | 0 | 0 | 0 | 0.85 | 0 | 0 | 0 | 0 | 0 | True |  | Non Federally-Regulated | 06/29/2018 |  | 11/09/2018
USAI Lighting | USAI Lighting | B3SDM-09X1-35KH-65-S-BZ-NCIC-UNV-D6E | Light Emitting Diode | Inseparable Luminaire | Direct Wired | 0-10 VDC Controls | 70 | 3500 | 0.001 | 91 | 52 | 433 | 0.96 | Ambient | 50000 |  |  | 99999 | 0.01 | 13 | 4 | 0.01 | 0.01 | 0 | 0 | 0 | 0 | 0.09 | 0.02 | 0 | 0 | 0 | 0 | 0.85 | 0 | 0 | 0 | 0 | 0 | True |  | Non Federally-Regulated | 06/29/2018 |  | 11/09/2018
USAI Lighting | USAI Lighting | B3SDM-09X1-40KH-25-S-BZ-NCIC-UNV-D6E | Light Emitting Diode | Inseparable Luminaire | Direct Wired | 0-10 VDC Controls | 81 | 4000 | 0.001 | 91 | 52 | 433 | 0.96 | Ambient | 50000 |  |  | 99999 | 0.01 | 13 | 4 | 0.01 | 0.01 | 0 | 0 | 0 | 0 | 0.09 | 0.02 | 0 | 0 | 0 | 0 | 0.85 | 0 | 0 | 0 | 0 | 0 | True |  | Non Federally-Regulated | 06/29/2018 |  | 11/09/2018
USAI Lighting | USAI Lighting | B3SDM-09X1-40KH-45-S-BZ-NCIC-UNV-D6E | Light Emitting Diode | Inseparable Luminaire | Direct Wired | 0-10 VDC Controls | 77 | 4000 | 0.001 | 91 | 52 | 433 | 0.96 | Ambient | 50000 |  |  | 99999 | 0.01 | 13 | 4 | 0.01 | 0.01 | 0 | 0 | 0 | 0 | 0.09 | 0.02 | 0 | 0 | 0 | 0 | 0.85 | 0 | 0 | 0 | 0 | 0 | True |  | Non Federally-Regulated | 06/29/2018 |  | 11/09/2018
USAI Lighting | USAI Lighting | B3SDM-09X1-40KH-65-S-BZ-NCIC-UNV-D6E | Light Emitting Diode | Inseparable Luminaire | Direct Wired | 0-10 VDC Controls | 75 | 4000 | 0.001 | 91 | 52 | 433 | 0.96 | Ambient | 50000 |  |  | 99999 | 0.01 | 13 | 4 | 0.01 | 0.01 | 0 | 0 | 0 | 0 | 0.09 | 0.02 | 0 | 0 | 0 | 0 | 0.85 | 0 | 0 | 0 | 0 | 0 | True |  | Non Federally-Regulated | 06/29/2018 |  | 11/09/2018
USAI Lighting | USAI Lighting | B3SDM-09X1-27KH-25-S-WH-NCIC-UNV-D6F | Light Emitting Diode | Inseparable Luminaire | Direct Wired | 0-10 VDC Controls | 70 | 2700 | 0.001 | 91 | 52 | 433 | 0.96 | Ambient | 50000 |  |  | 99999 | 0.01 | 13 | 4 | 0.01 | 0.01 | 0 | 0 | 0 | 0 | 0.09 | 0.02 | 0 | 0 | 0 | 0 | 0.85 | 0 | 0 | 0 | 0 | 0 | True |  | Non Federally-Regulated | 06/29/2018 |  | 11/09/2018
USAI Lighting | USAI Lighting | B3SDM-09X1-27KH-45-S-WH-NCIC-UNV-D6F | Light Emitting Diode | Inseparable Luminaire | Direct Wired | 0-10 VDC Controls | 67 | 2700 | 0.001 | 91 | 52 | 433 | 0.96 | Ambient | 50000 |  |  | 99999 | 0.01 | 13 | 4 | 0.01 | 0.01 | 0 | 0 | 0 | 0 | 0.09 | 0.02 | 0 | 0 | 0 | 0 | 0.85 | 0 | 0 | 0 | 0 | 0 | True |  | Non Federally-Regulated | 06/29/2018 |  | 11/09/2018
USAI Lighting | USAI Lighting | B3SDM-09X1-27KH-65-S-WH-NCIC-UNV-D6F | Light Emitting Diode | Inseparable Luminaire | Direct Wired | 0-10 VDC Controls | 65 | 2700 | 0.001 | 91 | 52 | 433 | 0.96 | Ambient | 50000 |  |  | 99999 | 0.01 | 13 | 4 | 0.01 | 0.01 | 0 | 0 | 0 | 0 | 0.09 | 0.02 | 0 | 0 | 0 | 0 | 0.85 | 0 | 0 | 0 | 0 | 0 | True |  | Non Federally-Regulated | 06/29/2018 |  | 11/09/2018
USAI Lighting | USAI Lighting | B3SDM-09X1-30KH-25-S-WH-NCIC-UNV-D6F | Light Emitting Diode | Inseparable Luminaire | Direct Wired | 0-10 VDC Controls | 70 | 3000 | 0.001 | 91 | 52 | 433 | 0.96 | Ambient | 50000 |  |  | 99999 | 0.01 | 13 | 4 | 0.01 | 0.01 | 0 | 0 | 0 | 0 | 0.09 | 0.02 | 0 | 0 | 0 | 0 | 0.85 | 0 | 0 | 0 | 0 | 0 | True |  | Non Federally-Regulated | 06/29/2018 |  | 11/09/2018
USAI Lighting | USAI Lighting | B3SDM-09X1-30KH-45-S-WH-NCIC-UNV-D6F | Light Emitting Diode | Inseparable Luminaire | Direct Wired | 0-10 VDC Controls | 67 | 3000 | 0.001 | 91 | 52 | 433 | 0.96 | Ambient | 50000 |  |  | 99999 | 0.01 | 13 | 4 | 0.01 | 0.01 | 0 | 0 | 0 | 0 | 0.09 | 0.02 | 0 | 0 | 0 | 0 | 0.85 | 0 | 0 | 0 | 0 | 0 | True |  | Non Federally-Regulated | 06/29/2018 |  | 11/09/2018
USAI Lighting | USAI Lighting | B3SDM-09X1-30KH-65-S-WH-NCIC-UNV-D6F | Light Emitting Diode | Inseparable Luminaire | Direct Wired | 0-10 VDC Controls | 65 | 3000 | 0.001 | 91 | 52 | 433 | 0.96 | Ambient | 50000 |  |  | 99999 | 0.01 | 13 | 4 | 0.01 | 0.01 | 0 | 0 | 0 | 0 | 0.09 | 0.02 | 0 | 0 | 0 | 0 | 0.85 | 0 | 0 | 0 | 0 | 0 | True |  | Non Federally-Regulated | 06/29/2018 |  | 11/09/2018
USAI Lighting | USAI Lighting | B3SDM-09X1-35KH-25-S-WH-NCIC-UNV-D6F | Light Emitting Diode | Inseparable Luminaire | Direct Wired | 0-10 VDC Controls | 76 | 3500 | 0.001 | 91 | 52 | 433 | 0.96 | Ambient | 50000 |  |  | 99999 | 0.01 | 13 | 4 | 0.01 | 0.01 | 0 | 0 | 0 | 0 | 0.09 | 0.02 | 0 | 0 | 0 | 0 | 0.85 | 0 | 0 | 0 | 0 | 0 | True |  | Non Federally-Regulated | 06/29/2018 |  | 11/09/2018
USAI Lighting | USAI Lighting | B3SDM-09X1-35KH-45-S-WH-NCIC-UNV-D6F | Light Emitting Diode | Inseparable Luminaire | Direct Wired | 0-10 VDC Controls | 72 | 3500 | 0.001 | 91 | 52 | 433 | 0.96 | Ambient | 50000 |  |  | 99999 | 0.01 | 13 | 4 | 0.01 | 0.01 | 0 | 0 | 0 | 0 | 0.09 | 0.02 | 0 | 0 | 0 | 0 | 0.85 | 0 | 0 | 0 | 0 | 0 | True |  | Non Federally-Regulated | 06/29/2018 |  | 11/09/2018
USAI Lighting | USAI Lighting | B3SDM-09X1-35KH-65-S-WH-NCIC-UNV-D6F | Light Emitting Diode | Inseparable Luminaire | Direct Wired | 0-10 VDC Controls | 70 | 3500 | 0.001 | 91 | 52 | 433 | 0.96 | Ambient | 50000 |  |  | 99999 | 0.01 | 13 | 4 | 0.01 | 0.01 | 0 | 0 | 0 | 0 | 0.09 | 0.02 | 0 | 0 | 0 | 0 | 0.85 | 0 | 0 | 0 | 0 | 0 | True |  | Non Federally-Regulated | 06/29/2018 |  | 11/09/2018
USAI Lighting | USAI Lighting | B3SDM-09X1-40KH-25-S-WH-NCIC-UNV-D6F | Light Emitting Diode | Inseparable Luminaire | Direct Wired | 0-10 VDC Controls | 81 | 4000 | 0.001 | 91 | 52 | 433 | 0.96 | Ambient | 50000 |  |  | 99999 | 0.01 | 13 | 4 | 0.01 | 0.01 | 0 | 0 | 0 | 0 | 0.09 | 0.02 | 0 | 0 | 0 | 0 | 0.85 | 0 | 0 | 0 | 0 | 0 | True |  | Non Federally-Regulated | 06/29/2018 |  | 11/09/2018
USAI Lighting | USAI Lighting | B3SDM-09X1-40KH-45-S-WH-NCIC-UNV-D6F | Light Emitting Diode | Inseparable Luminaire | Direct Wired | 0-10 VDC Controls | 77 | 4000 | 0.001 | 91 | 52 | 433 | 0.96 | Ambient | 50000 |  |  | 99999 | 0.01 | 13 | 4 | 0.01 | 0.01 | 0 | 0 | 0 | 0 | 0.09 | 0.02 | 0 | 0 | 0 | 0 | 0.85 | 0 | 0 | 0 | 0 | 0 | True |  | Non Federally-Regulated | 06/29/2018 |  | 11/09/2018
USAI Lighting | USAI Lighting | B3SDM-09X1-40KH-65-S-WH-NCIC-UNV-D6F | Light Emitting Diode | Inseparable Luminaire | Direct Wired | 0-10 VDC Controls | 75 | 4000 | 0.001 | 91 | 52 | 433 | 0.96 | Ambient | 50000 |  |  | 99999 | 0.01 | 13 | 4 | 0.01 | 0.01 | 0 | 0 | 0 | 0 | 0.09 | 0.02 | 0 | 0 | 0 | 0 | 0.85 | 0 | 0 | 0 | 0 | 0 | True |  | Non Federally-Regulated | 06/29/2018 |  | 11/09/2018
USAI Lighting | USAI Lighting | B3SDM-09X1-27KH-25-S-GR-NCIC-UNV-D6F | Light Emitting Diode | Inseparable Luminaire | Direct Wired | 0-10 VDC Controls | 70 | 2700 | 0.001 | 91 | 52 | 433 | 0.96 | Ambient | 50000 |  |  | 99999 | 0.01 | 13 | 4 | 0.01 | 0.01 | 0 | 0 | 0 | 0 | 0.09 | 0.02 | 0 | 0 | 0 | 0 | 0.85 | 0 | 0 | 0 | 0 | 0 | True |  | Non Federally-Regulated | 06/29/2018 |  | 11/09/2018
USAI Lighting | USAI Lighting | B3SDM-09X1-27KH-45-S-GR-NCIC-UNV-D6F | Light Emitting Diode | Inseparable Luminaire | Direct Wired | 0-10 VDC Controls | 67 | 2700 | 0.001 | 91 | 52 | 433 | 0.96 | Ambient | 50000 |  |  | 99999 | 0.01 | 13 | 4 | 0.01 | 0.01 | 0 | 0 | 0 | 0 | 0.09 | 0.02 | 0 | 0 | 0 | 0 | 0.85 | 0 | 0 | 0 | 0 | 0 | True |  | Non Federally-Regulated | 06/29/2018 |  | 11/09/2018
USAI Lighting | USAI Lighting | B3SDM-09X1-27KH-65-S-GR-NCIC-UNV-D6F | Light Emitting Diode | Inseparable Luminaire | Direct Wired | 0-10 VDC Controls | 65 | 2700 | 0.001 | 91 | 52 | 433 | 0.96 | Ambient | 50000 |  |  | 99999 | 0.01 | 13 | 4 | 0.01 | 0.01 | 0 | 0 | 0 | 0 | 0.09 | 0.02 | 0 | 0 | 0 | 0 | 0.85 | 0 | 0 | 0 | 0 | 0 | True |  | Non Federally-Regulated | 06/29/2018 |  | 11/09/2018
USAI Lighting | USAI Lighting | B3SDM-09X1-30KH-25-S-GR-NCIC-UNV-D6F | Light Emitting Diode | Inseparable Luminaire | Direct Wired | 0-10 VDC Controls | 70 | 3000 | 0.001 | 91 | 52 | 433 | 0.96 | Ambient | 50000 |  |  | 99999 | 0.01 | 13 | 4 | 0.01 | 0.01 | 0 | 0 | 0 | 0 | 0.09 | 0.02 | 0 | 0 | 0 | 0 | 0.85 | 0 | 0 | 0 | 0 | 0 | True |  | Non Federally-Regulated | 06/29/2018 |  | 11/09/2018
USAI Lighting | USAI Lighting | B3SDM-09X1-30KH-45-S-GR-NCIC-UNV-D6F | Light Emitting Diode | Inseparable Luminaire | Direct Wired | 0-10 VDC Controls | 67 | 3000 | 0.001 | 91 | 52 | 433 | 0.96 | Ambient | 50000 |  |  | 99999 | 0.01 | 13 | 4 | 0.01 | 0.01 | 0 | 0 | 0 | 0 | 0.09 | 0.02 | 0 | 0 | 0 | 0 | 0.85 | 0 | 0 | 0 | 0 | 0 | True |  | Non Federally-Regulated | 06/29/2018 |  | 11/09/2018
USAI Lighting | USAI Lighting | B3SDM-09X1-30KH-65-S-GR-NCIC-UNV-D6F | Light Emitting Diode | Inseparable Luminaire | Direct Wired | 0-10 VDC Controls | 65 | 3000 | 0.001 | 91 | 52 | 433 | 0.96 | Ambient | 50000 |  |  | 99999 | 0.01 | 13 | 4 | 0.01 | 0.01 | 0 | 0 | 0 | 0 | 0.09 | 0.02 | 0 | 0 | 0 | 0 | 0.85 | 0 | 0 | 0 | 0 | 0 | True |  | Non Federally-Regulated | 06/29/2018 |  | 11/09/2018
USAI Lighting | USAI Lighting | B3SDM-09X1-35KH-25-S-GR-NCIC-UNV-D6F | Light Emitting Diode | Inseparable Luminaire | Direct Wired | 0-10 VDC Controls | 76 | 3500 | 0.001 | 91 | 52 | 433 | 0.96 | Ambient | 50000 |  |  | 99999 | 0.01 | 13 | 4 | 0.01 | 0.01 | 0 | 0 | 0 | 0 | 0.09 | 0.02 | 0 | 0 | 0 | 0 | 0.85 | 0 | 0 | 0 | 0 | 0 | True |  | Non Federally-Regulated | 06/29/2018 |  | 11/09/2018
USAI Lighting | USAI Lighting | B3SDM-09X1-35KH-45-S-GR-NCIC-UNV-D6F | Light Emitting Diode | Inseparable Luminaire | Direct Wired | 0-10 VDC Controls | 72 | 3500 | 0.001 | 91 | 52 | 433 | 0.96 | Ambient | 50000 |  |  | 99999 | 0.01 | 13 | 4 | 0.01 | 0.01 | 0 | 0 | 0 | 0 | 0.09 | 0.02 | 0 | 0 | 0 | 0 | 0.85 | 0 | 0 | 0 | 0 | 0 | True |  | Non Federally-Regulated | 06/29/2018 |  | 11/09/2018
USAI Lighting | USAI Lighting | B3SDM-09X1-35KH-65-S-GR-NCIC-UNV-D6F | Light Emitting Diode | Inseparable Luminaire | Direct Wired | 0-10 VDC Controls | 70 | 3500 | 0.001 | 91 | 52 | 433 | 0.96 | Ambient | 50000 |  |  | 99999 | 0.01 | 13 | 4 | 0.01 | 0.01 | 0 | 0 | 0 | 0 | 0.09 | 0.02 | 0 | 0 | 0 | 0 | 0.85 | 0 | 0 | 0 | 0 | 0 | True |  | Non Federally-Regulated | 06/29/2018 |  | 11/09/2018
USAI Lighting | USAI Lighting | B3SDM-09X1-40KH-25-S-GR-NCIC-UNV-D6F | Light Emitting Diode | Inseparable Luminaire | Direct Wired | 0-10 VDC Controls | 81 | 4000 | 0.001 | 91 | 52 | 433 | 0.96 | Ambient | 50000 |  |  | 99999 | 0.01 | 13 | 4 | 0.01 | 0.01 | 0 | 0 | 0 | 0 | 0.09 | 0.02 | 0 | 0 | 0 | 0 | 0.85 | 0 | 0 | 0 | 0 | 0 | True |  | Non Federally-Regulated | 06/29/2018 |  | 11/09/2018
USAI Lighting | USAI Lighting | B3SDM-09X1-40KH-45-S-GR-NCIC-UNV-D6F | Light Emitting Diode | Inseparable Luminaire | Direct Wired | 0-10 VDC Controls | 77 | 4000 | 0.001 | 91 | 52 | 433 | 0.96 | Ambient | 50000 |  |  | 99999 | 0.01 | 13 | 4 | 0.01 | 0.01 | 0 | 0 | 0 | 0 | 0.09 | 0.02 | 0 | 0 | 0 | 0 | 0.85 | 0 | 0 | 0 | 0 | 0 | True |  | Non Federally-Regulated | 06/29/2018 |  | 11/09/2018
USAI Lighting | USAI Lighting | B3SDM-09X1-40KH-65-S-GR-NCIC-UNV-D6F | Light Emitting Diode | Inseparable Luminaire | Direct Wired | 0-10 VDC Controls | 75 | 4000 | 0.001 | 91 | 52 | 433 | 0.96 | Ambient | 50000 |  |  | 99999 | 0.01 | 13 | 4 | 0.01 | 0.01 | 0 | 0 | 0 | 0 | 0.09 | 0.02 | 0 | 0 | 0 | 0 | 0.85 | 0 | 0 | 0 | 0 | 0 | True |  | Non Federally-Regulated | 06/29/2018 |  | 11/09/2018
USAI Lighting | USAI Lighting | B3SDM-09X1-27KH-25-S-BL-NCIC-UNV-D6F | Light Emitting Diode | Inseparable Luminaire | Direct Wired | 0-10 VDC Controls | 70 | 2700 | 0.001 | 91 | 52 | 433 | 0.96 | Ambient | 50000 |  |  | 99999 | 0.01 | 13 | 4 | 0.01 | 0.01 | 0 | 0 | 0 | 0 | 0.09 | 0.02 | 0 | 0 | 0 | 0 | 0.85 | 0 | 0 | 0 | 0 | 0 | True |  | Non Federally-Regulated | 06/29/2018 |  | 11/09/2018
USAI Lighting | USAI Lighting | B3SDM-09X1-27KH-45-S-BL-NCIC-UNV-D6F | Light Emitting Diode | Inseparable Luminaire | Direct Wired | 0-10 VDC Controls | 67 | 2700 | 0.001 | 91 | 52 | 433 | 0.96 | Ambient | 50000 |  |  | 99999 | 0.01 | 13 | 4 | 0.01 | 0.01 | 0 | 0 | 0 | 0 | 0.09 | 0.02 | 0 | 0 | 0 | 0 | 0.85 | 0 | 0 | 0 | 0 | 0 | True |  | Non Federally-Regulated | 06/29/2018 |  | 11/09/2018
USAI Lighting | USAI Lighting | B3SDM-09X1-27KH-65-S-BL-NCIC-UNV-D6F | Light Emitting Diode | Inseparable Luminaire | Direct Wired | 0-10 VDC Controls | 65 | 2700 | 0.001 | 91 | 52 | 433 | 0.96 | Ambient | 50000 |  |  | 99999 | 0.01 | 13 | 4 | 0.01 | 0.01 | 0 | 0 | 0 | 0 | 0.09 | 0.02 | 0 | 0 | 0 | 0 | 0.85 | 0 | 0 | 0 | 0 | 0 | True |  | Non Federally-Regulated | 06/29/2018 |  | 11/09/2018
USAI Lighting | USAI Lighting | B3SDM-09X1-30KH-25-S-BL-NCIC-UNV-D6F | Light Emitting Diode | Inseparable Luminaire | Direct Wired | 0-10 VDC Controls | 70 | 3000 | 0.001 | 91 | 52 | 433 | 0.96 | Ambient | 50000 |  |  | 99999 | 0.01 | 13 | 4 | 0.01 | 0.01 | 0 | 0 | 0 | 0 | 0.09 | 0.02 | 0 | 0 | 0 | 0 | 0.85 | 0 | 0 | 0 | 0 | 0 | True |  | Non Federally-Regulated | 06/29/2018 |  | 11/09/2018
USAI Lighting | USAI Lighting | B3SDM-09X1-30KH-45-S-BL-NCIC-UNV-D6F | Light Emitting Diode | Inseparable Luminaire | Direct Wired | 0-10 VDC Controls | 67 | 3000 | 0.001 | 91 | 52 | 433 | 0.96 | Ambient | 50000 |  |  | 99999 | 0.01 | 13 | 4 | 0.01 | 0.01 | 0 | 0 | 0 | 0 | 0.09 | 0.02 | 0 | 0 | 0 | 0 | 0.85 | 0 | 0 | 0 | 0 | 0 | True |  | Non Federally-Regulated | 06/29/2018 |  | 11/09/2018
USAI Lighting | USAI Lighting | B3SDM-09X1-30KH-65-S-BL-NCIC-UNV-D6F | Light Emitting Diode | Inseparable Luminaire | Direct Wired | 0-10 VDC Controls | 65 | 3000 | 0.001 | 91 | 52 | 433 | 0.96 | Ambient | 50000 |  |  | 99999 | 0.01 | 13 | 4 | 0.01 | 0.01 | 0 | 0 | 0 | 0 | 0.09 | 0.02 | 0 | 0 | 0 | 0 | 0.85 | 0 | 0 | 0 | 0 | 0 | True |  | Non Federally-Regulated | 06/29/2018 |  | 11/09/2018
USAI Lighting | USAI Lighting | B3SDM-09X1-35KH-25-S-BL-NCIC-UNV-D6F | Light Emitting Diode | Inseparable Luminaire | Direct Wired | 0-10 VDC Controls | 76 | 3500 | 0.001 | 91 | 52 | 433 | 0.96 | Ambient | 50000 |  |  | 99999 | 0.01 | 13 | 4 | 0.01 | 0.01 | 0 | 0 | 0 | 0 | 0.09 | 0.02 | 0 | 0 | 0 | 0 | 0.85 | 0 | 0 | 0 | 0 | 0 | True |  | Non Federally-Regulated | 06/29/2018 |  | 11/09/2018
USAI Lighting | USAI Lighting | B3SDM-09X1-35KH-45-S-BL-NCIC-UNV-D6F | Light Emitting Diode | Inseparable Luminaire | Direct Wired | 0-10 VDC Controls | 72 | 3500 | 0.001 | 91 | 52 | 433 | 0.96 | Ambient | 50000 |  |  | 99999 | 0.01 | 13 | 4 | 0.01 | 0.01 | 0 | 0 | 0 | 0 | 0.09 | 0.02 | 0 | 0 | 0 | 0 | 0.85 | 0 | 0 | 0 | 0 | 0 | True |  | Non Federally-Regulated | 06/29/2018 |  | 11/09/2018
USAI Lighting | USAI Lighting | B3SDM-09X1-35KH-65-S-BL-NCIC-UNV-D6F | Light Emitting Diode | Inseparable Luminaire | Direct Wired | 0-10 VDC Controls | 70 | 3500 | 0.001 | 91 | 52 | 433 | 0.96 | Ambient | 50000 |  |  | 99999 | 0.01 | 13 | 4 | 0.01 | 0.01 | 0 | 0 | 0 | 0 | 0.09 | 0.02 | 0 | 0 | 0 | 0 | 0.85 | 0 | 0 | 0 | 0 | 0 | True |  | Non Federally-Regulated | 06/29/2018 |  | 11/09/2018
USAI Lighting | USAI Lighting | B3SDM-09X1-40KH-25-S-BL-NCIC-UNV-D6F | Light Emitting Diode | Inseparable Luminaire | Direct Wired | 0-10 VDC Controls | 81 | 4000 | 0.001 | 91 | 52 | 433 | 0.96 | Ambient | 50000 |  |  | 99999 | 0.01 | 13 | 4 | 0.01 | 0.01 | 0 | 0 | 0 | 0 | 0.09 | 0.02 | 0 | 0 | 0 | 0 | 0.85 | 0 | 0 | 0 | 0 | 0 | True |  | Non Federally-Regulated | 06/29/2018 |  | 11/09/2018
USAI Lighting | USAI Lighting | B3SDM-09X1-40KH-45-S-BL-NCIC-UNV-D6F | Light Emitting Diode | Inseparable Luminaire | Direct Wired | 0-10 VDC Controls | 77 | 4000 | 0.001 | 91 | 52 | 433 | 0.96 | Ambient | 50000 |  |  | 99999 | 0.01 | 13 | 4 | 0.01 | 0.01 | 0 | 0 | 0 | 0 | 0.09 | 0.02 | 0 | 0 | 0 | 0 | 0.85 | 0 | 0 | 0 | 0 | 0 | True |  | Non Federally-Regulated | 06/29/2018 |  | 11/09/2018
USAI Lighting | USAI Lighting | B3SDM-09X1-40KH-65-S-BL-NCIC-UNV-D6F | Light Emitting Diode | Inseparable Luminaire | Direct Wired | 0-10 VDC Controls | 75 | 4000 | 0.001 | 91 | 52 | 433 | 0.96 | Ambient | 50000 |  |  | 99999 | 0.01 | 13 | 4 | 0.01 | 0.01 | 0 | 0 | 0 | 0 | 0.09 | 0.02 | 0 | 0 | 0 | 0 | 0.85 | 0 | 0 | 0 | 0 | 0 | True |  | Non Federally-Regulated | 06/29/2018 |  | 11/09/2018
USAI Lighting | USAI Lighting | B3SDM-09X1-27KH-25-S-BZ-NCIC-UNV-D6F | Light Emitting Diode | Inseparable Luminaire | Direct Wired | 0-10 VDC Controls | 70 | 2700 | 0.001 | 91 | 52 | 433 | 0.96 | Ambient | 50000 |  |  | 99999 | 0.01 | 13 | 4 | 0.01 | 0.01 | 0 | 0 | 0 | 0 | 0.09 | 0.02 | 0 | 0 | 0 | 0 | 0.85 | 0 | 0 | 0 | 0 | 0 | True |  | Non Federally-Regulated | 06/29/2018 |  | 11/09/2018
USAI Lighting | USAI Lighting | B3SDM-09X1-27KH-45-S-BZ-NCIC-UNV-D6F | Light Emitting Diode | Inseparable Luminaire | Direct Wired | 0-10 VDC Controls | 67 | 2700 | 0.001 | 91 | 52 | 433 | 0.96 | Ambient | 50000 |  |  | 99999 | 0.01 | 13 | 4 | 0.01 | 0.01 | 0 | 0 | 0 | 0 | 0.09 | 0.02 | 0 | 0 | 0 | 0 | 0.85 | 0 | 0 | 0 | 0 | 0 | True |  | Non Federally-Regulated | 06/29/2018 |  | 11/09/2018
USAI Lighting | USAI Lighting | B3SDM-09X1-27KH-65-S-BZ-NCIC-UNV-D6F | Light Emitting Diode | Inseparable Luminaire | Direct Wired | 0-10 VDC Controls | 65 | 2700 | 0.001 | 91 | 52 | 433 | 0.96 | Ambient | 50000 |  |  | 99999 | 0.01 | 13 | 4 | 0.01 | 0.01 | 0 | 0 | 0 | 0 | 0.09 | 0.02 | 0 | 0 | 0 | 0 | 0.85 | 0 | 0 | 0 | 0 | 0 | True |  | Non Federally-Regulated | 06/29/2018 |  | 11/09/2018
USAI Lighting | USAI Lighting | B3SDM-09X1-30KH-25-S-BZ-NCIC-UNV-D6F | Light Emitting Diode | Inseparable Luminaire | Direct Wired | 0-10 VDC Controls | 70 | 3000 | 0.001 | 91 | 52 | 433 | 0.96 | Ambient | 50000 |  |  | 99999 | 0.01 | 13 | 4 | 0.01 | 0.01 | 0 | 0 | 0 | 0 | 0.09 | 0.02 | 0 | 0 | 0 | 0 | 0.85 | 0 | 0 | 0 | 0 | 0 | True |  | Non Federally-Regulated | 06/29/2018 |  | 11/09/2018
USAI Lighting | USAI Lighting | B3SDM-09X1-30KH-45-S-BZ-NCIC-UNV-D6F | Light Emitting Diode | Inseparable Luminaire | Direct Wired | 0-10 VDC Controls | 67 | 3000 | 0.001 | 91 | 52 | 433 | 0.96 | Ambient | 50000 |  |  | 99999 | 0.01 | 13 | 4 | 0.01 | 0.01 | 0 | 0 | 0 | 0 | 0.09 | 0.02 | 0 | 0 | 0 | 0 | 0.85 | 0 | 0 | 0 | 0 | 0 | True |  | Non Federally-Regulated | 06/29/2018 |  | 11/09/2018
USAI Lighting | USAI Lighting | B3SDM-09X1-30KH-65-S-BZ-NCIC-UNV-D6F | Light Emitting Diode | Inseparable Luminaire | Direct Wired | 0-10 VDC Controls | 65 | 3000 | 0.001 | 91 | 52 | 433 | 0.96 | Ambient | 50000 |  |  | 99999 | 0.01 | 13 | 4 | 0.01 | 0.01 | 0 | 0 | 0 | 0 | 0.09 | 0.02 | 0 | 0 | 0 | 0 | 0.85 | 0 | 0 | 0 | 0 | 0 | True |  | Non Federally-Regulated | 06/29/2018 |  | 11/09/2018
USAI Lighting | USAI Lighting | B3SDM-09X1-35KH-25-S-BZ-NCIC-UNV-D6F | Light Emitting Diode | Inseparable Luminaire | Direct Wired | 0-10 VDC Controls | 76 | 3500 | 0.001 | 91 | 52 | 433 | 0.96 | Ambient | 50000 |  |  | 99999 | 0.01 | 13 | 4 | 0.01 | 0.01 | 0 | 0 | 0 | 0 | 0.09 | 0.02 | 0 | 0 | 0 | 0 | 0.85 | 0 | 0 | 0 | 0 | 0 | True |  | Non Federally-Regulated | 06/29/2018 |  | 11/09/2018
USAI Lighting | USAI Lighting | B3SDM-09X1-35KH-45-S-BZ-NCIC-UNV-D6F | Light Emitting Diode | Inseparable Luminaire | Direct Wired | 0-10 VDC Controls | 72 | 3500 | 0.001 | 91 | 52 | 433 | 0.96 | Ambient | 50000 |  |  | 99999 | 0.01 | 13 | 4 | 0.01 | 0.01 | 0 | 0 | 0 | 0 | 0.09 | 0.02 | 0 | 0 | 0 | 0 | 0.85 | 0 | 0 | 0 | 0 | 0 | True |  | Non Federally-Regulated | 06/29/2018 |  | 11/09/2018
USAI Lighting | USAI Lighting | B3SDM-09X1-35KH-65-S-BZ-NCIC-UNV-D6F | Light Emitting Diode | Inseparable Luminaire | Direct Wired | 0-10 VDC Controls | 70 | 3500 | 0.001 | 91 | 52 | 433 | 0.96 | Ambient | 50000 |  |  | 99999 | 0.01 | 13 | 4 | 0.01 | 0.01 | 0 | 0 | 0 | 0 | 0.09 | 0.02 | 0 | 0 | 0 | 0 | 0.85 | 0 | 0 | 0 | 0 | 0 | True |  | Non Federally-Regulated | 06/29/2018 |  | 11/09/2018
USAI Lighting | USAI Lighting | B3SDM-09X1-40KH-25-S-BZ-NCIC-UNV-D6F | Light Emitting Diode | Inseparable Luminaire | Direct Wired | 0-10 VDC Controls | 81 | 4000 | 0.001 | 91 | 52 | 433 | 0.96 | Ambient | 50000 |  |  | 99999 | 0.01 | 13 | 4 | 0.01 | 0.01 | 0 | 0 | 0 | 0 | 0.09 | 0.02 | 0 | 0 | 0 | 0 | 0.85 | 0 | 0 | 0 | 0 | 0 | True |  | Non Federally-Regulated | 06/29/2018 |  | 11/09/2018
USAI Lighting | USAI Lighting | B3SDM-09X1-40KH-45-S-BZ-NCIC-UNV-D6F | Light Emitting Diode | Inseparable Luminaire | Direct Wired | 0-10 VDC Controls | 77 | 4000 | 0.001 | 91 | 52 | 433 | 0.96 | Ambient | 50000 |  |  | 99999 | 0.01 | 13 | 4 | 0.01 | 0.01 | 0 | 0 | 0 | 0 | 0.09 | 0.02 | 0 | 0 | 0 | 0 | 0.85 | 0 | 0 | 0 | 0 | 0 | True |  | Non Federally-Regulated | 06/29/2018 |  | 11/09/2018
USAI Lighting | USAI Lighting | B3SDM-09X1-40KH-65-S-BZ-NCIC-UNV-D6F | Light Emitting Diode | Inseparable Luminaire | Direct Wired | 0-10 VDC Controls | 75 | 4000 | 0.001 | 91 | 52 | 433 | 0.96 | Ambient | 50000 |  |  | 99999 | 0.01 | 13 | 4 | 0.01 | 0.01 | 0 | 0 | 0 | 0 | 0.09 | 0.02 | 0 | 0 | 0 | 0 | 0.85 | 0 | 0 | 0 | 0 | 0 | True |  | Non Federally-Regulated | 06/29/2018 |  | 11/09/2018
USAI Lighting | USAI Lighting | B3SDM-09X1-27KH-25-S-WH-NCIC-UNV-D6A | Light Emitting Diode | Inseparable Luminaire | Direct Wired | 0-10 VDC Controls | 70 | 2700 | 0.001 | 91 | 52 | 433 | 0.96 | Ambient | 50000 |  |  | 99999 | 0.01 | 13 | 4 | 0.01 | 0.01 | 0 | 0 | 0 | 0 | 0.09 | 0.02 | 0 | 0 | 0 | 0 | 0.85 | 0 | 0 | 0 | 0 | 0 | True |  | Non Federally-Regulated | 06/29/2018 |  | 11/09/2018
USAI Lighting | USAI Lighting | B3SDM-09X1-27KH-45-S-WH-NCIC-UNV-D6A | Light Emitting Diode | Inseparable Luminaire | Direct Wired | 0-10 VDC Controls | 67 | 2700 | 0.001 | 91 | 52 | 433 | 0.96 | Ambient | 50000 |  |  | 99999 | 0.01 | 13 | 4 | 0.01 | 0.01 | 0 | 0 | 0 | 0 | 0.09 | 0.02 | 0 | 0 | 0 | 0 | 0.85 | 0 | 0 | 0 | 0 | 0 | True |  | Non Federally-Regulated | 06/29/2018 |  | 11/09/2018
USAI Lighting | USAI Lighting | B3SDM-09X1-27KH-65-S-WH-NCIC-UNV-D6A | Light Emitting Diode | Inseparable Luminaire | Direct Wired | 0-10 VDC Controls | 65 | 2700 | 0.001 | 91 | 52 | 433 | 0.96 | Ambient | 50000 |  |  | 99999 | 0.01 | 13 | 4 | 0.01 | 0.01 | 0 | 0 | 0 | 0 | 0.09 | 0.02 | 0 | 0 | 0 | 0 | 0.85 | 0 | 0 | 0 | 0 | 0 | True |  | Non Federally-Regulated | 06/29/2018 |  | 11/09/2018
USAI Lighting | USAI Lighting | B3SDM-09X1-30KH-25-S-WH-NCIC-UNV-D6A | Light Emitting Diode | Inseparable Luminaire | Direct Wired | 0-10 VDC Controls | 70 | 3000 | 0.001 | 91 | 52 | 433 | 0.96 | Ambient | 50000 |  |  | 99999 | 0.01 | 13 | 4 | 0.01 | 0.01 | 0 | 0 | 0 | 0 | 0.09 | 0.02 | 0 | 0 | 0 | 0 | 0.85 | 0 | 0 | 0 | 0 | 0 | True |  | Non Federally-Regulated | 06/29/2018 |  | 11/09/2018
USAI Lighting | USAI Lighting | B3SDM-09X1-30KH-45-S-WH-NCIC-UNV-D6A | Light Emitting Diode | Inseparable Luminaire | Direct Wired | 0-10 VDC Controls | 67 | 3000 | 0.001 | 91 | 52 | 433 | 0.96 | Ambient | 50000 |  |  | 99999 | 0.01 | 13 | 4 | 0.01 | 0.01 | 0 | 0 | 0 | 0 | 0.09 | 0.02 | 0 | 0 | 0 | 0 | 0.85 | 0 | 0 | 0 | 0 | 0 | True |  | Non Federally-Regulated | 06/29/2018 |  | 11/09/2018
USAI Lighting | USAI Lighting | B3SDM-09X1-30KH-65-S-WH-NCIC-UNV-D6A | Light Emitting Diode | Inseparable Luminaire | Direct Wired | 0-10 VDC Controls | 65 | 3000 | 0.001 | 91 | 52 | 433 | 0.96 | Ambient | 50000 |  |  | 99999 | 0.01 | 13 | 4 | 0.01 | 0.01 | 0 | 0 | 0 | 0 | 0.09 | 0.02 | 0 | 0 | 0 | 0 | 0.85 | 0 | 0 | 0 | 0 | 0 | True |  | Non Federally-Regulated | 06/29/2018 |  | 11/09/2018
USAI Lighting | USAI Lighting | B3SDM-09X1-35KH-25-S-WH-NCIC-UNV-D6A | Light Emitting Diode | Inseparable Luminaire | Direct Wired | 0-10 VDC Controls | 76 | 3500 | 0.001 | 91 | 52 | 433 | 0.96 | Ambient | 50000 |  |  | 99999 | 0.01 | 13 | 4 | 0.01 | 0.01 | 0 | 0 | 0 | 0 | 0.09 | 0.02 | 0 | 0 | 0 | 0 | 0.85 | 0 | 0 | 0 | 0 | 0 | True |  | Non Federally-Regulated | 06/29/2018 |  | 11/09/2018
USAI Lighting | USAI Lighting | B3SDM-09X1-35KH-45-S-WH-NCIC-UNV-D6A | Light Emitting Diode | Inseparable Luminaire | Direct Wired | 0-10 VDC Controls | 72 | 3500 | 0.001 | 91 | 52 | 433 | 0.96 | Ambient | 50000 |  |  | 99999 | 0.01 | 13 | 4 | 0.01 | 0.01 | 0 | 0 | 0 | 0 | 0.09 | 0.02 | 0 | 0 | 0 | 0 | 0.85 | 0 | 0 | 0 | 0 | 0 | True |  | Non Federally-Regulated | 06/29/2018 |  | 11/09/2018
USAI Lighting | USAI Lighting | B3SDM-09X1-35KH-65-S-WH-NCIC-UNV-D6A | Light Emitting Diode | Inseparable Luminaire | Direct Wired | 0-10 VDC Controls | 70 | 3500 | 0.001 | 91 | 52 | 433 | 0.96 | Ambient | 50000 |  |  | 99999 | 0.01 | 13 | 4 | 0.01 | 0.01 | 0 | 0 | 0 | 0 | 0.09 | 0.02 | 0 | 0 | 0 | 0 | 0.85 | 0 | 0 | 0 | 0 | 0 | True |  | Non Federally-Regulated | 06/29/2018 |  | 11/09/2018
USAI Lighting | USAI Lighting | B3SDM-09X1-40KH-25-S-WH-NCIC-UNV-D6A | Light Emitting Diode | Inseparable Luminaire | Direct Wired | 0-10 VDC Controls | 81 | 4000 | 0.001 | 91 | 52 | 433 | 0.96 | Ambient | 50000 |  |  | 99999 | 0.01 | 13 | 4 | 0.01 | 0.01 | 0 | 0 | 0 | 0 | 0.09 | 0.02 | 0 | 0 | 0 | 0 | 0.85 | 0 | 0 | 0 | 0 | 0 | True |  | Non Federally-Regulated | 06/29/2018 |  | 11/09/2018
USAI Lighting | USAI Lighting | B3SDM-09X1-40KH-45-S-WH-NCIC-UNV-D6A | Light Emitting Diode | Inseparable Luminaire | Direct Wired | 0-10 VDC Controls | 77 | 4000 | 0.001 | 91 | 52 | 433 | 0.96 | Ambient | 50000 |  |  | 99999 | 0.01 | 13 | 4 | 0.01 | 0.01 | 0 | 0 | 0 | 0 | 0.09 | 0.02 | 0 | 0 | 0 | 0 | 0.85 | 0 | 0 | 0 | 0 | 0 | True |  | Non Federally-Regulated | 06/29/2018 |  | 11/09/2018
USAI Lighting | USAI Lighting | B3SDM-09X1-40KH-65-S-WH-NCIC-UNV-D6A | Light Emitting Diode | Inseparable Luminaire | Direct Wired | 0-10 VDC Controls | 75 | 4000 | 0.001 | 91 | 52 | 433 | 0.96 | Ambient | 50000 |  |  | 99999 | 0.01 | 13 | 4 | 0.01 | 0.01 | 0 | 0 | 0 | 0 | 0.09 | 0.02 | 0 | 0 | 0 | 0 | 0.85 | 0 | 0 | 0 | 0 | 0 | True |  | Non Federally-Regulated | 06/29/2018 |  | 11/09/2018
USAI Lighting | USAI Lighting | B3SDM-09X1-27KH-25-S-GR-NCIC-UNV-D6A | Light Emitting Diode | Inseparable Luminaire | Direct Wired | 0-10 VDC Controls | 70 | 2700 | 0.001 | 91 | 52 | 433 | 0.96 | Ambient | 50000 |  |  | 99999 | 0.01 | 13 | 4 | 0.01 | 0.01 | 0 | 0 | 0 | 0 | 0.09 | 0.02 | 0 | 0 | 0 | 0 | 0.85 | 0 | 0 | 0 | 0 | 0 | True |  | Non Federally-Regulated | 06/29/2018 |  | 11/09/2018
USAI Lighting | USAI Lighting | B3SDM-09X1-27KH-45-S-GR-NCIC-UNV-D6A | Light Emitting Diode | Inseparable Luminaire | Direct Wired | 0-10 VDC Controls | 67 | 2700 | 0.001 | 91 | 52 | 433 | 0.96 | Ambient | 50000 |  |  | 99999 | 0.01 | 13 | 4 | 0.01 | 0.01 | 0 | 0 | 0 | 0 | 0.09 | 0.02 | 0 | 0 | 0 | 0 | 0.85 | 0 | 0 | 0 | 0 | 0 | True |  | Non Federally-Regulated | 06/29/2018 |  | 11/09/2018
USAI Lighting | USAI Lighting | B3SDM-09X1-27KH-65-S-GR-NCIC-UNV-D6A | Light Emitting Diode | Inseparable Luminaire | Direct Wired | 0-10 VDC Controls | 65 | 2700 | 0.001 | 91 | 52 | 433 | 0.96 | Ambient | 50000 |  |  | 99999 | 0.01 | 13 | 4 | 0.01 | 0.01 | 0 | 0 | 0 | 0 | 0.09 | 0.02 | 0 | 0 | 0 | 0 | 0.85 | 0 | 0 | 0 | 0 | 0 | True |  | Non Federally-Regulated | 06/29/2018 |  | 11/09/2018
USAI Lighting | USAI Lighting | B3SDM-09X1-30KH-25-S-GR-NCIC-UNV-D6A | Light Emitting Diode | Inseparable Luminaire | Direct Wired | 0-10 VDC Controls | 70 | 3000 | 0.001 | 91 | 52 | 433 | 0.96 | Ambient | 50000 |  |  | 99999 | 0.01 | 13 | 4 | 0.01 | 0.01 | 0 | 0 | 0 | 0 | 0.09 | 0.02 | 0 | 0 | 0 | 0 | 0.85 | 0 | 0 | 0 | 0 | 0 | True |  | Non Federally-Regulated | 06/29/2018 |  | 11/09/2018
USAI Lighting | USAI Lighting | B3SDM-09X1-30KH-45-S-GR-NCIC-UNV-D6A | Light Emitting Diode | Inseparable Luminaire | Direct Wired | 0-10 VDC Controls | 67 | 3000 | 0.001 | 91 | 52 | 433 | 0.96 | Ambient | 50000 |  |  | 99999 | 0.01 | 13 | 4 | 0.01 | 0.01 | 0 | 0 | 0 | 0 | 0.09 | 0.02 | 0 | 0 | 0 | 0 | 0.85 | 0 | 0 | 0 | 0 | 0 | True |  | Non Federally-Regulated | 06/29/2018 |  | 11/09/2018
USAI Lighting | USAI Lighting | B3SDM-09X1-30KH-65-S-GR-NCIC-UNV-D6A | Light Emitting Diode | Inseparable Luminaire | Direct Wired | 0-10 VDC Controls | 65 | 3000 | 0.001 | 91 | 52 | 433 | 0.96 | Ambient | 50000 |  |  | 99999 | 0.01 | 13 | 4 | 0.01 | 0.01 | 0 | 0 | 0 | 0 | 0.09 | 0.02 | 0 | 0 | 0 | 0 | 0.85 | 0 | 0 | 0 | 0 | 0 | True |  | Non Federally-Regulated | 06/29/2018 |  | 11/09/2018
USAI Lighting | USAI Lighting | B3SDM-09X1-35KH-25-S-GR-NCIC-UNV-D6A | Light Emitting Diode | Inseparable Luminaire | Direct Wired | 0-10 VDC Controls | 76 | 3500 | 0.001 | 91 | 52 | 433 | 0.96 | Ambient | 50000 |  |  | 99999 | 0.01 | 13 | 4 | 0.01 | 0.01 | 0 | 0 | 0 | 0 | 0.09 | 0.02 | 0 | 0 | 0 | 0 | 0.85 | 0 | 0 | 0 | 0 | 0 | True |  | Non Federally-Regulated | 06/29/2018 |  | 11/09/2018
USAI Lighting | USAI Lighting | B3SDM-09X1-35KH-45-S-GR-NCIC-UNV-D6A | Light Emitting Diode | Inseparable Luminaire | Direct Wired | 0-10 VDC Controls | 72 | 3500 | 0.001 | 91 | 52 | 433 | 0.96 | Ambient | 50000 |  |  | 99999 | 0.01 | 13 | 4 | 0.01 | 0.01 | 0 | 0 | 0 | 0 | 0.09 | 0.02 | 0 | 0 | 0 | 0 | 0.85 | 0 | 0 | 0 | 0 | 0 | True |  | Non Federally-Regulated | 06/29/2018 |  | 11/09/2018
USAI Lighting | USAI Lighting | B3SDM-09X1-35KH-65-S-GR-NCIC-UNV-D6A | Light Emitting Diode | Inseparable Luminaire | Direct Wired | 0-10 VDC Controls | 70 | 3500 | 0.001 | 91 | 52 | 433 | 0.96 | Ambient | 50000 |  |  | 99999 | 0.01 | 13 | 4 | 0.01 | 0.01 | 0 | 0 | 0 | 0 | 0.09 | 0.02 | 0 | 0 | 0 | 0 | 0.85 | 0 | 0 | 0 | 0 | 0 | True |  | Non Federally-Regulated | 06/29/2018 |  | 11/09/2018
USAI Lighting | USAI Lighting | B3SDM-09X1-40KH-25-S-GR-NCIC-UNV-D6A | Light Emitting Diode | Inseparable Luminaire | Direct Wired | 0-10 VDC Controls | 81 | 4000 | 0.001 | 91 | 52 | 433 | 0.96 | Ambient | 50000 |  |  | 99999 | 0.01 | 13 | 4 | 0.01 | 0.01 | 0 | 0 | 0 | 0 | 0.09 | 0.02 | 0 | 0 | 0 | 0 | 0.85 | 0 | 0 | 0 | 0 | 0 | True |  | Non Federally-Regulated | 06/29/2018 |  | 11/09/2018
USAI Lighting | USAI Lighting | B3SDM-09X1-40KH-45-S-GR-NCIC-UNV-D6A | Light Emitting Diode | Inseparable Luminaire | Direct Wired | 0-10 VDC Controls | 77 | 4000 | 0.001 | 91 | 52 | 433 | 0.96 | Ambient | 50000 |  |  | 99999 | 0.01 | 13 | 4 | 0.01 | 0.01 | 0 | 0 | 0 | 0 | 0.09 | 0.02 | 0 | 0 | 0 | 0 | 0.85 | 0 | 0 | 0 | 0 | 0 | True |  | Non Federally-Regulated | 06/29/2018 |  | 11/09/2018
USAI Lighting | USAI Lighting | B3SDM-09X1-40KH-65-S-GR-NCIC-UNV-D6A | Light Emitting Diode | Inseparable Luminaire | Direct Wired | 0-10 VDC Controls | 75 | 4000 | 0.001 | 91 | 52 | 433 | 0.96 | Ambient | 50000 |  |  | 99999 | 0.01 | 13 | 4 | 0.01 | 0.01 | 0 | 0 | 0 | 0 | 0.09 | 0.02 | 0 | 0 | 0 | 0 | 0.85 | 0 | 0 | 0 | 0 | 0 | True |  | Non Federally-Regulated | 06/29/2018 |  | 11/09/2018
USAI Lighting | USAI Lighting | B3SDM-09X1-27KH-25-S-BL-NCIC-UNV-D6A | Light Emitting Diode | Inseparable Luminaire | Direct Wired | 0-10 VDC Controls | 70 | 2700 | 0.001 | 91 | 52 | 433 | 0.96 | Ambient | 50000 |  |  | 99999 | 0.01 | 13 | 4 | 0.01 | 0.01 | 0 | 0 | 0 | 0 | 0.09 | 0.02 | 0 | 0 | 0 | 0 | 0.85 | 0 | 0 | 0 | 0 | 0 | True |  | Non Federally-Regulated | 06/29/2018 |  | 11/09/2018
USAI Lighting | USAI Lighting | B3SDM-09X1-27KH-45-S-BL-NCIC-UNV-D6A | Light Emitting Diode | Inseparable Luminaire | Direct Wired | 0-10 VDC Controls | 67 | 2700 | 0.001 | 91 | 52 | 433 | 0.96 | Ambient | 50000 |  |  | 99999 | 0.01 | 13 | 4 | 0.01 | 0.01 | 0 | 0 | 0 | 0 | 0.09 | 0.02 | 0 | 0 | 0 | 0 | 0.85 | 0 | 0 | 0 | 0 | 0 | True |  | Non Federally-Regulated | 06/29/2018 |  | 11/09/2018
USAI Lighting | USAI Lighting | B3SDM-09X1-27KH-65-S-BL-NCIC-UNV-D6A | Light Emitting Diode | Inseparable Luminaire | Direct Wired | 0-10 VDC Controls | 65 | 2700 | 0.001 | 91 | 52 | 433 | 0.96 | Ambient | 50000 |  |  | 99999 | 0.01 | 13 | 4 | 0.01 | 0.01 | 0 | 0 | 0 | 0 | 0.09 | 0.02 | 0 | 0 | 0 | 0 | 0.85 | 0 | 0 | 0 | 0 | 0 | True |  | Non Federally-Regulated | 06/29/2018 |  | 11/09/2018
USAI Lighting | USAI Lighting | B3SDM-09X1-30KH-25-S-BL-NCIC-UNV-D6A | Light Emitting Diode | Inseparable Luminaire | Direct Wired | 0-10 VDC Controls | 70 | 3000 | 0.001 | 91 | 52 | 433 | 0.96 | Ambient | 50000 |  |  | 99999 | 0.01 | 13 | 4 | 0.01 | 0.01 | 0 | 0 | 0 | 0 | 0.09 | 0.02 | 0 | 0 | 0 | 0 | 0.85 | 0 | 0 | 0 | 0 | 0 | True |  | Non Federally-Regulated | 06/29/2018 |  | 11/09/2018
USAI Lighting | USAI Lighting | B3SDM-09X1-30KH-45-S-BL-NCIC-UNV-D6A | Light Emitting Diode | Inseparable Luminaire | Direct Wired | 0-10 VDC Controls | 67 | 3000 | 0.001 | 91 | 52 | 433 | 0.96 | Ambient | 50000 |  |  | 99999 | 0.01 | 13 | 4 | 0.01 | 0.01 | 0 | 0 | 0 | 0 | 0.09 | 0.02 | 0 | 0 | 0 | 0 | 0.85 | 0 | 0 | 0 | 0 | 0 | True |  | Non Federally-Regulated | 06/29/2018 |  | 11/09/2018
USAI Lighting | USAI Lighting | B3SDM-09X1-30KH-65-S-BL-NCIC-UNV-D6A | Light Emitting Diode | Inseparable Luminaire | Direct Wired | 0-10 VDC Controls | 65 | 3000 | 0.001 | 91 | 52 | 433 | 0.96 | Ambient | 50000 |  |  | 99999 | 0.01 | 13 | 4 | 0.01 | 0.01 | 0 | 0 | 0 | 0 | 0.09 | 0.02 | 0 | 0 | 0 | 0 | 0.85 | 0 | 0 | 0 | 0 | 0 | True |  | Non Federally-Regulated | 06/29/2018 |  | 11/09/2018
USAI Lighting | USAI Lighting | B3SDM-09X1-35KH-25-S-BL-NCIC-UNV-D6A | Light Emitting Diode | Inseparable Luminaire | Direct Wired | 0-10 VDC Controls | 76 | 3500 | 0.001 | 91 | 52 | 433 | 0.96 | Ambient | 50000 |  |  | 99999 | 0.01 | 13 | 4 | 0.01 | 0.01 | 0 | 0 | 0 | 0 | 0.09 | 0.02 | 0 | 0 | 0 | 0 | 0.85 | 0 | 0 | 0 | 0 | 0 | True |  | Non Federally-Regulated | 06/29/2018 |  | 11/09/2018
USAI Lighting | USAI Lighting | B3SDM-09X1-35KH-45-S-BL-NCIC-UNV-D6A | Light Emitting Diode | Inseparable Luminaire | Direct Wired | 0-10 VDC Controls | 72 | 3500 | 0.001 | 91 | 52 | 433 | 0.96 | Ambient | 50000 |  |  | 99999 | 0.01 | 13 | 4 | 0.01 | 0.01 | 0 | 0 | 0 | 0 | 0.09 | 0.02 | 0 | 0 | 0 | 0 | 0.85 | 0 | 0 | 0 | 0 | 0 | True |  | Non Federally-Regulated | 06/29/2018 |  | 11/09/2018
USAI Lighting | USAI Lighting | B3SDM-09X1-35KH-65-S-BL-NCIC-UNV-D6A | Light Emitting Diode | Inseparable Luminaire | Direct Wired | 0-10 VDC Controls | 70 | 3500 | 0.001 | 91 | 52 | 433 | 0.96 | Ambient | 50000 |  |  | 99999 | 0.01 | 13 | 4 | 0.01 | 0.01 | 0 | 0 | 0 | 0 | 0.09 | 0.02 | 0 | 0 | 0 | 0 | 0.85 | 0 | 0 | 0 | 0 | 0 | True |  | Non Federally-Regulated | 06/29/2018 |  | 11/09/2018
USAI Lighting | USAI Lighting | B3SDM-09X1-40KH-25-S-BL-NCIC-UNV-D6A | Light Emitting Diode | Inseparable Luminaire | Direct Wired | 0-10 VDC Controls | 81 | 4000 | 0.001 | 91 | 52 | 433 | 0.96 | Ambient | 50000 |  |  | 99999 | 0.01 | 13 | 4 | 0.01 | 0.01 | 0 | 0 | 0 | 0 | 0.09 | 0.02 | 0 | 0 | 0 | 0 | 0.85 | 0 | 0 | 0 | 0 | 0 | True |  | Non Federally-Regulated | 06/29/2018 |  | 11/09/2018
USAI Lighting | USAI Lighting | B3SDM-09X1-40KH-45-S-BL-NCIC-UNV-D6A | Light Emitting Diode | Inseparable Luminaire | Direct Wired | 0-10 VDC Controls | 77 | 4000 | 0.001 | 91 | 52 | 433 | 0.96 | Ambient | 50000 |  |  | 99999 | 0.01 | 13 | 4 | 0.01 | 0.01 | 0 | 0 | 0 | 0 | 0.09 | 0.02 | 0 | 0 | 0 | 0 | 0.85 | 0 | 0 | 0 | 0 | 0 | True |  | Non Federally-Regulated | 06/29/2018 |  | 11/09/2018
USAI Lighting | USAI Lighting | B3SDM-09X1-40KH-65-S-BL-NCIC-UNV-D6A | Light Emitting Diode | Inseparable Luminaire | Direct Wired | 0-10 VDC Controls | 75 | 4000 | 0.001 | 91 | 52 | 433 | 0.96 | Ambient | 50000 |  |  | 99999 | 0.01 | 13 | 4 | 0.01 | 0.01 | 0 | 0 | 0 | 0 | 0.09 | 0.02 | 0 | 0 | 0 | 0 | 0.85 | 0 | 0 | 0 | 0 | 0 | True |  | Non Federally-Regulated | 06/29/2018 |  | 11/09/2018
Visual Comfort & Company | Tech Lighting | RLS3***7**9***ELV1 | Light Emitting Diode | Inseparable Luminaire | Direct Wired | Forward Phase Cut Controls | 90 | 2639 | 0.0026 | 94 | 63 | 226 | 0.98 | Ambient | 15000 |  |  | 60000 | 0.01 | 14 | 14 | 0.22 | 0.02 | 0.01 | 0.01 | 0 | 0 | 0.62 | 0.1 | 0.09 | 0.08 | 0 | 0 | 0.62 | 0.1 | 0.06 | 0.04 | 0 | 0 | True |  | Non Federally-Regulated | 10/26/2017 |  | 11/09/2018
Visual Comfort & Company | Tech Lighting | RLS3***7**9***0101 | Light Emitting Diode | Inseparable Luminaire | Direct Wired | Forward Phase Cut Controls | 90 | 2639 | 0.0026 | 94 | 63 | 226 | 0.98 | Ambient | 15000 |  |  | 60000 | 0.01 | 14 | 14 | 0.22 | 0.02 | 0.01 | 0.01 | 0 | 0 | 0.62 | 0.1 | 0.09 | 0.08 | 0 | 0 | 0.62 | 0.1 | 0.06 | 0.04 | 0 | 0 | True |  | Non Federally-Regulated | 10/26/2017 |  | 11/09/2018
Visual Comfort & Company | Tech Lighting | SLS3*******9*** | Light Emitting Diode | Inseparable Luminaire | Direct Wired | Forward Phase Cut Controls | 90 | 2639 | 0.0026 | 94 | 63 | 226 | 0.98 | Ambient | 15000 |  |  | 60000 | 0.01 | 14 | 14 | 0.22 | 0.02 | 0.01 | 0.01 | 0 | 0 | 0.62 | 0.1 | 0.09 | 0.08 | 0 | 0 | 0.62 | 0.1 | 0.06 | 0.04 | 0 | 0 | True |  | Non Federally-Regulated | 10/26/2017 |  | 11/09/2018
Visual Comfort & Company | Tech Lighting | RLS3*******9*** | Light Emitting Diode | Inseparable Luminaire | Direct Wired | Forward Phase Cut Controls | 90 | 2639 | 0.0026 | 94 | 63 | 226 | 0.98 | Ambient | 15000 |  |  | 60000 | 0.01 | 14 | 14 | 0.22 | 0.02 | 0.01 | 0.01 | 0 | 0 | 0.62 | 0.1 | 0.09 | 0.08 | 0 | 0 | 0.62 | 0.1 | 0.06 | 0.04 | 0 | 0 | True |  | Non Federally-Regulated | 10/26/2017 |  | 11/09/2018
Visual Comfort & Company | Tech Lighting | FLS3***9*** | Light Emitting Diode | Inseparable Luminaire | Direct Wired | Forward Phase Cut Controls | 90 | 2639 | 0.0026 | 94 | 63 | 226 | 0.98 | Ambient | 15000 |  |  | 60000 | 0.01 | 14 | 14 | 0.22 | 0.02 | 0.01 | 0.01 | 0 | 0 | 0.62 | 0.1 | 0.09 | 0.08 | 0 | 0 | 0.62 | 0.1 | 0.06 | 0.04 | 0 | 0 | True |  | Non Federally-Regulated | 10/26/2017 |  | 11/09/2018
EmeryAllen, LLC | EmeryAllen LLC | EA-E26-4.5W-001-279F-D | Light Emitting Diode | Omnidirectional Lamp | Edison Screw Base | Forward Phase Cut Controls | 104.3 | 2699 | 0.0027 | 91 | 55 | 4 | 0.96 | Ambient | 32000 | 0.972 | 1 |  | 0.01 | 14 | 14 | 0.01 | 0.01 | 0.01 | 0.01 | 0.01 | 0 | 0 | 0.01 | 0.01 | 0.01 | 0 | 0 | 0.01 | 0.01 | 0 | 0 | 0 | 0 | True |  | Non Federally-Regulated | 11/05/2018 |  | 11/10/2018
EmeryAllen, LLC | EmeryAllen LLC | EA-G4-4.5W-001-279F-D | Light Emitting Diode | Omnidirectional Lamp | Pin Base | Forward Phase Cut Controls | 104.3 | 2699 | 0.0027 | 91 | 55 | 4 | 0.96 | Ambient | 32000 | 0.972 | 1 |  | 0.01 | 14 | 14 | 0.01 | 0.01 | 0.01 | 0.01 | 0.01 | 0 | 0 | 0.01 | 0.01 | 0.01 | 0 | 0 | 0.01 | 0.01 | 0 | 0 | 0 | 0 | True |  | Non Federally-Regulated | 11/05/2018 |  | 11/10/2018
EmeryAllen, LLC | EmeryAllen LLC | EA-GU24-4.5W-001-279F-D | Light Emitting Diode | Omnidirectional Lamp | GU Base | Forward Phase Cut Controls | 104.3 | 2699 | 0.0027 | 91 | 55 | 4 | 0.96 | Ambient | 32000 | 0.972 | 1 |  | 0.01 | 14 | 14 | 0.01 | 0.01 | 0.01 | 0.01 | 0.01 | 0 | 0 | 0.01 | 0.01 | 0.01 | 0 | 0 | 0.01 | 0.01 | 0 | 0 | 0 | 0 | True |  | Non Federally-Regulated | 11/05/2018 |  | 11/10/2018
EmeryAllen, LLC | EmeryAllen LLC | EA-GY6.35-4.5W-001-279F-D | Light Emitting Diode | Omnidirectional Lamp | Pin Base | Forward Phase Cut Controls | 104.3 | 2699 | 0.0027 | 91 | 55 | 4 | 0.96 | Ambient | 32000 | 0.972 | 1 |  | 0.01 | 14 | 14 | 0.01 | 0.01 | 0.01 | 0.01 | 0.01 | 0 | 0 | 0.01 | 0.01 | 0.01 | 0 | 0 | 0.01 | 0.01 | 0 | 0 | 0 | 0 | True |  | Non Federally-Regulated | 11/05/2018 |  | 11/10/2018
EmeryAllen, LLC | EmeryAllen LLC | EA-E26-4.5W-001-309F-D | Light Emitting Diode | Omnidirectional Lamp | Edison Screw Base | Forward Phase Cut Controls | 104.3 | 2699 | 0.0027 | 91 | 55 | 4 | 0.96 | Ambient | 32000 | 0.972 | 1 |  | 0.01 | 14 | 14 | 0.01 | 0.01 | 0.01 | 0.01 | 0.01 | 0 | 0 | 0.01 | 0.01 | 0.01 | 0 | 0 | 0.01 | 0.01 | 0 | 0 | 0 | 0 | True |  | Non Federally-Regulated | 11/05/2018 |  | 11/10/2018
EmeryAllen, LLC | EmeryAllen LLC | EA-G4-4.5W-001-309F-D | Light Emitting Diode | Omnidirectional Lamp | Pin Base | Forward Phase Cut Controls | 104.3 | 2699 | 0.0027 | 91 | 55 | 4 | 0.96 | Ambient | 32000 | 0.972 | 1 |  | 0.01 | 14 | 14 | 0.01 | 0.01 | 0.01 | 0.01 | 0.01 | 0 | 0 | 0.01 | 0.01 | 0.01 | 0 | 0 | 0.01 | 0.01 | 0 | 0 | 0 | 0 | True |  | Non Federally-Regulated | 11/05/2018 |  | 11/10/2018
EmeryAllen, LLC | EmeryAllen LLC | EA-GU24-4.5W-001-309F-D | Light Emitting Diode | Omnidirectional Lamp | GU Base | Forward Phase Cut Controls | 104.3 | 2699 | 0.0027 | 91 | 55 | 4 | 0.96 | Ambient | 32000 | 0.972 | 1 |  | 0.01 | 14 | 14 | 0.01 | 0.01 | 0.01 | 0.01 | 0.01 | 0 | 0 | 0.01 | 0.01 | 0.01 | 0 | 0 | 0.01 | 0.01 | 0 | 0 | 0 | 0 | True |  | Non Federally-Regulated | 11/05/2018 |  | 11/10/2018
EmeryAllen, LLC | EmeryAllen LLC | EA-GY6.35-4.5W-001-309F-D | Light Emitting Diode | Omnidirectional Lamp | Pin Base | Forward Phase Cut Controls | 104.3 | 2699 | 0.0027 | 91 | 55 | 4 | 0.96 | Ambient | 32000 | 0.972 | 1 |  | 0.01 | 14 | 14 | 0.01 | 0.01 | 0.01 | 0.01 | 0.01 | 0 | 0 | 0.01 | 0.01 | 0.01 | 0 | 0 | 0.01 | 0.01 | 0 | 0 | 0 | 0 | True |  | Non Federally-Regulated | 11/05/2018 |  | 11/10/2018
EmeryAllen, LLC | EmeryAllen LLC | EA-G4-5.0W-001-279F-D | Light Emitting Diode | Omnidirectional Lamp | Pin Base | Forward Phase Cut Controls | 103 | 2787 | 0.0026 | 93 | 67 | 4 | 0.99 | Ambient | 36000 | 0.935 | 1 |  | 0.01 | 14 | 14 | 0.01 | 0.01 | 0 | 0 | 0 | 0 | 0.01 | 0.01 | 0.01 | 0.01 | 0 | 0 | 0.01 | 0.01 | 0.01 | 0.01 | 0 | 0 | True |  | Non Federally-Regulated | 11/05/2018 |  | 11/10/2018
EmeryAllen, LLC | EmeryAllen LLC | EA-G4-5.0W-001-309F-D | Light Emitting Diode | Omnidirectional Lamp | Pin Base | Forward Phase Cut Controls | 103 | 2787 | 0.0026 | 93 | 67 | 4 | 0.99 | Ambient | 36000 | 0.935 | 1 |  | 0.01 | 14 | 14 | 0.01 | 0.01 | 0 | 0 | 0 | 0 | 0.01 | 0.01 | 0.01 | 0.01 | 0 | 0 | 0.01 | 0.01 | 0.01 | 0.01 | 0 | 0 | True |  | Non Federally-Regulated | 11/05/2018 |  | 11/10/2018
USAI Lighting | USAI Lighting | B3SWF-09X1-30KH-W2-GR-NCIC-UNV-D6A | Light Emitting Diode | Inseparable Luminaire | Direct Wired | 0-10 VDC Controls | 62 | 3000 | 0.001 | 91 | 52 | 433 | 0.96 | Ambient | 50000 |  |  | 99999 | 0.01 | 13 | 4 | 0.01 | 0.01 | 0 | 0 | 0 | 0 | 0.09 | 0.02 | 0 | 0 | 0 | 0 | 0.85 | 0 | 0 | 0 | 0 | 0 | True |  | Non Federally-Regulated | 06/29/2018 |  | 11/15/2018
USAI Lighting | USAI Lighting | B3SWF-09X1-30KH-W2-GR-NCIC-UNV-D6B | Light Emitting Diode | Inseparable Luminaire | Direct Wired | 0-10 VDC Controls | 62 | 3000 | 0.001 | 91 | 52 | 433 | 0.96 | Ambient | 50000 |  |  | 99999 | 0.01 | 13 | 4 | 0.01 | 0.01 | 0 | 0 | 0 | 0 | 0.09 | 0.02 | 0 | 0 | 0 | 0 | 0.85 | 0 | 0 | 0 | 0 | 0 | True |  | Non Federally-Regulated | 06/29/2018 |  | 11/15/2018
USAI Lighting | USAI Lighting | B3SWF-09X1-30KH-W2-GR-NCIC-UNV-D6E | Light Emitting Diode | Inseparable Luminaire | Direct Wired | 0-10 VDC Controls | 62 | 3000 | 0.001 | 91 | 52 | 433 | 0.96 | Ambient | 50000 |  |  | 99999 | 0.01 | 13 | 4 | 0.01 | 0.01 | 0 | 0 | 0 | 0 | 0.09 | 0.02 | 0 | 0 | 0 | 0 | 0.85 | 0 | 0 | 0 | 0 | 0 | True |  | Non Federally-Regulated | 06/29/2018 |  | 11/15/2018
USAI Lighting | USAI Lighting | B3SWF-09X1-30KH-W2-GR-NCIC-UNV-D6F | Light Emitting Diode | Inseparable Luminaire | Direct Wired | 0-10 VDC Controls | 62 | 3000 | 0.001 | 91 | 52 | 433 | 0.96 | Ambient | 50000 |  |  | 99999 | 0.01 | 13 | 4 | 0.01 | 0.01 | 0 | 0 | 0 | 0 | 0.09 | 0.02 | 0 | 0 | 0 | 0 | 0.85 | 0 | 0 | 0 | 0 | 0 | True |  | Non Federally-Regulated | 06/29/2018 |  | 11/15/2018
USAI Lighting | USAI Lighting | B3SWF-09X1-30KH-W2-WH-NCIC-UNV-D6A | Light Emitting Diode | Inseparable Luminaire | Direct Wired | 0-10 VDC Controls | 62 | 3000 | 0.001 | 91 | 52 | 433 | 0.96 | Ambient | 50000 |  |  | 99999 | 0.01 | 13 | 4 | 0.01 | 0.01 | 0 | 0 | 0 | 0 | 0.09 | 0.02 | 0 | 0 | 0 | 0 | 0.85 | 0 | 0 | 0 | 0 | 0 | True |  | Non Federally-Regulated | 06/29/2018 |  | 11/15/2018
USAI Lighting | USAI Lighting | B3SWF-09X1-30KH-W2-WH-NCIC-UNV-D6B | Light Emitting Diode | Inseparable Luminaire | Direct Wired | 0-10 VDC Controls | 62 | 3000 | 0.001 | 91 | 52 | 433 | 0.96 | Ambient | 50000 |  |  | 99999 | 0.01 | 13 | 4 | 0.01 | 0.01 | 0 | 0 | 0 | 0 | 0.09 | 0.02 | 0 | 0 | 0 | 0 | 0.85 | 0 | 0 | 0 | 0 | 0 | True |  | Non Federally-Regulated | 06/29/2018 |  | 11/15/2018
USAI Lighting | USAI Lighting | B3SWF-09X1-30KH-W2-WH-NCIC-UNV-D6E | Light Emitting Diode | Inseparable Luminaire | Direct Wired | 0-10 VDC Controls | 62 | 3000 | 0.001 | 91 | 52 | 433 | 0.96 | Ambient | 50000 |  |  | 99999 | 0.01 | 13 | 4 | 0.01 | 0.01 | 0 | 0 | 0 | 0 | 0.09 | 0.02 | 0 | 0 | 0 | 0 | 0.85 | 0 | 0 | 0 | 0 | 0 | True |  | Non Federally-Regulated | 06/29/2018 |  | 11/15/2018
USAI Lighting | USAI Lighting | B3SWF-09X1-30KH-W2-WH-NCIC-UNV-D6F | Light Emitting Diode | Inseparable Luminaire | Direct Wired | 0-10 VDC Controls | 62 | 3000 | 0.001 | 91 | 52 | 433 | 0.96 | Ambient | 50000 |  |  | 99999 | 0.01 | 13 | 4 | 0.01 | 0.01 | 0 | 0 | 0 | 0 | 0.09 | 0.02 | 0 | 0 | 0 | 0 | 0.85 | 0 | 0 | 0 | 0 | 0 | True |  | Non Federally-Regulated | 06/29/2018 |  | 11/15/2018
USAI Lighting | USAI Lighting | B3SWF-09X1-35KH-W2-BL-NCIC-UNV-D6A | Light Emitting Diode | Inseparable Luminaire | Direct Wired | 0-10 VDC Controls | 72 | 3500 | 0.001 | 91 | 52 | 433 | 0.96 | Ambient | 50000 |  |  | 99999 | 0.01 | 13 | 4 | 0.01 | 0.01 | 0 | 0 | 0 | 0 | 0.09 | 0.02 | 0 | 0 | 0 | 0 | 0.85 | 0 | 0 | 0 | 0 | 0 | True |  | Non Federally-Regulated | 06/29/2018 |  | 11/15/2018
USAI Lighting | USAI Lighting | B3SWF-09X1-35KH-W2-BL-NCIC-UNV-D6B | Light Emitting Diode | Inseparable Luminaire | Direct Wired | 0-10 VDC Controls | 72 | 3500 | 0.001 | 91 | 52 | 433 | 0.96 | Ambient | 50000 |  |  | 99999 | 0.01 | 13 | 4 | 0.01 | 0.01 | 0 | 0 | 0 | 0 | 0.09 | 0.02 | 0 | 0 | 0 | 0 | 0.85 | 0 | 0 | 0 | 0 | 0 | True |  | Non Federally-Regulated | 06/29/2018 |  | 11/15/2018
USAI Lighting | USAI Lighting | B3SWF-09X1-35KH-W2-BL-NCIC-UNV-D6E | Light Emitting Diode | Inseparable Luminaire | Direct Wired | 0-10 VDC Controls | 72 | 3500 | 0.001 | 91 | 52 | 433 | 0.96 | Ambient | 50000 |  |  | 99999 | 0.01 | 13 | 4 | 0.01 | 0.01 | 0 | 0 | 0 | 0 | 0.09 | 0.02 | 0 | 0 | 0 | 0 | 0.85 | 0 | 0 | 0 | 0 | 0 | True |  | Non Federally-Regulated | 06/29/2018 |  | 11/15/2018
USAI Lighting | USAI Lighting | B3SWF-09X1-35KH-W2-BL-NCIC-UNV-D6F | Light Emitting Diode | Inseparable Luminaire | Direct Wired | 0-10 VDC Controls | 72 | 3500 | 0.001 | 91 | 52 | 433 | 0.96 | Ambient | 50000 |  |  | 99999 | 0.01 | 13 | 4 | 0.01 | 0.01 | 0 | 0 | 0 | 0 | 0.09 | 0.02 | 0 | 0 | 0 | 0 | 0.85 | 0 | 0 | 0 | 0 | 0 | True |  | Non Federally-Regulated | 06/29/2018 |  | 11/15/2018
USAI Lighting | USAI Lighting | B3SWF-09X1-35KH-W2-BZ-NCIC-UNV-D6A | Light Emitting Diode | Inseparable Luminaire | Direct Wired | 0-10 VDC Controls | 72 | 3500 | 0.001 | 91 | 52 | 433 | 0.96 | Ambient | 50000 |  |  | 99999 | 0.01 | 13 | 4 | 0.01 | 0.01 | 0 | 0 | 0 | 0 | 0.09 | 0.02 | 0 | 0 | 0 | 0 | 0.85 | 0 | 0 | 0 | 0 | 0 | True |  | Non Federally-Regulated | 06/29/2018 |  | 11/15/2018
USAI Lighting | USAI Lighting | B3SWF-09X1-35KH-W2-BZ-NCIC-UNV-D6B | Light Emitting Diode | Inseparable Luminaire | Direct Wired | 0-10 VDC Controls | 72 | 3500 | 0.001 | 91 | 52 | 433 | 0.96 | Ambient | 50000 |  |  | 99999 | 0.01 | 13 | 4 | 0.01 | 0.01 | 0 | 0 | 0 | 0 | 0.09 | 0.02 | 0 | 0 | 0 | 0 | 0.85 | 0 | 0 | 0 | 0 | 0 | True |  | Non Federally-Regulated | 06/29/2018 |  | 11/15/2018
USAI Lighting | USAI Lighting | B3SWF-09X1-35KH-W2-BZ-NCIC-UNV-D6E | Light Emitting Diode | Inseparable Luminaire | Direct Wired | 0-10 VDC Controls | 72 | 3500 | 0.001 | 91 | 52 | 433 | 0.96 | Ambient | 50000 |  |  | 99999 | 0.01 | 13 | 4 | 0.01 | 0.01 | 0 | 0 | 0 | 0 | 0.09 | 0.02 | 0 | 0 | 0 | 0 | 0.85 | 0 | 0 | 0 | 0 | 0 | True |  | Non Federally-Regulated | 06/29/2018 |  | 11/15/2018
USAI Lighting | USAI Lighting | B3SWF-09X1-35KH-W2-BZ-NCIC-UNV-D6F | Light Emitting Diode | Inseparable Luminaire | Direct Wired | 0-10 VDC Controls | 72 | 3500 | 0.001 | 91 | 52 | 433 | 0.96 | Ambient | 50000 |  |  | 99999 | 0.01 | 13 | 4 | 0.01 | 0.01 | 0 | 0 | 0 | 0 | 0.09 | 0.02 | 0 | 0 | 0 | 0 | 0.85 | 0 | 0 | 0 | 0 | 0 | True |  | Non Federally-Regulated | 06/29/2018 |  | 11/15/2018
USAI Lighting | USAI Lighting | B3SWF-09X1-35KH-W2-GR-NCIC-UNV-D6A | Light Emitting Diode | Inseparable Luminaire | Direct Wired | 0-10 VDC Controls | 72 | 3500 | 0.001 | 91 | 52 | 433 | 0.96 | Ambient | 50000 |  |  | 99999 | 0.01 | 13 | 4 | 0.01 | 0.01 | 0 | 0 | 0 | 0 | 0.09 | 0.02 | 0 | 0 | 0 | 0 | 0.85 | 0 | 0 | 0 | 0 | 0 | True |  | Non Federally-Regulated | 06/29/2018 |  | 11/15/2018
USAI Lighting | USAI Lighting | B3SWF-09X1-35KH-W2-GR-NCIC-UNV-D6B | Light Emitting Diode | Inseparable Luminaire | Direct Wired | 0-10 VDC Controls | 72 | 3500 | 0.001 | 91 | 52 | 433 | 0.96 | Ambient | 50000 |  |  | 99999 | 0.01 | 13 | 4 | 0.01 | 0.01 | 0 | 0 | 0 | 0 | 0.09 | 0.02 | 0 | 0 | 0 | 0 | 0.85 | 0 | 0 | 0 | 0 | 0 | True |  | Non Federally-Regulated | 06/29/2018 |  | 11/15/2018
USAI Lighting | USAI Lighting | B3SWF-09X1-35KH-W2-GR-NCIC-UNV-D6E | Light Emitting Diode | Inseparable Luminaire | Direct Wired | 0-10 VDC Controls | 72 | 3500 | 0.001 | 91 | 52 | 433 | 0.96 | Ambient | 50000 |  |  | 99999 | 0.01 | 13 | 4 | 0.01 | 0.01 | 0 | 0 | 0 | 0 | 0.09 | 0.02 | 0 | 0 | 0 | 0 | 0.85 | 0 | 0 | 0 | 0 | 0 | True |  | Non Federally-Regulated | 06/29/2018 |  | 11/15/2018
USAI Lighting | USAI Lighting | B3SWF-09X1-35KH-W2-GR-NCIC-UNV-D6F | Light Emitting Diode | Inseparable Luminaire | Direct Wired | 0-10 VDC Controls | 72 | 3500 | 0.001 | 91 | 52 | 433 | 0.96 | Ambient | 50000 |  |  | 99999 | 0.01 | 13 | 4 | 0.01 | 0.01 | 0 | 0 | 0 | 0 | 0.09 | 0.02 | 0 | 0 | 0 | 0 | 0.85 | 0 | 0 | 0 | 0 | 0 | True |  | Non Federally-Regulated | 06/29/2018 |  | 11/15/2018
USAI Lighting | USAI Lighting | B3SWF-09X1-35KH-W2-WH-NCIC-UNV-D6A | Light Emitting Diode | Inseparable Luminaire | Direct Wired | 0-10 VDC Controls | 72 | 3500 | 0.001 | 91 | 52 | 433 | 0.96 | Ambient | 50000 |  |  | 99999 | 0.01 | 13 | 4 | 0.01 | 0.01 | 0 | 0 | 0 | 0 | 0.09 | 0.02 | 0 | 0 | 0 | 0 | 0.85 | 0 | 0 | 0 | 0 | 0 | True |  | Non Federally-Regulated | 06/29/2018 |  | 11/15/2018
USAI Lighting | USAI Lighting | B3SWF-09X1-35KH-W2-WH-NCIC-UNV-D6B | Light Emitting Diode | Inseparable Luminaire | Direct Wired | 0-10 VDC Controls | 72 | 3500 | 0.001 | 91 | 52 | 433 | 0.96 | Ambient | 50000 |  |  | 99999 | 0.01 | 13 | 4 | 0.01 | 0.01 | 0 | 0 | 0 | 0 | 0.09 | 0.02 | 0 | 0 | 0 | 0 | 0.85 | 0 | 0 | 0 | 0 | 0 | True |  | Non Federally-Regulated | 06/29/2018 |  | 11/15/2018
USAI Lighting | USAI Lighting | B3SWF-09X1-35KH-W2-WH-NCIC-UNV-D6E | Light Emitting Diode | Inseparable Luminaire | Direct Wired | 0-10 VDC Controls | 72 | 3500 | 0.001 | 91 | 52 | 433 | 0.96 | Ambient | 50000 |  |  | 99999 | 0.01 | 13 | 4 | 0.01 | 0.01 | 0 | 0 | 0 | 0 | 0.09 | 0.02 | 0 | 0 | 0 | 0 | 0.85 | 0 | 0 | 0 | 0 | 0 | True |  | Non Federally-Regulated | 06/29/2018 |  | 11/15/2018
USAI Lighting | USAI Lighting | B3SWF-09X1-35KH-W2-WH-NCIC-UNV-D6F | Light Emitting Diode | Inseparable Luminaire | Direct Wired | 0-10 VDC Controls | 72 | 3500 | 0.001 | 91 | 52 | 433 | 0.96 | Ambient | 50000 |  |  | 99999 | 0.01 | 13 | 4 | 0.01 | 0.01 | 0 | 0 | 0 | 0 | 0.09 | 0.02 | 0 | 0 | 0 | 0 | 0.85 | 0 | 0 | 0 | 0 | 0 | True |  | Non Federally-Regulated | 06/29/2018 |  | 11/15/2018
USAI Lighting | USAI Lighting | B3SWF-09X1-40KH-W2-BL-NCIC-UNV-D6A | Light Emitting Diode | Inseparable Luminaire | Direct Wired | 0-10 VDC Controls | 88 | 4000 | 0.001 | 91 | 52 | 433 | 0.96 | Ambient | 50000 |  |  | 99999 | 0.01 | 13 | 4 | 0.01 | 0.01 | 0 | 0 | 0 | 0 | 0.09 | 0.02 | 0 | 0 | 0 | 0 | 0.85 | 0 | 0 | 0 | 0 | 0 | True |  | Non Federally-Regulated | 06/29/2018 |  | 11/15/2018
USAI Lighting | USAI Lighting | B3SWF-09X1-40KH-W2-BL-NCIC-UNV-D6B | Light Emitting Diode | Inseparable Luminaire | Direct Wired | 0-10 VDC Controls | 88 | 4000 | 0.001 | 91 | 52 | 433 | 0.96 | Ambient | 50000 |  |  | 99999 | 0.01 | 13 | 4 | 0.01 | 0.01 | 0 | 0 | 0 | 0 | 0.09 | 0.02 | 0 | 0 | 0 | 0 | 0.85 | 0 | 0 | 0 | 0 | 0 | True |  | Non Federally-Regulated | 06/29/2018 |  | 11/15/2018
USAI Lighting | USAI Lighting | B3SWF-09X1-40KH-W2-BL-NCIC-UNV-D6E | Light Emitting Diode | Inseparable Luminaire | Direct Wired | 0-10 VDC Controls | 88 | 4000 | 0.001 | 91 | 52 | 433 | 0.96 | Ambient | 50000 |  |  | 99999 | 0.01 | 13 | 4 | 0.01 | 0.01 | 0 | 0 | 0 | 0 | 0.09 | 0.02 | 0 | 0 | 0 | 0 | 0.85 | 0 | 0 | 0 | 0 | 0 | True |  | Non Federally-Regulated | 06/29/2018 |  | 11/15/2018
USAI Lighting | USAI Lighting | B3SWF-09X1-40KH-W2-BL-NCIC-UNV-D6F | Light Emitting Diode | Inseparable Luminaire | Direct Wired | 0-10 VDC Controls | 88 | 4000 | 0.001 | 91 | 52 | 433 | 0.96 | Ambient | 50000 |  |  | 99999 | 0.01 | 13 | 4 | 0.01 | 0.01 | 0 | 0 | 0 | 0 | 0.09 | 0.02 | 0 | 0 | 0 | 0 | 0.85 | 0 | 0 | 0 | 0 | 0 | True |  | Non Federally-Regulated | 06/29/2018 |  | 11/15/2018
USAI Lighting | USAI Lighting | B3SWF-09X1-40KH-W2-BZ-NCIC-UNV-D6A | Light Emitting Diode | Inseparable Luminaire | Direct Wired | 0-10 VDC Controls | 88 | 4000 | 0.001 | 91 | 52 | 433 | 0.96 | Ambient | 50000 |  |  | 99999 | 0.01 | 13 | 4 | 0.01 | 0.01 | 0 | 0 | 0 | 0 | 0.09 | 0.02 | 0 | 0 | 0 | 0 | 0.85 | 0 | 0 | 0 | 0 | 0 | True |  | Non Federally-Regulated | 06/29/2018 |  | 11/15/2018
USAI Lighting | USAI Lighting | B3SWF-09X1-40KH-W2-BZ-NCIC-UNV-D6B | Light Emitting Diode | Inseparable Luminaire | Direct Wired | 0-10 VDC Controls | 88 | 4000 | 0.001 | 91 | 52 | 433 | 0.96 | Ambient | 50000 |  |  | 99999 | 0.01 | 13 | 4 | 0.01 | 0.01 | 0 | 0 | 0 | 0 | 0.09 | 0.02 | 0 | 0 | 0 | 0 | 0.85 | 0 | 0 | 0 | 0 | 0 | True |  | Non Federally-Regulated | 06/29/2018 |  | 11/15/2018
USAI Lighting | USAI Lighting | B3SWF-09X1-40KH-W2-BZ-NCIC-UNV-D6E | Light Emitting Diode | Inseparable Luminaire | Direct Wired | 0-10 VDC Controls | 88 | 4000 | 0.001 | 91 | 52 | 433 | 0.96 | Ambient | 50000 |  |  | 99999 | 0.01 | 13 | 4 | 0.01 | 0.01 | 0 | 0 | 0 | 0 | 0.09 | 0.02 | 0 | 0 | 0 | 0 | 0.85 | 0 | 0 | 0 | 0 | 0 | True |  | Non Federally-Regulated | 06/29/2018 |  | 11/15/2018
USAI Lighting | USAI Lighting | B3SWF-09X1-40KH-W2-BZ-NCIC-UNV-D6F | Light Emitting Diode | Inseparable Luminaire | Direct Wired | 0-10 VDC Controls | 88 | 4000 | 0.001 | 91 | 52 | 433 | 0.96 | Ambient | 50000 |  |  | 99999 | 0.01 | 13 | 4 | 0.01 | 0.01 | 0 | 0 | 0 | 0 | 0.09 | 0.02 | 0 | 0 | 0 | 0 | 0.85 | 0 | 0 | 0 | 0 | 0 | True |  | Non Federally-Regulated | 06/29/2018 |  | 11/15/2018
USAI Lighting | USAI Lighting | B3SWF-09X1-40KH-W2-GR-NCIC-UNV-D6A | Light Emitting Diode | Inseparable Luminaire | Direct Wired | 0-10 VDC Controls | 88 | 4000 | 0.001 | 91 | 52 | 433 | 0.96 | Ambient | 50000 |  |  | 99999 | 0.01 | 13 | 4 | 0.01 | 0.01 | 0 | 0 | 0 | 0 | 0.09 | 0.02 | 0 | 0 | 0 | 0 | 0.85 | 0 | 0 | 0 | 0 | 0 | True |  | Non Federally-Regulated | 06/29/2018 |  | 11/15/2018
USAI Lighting | USAI Lighting | B3SWF-09X1-40KH-W2-GR-NCIC-UNV-D6B | Light Emitting Diode | Inseparable Luminaire | Direct Wired | 0-10 VDC Controls | 88 | 4000 | 0.001 | 91 | 52 | 433 | 0.96 | Ambient | 50000 |  |  | 99999 | 0.01 | 13 | 4 | 0.01 | 0.01 | 0 | 0 | 0 | 0 | 0.09 | 0.02 | 0 | 0 | 0 | 0 | 0.85 | 0 | 0 | 0 | 0 | 0 | True |  | Non Federally-Regulated | 06/29/2018 |  | 11/15/2018
USAI Lighting | USAI Lighting | B3SWF-09X1-40KH-W2-GR-NCIC-UNV-D6E | Light Emitting Diode | Inseparable Luminaire | Direct Wired | 0-10 VDC Controls | 88 | 4000 | 0.001 | 91 | 52 | 433 | 0.96 | Ambient | 50000 |  |  | 99999 | 0.01 | 13 | 4 | 0.01 | 0.01 | 0 | 0 | 0 | 0 | 0.09 | 0.02 | 0 | 0 | 0 | 0 | 0.85 | 0 | 0 | 0 | 0 | 0 | True |  | Non Federally-Regulated | 06/29/2018 |  | 11/15/2018
USAI Lighting | USAI Lighting | B3SWF-09X1-40KH-W2-GR-NCIC-UNV-D6F | Light Emitting Diode | Inseparable Luminaire | Direct Wired | 0-10 VDC Controls | 88 | 4000 | 0.001 | 91 | 52 | 433 | 0.96 | Ambient | 50000 |  |  | 99999 | 0.01 | 13 | 4 | 0.01 | 0.01 | 0 | 0 | 0 | 0 | 0.09 | 0.02 | 0 | 0 | 0 | 0 | 0.85 | 0 | 0 | 0 | 0 | 0 | True |  | Non Federally-Regulated | 06/29/2018 |  | 11/15/2018
USAI Lighting | USAI Lighting | B3SWF-09X1-40KH-W2-WH-NCIC-UNV-D6A | Light Emitting Diode | Inseparable Luminaire | Direct Wired | 0-10 VDC Controls | 88 | 4000 | 0.001 | 91 | 52 | 433 | 0.96 | Ambient | 50000 |  |  | 99999 | 0.01 | 13 | 4 | 0.01 | 0.01 | 0 | 0 | 0 | 0 | 0.09 | 0.02 | 0 | 0 | 0 | 0 | 0.85 | 0 | 0 | 0 | 0 | 0 | True |  | Non Federally-Regulated | 06/29/2018 |  | 11/15/2018
USAI Lighting | USAI Lighting | B3SWF-09X1-40KH-W2-WH-NCIC-UNV-D6B | Light Emitting Diode | Inseparable Luminaire | Direct Wired | 0-10 VDC Controls | 88 | 4000 | 0.001 | 91 | 52 | 433 | 0.96 | Ambient | 50000 |  |  | 99999 | 0.01 | 13 | 4 | 0.01 | 0.01 | 0 | 0 | 0 | 0 | 0.09 | 0.02 | 0 | 0 | 0 | 0 | 0.85 | 0 | 0 | 0 | 0 | 0 | True |  | Non Federally-Regulated | 06/29/2018 |  | 11/15/2018
USAI Lighting | USAI Lighting | B3SWF-09X1-40KH-W2-WH-NCIC-UNV-D6E | Light Emitting Diode | Inseparable Luminaire | Direct Wired | 0-10 VDC Controls | 88 | 4000 | 0.001 | 91 | 52 | 433 | 0.96 | Ambient | 50000 |  |  | 99999 | 0.01 | 13 | 4 | 0.01 | 0.01 | 0 | 0 | 0 | 0 | 0.09 | 0.02 | 0 | 0 | 0 | 0 | 0.85 | 0 | 0 | 0 | 0 | 0 | True |  | Non Federally-Regulated | 06/29/2018 |  | 11/15/2018
USAI Lighting | USAI Lighting | B3SWF-09X1-40KH-W2-WH-NCIC-UNV-D6F | Light Emitting Diode | Inseparable Luminaire | Direct Wired | 0-10 VDC Controls | 88 | 4000 | 0.001 | 91 | 52 | 433 | 0.96 | Ambient | 50000 |  |  | 99999 | 0.01 | 13 | 4 | 0.01 | 0.01 | 0 | 0 | 0 | 0 | 0.09 | 0.02 | 0 | 0 | 0 | 0 | 0.85 | 0 | 0 | 0 | 0 | 0 | True |  | Non Federally-Regulated | 06/29/2018 |  | 11/15/2018
USAI Lighting | USAI Lighting | B3SWL-09X1-27KH-W2-BL-NCIC-UNV-D6A | Light Emitting Diode | Inseparable Luminaire | Direct Wired | 0-10 VDC Controls | 62 | 2700 | 0.001 | 91 | 52 | 433 | 0.96 | Ambient | 50000 |  |  | 99999 | 0.01 | 13 | 4 | 0.01 | 0.01 | 0 | 0 | 0 | 0 | 0.09 | 0.02 | 0 | 0 | 0 | 0 | 0.85 | 0 | 0 | 0 | 0 | 0 | True |  | Non Federally-Regulated | 06/29/2018 |  | 11/15/2018
USAI Lighting | USAI Lighting | B3SWL-09X1-27KH-W2-BL-NCIC-UNV-D6B | Light Emitting Diode | Inseparable Luminaire | Direct Wired | 0-10 VDC Controls | 62 | 2700 | 0.001 | 91 | 52 | 433 | 0.96 | Ambient | 50000 |  |  | 99999 | 0.01 | 13 | 4 | 0.01 | 0.01 | 0 | 0 | 0 | 0 | 0.09 | 0.02 | 0 | 0 | 0 | 0 | 0.85 | 0 | 0 | 0 | 0 | 0 | True |  | Non Federally-Regulated | 06/29/2018 |  | 11/15/2018
USAI Lighting | USAI Lighting | B3SWL-09X1-27KH-W2-BL-NCIC-UNV-D6E | Light Emitting Diode | Inseparable Luminaire | Direct Wired | 0-10 VDC Controls | 62 | 2700 | 0.001 | 91 | 52 | 433 | 0.96 | Ambient | 50000 |  |  | 99999 | 0.01 | 13 | 4 | 0.01 | 0.01 | 0 | 0 | 0 | 0 | 0.09 | 0.02 | 0 | 0 | 0 | 0 | 0.85 | 0 | 0 | 0 | 0 | 0 | True |  | Non Federally-Regulated | 06/29/2018 |  | 11/15/2018
USAI Lighting | USAI Lighting | B3SWL-09X1-27KH-W2-BL-NCIC-UNV-D6F | Light Emitting Diode | Inseparable Luminaire | Direct Wired | 0-10 VDC Controls | 62 | 2700 | 0.001 | 91 | 52 | 433 | 0.96 | Ambient | 50000 |  |  | 99999 | 0.01 | 13 | 4 | 0.01 | 0.01 | 0 | 0 | 0 | 0 | 0.09 | 0.02 | 0 | 0 | 0 | 0 | 0.85 | 0 | 0 | 0 | 0 | 0 | True |  | Non Federally-Regulated | 06/29/2018 |  | 11/15/2018
USAI Lighting | USAI Lighting | B3SWL-09X1-27KH-W2-BZ-NCIC-UNV-D6A | Light Emitting Diode | Inseparable Luminaire | Direct Wired | 0-10 VDC Controls | 62 | 2700 | 0.001 | 91 | 52 | 433 | 0.96 | Ambient | 50000 |  |  | 99999 | 0.01 | 13 | 4 | 0.01 | 0.01 | 0 | 0 | 0 | 0 | 0.09 | 0.02 | 0 | 0 | 0 | 0 | 0.85 | 0 | 0 | 0 | 0 | 0 | True |  | Non Federally-Regulated | 06/29/2018 |  | 11/15/2018
USAI Lighting | USAI Lighting | B3SWL-09X1-27KH-W2-BZ-NCIC-UNV-D6B | Light Emitting Diode | Inseparable Luminaire | Direct Wired | 0-10 VDC Controls | 62 | 2700 | 0.001 | 91 | 52 | 433 | 0.96 | Ambient | 50000 |  |  | 99999 | 0.01 | 13 | 4 | 0.01 | 0.01 | 0 | 0 | 0 | 0 | 0.09 | 0.02 | 0 | 0 | 0 | 0 | 0.85 | 0 | 0 | 0 | 0 | 0 | True |  | Non Federally-Regulated | 06/29/2018 |  | 11/15/2018
USAI Lighting | USAI Lighting | B3SWL-09X1-27KH-W2-BZ-NCIC-UNV-D6E | Light Emitting Diode | Inseparable Luminaire | Direct Wired | 0-10 VDC Controls | 62 | 2700 | 0.001 | 91 | 52 | 433 | 0.96 | Ambient | 50000 |  |  | 99999 | 0.01 | 13 | 4 | 0.01 | 0.01 | 0 | 0 | 0 | 0 | 0.09 | 0.02 | 0 | 0 | 0 | 0 | 0.85 | 0 | 0 | 0 | 0 | 0 | True |  | Non Federally-Regulated | 06/29/2018 |  | 11/15/2018
USAI Lighting | USAI Lighting | B3SWL-09X1-27KH-W2-BZ-NCIC-UNV-D6F | Light Emitting Diode | Inseparable Luminaire | Direct Wired | 0-10 VDC Controls | 62 | 2700 | 0.001 | 91 | 52 | 433 | 0.96 | Ambient | 50000 |  |  | 99999 | 0.01 | 13 | 4 | 0.01 | 0.01 | 0 | 0 | 0 | 0 | 0.09 | 0.02 | 0 | 0 | 0 | 0 | 0.85 | 0 | 0 | 0 | 0 | 0 | True |  | Non Federally-Regulated | 06/29/2018 |  | 11/15/2018
USAI Lighting | USAI Lighting | B3SWL-09X1-27KH-W2-GR-NCIC-UNV-D6A | Light Emitting Diode | Inseparable Luminaire | Direct Wired | 0-10 VDC Controls | 62 | 2700 | 0.001 | 91 | 52 | 433 | 0.96 | Ambient | 50000 |  |  | 99999 | 0.01 | 13 | 4 | 0.01 | 0.01 | 0 | 0 | 0 | 0 | 0.09 | 0.02 | 0 | 0 | 0 | 0 | 0.85 | 0 | 0 | 0 | 0 | 0 | True |  | Non Federally-Regulated | 06/29/2018 |  | 11/15/2018
USAI Lighting | USAI Lighting | B3SWL-09X1-27KH-W2-GR-NCIC-UNV-D6B | Light Emitting Diode | Inseparable Luminaire | Direct Wired | 0-10 VDC Controls | 62 | 2700 | 0.001 | 91 | 52 | 433 | 0.96 | Ambient | 50000 |  |  | 99999 | 0.01 | 13 | 4 | 0.01 | 0.01 | 0 | 0 | 0 | 0 | 0.09 | 0.02 | 0 | 0 | 0 | 0 | 0.85 | 0 | 0 | 0 | 0 | 0 | True |  | Non Federally-Regulated | 06/29/2018 |  | 11/15/2018
USAI Lighting | USAI Lighting | B3SWL-09X1-27KH-W2-GR-NCIC-UNV-D6E | Light Emitting Diode | Inseparable Luminaire | Direct Wired | 0-10 VDC Controls | 62 | 2700 | 0.001 | 91 | 52 | 433 | 0.96 | Ambient | 50000 |  |  | 99999 | 0.01 | 13 | 4 | 0.01 | 0.01 | 0 | 0 | 0 | 0 | 0.09 | 0.02 | 0 | 0 | 0 | 0 | 0.85 | 0 | 0 | 0 | 0 | 0 | True |  | Non Federally-Regulated | 06/29/2018 |  | 11/15/2018
USAI Lighting | USAI Lighting | B3SWL-09X1-27KH-W2-GR-NCIC-UNV-D6F | Light Emitting Diode | Inseparable Luminaire | Direct Wired | 0-10 VDC Controls | 62 | 2700 | 0.001 | 91 | 52 | 433 | 0.96 | Ambient | 50000 |  |  | 99999 | 0.01 | 13 | 4 | 0.01 | 0.01 | 0 | 0 | 0 | 0 | 0.09 | 0.02 | 0 | 0 | 0 | 0 | 0.85 | 0 | 0 | 0 | 0 | 0 | True |  | Non Federally-Regulated | 06/29/2018 |  | 11/15/2018
USAI Lighting | USAI Lighting | B3SWL-09X1-27KH-W2-WH-NCIC-UNV-D6A | Light Emitting Diode | Inseparable Luminaire | Direct Wired | 0-10 VDC Controls | 62 | 2700 | 0.001 | 91 | 52 | 433 | 0.96 | Ambient | 50000 |  |  | 99999 | 0.01 | 13 | 4 | 0.01 | 0.01 | 0 | 0 | 0 | 0 | 0.09 | 0.02 | 0 | 0 | 0 | 0 | 0.85 | 0 | 0 | 0 | 0 | 0 | True |  | Non Federally-Regulated | 06/29/2018 |  | 11/15/2018
USAI Lighting | USAI Lighting | B3SWL-09X1-27KH-W2-WH-NCIC-UNV-D6B | Light Emitting Diode | Inseparable Luminaire | Direct Wired | 0-10 VDC Controls | 62 | 2700 | 0.001 | 91 | 52 | 433 | 0.96 | Ambient | 50000 |  |  | 99999 | 0.01 | 13 | 4 | 0.01 | 0.01 | 0 | 0 | 0 | 0 | 0.09 | 0.02 | 0 | 0 | 0 | 0 | 0.85 | 0 | 0 | 0 | 0 | 0 | True |  | Non Federally-Regulated | 06/29/2018 |  | 11/15/2018
USAI Lighting | USAI Lighting | B3SWL-09X1-27KH-W2-WH-NCIC-UNV-D6E | Light Emitting Diode | Inseparable Luminaire | Direct Wired | 0-10 VDC Controls | 62 | 2700 | 0.001 | 91 | 52 | 433 | 0.96 | Ambient | 50000 |  |  | 99999 | 0.01 | 13 | 4 | 0.01 | 0.01 | 0 | 0 | 0 | 0 | 0.09 | 0.02 | 0 | 0 | 0 | 0 | 0.85 | 0 | 0 | 0 | 0 | 0 | True |  | Non Federally-Regulated | 06/29/2018 |  | 11/15/2018
USAI Lighting | USAI Lighting | B3SWL-09X1-27KH-W2-WH-NCIC-UNV-D6F | Light Emitting Diode | Inseparable Luminaire | Direct Wired | 0-10 VDC Controls | 62 | 2700 | 0.001 | 91 | 52 | 433 | 0.96 | Ambient | 50000 |  |  | 99999 | 0.01 | 13 | 4 | 0.01 | 0.01 | 0 | 0 | 0 | 0 | 0.09 | 0.02 | 0 | 0 | 0 | 0 | 0.85 | 0 | 0 | 0 | 0 | 0 | True |  | Non Federally-Regulated | 06/29/2018 |  | 11/15/2018
USAI Lighting | USAI Lighting | B3SWL-09X1-30KH-W2-BL-NCIC-UNV-D6A | Light Emitting Diode | Inseparable Luminaire | Direct Wired | 0-10 VDC Controls | 62 | 3000 | 0.001 | 91 | 52 | 433 | 0.96 | Ambient | 50000 |  |  | 99999 | 0.01 | 13 | 4 | 0.01 | 0.01 | 0 | 0 | 0 | 0 | 0.09 | 0.02 | 0 | 0 | 0 | 0 | 0.85 | 0 | 0 | 0 | 0 | 0 | True |  | Non Federally-Regulated | 06/29/2018 |  | 11/15/2018
USAI Lighting | USAI Lighting | B3SWL-09X1-30KH-W2-BL-NCIC-UNV-D6B | Light Emitting Diode | Inseparable Luminaire | Direct Wired | 0-10 VDC Controls | 62 | 3000 | 0.001 | 91 | 52 | 433 | 0.96 | Ambient | 50000 |  |  | 99999 | 0.01 | 13 | 4 | 0.01 | 0.01 | 0 | 0 | 0 | 0 | 0.09 | 0.02 | 0 | 0 | 0 | 0 | 0.85 | 0 | 0 | 0 | 0 | 0 | True |  | Non Federally-Regulated | 06/29/2018 |  | 11/15/2018
USAI Lighting | USAI Lighting | B3SWL-09X1-30KH-W2-BL-NCIC-UNV-D6E | Light Emitting Diode | Inseparable Luminaire | Direct Wired | 0-10 VDC Controls | 62 | 3000 | 0.001 | 91 | 52 | 433 | 0.96 | Ambient | 50000 |  |  | 99999 | 0.01 | 13 | 4 | 0.01 | 0.01 | 0 | 0 | 0 | 0 | 0.09 | 0.02 | 0 | 0 | 0 | 0 | 0.85 | 0 | 0 | 0 | 0 | 0 | True |  | Non Federally-Regulated | 06/29/2018 |  | 11/15/2018
USAI Lighting | USAI Lighting | B3SWL-09X1-30KH-W2-BL-NCIC-UNV-D6F | Light Emitting Diode | Inseparable Luminaire | Direct Wired | 0-10 VDC Controls | 62 | 3000 | 0.001 | 91 | 52 | 433 | 0.96 | Ambient | 50000 |  |  | 99999 | 0.01 | 13 | 4 | 0.01 | 0.01 | 0 | 0 | 0 | 0 | 0.09 | 0.02 | 0 | 0 | 0 | 0 | 0.85 | 0 | 0 | 0 | 0 | 0 | True |  | Non Federally-Regulated | 06/29/2018 |  | 11/15/2018
USAI Lighting | USAI Lighting | B3SWL-09X1-30KH-W2-BZ-NCIC-UNV-D6A | Light Emitting Diode | Inseparable Luminaire | Direct Wired | 0-10 VDC Controls | 62 | 3000 | 0.001 | 91 | 52 | 433 | 0.96 | Ambient | 50000 |  |  | 99999 | 0.01 | 13 | 4 | 0.01 | 0.01 | 0 | 0 | 0 | 0 | 0.09 | 0.02 | 0 | 0 | 0 | 0 | 0.85 | 0 | 0 | 0 | 0 | 0 | True |  | Non Federally-Regulated | 06/29/2018 |  | 11/15/2018
USAI Lighting | USAI Lighting | B3SWL-09X1-30KH-W2-BZ-NCIC-UNV-D6B | Light Emitting Diode | Inseparable Luminaire | Direct Wired | 0-10 VDC Controls | 62 | 3000 | 0.001 | 91 | 52 | 433 | 0.96 | Ambient | 50000 |  |  | 99999 | 0.01 | 13 | 4 | 0.01 | 0.01 | 0 | 0 | 0 | 0 | 0.09 | 0.02 | 0 | 0 | 0 | 0 | 0.85 | 0 | 0 | 0 | 0 | 0 | True |  | Non Federally-Regulated | 06/29/2018 |  | 11/15/2018
USAI Lighting | USAI Lighting | B3SWL-09X1-30KH-W2-BZ-NCIC-UNV-D6E | Light Emitting Diode | Inseparable Luminaire | Direct Wired | 0-10 VDC Controls | 62 | 3000 | 0.001 | 91 | 52 | 433 | 0.96 | Ambient | 50000 |  |  | 99999 | 0.01 | 13 | 4 | 0.01 | 0.01 | 0 | 0 | 0 | 0 | 0.09 | 0.02 | 0 | 0 | 0 | 0 | 0.85 | 0 | 0 | 0 | 0 | 0 | True |  | Non Federally-Regulated | 06/29/2018 |  | 11/15/2018
USAI Lighting | USAI Lighting | B3SWL-09X1-30KH-W2-BZ-NCIC-UNV-D6F | Light Emitting Diode | Inseparable Luminaire | Direct Wired | 0-10 VDC Controls | 62 | 3000 | 0.001 | 91 | 52 | 433 | 0.96 | Ambient | 50000 |  |  | 99999 | 0.01 | 13 | 4 | 0.01 | 0.01 | 0 | 0 | 0 | 0 | 0.09 | 0.02 | 0 | 0 | 0 | 0 | 0.85 | 0 | 0 | 0 | 0 | 0 | True |  | Non Federally-Regulated | 06/29/2018 |  | 11/15/2018
USAI Lighting | USAI Lighting | B3SWL-09X1-30KH-W2-GR-NCIC-UNV-D6A | Light Emitting Diode | Inseparable Luminaire | Direct Wired | 0-10 VDC Controls | 62 | 3000 | 0.001 | 91 | 52 | 433 | 0.96 | Ambient | 50000 |  |  | 99999 | 0.01 | 13 | 4 | 0.01 | 0.01 | 0 | 0 | 0 | 0 | 0.09 | 0.02 | 0 | 0 | 0 | 0 | 0.85 | 0 | 0 | 0 | 0 | 0 | True |  | Non Federally-Regulated | 06/29/2018 |  | 11/15/2018
USAI Lighting | USAI Lighting | B3SWL-09X1-30KH-W2-GR-NCIC-UNV-D6B | Light Emitting Diode | Inseparable Luminaire | Direct Wired | 0-10 VDC Controls | 62 | 3000 | 0.001 | 91 | 52 | 433 | 0.96 | Ambient | 50000 |  |  | 99999 | 0.01 | 13 | 4 | 0.01 | 0.01 | 0 | 0 | 0 | 0 | 0.09 | 0.02 | 0 | 0 | 0 | 0 | 0.85 | 0 | 0 | 0 | 0 | 0 | True |  | Non Federally-Regulated | 06/29/2018 |  | 11/15/2018
USAI Lighting | USAI Lighting | B3SWL-09X1-30KH-W2-GR-NCIC-UNV-D6E | Light Emitting Diode | Inseparable Luminaire | Direct Wired | 0-10 VDC Controls | 62 | 3000 | 0.001 | 91 | 52 | 433 | 0.96 | Ambient | 50000 |  |  | 99999 | 0.01 | 13 | 4 | 0.01 | 0.01 | 0 | 0 | 0 | 0 | 0.09 | 0.02 | 0 | 0 | 0 | 0 | 0.85 | 0 | 0 | 0 | 0 | 0 | True |  | Non Federally-Regulated | 06/29/2018 |  | 11/15/2018
USAI Lighting | USAI Lighting | B3SWL-09X1-30KH-W2-GR-NCIC-UNV-D6F | Light Emitting Diode | Inseparable Luminaire | Direct Wired | 0-10 VDC Controls | 62 | 3000 | 0.001 | 91 | 52 | 433 | 0.96 | Ambient | 50000 |  |  | 99999 | 0.01 | 13 | 4 | 0.01 | 0.01 | 0 | 0 | 0 | 0 | 0.09 | 0.02 | 0 | 0 | 0 | 0 | 0.85 | 0 | 0 | 0 | 0 | 0 | True |  | Non Federally-Regulated | 06/29/2018 |  | 11/15/2018
USAI Lighting | USAI Lighting | B3SWL-09X1-30KH-W2-WH-NCIC-UNV-D6A | Light Emitting Diode | Inseparable Luminaire | Direct Wired | 0-10 VDC Controls | 62 | 3000 | 0.001 | 91 | 52 | 433 | 0.96 | Ambient | 50000 |  |  | 99999 | 0.01 | 13 | 4 | 0.01 | 0.01 | 0 | 0 | 0 | 0 | 0.09 | 0.02 | 0 | 0 | 0 | 0 | 0.85 | 0 | 0 | 0 | 0 | 0 | True |  | Non Federally-Regulated | 06/29/2018 |  | 11/15/2018
USAI Lighting | USAI Lighting | B3SWL-09X1-30KH-W2-WH-NCIC-UNV-D6B | Light Emitting Diode | Inseparable Luminaire | Direct Wired | 0-10 VDC Controls | 62 | 3000 | 0.001 | 91 | 52 | 433 | 0.96 | Ambient | 50000 |  |  | 99999 | 0.01 | 13 | 4 | 0.01 | 0.01 | 0 | 0 | 0 | 0 | 0.09 | 0.02 | 0 | 0 | 0 | 0 | 0.85 | 0 | 0 | 0 | 0 | 0 | True |  | Non Federally-Regulated | 06/29/2018 |  | 11/15/2018
USAI Lighting | USAI Lighting | B3SWL-09X1-30KH-W2-WH-NCIC-UNV-D6E | Light Emitting Diode | Inseparable Luminaire | Direct Wired | 0-10 VDC Controls | 62 | 3000 | 0.001 | 91 | 52 | 433 | 0.96 | Ambient | 50000 |  |  | 99999 | 0.01 | 13 | 4 | 0.01 | 0.01 | 0 | 0 | 0 | 0 | 0.09 | 0.02 | 0 | 0 | 0 | 0 | 0.85 | 0 | 0 | 0 | 0 | 0 | True |  | Non Federally-Regulated | 06/29/2018 |  | 11/15/2018
USAI Lighting | USAI Lighting | B3SWL-09X1-30KH-W2-WH-NCIC-UNV-D6F | Light Emitting Diode | Inseparable Luminaire | Direct Wired | 0-10 VDC Controls | 62 | 3000 | 0.001 | 91 | 52 | 433 | 0.96 | Ambient | 50000 |  |  | 99999 | 0.01 | 13 | 4 | 0.01 | 0.01 | 0 | 0 | 0 | 0 | 0.09 | 0.02 | 0 | 0 | 0 | 0 | 0.85 | 0 | 0 | 0 | 0 | 0 | True |  | Non Federally-Regulated | 06/29/2018 |  | 11/15/2018
USAI Lighting | USAI Lighting | B3SWL-09X1-35KH-W2-BL-NCIC-UNV-D6A | Light Emitting Diode | Inseparable Luminaire | Direct Wired | 0-10 VDC Controls | 72 | 3500 | 0.001 | 91 | 52 | 433 | 0.96 | Ambient | 50000 |  |  | 99999 | 0.01 | 13 | 4 | 0.01 | 0.01 | 0 | 0 | 0 | 0 | 0.09 | 0.02 | 0 | 0 | 0 | 0 | 0.85 | 0 | 0 | 0 | 0 | 0 | True |  | Non Federally-Regulated | 06/29/2018 |  | 11/15/2018
USAI Lighting | USAI Lighting | B3SWL-09X1-35KH-W2-BL-NCIC-UNV-D6B | Light Emitting Diode | Inseparable Luminaire | Direct Wired | 0-10 VDC Controls | 72 | 3500 | 0.001 | 91 | 52 | 433 | 0.96 | Ambient | 50000 |  |  | 99999 | 0.01 | 13 | 4 | 0.01 | 0.01 | 0 | 0 | 0 | 0 | 0.09 | 0.02 | 0 | 0 | 0 | 0 | 0.85 | 0 | 0 | 0 | 0 | 0 | True |  | Non Federally-Regulated | 06/29/2018 |  | 11/15/2018
USAI Lighting | USAI Lighting | B3SWL-09X1-35KH-W2-BL-NCIC-UNV-D6E | Light Emitting Diode | Inseparable Luminaire | Direct Wired | 0-10 VDC Controls | 72 | 3500 | 0.001 | 91 | 52 | 433 | 0.96 | Ambient | 50000 |  |  | 99999 | 0.01 | 13 | 4 | 0.01 | 0.01 | 0 | 0 | 0 | 0 | 0.09 | 0.02 | 0 | 0 | 0 | 0 | 0.85 | 0 | 0 | 0 | 0 | 0 | True |  | Non Federally-Regulated | 06/29/2018 |  | 11/15/2018
USAI Lighting | USAI Lighting | B3SWL-09X1-35KH-W2-BL-NCIC-UNV-D6F | Light Emitting Diode | Inseparable Luminaire | Direct Wired | 0-10 VDC Controls | 72 | 3500 | 0.001 | 91 | 52 | 433 | 0.96 | Ambient | 50000 |  |  | 99999 | 0.01 | 13 | 4 | 0.01 | 0.01 | 0 | 0 | 0 | 0 | 0.09 | 0.02 | 0 | 0 | 0 | 0 | 0.85 | 0 | 0 | 0 | 0 | 0 | True |  | Non Federally-Regulated | 06/29/2018 |  | 11/15/2018
USAI Lighting | USAI Lighting | B3SWL-09X1-35KH-W2-BZ-NCIC-UNV-D6A | Light Emitting Diode | Inseparable Luminaire | Direct Wired | 0-10 VDC Controls | 72 | 3500 | 0.001 | 91 | 52 | 433 | 0.96 | Ambient | 50000 |  |  | 99999 | 0.01 | 13 | 4 | 0.01 | 0.01 | 0 | 0 | 0 | 0 | 0.09 | 0.02 | 0 | 0 | 0 | 0 | 0.85 | 0 | 0 | 0 | 0 | 0 | True |  | Non Federally-Regulated | 06/29/2018 |  | 11/15/2018
USAI Lighting | USAI Lighting | B3SWL-09X1-35KH-W2-BZ-NCIC-UNV-D6B | Light Emitting Diode | Inseparable Luminaire | Direct Wired | 0-10 VDC Controls | 72 | 3500 | 0.001 | 91 | 52 | 433 | 0.96 | Ambient | 50000 |  |  | 99999 | 0.01 | 13 | 4 | 0.01 | 0.01 | 0 | 0 | 0 | 0 | 0.09 | 0.02 | 0 | 0 | 0 | 0 | 0.85 | 0 | 0 | 0 | 0 | 0 | True |  | Non Federally-Regulated | 06/29/2018 |  | 11/15/2018
USAI Lighting | USAI Lighting | B3SWL-09X1-35KH-W2-BZ-NCIC-UNV-D6E | Light Emitting Diode | Inseparable Luminaire | Direct Wired | 0-10 VDC Controls | 72 | 3500 | 0.001 | 91 | 52 | 433 | 0.96 | Ambient | 50000 |  |  | 99999 | 0.01 | 13 | 4 | 0.01 | 0.01 | 0 | 0 | 0 | 0 | 0.09 | 0.02 | 0 | 0 | 0 | 0 | 0.85 | 0 | 0 | 0 | 0 | 0 | True |  | Non Federally-Regulated | 06/29/2018 |  | 11/15/2018
USAI Lighting | USAI Lighting | B3SWL-09X1-35KH-W2-BZ-NCIC-UNV-D6F | Light Emitting Diode | Inseparable Luminaire | Direct Wired | 0-10 VDC Controls | 72 | 3500 | 0.001 | 91 | 52 | 433 | 0.96 | Ambient | 50000 |  |  | 99999 | 0.01 | 13 | 4 | 0.01 | 0.01 | 0 | 0 | 0 | 0 | 0.09 | 0.02 | 0 | 0 | 0 | 0 | 0.85 | 0 | 0 | 0 | 0 | 0 | True |  | Non Federally-Regulated | 06/29/2018 |  | 11/15/2018
USAI Lighting | USAI Lighting | B3SWL-09X1-35KH-W2-GR-NCIC-UNV-D6A | Light Emitting Diode | Inseparable Luminaire | Direct Wired | 0-10 VDC Controls | 72 | 3500 | 0.001 | 91 | 52 | 433 | 0.96 | Ambient | 50000 |  |  | 99999 | 0.01 | 13 | 4 | 0.01 | 0.01 | 0 | 0 | 0 | 0 | 0.09 | 0.02 | 0 | 0 | 0 | 0 | 0.85 | 0 | 0 | 0 | 0 | 0 | True |  | Non Federally-Regulated | 06/29/2018 |  | 11/15/2018
USAI Lighting | USAI Lighting | B3SWL-09X1-35KH-W2-GR-NCIC-UNV-D6B | Light Emitting Diode | Inseparable Luminaire | Direct Wired | 0-10 VDC Controls | 72 | 3500 | 0.001 | 91 | 52 | 433 | 0.96 | Ambient | 50000 |  |  | 99999 | 0.01 | 13 | 4 | 0.01 | 0.01 | 0 | 0 | 0 | 0 | 0.09 | 0.02 | 0 | 0 | 0 | 0 | 0.85 | 0 | 0 | 0 | 0 | 0 | True |  | Non Federally-Regulated | 06/29/2018 |  | 11/15/2018
USAI Lighting | USAI Lighting | B3SWL-09X1-35KH-W2-GR-NCIC-UNV-D6E | Light Emitting Diode | Inseparable Luminaire | Direct Wired | 0-10 VDC Controls | 72 | 3500 | 0.001 | 91 | 52 | 433 | 0.96 | Ambient | 50000 |  |  | 99999 | 0.01 | 13 | 4 | 0.01 | 0.01 | 0 | 0 | 0 | 0 | 0.09 | 0.02 | 0 | 0 | 0 | 0 | 0.85 | 0 | 0 | 0 | 0 | 0 | True |  | Non Federally-Regulated | 06/29/2018 |  | 11/15/2018
USAI Lighting | USAI Lighting | B3SWL-09X1-35KH-W2-GR-NCIC-UNV-D6F | Light Emitting Diode | Inseparable Luminaire | Direct Wired | 0-10 VDC Controls | 72 | 3500 | 0.001 | 91 | 52 | 433 | 0.96 | Ambient | 50000 |  |  | 99999 | 0.01 | 13 | 4 | 0.01 | 0.01 | 0 | 0 | 0 | 0 | 0.09 | 0.02 | 0 | 0 | 0 | 0 | 0.85 | 0 | 0 | 0 | 0 | 0 | True |  | Non Federally-Regulated | 06/29/2018 |  | 11/15/2018
USAI Lighting | USAI Lighting | B3SWL-09X1-35KH-W2-WH-NCIC-UNV-D6A | Light Emitting Diode | Inseparable Luminaire | Direct Wired | 0-10 VDC Controls | 72 | 3500 | 0.001 | 91 | 52 | 433 | 0.96 | Ambient | 50000 |  |  | 99999 | 0.01 | 13 | 4 | 0.01 | 0.01 | 0 | 0 | 0 | 0 | 0.09 | 0.02 | 0 | 0 | 0 | 0 | 0.85 | 0 | 0 | 0 | 0 | 0 | True |  | Non Federally-Regulated | 06/29/2018 |  | 11/15/2018
USAI Lighting | USAI Lighting | B3SWL-09X1-35KH-W2-WH-NCIC-UNV-D6B | Light Emitting Diode | Inseparable Luminaire | Direct Wired | 0-10 VDC Controls | 72 | 3500 | 0.001 | 91 | 52 | 433 | 0.96 | Ambient | 50000 |  |  | 99999 | 0.01 | 13 | 4 | 0.01 | 0.01 | 0 | 0 | 0 | 0 | 0.09 | 0.02 | 0 | 0 | 0 | 0 | 0.85 | 0 | 0 | 0 | 0 | 0 | True |  | Non Federally-Regulated | 06/29/2018 |  | 11/15/2018
USAI Lighting | USAI Lighting | B3SWL-09X1-35KH-W2-WH-NCIC-UNV-D6E | Light Emitting Diode | Inseparable Luminaire | Direct Wired | 0-10 VDC Controls | 72 | 3500 | 0.001 | 91 | 52 | 433 | 0.96 | Ambient | 50000 |  |  | 99999 | 0.01 | 13 | 4 | 0.01 | 0.01 | 0 | 0 | 0 | 0 | 0.09 | 0.02 | 0 | 0 | 0 | 0 | 0.85 | 0 | 0 | 0 | 0 | 0 | True |  | Non Federally-Regulated | 06/29/2018 |  | 11/15/2018
USAI Lighting | USAI Lighting | B3SWL-09X1-35KH-W2-WH-NCIC-UNV-D6F | Light Emitting Diode | Inseparable Luminaire | Direct Wired | 0-10 VDC Controls | 72 | 3500 | 0.001 | 91 | 52 | 433 | 0.96 | Ambient | 50000 |  |  | 99999 | 0.01 | 13 | 4 | 0.01 | 0.01 | 0 | 0 | 0 | 0 | 0.09 | 0.02 | 0 | 0 | 0 | 0 | 0.85 | 0 | 0 | 0 | 0 | 0 | True |  | Non Federally-Regulated | 06/29/2018 |  | 11/15/2018
USAI Lighting | USAI Lighting | B3SWL-09X1-40KH-W2-BL-NCIC-UNV-D6A | Light Emitting Diode | Inseparable Luminaire | Direct Wired | 0-10 VDC Controls | 88 | 4000 | 0.001 | 91 | 52 | 433 | 0.96 | Ambient | 50000 |  |  | 99999 | 0.01 | 13 | 4 | 0.01 | 0.01 | 0 | 0 | 0 | 0 | 0.09 | 0.02 | 0 | 0 | 0 | 0 | 0.85 | 0 | 0 | 0 | 0 | 0 | True |  | Non Federally-Regulated | 06/29/2018 |  | 11/15/2018
USAI Lighting | USAI Lighting | B3SWL-09X1-40KH-W2-BL-NCIC-UNV-D6B | Light Emitting Diode | Inseparable Luminaire | Direct Wired | 0-10 VDC Controls | 88 | 4000 | 0.001 | 91 | 52 | 433 | 0.96 | Ambient | 50000 |  |  | 99999 | 0.01 | 13 | 4 | 0.01 | 0.01 | 0 | 0 | 0 | 0 | 0.09 | 0.02 | 0 | 0 | 0 | 0 | 0.85 | 0 | 0 | 0 | 0 | 0 | True |  | Non Federally-Regulated | 06/29/2018 |  | 11/15/2018
USAI Lighting | USAI Lighting | B3SWL-09X1-40KH-W2-BL-NCIC-UNV-D6E | Light Emitting Diode | Inseparable Luminaire | Direct Wired | 0-10 VDC Controls | 88 | 4000 | 0.001 | 91 | 52 | 433 | 0.96 | Ambient | 50000 |  |  | 99999 | 0.01 | 13 | 4 | 0.01 | 0.01 | 0 | 0 | 0 | 0 | 0.09 | 0.02 | 0 | 0 | 0 | 0 | 0.85 | 0 | 0 | 0 | 0 | 0 | True |  | Non Federally-Regulated | 06/29/2018 |  | 11/15/2018
USAI Lighting | USAI Lighting | B3SWL-09X1-40KH-W2-BL-NCIC-UNV-D6F | Light Emitting Diode | Inseparable Luminaire | Direct Wired | 0-10 VDC Controls | 88 | 4000 | 0.001 | 91 | 52 | 433 | 0.96 | Ambient | 50000 |  |  | 99999 | 0.01 | 13 | 4 | 0.01 | 0.01 | 0 | 0 | 0 | 0 | 0.09 | 0.02 | 0 | 0 | 0 | 0 | 0.85 | 0 | 0 | 0 | 0 | 0 | True |  | Non Federally-Regulated | 06/29/2018 |  | 11/15/2018
USAI Lighting | USAI Lighting | B3SWL-09X1-40KH-W2-BZ-NCIC-UNV-D6A | Light Emitting Diode | Inseparable Luminaire | Direct Wired | 0-10 VDC Controls | 88 | 4000 | 0.001 | 91 | 52 | 433 | 0.96 | Ambient | 50000 |  |  | 99999 | 0.01 | 13 | 4 | 0.01 | 0.01 | 0 | 0 | 0 | 0 | 0.09 | 0.02 | 0 | 0 | 0 | 0 | 0.85 | 0 | 0 | 0 | 0 | 0 | True |  | Non Federally-Regulated | 06/29/2018 |  | 11/15/2018
USAI Lighting | USAI Lighting | B3SWL-09X1-40KH-W2-BZ-NCIC-UNV-D6B | Light Emitting Diode | Inseparable Luminaire | Direct Wired | 0-10 VDC Controls | 88 | 4000 | 0.001 | 91 | 52 | 433 | 0.96 | Ambient | 50000 |  |  | 99999 | 0.01 | 13 | 4 | 0.01 | 0.01 | 0 | 0 | 0 | 0 | 0.09 | 0.02 | 0 | 0 | 0 | 0 | 0.85 | 0 | 0 | 0 | 0 | 0 | True |  | Non Federally-Regulated | 06/29/2018 |  | 11/15/2018
USAI Lighting | USAI Lighting | B3SWL-09X1-40KH-W2-BZ-NCIC-UNV-D6E | Light Emitting Diode | Inseparable Luminaire | Direct Wired | 0-10 VDC Controls | 88 | 4000 | 0.001 | 91 | 52 | 433 | 0.96 | Ambient | 50000 |  |  | 99999 | 0.01 | 13 | 4 | 0.01 | 0.01 | 0 | 0 | 0 | 0 | 0.09 | 0.02 | 0 | 0 | 0 | 0 | 0.85 | 0 | 0 | 0 | 0 | 0 | True |  | Non Federally-Regulated | 06/29/2018 |  | 11/15/2018
USAI Lighting | USAI Lighting | B3SWL-09X1-40KH-W2-BZ-NCIC-UNV-D6F | Light Emitting Diode | Inseparable Luminaire | Direct Wired | 0-10 VDC Controls | 88 | 4000 | 0.001 | 91 | 52 | 433 | 0.96 | Ambient | 50000 |  |  | 99999 | 0.01 | 13 | 4 | 0.01 | 0.01 | 0 | 0 | 0 | 0 | 0.09 | 0.02 | 0 | 0 | 0 | 0 | 0.85 | 0 | 0 | 0 | 0 | 0 | True |  | Non Federally-Regulated | 06/29/2018 |  | 11/15/2018
USAI Lighting | USAI Lighting | B3SWL-09X1-40KH-W2-GR-NCIC-UNV-D6A | Light Emitting Diode | Inseparable Luminaire | Direct Wired | 0-10 VDC Controls | 88 | 4000 | 0.001 | 91 | 52 | 433 | 0.96 | Ambient | 50000 |  |  | 99999 | 0.01 | 13 | 4 | 0.01 | 0.01 | 0 | 0 | 0 | 0 | 0.09 | 0.02 | 0 | 0 | 0 | 0 | 0.85 | 0 | 0 | 0 | 0 | 0 | True |  | Non Federally-Regulated | 06/29/2018 |  | 11/15/2018
USAI Lighting | USAI Lighting | B3SWL-09X1-40KH-W2-GR-NCIC-UNV-D6B | Light Emitting Diode | Inseparable Luminaire | Direct Wired | 0-10 VDC Controls | 88 | 4000 | 0.001 | 91 | 52 | 433 | 0.96 | Ambient | 50000 |  |  | 99999 | 0.01 | 13 | 4 | 0.01 | 0.01 | 0 | 0 | 0 | 0 | 0.09 | 0.02 | 0 | 0 | 0 | 0 | 0.85 | 0 | 0 | 0 | 0 | 0 | True |  | Non Federally-Regulated | 06/29/2018 |  | 11/15/2018
USAI Lighting | USAI Lighting | B3SWL-09X1-40KH-W2-GR-NCIC-UNV-D6E | Light Emitting Diode | Inseparable Luminaire | Direct Wired | 0-10 VDC Controls | 88 | 4000 | 0.001 | 91 | 52 | 433 | 0.96 | Ambient | 50000 |  |  | 99999 | 0.01 | 13 | 4 | 0.01 | 0.01 | 0 | 0 | 0 | 0 | 0.09 | 0.02 | 0 | 0 | 0 | 0 | 0.85 | 0 | 0 | 0 | 0 | 0 | True |  | Non Federally-Regulated | 06/29/2018 |  | 11/15/2018
USAI Lighting | USAI Lighting | B3SWL-09X1-40KH-W2-GR-NCIC-UNV-D6F | Light Emitting Diode | Inseparable Luminaire | Direct Wired | 0-10 VDC Controls | 88 | 4000 | 0.001 | 91 | 52 | 433 | 0.96 | Ambient | 50000 |  |  | 99999 | 0.01 | 13 | 4 | 0.01 | 0.01 | 0 | 0 | 0 | 0 | 0.09 | 0.02 | 0 | 0 | 0 | 0 | 0.85 | 0 | 0 | 0 | 0 | 0 | True |  | Non Federally-Regulated | 06/29/2018 |  | 11/15/2018
USAI Lighting | USAI Lighting | B3SWL-09X1-40KH-W2-WH-NCIC-UNV-D6A | Light Emitting Diode | Inseparable Luminaire | Direct Wired | 0-10 VDC Controls | 88 | 4000 | 0.001 | 91 | 52 | 433 | 0.96 | Ambient | 50000 |  |  | 99999 | 0.01 | 13 | 4 | 0.01 | 0.01 | 0 | 0 | 0 | 0 | 0.09 | 0.02 | 0 | 0 | 0 | 0 | 0.85 | 0 | 0 | 0 | 0 | 0 | True |  | Non Federally-Regulated | 06/29/2018 |  | 11/15/2018
USAI Lighting | USAI Lighting | B3SWL-09X1-40KH-W2-WH-NCIC-UNV-D6B | Light Emitting Diode | Inseparable Luminaire | Direct Wired | 0-10 VDC Controls | 88 | 4000 | 0.001 | 91 | 52 | 433 | 0.96 | Ambient | 50000 |  |  | 99999 | 0.01 | 13 | 4 | 0.01 | 0.01 | 0 | 0 | 0 | 0 | 0.09 | 0.02 | 0 | 0 | 0 | 0 | 0.85 | 0 | 0 | 0 | 0 | 0 | True |  | Non Federally-Regulated | 06/29/2018 |  | 11/15/2018
USAI Lighting | USAI Lighting | B3SWL-09X1-40KH-W2-WH-NCIC-UNV-D6E | Light Emitting Diode | Inseparable Luminaire | Direct Wired | 0-10 VDC Controls | 88 | 4000 | 0.001 | 91 | 52 | 433 | 0.96 | Ambient | 50000 |  |  | 99999 | 0.01 | 13 | 4 | 0.01 | 0.01 | 0 | 0 | 0 | 0 | 0.09 | 0.02 | 0 | 0 | 0 | 0 | 0.85 | 0 | 0 | 0 | 0 | 0 | True |  | Non Federally-Regulated | 06/29/2018 |  | 11/15/2018
USAI Lighting | USAI Lighting | B3SWL-09X1-40KH-W2-WH-NCIC-UNV-D6F | Light Emitting Diode | Inseparable Luminaire | Direct Wired | 0-10 VDC Controls | 88 | 4000 | 0.001 | 91 | 52 | 433 | 0.96 | Ambient | 50000 |  |  | 99999 | 0.01 | 13 | 4 | 0.01 | 0.01 | 0 | 0 | 0 | 0 | 0.09 | 0.02 | 0 | 0 | 0 | 0 | 0.85 | 0 | 0 | 0 | 0 | 0 | True |  | Non Federally-Regulated | 06/29/2018 |  | 11/15/2018
USAI Lighting | USAI Lighting | B3SWM-09X1-27KH-W2-BL-NCIC-UNV-D6A | Light Emitting Diode | Inseparable Luminaire | Direct Wired | 0-10 VDC Controls | 62 | 2700 | 0.001 | 91 | 52 | 433 | 0.96 | Ambient | 50000 |  |  | 99999 | 0.01 | 13 | 4 | 0.01 | 0.01 | 0 | 0 | 0 | 0 | 0.09 | 0.02 | 0 | 0 | 0 | 0 | 0.85 | 0 | 0 | 0 | 0 | 0 | True |  | Non Federally-Regulated | 06/29/2018 |  | 11/15/2018
USAI Lighting | USAI Lighting | B3SWM-09X1-27KH-W2-BL-NCIC-UNV-D6B | Light Emitting Diode | Inseparable Luminaire | Direct Wired | 0-10 VDC Controls | 62 | 2700 | 0.001 | 91 | 52 | 433 | 0.96 | Ambient | 50000 |  |  | 99999 | 0.01 | 13 | 4 | 0.01 | 0.01 | 0 | 0 | 0 | 0 | 0.09 | 0.02 | 0 | 0 | 0 | 0 | 0.85 | 0 | 0 | 0 | 0 | 0 | True |  | Non Federally-Regulated | 06/29/2018 |  | 11/15/2018
USAI Lighting | USAI Lighting | B3SWM-09X1-27KH-W2-BL-NCIC-UNV-D6E | Light Emitting Diode | Inseparable Luminaire | Direct Wired | 0-10 VDC Controls | 62 | 2700 | 0.001 | 91 | 52 | 433 | 0.96 | Ambient | 50000 |  |  | 99999 | 0.01 | 13 | 4 | 0.01 | 0.01 | 0 | 0 | 0 | 0 | 0.09 | 0.02 | 0 | 0 | 0 | 0 | 0.85 | 0 | 0 | 0 | 0 | 0 | True |  | Non Federally-Regulated | 06/29/2018 |  | 11/15/2018
USAI Lighting | USAI Lighting | B3SWM-09X1-27KH-W2-BL-NCIC-UNV-D6F | Light Emitting Diode | Inseparable Luminaire | Direct Wired | 0-10 VDC Controls | 62 | 2700 | 0.001 | 91 | 52 | 433 | 0.96 | Ambient | 50000 |  |  | 99999 | 0.01 | 13 | 4 | 0.01 | 0.01 | 0 | 0 | 0 | 0 | 0.09 | 0.02 | 0 | 0 | 0 | 0 | 0.85 | 0 | 0 | 0 | 0 | 0 | True |  | Non Federally-Regulated | 06/29/2018 |  | 11/15/2018
USAI Lighting | USAI Lighting | B3SWF-15X1-30KH-W2-GR-NCIC-UNV-D6A | Light Emitting Diode | Inseparable Luminaire | Direct Wired | 0-10 VDC Controls | 58 | 3000 | 0.001 | 91 | 52 | 433 | 0.96 | Ambient | 50000 |  |  | 99999 | 0.01 | 13 | 4 | 0.01 | 0.01 | 0 | 0 | 0 | 0 | 0.09 | 0.02 | 0 | 0 | 0 | 0 | 0.85 | 0 | 0 | 0 | 0 | 0 | True |  | Non Federally-Regulated | 08/10/2018 |  | 11/15/2018
USAI Lighting | USAI Lighting | B3SWF-15X1-30KH-W2-GR-NCIC-UNV-D6B | Light Emitting Diode | Inseparable Luminaire | Direct Wired | 0-10 VDC Controls | 58 | 3000 | 0.001 | 91 | 52 | 433 | 0.96 | Ambient | 50000 |  |  | 99999 | 0.01 | 13 | 4 | 0.01 | 0.01 | 0 | 0 | 0 | 0 | 0.09 | 0.02 | 0 | 0 | 0 | 0 | 0.85 | 0 | 0 | 0 | 0 | 0 | True |  | Non Federally-Regulated | 08/10/2018 |  | 11/15/2018
USAI Lighting | USAI Lighting | B3SWF-15X1-30KH-W2-GR-NCIC-UNV-D6E | Light Emitting Diode | Inseparable Luminaire | Direct Wired | 0-10 VDC Controls | 58 | 3000 | 0.001 | 91 | 52 | 433 | 0.96 | Ambient | 50000 |  |  | 99999 | 0.01 | 13 | 4 | 0.01 | 0.01 | 0 | 0 | 0 | 0 | 0.09 | 0.02 | 0 | 0 | 0 | 0 | 0.85 | 0 | 0 | 0 | 0 | 0 | True |  | Non Federally-Regulated | 08/10/2018 |  | 11/15/2018
USAI Lighting | USAI Lighting | B3SWF-15X1-30KH-W2-GR-NCIC-UNV-D6F | Light Emitting Diode | Inseparable Luminaire | Direct Wired | 0-10 VDC Controls | 58 | 3000 | 0.001 | 91 | 52 | 433 | 0.96 | Ambient | 50000 |  |  | 99999 | 0.01 | 13 | 4 | 0.01 | 0.01 | 0 | 0 | 0 | 0 | 0.09 | 0.02 | 0 | 0 | 0 | 0 | 0.85 | 0 | 0 | 0 | 0 | 0 | True |  | Non Federally-Regulated | 08/10/2018 |  | 11/15/2018
USAI Lighting | USAI Lighting | B3SWF-15X1-30KH-W2-WH-NCIC-UNV-D6A | Light Emitting Diode | Inseparable Luminaire | Direct Wired | 0-10 VDC Controls | 58 | 3000 | 0.001 | 91 | 52 | 433 | 0.96 | Ambient | 50000 |  |  | 99999 | 0.01 | 13 | 4 | 0.01 | 0.01 | 0 | 0 | 0 | 0 | 0.09 | 0.02 | 0 | 0 | 0 | 0 | 0.85 | 0 | 0 | 0 | 0 | 0 | True |  | Non Federally-Regulated | 08/10/2018 |  | 11/15/2018
USAI Lighting | USAI Lighting | B3SWF-15X1-30KH-W2-WH-NCIC-UNV-D6B | Light Emitting Diode | Inseparable Luminaire | Direct Wired | 0-10 VDC Controls | 58 | 3000 | 0.001 | 91 | 52 | 433 | 0.96 | Ambient | 50000 |  |  | 99999 | 0.01 | 13 | 4 | 0.01 | 0.01 | 0 | 0 | 0 | 0 | 0.09 | 0.02 | 0 | 0 | 0 | 0 | 0.85 | 0 | 0 | 0 | 0 | 0 | True |  | Non Federally-Regulated | 08/10/2018 |  | 11/15/2018
USAI Lighting | USAI Lighting | B3SWF-15X1-30KH-W2-WH-NCIC-UNV-D6E | Light Emitting Diode | Inseparable Luminaire | Direct Wired | 0-10 VDC Controls | 58 | 3000 | 0.001 | 91 | 52 | 433 | 0.96 | Ambient | 50000 |  |  | 99999 | 0.01 | 13 | 4 | 0.01 | 0.01 | 0 | 0 | 0 | 0 | 0.09 | 0.02 | 0 | 0 | 0 | 0 | 0.85 | 0 | 0 | 0 | 0 | 0 | True |  | Non Federally-Regulated | 08/10/2018 |  | 11/15/2018
USAI Lighting | USAI Lighting | B3SWF-15X1-30KH-W2-WH-NCIC-UNV-D6F | Light Emitting Diode | Inseparable Luminaire | Direct Wired | 0-10 VDC Controls | 58 | 3000 | 0.001 | 91 | 52 | 433 | 0.96 | Ambient | 50000 |  |  | 99999 | 0.01 | 13 | 4 | 0.01 | 0.01 | 0 | 0 | 0 | 0 | 0.09 | 0.02 | 0 | 0 | 0 | 0 | 0.85 | 0 | 0 | 0 | 0 | 0 | True |  | Non Federally-Regulated | 08/10/2018 |  | 11/15/2018
USAI Lighting | USAI Lighting | B3SWF-15X1-35KH-W2-BL-NCIC-UNV-D6A | Light Emitting Diode | Inseparable Luminaire | Direct Wired | 0-10 VDC Controls | 62 | 3500 | 0.001 | 91 | 52 | 433 | 0.96 | Ambient | 50000 |  |  | 99999 | 0.01 | 13 | 4 | 0.01 | 0.01 | 0 | 0 | 0 | 0 | 0.09 | 0.02 | 0 | 0 | 0 | 0 | 0.85 | 0 | 0 | 0 | 0 | 0 | True |  | Non Federally-Regulated | 08/10/2018 |  | 11/15/2018
USAI Lighting | USAI Lighting | B3SWF-15X1-35KH-W2-BL-NCIC-UNV-D6B | Light Emitting Diode | Inseparable Luminaire | Direct Wired | 0-10 VDC Controls | 62 | 3500 | 0.001 | 91 | 52 | 433 | 0.96 | Ambient | 50000 |  |  | 99999 | 0.01 | 13 | 4 | 0.01 | 0.01 | 0 | 0 | 0 | 0 | 0.09 | 0.02 | 0 | 0 | 0 | 0 | 0.85 | 0 | 0 | 0 | 0 | 0 | True |  | Non Federally-Regulated | 08/10/2018 |  | 11/15/2018
USAI Lighting | USAI Lighting | B3SWF-15X1-35KH-W2-BL-NCIC-UNV-D6E | Light Emitting Diode | Inseparable Luminaire | Direct Wired | 0-10 VDC Controls | 62 | 3500 | 0.001 | 91 | 52 | 433 | 0.96 | Ambient | 50000 |  |  | 99999 | 0.01 | 13 | 4 | 0.01 | 0.01 | 0 | 0 | 0 | 0 | 0.09 | 0.02 | 0 | 0 | 0 | 0 | 0.85 | 0 | 0 | 0 | 0 | 0 | True |  | Non Federally-Regulated | 08/10/2018 |  | 11/15/2018
USAI Lighting | USAI Lighting | B3SWF-15X1-35KH-W2-BL-NCIC-UNV-D6F | Light Emitting Diode | Inseparable Luminaire | Direct Wired | 0-10 VDC Controls | 62 | 3500 | 0.001 | 91 | 52 | 433 | 0.96 | Ambient | 50000 |  |  | 99999 | 0.01 | 13 | 4 | 0.01 | 0.01 | 0 | 0 | 0 | 0 | 0.09 | 0.02 | 0 | 0 | 0 | 0 | 0.85 | 0 | 0 | 0 | 0 | 0 | True |  | Non Federally-Regulated | 08/10/2018 |  | 11/15/2018
USAI Lighting | USAI Lighting | B3SWF-15X1-35KH-W2-BZ-NCIC-UNV-D6A | Light Emitting Diode | Inseparable Luminaire | Direct Wired | 0-10 VDC Controls | 62 | 3500 | 0.001 | 91 | 52 | 433 | 0.96 | Ambient | 50000 |  |  | 99999 | 0.01 | 13 | 4 | 0.01 | 0.01 | 0 | 0 | 0 | 0 | 0.09 | 0.02 | 0 | 0 | 0 | 0 | 0.85 | 0 | 0 | 0 | 0 | 0 | True |  | Non Federally-Regulated | 08/10/2018 |  | 11/15/2018
USAI Lighting | USAI Lighting | B3SWF-15X1-35KH-W2-BZ-NCIC-UNV-D6B | Light Emitting Diode | Inseparable Luminaire | Direct Wired | 0-10 VDC Controls | 62 | 3500 | 0.001 | 91 | 52 | 433 | 0.96 | Ambient | 50000 |  |  | 99999 | 0.01 | 13 | 4 | 0.01 | 0.01 | 0 | 0 | 0 | 0 | 0.09 | 0.02 | 0 | 0 | 0 | 0 | 0.85 | 0 | 0 | 0 | 0 | 0 | True |  | Non Federally-Regulated | 08/10/2018 |  | 11/15/2018
USAI Lighting | USAI Lighting | B3SWF-15X1-35KH-W2-BZ-NCIC-UNV-D6E | Light Emitting Diode | Inseparable Luminaire | Direct Wired | 0-10 VDC Controls | 62 | 3500 | 0.001 | 91 | 52 | 433 | 0.96 | Ambient | 50000 |  |  | 99999 | 0.01 | 13 | 4 | 0.01 | 0.01 | 0 | 0 | 0 | 0 | 0.09 | 0.02 | 0 | 0 | 0 | 0 | 0.85 | 0 | 0 | 0 | 0 | 0 | True |  | Non Federally-Regulated | 08/10/2018 |  | 11/15/2018
USAI Lighting | USAI Lighting | B3SWF-15X1-35KH-W2-BZ-NCIC-UNV-D6F | Light Emitting Diode | Inseparable Luminaire | Direct Wired | 0-10 VDC Controls | 62 | 3500 | 0.001 | 91 | 52 | 433 | 0.96 | Ambient | 50000 |  |  | 99999 | 0.01 | 13 | 4 | 0.01 | 0.01 | 0 | 0 | 0 | 0 | 0.09 | 0.02 | 0 | 0 | 0 | 0 | 0.85 | 0 | 0 | 0 | 0 | 0 | True |  | Non Federally-Regulated | 08/10/2018 |  | 11/15/2018
USAI Lighting | USAI Lighting | B3SWF-15X1-35KH-W2-GR-NCIC-UNV-D6A | Light Emitting Diode | Inseparable Luminaire | Direct Wired | 0-10 VDC Controls | 62 | 3500 | 0.001 | 91 | 52 | 433 | 0.96 | Ambient | 50000 |  |  | 99999 | 0.01 | 13 | 4 | 0.01 | 0.01 | 0 | 0 | 0 | 0 | 0.09 | 0.02 | 0 | 0 | 0 | 0 | 0.85 | 0 | 0 | 0 | 0 | 0 | True |  | Non Federally-Regulated | 08/10/2018 |  | 11/15/2018
USAI Lighting | USAI Lighting | B3SWF-15X1-35KH-W2-GR-NCIC-UNV-D6B | Light Emitting Diode | Inseparable Luminaire | Direct Wired | 0-10 VDC Controls | 62 | 3500 | 0.001 | 91 | 52 | 433 | 0.96 | Ambient | 50000 |  |  | 99999 | 0.01 | 13 | 4 | 0.01 | 0.01 | 0 | 0 | 0 | 0 | 0.09 | 0.02 | 0 | 0 | 0 | 0 | 0.85 | 0 | 0 | 0 | 0 | 0 | True |  | Non Federally-Regulated | 08/10/2018 |  | 11/15/2018
USAI Lighting | USAI Lighting | B3SWF-15X1-35KH-W2-GR-NCIC-UNV-D6E | Light Emitting Diode | Inseparable Luminaire | Direct Wired | 0-10 VDC Controls | 62 | 3500 | 0.001 | 91 | 52 | 433 | 0.96 | Ambient | 50000 |  |  | 99999 | 0.01 | 13 | 4 | 0.01 | 0.01 | 0 | 0 | 0 | 0 | 0.09 | 0.02 | 0 | 0 | 0 | 0 | 0.85 | 0 | 0 | 0 | 0 | 0 | True |  | Non Federally-Regulated | 08/10/2018 |  | 11/15/2018
USAI Lighting | USAI Lighting | B3SWF-15X1-35KH-W2-GR-NCIC-UNV-D6F | Light Emitting Diode | Inseparable Luminaire | Direct Wired | 0-10 VDC Controls | 62 | 3500 | 0.001 | 91 | 52 | 433 | 0.96 | Ambient | 50000 |  |  | 99999 | 0.01 | 13 | 4 | 0.01 | 0.01 | 0 | 0 | 0 | 0 | 0.09 | 0.02 | 0 | 0 | 0 | 0 | 0.85 | 0 | 0 | 0 | 0 | 0 | True |  | Non Federally-Regulated | 08/10/2018 |  | 11/15/2018
USAI Lighting | USAI Lighting | B3SWF-15X1-35KH-W2-WH-NCIC-UNV-D6A | Light Emitting Diode | Inseparable Luminaire | Direct Wired | 0-10 VDC Controls | 62 | 3500 | 0.001 | 91 | 52 | 433 | 0.96 | Ambient | 50000 |  |  | 99999 | 0.01 | 13 | 4 | 0.01 | 0.01 | 0 | 0 | 0 | 0 | 0.09 | 0.02 | 0 | 0 | 0 | 0 | 0.85 | 0 | 0 | 0 | 0 | 0 | True |  | Non Federally-Regulated | 08/10/2018 |  | 11/15/2018
USAI Lighting | USAI Lighting | B3SWF-15X1-35KH-W2-WH-NCIC-UNV-D6B | Light Emitting Diode | Inseparable Luminaire | Direct Wired | 0-10 VDC Controls | 62 | 3500 | 0.001 | 91 | 52 | 433 | 0.96 | Ambient | 50000 |  |  | 99999 | 0.01 | 13 | 4 | 0.01 | 0.01 | 0 | 0 | 0 | 0 | 0.09 | 0.02 | 0 | 0 | 0 | 0 | 0.85 | 0 | 0 | 0 | 0 | 0 | True |  | Non Federally-Regulated | 08/10/2018 |  | 11/15/2018
USAI Lighting | USAI Lighting | B3SWF-15X1-35KH-W2-WH-NCIC-UNV-D6E | Light Emitting Diode | Inseparable Luminaire | Direct Wired | 0-10 VDC Controls | 62 | 3500 | 0.001 | 91 | 52 | 433 | 0.96 | Ambient | 50000 |  |  | 99999 | 0.01 | 13 | 4 | 0.01 | 0.01 | 0 | 0 | 0 | 0 | 0.09 | 0.02 | 0 | 0 | 0 | 0 | 0.85 | 0 | 0 | 0 | 0 | 0 | True |  | Non Federally-Regulated | 08/10/2018 |  | 11/15/2018
USAI Lighting | USAI Lighting | B3SWF-15X1-35KH-W2-WH-NCIC-UNV-D6F | Light Emitting Diode | Inseparable Luminaire | Direct Wired | 0-10 VDC Controls | 62 | 3500 | 0.001 | 91 | 52 | 433 | 0.96 | Ambient | 50000 |  |  | 99999 | 0.01 | 13 | 4 | 0.01 | 0.01 | 0 | 0 | 0 | 0 | 0.09 | 0.02 | 0 | 0 | 0 | 0 | 0.85 | 0 | 0 | 0 | 0 | 0 | True |  | Non Federally-Regulated | 08/10/2018 |  | 11/15/2018
USAI Lighting | USAI Lighting | B3SWF-15X1-40KH-W2-BL-NCIC-UNV-D6A | Light Emitting Diode | Inseparable Luminaire | Direct Wired | 0-10 VDC Controls | 71 | 4000 | 0.001 | 91 | 52 | 433 | 0.96 | Ambient | 50000 |  |  | 99999 | 0.01 | 13 | 4 | 0.01 | 0.01 | 0 | 0 | 0 | 0 | 0.09 | 0.02 | 0 | 0 | 0 | 0 | 0.85 | 0 | 0 | 0 | 0 | 0 | True |  | Non Federally-Regulated | 08/10/2018 |  | 11/15/2018
USAI Lighting | USAI Lighting | B3SWF-15X1-40KH-W2-BL-NCIC-UNV-D6B | Light Emitting Diode | Inseparable Luminaire | Direct Wired | 0-10 VDC Controls | 71 | 4000 | 0.001 | 91 | 52 | 433 | 0.96 | Ambient | 50000 |  |  | 99999 | 0.01 | 13 | 4 | 0.01 | 0.01 | 0 | 0 | 0 | 0 | 0.09 | 0.02 | 0 | 0 | 0 | 0 | 0.85 | 0 | 0 | 0 | 0 | 0 | True |  | Non Federally-Regulated | 08/10/2018 |  | 11/15/2018
USAI Lighting | USAI Lighting | B3SWF-15X1-40KH-W2-BL-NCIC-UNV-D6E | Light Emitting Diode | Inseparable Luminaire | Direct Wired | 0-10 VDC Controls | 71 | 4000 | 0.001 | 91 | 52 | 433 | 0.96 | Ambient | 50000 |  |  | 99999 | 0.01 | 13 | 4 | 0.01 | 0.01 | 0 | 0 | 0 | 0 | 0.09 | 0.02 | 0 | 0 | 0 | 0 | 0.85 | 0 | 0 | 0 | 0 | 0 | True |  | Non Federally-Regulated | 08/10/2018 |  | 11/15/2018
USAI Lighting | USAI Lighting | B3SWF-15X1-40KH-W2-BL-NCIC-UNV-D6F | Light Emitting Diode | Inseparable Luminaire | Direct Wired | 0-10 VDC Controls | 71 | 4000 | 0.001 | 91 | 52 | 433 | 0.96 | Ambient | 50000 |  |  | 99999 | 0.01 | 13 | 4 | 0.01 | 0.01 | 0 | 0 | 0 | 0 | 0.09 | 0.02 | 0 | 0 | 0 | 0 | 0.85 | 0 | 0 | 0 | 0 | 0 | True |  | Non Federally-Regulated | 08/10/2018 |  | 11/15/2018
USAI Lighting | USAI Lighting | B3SWF-15X1-40KH-W2-BZ-NCIC-UNV-D6A | Light Emitting Diode | Inseparable Luminaire | Direct Wired | 0-10 VDC Controls | 71 | 4000 | 0.001 | 91 | 52 | 433 | 0.96 | Ambient | 50000 |  |  | 99999 | 0.01 | 13 | 4 | 0.01 | 0.01 | 0 | 0 | 0 | 0 | 0.09 | 0.02 | 0 | 0 | 0 | 0 | 0.85 | 0 | 0 | 0 | 0 | 0 | True |  | Non Federally-Regulated | 08/10/2018 |  | 11/15/2018
USAI Lighting | USAI Lighting | B3SWF-15X1-40KH-W2-BZ-NCIC-UNV-D6B | Light Emitting Diode | Inseparable Luminaire | Direct Wired | 0-10 VDC Controls | 71 | 4000 | 0.001 | 91 | 52 | 433 | 0.96 | Ambient | 50000 |  |  | 99999 | 0.01 | 13 | 4 | 0.01 | 0.01 | 0 | 0 | 0 | 0 | 0.09 | 0.02 | 0 | 0 | 0 | 0 | 0.85 | 0 | 0 | 0 | 0 | 0 | True |  | Non Federally-Regulated | 08/10/2018 |  | 11/15/2018
USAI Lighting | USAI Lighting | B3SWF-15X1-40KH-W2-BZ-NCIC-UNV-D6E | Light Emitting Diode | Inseparable Luminaire | Direct Wired | 0-10 VDC Controls | 71 | 4000 | 0.001 | 91 | 52 | 433 | 0.96 | Ambient | 50000 |  |  | 99999 | 0.01 | 13 | 4 | 0.01 | 0.01 | 0 | 0 | 0 | 0 | 0.09 | 0.02 | 0 | 0 | 0 | 0 | 0.85 | 0 | 0 | 0 | 0 | 0 | True |  | Non Federally-Regulated | 08/10/2018 |  | 11/15/2018
USAI Lighting | USAI Lighting | B3SWF-15X1-40KH-W2-BZ-NCIC-UNV-D6F | Light Emitting Diode | Inseparable Luminaire | Direct Wired | 0-10 VDC Controls | 71 | 4000 | 0.001 | 91 | 52 | 433 | 0.96 | Ambient | 50000 |  |  | 99999 | 0.01 | 13 | 4 | 0.01 | 0.01 | 0 | 0 | 0 | 0 | 0.09 | 0.02 | 0 | 0 | 0 | 0 | 0.85 | 0 | 0 | 0 | 0 | 0 | True |  | Non Federally-Regulated | 08/10/2018 |  | 11/15/2018
USAI Lighting | USAI Lighting | B3SWF-15X1-40KH-W2-GR-NCIC-UNV-D6A | Light Emitting Diode | Inseparable Luminaire | Direct Wired | 0-10 VDC Controls | 71 | 4000 | 0.001 | 91 | 52 | 433 | 0.96 | Ambient | 50000 |  |  | 99999 | 0.01 | 13 | 4 | 0.01 | 0.01 | 0 | 0 | 0 | 0 | 0.09 | 0.02 | 0 | 0 | 0 | 0 | 0.85 | 0 | 0 | 0 | 0 | 0 | True |  | Non Federally-Regulated | 08/10/2018 |  | 11/15/2018
USAI Lighting | USAI Lighting | B3SWF-15X1-40KH-W2-GR-NCIC-UNV-D6B | Light Emitting Diode | Inseparable Luminaire | Direct Wired | 0-10 VDC Controls | 71 | 4000 | 0.001 | 91 | 52 | 433 | 0.96 | Ambient | 50000 |  |  | 99999 | 0.01 | 13 | 4 | 0.01 | 0.01 | 0 | 0 | 0 | 0 | 0.09 | 0.02 | 0 | 0 | 0 | 0 | 0.85 | 0 | 0 | 0 | 0 | 0 | True |  | Non Federally-Regulated | 08/10/2018 |  | 11/15/2018
USAI Lighting | USAI Lighting | B3SWF-15X1-40KH-W2-GR-NCIC-UNV-D6E | Light Emitting Diode | Inseparable Luminaire | Direct Wired | 0-10 VDC Controls | 71 | 4000 | 0.001 | 91 | 52 | 433 | 0.96 | Ambient | 50000 |  |  | 99999 | 0.01 | 13 | 4 | 0.01 | 0.01 | 0 | 0 | 0 | 0 | 0.09 | 0.02 | 0 | 0 | 0 | 0 | 0.85 | 0 | 0 | 0 | 0 | 0 | True |  | Non Federally-Regulated | 08/10/2018 |  | 11/15/2018
USAI Lighting | USAI Lighting | B3SWF-15X1-40KH-W2-GR-NCIC-UNV-D6F | Light Emitting Diode | Inseparable Luminaire | Direct Wired | 0-10 VDC Controls | 71 | 4000 | 0.001 | 91 | 52 | 433 | 0.96 | Ambient | 50000 |  |  | 99999 | 0.01 | 13 | 4 | 0.01 | 0.01 | 0 | 0 | 0 | 0 | 0.09 | 0.02 | 0 | 0 | 0 | 0 | 0.85 | 0 | 0 | 0 | 0 | 0 | True |  | Non Federally-Regulated | 08/10/2018 |  | 11/15/2018
USAI Lighting | USAI Lighting | B3SWF-15X1-40KH-W2-WH-NCIC-UNV-D6A | Light Emitting Diode | Inseparable Luminaire | Direct Wired | 0-10 VDC Controls | 71 | 4000 | 0.001 | 91 | 52 | 433 | 0.96 | Ambient | 50000 |  |  | 99999 | 0.01 | 13 | 4 | 0.01 | 0.01 | 0 | 0 | 0 | 0 | 0.09 | 0.02 | 0 | 0 | 0 | 0 | 0.85 | 0 | 0 | 0 | 0 | 0 | True |  | Non Federally-Regulated | 08/10/2018 |  | 11/15/2018
USAI Lighting | USAI Lighting | B3SWF-15X1-40KH-W2-WH-NCIC-UNV-D6B | Light Emitting Diode | Inseparable Luminaire | Direct Wired | 0-10 VDC Controls | 71 | 4000 | 0.001 | 91 | 52 | 433 | 0.96 | Ambient | 50000 |  |  | 99999 | 0.01 | 13 | 4 | 0.01 | 0.01 | 0 | 0 | 0 | 0 | 0.09 | 0.02 | 0 | 0 | 0 | 0 | 0.85 | 0 | 0 | 0 | 0 | 0 | True |  | Non Federally-Regulated | 08/10/2018 |  | 11/15/2018
USAI Lighting | USAI Lighting | B3SWF-15X1-40KH-W2-WH-NCIC-UNV-D6E | Light Emitting Diode | Inseparable Luminaire | Direct Wired | 0-10 VDC Controls | 71 | 4000 | 0.001 | 91 | 52 | 433 | 0.96 | Ambient | 50000 |  |  | 99999 | 0.01 | 13 | 4 | 0.01 | 0.01 | 0 | 0 | 0 | 0 | 0.09 | 0.02 | 0 | 0 | 0 | 0 | 0.85 | 0 | 0 | 0 | 0 | 0 | True |  | Non Federally-Regulated | 08/10/2018 |  | 11/15/2018
USAI Lighting | USAI Lighting | B3SWF-15X1-40KH-W2-WH-NCIC-UNV-D6F | Light Emitting Diode | Inseparable Luminaire | Direct Wired | 0-10 VDC Controls | 71 | 4000 | 0.001 | 91 | 52 | 433 | 0.96 | Ambient | 50000 |  |  | 99999 | 0.01 | 13 | 4 | 0.01 | 0.01 | 0 | 0 | 0 | 0 | 0.09 | 0.02 | 0 | 0 | 0 | 0 | 0.85 | 0 | 0 | 0 | 0 | 0 | True |  | Non Federally-Regulated | 08/10/2018 |  | 11/15/2018
USAI Lighting | USAI Lighting | B3SWL-15X1-27KH-W2-BL-NCIC-UNV-D6A | Light Emitting Diode | Inseparable Luminaire | Direct Wired | 0-10 VDC Controls | 58 | 2700 | 0.001 | 91 | 52 | 433 | 0.96 | Ambient | 50000 |  |  | 99999 | 0.01 | 13 | 4 | 0.01 | 0.01 | 0 | 0 | 0 | 0 | 0.09 | 0.02 | 0 | 0 | 0 | 0 | 0.85 | 0 | 0 | 0 | 0 | 0 | True |  | Non Federally-Regulated | 08/10/2018 |  | 11/15/2018
USAI Lighting | USAI Lighting | B3SWL-15X1-27KH-W2-BL-NCIC-UNV-D6B | Light Emitting Diode | Inseparable Luminaire | Direct Wired | 0-10 VDC Controls | 58 | 2700 | 0.001 | 91 | 52 | 433 | 0.96 | Ambient | 50000 |  |  | 99999 | 0.01 | 13 | 4 | 0.01 | 0.01 | 0 | 0 | 0 | 0 | 0.09 | 0.02 | 0 | 0 | 0 | 0 | 0.85 | 0 | 0 | 0 | 0 | 0 | True |  | Non Federally-Regulated | 08/10/2018 |  | 11/15/2018
USAI Lighting | USAI Lighting | B3SWL-15X1-27KH-W2-BL-NCIC-UNV-D6E | Light Emitting Diode | Inseparable Luminaire | Direct Wired | 0-10 VDC Controls | 58 | 2700 | 0.001 | 91 | 52 | 433 | 0.96 | Ambient | 50000 |  |  | 99999 | 0.01 | 13 | 4 | 0.01 | 0.01 | 0 | 0 | 0 | 0 | 0.09 | 0.02 | 0 | 0 | 0 | 0 | 0.85 | 0 | 0 | 0 | 0 | 0 | True |  | Non Federally-Regulated | 08/10/2018 |  | 11/15/2018
USAI Lighting | USAI Lighting | B3SWL-15X1-27KH-W2-BL-NCIC-UNV-D6F | Light Emitting Diode | Inseparable Luminaire | Direct Wired | 0-10 VDC Controls | 58 | 2700 | 0.001 | 91 | 52 | 433 | 0.96 | Ambient | 50000 |  |  | 99999 | 0.01 | 13 | 4 | 0.01 | 0.01 | 0 | 0 | 0 | 0 | 0.09 | 0.02 | 0 | 0 | 0 | 0 | 0.85 | 0 | 0 | 0 | 0 | 0 | True |  | Non Federally-Regulated | 08/10/2018 |  | 11/15/2018
USAI Lighting | USAI Lighting | B3SWL-15X1-27KH-W2-BZ-NCIC-UNV-D6A | Light Emitting Diode | Inseparable Luminaire | Direct Wired | 0-10 VDC Controls | 58 | 2700 | 0.001 | 91 | 52 | 433 | 0.96 | Ambient | 50000 |  |  | 99999 | 0.01 | 13 | 4 | 0.01 | 0.01 | 0 | 0 | 0 | 0 | 0.09 | 0.02 | 0 | 0 | 0 | 0 | 0.85 | 0 | 0 | 0 | 0 | 0 | True |  | Non Federally-Regulated | 08/10/2018 |  | 11/15/2018
USAI Lighting | USAI Lighting | B3SWL-15X1-27KH-W2-BZ-NCIC-UNV-D6B | Light Emitting Diode | Inseparable Luminaire | Direct Wired | 0-10 VDC Controls | 58 | 2700 | 0.001 | 91 | 52 | 433 | 0.96 | Ambient | 50000 |  |  | 99999 | 0.01 | 13 | 4 | 0.01 | 0.01 | 0 | 0 | 0 | 0 | 0.09 | 0.02 | 0 | 0 | 0 | 0 | 0.85 | 0 | 0 | 0 | 0 | 0 | True |  | Non Federally-Regulated | 08/10/2018 |  | 11/15/2018
USAI Lighting | USAI Lighting | B3SWL-15X1-27KH-W2-BZ-NCIC-UNV-D6E | Light Emitting Diode | Inseparable Luminaire | Direct Wired | 0-10 VDC Controls | 58 | 2700 | 0.001 | 91 | 52 | 433 | 0.96 | Ambient | 50000 |  |  | 99999 | 0.01 | 13 | 4 | 0.01 | 0.01 | 0 | 0 | 0 | 0 | 0.09 | 0.02 | 0 | 0 | 0 | 0 | 0.85 | 0 | 0 | 0 | 0 | 0 | True |  | Non Federally-Regulated | 08/10/2018 |  | 11/15/2018
USAI Lighting | USAI Lighting | B3SWL-15X1-27KH-W2-BZ-NCIC-UNV-D6F | Light Emitting Diode | Inseparable Luminaire | Direct Wired | 0-10 VDC Controls | 58 | 2700 | 0.001 | 91 | 52 | 433 | 0.96 | Ambient | 50000 |  |  | 99999 | 0.01 | 13 | 4 | 0.01 | 0.01 | 0 | 0 | 0 | 0 | 0.09 | 0.02 | 0 | 0 | 0 | 0 | 0.85 | 0 | 0 | 0 | 0 | 0 | True |  | Non Federally-Regulated | 08/10/2018 |  | 11/15/2018
USAI Lighting | USAI Lighting | B3SWL-15X1-27KH-W2-GR-NCIC-UNV-D6A | Light Emitting Diode | Inseparable Luminaire | Direct Wired | 0-10 VDC Controls | 58 | 2700 | 0.001 | 91 | 52 | 433 | 0.96 | Ambient | 50000 |  |  | 99999 | 0.01 | 13 | 4 | 0.01 | 0.01 | 0 | 0 | 0 | 0 | 0.09 | 0.02 | 0 | 0 | 0 | 0 | 0.85 | 0 | 0 | 0 | 0 | 0 | True |  | Non Federally-Regulated | 08/10/2018 |  | 11/15/2018
USAI Lighting | USAI Lighting | B3SWL-15X1-27KH-W2-GR-NCIC-UNV-D6B | Light Emitting Diode | Inseparable Luminaire | Direct Wired | 0-10 VDC Controls | 58 | 2700 | 0.001 | 91 | 52 | 433 | 0.96 | Ambient | 50000 |  |  | 99999 | 0.01 | 13 | 4 | 0.01 | 0.01 | 0 | 0 | 0 | 0 | 0.09 | 0.02 | 0 | 0 | 0 | 0 | 0.85 | 0 | 0 | 0 | 0 | 0 | True |  | Non Federally-Regulated | 08/10/2018 |  | 11/15/2018
USAI Lighting | USAI Lighting | B3SWL-15X1-27KH-W2-GR-NCIC-UNV-D6E | Light Emitting Diode | Inseparable Luminaire | Direct Wired | 0-10 VDC Controls | 58 | 2700 | 0.001 | 91 | 52 | 433 | 0.96 | Ambient | 50000 |  |  | 99999 | 0.01 | 13 | 4 | 0.01 | 0.01 | 0 | 0 | 0 | 0 | 0.09 | 0.02 | 0 | 0 | 0 | 0 | 0.85 | 0 | 0 | 0 | 0 | 0 | True |  | Non Federally-Regulated | 08/10/2018 |  | 11/15/2018
USAI Lighting | USAI Lighting | B3SWL-15X1-27KH-W2-GR-NCIC-UNV-D6F | Light Emitting Diode | Inseparable Luminaire | Direct Wired | 0-10 VDC Controls | 58 | 2700 | 0.001 | 91 | 52 | 433 | 0.96 | Ambient | 50000 |  |  | 99999 | 0.01 | 13 | 4 | 0.01 | 0.01 | 0 | 0 | 0 | 0 | 0.09 | 0.02 | 0 | 0 | 0 | 0 | 0.85 | 0 | 0 | 0 | 0 | 0 | True |  | Non Federally-Regulated | 08/10/2018 |  | 11/15/2018
USAI Lighting | USAI Lighting | B3SWL-15X1-27KH-W2-WH-NCIC-UNV-D6A | Light Emitting Diode | Inseparable Luminaire | Direct Wired | 0-10 VDC Controls | 58 | 2700 | 0.001 | 91 | 52 | 433 | 0.96 | Ambient | 50000 |  |  | 99999 | 0.01 | 13 | 4 | 0.01 | 0.01 | 0 | 0 | 0 | 0 | 0.09 | 0.02 | 0 | 0 | 0 | 0 | 0.85 | 0 | 0 | 0 | 0 | 0 | True |  | Non Federally-Regulated | 08/10/2018 |  | 11/15/2018
USAI Lighting | USAI Lighting | B3SWL-15X1-27KH-W2-WH-NCIC-UNV-D6B | Light Emitting Diode | Inseparable Luminaire | Direct Wired | 0-10 VDC Controls | 58 | 2700 | 0.001 | 91 | 52 | 433 | 0.96 | Ambient | 50000 |  |  | 99999 | 0.01 | 13 | 4 | 0.01 | 0.01 | 0 | 0 | 0 | 0 | 0.09 | 0.02 | 0 | 0 | 0 | 0 | 0.85 | 0 | 0 | 0 | 0 | 0 | True |  | Non Federally-Regulated | 08/10/2018 |  | 11/15/2018
USAI Lighting | USAI Lighting | B3SWL-15X1-27KH-W2-WH-NCIC-UNV-D6E | Light Emitting Diode | Inseparable Luminaire | Direct Wired | 0-10 VDC Controls | 58 | 2700 | 0.001 | 91 | 52 | 433 | 0.96 | Ambient | 50000 |  |  | 99999 | 0.01 | 13 | 4 | 0.01 | 0.01 | 0 | 0 | 0 | 0 | 0.09 | 0.02 | 0 | 0 | 0 | 0 | 0.85 | 0 | 0 | 0 | 0 | 0 | True |  | Non Federally-Regulated | 08/10/2018 |  | 11/15/2018
USAI Lighting | USAI Lighting | B3SWL-15X1-27KH-W2-WH-NCIC-UNV-D6F | Light Emitting Diode | Inseparable Luminaire | Direct Wired | 0-10 VDC Controls | 58 | 2700 | 0.001 | 91 | 52 | 433 | 0.96 | Ambient | 50000 |  |  | 99999 | 0.01 | 13 | 4 | 0.01 | 0.01 | 0 | 0 | 0 | 0 | 0.09 | 0.02 | 0 | 0 | 0 | 0 | 0.85 | 0 | 0 | 0 | 0 | 0 | True |  | Non Federally-Regulated | 08/10/2018 |  | 11/15/2018
USAI Lighting | USAI Lighting | B3SWL-15X1-30KH-W2-BL-NCIC-UNV-D6A | Light Emitting Diode | Inseparable Luminaire | Direct Wired | 0-10 VDC Controls | 58 | 3000 | 0.001 | 91 | 52 | 433 | 0.96 | Ambient | 50000 |  |  | 99999 | 0.01 | 13 | 4 | 0.01 | 0.01 | 0 | 0 | 0 | 0 | 0.09 | 0.02 | 0 | 0 | 0 | 0 | 0.85 | 0 | 0 | 0 | 0 | 0 | True |  | Non Federally-Regulated | 08/10/2018 |  | 11/15/2018
USAI Lighting | USAI Lighting | B3SWL-15X1-30KH-W2-BL-NCIC-UNV-D6B | Light Emitting Diode | Inseparable Luminaire | Direct Wired | 0-10 VDC Controls | 58 | 3000 | 0.001 | 91 | 52 | 433 | 0.96 | Ambient | 50000 |  |  | 99999 | 0.01 | 13 | 4 | 0.01 | 0.01 | 0 | 0 | 0 | 0 | 0.09 | 0.02 | 0 | 0 | 0 | 0 | 0.85 | 0 | 0 | 0 | 0 | 0 | True |  | Non Federally-Regulated | 08/10/2018 |  | 11/15/2018
USAI Lighting | USAI Lighting | B3SWL-15X1-30KH-W2-BL-NCIC-UNV-D6E | Light Emitting Diode | Inseparable Luminaire | Direct Wired | 0-10 VDC Controls | 58 | 3000 | 0.001 | 91 | 52 | 433 | 0.96 | Ambient | 50000 |  |  | 99999 | 0.01 | 13 | 4 | 0.01 | 0.01 | 0 | 0 | 0 | 0 | 0.09 | 0.02 | 0 | 0 | 0 | 0 | 0.85 | 0 | 0 | 0 | 0 | 0 | True |  | Non Federally-Regulated | 08/10/2018 |  | 11/15/2018
USAI Lighting | USAI Lighting | B3SWL-15X1-30KH-W2-BL-NCIC-UNV-D6F | Light Emitting Diode | Inseparable Luminaire | Direct Wired | 0-10 VDC Controls | 58 | 3000 | 0.001 | 91 | 52 | 433 | 0.96 | Ambient | 50000 |  |  | 99999 | 0.01 | 13 | 4 | 0.01 | 0.01 | 0 | 0 | 0 | 0 | 0.09 | 0.02 | 0 | 0 | 0 | 0 | 0.85 | 0 | 0 | 0 | 0 | 0 | True |  | Non Federally-Regulated | 08/10/2018 |  | 11/15/2018
USAI Lighting | USAI Lighting | B3SWL-15X1-30KH-W2-BZ-NCIC-UNV-D6A | Light Emitting Diode | Inseparable Luminaire | Direct Wired | 0-10 VDC Controls | 58 | 3000 | 0.001 | 91 | 52 | 433 | 0.96 | Ambient | 50000 |  |  | 99999 | 0.01 | 13 | 4 | 0.01 | 0.01 | 0 | 0 | 0 | 0 | 0.09 | 0.02 | 0 | 0 | 0 | 0 | 0.85 | 0 | 0 | 0 | 0 | 0 | True |  | Non Federally-Regulated | 08/10/2018 |  | 11/15/2018
USAI Lighting | USAI Lighting | B3SWL-15X1-30KH-W2-BZ-NCIC-UNV-D6B | Light Emitting Diode | Inseparable Luminaire | Direct Wired | 0-10 VDC Controls | 58 | 3000 | 0.001 | 91 | 52 | 433 | 0.96 | Ambient | 50000 |  |  | 99999 | 0.01 | 13 | 4 | 0.01 | 0.01 | 0 | 0 | 0 | 0 | 0.09 | 0.02 | 0 | 0 | 0 | 0 | 0.85 | 0 | 0 | 0 | 0 | 0 | True |  | Non Federally-Regulated | 08/10/2018 |  | 11/15/2018
USAI Lighting | USAI Lighting | B3SWL-15X1-30KH-W2-BZ-NCIC-UNV-D6E | Light Emitting Diode | Inseparable Luminaire | Direct Wired | 0-10 VDC Controls | 58 | 3000 | 0.001 | 91 | 52 | 433 | 0.96 | Ambient | 50000 |  |  | 99999 | 0.01 | 13 | 4 | 0.01 | 0.01 | 0 | 0 | 0 | 0 | 0.09 | 0.02 | 0 | 0 | 0 | 0 | 0.85 | 0 | 0 | 0 | 0 | 0 | True |  | Non Federally-Regulated | 08/10/2018 |  | 11/15/2018
USAI Lighting | USAI Lighting | B3SWL-15X1-30KH-W2-BZ-NCIC-UNV-D6F | Light Emitting Diode | Inseparable Luminaire | Direct Wired | 0-10 VDC Controls | 58 | 3000 | 0.001 | 91 | 52 | 433 | 0.96 | Ambient | 50000 |  |  | 99999 | 0.01 | 13 | 4 | 0.01 | 0.01 | 0 | 0 | 0 | 0 | 0.09 | 0.02 | 0 | 0 | 0 | 0 | 0.85 | 0 | 0 | 0 | 0 | 0 | True |  | Non Federally-Regulated | 08/10/2018 |  | 11/15/2018
USAI Lighting | USAI Lighting | B3SWL-15X1-30KH-W2-GR-NCIC-UNV-D6A | Light Emitting Diode | Inseparable Luminaire | Direct Wired | 0-10 VDC Controls | 58 | 3000 | 0.001 | 91 | 52 | 433 | 0.96 | Ambient | 50000 |  |  | 99999 | 0.01 | 13 | 4 | 0.01 | 0.01 | 0 | 0 | 0 | 0 | 0.09 | 0.02 | 0 | 0 | 0 | 0 | 0.85 | 0 | 0 | 0 | 0 | 0 | True |  | Non Federally-Regulated | 08/10/2018 |  | 11/15/2018
USAI Lighting | USAI Lighting | B3SWL-15X1-30KH-W2-GR-NCIC-UNV-D6B | Light Emitting Diode | Inseparable Luminaire | Direct Wired | 0-10 VDC Controls | 58 | 3000 | 0.001 | 91 | 52 | 433 | 0.96 | Ambient | 50000 |  |  | 99999 | 0.01 | 13 | 4 | 0.01 | 0.01 | 0 | 0 | 0 | 0 | 0.09 | 0.02 | 0 | 0 | 0 | 0 | 0.85 | 0 | 0 | 0 | 0 | 0 | True |  | Non Federally-Regulated | 08/10/2018 |  | 11/15/2018
USAI Lighting | USAI Lighting | B3SWL-15X1-30KH-W2-GR-NCIC-UNV-D6E | Light Emitting Diode | Inseparable Luminaire | Direct Wired | 0-10 VDC Controls | 58 | 3000 | 0.001 | 91 | 52 | 433 | 0.96 | Ambient | 50000 |  |  | 99999 | 0.01 | 13 | 4 | 0.01 | 0.01 | 0 | 0 | 0 | 0 | 0.09 | 0.02 | 0 | 0 | 0 | 0 | 0.85 | 0 | 0 | 0 | 0 | 0 | True |  | Non Federally-Regulated | 08/10/2018 |  | 11/15/2018
USAI Lighting | USAI Lighting | B3SWL-15X1-30KH-W2-GR-NCIC-UNV-D6F | Light Emitting Diode | Inseparable Luminaire | Direct Wired | 0-10 VDC Controls | 58 | 3000 | 0.001 | 91 | 52 | 433 | 0.96 | Ambient | 50000 |  |  | 99999 | 0.01 | 13 | 4 | 0.01 | 0.01 | 0 | 0 | 0 | 0 | 0.09 | 0.02 | 0 | 0 | 0 | 0 | 0.85 | 0 | 0 | 0 | 0 | 0 | True |  | Non Federally-Regulated | 08/10/2018 |  | 11/15/2018
USAI Lighting | USAI Lighting | B3SWL-15X1-30KH-W2-WH-NCIC-UNV-D6A | Light Emitting Diode | Inseparable Luminaire | Direct Wired | 0-10 VDC Controls | 58 | 3000 | 0.001 | 91 | 52 | 433 | 0.96 | Ambient | 50000 |  |  | 99999 | 0.01 | 13 | 4 | 0.01 | 0.01 | 0 | 0 | 0 | 0 | 0.09 | 0.02 | 0 | 0 | 0 | 0 | 0.85 | 0 | 0 | 0 | 0 | 0 | True |  | Non Federally-Regulated | 08/10/2018 |  | 11/15/2018
USAI Lighting | USAI Lighting | B3SWL-15X1-30KH-W2-WH-NCIC-UNV-D6B | Light Emitting Diode | Inseparable Luminaire | Direct Wired | 0-10 VDC Controls | 58 | 3000 | 0.001 | 91 | 52 | 433 | 0.96 | Ambient | 50000 |  |  | 99999 | 0.01 | 13 | 4 | 0.01 | 0.01 | 0 | 0 | 0 | 0 | 0.09 | 0.02 | 0 | 0 | 0 | 0 | 0.85 | 0 | 0 | 0 | 0 | 0 | True |  | Non Federally-Regulated | 08/10/2018 |  | 11/15/2018
USAI Lighting | USAI Lighting | B3SWL-15X1-30KH-W2-WH-NCIC-UNV-D6E | Light Emitting Diode | Inseparable Luminaire | Direct Wired | 0-10 VDC Controls | 58 | 3000 | 0.001 | 91 | 52 | 433 | 0.96 | Ambient | 50000 |  |  | 99999 | 0.01 | 13 | 4 | 0.01 | 0.01 | 0 | 0 | 0 | 0 | 0.09 | 0.02 | 0 | 0 | 0 | 0 | 0.85 | 0 | 0 | 0 | 0 | 0 | True |  | Non Federally-Regulated | 08/10/2018 |  | 11/15/2018
USAI Lighting | USAI Lighting | B3SWL-15X1-30KH-W2-WH-NCIC-UNV-D6F | Light Emitting Diode | Inseparable Luminaire | Direct Wired | 0-10 VDC Controls | 58 | 3000 | 0.001 | 91 | 52 | 433 | 0.96 | Ambient | 50000 |  |  | 99999 | 0.01 | 13 | 4 | 0.01 | 0.01 | 0 | 0 | 0 | 0 | 0.09 | 0.02 | 0 | 0 | 0 | 0 | 0.85 | 0 | 0 | 0 | 0 | 0 | True |  | Non Federally-Regulated | 08/10/2018 |  | 11/15/2018
USAI Lighting | USAI Lighting | B3SWL-15X1-35KH-W2-BL-NCIC-UNV-D6A | Light Emitting Diode | Inseparable Luminaire | Direct Wired | 0-10 VDC Controls | 62 | 3500 | 0.001 | 91 | 52 | 433 | 0.96 | Ambient | 50000 |  |  | 99999 | 0.01 | 13 | 4 | 0.01 | 0.01 | 0 | 0 | 0 | 0 | 0.09 | 0.02 | 0 | 0 | 0 | 0 | 0.85 | 0 | 0 | 0 | 0 | 0 | True |  | Non Federally-Regulated | 08/10/2018 |  | 11/15/2018
USAI Lighting | USAI Lighting | B3SWL-15X1-35KH-W2-BL-NCIC-UNV-D6B | Light Emitting Diode | Inseparable Luminaire | Direct Wired | 0-10 VDC Controls | 62 | 3500 | 0.001 | 91 | 52 | 433 | 0.96 | Ambient | 50000 |  |  | 99999 | 0.01 | 13 | 4 | 0.01 | 0.01 | 0 | 0 | 0 | 0 | 0.09 | 0.02 | 0 | 0 | 0 | 0 | 0.85 | 0 | 0 | 0 | 0 | 0 | True |  | Non Federally-Regulated | 08/10/2018 |  | 11/15/2018
USAI Lighting | USAI Lighting | B3SWL-15X1-35KH-W2-BL-NCIC-UNV-D6E | Light Emitting Diode | Inseparable Luminaire | Direct Wired | 0-10 VDC Controls | 62 | 3500 | 0.001 | 91 | 52 | 433 | 0.96 | Ambient | 50000 |  |  | 99999 | 0.01 | 13 | 4 | 0.01 | 0.01 | 0 | 0 | 0 | 0 | 0.09 | 0.02 | 0 | 0 | 0 | 0 | 0.85 | 0 | 0 | 0 | 0 | 0 | True |  | Non Federally-Regulated | 08/10/2018 |  | 11/15/2018
USAI Lighting | USAI Lighting | B3SWL-15X1-35KH-W2-BL-NCIC-UNV-D6F | Light Emitting Diode | Inseparable Luminaire | Direct Wired | 0-10 VDC Controls | 62 | 3500 | 0.001 | 91 | 52 | 433 | 0.96 | Ambient | 50000 |  |  | 99999 | 0.01 | 13 | 4 | 0.01 | 0.01 | 0 | 0 | 0 | 0 | 0.09 | 0.02 | 0 | 0 | 0 | 0 | 0.85 | 0 | 0 | 0 | 0 | 0 | True |  | Non Federally-Regulated | 08/10/2018 |  | 11/15/2018
USAI Lighting | USAI Lighting | B3SWL-15X1-35KH-W2-BZ-NCIC-UNV-D6A | Light Emitting Diode | Inseparable Luminaire | Direct Wired | 0-10 VDC Controls | 62 | 3500 | 0.001 | 91 | 52 | 433 | 0.96 | Ambient | 50000 |  |  | 99999 | 0.01 | 13 | 4 | 0.01 | 0.01 | 0 | 0 | 0 | 0 | 0.09 | 0.02 | 0 | 0 | 0 | 0 | 0.85 | 0 | 0 | 0 | 0 | 0 | True |  | Non Federally-Regulated | 08/10/2018 |  | 11/15/2018
USAI Lighting | USAI Lighting | B3SWL-15X1-35KH-W2-BZ-NCIC-UNV-D6B | Light Emitting Diode | Inseparable Luminaire | Direct Wired | 0-10 VDC Controls | 62 | 3500 | 0.001 | 91 | 52 | 433 | 0.96 | Ambient | 50000 |  |  | 99999 | 0.01 | 13 | 4 | 0.01 | 0.01 | 0 | 0 | 0 | 0 | 0.09 | 0.02 | 0 | 0 | 0 | 0 | 0.85 | 0 | 0 | 0 | 0 | 0 | True |  | Non Federally-Regulated | 08/10/2018 |  | 11/15/2018
USAI Lighting | USAI Lighting | B3SWL-15X1-35KH-W2-BZ-NCIC-UNV-D6E | Light Emitting Diode | Inseparable Luminaire | Direct Wired | 0-10 VDC Controls | 62 | 3500 | 0.001 | 91 | 52 | 433 | 0.96 | Ambient | 50000 |  |  | 99999 | 0.01 | 13 | 4 | 0.01 | 0.01 | 0 | 0 | 0 | 0 | 0.09 | 0.02 | 0 | 0 | 0 | 0 | 0.85 | 0 | 0 | 0 | 0 | 0 | True |  | Non Federally-Regulated | 08/10/2018 |  | 11/15/2018
USAI Lighting | USAI Lighting | B3SWL-15X1-35KH-W2-BZ-NCIC-UNV-D6F | Light Emitting Diode | Inseparable Luminaire | Direct Wired | 0-10 VDC Controls | 62 | 3500 | 0.001 | 91 | 52 | 433 | 0.96 | Ambient | 50000 |  |  | 99999 | 0.01 | 13 | 4 | 0.01 | 0.01 | 0 | 0 | 0 | 0 | 0.09 | 0.02 | 0 | 0 | 0 | 0 | 0.85 | 0 | 0 | 0 | 0 | 0 | True |  | Non Federally-Regulated | 08/10/2018 |  | 11/15/2018
USAI Lighting | USAI Lighting | B3SWL-15X1-35KH-W2-GR-NCIC-UNV-D6A | Light Emitting Diode | Inseparable Luminaire | Direct Wired | 0-10 VDC Controls | 62 | 3500 | 0.001 | 91 | 52 | 433 | 0.96 | Ambient | 50000 |  |  | 99999 | 0.01 | 13 | 4 | 0.01 | 0.01 | 0 | 0 | 0 | 0 | 0.09 | 0.02 | 0 | 0 | 0 | 0 | 0.85 | 0 | 0 | 0 | 0 | 0 | True |  | Non Federally-Regulated | 08/10/2018 |  | 11/15/2018
USAI Lighting | USAI Lighting | B3SWL-15X1-35KH-W2-GR-NCIC-UNV-D6B | Light Emitting Diode | Inseparable Luminaire | Direct Wired | 0-10 VDC Controls | 62 | 3500 | 0.001 | 91 | 52 | 433 | 0.96 | Ambient | 50000 |  |  | 99999 | 0.01 | 13 | 4 | 0.01 | 0.01 | 0 | 0 | 0 | 0 | 0.09 | 0.02 | 0 | 0 | 0 | 0 | 0.85 | 0 | 0 | 0 | 0 | 0 | True |  | Non Federally-Regulated | 08/10/2018 |  | 11/15/2018
USAI Lighting | USAI Lighting | B3SWL-15X1-35KH-W2-GR-NCIC-UNV-D6E | Light Emitting Diode | Inseparable Luminaire | Direct Wired | 0-10 VDC Controls | 62 | 3500 | 0.001 | 91 | 52 | 433 | 0.96 | Ambient | 50000 |  |  | 99999 | 0.01 | 13 | 4 | 0.01 | 0.01 | 0 | 0 | 0 | 0 | 0.09 | 0.02 | 0 | 0 | 0 | 0 | 0.85 | 0 | 0 | 0 | 0 | 0 | True |  | Non Federally-Regulated | 08/10/2018 |  | 11/15/2018
USAI Lighting | USAI Lighting | B3SWL-15X1-35KH-W2-GR-NCIC-UNV-D6F | Light Emitting Diode | Inseparable Luminaire | Direct Wired | 0-10 VDC Controls | 62 | 3500 | 0.001 | 91 | 52 | 433 | 0.96 | Ambient | 50000 |  |  | 99999 | 0.01 | 13 | 4 | 0.01 | 0.01 | 0 | 0 | 0 | 0 | 0.09 | 0.02 | 0 | 0 | 0 | 0 | 0.85 | 0 | 0 | 0 | 0 | 0 | True |  | Non Federally-Regulated | 08/10/2018 |  | 11/15/2018
USAI Lighting | USAI Lighting | B3SWL-15X1-35KH-W2-WH-NCIC-UNV-D6A | Light Emitting Diode | Inseparable Luminaire | Direct Wired | 0-10 VDC Controls | 62 | 3500 | 0.001 | 91 | 52 | 433 | 0.96 | Ambient | 50000 |  |  | 99999 | 0.01 | 13 | 4 | 0.01 | 0.01 | 0 | 0 | 0 | 0 | 0.09 | 0.02 | 0 | 0 | 0 | 0 | 0.85 | 0 | 0 | 0 | 0 | 0 | True |  | Non Federally-Regulated | 08/10/2018 |  | 11/15/2018
USAI Lighting | USAI Lighting | B3SWL-15X1-35KH-W2-WH-NCIC-UNV-D6B | Light Emitting Diode | Inseparable Luminaire | Direct Wired | 0-10 VDC Controls | 62 | 3500 | 0.001 | 91 | 52 | 433 | 0.96 | Ambient | 50000 |  |  | 99999 | 0.01 | 13 | 4 | 0.01 | 0.01 | 0 | 0 | 0 | 0 | 0.09 | 0.02 | 0 | 0 | 0 | 0 | 0.85 | 0 | 0 | 0 | 0 | 0 | True |  | Non Federally-Regulated | 08/10/2018 |  | 11/15/2018
USAI Lighting | USAI Lighting | B3SWL-15X1-35KH-W2-WH-NCIC-UNV-D6E | Light Emitting Diode | Inseparable Luminaire | Direct Wired | 0-10 VDC Controls | 62 | 3500 | 0.001 | 91 | 52 | 433 | 0.96 | Ambient | 50000 |  |  | 99999 | 0.01 | 13 | 4 | 0.01 | 0.01 | 0 | 0 | 0 | 0 | 0.09 | 0.02 | 0 | 0 | 0 | 0 | 0.85 | 0 | 0 | 0 | 0 | 0 | True |  | Non Federally-Regulated | 08/10/2018 |  | 11/15/2018
USAI Lighting | USAI Lighting | B3SWL-15X1-35KH-W2-WH-NCIC-UNV-D6F | Light Emitting Diode | Inseparable Luminaire | Direct Wired | 0-10 VDC Controls | 62 | 3500 | 0.001 | 91 | 52 | 433 | 0.96 | Ambient | 50000 |  |  | 99999 | 0.01 | 13 | 4 | 0.01 | 0.01 | 0 | 0 | 0 | 0 | 0.09 | 0.02 | 0 | 0 | 0 | 0 | 0.85 | 0 | 0 | 0 | 0 | 0 | True |  | Non Federally-Regulated | 08/10/2018 |  | 11/15/2018
USAI Lighting | USAI Lighting | B3SWL-15X1-40KH-W2-BL-NCIC-UNV-D6A | Light Emitting Diode | Inseparable Luminaire | Direct Wired | 0-10 VDC Controls | 71 | 4000 | 0.001 | 91 | 52 | 433 | 0.96 | Ambient | 50000 |  |  | 99999 | 0.01 | 13 | 4 | 0.01 | 0.01 | 0 | 0 | 0 | 0 | 0.09 | 0.02 | 0 | 0 | 0 | 0 | 0.85 | 0 | 0 | 0 | 0 | 0 | True |  | Non Federally-Regulated | 08/10/2018 |  | 11/15/2018
USAI Lighting | USAI Lighting | B3SWL-15X1-40KH-W2-BL-NCIC-UNV-D6B | Light Emitting Diode | Inseparable Luminaire | Direct Wired | 0-10 VDC Controls | 71 | 4000 | 0.001 | 91 | 52 | 433 | 0.96 | Ambient | 50000 |  |  | 99999 | 0.01 | 13 | 4 | 0.01 | 0.01 | 0 | 0 | 0 | 0 | 0.09 | 0.02 | 0 | 0 | 0 | 0 | 0.85 | 0 | 0 | 0 | 0 | 0 | True |  | Non Federally-Regulated | 08/10/2018 |  | 11/15/2018
USAI Lighting | USAI Lighting | B3SWL-15X1-40KH-W2-BL-NCIC-UNV-D6E | Light Emitting Diode | Inseparable Luminaire | Direct Wired | 0-10 VDC Controls | 71 | 4000 | 0.001 | 91 | 52 | 433 | 0.96 | Ambient | 50000 |  |  | 99999 | 0.01 | 13 | 4 | 0.01 | 0.01 | 0 | 0 | 0 | 0 | 0.09 | 0.02 | 0 | 0 | 0 | 0 | 0.85 | 0 | 0 | 0 | 0 | 0 | True |  | Non Federally-Regulated | 08/10/2018 |  | 11/15/2018
USAI Lighting | USAI Lighting | B3SWL-15X1-40KH-W2-BL-NCIC-UNV-D6F | Light Emitting Diode | Inseparable Luminaire | Direct Wired | 0-10 VDC Controls | 71 | 4000 | 0.001 | 91 | 52 | 433 | 0.96 | Ambient | 50000 |  |  | 99999 | 0.01 | 13 | 4 | 0.01 | 0.01 | 0 | 0 | 0 | 0 | 0.09 | 0.02 | 0 | 0 | 0 | 0 | 0.85 | 0 | 0 | 0 | 0 | 0 | True |  | Non Federally-Regulated | 08/10/2018 |  | 11/15/2018
USAI Lighting | USAI Lighting | B3SWL-15X1-40KH-W2-BZ-NCIC-UNV-D6A | Light Emitting Diode | Inseparable Luminaire | Direct Wired | 0-10 VDC Controls | 71 | 4000 | 0.001 | 91 | 52 | 433 | 0.96 | Ambient | 50000 |  |  | 99999 | 0.01 | 13 | 4 | 0.01 | 0.01 | 0 | 0 | 0 | 0 | 0.09 | 0.02 | 0 | 0 | 0 | 0 | 0.85 | 0 | 0 | 0 | 0 | 0 | True |  | Non Federally-Regulated | 08/10/2018 |  | 11/15/2018
USAI Lighting | USAI Lighting | B3SWL-15X1-40KH-W2-BZ-NCIC-UNV-D6B | Light Emitting Diode | Inseparable Luminaire | Direct Wired | 0-10 VDC Controls | 71 | 4000 | 0.001 | 91 | 52 | 433 | 0.96 | Ambient | 50000 |  |  | 99999 | 0.01 | 13 | 4 | 0.01 | 0.01 | 0 | 0 | 0 | 0 | 0.09 | 0.02 | 0 | 0 | 0 | 0 | 0.85 | 0 | 0 | 0 | 0 | 0 | True |  | Non Federally-Regulated | 08/10/2018 |  | 11/15/2018
USAI Lighting | USAI Lighting | B3SWL-15X1-40KH-W2-BZ-NCIC-UNV-D6E | Light Emitting Diode | Inseparable Luminaire | Direct Wired | 0-10 VDC Controls | 71 | 4000 | 0.001 | 91 | 52 | 433 | 0.96 | Ambient | 50000 |  |  | 99999 | 0.01 | 13 | 4 | 0.01 | 0.01 | 0 | 0 | 0 | 0 | 0.09 | 0.02 | 0 | 0 | 0 | 0 | 0.85 | 0 | 0 | 0 | 0 | 0 | True |  | Non Federally-Regulated | 08/10/2018 |  | 11/15/2018
USAI Lighting | USAI Lighting | B3SWL-15X1-40KH-W2-BZ-NCIC-UNV-D6F | Light Emitting Diode | Inseparable Luminaire | Direct Wired | 0-10 VDC Controls | 71 | 4000 | 0.001 | 91 | 52 | 433 | 0.96 | Ambient | 50000 |  |  | 99999 | 0.01 | 13 | 4 | 0.01 | 0.01 | 0 | 0 | 0 | 0 | 0.09 | 0.02 | 0 | 0 | 0 | 0 | 0.85 | 0 | 0 | 0 | 0 | 0 | True |  | Non Federally-Regulated | 08/10/2018 |  | 11/15/2018
USAI Lighting | USAI Lighting | B3SWL-15X1-40KH-W2-GR-NCIC-UNV-D6A | Light Emitting Diode | Inseparable Luminaire | Direct Wired | 0-10 VDC Controls | 71 | 4000 | 0.001 | 91 | 52 | 433 | 0.96 | Ambient | 50000 |  |  | 99999 | 0.01 | 13 | 4 | 0.01 | 0.01 | 0 | 0 | 0 | 0 | 0.09 | 0.02 | 0 | 0 | 0 | 0 | 0.85 | 0 | 0 | 0 | 0 | 0 | True |  | Non Federally-Regulated | 08/10/2018 |  | 11/15/2018
USAI Lighting | USAI Lighting | B3SWL-15X1-40KH-W2-GR-NCIC-UNV-D6B | Light Emitting Diode | Inseparable Luminaire | Direct Wired | 0-10 VDC Controls | 71 | 4000 | 0.001 | 91 | 52 | 433 | 0.96 | Ambient | 50000 |  |  | 99999 | 0.01 | 13 | 4 | 0.01 | 0.01 | 0 | 0 | 0 | 0 | 0.09 | 0.02 | 0 | 0 | 0 | 0 | 0.85 | 0 | 0 | 0 | 0 | 0 | True |  | Non Federally-Regulated | 08/10/2018 |  | 11/15/2018
USAI Lighting | USAI Lighting | B3SWL-15X1-40KH-W2-GR-NCIC-UNV-D6E | Light Emitting Diode | Inseparable Luminaire | Direct Wired | 0-10 VDC Controls | 71 | 4000 | 0.001 | 91 | 52 | 433 | 0.96 | Ambient | 50000 |  |  | 99999 | 0.01 | 13 | 4 | 0.01 | 0.01 | 0 | 0 | 0 | 0 | 0.09 | 0.02 | 0 | 0 | 0 | 0 | 0.85 | 0 | 0 | 0 | 0 | 0 | True |  | Non Federally-Regulated | 08/10/2018 |  | 11/15/2018
USAI Lighting | USAI Lighting | B3SWL-15X1-40KH-W2-GR-NCIC-UNV-D6F | Light Emitting Diode | Inseparable Luminaire | Direct Wired | 0-10 VDC Controls | 71 | 4000 | 0.001 | 91 | 52 | 433 | 0.96 | Ambient | 50000 |  |  | 99999 | 0.01 | 13 | 4 | 0.01 | 0.01 | 0 | 0 | 0 | 0 | 0.09 | 0.02 | 0 | 0 | 0 | 0 | 0.85 | 0 | 0 | 0 | 0 | 0 | True |  | Non Federally-Regulated | 08/10/2018 |  | 11/15/2018
USAI Lighting | USAI Lighting | B3SWL-15X1-40KH-W2-WH-NCIC-UNV-D6A | Light Emitting Diode | Inseparable Luminaire | Direct Wired | 0-10 VDC Controls | 71 | 4000 | 0.001 | 91 | 52 | 433 | 0.96 | Ambient | 50000 |  |  | 99999 | 0.01 | 13 | 4 | 0.01 | 0.01 | 0 | 0 | 0 | 0 | 0.09 | 0.02 | 0 | 0 | 0 | 0 | 0.85 | 0 | 0 | 0 | 0 | 0 | True |  | Non Federally-Regulated | 08/10/2018 |  | 11/15/2018
USAI Lighting | USAI Lighting | B3SWL-15X1-40KH-W2-WH-NCIC-UNV-D6B | Light Emitting Diode | Inseparable Luminaire | Direct Wired | 0-10 VDC Controls | 71 | 4000 | 0.001 | 91 | 52 | 433 | 0.96 | Ambient | 50000 |  |  | 99999 | 0.01 | 13 | 4 | 0.01 | 0.01 | 0 | 0 | 0 | 0 | 0.09 | 0.02 | 0 | 0 | 0 | 0 | 0.85 | 0 | 0 | 0 | 0 | 0 | True |  | Non Federally-Regulated | 08/10/2018 |  | 11/15/2018
USAI Lighting | USAI Lighting | B3SWL-15X1-40KH-W2-WH-NCIC-UNV-D6E | Light Emitting Diode | Inseparable Luminaire | Direct Wired | 0-10 VDC Controls | 71 | 4000 | 0.001 | 91 | 52 | 433 | 0.96 | Ambient | 50000 |  |  | 99999 | 0.01 | 13 | 4 | 0.01 | 0.01 | 0 | 0 | 0 | 0 | 0.09 | 0.02 | 0 | 0 | 0 | 0 | 0.85 | 0 | 0 | 0 | 0 | 0 | True |  | Non Federally-Regulated | 08/10/2018 |  | 11/15/2018
USAI Lighting | USAI Lighting | B3SWL-15X1-40KH-W2-WH-NCIC-UNV-D6F | Light Emitting Diode | Inseparable Luminaire | Direct Wired | 0-10 VDC Controls | 71 | 4000 | 0.001 | 91 | 52 | 433 | 0.96 | Ambient | 50000 |  |  | 99999 | 0.01 | 13 | 4 | 0.01 | 0.01 | 0 | 0 | 0 | 0 | 0.09 | 0.02 | 0 | 0 | 0 | 0 | 0.85 | 0 | 0 | 0 | 0 | 0 | True |  | Non Federally-Regulated | 08/10/2018 |  | 11/15/2018
USAI Lighting | USAI Lighting | B3SWM-15X1-27KH-W2-BL-NCIC-UNV-D6A | Light Emitting Diode | Inseparable Luminaire | Direct Wired | 0-10 VDC Controls | 58 | 2700 | 0.001 | 91 | 52 | 433 | 0.96 | Ambient | 50000 |  |  | 99999 | 0.01 | 13 | 4 | 0.01 | 0.01 | 0 | 0 | 0 | 0 | 0.09 | 0.02 | 0 | 0 | 0 | 0 | 0.85 | 0 | 0 | 0 | 0 | 0 | True |  | Non Federally-Regulated | 08/10/2018 |  | 11/15/2018
USAI Lighting | USAI Lighting | B3SWM-15X1-27KH-W2-BL-NCIC-UNV-D6B | Light Emitting Diode | Inseparable Luminaire | Direct Wired | 0-10 VDC Controls | 58 | 2700 | 0.001 | 91 | 52 | 433 | 0.96 | Ambient | 50000 |  |  | 99999 | 0.01 | 13 | 4 | 0.01 | 0.01 | 0 | 0 | 0 | 0 | 0.09 | 0.02 | 0 | 0 | 0 | 0 | 0.85 | 0 | 0 | 0 | 0 | 0 | True |  | Non Federally-Regulated | 08/10/2018 |  | 11/15/2018
USAI Lighting | USAI Lighting | B3SWM-15X1-27KH-W2-BL-NCIC-UNV-D6E | Light Emitting Diode | Inseparable Luminaire | Direct Wired | 0-10 VDC Controls | 58 | 2700 | 0.001 | 91 | 52 | 433 | 0.96 | Ambient | 50000 |  |  | 99999 | 0.01 | 13 | 4 | 0.01 | 0.01 | 0 | 0 | 0 | 0 | 0.09 | 0.02 | 0 | 0 | 0 | 0 | 0.85 | 0 | 0 | 0 | 0 | 0 | True |  | Non Federally-Regulated | 08/10/2018 |  | 11/15/2018
USAI Lighting | USAI Lighting | B3SWM-15X1-27KH-W2-BL-NCIC-UNV-D6F | Light Emitting Diode | Inseparable Luminaire | Direct Wired | 0-10 VDC Controls | 58 | 2700 | 0.001 | 91 | 52 | 433 | 0.96 | Ambient | 50000 |  |  | 99999 | 0.01 | 13 | 4 | 0.01 | 0.01 | 0 | 0 | 0 | 0 | 0.09 | 0.02 | 0 | 0 | 0 | 0 | 0.85 | 0 | 0 | 0 | 0 | 0 | True |  | Non Federally-Regulated | 08/10/2018 |  | 11/15/2018
USAI Lighting | USAI Lighting | B3RWL-15X1-35KH-W2-WH-NCIC-UNV-D6A | Light Emitting Diode | Inseparable Luminaire | Direct Wired | 0-10 VDC Controls | 62 | 3500 | 0.001 | 91 | 52 | 433 | 0.96 | Ambient | 50000 |  |  | 99999 | 0.01 | 13 | 4 | 0.01 | 0.01 | 0 | 0 | 0 | 0 | 0.09 | 0.02 | 0 | 0 | 0 | 0 | 0.85 | 0 | 0 | 0 | 0 | 0 | True |  | Non Federally-Regulated | 08/10/2018 |  | 11/15/2018
USAI Lighting | USAI Lighting | B3RWL-15X1-35KH-W2-WH-NCIC-UNV-D6B | Light Emitting Diode | Inseparable Luminaire | Direct Wired | 0-10 VDC Controls | 62 | 3500 | 0.001 | 91 | 52 | 433 | 0.96 | Ambient | 50000 |  |  | 99999 | 0.01 | 13 | 4 | 0.01 | 0.01 | 0 | 0 | 0 | 0 | 0.09 | 0.02 | 0 | 0 | 0 | 0 | 0.85 | 0 | 0 | 0 | 0 | 0 | True |  | Non Federally-Regulated | 08/10/2018 |  | 11/15/2018
USAI Lighting | USAI Lighting | B3RWL-15X1-35KH-W2-WH-NCIC-UNV-D6E | Light Emitting Diode | Inseparable Luminaire | Direct Wired | 0-10 VDC Controls | 62 | 3500 | 0.001 | 91 | 52 | 433 | 0.96 | Ambient | 50000 |  |  | 99999 | 0.01 | 13 | 4 | 0.01 | 0.01 | 0 | 0 | 0 | 0 | 0.09 | 0.02 | 0 | 0 | 0 | 0 | 0.85 | 0 | 0 | 0 | 0 | 0 | True |  | Non Federally-Regulated | 08/10/2018 |  | 11/15/2018
USAI Lighting | USAI Lighting | B3RWL-15X1-35KH-W2-WH-NCIC-UNV-D6F | Light Emitting Diode | Inseparable Luminaire | Direct Wired | 0-10 VDC Controls | 62 | 3500 | 0.001 | 91 | 52 | 433 | 0.96 | Ambient | 50000 |  |  | 99999 | 0.01 | 13 | 4 | 0.01 | 0.01 | 0 | 0 | 0 | 0 | 0.09 | 0.02 | 0 | 0 | 0 | 0 | 0.85 | 0 | 0 | 0 | 0 | 0 | True |  | Non Federally-Regulated | 08/10/2018 |  | 11/15/2018
USAI Lighting | USAI Lighting | B3RWL-15X1-40KH-W2-BL-NCIC-UNV-D6A | Light Emitting Diode | Inseparable Luminaire | Direct Wired | 0-10 VDC Controls | 71 | 4000 | 0.001 | 91 | 52 | 433 | 0.96 | Ambient | 50000 |  |  | 99999 | 0.01 | 13 | 4 | 0.01 | 0.01 | 0 | 0 | 0 | 0 | 0.09 | 0.02 | 0 | 0 | 0 | 0 | 0.85 | 0 | 0 | 0 | 0 | 0 | True |  | Non Federally-Regulated | 08/10/2018 |  | 11/15/2018
USAI Lighting | USAI Lighting | B3RWL-15X1-40KH-W2-BL-NCIC-UNV-D6B | Light Emitting Diode | Inseparable Luminaire | Direct Wired | 0-10 VDC Controls | 71 | 4000 | 0.001 | 91 | 52 | 433 | 0.96 | Ambient | 50000 |  |  | 99999 | 0.01 | 13 | 4 | 0.01 | 0.01 | 0 | 0 | 0 | 0 | 0.09 | 0.02 | 0 | 0 | 0 | 0 | 0.85 | 0 | 0 | 0 | 0 | 0 | True |  | Non Federally-Regulated | 08/10/2018 |  | 11/15/2018
USAI Lighting | USAI Lighting | B3RWL-15X1-40KH-W2-BL-NCIC-UNV-D6E | Light Emitting Diode | Inseparable Luminaire | Direct Wired | 0-10 VDC Controls | 71 | 4000 | 0.001 | 91 | 52 | 433 | 0.96 | Ambient | 50000 |  |  | 99999 | 0.01 | 13 | 4 | 0.01 | 0.01 | 0 | 0 | 0 | 0 | 0.09 | 0.02 | 0 | 0 | 0 | 0 | 0.85 | 0 | 0 | 0 | 0 | 0 | True |  | Non Federally-Regulated | 08/10/2018 |  | 11/15/2018
USAI Lighting | USAI Lighting | B3RWL-15X1-40KH-W2-BL-NCIC-UNV-D6F | Light Emitting Diode | Inseparable Luminaire | Direct Wired | 0-10 VDC Controls | 71 | 4000 | 0.001 | 91 | 52 | 433 | 0.96 | Ambient | 50000 |  |  | 99999 | 0.01 | 13 | 4 | 0.01 | 0.01 | 0 | 0 | 0 | 0 | 0.09 | 0.02 | 0 | 0 | 0 | 0 | 0.85 | 0 | 0 | 0 | 0 | 0 | True |  | Non Federally-Regulated | 08/10/2018 |  | 11/15/2018
USAI Lighting | USAI Lighting | B3RWL-15X1-40KH-W2-BZ-NCIC-UNV-D6A | Light Emitting Diode | Inseparable Luminaire | Direct Wired | 0-10 VDC Controls | 71 | 4000 | 0.001 | 91 | 52 | 433 | 0.96 | Ambient | 50000 |  |  | 99999 | 0.01 | 13 | 4 | 0.01 | 0.01 | 0 | 0 | 0 | 0 | 0.09 | 0.02 | 0 | 0 | 0 | 0 | 0.85 | 0 | 0 | 0 | 0 | 0 | True |  | Non Federally-Regulated | 08/10/2018 |  | 11/15/2018
USAI Lighting | USAI Lighting | B3RWL-15X1-40KH-W2-BZ-NCIC-UNV-D6B | Light Emitting Diode | Inseparable Luminaire | Direct Wired | 0-10 VDC Controls | 71 | 4000 | 0.001 | 91 | 52 | 433 | 0.96 | Ambient | 50000 |  |  | 99999 | 0.01 | 13 | 4 | 0.01 | 0.01 | 0 | 0 | 0 | 0 | 0.09 | 0.02 | 0 | 0 | 0 | 0 | 0.85 | 0 | 0 | 0 | 0 | 0 | True |  | Non Federally-Regulated | 08/10/2018 |  | 11/15/2018
USAI Lighting | USAI Lighting | B3RWL-15X1-40KH-W2-BZ-NCIC-UNV-D6E | Light Emitting Diode | Inseparable Luminaire | Direct Wired | 0-10 VDC Controls | 71 | 4000 | 0.001 | 91 | 52 | 433 | 0.96 | Ambient | 50000 |  |  | 99999 | 0.01 | 13 | 4 | 0.01 | 0.01 | 0 | 0 | 0 | 0 | 0.09 | 0.02 | 0 | 0 | 0 | 0 | 0.85 | 0 | 0 | 0 | 0 | 0 | True |  | Non Federally-Regulated | 08/10/2018 |  | 11/15/2018
USAI Lighting | USAI Lighting | B3RWL-15X1-40KH-W2-BZ-NCIC-UNV-D6F | Light Emitting Diode | Inseparable Luminaire | Direct Wired | 0-10 VDC Controls | 71 | 4000 | 0.001 | 91 | 52 | 433 | 0.96 | Ambient | 50000 |  |  | 99999 | 0.01 | 13 | 4 | 0.01 | 0.01 | 0 | 0 | 0 | 0 | 0.09 | 0.02 | 0 | 0 | 0 | 0 | 0.85 | 0 | 0 | 0 | 0 | 0 | True |  | Non Federally-Regulated | 08/10/2018 |  | 11/15/2018
USAI Lighting | USAI Lighting | B3RWL-15X1-40KH-W2-GR-NCIC-UNV-D6A | Light Emitting Diode | Inseparable Luminaire | Direct Wired | 0-10 VDC Controls | 71 | 4000 | 0.001 | 91 | 52 | 433 | 0.96 | Ambient | 50000 |  |  | 99999 | 0.01 | 13 | 4 | 0.01 | 0.01 | 0 | 0 | 0 | 0 | 0.09 | 0.02 | 0 | 0 | 0 | 0 | 0.85 | 0 | 0 | 0 | 0 | 0 | True |  | Non Federally-Regulated | 08/10/2018 |  | 11/15/2018
USAI Lighting | USAI Lighting | B3RWL-15X1-40KH-W2-GR-NCIC-UNV-D6B | Light Emitting Diode | Inseparable Luminaire | Direct Wired | 0-10 VDC Controls | 71 | 4000 | 0.001 | 91 | 52 | 433 | 0.96 | Ambient | 50000 |  |  | 99999 | 0.01 | 13 | 4 | 0.01 | 0.01 | 0 | 0 | 0 | 0 | 0.09 | 0.02 | 0 | 0 | 0 | 0 | 0.85 | 0 | 0 | 0 | 0 | 0 | True |  | Non Federally-Regulated | 08/10/2018 |  | 11/15/2018
USAI Lighting | USAI Lighting | B3RWL-15X1-40KH-W2-GR-NCIC-UNV-D6E | Light Emitting Diode | Inseparable Luminaire | Direct Wired | 0-10 VDC Controls | 71 | 4000 | 0.001 | 91 | 52 | 433 | 0.96 | Ambient | 50000 |  |  | 99999 | 0.01 | 13 | 4 | 0.01 | 0.01 | 0 | 0 | 0 | 0 | 0.09 | 0.02 | 0 | 0 | 0 | 0 | 0.85 | 0 | 0 | 0 | 0 | 0 | True |  | Non Federally-Regulated | 08/10/2018 |  | 11/15/2018
USAI Lighting | USAI Lighting | B3RWL-15X1-40KH-W2-GR-NCIC-UNV-D6F | Light Emitting Diode | Inseparable Luminaire | Direct Wired | 0-10 VDC Controls | 71 | 4000 | 0.001 | 91 | 52 | 433 | 0.96 | Ambient | 50000 |  |  | 99999 | 0.01 | 13 | 4 | 0.01 | 0.01 | 0 | 0 | 0 | 0 | 0.09 | 0.02 | 0 | 0 | 0 | 0 | 0.85 | 0 | 0 | 0 | 0 | 0 | True |  | Non Federally-Regulated | 08/10/2018 |  | 11/15/2018
USAI Lighting | USAI Lighting | B3RWL-15X1-40KH-W2-WH-NCIC-UNV-D6A | Light Emitting Diode | Inseparable Luminaire | Direct Wired | 0-10 VDC Controls | 71 | 4000 | 0.001 | 91 | 52 | 433 | 0.96 | Ambient | 50000 |  |  | 99999 | 0.01 | 13 | 4 | 0.01 | 0.01 | 0 | 0 | 0 | 0 | 0.09 | 0.02 | 0 | 0 | 0 | 0 | 0.85 | 0 | 0 | 0 | 0 | 0 | True |  | Non Federally-Regulated | 08/10/2018 |  | 11/15/2018
USAI Lighting | USAI Lighting | B3RWL-15X1-40KH-W2-WH-NCIC-UNV-D6B | Light Emitting Diode | Inseparable Luminaire | Direct Wired | 0-10 VDC Controls | 71 | 4000 | 0.001 | 91 | 52 | 433 | 0.96 | Ambient | 50000 |  |  | 99999 | 0.01 | 13 | 4 | 0.01 | 0.01 | 0 | 0 | 0 | 0 | 0.09 | 0.02 | 0 | 0 | 0 | 0 | 0.85 | 0 | 0 | 0 | 0 | 0 | True |  | Non Federally-Regulated | 08/10/2018 |  | 11/15/2018
USAI Lighting | USAI Lighting | B3RWL-15X1-40KH-W2-WH-NCIC-UNV-D6E | Light Emitting Diode | Inseparable Luminaire | Direct Wired | 0-10 VDC Controls | 71 | 4000 | 0.001 | 91 | 52 | 433 | 0.96 | Ambient | 50000 |  |  | 99999 | 0.01 | 13 | 4 | 0.01 | 0.01 | 0 | 0 | 0 | 0 | 0.09 | 0.02 | 0 | 0 | 0 | 0 | 0.85 | 0 | 0 | 0 | 0 | 0 | True |  | Non Federally-Regulated | 08/10/2018 |  | 11/15/2018
USAI Lighting | USAI Lighting | B3RWL-15X1-40KH-W2-WH-NCIC-UNV-D6F | Light Emitting Diode | Inseparable Luminaire | Direct Wired | 0-10 VDC Controls | 71 | 4000 | 0.001 | 91 | 52 | 433 | 0.96 | Ambient | 50000 |  |  | 99999 | 0.01 | 13 | 4 | 0.01 | 0.01 | 0 | 0 | 0 | 0 | 0.09 | 0.02 | 0 | 0 | 0 | 0 | 0.85 | 0 | 0 | 0 | 0 | 0 | True |  | Non Federally-Regulated | 08/10/2018 |  | 11/15/2018
USAI Lighting | USAI Lighting | B3RWM-15X1-27KH-W2-BL-NCIC-UNV-D6A | Light Emitting Diode | Inseparable Luminaire | Direct Wired | 0-10 VDC Controls | 58 | 2700 | 0.001 | 91 | 52 | 433 | 0.96 | Ambient | 50000 |  |  | 99999 | 0.01 | 13 | 4 | 0.01 | 0.01 | 0 | 0 | 0 | 0 | 0.09 | 0.02 | 0 | 0 | 0 | 0 | 0.85 | 0 | 0 | 0 | 0 | 0 | True |  | Non Federally-Regulated | 08/10/2018 |  | 11/15/2018
USAI Lighting | USAI Lighting | B3RWM-15X1-27KH-W2-BL-NCIC-UNV-D6B | Light Emitting Diode | Inseparable Luminaire | Direct Wired | 0-10 VDC Controls | 58 | 2700 | 0.001 | 91 | 52 | 433 | 0.96 | Ambient | 50000 |  |  | 99999 | 0.01 | 13 | 4 | 0.01 | 0.01 | 0 | 0 | 0 | 0 | 0.09 | 0.02 | 0 | 0 | 0 | 0 | 0.85 | 0 | 0 | 0 | 0 | 0 | True |  | Non Federally-Regulated | 08/10/2018 |  | 11/15/2018
USAI Lighting | USAI Lighting | B3RWM-15X1-27KH-W2-BL-NCIC-UNV-D6E | Light Emitting Diode | Inseparable Luminaire | Direct Wired | 0-10 VDC Controls | 58 | 2700 | 0.001 | 91 | 52 | 433 | 0.96 | Ambient | 50000 |  |  | 99999 | 0.01 | 13 | 4 | 0.01 | 0.01 | 0 | 0 | 0 | 0 | 0.09 | 0.02 | 0 | 0 | 0 | 0 | 0.85 | 0 | 0 | 0 | 0 | 0 | True |  | Non Federally-Regulated | 08/10/2018 |  | 11/15/2018
USAI Lighting | USAI Lighting | B3RWM-15X1-27KH-W2-BL-NCIC-UNV-D6F | Light Emitting Diode | Inseparable Luminaire | Direct Wired | 0-10 VDC Controls | 58 | 2700 | 0.001 | 91 | 52 | 433 | 0.96 | Ambient | 50000 |  |  | 99999 | 0.01 | 13 | 4 | 0.01 | 0.01 | 0 | 0 | 0 | 0 | 0.09 | 0.02 | 0 | 0 | 0 | 0 | 0.85 | 0 | 0 | 0 | 0 | 0 | True |  | Non Federally-Regulated | 08/10/2018 |  | 11/15/2018
USAI Lighting | USAI Lighting | B3RWM-15X1-27KH-W2-BZ-NCIC-UNV-D6A | Light Emitting Diode | Inseparable Luminaire | Direct Wired | 0-10 VDC Controls | 58 | 2700 | 0.001 | 91 | 52 | 433 | 0.96 | Ambient | 50000 |  |  | 99999 | 0.01 | 13 | 4 | 0.01 | 0.01 | 0 | 0 | 0 | 0 | 0.09 | 0.02 | 0 | 0 | 0 | 0 | 0.85 | 0 | 0 | 0 | 0 | 0 | True |  | Non Federally-Regulated | 08/10/2018 |  | 11/15/2018
USAI Lighting | USAI Lighting | B3RWM-15X1-27KH-W2-BZ-NCIC-UNV-D6B | Light Emitting Diode | Inseparable Luminaire | Direct Wired | 0-10 VDC Controls | 58 | 2700 | 0.001 | 91 | 52 | 433 | 0.96 | Ambient | 50000 |  |  | 99999 | 0.01 | 13 | 4 | 0.01 | 0.01 | 0 | 0 | 0 | 0 | 0.09 | 0.02 | 0 | 0 | 0 | 0 | 0.85 | 0 | 0 | 0 | 0 | 0 | True |  | Non Federally-Regulated | 08/10/2018 |  | 11/15/2018
USAI Lighting | USAI Lighting | B3RWM-15X1-27KH-W2-BZ-NCIC-UNV-D6E | Light Emitting Diode | Inseparable Luminaire | Direct Wired | 0-10 VDC Controls | 58 | 2700 | 0.001 | 91 | 52 | 433 | 0.96 | Ambient | 50000 |  |  | 99999 | 0.01 | 13 | 4 | 0.01 | 0.01 | 0 | 0 | 0 | 0 | 0.09 | 0.02 | 0 | 0 | 0 | 0 | 0.85 | 0 | 0 | 0 | 0 | 0 | True |  | Non Federally-Regulated | 08/10/2018 |  | 11/15/2018
USAI Lighting | USAI Lighting | B3RWM-15X1-27KH-W2-BZ-NCIC-UNV-D6F | Light Emitting Diode | Inseparable Luminaire | Direct Wired | 0-10 VDC Controls | 58 | 2700 | 0.001 | 91 | 52 | 433 | 0.96 | Ambient | 50000 |  |  | 99999 | 0.01 | 13 | 4 | 0.01 | 0.01 | 0 | 0 | 0 | 0 | 0.09 | 0.02 | 0 | 0 | 0 | 0 | 0.85 | 0 | 0 | 0 | 0 | 0 | True |  | Non Federally-Regulated | 08/10/2018 |  | 11/15/2018
USAI Lighting | USAI Lighting | B3RWM-15X1-27KH-W2-GR-NCIC-UNV-D6A | Light Emitting Diode | Inseparable Luminaire | Direct Wired | 0-10 VDC Controls | 58 | 2700 | 0.001 | 91 | 52 | 433 | 0.96 | Ambient | 50000 |  |  | 99999 | 0.01 | 13 | 4 | 0.01 | 0.01 | 0 | 0 | 0 | 0 | 0.09 | 0.02 | 0 | 0 | 0 | 0 | 0.85 | 0 | 0 | 0 | 0 | 0 | True |  | Non Federally-Regulated | 08/10/2018 |  | 11/15/2018
USAI Lighting | USAI Lighting | B3RWM-15X1-27KH-W2-GR-NCIC-UNV-D6B | Light Emitting Diode | Inseparable Luminaire | Direct Wired | 0-10 VDC Controls | 58 | 2700 | 0.001 | 91 | 52 | 433 | 0.96 | Ambient | 50000 |  |  | 99999 | 0.01 | 13 | 4 | 0.01 | 0.01 | 0 | 0 | 0 | 0 | 0.09 | 0.02 | 0 | 0 | 0 | 0 | 0.85 | 0 | 0 | 0 | 0 | 0 | True |  | Non Federally-Regulated | 08/10/2018 |  | 11/15/2018
USAI Lighting | USAI Lighting | B3RWM-15X1-27KH-W2-GR-NCIC-UNV-D6E | Light Emitting Diode | Inseparable Luminaire | Direct Wired | 0-10 VDC Controls | 58 | 2700 | 0.001 | 91 | 52 | 433 | 0.96 | Ambient | 50000 |  |  | 99999 | 0.01 | 13 | 4 | 0.01 | 0.01 | 0 | 0 | 0 | 0 | 0.09 | 0.02 | 0 | 0 | 0 | 0 | 0.85 | 0 | 0 | 0 | 0 | 0 | True |  | Non Federally-Regulated | 08/10/2018 |  | 11/15/2018
USAI Lighting | USAI Lighting | B3RWM-15X1-27KH-W2-GR-NCIC-UNV-D6F | Light Emitting Diode | Inseparable Luminaire | Direct Wired | 0-10 VDC Controls | 58 | 2700 | 0.001 | 91 | 52 | 433 | 0.96 | Ambient | 50000 |  |  | 99999 | 0.01 | 13 | 4 | 0.01 | 0.01 | 0 | 0 | 0 | 0 | 0.09 | 0.02 | 0 | 0 | 0 | 0 | 0.85 | 0 | 0 | 0 | 0 | 0 | True |  | Non Federally-Regulated | 08/10/2018 |  | 11/15/2018
USAI Lighting | USAI Lighting | B3RWM-15X1-27KH-W2-WH-NCIC-UNV-D6A | Light Emitting Diode | Inseparable Luminaire | Direct Wired | 0-10 VDC Controls | 58 | 2700 | 0.001 | 91 | 52 | 433 | 0.96 | Ambient | 50000 |  |  | 99999 | 0.01 | 13 | 4 | 0.01 | 0.01 | 0 | 0 | 0 | 0 | 0.09 | 0.02 | 0 | 0 | 0 | 0 | 0.85 | 0 | 0 | 0 | 0 | 0 | True |  | Non Federally-Regulated | 08/10/2018 |  | 11/15/2018
USAI Lighting | USAI Lighting | B3RWM-15X1-27KH-W2-WH-NCIC-UNV-D6B | Light Emitting Diode | Inseparable Luminaire | Direct Wired | 0-10 VDC Controls | 58 | 2700 | 0.001 | 91 | 52 | 433 | 0.96 | Ambient | 50000 |  |  | 99999 | 0.01 | 13 | 4 | 0.01 | 0.01 | 0 | 0 | 0 | 0 | 0.09 | 0.02 | 0 | 0 | 0 | 0 | 0.85 | 0 | 0 | 0 | 0 | 0 | True |  | Non Federally-Regulated | 08/10/2018 |  | 11/15/2018
USAI Lighting | USAI Lighting | B3RWM-15X1-27KH-W2-WH-NCIC-UNV-D6E | Light Emitting Diode | Inseparable Luminaire | Direct Wired | 0-10 VDC Controls | 58 | 2700 | 0.001 | 91 | 52 | 433 | 0.96 | Ambient | 50000 |  |  | 99999 | 0.01 | 13 | 4 | 0.01 | 0.01 | 0 | 0 | 0 | 0 | 0.09 | 0.02 | 0 | 0 | 0 | 0 | 0.85 | 0 | 0 | 0 | 0 | 0 | True |  | Non Federally-Regulated | 08/10/2018 |  | 11/15/2018
USAI Lighting | USAI Lighting | B3RWM-15X1-27KH-W2-WH-NCIC-UNV-D6F | Light Emitting Diode | Inseparable Luminaire | Direct Wired | 0-10 VDC Controls | 58 | 2700 | 0.001 | 91 | 52 | 433 | 0.96 | Ambient | 50000 |  |  | 99999 | 0.01 | 13 | 4 | 0.01 | 0.01 | 0 | 0 | 0 | 0 | 0.09 | 0.02 | 0 | 0 | 0 | 0 | 0.85 | 0 | 0 | 0 | 0 | 0 | True |  | Non Federally-Regulated | 08/10/2018 |  | 11/15/2018
USAI Lighting | USAI Lighting | B3RWM-15X1-30KH-W2-BL-NCIC-UNV-D6A | Light Emitting Diode | Inseparable Luminaire | Direct Wired | 0-10 VDC Controls | 58 | 3000 | 0.001 | 91 | 52 | 433 | 0.96 | Ambient | 50000 |  |  | 99999 | 0.01 | 13 | 4 | 0.01 | 0.01 | 0 | 0 | 0 | 0 | 0.09 | 0.02 | 0 | 0 | 0 | 0 | 0.85 | 0 | 0 | 0 | 0 | 0 | True |  | Non Federally-Regulated | 08/10/2018 |  | 11/15/2018
USAI Lighting | USAI Lighting | B3RWM-15X1-30KH-W2-BL-NCIC-UNV-D6B | Light Emitting Diode | Inseparable Luminaire | Direct Wired | 0-10 VDC Controls | 58 | 3000 | 0.001 | 91 | 52 | 433 | 0.96 | Ambient | 50000 |  |  | 99999 | 0.01 | 13 | 4 | 0.01 | 0.01 | 0 | 0 | 0 | 0 | 0.09 | 0.02 | 0 | 0 | 0 | 0 | 0.85 | 0 | 0 | 0 | 0 | 0 | True |  | Non Federally-Regulated | 08/10/2018 |  | 11/15/2018
USAI Lighting | USAI Lighting | B3RWM-15X1-30KH-W2-BL-NCIC-UNV-D6E | Light Emitting Diode | Inseparable Luminaire | Direct Wired | 0-10 VDC Controls | 58 | 3000 | 0.001 | 91 | 52 | 433 | 0.96 | Ambient | 50000 |  |  | 99999 | 0.01 | 13 | 4 | 0.01 | 0.01 | 0 | 0 | 0 | 0 | 0.09 | 0.02 | 0 | 0 | 0 | 0 | 0.85 | 0 | 0 | 0 | 0 | 0 | True |  | Non Federally-Regulated | 08/10/2018 |  | 11/15/2018
USAI Lighting | USAI Lighting | B3RWM-15X1-30KH-W2-BL-NCIC-UNV-D6F | Light Emitting Diode | Inseparable Luminaire | Direct Wired | 0-10 VDC Controls | 58 | 3000 | 0.001 | 91 | 52 | 433 | 0.96 | Ambient | 50000 |  |  | 99999 | 0.01 | 13 | 4 | 0.01 | 0.01 | 0 | 0 | 0 | 0 | 0.09 | 0.02 | 0 | 0 | 0 | 0 | 0.85 | 0 | 0 | 0 | 0 | 0 | True |  | Non Federally-Regulated | 08/10/2018 |  | 11/15/2018
USAI Lighting | USAI Lighting | B3RWM-15X1-30KH-W2-BZ-NCIC-UNV-D6A | Light Emitting Diode | Inseparable Luminaire | Direct Wired | 0-10 VDC Controls | 58 | 3000 | 0.001 | 91 | 52 | 433 | 0.96 | Ambient | 50000 |  |  | 99999 | 0.01 | 13 | 4 | 0.01 | 0.01 | 0 | 0 | 0 | 0 | 0.09 | 0.02 | 0 | 0 | 0 | 0 | 0.85 | 0 | 0 | 0 | 0 | 0 | True |  | Non Federally-Regulated | 08/10/2018 |  | 11/15/2018
USAI Lighting | USAI Lighting | B3RWM-15X1-30KH-W2-BZ-NCIC-UNV-D6B | Light Emitting Diode | Inseparable Luminaire | Direct Wired | 0-10 VDC Controls | 58 | 3000 | 0.001 | 91 | 52 | 433 | 0.96 | Ambient | 50000 |  |  | 99999 | 0.01 | 13 | 4 | 0.01 | 0.01 | 0 | 0 | 0 | 0 | 0.09 | 0.02 | 0 | 0 | 0 | 0 | 0.85 | 0 | 0 | 0 | 0 | 0 | True |  | Non Federally-Regulated | 08/10/2018 |  | 11/15/2018
USAI Lighting | USAI Lighting | B3RWM-15X1-30KH-W2-BZ-NCIC-UNV-D6E | Light Emitting Diode | Inseparable Luminaire | Direct Wired | 0-10 VDC Controls | 58 | 3000 | 0.001 | 91 | 52 | 433 | 0.96 | Ambient | 50000 |  |  | 99999 | 0.01 | 13 | 4 | 0.01 | 0.01 | 0 | 0 | 0 | 0 | 0.09 | 0.02 | 0 | 0 | 0 | 0 | 0.85 | 0 | 0 | 0 | 0 | 0 | True |  | Non Federally-Regulated | 08/10/2018 |  | 11/15/2018
USAI Lighting | USAI Lighting | B3RWM-15X1-30KH-W2-BZ-NCIC-UNV-D6F | Light Emitting Diode | Inseparable Luminaire | Direct Wired | 0-10 VDC Controls | 58 | 3000 | 0.001 | 91 | 52 | 433 | 0.96 | Ambient | 50000 |  |  | 99999 | 0.01 | 13 | 4 | 0.01 | 0.01 | 0 | 0 | 0 | 0 | 0.09 | 0.02 | 0 | 0 | 0 | 0 | 0.85 | 0 | 0 | 0 | 0 | 0 | True |  | Non Federally-Regulated | 08/10/2018 |  | 11/15/2018
USAI Lighting | USAI Lighting | B3RWM-15X1-30KH-W2-GR-NCIC-UNV-D6A | Light Emitting Diode | Inseparable Luminaire | Direct Wired | 0-10 VDC Controls | 58 | 3000 | 0.001 | 91 | 52 | 433 | 0.96 | Ambient | 50000 |  |  | 99999 | 0.01 | 13 | 4 | 0.01 | 0.01 | 0 | 0 | 0 | 0 | 0.09 | 0.02 | 0 | 0 | 0 | 0 | 0.85 | 0 | 0 | 0 | 0 | 0 | True |  | Non Federally-Regulated | 08/10/2018 |  | 11/15/2018
USAI Lighting | USAI Lighting | B3RWM-15X1-30KH-W2-GR-NCIC-UNV-D6B | Light Emitting Diode | Inseparable Luminaire | Direct Wired | 0-10 VDC Controls | 58 | 3000 | 0.001 | 91 | 52 | 433 | 0.96 | Ambient | 50000 |  |  | 99999 | 0.01 | 13 | 4 | 0.01 | 0.01 | 0 | 0 | 0 | 0 | 0.09 | 0.02 | 0 | 0 | 0 | 0 | 0.85 | 0 | 0 | 0 | 0 | 0 | True |  | Non Federally-Regulated | 08/10/2018 |  | 11/15/2018
USAI Lighting | USAI Lighting | B3RWM-15X1-30KH-W2-GR-NCIC-UNV-D6E | Light Emitting Diode | Inseparable Luminaire | Direct Wired | 0-10 VDC Controls | 58 | 3000 | 0.001 | 91 | 52 | 433 | 0.96 | Ambient | 50000 |  |  | 99999 | 0.01 | 13 | 4 | 0.01 | 0.01 | 0 | 0 | 0 | 0 | 0.09 | 0.02 | 0 | 0 | 0 | 0 | 0.85 | 0 | 0 | 0 | 0 | 0 | True |  | Non Federally-Regulated | 08/10/2018 |  | 11/15/2018
USAI Lighting | USAI Lighting | B3RWM-15X1-30KH-W2-GR-NCIC-UNV-D6F | Light Emitting Diode | Inseparable Luminaire | Direct Wired | 0-10 VDC Controls | 58 | 3000 | 0.001 | 91 | 52 | 433 | 0.96 | Ambient | 50000 |  |  | 99999 | 0.01 | 13 | 4 | 0.01 | 0.01 | 0 | 0 | 0 | 0 | 0.09 | 0.02 | 0 | 0 | 0 | 0 | 0.85 | 0 | 0 | 0 | 0 | 0 | True |  | Non Federally-Regulated | 08/10/2018 |  | 11/15/2018
USAI Lighting | USAI Lighting | B3RWM-15X1-30KH-W2-WH-NCIC-UNV-D6A | Light Emitting Diode | Inseparable Luminaire | Direct Wired | 0-10 VDC Controls | 58 | 3000 | 0.001 | 91 | 52 | 433 | 0.96 | Ambient | 50000 |  |  | 99999 | 0.01 | 13 | 4 | 0.01 | 0.01 | 0 | 0 | 0 | 0 | 0.09 | 0.02 | 0 | 0 | 0 | 0 | 0.85 | 0 | 0 | 0 | 0 | 0 | True |  | Non Federally-Regulated | 08/10/2018 |  | 11/15/2018
USAI Lighting | USAI Lighting | B3RWM-15X1-30KH-W2-WH-NCIC-UNV-D6B | Light Emitting Diode | Inseparable Luminaire | Direct Wired | 0-10 VDC Controls | 58 | 3000 | 0.001 | 91 | 52 | 433 | 0.96 | Ambient | 50000 |  |  | 99999 | 0.01 | 13 | 4 | 0.01 | 0.01 | 0 | 0 | 0 | 0 | 0.09 | 0.02 | 0 | 0 | 0 | 0 | 0.85 | 0 | 0 | 0 | 0 | 0 | True |  | Non Federally-Regulated | 08/10/2018 |  | 11/15/2018
USAI Lighting | USAI Lighting | B3RWM-15X1-30KH-W2-WH-NCIC-UNV-D6E | Light Emitting Diode | Inseparable Luminaire | Direct Wired | 0-10 VDC Controls | 58 | 3000 | 0.001 | 91 | 52 | 433 | 0.96 | Ambient | 50000 |  |  | 99999 | 0.01 | 13 | 4 | 0.01 | 0.01 | 0 | 0 | 0 | 0 | 0.09 | 0.02 | 0 | 0 | 0 | 0 | 0.85 | 0 | 0 | 0 | 0 | 0 | True |  | Non Federally-Regulated | 08/10/2018 |  | 11/15/2018
USAI Lighting | USAI Lighting | B3RWM-15X1-30KH-W2-WH-NCIC-UNV-D6F | Light Emitting Diode | Inseparable Luminaire | Direct Wired | 0-10 VDC Controls | 58 | 3000 | 0.001 | 91 | 52 | 433 | 0.96 | Ambient | 50000 |  |  | 99999 | 0.01 | 13 | 4 | 0.01 | 0.01 | 0 | 0 | 0 | 0 | 0.09 | 0.02 | 0 | 0 | 0 | 0 | 0.85 | 0 | 0 | 0 | 0 | 0 | True |  | Non Federally-Regulated | 08/10/2018 |  | 11/15/2018
USAI Lighting | USAI Lighting | B3RWM-15X1-35KH-W2-BL-NCIC-UNV-D6A | Light Emitting Diode | Inseparable Luminaire | Direct Wired | 0-10 VDC Controls | 62 | 3500 | 0.001 | 91 | 52 | 433 | 0.96 | Ambient | 50000 |  |  | 99999 | 0.01 | 13 | 4 | 0.01 | 0.01 | 0 | 0 | 0 | 0 | 0.09 | 0.02 | 0 | 0 | 0 | 0 | 0.85 | 0 | 0 | 0 | 0 | 0 | True |  | Non Federally-Regulated | 08/10/2018 |  | 11/15/2018
USAI Lighting | USAI Lighting | B3RWM-15X1-35KH-W2-BL-NCIC-UNV-D6B | Light Emitting Diode | Inseparable Luminaire | Direct Wired | 0-10 VDC Controls | 62 | 3500 | 0.001 | 91 | 52 | 433 | 0.96 | Ambient | 50000 |  |  | 99999 | 0.01 | 13 | 4 | 0.01 | 0.01 | 0 | 0 | 0 | 0 | 0.09 | 0.02 | 0 | 0 | 0 | 0 | 0.85 | 0 | 0 | 0 | 0 | 0 | True |  | Non Federally-Regulated | 08/10/2018 |  | 11/15/2018
USAI Lighting | USAI Lighting | B3RWM-15X1-35KH-W2-BL-NCIC-UNV-D6E | Light Emitting Diode | Inseparable Luminaire | Direct Wired | 0-10 VDC Controls | 62 | 3500 | 0.001 | 91 | 52 | 433 | 0.96 | Ambient | 50000 |  |  | 99999 | 0.01 | 13 | 4 | 0.01 | 0.01 | 0 | 0 | 0 | 0 | 0.09 | 0.02 | 0 | 0 | 0 | 0 | 0.85 | 0 | 0 | 0 | 0 | 0 | True |  | Non Federally-Regulated | 08/10/2018 |  | 11/15/2018
USAI Lighting | USAI Lighting | B3RWM-15X1-35KH-W2-BL-NCIC-UNV-D6F | Light Emitting Diode | Inseparable Luminaire | Direct Wired | 0-10 VDC Controls | 62 | 3500 | 0.001 | 91 | 52 | 433 | 0.96 | Ambient | 50000 |  |  | 99999 | 0.01 | 13 | 4 | 0.01 | 0.01 | 0 | 0 | 0 | 0 | 0.09 | 0.02 | 0 | 0 | 0 | 0 | 0.85 | 0 | 0 | 0 | 0 | 0 | True |  | Non Federally-Regulated | 08/10/2018 |  | 11/15/2018
USAI Lighting | USAI Lighting | B3RWM-15X1-35KH-W2-BZ-NCIC-UNV-D6A | Light Emitting Diode | Inseparable Luminaire | Direct Wired | 0-10 VDC Controls | 62 | 3500 | 0.001 | 91 | 52 | 433 | 0.96 | Ambient | 50000 |  |  | 99999 | 0.01 | 13 | 4 | 0.01 | 0.01 | 0 | 0 | 0 | 0 | 0.09 | 0.02 | 0 | 0 | 0 | 0 | 0.85 | 0 | 0 | 0 | 0 | 0 | True |  | Non Federally-Regulated | 08/10/2018 |  | 11/15/2018
USAI Lighting | USAI Lighting | B3RWM-15X1-35KH-W2-BZ-NCIC-UNV-D6B | Light Emitting Diode | Inseparable Luminaire | Direct Wired | 0-10 VDC Controls | 62 | 3500 | 0.001 | 91 | 52 | 433 | 0.96 | Ambient | 50000 |  |  | 99999 | 0.01 | 13 | 4 | 0.01 | 0.01 | 0 | 0 | 0 | 0 | 0.09 | 0.02 | 0 | 0 | 0 | 0 | 0.85 | 0 | 0 | 0 | 0 | 0 | True |  | Non Federally-Regulated | 08/10/2018 |  | 11/15/2018
USAI Lighting | USAI Lighting | B3RWM-15X1-35KH-W2-BZ-NCIC-UNV-D6E | Light Emitting Diode | Inseparable Luminaire | Direct Wired | 0-10 VDC Controls | 62 | 3500 | 0.001 | 91 | 52 | 433 | 0.96 | Ambient | 50000 |  |  | 99999 | 0.01 | 13 | 4 | 0.01 | 0.01 | 0 | 0 | 0 | 0 | 0.09 | 0.02 | 0 | 0 | 0 | 0 | 0.85 | 0 | 0 | 0 | 0 | 0 | True |  | Non Federally-Regulated | 08/10/2018 |  | 11/15/2018
USAI Lighting | USAI Lighting | B3RWM-15X1-35KH-W2-BZ-NCIC-UNV-D6F | Light Emitting Diode | Inseparable Luminaire | Direct Wired | 0-10 VDC Controls | 62 | 3500 | 0.001 | 91 | 52 | 433 | 0.96 | Ambient | 50000 |  |  | 99999 | 0.01 | 13 | 4 | 0.01 | 0.01 | 0 | 0 | 0 | 0 | 0.09 | 0.02 | 0 | 0 | 0 | 0 | 0.85 | 0 | 0 | 0 | 0 | 0 | True |  | Non Federally-Regulated | 08/10/2018 |  | 11/15/2018
USAI Lighting | USAI Lighting | B3RWM-15X1-35KH-W2-GR-NCIC-UNV-D6A | Light Emitting Diode | Inseparable Luminaire | Direct Wired | 0-10 VDC Controls | 62 | 3500 | 0.001 | 91 | 52 | 433 | 0.96 | Ambient | 50000 |  |  | 99999 | 0.01 | 13 | 4 | 0.01 | 0.01 | 0 | 0 | 0 | 0 | 0.09 | 0.02 | 0 | 0 | 0 | 0 | 0.85 | 0 | 0 | 0 | 0 | 0 | True |  | Non Federally-Regulated | 08/10/2018 |  | 11/15/2018
USAI Lighting | USAI Lighting | B3RWM-15X1-35KH-W2-GR-NCIC-UNV-D6B | Light Emitting Diode | Inseparable Luminaire | Direct Wired | 0-10 VDC Controls | 62 | 3500 | 0.001 | 91 | 52 | 433 | 0.96 | Ambient | 50000 |  |  | 99999 | 0.01 | 13 | 4 | 0.01 | 0.01 | 0 | 0 | 0 | 0 | 0.09 | 0.02 | 0 | 0 | 0 | 0 | 0.85 | 0 | 0 | 0 | 0 | 0 | True |  | Non Federally-Regulated | 08/10/2018 |  | 11/15/2018
USAI Lighting | USAI Lighting | B3RWM-15X1-35KH-W2-GR-NCIC-UNV-D6E | Light Emitting Diode | Inseparable Luminaire | Direct Wired | 0-10 VDC Controls | 62 | 3500 | 0.001 | 91 | 52 | 433 | 0.96 | Ambient | 50000 |  |  | 99999 | 0.01 | 13 | 4 | 0.01 | 0.01 | 0 | 0 | 0 | 0 | 0.09 | 0.02 | 0 | 0 | 0 | 0 | 0.85 | 0 | 0 | 0 | 0 | 0 | True |  | Non Federally-Regulated | 08/10/2018 |  | 11/15/2018
USAI Lighting | USAI Lighting | B3RWM-15X1-35KH-W2-GR-NCIC-UNV-D6F | Light Emitting Diode | Inseparable Luminaire | Direct Wired | 0-10 VDC Controls | 62 | 3500 | 0.001 | 91 | 52 | 433 | 0.96 | Ambient | 50000 |  |  | 99999 | 0.01 | 13 | 4 | 0.01 | 0.01 | 0 | 0 | 0 | 0 | 0.09 | 0.02 | 0 | 0 | 0 | 0 | 0.85 | 0 | 0 | 0 | 0 | 0 | True |  | Non Federally-Regulated | 08/10/2018 |  | 11/15/2018
USAI Lighting | USAI Lighting | B3RWM-15X1-35KH-W2-WH-NCIC-UNV-D6A | Light Emitting Diode | Inseparable Luminaire | Direct Wired | 0-10 VDC Controls | 62 | 3500 | 0.001 | 91 | 52 | 433 | 0.96 | Ambient | 50000 |  |  | 99999 | 0.01 | 13 | 4 | 0.01 | 0.01 | 0 | 0 | 0 | 0 | 0.09 | 0.02 | 0 | 0 | 0 | 0 | 0.85 | 0 | 0 | 0 | 0 | 0 | True |  | Non Federally-Regulated | 08/10/2018 |  | 11/15/2018
USAI Lighting | USAI Lighting | B3RWM-15X1-35KH-W2-WH-NCIC-UNV-D6B | Light Emitting Diode | Inseparable Luminaire | Direct Wired | 0-10 VDC Controls | 62 | 3500 | 0.001 | 91 | 52 | 433 | 0.96 | Ambient | 50000 |  |  | 99999 | 0.01 | 13 | 4 | 0.01 | 0.01 | 0 | 0 | 0 | 0 | 0.09 | 0.02 | 0 | 0 | 0 | 0 | 0.85 | 0 | 0 | 0 | 0 | 0 | True |  | Non Federally-Regulated | 08/10/2018 |  | 11/15/2018
USAI Lighting | USAI Lighting | B3RWM-15X1-35KH-W2-WH-NCIC-UNV-D6E | Light Emitting Diode | Inseparable Luminaire | Direct Wired | 0-10 VDC Controls | 62 | 3500 | 0.001 | 91 | 52 | 433 | 0.96 | Ambient | 50000 |  |  | 99999 | 0.01 | 13 | 4 | 0.01 | 0.01 | 0 | 0 | 0 | 0 | 0.09 | 0.02 | 0 | 0 | 0 | 0 | 0.85 | 0 | 0 | 0 | 0 | 0 | True |  | Non Federally-Regulated | 08/10/2018 |  | 11/15/2018
USAI Lighting | USAI Lighting | B3RWM-15X1-35KH-W2-WH-NCIC-UNV-D6F | Light Emitting Diode | Inseparable Luminaire | Direct Wired | 0-10 VDC Controls | 62 | 3500 | 0.001 | 91 | 52 | 433 | 0.96 | Ambient | 50000 |  |  | 99999 | 0.01 | 13 | 4 | 0.01 | 0.01 | 0 | 0 | 0 | 0 | 0.09 | 0.02 | 0 | 0 | 0 | 0 | 0.85 | 0 | 0 | 0 | 0 | 0 | True |  | Non Federally-Regulated | 08/10/2018 |  | 11/15/2018
USAI Lighting | USAI Lighting | B3RWM-15X1-40KH-W2-BL-NCIC-UNV-D6A | Light Emitting Diode | Inseparable Luminaire | Direct Wired | 0-10 VDC Controls | 71 | 4000 | 0.001 | 91 | 52 | 433 | 0.96 | Ambient | 50000 |  |  | 99999 | 0.01 | 13 | 4 | 0.01 | 0.01 | 0 | 0 | 0 | 0 | 0.09 | 0.02 | 0 | 0 | 0 | 0 | 0.85 | 0 | 0 | 0 | 0 | 0 | True |  | Non Federally-Regulated | 08/10/2018 |  | 11/15/2018
USAI Lighting | USAI Lighting | B3RWM-15X1-40KH-W2-BL-NCIC-UNV-D6B | Light Emitting Diode | Inseparable Luminaire | Direct Wired | 0-10 VDC Controls | 71 | 4000 | 0.001 | 91 | 52 | 433 | 0.96 | Ambient | 50000 |  |  | 99999 | 0.01 | 13 | 4 | 0.01 | 0.01 | 0 | 0 | 0 | 0 | 0.09 | 0.02 | 0 | 0 | 0 | 0 | 0.85 | 0 | 0 | 0 | 0 | 0 | True |  | Non Federally-Regulated | 08/10/2018 |  | 11/15/2018
USAI Lighting | USAI Lighting | B3RWM-15X1-40KH-W2-BL-NCIC-UNV-D6E | Light Emitting Diode | Inseparable Luminaire | Direct Wired | 0-10 VDC Controls | 71 | 4000 | 0.001 | 91 | 52 | 433 | 0.96 | Ambient | 50000 |  |  | 99999 | 0.01 | 13 | 4 | 0.01 | 0.01 | 0 | 0 | 0 | 0 | 0.09 | 0.02 | 0 | 0 | 0 | 0 | 0.85 | 0 | 0 | 0 | 0 | 0 | True |  | Non Federally-Regulated | 08/10/2018 |  | 11/15/2018
USAI Lighting | USAI Lighting | B3RWM-15X1-40KH-W2-BL-NCIC-UNV-D6F | Light Emitting Diode | Inseparable Luminaire | Direct Wired | 0-10 VDC Controls | 71 | 4000 | 0.001 | 91 | 52 | 433 | 0.96 | Ambient | 50000 |  |  | 99999 | 0.01 | 13 | 4 | 0.01 | 0.01 | 0 | 0 | 0 | 0 | 0.09 | 0.02 | 0 | 0 | 0 | 0 | 0.85 | 0 | 0 | 0 | 0 | 0 | True |  | Non Federally-Regulated | 08/10/2018 |  | 11/15/2018
USAI Lighting | USAI Lighting | B3RWM-15X1-40KH-W2-BZ-NCIC-UNV-D6A | Light Emitting Diode | Inseparable Luminaire | Direct Wired | 0-10 VDC Controls | 71 | 4000 | 0.001 | 91 | 52 | 433 | 0.96 | Ambient | 50000 |  |  | 99999 | 0.01 | 13 | 4 | 0.01 | 0.01 | 0 | 0 | 0 | 0 | 0.09 | 0.02 | 0 | 0 | 0 | 0 | 0.85 | 0 | 0 | 0 | 0 | 0 | True |  | Non Federally-Regulated | 08/10/2018 |  | 11/15/2018
USAI Lighting | USAI Lighting | B3RWM-15X1-40KH-W2-BZ-NCIC-UNV-D6B | Light Emitting Diode | Inseparable Luminaire | Direct Wired | 0-10 VDC Controls | 71 | 4000 | 0.001 | 91 | 52 | 433 | 0.96 | Ambient | 50000 |  |  | 99999 | 0.01 | 13 | 4 | 0.01 | 0.01 | 0 | 0 | 0 | 0 | 0.09 | 0.02 | 0 | 0 | 0 | 0 | 0.85 | 0 | 0 | 0 | 0 | 0 | True |  | Non Federally-Regulated | 08/10/2018 |  | 11/15/2018
USAI Lighting | USAI Lighting | B3RWM-15X1-40KH-W2-BZ-NCIC-UNV-D6E | Light Emitting Diode | Inseparable Luminaire | Direct Wired | 0-10 VDC Controls | 71 | 4000 | 0.001 | 91 | 52 | 433 | 0.96 | Ambient | 50000 |  |  | 99999 | 0.01 | 13 | 4 | 0.01 | 0.01 | 0 | 0 | 0 | 0 | 0.09 | 0.02 | 0 | 0 | 0 | 0 | 0.85 | 0 | 0 | 0 | 0 | 0 | True |  | Non Federally-Regulated | 08/10/2018 |  | 11/15/2018
USAI Lighting | USAI Lighting | B3RWM-15X1-40KH-W2-BZ-NCIC-UNV-D6F | Light Emitting Diode | Inseparable Luminaire | Direct Wired | 0-10 VDC Controls | 71 | 4000 | 0.001 | 91 | 52 | 433 | 0.96 | Ambient | 50000 |  |  | 99999 | 0.01 | 13 | 4 | 0.01 | 0.01 | 0 | 0 | 0 | 0 | 0.09 | 0.02 | 0 | 0 | 0 | 0 | 0.85 | 0 | 0 | 0 | 0 | 0 | True |  | Non Federally-Regulated | 08/10/2018 |  | 11/15/2018
USAI Lighting | USAI Lighting | B3RWM-15X1-40KH-W2-GR-NCIC-UNV-D6A | Light Emitting Diode | Inseparable Luminaire | Direct Wired | 0-10 VDC Controls | 71 | 4000 | 0.001 | 91 | 52 | 433 | 0.96 | Ambient | 50000 |  |  | 99999 | 0.01 | 13 | 4 | 0.01 | 0.01 | 0 | 0 | 0 | 0 | 0.09 | 0.02 | 0 | 0 | 0 | 0 | 0.85 | 0 | 0 | 0 | 0 | 0 | True |  | Non Federally-Regulated | 08/10/2018 |  | 11/15/2018
USAI Lighting | USAI Lighting | B3RWM-15X1-40KH-W2-GR-NCIC-UNV-D6B | Light Emitting Diode | Inseparable Luminaire | Direct Wired | 0-10 VDC Controls | 71 | 4000 | 0.001 | 91 | 52 | 433 | 0.96 | Ambient | 50000 |  |  | 99999 | 0.01 | 13 | 4 | 0.01 | 0.01 | 0 | 0 | 0 | 0 | 0.09 | 0.02 | 0 | 0 | 0 | 0 | 0.85 | 0 | 0 | 0 | 0 | 0 | True |  | Non Federally-Regulated | 08/10/2018 |  | 11/15/2018
USAI Lighting | USAI Lighting | B3RWM-15X1-40KH-W2-GR-NCIC-UNV-D6E | Light Emitting Diode | Inseparable Luminaire | Direct Wired | 0-10 VDC Controls | 71 | 4000 | 0.001 | 91 | 52 | 433 | 0.96 | Ambient | 50000 |  |  | 99999 | 0.01 | 13 | 4 | 0.01 | 0.01 | 0 | 0 | 0 | 0 | 0.09 | 0.02 | 0 | 0 | 0 | 0 | 0.85 | 0 | 0 | 0 | 0 | 0 | True |  | Non Federally-Regulated | 08/10/2018 |  | 11/15/2018
USAI Lighting | USAI Lighting | B3RWM-15X1-40KH-W2-GR-NCIC-UNV-D6F | Light Emitting Diode | Inseparable Luminaire | Direct Wired | 0-10 VDC Controls | 71 | 4000 | 0.001 | 91 | 52 | 433 | 0.96 | Ambient | 50000 |  |  | 99999 | 0.01 | 13 | 4 | 0.01 | 0.01 | 0 | 0 | 0 | 0 | 0.09 | 0.02 | 0 | 0 | 0 | 0 | 0.85 | 0 | 0 | 0 | 0 | 0 | True |  | Non Federally-Regulated | 08/10/2018 |  | 11/15/2018
USAI Lighting | USAI Lighting | B3RWM-15X1-40KH-W2-WH-NCIC-UNV-D6A | Light Emitting Diode | Inseparable Luminaire | Direct Wired | 0-10 VDC Controls | 71 | 4000 | 0.001 | 91 | 52 | 433 | 0.96 | Ambient | 50000 |  |  | 99999 | 0.01 | 13 | 4 | 0.01 | 0.01 | 0 | 0 | 0 | 0 | 0.09 | 0.02 | 0 | 0 | 0 | 0 | 0.85 | 0 | 0 | 0 | 0 | 0 | True |  | Non Federally-Regulated | 08/10/2018 |  | 11/15/2018
USAI Lighting | USAI Lighting | B3RWM-15X1-40KH-W2-WH-NCIC-UNV-D6B | Light Emitting Diode | Inseparable Luminaire | Direct Wired | 0-10 VDC Controls | 71 | 4000 | 0.001 | 91 | 52 | 433 | 0.96 | Ambient | 50000 |  |  | 99999 | 0.01 | 13 | 4 | 0.01 | 0.01 | 0 | 0 | 0 | 0 | 0.09 | 0.02 | 0 | 0 | 0 | 0 | 0.85 | 0 | 0 | 0 | 0 | 0 | True |  | Non Federally-Regulated | 08/10/2018 |  | 11/15/2018
USAI Lighting | USAI Lighting | B3RWM-15X1-40KH-W2-WH-NCIC-UNV-D6E | Light Emitting Diode | Inseparable Luminaire | Direct Wired | 0-10 VDC Controls | 71 | 4000 | 0.001 | 91 | 52 | 433 | 0.96 | Ambient | 50000 |  |  | 99999 | 0.01 | 13 | 4 | 0.01 | 0.01 | 0 | 0 | 0 | 0 | 0.09 | 0.02 | 0 | 0 | 0 | 0 | 0.85 | 0 | 0 | 0 | 0 | 0 | True |  | Non Federally-Regulated | 08/10/2018 |  | 11/15/2018
USAI Lighting | USAI Lighting | B3RWM-15X1-40KH-W2-WH-NCIC-UNV-D6F | Light Emitting Diode | Inseparable Luminaire | Direct Wired | 0-10 VDC Controls | 71 | 4000 | 0.001 | 91 | 52 | 433 | 0.96 | Ambient | 50000 |  |  | 99999 | 0.01 | 13 | 4 | 0.01 | 0.01 | 0 | 0 | 0 | 0 | 0.09 | 0.02 | 0 | 0 | 0 | 0 | 0.85 | 0 | 0 | 0 | 0 | 0 | True |  | Non Federally-Regulated | 08/10/2018 |  | 11/15/2018
USAI Lighting | USAI Lighting | B3SWF-15X1-27KH-W2-BL-NCIC-UNV-D6A | Light Emitting Diode | Inseparable Luminaire | Direct Wired | 0-10 VDC Controls | 58 | 2700 | 0.001 | 91 | 52 | 433 | 0.96 | Ambient | 50000 |  |  | 99999 | 0.01 | 13 | 4 | 0.01 | 0.01 | 0 | 0 | 0 | 0 | 0.09 | 0.02 | 0 | 0 | 0 | 0 | 0.85 | 0 | 0 | 0 | 0 | 0 | True |  | Non Federally-Regulated | 08/10/2018 |  | 11/15/2018
USAI Lighting | USAI Lighting | B3SWF-15X1-27KH-W2-BL-NCIC-UNV-D6B | Light Emitting Diode | Inseparable Luminaire | Direct Wired | 0-10 VDC Controls | 58 | 2700 | 0.001 | 91 | 52 | 433 | 0.96 | Ambient | 50000 |  |  | 99999 | 0.01 | 13 | 4 | 0.01 | 0.01 | 0 | 0 | 0 | 0 | 0.09 | 0.02 | 0 | 0 | 0 | 0 | 0.85 | 0 | 0 | 0 | 0 | 0 | True |  | Non Federally-Regulated | 08/10/2018 |  | 11/15/2018
USAI Lighting | USAI Lighting | B3SWF-15X1-27KH-W2-BL-NCIC-UNV-D6E | Light Emitting Diode | Inseparable Luminaire | Direct Wired | 0-10 VDC Controls | 58 | 2700 | 0.001 | 91 | 52 | 433 | 0.96 | Ambient | 50000 |  |  | 99999 | 0.01 | 13 | 4 | 0.01 | 0.01 | 0 | 0 | 0 | 0 | 0.09 | 0.02 | 0 | 0 | 0 | 0 | 0.85 | 0 | 0 | 0 | 0 | 0 | True |  | Non Federally-Regulated | 08/10/2018 |  | 11/15/2018
USAI Lighting | USAI Lighting | B3SWF-15X1-27KH-W2-BL-NCIC-UNV-D6F | Light Emitting Diode | Inseparable Luminaire | Direct Wired | 0-10 VDC Controls | 58 | 2700 | 0.001 | 91 | 52 | 433 | 0.96 | Ambient | 50000 |  |  | 99999 | 0.01 | 13 | 4 | 0.01 | 0.01 | 0 | 0 | 0 | 0 | 0.09 | 0.02 | 0 | 0 | 0 | 0 | 0.85 | 0 | 0 | 0 | 0 | 0 | True |  | Non Federally-Regulated | 08/10/2018 |  | 11/15/2018
USAI Lighting | USAI Lighting | B3SWF-15X1-27KH-W2-BZ-NCIC-UNV-D6A | Light Emitting Diode | Inseparable Luminaire | Direct Wired | 0-10 VDC Controls | 58 | 2700 | 0.001 | 91 | 52 | 433 | 0.96 | Ambient | 50000 |  |  | 99999 | 0.01 | 13 | 4 | 0.01 | 0.01 | 0 | 0 | 0 | 0 | 0.09 | 0.02 | 0 | 0 | 0 | 0 | 0.85 | 0 | 0 | 0 | 0 | 0 | True |  | Non Federally-Regulated | 08/10/2018 |  | 11/15/2018
USAI Lighting | USAI Lighting | B3SWF-15X1-27KH-W2-BZ-NCIC-UNV-D6B | Light Emitting Diode | Inseparable Luminaire | Direct Wired | 0-10 VDC Controls | 58 | 2700 | 0.001 | 91 | 52 | 433 | 0.96 | Ambient | 50000 |  |  | 99999 | 0.01 | 13 | 4 | 0.01 | 0.01 | 0 | 0 | 0 | 0 | 0.09 | 0.02 | 0 | 0 | 0 | 0 | 0.85 | 0 | 0 | 0 | 0 | 0 | True |  | Non Federally-Regulated | 08/10/2018 |  | 11/15/2018
USAI Lighting | USAI Lighting | B3SWF-15X1-27KH-W2-BZ-NCIC-UNV-D6E | Light Emitting Diode | Inseparable Luminaire | Direct Wired | 0-10 VDC Controls | 58 | 2700 | 0.001 | 91 | 52 | 433 | 0.96 | Ambient | 50000 |  |  | 99999 | 0.01 | 13 | 4 | 0.01 | 0.01 | 0 | 0 | 0 | 0 | 0.09 | 0.02 | 0 | 0 | 0 | 0 | 0.85 | 0 | 0 | 0 | 0 | 0 | True |  | Non Federally-Regulated | 08/10/2018 |  | 11/15/2018
USAI Lighting | USAI Lighting | B3SWF-15X1-27KH-W2-BZ-NCIC-UNV-D6F | Light Emitting Diode | Inseparable Luminaire | Direct Wired | 0-10 VDC Controls | 58 | 2700 | 0.001 | 91 | 52 | 433 | 0.96 | Ambient | 50000 |  |  | 99999 | 0.01 | 13 | 4 | 0.01 | 0.01 | 0 | 0 | 0 | 0 | 0.09 | 0.02 | 0 | 0 | 0 | 0 | 0.85 | 0 | 0 | 0 | 0 | 0 | True |  | Non Federally-Regulated | 08/10/2018 |  | 11/15/2018
USAI Lighting | USAI Lighting | B3SWF-15X1-27KH-W2-GR-NCIC-UNV-D6A | Light Emitting Diode | Inseparable Luminaire | Direct Wired | 0-10 VDC Controls | 58 | 2700 | 0.001 | 91 | 52 | 433 | 0.96 | Ambient | 50000 |  |  | 99999 | 0.01 | 13 | 4 | 0.01 | 0.01 | 0 | 0 | 0 | 0 | 0.09 | 0.02 | 0 | 0 | 0 | 0 | 0.85 | 0 | 0 | 0 | 0 | 0 | True |  | Non Federally-Regulated | 08/10/2018 |  | 11/15/2018
USAI Lighting | USAI Lighting | B3SWF-15X1-27KH-W2-GR-NCIC-UNV-D6B | Light Emitting Diode | Inseparable Luminaire | Direct Wired | 0-10 VDC Controls | 58 | 2700 | 0.001 | 91 | 52 | 433 | 0.96 | Ambient | 50000 |  |  | 99999 | 0.01 | 13 | 4 | 0.01 | 0.01 | 0 | 0 | 0 | 0 | 0.09 | 0.02 | 0 | 0 | 0 | 0 | 0.85 | 0 | 0 | 0 | 0 | 0 | True |  | Non Federally-Regulated | 08/10/2018 |  | 11/15/2018
USAI Lighting | USAI Lighting | B3SWF-15X1-27KH-W2-GR-NCIC-UNV-D6E | Light Emitting Diode | Inseparable Luminaire | Direct Wired | 0-10 VDC Controls | 58 | 2700 | 0.001 | 91 | 52 | 433 | 0.96 | Ambient | 50000 |  |  | 99999 | 0.01 | 13 | 4 | 0.01 | 0.01 | 0 | 0 | 0 | 0 | 0.09 | 0.02 | 0 | 0 | 0 | 0 | 0.85 | 0 | 0 | 0 | 0 | 0 | True |  | Non Federally-Regulated | 08/10/2018 |  | 11/15/2018
USAI Lighting | USAI Lighting | B3SWF-15X1-27KH-W2-GR-NCIC-UNV-D6F | Light Emitting Diode | Inseparable Luminaire | Direct Wired | 0-10 VDC Controls | 58 | 2700 | 0.001 | 91 | 52 | 433 | 0.96 | Ambient | 50000 |  |  | 99999 | 0.01 | 13 | 4 | 0.01 | 0.01 | 0 | 0 | 0 | 0 | 0.09 | 0.02 | 0 | 0 | 0 | 0 | 0.85 | 0 | 0 | 0 | 0 | 0 | True |  | Non Federally-Regulated | 08/10/2018 |  | 11/15/2018
USAI Lighting | USAI Lighting | B3SWF-15X1-27KH-W2-WH-NCIC-UNV-D6A | Light Emitting Diode | Inseparable Luminaire | Direct Wired | 0-10 VDC Controls | 58 | 2700 | 0.001 | 91 | 52 | 433 | 0.96 | Ambient | 50000 |  |  | 99999 | 0.01 | 13 | 4 | 0.01 | 0.01 | 0 | 0 | 0 | 0 | 0.09 | 0.02 | 0 | 0 | 0 | 0 | 0.85 | 0 | 0 | 0 | 0 | 0 | True |  | Non Federally-Regulated | 08/10/2018 |  | 11/15/2018
USAI Lighting | USAI Lighting | B3SWF-15X1-27KH-W2-WH-NCIC-UNV-D6B | Light Emitting Diode | Inseparable Luminaire | Direct Wired | 0-10 VDC Controls | 58 | 2700 | 0.001 | 91 | 52 | 433 | 0.96 | Ambient | 50000 |  |  | 99999 | 0.01 | 13 | 4 | 0.01 | 0.01 | 0 | 0 | 0 | 0 | 0.09 | 0.02 | 0 | 0 | 0 | 0 | 0.85 | 0 | 0 | 0 | 0 | 0 | True |  | Non Federally-Regulated | 08/10/2018 |  | 11/15/2018
USAI Lighting | USAI Lighting | B3SWF-15X1-27KH-W2-WH-NCIC-UNV-D6E | Light Emitting Diode | Inseparable Luminaire | Direct Wired | 0-10 VDC Controls | 58 | 2700 | 0.001 | 91 | 52 | 433 | 0.96 | Ambient | 50000 |  |  | 99999 | 0.01 | 13 | 4 | 0.01 | 0.01 | 0 | 0 | 0 | 0 | 0.09 | 0.02 | 0 | 0 | 0 | 0 | 0.85 | 0 | 0 | 0 | 0 | 0 | True |  | Non Federally-Regulated | 08/10/2018 |  | 11/15/2018
USAI Lighting | USAI Lighting | B3SWF-15X1-27KH-W2-WH-NCIC-UNV-D6F | Light Emitting Diode | Inseparable Luminaire | Direct Wired | 0-10 VDC Controls | 58 | 2700 | 0.001 | 91 | 52 | 433 | 0.96 | Ambient | 50000 |  |  | 99999 | 0.01 | 13 | 4 | 0.01 | 0.01 | 0 | 0 | 0 | 0 | 0.09 | 0.02 | 0 | 0 | 0 | 0 | 0.85 | 0 | 0 | 0 | 0 | 0 | True |  | Non Federally-Regulated | 08/10/2018 |  | 11/15/2018
USAI Lighting | USAI Lighting | B3SWF-15X1-30KH-W2-BL-NCIC-UNV-D6A | Light Emitting Diode | Inseparable Luminaire | Direct Wired | 0-10 VDC Controls | 58 | 3000 | 0.001 | 91 | 52 | 433 | 0.96 | Ambient | 50000 |  |  | 99999 | 0.01 | 13 | 4 | 0.01 | 0.01 | 0 | 0 | 0 | 0 | 0.09 | 0.02 | 0 | 0 | 0 | 0 | 0.85 | 0 | 0 | 0 | 0 | 0 | True |  | Non Federally-Regulated | 08/10/2018 |  | 11/15/2018
USAI Lighting | USAI Lighting | B3SWF-15X1-30KH-W2-BL-NCIC-UNV-D6B | Light Emitting Diode | Inseparable Luminaire | Direct Wired | 0-10 VDC Controls | 58 | 3000 | 0.001 | 91 | 52 | 433 | 0.96 | Ambient | 50000 |  |  | 99999 | 0.01 | 13 | 4 | 0.01 | 0.01 | 0 | 0 | 0 | 0 | 0.09 | 0.02 | 0 | 0 | 0 | 0 | 0.85 | 0 | 0 | 0 | 0 | 0 | True |  | Non Federally-Regulated | 08/10/2018 |  | 11/15/2018
USAI Lighting | USAI Lighting | B3SWF-15X1-30KH-W2-BL-NCIC-UNV-D6E | Light Emitting Diode | Inseparable Luminaire | Direct Wired | 0-10 VDC Controls | 58 | 3000 | 0.001 | 91 | 52 | 433 | 0.96 | Ambient | 50000 |  |  | 99999 | 0.01 | 13 | 4 | 0.01 | 0.01 | 0 | 0 | 0 | 0 | 0.09 | 0.02 | 0 | 0 | 0 | 0 | 0.85 | 0 | 0 | 0 | 0 | 0 | True |  | Non Federally-Regulated | 08/10/2018 |  | 11/15/2018
USAI Lighting | USAI Lighting | B3SWF-15X1-30KH-W2-BL-NCIC-UNV-D6F | Light Emitting Diode | Inseparable Luminaire | Direct Wired | 0-10 VDC Controls | 58 | 3000 | 0.001 | 91 | 52 | 433 | 0.96 | Ambient | 50000 |  |  | 99999 | 0.01 | 13 | 4 | 0.01 | 0.01 | 0 | 0 | 0 | 0 | 0.09 | 0.02 | 0 | 0 | 0 | 0 | 0.85 | 0 | 0 | 0 | 0 | 0 | True |  | Non Federally-Regulated | 08/10/2018 |  | 11/15/2018
USAI Lighting | USAI Lighting | B3SWF-15X1-30KH-W2-BZ-NCIC-UNV-D6A | Light Emitting Diode | Inseparable Luminaire | Direct Wired | 0-10 VDC Controls | 58 | 3000 | 0.001 | 91 | 52 | 433 | 0.96 | Ambient | 50000 |  |  | 99999 | 0.01 | 13 | 4 | 0.01 | 0.01 | 0 | 0 | 0 | 0 | 0.09 | 0.02 | 0 | 0 | 0 | 0 | 0.85 | 0 | 0 | 0 | 0 | 0 | True |  | Non Federally-Regulated | 08/10/2018 |  | 11/15/2018
USAI Lighting | USAI Lighting | B3SWF-15X1-30KH-W2-BZ-NCIC-UNV-D6B | Light Emitting Diode | Inseparable Luminaire | Direct Wired | 0-10 VDC Controls | 58 | 3000 | 0.001 | 91 | 52 | 433 | 0.96 | Ambient | 50000 |  |  | 99999 | 0.01 | 13 | 4 | 0.01 | 0.01 | 0 | 0 | 0 | 0 | 0.09 | 0.02 | 0 | 0 | 0 | 0 | 0.85 | 0 | 0 | 0 | 0 | 0 | True |  | Non Federally-Regulated | 08/10/2018 |  | 11/15/2018
USAI Lighting | USAI Lighting | B3SWF-15X1-30KH-W2-BZ-NCIC-UNV-D6E | Light Emitting Diode | Inseparable Luminaire | Direct Wired | 0-10 VDC Controls | 58 | 3000 | 0.001 | 91 | 52 | 433 | 0.96 | Ambient | 50000 |  |  | 99999 | 0.01 | 13 | 4 | 0.01 | 0.01 | 0 | 0 | 0 | 0 | 0.09 | 0.02 | 0 | 0 | 0 | 0 | 0.85 | 0 | 0 | 0 | 0 | 0 | True |  | Non Federally-Regulated | 08/10/2018 |  | 11/15/2018
USAI Lighting | USAI Lighting | B3SWF-15X1-30KH-W2-BZ-NCIC-UNV-D6F | Light Emitting Diode | Inseparable Luminaire | Direct Wired | 0-10 VDC Controls | 58 | 3000 | 0.001 | 91 | 52 | 433 | 0.96 | Ambient | 50000 |  |  | 99999 | 0.01 | 13 | 4 | 0.01 | 0.01 | 0 | 0 | 0 | 0 | 0.09 | 0.02 | 0 | 0 | 0 | 0 | 0.85 | 0 | 0 | 0 | 0 | 0 | True |  | Non Federally-Regulated | 08/10/2018 |  | 11/15/2018
USAI Lighting | USAI Lighting | B3RDF-15X1-27KH-25-S-GR-NCIC-UNV-D6A | Light Emitting Diode | Inseparable Luminaire | Direct Wired | 0-10 VDC Controls | 66 | 2700 | 0.001 | 91 | 52 | 433 | 0.96 | Ambient | 50000 |  |  | 99999 | 0.01 | 13 | 4 | 0.01 | 0.01 | 0 | 0 | 0 | 0 | 0.09 | 0.02 | 0 | 0 | 0 | 0 | 0.85 | 0 | 0 | 0 | 0 | 0 | True |  | Non Federally-Regulated | 08/10/2018 |  | 11/15/2018
USAI Lighting | USAI Lighting | B3RDF-15X1-27KH-45-S-GR-NCIC-UNV-D6A | Light Emitting Diode | Inseparable Luminaire | Direct Wired | 0-10 VDC Controls | 69 | 2700 | 0.001 | 91 | 52 | 433 | 0.96 | Ambient | 50000 |  |  | 99999 | 0.01 | 13 | 4 | 0.01 | 0.01 | 0 | 0 | 0 | 0 | 0.09 | 0.02 | 0 | 0 | 0 | 0 | 0.85 | 0 | 0 | 0 | 0 | 0 | True |  | Non Federally-Regulated | 08/10/2018 |  | 11/15/2018
USAI Lighting | USAI Lighting | B3RDF-15X1-27KH-65-S-GR-NCIC-UNV-D6A | Light Emitting Diode | Inseparable Luminaire | Direct Wired | 0-10 VDC Controls | 56 | 2700 | 0.001 | 91 | 52 | 433 | 0.96 | Ambient | 50000 |  |  | 99999 | 0.01 | 13 | 4 | 0.01 | 0.01 | 0 | 0 | 0 | 0 | 0.09 | 0.02 | 0 | 0 | 0 | 0 | 0.85 | 0 | 0 | 0 | 0 | 0 | True |  | Non Federally-Regulated | 08/10/2018 |  | 11/15/2018
USAI Lighting | USAI Lighting | B3RDF-15X1-30KH-25-S-GR-NCIC-UNV-D6A | Light Emitting Diode | Inseparable Luminaire | Direct Wired | 0-10 VDC Controls | 66 | 3000 | 0.001 | 91 | 52 | 433 | 0.96 | Ambient | 50000 |  |  | 99999 | 0.01 | 13 | 4 | 0.01 | 0.01 | 0 | 0 | 0 | 0 | 0.09 | 0.02 | 0 | 0 | 0 | 0 | 0.85 | 0 | 0 | 0 | 0 | 0 | True |  | Non Federally-Regulated | 08/10/2018 |  | 11/15/2018
USAI Lighting | USAI Lighting | B3RDF-15X1-30KH-45-S-GR-NCIC-UNV-D6A | Light Emitting Diode | Inseparable Luminaire | Direct Wired | 0-10 VDC Controls | 69 | 3000 | 0.001 | 91 | 52 | 433 | 0.96 | Ambient | 50000 |  |  | 99999 | 0.01 | 13 | 4 | 0.01 | 0.01 | 0 | 0 | 0 | 0 | 0.09 | 0.02 | 0 | 0 | 0 | 0 | 0.85 | 0 | 0 | 0 | 0 | 0 | True |  | Non Federally-Regulated | 08/10/2018 |  | 11/15/2018
USAI Lighting | USAI Lighting | B3RDF-15X1-30KH-65-S-GR-NCIC-UNV-D6A | Light Emitting Diode | Inseparable Luminaire | Direct Wired | 0-10 VDC Controls | 56 | 3000 | 0.001 | 91 | 52 | 433 | 0.96 | Ambient | 50000 |  |  | 99999 | 0.01 | 13 | 4 | 0.01 | 0.01 | 0 | 0 | 0 | 0 | 0.09 | 0.02 | 0 | 0 | 0 | 0 | 0.85 | 0 | 0 | 0 | 0 | 0 | True |  | Non Federally-Regulated | 08/10/2018 |  | 11/15/2018
USAI Lighting | USAI Lighting | B3RDF-15X1-35KH-25-S-GR-NCIC-UNV-D6A | Light Emitting Diode | Inseparable Luminaire | Direct Wired | 0-10 VDC Controls | 71 | 3500 | 0.001 | 91 | 52 | 433 | 0.96 | Ambient | 50000 |  |  | 99999 | 0.01 | 13 | 4 | 0.01 | 0.01 | 0 | 0 | 0 | 0 | 0.09 | 0.02 | 0 | 0 | 0 | 0 | 0.85 | 0 | 0 | 0 | 0 | 0 | True |  | Non Federally-Regulated | 08/10/2018 |  | 11/15/2018
USAI Lighting | USAI Lighting | B3RDF-15X1-35KH-45-S-GR-NCIC-UNV-D6A | Light Emitting Diode | Inseparable Luminaire | Direct Wired | 0-10 VDC Controls | 75 | 3500 | 0.001 | 91 | 52 | 433 | 0.96 | Ambient | 50000 |  |  | 99999 | 0.01 | 13 | 4 | 0.01 | 0.01 | 0 | 0 | 0 | 0 | 0.09 | 0.02 | 0 | 0 | 0 | 0 | 0.85 | 0 | 0 | 0 | 0 | 0 | True |  | Non Federally-Regulated | 08/10/2018 |  | 11/15/2018
USAI Lighting | USAI Lighting | B3RDF-15X1-35KH-65-S-GR-NCIC-UNV-D6A | Light Emitting Diode | Inseparable Luminaire | Direct Wired | 0-10 VDC Controls | 61 | 3500 | 0.001 | 91 | 52 | 433 | 0.96 | Ambient | 50000 |  |  | 99999 | 0.01 | 13 | 4 | 0.01 | 0.01 | 0 | 0 | 0 | 0 | 0.09 | 0.02 | 0 | 0 | 0 | 0 | 0.85 | 0 | 0 | 0 | 0 | 0 | True |  | Non Federally-Regulated | 08/10/2018 |  | 11/15/2018
USAI Lighting | USAI Lighting | B3RDF-15X1-40KH-25-S-GR-NCIC-UNV-D6A | Light Emitting Diode | Inseparable Luminaire | Direct Wired | 0-10 VDC Controls | 76 | 4000 | 0.001 | 91 | 52 | 433 | 0.96 | Ambient | 50000 |  |  | 99999 | 0.01 | 13 | 4 | 0.01 | 0.01 | 0 | 0 | 0 | 0 | 0.09 | 0.02 | 0 | 0 | 0 | 0 | 0.85 | 0 | 0 | 0 | 0 | 0 | True |  | Non Federally-Regulated | 08/10/2018 |  | 11/15/2018
USAI Lighting | USAI Lighting | B3RDF-15X1-40KH-45-S-GR-NCIC-UNV-D6A | Light Emitting Diode | Inseparable Luminaire | Direct Wired | 0-10 VDC Controls | 80 | 4000 | 0.001 | 91 | 52 | 433 | 0.96 | Ambient | 50000 |  |  | 99999 | 0.01 | 13 | 4 | 0.01 | 0.01 | 0 | 0 | 0 | 0 | 0.09 | 0.02 | 0 | 0 | 0 | 0 | 0.85 | 0 | 0 | 0 | 0 | 0 | True |  | Non Federally-Regulated | 08/10/2018 |  | 11/15/2018
USAI Lighting | USAI Lighting | B3RDF-15X1-40KH-65-S-GR-NCIC-UNV-D6A | Light Emitting Diode | Inseparable Luminaire | Direct Wired | 0-10 VDC Controls | 66 | 4000 | 0.001 | 91 | 52 | 433 | 0.96 | Ambient | 50000 |  |  | 99999 | 0.01 | 13 | 4 | 0.01 | 0.01 | 0 | 0 | 0 | 0 | 0.09 | 0.02 | 0 | 0 | 0 | 0 | 0.85 | 0 | 0 | 0 | 0 | 0 | True |  | Non Federally-Regulated | 08/10/2018 |  | 11/15/2018
USAI Lighting | USAI Lighting | B3RDF-15X1-27KH-25-S-BL-NCIC-UNV-D6A | Light Emitting Diode | Inseparable Luminaire | Direct Wired | 0-10 VDC Controls | 66 | 2700 | 0.001 | 91 | 52 | 433 | 0.96 | Ambient | 50000 |  |  | 99999 | 0.01 | 13 | 4 | 0.01 | 0.01 | 0 | 0 | 0 | 0 | 0.09 | 0.02 | 0 | 0 | 0 | 0 | 0.85 | 0 | 0 | 0 | 0 | 0 | True |  | Non Federally-Regulated | 08/10/2018 |  | 11/15/2018
USAI Lighting | USAI Lighting | B3RDF-15X1-27KH-45-S-BL-NCIC-UNV-D6A | Light Emitting Diode | Inseparable Luminaire | Direct Wired | 0-10 VDC Controls | 69 | 2700 | 0.001 | 91 | 52 | 433 | 0.96 | Ambient | 50000 |  |  | 99999 | 0.01 | 13 | 4 | 0.01 | 0.01 | 0 | 0 | 0 | 0 | 0.09 | 0.02 | 0 | 0 | 0 | 0 | 0.85 | 0 | 0 | 0 | 0 | 0 | True |  | Non Federally-Regulated | 08/10/2018 |  | 11/15/2018
USAI Lighting | USAI Lighting | B3RDF-15X1-27KH-65-S-BL-NCIC-UNV-D6A | Light Emitting Diode | Inseparable Luminaire | Direct Wired | 0-10 VDC Controls | 56 | 2700 | 0.001 | 91 | 52 | 433 | 0.96 | Ambient | 50000 |  |  | 99999 | 0.01 | 13 | 4 | 0.01 | 0.01 | 0 | 0 | 0 | 0 | 0.09 | 0.02 | 0 | 0 | 0 | 0 | 0.85 | 0 | 0 | 0 | 0 | 0 | True |  | Non Federally-Regulated | 08/10/2018 |  | 11/15/2018
USAI Lighting | USAI Lighting | B3RDF-15X1-30KH-25-S-BL-NCIC-UNV-D6A | Light Emitting Diode | Inseparable Luminaire | Direct Wired | 0-10 VDC Controls | 66 | 3000 | 0.001 | 91 | 52 | 433 | 0.96 | Ambient | 50000 |  |  | 99999 | 0.01 | 13 | 4 | 0.01 | 0.01 | 0 | 0 | 0 | 0 | 0.09 | 0.02 | 0 | 0 | 0 | 0 | 0.85 | 0 | 0 | 0 | 0 | 0 | True |  | Non Federally-Regulated | 08/10/2018 |  | 11/15/2018
USAI Lighting | USAI Lighting | B3RDF-15X1-30KH-45-S-BL-NCIC-UNV-D6A | Light Emitting Diode | Inseparable Luminaire | Direct Wired | 0-10 VDC Controls | 69 | 3000 | 0.001 | 91 | 52 | 433 | 0.96 | Ambient | 50000 |  |  | 99999 | 0.01 | 13 | 4 | 0.01 | 0.01 | 0 | 0 | 0 | 0 | 0.09 | 0.02 | 0 | 0 | 0 | 0 | 0.85 | 0 | 0 | 0 | 0 | 0 | True |  | Non Federally-Regulated | 08/10/2018 |  | 11/15/2018
USAI Lighting | USAI Lighting | B3RDF-15X1-30KH-65-S-BL-NCIC-UNV-D6A | Light Emitting Diode | Inseparable Luminaire | Direct Wired | 0-10 VDC Controls | 56 | 3000 | 0.001 | 91 | 52 | 433 | 0.96 | Ambient | 50000 |  |  | 99999 | 0.01 | 13 | 4 | 0.01 | 0.01 | 0 | 0 | 0 | 0 | 0.09 | 0.02 | 0 | 0 | 0 | 0 | 0.85 | 0 | 0 | 0 | 0 | 0 | True |  | Non Federally-Regulated | 08/10/2018 |  | 11/15/2018
USAI Lighting | USAI Lighting | B3RDF-15X1-35KH-25-S-BL-NCIC-UNV-D6A | Light Emitting Diode | Inseparable Luminaire | Direct Wired | 0-10 VDC Controls | 71 | 3500 | 0.001 | 91 | 52 | 433 | 0.96 | Ambient | 50000 |  |  | 99999 | 0.01 | 13 | 4 | 0.01 | 0.01 | 0 | 0 | 0 | 0 | 0.09 | 0.02 | 0 | 0 | 0 | 0 | 0.85 | 0 | 0 | 0 | 0 | 0 | True |  | Non Federally-Regulated | 08/10/2018 |  | 11/15/2018
USAI Lighting | USAI Lighting | B3RDF-15X1-35KH-45-S-BL-NCIC-UNV-D6A | Light Emitting Diode | Inseparable Luminaire | Direct Wired | 0-10 VDC Controls | 75 | 3500 | 0.001 | 91 | 52 | 433 | 0.96 | Ambient | 50000 |  |  | 99999 | 0.01 | 13 | 4 | 0.01 | 0.01 | 0 | 0 | 0 | 0 | 0.09 | 0.02 | 0 | 0 | 0 | 0 | 0.85 | 0 | 0 | 0 | 0 | 0 | True |  | Non Federally-Regulated | 08/10/2018 |  | 11/15/2018
USAI Lighting | USAI Lighting | B3RDF-15X1-35KH-65-S-BL-NCIC-UNV-D6A | Light Emitting Diode | Inseparable Luminaire | Direct Wired | 0-10 VDC Controls | 61 | 3500 | 0.001 | 91 | 52 | 433 | 0.96 | Ambient | 50000 |  |  | 99999 | 0.01 | 13 | 4 | 0.01 | 0.01 | 0 | 0 | 0 | 0 | 0.09 | 0.02 | 0 | 0 | 0 | 0 | 0.85 | 0 | 0 | 0 | 0 | 0 | True |  | Non Federally-Regulated | 08/10/2018 |  | 11/15/2018
USAI Lighting | USAI Lighting | B3RDF-15X1-40KH-25-S-BL-NCIC-UNV-D6A | Light Emitting Diode | Inseparable Luminaire | Direct Wired | 0-10 VDC Controls | 76 | 4000 | 0.001 | 91 | 52 | 433 | 0.96 | Ambient | 50000 |  |  | 99999 | 0.01 | 13 | 4 | 0.01 | 0.01 | 0 | 0 | 0 | 0 | 0.09 | 0.02 | 0 | 0 | 0 | 0 | 0.85 | 0 | 0 | 0 | 0 | 0 | True |  | Non Federally-Regulated | 08/10/2018 |  | 11/15/2018
USAI Lighting | USAI Lighting | B3RDF-15X1-40KH-45-S-BL-NCIC-UNV-D6A | Light Emitting Diode | Inseparable Luminaire | Direct Wired | 0-10 VDC Controls | 80 | 4000 | 0.001 | 91 | 52 | 433 | 0.96 | Ambient | 50000 |  |  | 99999 | 0.01 | 13 | 4 | 0.01 | 0.01 | 0 | 0 | 0 | 0 | 0.09 | 0.02 | 0 | 0 | 0 | 0 | 0.85 | 0 | 0 | 0 | 0 | 0 | True |  | Non Federally-Regulated | 08/10/2018 |  | 11/15/2018
USAI Lighting | USAI Lighting | B3RDF-15X1-40KH-65-S-BL-NCIC-UNV-D6A | Light Emitting Diode | Inseparable Luminaire | Direct Wired | 0-10 VDC Controls | 66 | 4000 | 0.001 | 91 | 52 | 433 | 0.96 | Ambient | 50000 |  |  | 99999 | 0.01 | 13 | 4 | 0.01 | 0.01 | 0 | 0 | 0 | 0 | 0.09 | 0.02 | 0 | 0 | 0 | 0 | 0.85 | 0 | 0 | 0 | 0 | 0 | True |  | Non Federally-Regulated | 08/10/2018 |  | 11/15/2018
USAI Lighting | USAI Lighting | B3RDF-15X1-27KH-25-S-BZ-NCIC-UNV-D6A | Light Emitting Diode | Inseparable Luminaire | Direct Wired | 0-10 VDC Controls | 66 | 2700 | 0.001 | 91 | 52 | 433 | 0.96 | Ambient | 50000 |  |  | 99999 | 0.01 | 13 | 4 | 0.01 | 0.01 | 0 | 0 | 0 | 0 | 0.09 | 0.02 | 0 | 0 | 0 | 0 | 0.85 | 0 | 0 | 0 | 0 | 0 | True |  | Non Federally-Regulated | 08/10/2018 |  | 11/15/2018
USAI Lighting | USAI Lighting | B3RDF-15X1-27KH-45-S-BZ-NCIC-UNV-D6A | Light Emitting Diode | Inseparable Luminaire | Direct Wired | 0-10 VDC Controls | 69 | 2700 | 0.001 | 91 | 52 | 433 | 0.96 | Ambient | 50000 |  |  | 99999 | 0.01 | 13 | 4 | 0.01 | 0.01 | 0 | 0 | 0 | 0 | 0.09 | 0.02 | 0 | 0 | 0 | 0 | 0.85 | 0 | 0 | 0 | 0 | 0 | True |  | Non Federally-Regulated | 08/10/2018 |  | 11/15/2018
USAI Lighting | USAI Lighting | B3RDF-15X1-27KH-65-S-BZ-NCIC-UNV-D6A | Light Emitting Diode | Inseparable Luminaire | Direct Wired | 0-10 VDC Controls | 56 | 2700 | 0.001 | 91 | 52 | 433 | 0.96 | Ambient | 50000 |  |  | 99999 | 0.01 | 13 | 4 | 0.01 | 0.01 | 0 | 0 | 0 | 0 | 0.09 | 0.02 | 0 | 0 | 0 | 0 | 0.85 | 0 | 0 | 0 | 0 | 0 | True |  | Non Federally-Regulated | 08/10/2018 |  | 11/15/2018
USAI Lighting | USAI Lighting | B3RDF-15X1-30KH-25-S-BZ-NCIC-UNV-D6A | Light Emitting Diode | Inseparable Luminaire | Direct Wired | 0-10 VDC Controls | 66 | 3000 | 0.001 | 91 | 52 | 433 | 0.96 | Ambient | 50000 |  |  | 99999 | 0.01 | 13 | 4 | 0.01 | 0.01 | 0 | 0 | 0 | 0 | 0.09 | 0.02 | 0 | 0 | 0 | 0 | 0.85 | 0 | 0 | 0 | 0 | 0 | True |  | Non Federally-Regulated | 08/10/2018 |  | 11/15/2018
USAI Lighting | USAI Lighting | B3RDF-15X1-30KH-45-S-BZ-NCIC-UNV-D6A | Light Emitting Diode | Inseparable Luminaire | Direct Wired | 0-10 VDC Controls | 69 | 3000 | 0.001 | 91 | 52 | 433 | 0.96 | Ambient | 50000 |  |  | 99999 | 0.01 | 13 | 4 | 0.01 | 0.01 | 0 | 0 | 0 | 0 | 0.09 | 0.02 | 0 | 0 | 0 | 0 | 0.85 | 0 | 0 | 0 | 0 | 0 | True |  | Non Federally-Regulated | 08/10/2018 |  | 11/15/2018
USAI Lighting | USAI Lighting | B3RDF-15X1-30KH-65-S-BZ-NCIC-UNV-D6A | Light Emitting Diode | Inseparable Luminaire | Direct Wired | 0-10 VDC Controls | 56 | 3000 | 0.001 | 91 | 52 | 433 | 0.96 | Ambient | 50000 |  |  | 99999 | 0.01 | 13 | 4 | 0.01 | 0.01 | 0 | 0 | 0 | 0 | 0.09 | 0.02 | 0 | 0 | 0 | 0 | 0.85 | 0 | 0 | 0 | 0 | 0 | True |  | Non Federally-Regulated | 08/10/2018 |  | 11/15/2018
USAI Lighting | USAI Lighting | B3RDF-15X1-35KH-25-S-BZ-NCIC-UNV-D6A | Light Emitting Diode | Inseparable Luminaire | Direct Wired | 0-10 VDC Controls | 71 | 3500 | 0.001 | 91 | 52 | 433 | 0.96 | Ambient | 50000 |  |  | 99999 | 0.01 | 13 | 4 | 0.01 | 0.01 | 0 | 0 | 0 | 0 | 0.09 | 0.02 | 0 | 0 | 0 | 0 | 0.85 | 0 | 0 | 0 | 0 | 0 | True |  | Non Federally-Regulated | 08/10/2018 |  | 11/15/2018
USAI Lighting | USAI Lighting | B3RDF-15X1-35KH-45-S-BZ-NCIC-UNV-D6A | Light Emitting Diode | Inseparable Luminaire | Direct Wired | 0-10 VDC Controls | 75 | 3500 | 0.001 | 91 | 52 | 433 | 0.96 | Ambient | 50000 |  |  | 99999 | 0.01 | 13 | 4 | 0.01 | 0.01 | 0 | 0 | 0 | 0 | 0.09 | 0.02 | 0 | 0 | 0 | 0 | 0.85 | 0 | 0 | 0 | 0 | 0 | True |  | Non Federally-Regulated | 08/10/2018 |  | 11/15/2018
USAI Lighting | USAI Lighting | B3RDF-15X1-35KH-65-S-BZ-NCIC-UNV-D6A | Light Emitting Diode | Inseparable Luminaire | Direct Wired | 0-10 VDC Controls | 61 | 3500 | 0.001 | 91 | 52 | 433 | 0.96 | Ambient | 50000 |  |  | 99999 | 0.01 | 13 | 4 | 0.01 | 0.01 | 0 | 0 | 0 | 0 | 0.09 | 0.02 | 0 | 0 | 0 | 0 | 0.85 | 0 | 0 | 0 | 0 | 0 | True |  | Non Federally-Regulated | 08/10/2018 |  | 11/15/2018
USAI Lighting | USAI Lighting | B3RDF-15X1-40KH-25-S-BZ-NCIC-UNV-D6A | Light Emitting Diode | Inseparable Luminaire | Direct Wired | 0-10 VDC Controls | 76 | 4000 | 0.001 | 91 | 52 | 433 | 0.96 | Ambient | 50000 |  |  | 99999 | 0.01 | 13 | 4 | 0.01 | 0.01 | 0 | 0 | 0 | 0 | 0.09 | 0.02 | 0 | 0 | 0 | 0 | 0.85 | 0 | 0 | 0 | 0 | 0 | True |  | Non Federally-Regulated | 08/10/2018 |  | 11/15/2018
USAI Lighting | USAI Lighting | B3RDF-15X1-40KH-45-S-BZ-NCIC-UNV-D6A | Light Emitting Diode | Inseparable Luminaire | Direct Wired | 0-10 VDC Controls | 80 | 4000 | 0.001 | 91 | 52 | 433 | 0.96 | Ambient | 50000 |  |  | 99999 | 0.01 | 13 | 4 | 0.01 | 0.01 | 0 | 0 | 0 | 0 | 0.09 | 0.02 | 0 | 0 | 0 | 0 | 0.85 | 0 | 0 | 0 | 0 | 0 | True |  | Non Federally-Regulated | 08/10/2018 |  | 11/15/2018
USAI Lighting | USAI Lighting | B3RDF-15X1-40KH-65-S-BZ-NCIC-UNV-D6A | Light Emitting Diode | Inseparable Luminaire | Direct Wired | 0-10 VDC Controls | 66 | 4000 | 0.001 | 91 | 52 | 433 | 0.96 | Ambient | 50000 |  |  | 99999 | 0.01 | 13 | 4 | 0.01 | 0.01 | 0 | 0 | 0 | 0 | 0.09 | 0.02 | 0 | 0 | 0 | 0 | 0.85 | 0 | 0 | 0 | 0 | 0 | True |  | Non Federally-Regulated | 08/10/2018 |  | 11/15/2018
USAI Lighting | USAI Lighting | B3RDF-15X1-27KH-25-S-WH-NCIC-UNV-D6B | Light Emitting Diode | Inseparable Luminaire | Direct Wired | 0-10 VDC Controls | 66 | 2700 | 0.001 | 91 | 52 | 433 | 0.96 | Ambient | 50000 |  |  | 99999 | 0.01 | 13 | 4 | 0.01 | 0.01 | 0 | 0 | 0 | 0 | 0.09 | 0.02 | 0 | 0 | 0 | 0 | 0.85 | 0 | 0 | 0 | 0 | 0 | True |  | Non Federally-Regulated | 08/10/2018 |  | 11/15/2018
USAI Lighting | USAI Lighting | B3RDF-15X1-27KH-45-S-WH-NCIC-UNV-D6B | Light Emitting Diode | Inseparable Luminaire | Direct Wired | 0-10 VDC Controls | 69 | 2700 | 0.001 | 91 | 52 | 433 | 0.96 | Ambient | 50000 |  |  | 99999 | 0.01 | 13 | 4 | 0.01 | 0.01 | 0 | 0 | 0 | 0 | 0.09 | 0.02 | 0 | 0 | 0 | 0 | 0.85 | 0 | 0 | 0 | 0 | 0 | True |  | Non Federally-Regulated | 08/10/2018 |  | 11/15/2018
USAI Lighting | USAI Lighting | B3RDF-15X1-27KH-65-S-WH-NCIC-UNV-D6B | Light Emitting Diode | Inseparable Luminaire | Direct Wired | 0-10 VDC Controls | 56 | 2700 | 0.001 | 91 | 52 | 433 | 0.96 | Ambient | 50000 |  |  | 99999 | 0.01 | 13 | 4 | 0.01 | 0.01 | 0 | 0 | 0 | 0 | 0.09 | 0.02 | 0 | 0 | 0 | 0 | 0.85 | 0 | 0 | 0 | 0 | 0 | True |  | Non Federally-Regulated | 08/10/2018 |  | 11/15/2018
USAI Lighting | USAI Lighting | B3RDF-15X1-30KH-25-S-WH-NCIC-UNV-D6B | Light Emitting Diode | Inseparable Luminaire | Direct Wired | 0-10 VDC Controls | 66 | 3000 | 0.001 | 91 | 52 | 433 | 0.96 | Ambient | 50000 |  |  | 99999 | 0.01 | 13 | 4 | 0.01 | 0.01 | 0 | 0 | 0 | 0 | 0.09 | 0.02 | 0 | 0 | 0 | 0 | 0.85 | 0 | 0 | 0 | 0 | 0 | True |  | Non Federally-Regulated | 08/10/2018 |  | 11/15/2018
USAI Lighting | USAI Lighting | B3RDF-15X1-30KH-45-S-WH-NCIC-UNV-D6B | Light Emitting Diode | Inseparable Luminaire | Direct Wired | 0-10 VDC Controls | 69 | 3000 | 0.001 | 91 | 52 | 433 | 0.96 | Ambient | 50000 |  |  | 99999 | 0.01 | 13 | 4 | 0.01 | 0.01 | 0 | 0 | 0 | 0 | 0.09 | 0.02 | 0 | 0 | 0 | 0 | 0.85 | 0 | 0 | 0 | 0 | 0 | True |  | Non Federally-Regulated | 08/10/2018 |  | 11/15/2018
USAI Lighting | USAI Lighting | B3RDF-15X1-30KH-65-S-WH-NCIC-UNV-D6B | Light Emitting Diode | Inseparable Luminaire | Direct Wired | 0-10 VDC Controls | 56 | 3000 | 0.001 | 91 | 52 | 433 | 0.96 | Ambient | 50000 |  |  | 99999 | 0.01 | 13 | 4 | 0.01 | 0.01 | 0 | 0 | 0 | 0 | 0.09 | 0.02 | 0 | 0 | 0 | 0 | 0.85 | 0 | 0 | 0 | 0 | 0 | True |  | Non Federally-Regulated | 08/10/2018 |  | 11/15/2018
USAI Lighting | USAI Lighting | B3RDF-15X1-35KH-25-S-WH-NCIC-UNV-D6B | Light Emitting Diode | Inseparable Luminaire | Direct Wired | 0-10 VDC Controls | 71 | 3500 | 0.001 | 91 | 52 | 433 | 0.96 | Ambient | 50000 |  |  | 99999 | 0.01 | 13 | 4 | 0.01 | 0.01 | 0 | 0 | 0 | 0 | 0.09 | 0.02 | 0 | 0 | 0 | 0 | 0.85 | 0 | 0 | 0 | 0 | 0 | True |  | Non Federally-Regulated | 08/10/2018 |  | 11/15/2018
USAI Lighting | USAI Lighting | B3RDF-15X1-35KH-45-S-WH-NCIC-UNV-D6B | Light Emitting Diode | Inseparable Luminaire | Direct Wired | 0-10 VDC Controls | 75 | 3500 | 0.001 | 91 | 52 | 433 | 0.96 | Ambient | 50000 |  |  | 99999 | 0.01 | 13 | 4 | 0.01 | 0.01 | 0 | 0 | 0 | 0 | 0.09 | 0.02 | 0 | 0 | 0 | 0 | 0.85 | 0 | 0 | 0 | 0 | 0 | True |  | Non Federally-Regulated | 08/10/2018 |  | 11/15/2018
USAI Lighting | USAI Lighting | B3RDF-15X1-35KH-65-S-WH-NCIC-UNV-D6B | Light Emitting Diode | Inseparable Luminaire | Direct Wired | 0-10 VDC Controls | 61 | 3500 | 0.001 | 91 | 52 | 433 | 0.96 | Ambient | 50000 |  |  | 99999 | 0.01 | 13 | 4 | 0.01 | 0.01 | 0 | 0 | 0 | 0 | 0.09 | 0.02 | 0 | 0 | 0 | 0 | 0.85 | 0 | 0 | 0 | 0 | 0 | True |  | Non Federally-Regulated | 08/10/2018 |  | 11/15/2018
USAI Lighting | USAI Lighting | B3RDF-15X1-40KH-25-S-WH-NCIC-UNV-D6B | Light Emitting Diode | Inseparable Luminaire | Direct Wired | 0-10 VDC Controls | 76 | 4000 | 0.001 | 91 | 52 | 433 | 0.96 | Ambient | 50000 |  |  | 99999 | 0.01 | 13 | 4 | 0.01 | 0.01 | 0 | 0 | 0 | 0 | 0.09 | 0.02 | 0 | 0 | 0 | 0 | 0.85 | 0 | 0 | 0 | 0 | 0 | True |  | Non Federally-Regulated | 08/10/2018 |  | 11/15/2018
USAI Lighting | USAI Lighting | B3RDF-15X1-40KH-45-S-WH-NCIC-UNV-D6B | Light Emitting Diode | Inseparable Luminaire | Direct Wired | 0-10 VDC Controls | 80 | 4000 | 0.001 | 91 | 52 | 433 | 0.96 | Ambient | 50000 |  |  | 99999 | 0.01 | 13 | 4 | 0.01 | 0.01 | 0 | 0 | 0 | 0 | 0.09 | 0.02 | 0 | 0 | 0 | 0 | 0.85 | 0 | 0 | 0 | 0 | 0 | True |  | Non Federally-Regulated | 08/10/2018 |  | 11/15/2018
USAI Lighting | USAI Lighting | B3RDF-15X1-40KH-65-S-WH-NCIC-UNV-D6B | Light Emitting Diode | Inseparable Luminaire | Direct Wired | 0-10 VDC Controls | 66 | 4000 | 0.001 | 91 | 52 | 433 | 0.96 | Ambient | 50000 |  |  | 99999 | 0.01 | 13 | 4 | 0.01 | 0.01 | 0 | 0 | 0 | 0 | 0.09 | 0.02 | 0 | 0 | 0 | 0 | 0.85 | 0 | 0 | 0 | 0 | 0 | True |  | Non Federally-Regulated | 08/10/2018 |  | 11/15/2018
USAI Lighting | USAI Lighting | B3RDF-15X1-27KH-25-S-GR-NCIC-UNV-D6B | Light Emitting Diode | Inseparable Luminaire | Direct Wired | 0-10 VDC Controls | 66 | 2700 | 0.001 | 91 | 52 | 433 | 0.96 | Ambient | 50000 |  |  | 99999 | 0.01 | 13 | 4 | 0.01 | 0.01 | 0 | 0 | 0 | 0 | 0.09 | 0.02 | 0 | 0 | 0 | 0 | 0.85 | 0 | 0 | 0 | 0 | 0 | True |  | Non Federally-Regulated | 08/10/2018 |  | 11/15/2018
USAI Lighting | USAI Lighting | B3RDF-15X1-27KH-45-S-GR-NCIC-UNV-D6B | Light Emitting Diode | Inseparable Luminaire | Direct Wired | 0-10 VDC Controls | 69 | 2700 | 0.001 | 91 | 52 | 433 | 0.96 | Ambient | 50000 |  |  | 99999 | 0.01 | 13 | 4 | 0.01 | 0.01 | 0 | 0 | 0 | 0 | 0.09 | 0.02 | 0 | 0 | 0 | 0 | 0.85 | 0 | 0 | 0 | 0 | 0 | True |  | Non Federally-Regulated | 08/10/2018 |  | 11/15/2018
USAI Lighting | USAI Lighting | B3RDF-15X1-27KH-65-S-GR-NCIC-UNV-D6B | Light Emitting Diode | Inseparable Luminaire | Direct Wired | 0-10 VDC Controls | 56 | 2700 | 0.001 | 91 | 52 | 433 | 0.96 | Ambient | 50000 |  |  | 99999 | 0.01 | 13 | 4 | 0.01 | 0.01 | 0 | 0 | 0 | 0 | 0.09 | 0.02 | 0 | 0 | 0 | 0 | 0.85 | 0 | 0 | 0 | 0 | 0 | True |  | Non Federally-Regulated | 08/10/2018 |  | 11/15/2018
USAI Lighting | USAI Lighting | B3RDF-15X1-30KH-25-S-GR-NCIC-UNV-D6B | Light Emitting Diode | Inseparable Luminaire | Direct Wired | 0-10 VDC Controls | 66 | 3000 | 0.001 | 91 | 52 | 433 | 0.96 | Ambient | 50000 |  |  | 99999 | 0.01 | 13 | 4 | 0.01 | 0.01 | 0 | 0 | 0 | 0 | 0.09 | 0.02 | 0 | 0 | 0 | 0 | 0.85 | 0 | 0 | 0 | 0 | 0 | True |  | Non Federally-Regulated | 08/10/2018 |  | 11/15/2018
USAI Lighting | USAI Lighting | B3RDF-15X1-30KH-45-S-GR-NCIC-UNV-D6B | Light Emitting Diode | Inseparable Luminaire | Direct Wired | 0-10 VDC Controls | 69 | 3000 | 0.001 | 91 | 52 | 433 | 0.96 | Ambient | 50000 |  |  | 99999 | 0.01 | 13 | 4 | 0.01 | 0.01 | 0 | 0 | 0 | 0 | 0.09 | 0.02 | 0 | 0 | 0 | 0 | 0.85 | 0 | 0 | 0 | 0 | 0 | True |  | Non Federally-Regulated | 08/10/2018 |  | 11/15/2018
USAI Lighting | USAI Lighting | B3RDF-15X1-30KH-65-S-GR-NCIC-UNV-D6B | Light Emitting Diode | Inseparable Luminaire | Direct Wired | 0-10 VDC Controls | 56 | 3000 | 0.001 | 91 | 52 | 433 | 0.96 | Ambient | 50000 |  |  | 99999 | 0.01 | 13 | 4 | 0.01 | 0.01 | 0 | 0 | 0 | 0 | 0.09 | 0.02 | 0 | 0 | 0 | 0 | 0.85 | 0 | 0 | 0 | 0 | 0 | True |  | Non Federally-Regulated | 08/10/2018 |  | 11/15/2018
USAI Lighting | USAI Lighting | B3RDF-15X1-35KH-25-S-GR-NCIC-UNV-D6B | Light Emitting Diode | Inseparable Luminaire | Direct Wired | 0-10 VDC Controls | 71 | 3500 | 0.001 | 91 | 52 | 433 | 0.96 | Ambient | 50000 |  |  | 99999 | 0.01 | 13 | 4 | 0.01 | 0.01 | 0 | 0 | 0 | 0 | 0.09 | 0.02 | 0 | 0 | 0 | 0 | 0.85 | 0 | 0 | 0 | 0 | 0 | True |  | Non Federally-Regulated | 08/10/2018 |  | 11/15/2018
USAI Lighting | USAI Lighting | B3RDF-15X1-35KH-45-S-GR-NCIC-UNV-D6B | Light Emitting Diode | Inseparable Luminaire | Direct Wired | 0-10 VDC Controls | 75 | 3500 | 0.001 | 91 | 52 | 433 | 0.96 | Ambient | 50000 |  |  | 99999 | 0.01 | 13 | 4 | 0.01 | 0.01 | 0 | 0 | 0 | 0 | 0.09 | 0.02 | 0 | 0 | 0 | 0 | 0.85 | 0 | 0 | 0 | 0 | 0 | True |  | Non Federally-Regulated | 08/10/2018 |  | 11/15/2018
USAI Lighting | USAI Lighting | B3RDF-15X1-35KH-65-S-GR-NCIC-UNV-D6B | Light Emitting Diode | Inseparable Luminaire | Direct Wired | 0-10 VDC Controls | 61 | 3500 | 0.001 | 91 | 52 | 433 | 0.96 | Ambient | 50000 |  |  | 99999 | 0.01 | 13 | 4 | 0.01 | 0.01 | 0 | 0 | 0 | 0 | 0.09 | 0.02 | 0 | 0 | 0 | 0 | 0.85 | 0 | 0 | 0 | 0 | 0 | True |  | Non Federally-Regulated | 08/10/2018 |  | 11/15/2018
USAI Lighting | USAI Lighting | B3RDF-15X1-40KH-25-S-GR-NCIC-UNV-D6B | Light Emitting Diode | Inseparable Luminaire | Direct Wired | 0-10 VDC Controls | 76 | 4000 | 0.001 | 91 | 52 | 433 | 0.96 | Ambient | 50000 |  |  | 99999 | 0.01 | 13 | 4 | 0.01 | 0.01 | 0 | 0 | 0 | 0 | 0.09 | 0.02 | 0 | 0 | 0 | 0 | 0.85 | 0 | 0 | 0 | 0 | 0 | True |  | Non Federally-Regulated | 08/10/2018 |  | 11/15/2018
USAI Lighting | USAI Lighting | B3RDF-15X1-40KH-45-S-GR-NCIC-UNV-D6B | Light Emitting Diode | Inseparable Luminaire | Direct Wired | 0-10 VDC Controls | 80 | 4000 | 0.001 | 91 | 52 | 433 | 0.96 | Ambient | 50000 |  |  | 99999 | 0.01 | 13 | 4 | 0.01 | 0.01 | 0 | 0 | 0 | 0 | 0.09 | 0.02 | 0 | 0 | 0 | 0 | 0.85 | 0 | 0 | 0 | 0 | 0 | True |  | Non Federally-Regulated | 08/10/2018 |  | 11/15/2018
USAI Lighting | USAI Lighting | B3RDF-15X1-40KH-65-S-GR-NCIC-UNV-D6B | Light Emitting Diode | Inseparable Luminaire | Direct Wired | 0-10 VDC Controls | 66 | 4000 | 0.001 | 91 | 52 | 433 | 0.96 | Ambient | 50000 |  |  | 99999 | 0.01 | 13 | 4 | 0.01 | 0.01 | 0 | 0 | 0 | 0 | 0.09 | 0.02 | 0 | 0 | 0 | 0 | 0.85 | 0 | 0 | 0 | 0 | 0 | True |  | Non Federally-Regulated | 08/10/2018 |  | 11/15/2018
USAI Lighting | USAI Lighting | B3RDF-15X1-27KH-25-S-BL-NCIC-UNV-D6B | Light Emitting Diode | Inseparable Luminaire | Direct Wired | 0-10 VDC Controls | 66 | 2700 | 0.001 | 91 | 52 | 433 | 0.96 | Ambient | 50000 |  |  | 99999 | 0.01 | 13 | 4 | 0.01 | 0.01 | 0 | 0 | 0 | 0 | 0.09 | 0.02 | 0 | 0 | 0 | 0 | 0.85 | 0 | 0 | 0 | 0 | 0 | True |  | Non Federally-Regulated | 08/10/2018 |  | 11/15/2018
USAI Lighting | USAI Lighting | B3RDF-15X1-27KH-45-S-BL-NCIC-UNV-D6B | Light Emitting Diode | Inseparable Luminaire | Direct Wired | 0-10 VDC Controls | 69 | 2700 | 0.001 | 91 | 52 | 433 | 0.96 | Ambient | 50000 |  |  | 99999 | 0.01 | 13 | 4 | 0.01 | 0.01 | 0 | 0 | 0 | 0 | 0.09 | 0.02 | 0 | 0 | 0 | 0 | 0.85 | 0 | 0 | 0 | 0 | 0 | True |  | Non Federally-Regulated | 08/10/2018 |  | 11/15/2018
USAI Lighting | USAI Lighting | B3RDF-15X1-27KH-65-S-BL-NCIC-UNV-D6B | Light Emitting Diode | Inseparable Luminaire | Direct Wired | 0-10 VDC Controls | 56 | 2700 | 0.001 | 91 | 52 | 433 | 0.96 | Ambient | 50000 |  |  | 99999 | 0.01 | 13 | 4 | 0.01 | 0.01 | 0 | 0 | 0 | 0 | 0.09 | 0.02 | 0 | 0 | 0 | 0 | 0.85 | 0 | 0 | 0 | 0 | 0 | True |  | Non Federally-Regulated | 08/10/2018 |  | 11/15/2018
USAI Lighting | USAI Lighting | B3RDF-15X1-30KH-25-S-BL-NCIC-UNV-D6B | Light Emitting Diode | Inseparable Luminaire | Direct Wired | 0-10 VDC Controls | 66 | 3000 | 0.001 | 91 | 52 | 433 | 0.96 | Ambient | 50000 |  |  | 99999 | 0.01 | 13 | 4 | 0.01 | 0.01 | 0 | 0 | 0 | 0 | 0.09 | 0.02 | 0 | 0 | 0 | 0 | 0.85 | 0 | 0 | 0 | 0 | 0 | True |  | Non Federally-Regulated | 08/10/2018 |  | 11/15/2018
USAI Lighting | USAI Lighting | B3RDF-15X1-30KH-45-S-BL-NCIC-UNV-D6B | Light Emitting Diode | Inseparable Luminaire | Direct Wired | 0-10 VDC Controls | 69 | 3000 | 0.001 | 91 | 52 | 433 | 0.96 | Ambient | 50000 |  |  | 99999 | 0.01 | 13 | 4 | 0.01 | 0.01 | 0 | 0 | 0 | 0 | 0.09 | 0.02 | 0 | 0 | 0 | 0 | 0.85 | 0 | 0 | 0 | 0 | 0 | True |  | Non Federally-Regulated | 08/10/2018 |  | 11/15/2018
USAI Lighting | USAI Lighting | B3RDF-15X1-30KH-65-S-BL-NCIC-UNV-D6B | Light Emitting Diode | Inseparable Luminaire | Direct Wired | 0-10 VDC Controls | 56 | 3000 | 0.001 | 91 | 52 | 433 | 0.96 | Ambient | 50000 |  |  | 99999 | 0.01 | 13 | 4 | 0.01 | 0.01 | 0 | 0 | 0 | 0 | 0.09 | 0.02 | 0 | 0 | 0 | 0 | 0.85 | 0 | 0 | 0 | 0 | 0 | True |  | Non Federally-Regulated | 08/10/2018 |  | 11/15/2018
USAI Lighting | USAI Lighting | B3RDF-15X1-35KH-25-S-BL-NCIC-UNV-D6B | Light Emitting Diode | Inseparable Luminaire | Direct Wired | 0-10 VDC Controls | 71 | 3500 | 0.001 | 91 | 52 | 433 | 0.96 | Ambient | 50000 |  |  | 99999 | 0.01 | 13 | 4 | 0.01 | 0.01 | 0 | 0 | 0 | 0 | 0.09 | 0.02 | 0 | 0 | 0 | 0 | 0.85 | 0 | 0 | 0 | 0 | 0 | True |  | Non Federally-Regulated | 08/10/2018 |  | 11/15/2018
USAI Lighting | USAI Lighting | B3RDF-15X1-35KH-45-S-BL-NCIC-UNV-D6B | Light Emitting Diode | Inseparable Luminaire | Direct Wired | 0-10 VDC Controls | 75 | 3500 | 0.001 | 91 | 52 | 433 | 0.96 | Ambient | 50000 |  |  | 99999 | 0.01 | 13 | 4 | 0.01 | 0.01 | 0 | 0 | 0 | 0 | 0.09 | 0.02 | 0 | 0 | 0 | 0 | 0.85 | 0 | 0 | 0 | 0 | 0 | True |  | Non Federally-Regulated | 08/10/2018 |  | 11/15/2018
USAI Lighting | USAI Lighting | B3RDF-15X1-35KH-65-S-BL-NCIC-UNV-D6B | Light Emitting Diode | Inseparable Luminaire | Direct Wired | 0-10 VDC Controls | 61 | 3500 | 0.001 | 91 | 52 | 433 | 0.96 | Ambient | 50000 |  |  | 99999 | 0.01 | 13 | 4 | 0.01 | 0.01 | 0 | 0 | 0 | 0 | 0.09 | 0.02 | 0 | 0 | 0 | 0 | 0.85 | 0 | 0 | 0 | 0 | 0 | True |  | Non Federally-Regulated | 08/10/2018 |  | 11/15/2018
USAI Lighting | USAI Lighting | B3RDF-15X1-40KH-25-S-BL-NCIC-UNV-D6B | Light Emitting Diode | Inseparable Luminaire | Direct Wired | 0-10 VDC Controls | 76 | 4000 | 0.001 | 91 | 52 | 433 | 0.96 | Ambient | 50000 |  |  | 99999 | 0.01 | 13 | 4 | 0.01 | 0.01 | 0 | 0 | 0 | 0 | 0.09 | 0.02 | 0 | 0 | 0 | 0 | 0.85 | 0 | 0 | 0 | 0 | 0 | True |  | Non Federally-Regulated | 08/10/2018 |  | 11/15/2018
USAI Lighting | USAI Lighting | B3RDF-15X1-40KH-45-S-BL-NCIC-UNV-D6B | Light Emitting Diode | Inseparable Luminaire | Direct Wired | 0-10 VDC Controls | 80 | 4000 | 0.001 | 91 | 52 | 433 | 0.96 | Ambient | 50000 |  |  | 99999 | 0.01 | 13 | 4 | 0.01 | 0.01 | 0 | 0 | 0 | 0 | 0.09 | 0.02 | 0 | 0 | 0 | 0 | 0.85 | 0 | 0 | 0 | 0 | 0 | True |  | Non Federally-Regulated | 08/10/2018 |  | 11/15/2018
USAI Lighting | USAI Lighting | B3RDF-15X1-40KH-65-S-BL-NCIC-UNV-D6B | Light Emitting Diode | Inseparable Luminaire | Direct Wired | 0-10 VDC Controls | 66 | 4000 | 0.001 | 91 | 52 | 433 | 0.96 | Ambient | 50000 |  |  | 99999 | 0.01 | 13 | 4 | 0.01 | 0.01 | 0 | 0 | 0 | 0 | 0.09 | 0.02 | 0 | 0 | 0 | 0 | 0.85 | 0 | 0 | 0 | 0 | 0 | True |  | Non Federally-Regulated | 08/10/2018 |  | 11/15/2018
USAI Lighting | USAI Lighting | B3RDF-15X1-27KH-25-S-BZ-NCIC-UNV-D6B | Light Emitting Diode | Inseparable Luminaire | Direct Wired | 0-10 VDC Controls | 66 | 2700 | 0.001 | 91 | 52 | 433 | 0.96 | Ambient | 50000 |  |  | 99999 | 0.01 | 13 | 4 | 0.01 | 0.01 | 0 | 0 | 0 | 0 | 0.09 | 0.02 | 0 | 0 | 0 | 0 | 0.85 | 0 | 0 | 0 | 0 | 0 | True |  | Non Federally-Regulated | 08/10/2018 |  | 11/15/2018
USAI Lighting | USAI Lighting | B3RDF-15X1-27KH-45-S-BZ-NCIC-UNV-D6B | Light Emitting Diode | Inseparable Luminaire | Direct Wired | 0-10 VDC Controls | 69 | 2700 | 0.001 | 91 | 52 | 433 | 0.96 | Ambient | 50000 |  |  | 99999 | 0.01 | 13 | 4 | 0.01 | 0.01 | 0 | 0 | 0 | 0 | 0.09 | 0.02 | 0 | 0 | 0 | 0 | 0.85 | 0 | 0 | 0 | 0 | 0 | True |  | Non Federally-Regulated | 08/10/2018 |  | 11/15/2018
USAI Lighting | USAI Lighting | B3RDF-15X1-27KH-65-S-BZ-NCIC-UNV-D6B | Light Emitting Diode | Inseparable Luminaire | Direct Wired | 0-10 VDC Controls | 56 | 2700 | 0.001 | 91 | 52 | 433 | 0.96 | Ambient | 50000 |  |  | 99999 | 0.01 | 13 | 4 | 0.01 | 0.01 | 0 | 0 | 0 | 0 | 0.09 | 0.02 | 0 | 0 | 0 | 0 | 0.85 | 0 | 0 | 0 | 0 | 0 | True |  | Non Federally-Regulated | 08/10/2018 |  | 11/15/2018
USAI Lighting | USAI Lighting | B3RDF-15X1-30KH-25-S-BZ-NCIC-UNV-D6B | Light Emitting Diode | Inseparable Luminaire | Direct Wired | 0-10 VDC Controls | 66 | 3000 | 0.001 | 91 | 52 | 433 | 0.96 | Ambient | 50000 |  |  | 99999 | 0.01 | 13 | 4 | 0.01 | 0.01 | 0 | 0 | 0 | 0 | 0.09 | 0.02 | 0 | 0 | 0 | 0 | 0.85 | 0 | 0 | 0 | 0 | 0 | True |  | Non Federally-Regulated | 08/10/2018 |  | 11/15/2018
USAI Lighting | USAI Lighting | B3RDF-15X1-30KH-45-S-BZ-NCIC-UNV-D6B | Light Emitting Diode | Inseparable Luminaire | Direct Wired | 0-10 VDC Controls | 69 | 3000 | 0.001 | 91 | 52 | 433 | 0.96 | Ambient | 50000 |  |  | 99999 | 0.01 | 13 | 4 | 0.01 | 0.01 | 0 | 0 | 0 | 0 | 0.09 | 0.02 | 0 | 0 | 0 | 0 | 0.85 | 0 | 0 | 0 | 0 | 0 | True |  | Non Federally-Regulated | 08/10/2018 |  | 11/15/2018
USAI Lighting | USAI Lighting | B3RDF-15X1-30KH-65-S-BZ-NCIC-UNV-D6B | Light Emitting Diode | Inseparable Luminaire | Direct Wired | 0-10 VDC Controls | 56 | 3000 | 0.001 | 91 | 52 | 433 | 0.96 | Ambient | 50000 |  |  | 99999 | 0.01 | 13 | 4 | 0.01 | 0.01 | 0 | 0 | 0 | 0 | 0.09 | 0.02 | 0 | 0 | 0 | 0 | 0.85 | 0 | 0 | 0 | 0 | 0 | True |  | Non Federally-Regulated | 08/10/2018 |  | 11/15/2018
USAI Lighting | USAI Lighting | B3RDF-15X1-35KH-25-S-BZ-NCIC-UNV-D6B | Light Emitting Diode | Inseparable Luminaire | Direct Wired | 0-10 VDC Controls | 71 | 3500 | 0.001 | 91 | 52 | 433 | 0.96 | Ambient | 50000 |  |  | 99999 | 0.01 | 13 | 4 | 0.01 | 0.01 | 0 | 0 | 0 | 0 | 0.09 | 0.02 | 0 | 0 | 0 | 0 | 0.85 | 0 | 0 | 0 | 0 | 0 | True |  | Non Federally-Regulated | 08/10/2018 |  | 11/15/2018
USAI Lighting | USAI Lighting | B3RDF-15X1-35KH-45-S-BZ-NCIC-UNV-D6B | Light Emitting Diode | Inseparable Luminaire | Direct Wired | 0-10 VDC Controls | 75 | 3500 | 0.001 | 91 | 52 | 433 | 0.96 | Ambient | 50000 |  |  | 99999 | 0.01 | 13 | 4 | 0.01 | 0.01 | 0 | 0 | 0 | 0 | 0.09 | 0.02 | 0 | 0 | 0 | 0 | 0.85 | 0 | 0 | 0 | 0 | 0 | True |  | Non Federally-Regulated | 08/10/2018 |  | 11/15/2018
USAI Lighting | USAI Lighting | B3RDF-15X1-35KH-65-S-BZ-NCIC-UNV-D6B | Light Emitting Diode | Inseparable Luminaire | Direct Wired | 0-10 VDC Controls | 61 | 3500 | 0.001 | 91 | 52 | 433 | 0.96 | Ambient | 50000 |  |  | 99999 | 0.01 | 13 | 4 | 0.01 | 0.01 | 0 | 0 | 0 | 0 | 0.09 | 0.02 | 0 | 0 | 0 | 0 | 0.85 | 0 | 0 | 0 | 0 | 0 | True |  | Non Federally-Regulated | 08/10/2018 |  | 11/15/2018
USAI Lighting | USAI Lighting | B3RDF-15X1-40KH-25-S-BZ-NCIC-UNV-D6B | Light Emitting Diode | Inseparable Luminaire | Direct Wired | 0-10 VDC Controls | 76 | 4000 | 0.001 | 91 | 52 | 433 | 0.96 | Ambient | 50000 |  |  | 99999 | 0.01 | 13 | 4 | 0.01 | 0.01 | 0 | 0 | 0 | 0 | 0.09 | 0.02 | 0 | 0 | 0 | 0 | 0.85 | 0 | 0 | 0 | 0 | 0 | True |  | Non Federally-Regulated | 08/10/2018 |  | 11/15/2018
USAI Lighting | USAI Lighting | B3RDF-15X1-40KH-45-S-BZ-NCIC-UNV-D6B | Light Emitting Diode | Inseparable Luminaire | Direct Wired | 0-10 VDC Controls | 80 | 4000 | 0.001 | 91 | 52 | 433 | 0.96 | Ambient | 50000 |  |  | 99999 | 0.01 | 13 | 4 | 0.01 | 0.01 | 0 | 0 | 0 | 0 | 0.09 | 0.02 | 0 | 0 | 0 | 0 | 0.85 | 0 | 0 | 0 | 0 | 0 | True |  | Non Federally-Regulated | 08/10/2018 |  | 11/15/2018
USAI Lighting | USAI Lighting | B3RDF-15X1-40KH-65-S-BZ-NCIC-UNV-D6B | Light Emitting Diode | Inseparable Luminaire | Direct Wired | 0-10 VDC Controls | 66 | 4000 | 0.001 | 91 | 52 | 433 | 0.96 | Ambient | 50000 |  |  | 99999 | 0.01 | 13 | 4 | 0.01 | 0.01 | 0 | 0 | 0 | 0 | 0.09 | 0.02 | 0 | 0 | 0 | 0 | 0.85 | 0 | 0 | 0 | 0 | 0 | True |  | Non Federally-Regulated | 08/10/2018 |  | 11/15/2018
USAI Lighting | USAI Lighting | B3RDL-15X1-27KH-25-S-BL-NCIC-UNV-D6A | Light Emitting Diode | Inseparable Luminaire | Direct Wired | 0-10 VDC Controls | 66 | 2700 | 0.001 | 91 | 52 | 433 | 0.96 | Ambient | 50000 |  |  | 99999 | 0.01 | 13 | 4 | 0.01 | 0.01 | 0 | 0 | 0 | 0 | 0.09 | 0.02 | 0 | 0 | 0 | 0 | 0.85 | 0 | 0 | 0 | 0 | 0 | True |  | Non Federally-Regulated | 08/10/2018 |  | 11/15/2018
USAI Lighting | USAI Lighting | B3RDL-15X1-27KH-25-S-BL-NCIC-UNV-D6B | Light Emitting Diode | Inseparable Luminaire | Direct Wired | 0-10 VDC Controls | 66 | 2700 | 0.001 | 91 | 52 | 433 | 0.96 | Ambient | 50000 |  |  | 99999 | 0.01 | 13 | 4 | 0.01 | 0.01 | 0 | 0 | 0 | 0 | 0.09 | 0.02 | 0 | 0 | 0 | 0 | 0.85 | 0 | 0 | 0 | 0 | 0 | True |  | Non Federally-Regulated | 08/10/2018 |  | 11/15/2018
USAI Lighting | USAI Lighting | B3RDL-15X1-27KH-25-S-BL-NCIC-UNV-D6E | Light Emitting Diode | Inseparable Luminaire | Direct Wired | 0-10 VDC Controls | 66 | 2700 | 0.001 | 91 | 52 | 433 | 0.96 | Ambient | 50000 |  |  | 99999 | 0.01 | 13 | 4 | 0.01 | 0.01 | 0 | 0 | 0 | 0 | 0.09 | 0.02 | 0 | 0 | 0 | 0 | 0.85 | 0 | 0 | 0 | 0 | 0 | True |  | Non Federally-Regulated | 08/10/2018 |  | 11/15/2018
USAI Lighting | USAI Lighting | B3RDL-15X1-27KH-25-S-BL-NCIC-UNV-D6F | Light Emitting Diode | Inseparable Luminaire | Direct Wired | 0-10 VDC Controls | 66 | 2700 | 0.001 | 91 | 52 | 433 | 0.96 | Ambient | 50000 |  |  | 99999 | 0.01 | 13 | 4 | 0.01 | 0.01 | 0 | 0 | 0 | 0 | 0.09 | 0.02 | 0 | 0 | 0 | 0 | 0.85 | 0 | 0 | 0 | 0 | 0 | True |  | Non Federally-Regulated | 08/10/2018 |  | 11/15/2018
USAI Lighting | USAI Lighting | B3RDL-15X1-27KH-25-S-BZ-NCIC-UNV-D6A | Light Emitting Diode | Inseparable Luminaire | Direct Wired | 0-10 VDC Controls | 66 | 2700 | 0.001 | 91 | 52 | 433 | 0.96 | Ambient | 50000 |  |  | 99999 | 0.01 | 13 | 4 | 0.01 | 0.01 | 0 | 0 | 0 | 0 | 0.09 | 0.02 | 0 | 0 | 0 | 0 | 0.85 | 0 | 0 | 0 | 0 | 0 | True |  | Non Federally-Regulated | 08/10/2018 |  | 11/15/2018
USAI Lighting | USAI Lighting | B3RDL-15X1-27KH-25-S-BZ-NCIC-UNV-D6B | Light Emitting Diode | Inseparable Luminaire | Direct Wired | 0-10 VDC Controls | 66 | 2700 | 0.001 | 91 | 52 | 433 | 0.96 | Ambient | 50000 |  |  | 99999 | 0.01 | 13 | 4 | 0.01 | 0.01 | 0 | 0 | 0 | 0 | 0.09 | 0.02 | 0 | 0 | 0 | 0 | 0.85 | 0 | 0 | 0 | 0 | 0 | True |  | Non Federally-Regulated | 08/10/2018 |  | 11/15/2018
USAI Lighting | USAI Lighting | B3RDL-15X1-27KH-25-S-BZ-NCIC-UNV-D6E | Light Emitting Diode | Inseparable Luminaire | Direct Wired | 0-10 VDC Controls | 66 | 2700 | 0.001 | 91 | 52 | 433 | 0.96 | Ambient | 50000 |  |  | 99999 | 0.01 | 13 | 4 | 0.01 | 0.01 | 0 | 0 | 0 | 0 | 0.09 | 0.02 | 0 | 0 | 0 | 0 | 0.85 | 0 | 0 | 0 | 0 | 0 | True |  | Non Federally-Regulated | 08/10/2018 |  | 11/15/2018
USAI Lighting | USAI Lighting | B3RDL-15X1-27KH-25-S-BZ-NCIC-UNV-D6F | Light Emitting Diode | Inseparable Luminaire | Direct Wired | 0-10 VDC Controls | 66 | 2700 | 0.001 | 91 | 52 | 433 | 0.96 | Ambient | 50000 |  |  | 99999 | 0.01 | 13 | 4 | 0.01 | 0.01 | 0 | 0 | 0 | 0 | 0.09 | 0.02 | 0 | 0 | 0 | 0 | 0.85 | 0 | 0 | 0 | 0 | 0 | True |  | Non Federally-Regulated | 08/10/2018 |  | 11/15/2018
USAI Lighting | USAI Lighting | B3RDL-15X1-27KH-25-S-GR-NCIC-UNV-D6A | Light Emitting Diode | Inseparable Luminaire | Direct Wired | 0-10 VDC Controls | 66 | 2700 | 0.001 | 91 | 52 | 433 | 0.96 | Ambient | 50000 |  |  | 99999 | 0.01 | 13 | 4 | 0.01 | 0.01 | 0 | 0 | 0 | 0 | 0.09 | 0.02 | 0 | 0 | 0 | 0 | 0.85 | 0 | 0 | 0 | 0 | 0 | True |  | Non Federally-Regulated | 08/10/2018 |  | 11/15/2018
USAI Lighting | USAI Lighting | B3RDL-15X1-27KH-25-S-GR-NCIC-UNV-D6B | Light Emitting Diode | Inseparable Luminaire | Direct Wired | 0-10 VDC Controls | 66 | 2700 | 0.001 | 91 | 52 | 433 | 0.96 | Ambient | 50000 |  |  | 99999 | 0.01 | 13 | 4 | 0.01 | 0.01 | 0 | 0 | 0 | 0 | 0.09 | 0.02 | 0 | 0 | 0 | 0 | 0.85 | 0 | 0 | 0 | 0 | 0 | True |  | Non Federally-Regulated | 08/10/2018 |  | 11/15/2018
USAI Lighting | USAI Lighting | B3RDL-15X1-27KH-25-S-GR-NCIC-UNV-D6E | Light Emitting Diode | Inseparable Luminaire | Direct Wired | 0-10 VDC Controls | 66 | 2700 | 0.001 | 91 | 52 | 433 | 0.96 | Ambient | 50000 |  |  | 99999 | 0.01 | 13 | 4 | 0.01 | 0.01 | 0 | 0 | 0 | 0 | 0.09 | 0.02 | 0 | 0 | 0 | 0 | 0.85 | 0 | 0 | 0 | 0 | 0 | True |  | Non Federally-Regulated | 08/10/2018 |  | 11/15/2018
USAI Lighting | USAI Lighting | B3RDL-15X1-27KH-25-S-GR-NCIC-UNV-D6F | Light Emitting Diode | Inseparable Luminaire | Direct Wired | 0-10 VDC Controls | 66 | 2700 | 0.001 | 91 | 52 | 433 | 0.96 | Ambient | 50000 |  |  | 99999 | 0.01 | 13 | 4 | 0.01 | 0.01 | 0 | 0 | 0 | 0 | 0.09 | 0.02 | 0 | 0 | 0 | 0 | 0.85 | 0 | 0 | 0 | 0 | 0 | True |  | Non Federally-Regulated | 08/10/2018 |  | 11/15/2018
USAI Lighting | USAI Lighting | B3RDL-15X1-27KH-25-S-WH-NCIC-UNV-D6A | Light Emitting Diode | Inseparable Luminaire | Direct Wired | 0-10 VDC Controls | 66 | 2700 | 0.001 | 91 | 52 | 433 | 0.96 | Ambient | 50000 |  |  | 99999 | 0.01 | 13 | 4 | 0.01 | 0.01 | 0 | 0 | 0 | 0 | 0.09 | 0.02 | 0 | 0 | 0 | 0 | 0.85 | 0 | 0 | 0 | 0 | 0 | True |  | Non Federally-Regulated | 08/10/2018 |  | 11/15/2018
USAI Lighting | USAI Lighting | B3RDL-15X1-27KH-25-S-WH-NCIC-UNV-D6B | Light Emitting Diode | Inseparable Luminaire | Direct Wired | 0-10 VDC Controls | 66 | 2700 | 0.001 | 91 | 52 | 433 | 0.96 | Ambient | 50000 |  |  | 99999 | 0.01 | 13 | 4 | 0.01 | 0.01 | 0 | 0 | 0 | 0 | 0.09 | 0.02 | 0 | 0 | 0 | 0 | 0.85 | 0 | 0 | 0 | 0 | 0 | True |  | Non Federally-Regulated | 08/10/2018 |  | 11/15/2018
USAI Lighting | USAI Lighting | B3RDL-15X1-27KH-25-S-WH-NCIC-UNV-D6E | Light Emitting Diode | Inseparable Luminaire | Direct Wired | 0-10 VDC Controls | 66 | 2700 | 0.001 | 91 | 52 | 433 | 0.96 | Ambient | 50000 |  |  | 99999 | 0.01 | 13 | 4 | 0.01 | 0.01 | 0 | 0 | 0 | 0 | 0.09 | 0.02 | 0 | 0 | 0 | 0 | 0.85 | 0 | 0 | 0 | 0 | 0 | True |  | Non Federally-Regulated | 08/10/2018 |  | 11/15/2018
USAI Lighting | USAI Lighting | B3RDL-15X1-27KH-25-S-WH-NCIC-UNV-D6F | Light Emitting Diode | Inseparable Luminaire | Direct Wired | 0-10 VDC Controls | 66 | 2700 | 0.001 | 91 | 52 | 433 | 0.96 | Ambient | 50000 |  |  | 99999 | 0.01 | 13 | 4 | 0.01 | 0.01 | 0 | 0 | 0 | 0 | 0.09 | 0.02 | 0 | 0 | 0 | 0 | 0.85 | 0 | 0 | 0 | 0 | 0 | True |  | Non Federally-Regulated | 08/10/2018 |  | 11/15/2018
USAI Lighting | USAI Lighting | B3RDL-15X1-30KH-25-S-BL-NCIC-UNV-D6A | Light Emitting Diode | Inseparable Luminaire | Direct Wired | 0-10 VDC Controls | 66 | 3000 | 0.001 | 91 | 52 | 433 | 0.96 | Ambient | 50000 |  |  | 99999 | 0.01 | 13 | 4 | 0.01 | 0.01 | 0 | 0 | 0 | 0 | 0.09 | 0.02 | 0 | 0 | 0 | 0 | 0.85 | 0 | 0 | 0 | 0 | 0 | True |  | Non Federally-Regulated | 08/10/2018 |  | 11/15/2018
USAI Lighting | USAI Lighting | B3RDL-15X1-30KH-25-S-BL-NCIC-UNV-D6B | Light Emitting Diode | Inseparable Luminaire | Direct Wired | 0-10 VDC Controls | 66 | 3000 | 0.001 | 91 | 52 | 433 | 0.96 | Ambient | 50000 |  |  | 99999 | 0.01 | 13 | 4 | 0.01 | 0.01 | 0 | 0 | 0 | 0 | 0.09 | 0.02 | 0 | 0 | 0 | 0 | 0.85 | 0 | 0 | 0 | 0 | 0 | True |  | Non Federally-Regulated | 08/10/2018 |  | 11/15/2018
USAI Lighting | USAI Lighting | B3RDL-15X1-30KH-25-S-BL-NCIC-UNV-D6E | Light Emitting Diode | Inseparable Luminaire | Direct Wired | 0-10 VDC Controls | 66 | 3000 | 0.001 | 91 | 52 | 433 | 0.96 | Ambient | 50000 |  |  | 99999 | 0.01 | 13 | 4 | 0.01 | 0.01 | 0 | 0 | 0 | 0 | 0.09 | 0.02 | 0 | 0 | 0 | 0 | 0.85 | 0 | 0 | 0 | 0 | 0 | True |  | Non Federally-Regulated | 08/10/2018 |  | 11/15/2018
USAI Lighting | USAI Lighting | B3RDL-15X1-30KH-25-S-BL-NCIC-UNV-D6F | Light Emitting Diode | Inseparable Luminaire | Direct Wired | 0-10 VDC Controls | 66 | 3000 | 0.001 | 91 | 52 | 433 | 0.96 | Ambient | 50000 |  |  | 99999 | 0.01 | 13 | 4 | 0.01 | 0.01 | 0 | 0 | 0 | 0 | 0.09 | 0.02 | 0 | 0 | 0 | 0 | 0.85 | 0 | 0 | 0 | 0 | 0 | True |  | Non Federally-Regulated | 08/10/2018 |  | 11/15/2018
USAI Lighting | USAI Lighting | B3RDL-15X1-30KH-25-S-BZ-NCIC-UNV-D6A | Light Emitting Diode | Inseparable Luminaire | Direct Wired | 0-10 VDC Controls | 66 | 3000 | 0.001 | 91 | 52 | 433 | 0.96 | Ambient | 50000 |  |  | 99999 | 0.01 | 13 | 4 | 0.01 | 0.01 | 0 | 0 | 0 | 0 | 0.09 | 0.02 | 0 | 0 | 0 | 0 | 0.85 | 0 | 0 | 0 | 0 | 0 | True |  | Non Federally-Regulated | 08/10/2018 |  | 11/15/2018
USAI Lighting | USAI Lighting | B3RDL-15X1-30KH-25-S-BZ-NCIC-UNV-D6B | Light Emitting Diode | Inseparable Luminaire | Direct Wired | 0-10 VDC Controls | 66 | 3000 | 0.001 | 91 | 52 | 433 | 0.96 | Ambient | 50000 |  |  | 99999 | 0.01 | 13 | 4 | 0.01 | 0.01 | 0 | 0 | 0 | 0 | 0.09 | 0.02 | 0 | 0 | 0 | 0 | 0.85 | 0 | 0 | 0 | 0 | 0 | True |  | Non Federally-Regulated | 08/10/2018 |  | 11/15/2018
USAI Lighting | USAI Lighting | B3RDL-15X1-30KH-25-S-BZ-NCIC-UNV-D6E | Light Emitting Diode | Inseparable Luminaire | Direct Wired | 0-10 VDC Controls | 66 | 3000 | 0.001 | 91 | 52 | 433 | 0.96 | Ambient | 50000 |  |  | 99999 | 0.01 | 13 | 4 | 0.01 | 0.01 | 0 | 0 | 0 | 0 | 0.09 | 0.02 | 0 | 0 | 0 | 0 | 0.85 | 0 | 0 | 0 | 0 | 0 | True |  | Non Federally-Regulated | 08/10/2018 |  | 11/15/2018
USAI Lighting | USAI Lighting | B3RDL-15X1-30KH-25-S-BZ-NCIC-UNV-D6F | Light Emitting Diode | Inseparable Luminaire | Direct Wired | 0-10 VDC Controls | 66 | 3000 | 0.001 | 91 | 52 | 433 | 0.96 | Ambient | 50000 |  |  | 99999 | 0.01 | 13 | 4 | 0.01 | 0.01 | 0 | 0 | 0 | 0 | 0.09 | 0.02 | 0 | 0 | 0 | 0 | 0.85 | 0 | 0 | 0 | 0 | 0 | True |  | Non Federally-Regulated | 08/10/2018 |  | 11/15/2018
USAI Lighting | USAI Lighting | B3RWF-15X1-27KH-W2-BL-NCIC-UNV-D6A | Light Emitting Diode | Inseparable Luminaire | Direct Wired | 0-10 VDC Controls | 58 | 2700 | 0.001 | 91 | 52 | 433 | 0.96 | Ambient | 50000 |  |  | 99999 | 0.01 | 13 | 4 | 0.01 | 0.01 | 0 | 0 | 0 | 0 | 0.09 | 0.02 | 0 | 0 | 0 | 0 | 0.85 | 0 | 0 | 0 | 0 | 0 | True |  | Non Federally-Regulated | 08/10/2018 |  | 11/19/2018
USAI Lighting | USAI Lighting | B3RWF-15X1-27KH-W2-BL-NCIC-UNV-D6B | Light Emitting Diode | Inseparable Luminaire | Direct Wired | 0-10 VDC Controls | 58 | 2700 | 0.001 | 91 | 52 | 433 | 0.96 | Ambient | 50000 |  |  | 99999 | 0.01 | 13 | 4 | 0.01 | 0.01 | 0 | 0 | 0 | 0 | 0.09 | 0.02 | 0 | 0 | 0 | 0 | 0.85 | 0 | 0 | 0 | 0 | 0 | True |  | Non Federally-Regulated | 08/10/2018 |  | 11/19/2018
USAI Lighting | USAI Lighting | B3RWF-15X1-27KH-W2-BL-NCIC-UNV-D6E | Light Emitting Diode | Inseparable Luminaire | Direct Wired | 0-10 VDC Controls | 58 | 2700 | 0.001 | 91 | 52 | 433 | 0.96 | Ambient | 50000 |  |  | 99999 | 0.01 | 13 | 4 | 0.01 | 0.01 | 0 | 0 | 0 | 0 | 0.09 | 0.02 | 0 | 0 | 0 | 0 | 0.85 | 0 | 0 | 0 | 0 | 0 | True |  | Non Federally-Regulated | 08/10/2018 |  | 11/19/2018
USAI Lighting | USAI Lighting | B3RWF-15X1-27KH-W2-BL-NCIC-UNV-D6F | Light Emitting Diode | Inseparable Luminaire | Direct Wired | 0-10 VDC Controls | 58 | 2700 | 0.001 | 91 | 52 | 433 | 0.96 | Ambient | 50000 |  |  | 99999 | 0.01 | 13 | 4 | 0.01 | 0.01 | 0 | 0 | 0 | 0 | 0.09 | 0.02 | 0 | 0 | 0 | 0 | 0.85 | 0 | 0 | 0 | 0 | 0 | True |  | Non Federally-Regulated | 08/10/2018 |  | 11/19/2018
USAI Lighting | USAI Lighting | B3RWF-15X1-27KH-W2-BZ-NCIC-UNV-D6A | Light Emitting Diode | Inseparable Luminaire | Direct Wired | 0-10 VDC Controls | 58 | 2700 | 0.001 | 91 | 52 | 433 | 0.96 | Ambient | 50000 |  |  | 99999 | 0.01 | 13 | 4 | 0.01 | 0.01 | 0 | 0 | 0 | 0 | 0.09 | 0.02 | 0 | 0 | 0 | 0 | 0.85 | 0 | 0 | 0 | 0 | 0 | True |  | Non Federally-Regulated | 08/10/2018 |  | 11/19/2018
USAI Lighting | USAI Lighting | B3RWF-15X1-27KH-W2-BZ-NCIC-UNV-D6B | Light Emitting Diode | Inseparable Luminaire | Direct Wired | 0-10 VDC Controls | 58 | 2700 | 0.001 | 91 | 52 | 433 | 0.96 | Ambient | 50000 |  |  | 99999 | 0.01 | 13 | 4 | 0.01 | 0.01 | 0 | 0 | 0 | 0 | 0.09 | 0.02 | 0 | 0 | 0 | 0 | 0.85 | 0 | 0 | 0 | 0 | 0 | True |  | Non Federally-Regulated | 08/10/2018 |  | 11/19/2018
USAI Lighting | USAI Lighting | B3RWF-15X1-27KH-W2-BZ-NCIC-UNV-D6E | Light Emitting Diode | Inseparable Luminaire | Direct Wired | 0-10 VDC Controls | 58 | 2700 | 0.001 | 91 | 52 | 433 | 0.96 | Ambient | 50000 |  |  | 99999 | 0.01 | 13 | 4 | 0.01 | 0.01 | 0 | 0 | 0 | 0 | 0.09 | 0.02 | 0 | 0 | 0 | 0 | 0.85 | 0 | 0 | 0 | 0 | 0 | True |  | Non Federally-Regulated | 08/10/2018 |  | 11/19/2018
USAI Lighting | USAI Lighting | B3RWF-15X1-27KH-W2-BZ-NCIC-UNV-D6F | Light Emitting Diode | Inseparable Luminaire | Direct Wired | 0-10 VDC Controls | 58 | 2700 | 0.001 | 91 | 52 | 433 | 0.96 | Ambient | 50000 |  |  | 99999 | 0.01 | 13 | 4 | 0.01 | 0.01 | 0 | 0 | 0 | 0 | 0.09 | 0.02 | 0 | 0 | 0 | 0 | 0.85 | 0 | 0 | 0 | 0 | 0 | True |  | Non Federally-Regulated | 08/10/2018 |  | 11/19/2018
USAI Lighting | USAI Lighting | B3RWF-15X1-27KH-W2-GR-NCIC-UNV-D6A | Light Emitting Diode | Inseparable Luminaire | Direct Wired | 0-10 VDC Controls | 58 | 2700 | 0.001 | 91 | 52 | 433 | 0.96 | Ambient | 50000 |  |  | 99999 | 0.01 | 13 | 4 | 0.01 | 0.01 | 0 | 0 | 0 | 0 | 0.09 | 0.02 | 0 | 0 | 0 | 0 | 0.85 | 0 | 0 | 0 | 0 | 0 | True |  | Non Federally-Regulated | 08/10/2018 |  | 11/19/2018
USAI Lighting | USAI Lighting | B3RWF-15X1-27KH-W2-GR-NCIC-UNV-D6B | Light Emitting Diode | Inseparable Luminaire | Direct Wired | 0-10 VDC Controls | 58 | 2700 | 0.001 | 91 | 52 | 433 | 0.96 | Ambient | 50000 |  |  | 99999 | 0.01 | 13 | 4 | 0.01 | 0.01 | 0 | 0 | 0 | 0 | 0.09 | 0.02 | 0 | 0 | 0 | 0 | 0.85 | 0 | 0 | 0 | 0 | 0 | True |  | Non Federally-Regulated | 08/10/2018 |  | 11/19/2018
USAI Lighting | USAI Lighting | B3RWF-15X1-27KH-W2-GR-NCIC-UNV-D6E | Light Emitting Diode | Inseparable Luminaire | Direct Wired | 0-10 VDC Controls | 58 | 2700 | 0.001 | 91 | 52 | 433 | 0.96 | Ambient | 50000 |  |  | 99999 | 0.01 | 13 | 4 | 0.01 | 0.01 | 0 | 0 | 0 | 0 | 0.09 | 0.02 | 0 | 0 | 0 | 0 | 0.85 | 0 | 0 | 0 | 0 | 0 | True |  | Non Federally-Regulated | 08/10/2018 |  | 11/19/2018
USAI Lighting | USAI Lighting | B3RWF-15X1-27KH-W2-GR-NCIC-UNV-D6F | Light Emitting Diode | Inseparable Luminaire | Direct Wired | 0-10 VDC Controls | 58 | 2700 | 0.001 | 91 | 52 | 433 | 0.96 | Ambient | 50000 |  |  | 99999 | 0.01 | 13 | 4 | 0.01 | 0.01 | 0 | 0 | 0 | 0 | 0.09 | 0.02 | 0 | 0 | 0 | 0 | 0.85 | 0 | 0 | 0 | 0 | 0 | True |  | Non Federally-Regulated | 08/10/2018 |  | 11/19/2018
USAI Lighting | USAI Lighting | B3RWF-15X1-27KH-W2-WH-NCIC-UNV-D6A | Light Emitting Diode | Inseparable Luminaire | Direct Wired | 0-10 VDC Controls | 58 | 2700 | 0.001 | 91 | 52 | 433 | 0.96 | Ambient | 50000 |  |  | 99999 | 0.01 | 13 | 4 | 0.01 | 0.01 | 0 | 0 | 0 | 0 | 0.09 | 0.02 | 0 | 0 | 0 | 0 | 0.85 | 0 | 0 | 0 | 0 | 0 | True |  | Non Federally-Regulated | 08/10/2018 |  | 11/19/2018
USAI Lighting | USAI Lighting | B3RWF-15X1-27KH-W2-WH-NCIC-UNV-D6B | Light Emitting Diode | Inseparable Luminaire | Direct Wired | 0-10 VDC Controls | 58 | 2700 | 0.001 | 91 | 52 | 433 | 0.96 | Ambient | 50000 |  |  | 99999 | 0.01 | 13 | 4 | 0.01 | 0.01 | 0 | 0 | 0 | 0 | 0.09 | 0.02 | 0 | 0 | 0 | 0 | 0.85 | 0 | 0 | 0 | 0 | 0 | True |  | Non Federally-Regulated | 08/10/2018 |  | 11/19/2018
USAI Lighting | USAI Lighting | B3RWF-15X1-27KH-W2-WH-NCIC-UNV-D6E | Light Emitting Diode | Inseparable Luminaire | Direct Wired | 0-10 VDC Controls | 58 | 2700 | 0.001 | 91 | 52 | 433 | 0.96 | Ambient | 50000 |  |  | 99999 | 0.01 | 13 | 4 | 0.01 | 0.01 | 0 | 0 | 0 | 0 | 0.09 | 0.02 | 0 | 0 | 0 | 0 | 0.85 | 0 | 0 | 0 | 0 | 0 | True |  | Non Federally-Regulated | 08/10/2018 |  | 11/19/2018
USAI Lighting | USAI Lighting | B3RWF-15X1-27KH-W2-WH-NCIC-UNV-D6F | Light Emitting Diode | Inseparable Luminaire | Direct Wired | 0-10 VDC Controls | 58 | 2700 | 0.001 | 91 | 52 | 433 | 0.96 | Ambient | 50000 |  |  | 99999 | 0.01 | 13 | 4 | 0.01 | 0.01 | 0 | 0 | 0 | 0 | 0.09 | 0.02 | 0 | 0 | 0 | 0 | 0.85 | 0 | 0 | 0 | 0 | 0 | True |  | Non Federally-Regulated | 08/10/2018 |  | 11/19/2018
USAI Lighting | USAI Lighting | B3RWF-15X1-30KH-W2-BL-NCIC-UNV-D6A | Light Emitting Diode | Inseparable Luminaire | Direct Wired | 0-10 VDC Controls | 58 | 3000 | 0.001 | 91 | 52 | 433 | 0.96 | Ambient | 50000 |  |  | 99999 | 0.01 | 13 | 4 | 0.01 | 0.01 | 0 | 0 | 0 | 0 | 0.09 | 0.02 | 0 | 0 | 0 | 0 | 0.85 | 0 | 0 | 0 | 0 | 0 | True |  | Non Federally-Regulated | 08/10/2018 |  | 11/19/2018
USAI Lighting | USAI Lighting | B3RWF-15X1-30KH-W2-BL-NCIC-UNV-D6B | Light Emitting Diode | Inseparable Luminaire | Direct Wired | 0-10 VDC Controls | 58 | 3000 | 0.001 | 91 | 52 | 433 | 0.96 | Ambient | 50000 |  |  | 99999 | 0.01 | 13 | 4 | 0.01 | 0.01 | 0 | 0 | 0 | 0 | 0.09 | 0.02 | 0 | 0 | 0 | 0 | 0.85 | 0 | 0 | 0 | 0 | 0 | True |  | Non Federally-Regulated | 08/10/2018 |  | 11/19/2018
USAI Lighting | USAI Lighting | B3RWF-15X1-30KH-W2-BL-NCIC-UNV-D6E | Light Emitting Diode | Inseparable Luminaire | Direct Wired | 0-10 VDC Controls | 58 | 3000 | 0.001 | 91 | 52 | 433 | 0.96 | Ambient | 50000 |  |  | 99999 | 0.01 | 13 | 4 | 0.01 | 0.01 | 0 | 0 | 0 | 0 | 0.09 | 0.02 | 0 | 0 | 0 | 0 | 0.85 | 0 | 0 | 0 | 0 | 0 | True |  | Non Federally-Regulated | 08/10/2018 |  | 11/19/2018
USAI Lighting | USAI Lighting | B3RWF-15X1-30KH-W2-BL-NCIC-UNV-D6F | Light Emitting Diode | Inseparable Luminaire | Direct Wired | 0-10 VDC Controls | 58 | 3000 | 0.001 | 91 | 52 | 433 | 0.96 | Ambient | 50000 |  |  | 99999 | 0.01 | 13 | 4 | 0.01 | 0.01 | 0 | 0 | 0 | 0 | 0.09 | 0.02 | 0 | 0 | 0 | 0 | 0.85 | 0 | 0 | 0 | 0 | 0 | True |  | Non Federally-Regulated | 08/10/2018 |  | 11/19/2018
USAI Lighting | USAI Lighting | B3RWF-15X1-30KH-W2-BZ-NCIC-UNV-D6A | Light Emitting Diode | Inseparable Luminaire | Direct Wired | 0-10 VDC Controls | 58 | 3000 | 0.001 | 91 | 52 | 433 | 0.96 | Ambient | 50000 |  |  | 99999 | 0.01 | 13 | 4 | 0.01 | 0.01 | 0 | 0 | 0 | 0 | 0.09 | 0.02 | 0 | 0 | 0 | 0 | 0.85 | 0 | 0 | 0 | 0 | 0 | True |  | Non Federally-Regulated | 08/10/2018 |  | 11/19/2018
USAI Lighting | USAI Lighting | B3RWF-15X1-30KH-W2-BZ-NCIC-UNV-D6B | Light Emitting Diode | Inseparable Luminaire | Direct Wired | 0-10 VDC Controls | 58 | 3000 | 0.001 | 91 | 52 | 433 | 0.96 | Ambient | 50000 |  |  | 99999 | 0.01 | 13 | 4 | 0.01 | 0.01 | 0 | 0 | 0 | 0 | 0.09 | 0.02 | 0 | 0 | 0 | 0 | 0.85 | 0 | 0 | 0 | 0 | 0 | True |  | Non Federally-Regulated | 08/10/2018 |  | 11/19/2018
USAI Lighting | USAI Lighting | B3RWF-15X1-30KH-W2-BZ-NCIC-UNV-D6E | Light Emitting Diode | Inseparable Luminaire | Direct Wired | 0-10 VDC Controls | 58 | 3000 | 0.001 | 91 | 52 | 433 | 0.96 | Ambient | 50000 |  |  | 99999 | 0.01 | 13 | 4 | 0.01 | 0.01 | 0 | 0 | 0 | 0 | 0.09 | 0.02 | 0 | 0 | 0 | 0 | 0.85 | 0 | 0 | 0 | 0 | 0 | True |  | Non Federally-Regulated | 08/10/2018 |  | 11/19/2018
USAI Lighting | USAI Lighting | B3RWF-15X1-30KH-W2-BZ-NCIC-UNV-D6F | Light Emitting Diode | Inseparable Luminaire | Direct Wired | 0-10 VDC Controls | 58 | 3000 | 0.001 | 91 | 52 | 433 | 0.96 | Ambient | 50000 |  |  | 99999 | 0.01 | 13 | 4 | 0.01 | 0.01 | 0 | 0 | 0 | 0 | 0.09 | 0.02 | 0 | 0 | 0 | 0 | 0.85 | 0 | 0 | 0 | 0 | 0 | True |  | Non Federally-Regulated | 08/10/2018 |  | 11/19/2018
USAI Lighting | USAI Lighting | B3RWF-15X1-30KH-W2-GR-NCIC-UNV-D6A | Light Emitting Diode | Inseparable Luminaire | Direct Wired | 0-10 VDC Controls | 58 | 3000 | 0.001 | 91 | 52 | 433 | 0.96 | Ambient | 50000 |  |  | 99999 | 0.01 | 13 | 4 | 0.01 | 0.01 | 0 | 0 | 0 | 0 | 0.09 | 0.02 | 0 | 0 | 0 | 0 | 0.85 | 0 | 0 | 0 | 0 | 0 | True |  | Non Federally-Regulated | 08/10/2018 |  | 11/19/2018
USAI Lighting | USAI Lighting | B3RWF-15X1-30KH-W2-GR-NCIC-UNV-D6B | Light Emitting Diode | Inseparable Luminaire | Direct Wired | 0-10 VDC Controls | 58 | 3000 | 0.001 | 91 | 52 | 433 | 0.96 | Ambient | 50000 |  |  | 99999 | 0.01 | 13 | 4 | 0.01 | 0.01 | 0 | 0 | 0 | 0 | 0.09 | 0.02 | 0 | 0 | 0 | 0 | 0.85 | 0 | 0 | 0 | 0 | 0 | True |  | Non Federally-Regulated | 08/10/2018 |  | 11/19/2018
USAI Lighting | USAI Lighting | B3RWF-15X1-30KH-W2-GR-NCIC-UNV-D6E | Light Emitting Diode | Inseparable Luminaire | Direct Wired | 0-10 VDC Controls | 58 | 3000 | 0.001 | 91 | 52 | 433 | 0.96 | Ambient | 50000 |  |  | 99999 | 0.01 | 13 | 4 | 0.01 | 0.01 | 0 | 0 | 0 | 0 | 0.09 | 0.02 | 0 | 0 | 0 | 0 | 0.85 | 0 | 0 | 0 | 0 | 0 | True |  | Non Federally-Regulated | 08/10/2018 |  | 11/19/2018
USAI Lighting | USAI Lighting | B3RWF-15X1-30KH-W2-GR-NCIC-UNV-D6F | Light Emitting Diode | Inseparable Luminaire | Direct Wired | 0-10 VDC Controls | 58 | 3000 | 0.001 | 91 | 52 | 433 | 0.96 | Ambient | 50000 |  |  | 99999 | 0.01 | 13 | 4 | 0.01 | 0.01 | 0 | 0 | 0 | 0 | 0.09 | 0.02 | 0 | 0 | 0 | 0 | 0.85 | 0 | 0 | 0 | 0 | 0 | True |  | Non Federally-Regulated | 08/10/2018 |  | 11/19/2018
USAI Lighting | USAI Lighting | B3RWF-15X1-30KH-W2-WH-NCIC-UNV-D6A | Light Emitting Diode | Inseparable Luminaire | Direct Wired | 0-10 VDC Controls | 58 | 3000 | 0.001 | 91 | 52 | 433 | 0.96 | Ambient | 50000 |  |  | 99999 | 0.01 | 13 | 4 | 0.01 | 0.01 | 0 | 0 | 0 | 0 | 0.09 | 0.02 | 0 | 0 | 0 | 0 | 0.85 | 0 | 0 | 0 | 0 | 0 | True |  | Non Federally-Regulated | 08/10/2018 |  | 11/19/2018
USAI Lighting | USAI Lighting | B3RWF-15X1-30KH-W2-WH-NCIC-UNV-D6B | Light Emitting Diode | Inseparable Luminaire | Direct Wired | 0-10 VDC Controls | 58 | 3000 | 0.001 | 91 | 52 | 433 | 0.96 | Ambient | 50000 |  |  | 99999 | 0.01 | 13 | 4 | 0.01 | 0.01 | 0 | 0 | 0 | 0 | 0.09 | 0.02 | 0 | 0 | 0 | 0 | 0.85 | 0 | 0 | 0 | 0 | 0 | True |  | Non Federally-Regulated | 08/10/2018 |  | 11/19/2018
USAI Lighting | USAI Lighting | B3RWF-15X1-30KH-W2-WH-NCIC-UNV-D6E | Light Emitting Diode | Inseparable Luminaire | Direct Wired | 0-10 VDC Controls | 58 | 3000 | 0.001 | 91 | 52 | 433 | 0.96 | Ambient | 50000 |  |  | 99999 | 0.01 | 13 | 4 | 0.01 | 0.01 | 0 | 0 | 0 | 0 | 0.09 | 0.02 | 0 | 0 | 0 | 0 | 0.85 | 0 | 0 | 0 | 0 | 0 | True |  | Non Federally-Regulated | 08/10/2018 |  | 11/19/2018
USAI Lighting | USAI Lighting | B3RWF-15X1-30KH-W2-WH-NCIC-UNV-D6F | Light Emitting Diode | Inseparable Luminaire | Direct Wired | 0-10 VDC Controls | 58 | 3000 | 0.001 | 91 | 52 | 433 | 0.96 | Ambient | 50000 |  |  | 99999 | 0.01 | 13 | 4 | 0.01 | 0.01 | 0 | 0 | 0 | 0 | 0.09 | 0.02 | 0 | 0 | 0 | 0 | 0.85 | 0 | 0 | 0 | 0 | 0 | True |  | Non Federally-Regulated | 08/10/2018 |  | 11/19/2018
USAI Lighting | USAI Lighting | B3RWF-15X1-35KH-W2-BL-NCIC-UNV-D6A | Light Emitting Diode | Inseparable Luminaire | Direct Wired | 0-10 VDC Controls | 62 | 3500 | 0.001 | 91 | 52 | 433 | 0.96 | Ambient | 50000 |  |  | 99999 | 0.01 | 13 | 4 | 0.01 | 0.01 | 0 | 0 | 0 | 0 | 0.09 | 0.02 | 0 | 0 | 0 | 0 | 0.85 | 0 | 0 | 0 | 0 | 0 | True |  | Non Federally-Regulated | 08/10/2018 |  | 11/19/2018
USAI Lighting | USAI Lighting | B3RWF-15X1-35KH-W2-BL-NCIC-UNV-D6B | Light Emitting Diode | Inseparable Luminaire | Direct Wired | 0-10 VDC Controls | 62 | 3500 | 0.001 | 91 | 52 | 433 | 0.96 | Ambient | 50000 |  |  | 99999 | 0.01 | 13 | 4 | 0.01 | 0.01 | 0 | 0 | 0 | 0 | 0.09 | 0.02 | 0 | 0 | 0 | 0 | 0.85 | 0 | 0 | 0 | 0 | 0 | True |  | Non Federally-Regulated | 08/10/2018 |  | 11/19/2018
USAI Lighting | USAI Lighting | B3RWF-15X1-35KH-W2-BL-NCIC-UNV-D6E | Light Emitting Diode | Inseparable Luminaire | Direct Wired | 0-10 VDC Controls | 62 | 3500 | 0.001 | 91 | 52 | 433 | 0.96 | Ambient | 50000 |  |  | 99999 | 0.01 | 13 | 4 | 0.01 | 0.01 | 0 | 0 | 0 | 0 | 0.09 | 0.02 | 0 | 0 | 0 | 0 | 0.85 | 0 | 0 | 0 | 0 | 0 | True |  | Non Federally-Regulated | 08/10/2018 |  | 11/19/2018
USAI Lighting | USAI Lighting | B3RWF-15X1-35KH-W2-BL-NCIC-UNV-D6F | Light Emitting Diode | Inseparable Luminaire | Direct Wired | 0-10 VDC Controls | 62 | 3500 | 0.001 | 91 | 52 | 433 | 0.96 | Ambient | 50000 |  |  | 99999 | 0.01 | 13 | 4 | 0.01 | 0.01 | 0 | 0 | 0 | 0 | 0.09 | 0.02 | 0 | 0 | 0 | 0 | 0.85 | 0 | 0 | 0 | 0 | 0 | True |  | Non Federally-Regulated | 08/10/2018 |  | 11/19/2018
USAI Lighting | USAI Lighting | B3RWF-15X1-35KH-W2-BZ-NCIC-UNV-D6A | Light Emitting Diode | Inseparable Luminaire | Direct Wired | 0-10 VDC Controls | 62 | 3500 | 0.001 | 91 | 52 | 433 | 0.96 | Ambient | 50000 |  |  | 99999 | 0.01 | 13 | 4 | 0.01 | 0.01 | 0 | 0 | 0 | 0 | 0.09 | 0.02 | 0 | 0 | 0 | 0 | 0.85 | 0 | 0 | 0 | 0 | 0 | True |  | Non Federally-Regulated | 08/10/2018 |  | 11/19/2018
USAI Lighting | USAI Lighting | B3RWF-15X1-35KH-W2-BZ-NCIC-UNV-D6B | Light Emitting Diode | Inseparable Luminaire | Direct Wired | 0-10 VDC Controls | 62 | 3500 | 0.001 | 91 | 52 | 433 | 0.96 | Ambient | 50000 |  |  | 99999 | 0.01 | 13 | 4 | 0.01 | 0.01 | 0 | 0 | 0 | 0 | 0.09 | 0.02 | 0 | 0 | 0 | 0 | 0.85 | 0 | 0 | 0 | 0 | 0 | True |  | Non Federally-Regulated | 08/10/2018 |  | 11/19/2018
USAI Lighting | USAI Lighting | B3RWF-15X1-35KH-W2-BZ-NCIC-UNV-D6E | Light Emitting Diode | Inseparable Luminaire | Direct Wired | 0-10 VDC Controls | 62 | 3500 | 0.001 | 91 | 52 | 433 | 0.96 | Ambient | 50000 |  |  | 99999 | 0.01 | 13 | 4 | 0.01 | 0.01 | 0 | 0 | 0 | 0 | 0.09 | 0.02 | 0 | 0 | 0 | 0 | 0.85 | 0 | 0 | 0 | 0 | 0 | True |  | Non Federally-Regulated | 08/10/2018 |  | 11/19/2018
USAI Lighting | USAI Lighting | B3RWF-15X1-35KH-W2-BZ-NCIC-UNV-D6F | Light Emitting Diode | Inseparable Luminaire | Direct Wired | 0-10 VDC Controls | 62 | 3500 | 0.001 | 91 | 52 | 433 | 0.96 | Ambient | 50000 |  |  | 99999 | 0.01 | 13 | 4 | 0.01 | 0.01 | 0 | 0 | 0 | 0 | 0.09 | 0.02 | 0 | 0 | 0 | 0 | 0.85 | 0 | 0 | 0 | 0 | 0 | True |  | Non Federally-Regulated | 08/10/2018 |  | 11/19/2018
USAI Lighting | USAI Lighting | B3RWF-15X1-35KH-W2-GR-NCIC-UNV-D6A | Light Emitting Diode | Inseparable Luminaire | Direct Wired | 0-10 VDC Controls | 62 | 3500 | 0.001 | 91 | 52 | 433 | 0.96 | Ambient | 50000 |  |  | 99999 | 0.01 | 13 | 4 | 0.01 | 0.01 | 0 | 0 | 0 | 0 | 0.09 | 0.02 | 0 | 0 | 0 | 0 | 0.85 | 0 | 0 | 0 | 0 | 0 | True |  | Non Federally-Regulated | 08/10/2018 |  | 11/19/2018
USAI Lighting | USAI Lighting | B3RWF-15X1-35KH-W2-GR-NCIC-UNV-D6B | Light Emitting Diode | Inseparable Luminaire | Direct Wired | 0-10 VDC Controls | 62 | 3500 | 0.001 | 91 | 52 | 433 | 0.96 | Ambient | 50000 |  |  | 99999 | 0.01 | 13 | 4 | 0.01 | 0.01 | 0 | 0 | 0 | 0 | 0.09 | 0.02 | 0 | 0 | 0 | 0 | 0.85 | 0 | 0 | 0 | 0 | 0 | True |  | Non Federally-Regulated | 08/10/2018 |  | 11/19/2018
USAI Lighting | USAI Lighting | B3RWF-15X1-35KH-W2-GR-NCIC-UNV-D6E | Light Emitting Diode | Inseparable Luminaire | Direct Wired | 0-10 VDC Controls | 62 | 3500 | 0.001 | 91 | 52 | 433 | 0.96 | Ambient | 50000 |  |  | 99999 | 0.01 | 13 | 4 | 0.01 | 0.01 | 0 | 0 | 0 | 0 | 0.09 | 0.02 | 0 | 0 | 0 | 0 | 0.85 | 0 | 0 | 0 | 0 | 0 | True |  | Non Federally-Regulated | 08/10/2018 |  | 11/19/2018
USAI Lighting | USAI Lighting | B3RWF-15X1-35KH-W2-GR-NCIC-UNV-D6F | Light Emitting Diode | Inseparable Luminaire | Direct Wired | 0-10 VDC Controls | 62 | 3500 | 0.001 | 91 | 52 | 433 | 0.96 | Ambient | 50000 |  |  | 99999 | 0.01 | 13 | 4 | 0.01 | 0.01 | 0 | 0 | 0 | 0 | 0.09 | 0.02 | 0 | 0 | 0 | 0 | 0.85 | 0 | 0 | 0 | 0 | 0 | True |  | Non Federally-Regulated | 08/10/2018 |  | 11/19/2018
USAI Lighting | USAI Lighting | B3RWF-15X1-35KH-W2-WH-NCIC-UNV-D6A | Light Emitting Diode | Inseparable Luminaire | Direct Wired | 0-10 VDC Controls | 62 | 3500 | 0.001 | 91 | 52 | 433 | 0.96 | Ambient | 50000 |  |  | 99999 | 0.01 | 13 | 4 | 0.01 | 0.01 | 0 | 0 | 0 | 0 | 0.09 | 0.02 | 0 | 0 | 0 | 0 | 0.85 | 0 | 0 | 0 | 0 | 0 | True |  | Non Federally-Regulated | 08/10/2018 |  | 11/19/2018
USAI Lighting | USAI Lighting | B3RWF-15X1-35KH-W2-WH-NCIC-UNV-D6B | Light Emitting Diode | Inseparable Luminaire | Direct Wired | 0-10 VDC Controls | 62 | 3500 | 0.001 | 91 | 52 | 433 | 0.96 | Ambient | 50000 |  |  | 99999 | 0.01 | 13 | 4 | 0.01 | 0.01 | 0 | 0 | 0 | 0 | 0.09 | 0.02 | 0 | 0 | 0 | 0 | 0.85 | 0 | 0 | 0 | 0 | 0 | True |  | Non Federally-Regulated | 08/10/2018 |  | 11/19/2018
USAI Lighting | USAI Lighting | B3RWF-15X1-35KH-W2-WH-NCIC-UNV-D6E | Light Emitting Diode | Inseparable Luminaire | Direct Wired | 0-10 VDC Controls | 62 | 3500 | 0.001 | 91 | 52 | 433 | 0.96 | Ambient | 50000 |  |  | 99999 | 0.01 | 13 | 4 | 0.01 | 0.01 | 0 | 0 | 0 | 0 | 0.09 | 0.02 | 0 | 0 | 0 | 0 | 0.85 | 0 | 0 | 0 | 0 | 0 | True |  | Non Federally-Regulated | 08/10/2018 |  | 11/19/2018
USAI Lighting | USAI Lighting | B3RWF-15X1-35KH-W2-WH-NCIC-UNV-D6F | Light Emitting Diode | Inseparable Luminaire | Direct Wired | 0-10 VDC Controls | 62 | 3500 | 0.001 | 91 | 52 | 433 | 0.96 | Ambient | 50000 |  |  | 99999 | 0.01 | 13 | 4 | 0.01 | 0.01 | 0 | 0 | 0 | 0 | 0.09 | 0.02 | 0 | 0 | 0 | 0 | 0.85 | 0 | 0 | 0 | 0 | 0 | True |  | Non Federally-Regulated | 08/10/2018 |  | 11/19/2018
USAI Lighting | USAI Lighting | B3RWF-15X1-40KH-W2-BL-NCIC-UNV-D6A | Light Emitting Diode | Inseparable Luminaire | Direct Wired | 0-10 VDC Controls | 71 | 4000 | 0.001 | 91 | 52 | 433 | 0.96 | Ambient | 50000 |  |  | 99999 | 0.01 | 13 | 4 | 0.01 | 0.01 | 0 | 0 | 0 | 0 | 0.09 | 0.02 | 0 | 0 | 0 | 0 | 0.85 | 0 | 0 | 0 | 0 | 0 | True |  | Non Federally-Regulated | 08/10/2018 |  | 11/19/2018
USAI Lighting | USAI Lighting | B3RWF-15X1-40KH-W2-BL-NCIC-UNV-D6B | Light Emitting Diode | Inseparable Luminaire | Direct Wired | 0-10 VDC Controls | 71 | 4000 | 0.001 | 91 | 52 | 433 | 0.96 | Ambient | 50000 |  |  | 99999 | 0.01 | 13 | 4 | 0.01 | 0.01 | 0 | 0 | 0 | 0 | 0.09 | 0.02 | 0 | 0 | 0 | 0 | 0.85 | 0 | 0 | 0 | 0 | 0 | True |  | Non Federally-Regulated | 08/10/2018 |  | 11/19/2018
USAI Lighting | USAI Lighting | B3RWF-15X1-40KH-W2-BL-NCIC-UNV-D6E | Light Emitting Diode | Inseparable Luminaire | Direct Wired | 0-10 VDC Controls | 71 | 4000 | 0.001 | 91 | 52 | 433 | 0.96 | Ambient | 50000 |  |  | 99999 | 0.01 | 13 | 4 | 0.01 | 0.01 | 0 | 0 | 0 | 0 | 0.09 | 0.02 | 0 | 0 | 0 | 0 | 0.85 | 0 | 0 | 0 | 0 | 0 | True |  | Non Federally-Regulated | 08/10/2018 |  | 11/19/2018
USAI Lighting | USAI Lighting | B3RWF-15X1-40KH-W2-BL-NCIC-UNV-D6F | Light Emitting Diode | Inseparable Luminaire | Direct Wired | 0-10 VDC Controls | 71 | 4000 | 0.001 | 91 | 52 | 433 | 0.96 | Ambient | 50000 |  |  | 99999 | 0.01 | 13 | 4 | 0.01 | 0.01 | 0 | 0 | 0 | 0 | 0.09 | 0.02 | 0 | 0 | 0 | 0 | 0.85 | 0 | 0 | 0 | 0 | 0 | True |  | Non Federally-Regulated | 08/10/2018 |  | 11/19/2018
USAI Lighting | USAI Lighting | B3RWF-15X1-40KH-W2-BZ-NCIC-UNV-D6A | Light Emitting Diode | Inseparable Luminaire | Direct Wired | 0-10 VDC Controls | 71 | 4000 | 0.001 | 91 | 52 | 433 | 0.96 | Ambient | 50000 |  |  | 99999 | 0.01 | 13 | 4 | 0.01 | 0.01 | 0 | 0 | 0 | 0 | 0.09 | 0.02 | 0 | 0 | 0 | 0 | 0.85 | 0 | 0 | 0 | 0 | 0 | True |  | Non Federally-Regulated | 08/10/2018 |  | 11/19/2018
USAI Lighting | USAI Lighting | B3RWF-15X1-40KH-W2-BZ-NCIC-UNV-D6B | Light Emitting Diode | Inseparable Luminaire | Direct Wired | 0-10 VDC Controls | 71 | 4000 | 0.001 | 91 | 52 | 433 | 0.96 | Ambient | 50000 |  |  | 99999 | 0.01 | 13 | 4 | 0.01 | 0.01 | 0 | 0 | 0 | 0 | 0.09 | 0.02 | 0 | 0 | 0 | 0 | 0.85 | 0 | 0 | 0 | 0 | 0 | True |  | Non Federally-Regulated | 08/10/2018 |  | 11/19/2018
USAI Lighting | USAI Lighting | B3RWF-15X1-40KH-W2-BZ-NCIC-UNV-D6E | Light Emitting Diode | Inseparable Luminaire | Direct Wired | 0-10 VDC Controls | 71 | 4000 | 0.001 | 91 | 52 | 433 | 0.96 | Ambient | 50000 |  |  | 99999 | 0.01 | 13 | 4 | 0.01 | 0.01 | 0 | 0 | 0 | 0 | 0.09 | 0.02 | 0 | 0 | 0 | 0 | 0.85 | 0 | 0 | 0 | 0 | 0 | True |  | Non Federally-Regulated | 08/10/2018 |  | 11/19/2018
USAI Lighting | USAI Lighting | B3RWF-15X1-40KH-W2-BZ-NCIC-UNV-D6F | Light Emitting Diode | Inseparable Luminaire | Direct Wired | 0-10 VDC Controls | 71 | 4000 | 0.001 | 91 | 52 | 433 | 0.96 | Ambient | 50000 |  |  | 99999 | 0.01 | 13 | 4 | 0.01 | 0.01 | 0 | 0 | 0 | 0 | 0.09 | 0.02 | 0 | 0 | 0 | 0 | 0.85 | 0 | 0 | 0 | 0 | 0 | True |  | Non Federally-Regulated | 08/10/2018 |  | 11/19/2018
USAI Lighting | USAI Lighting | B3RWF-15X1-40KH-W2-GR-NCIC-UNV-D6A | Light Emitting Diode | Inseparable Luminaire | Direct Wired | 0-10 VDC Controls | 71 | 4000 | 0.001 | 91 | 52 | 433 | 0.96 | Ambient | 50000 |  |  | 99999 | 0.01 | 13 | 4 | 0.01 | 0.01 | 0 | 0 | 0 | 0 | 0.09 | 0.02 | 0 | 0 | 0 | 0 | 0.85 | 0 | 0 | 0 | 0 | 0 | True |  | Non Federally-Regulated | 08/10/2018 |  | 11/19/2018
USAI Lighting | USAI Lighting | B3RWF-15X1-40KH-W2-GR-NCIC-UNV-D6B | Light Emitting Diode | Inseparable Luminaire | Direct Wired | 0-10 VDC Controls | 71 | 4000 | 0.001 | 91 | 52 | 433 | 0.96 | Ambient | 50000 |  |  | 99999 | 0.01 | 13 | 4 | 0.01 | 0.01 | 0 | 0 | 0 | 0 | 0.09 | 0.02 | 0 | 0 | 0 | 0 | 0.85 | 0 | 0 | 0 | 0 | 0 | True |  | Non Federally-Regulated | 08/10/2018 |  | 11/19/2018
USAI Lighting | USAI Lighting | B3RWF-15X1-40KH-W2-GR-NCIC-UNV-D6E | Light Emitting Diode | Inseparable Luminaire | Direct Wired | 0-10 VDC Controls | 71 | 4000 | 0.001 | 91 | 52 | 433 | 0.96 | Ambient | 50000 |  |  | 99999 | 0.01 | 13 | 4 | 0.01 | 0.01 | 0 | 0 | 0 | 0 | 0.09 | 0.02 | 0 | 0 | 0 | 0 | 0.85 | 0 | 0 | 0 | 0 | 0 | True |  | Non Federally-Regulated | 08/10/2018 |  | 11/19/2018
USAI Lighting | USAI Lighting | B3RWF-15X1-40KH-W2-GR-NCIC-UNV-D6F | Light Emitting Diode | Inseparable Luminaire | Direct Wired | 0-10 VDC Controls | 71 | 4000 | 0.001 | 91 | 52 | 433 | 0.96 | Ambient | 50000 |  |  | 99999 | 0.01 | 13 | 4 | 0.01 | 0.01 | 0 | 0 | 0 | 0 | 0.09 | 0.02 | 0 | 0 | 0 | 0 | 0.85 | 0 | 0 | 0 | 0 | 0 | True |  | Non Federally-Regulated | 08/10/2018 |  | 11/19/2018
USAI Lighting | USAI Lighting | B3RWF-15X1-40KH-W2-WH-NCIC-UNV-D6A | Light Emitting Diode | Inseparable Luminaire | Direct Wired | 0-10 VDC Controls | 71 | 4000 | 0.001 | 91 | 52 | 433 | 0.96 | Ambient | 50000 |  |  | 99999 | 0.01 | 13 | 4 | 0.01 | 0.01 | 0 | 0 | 0 | 0 | 0.09 | 0.02 | 0 | 0 | 0 | 0 | 0.85 | 0 | 0 | 0 | 0 | 0 | True |  | Non Federally-Regulated | 08/10/2018 |  | 11/19/2018
USAI Lighting | USAI Lighting | B3RWF-15X1-40KH-W2-WH-NCIC-UNV-D6B | Light Emitting Diode | Inseparable Luminaire | Direct Wired | 0-10 VDC Controls | 71 | 4000 | 0.001 | 91 | 52 | 433 | 0.96 | Ambient | 50000 |  |  | 99999 | 0.01 | 13 | 4 | 0.01 | 0.01 | 0 | 0 | 0 | 0 | 0.09 | 0.02 | 0 | 0 | 0 | 0 | 0.85 | 0 | 0 | 0 | 0 | 0 | True |  | Non Federally-Regulated | 08/10/2018 |  | 11/19/2018
USAI Lighting | USAI Lighting | B3RWF-15X1-40KH-W2-WH-NCIC-UNV-D6E | Light Emitting Diode | Inseparable Luminaire | Direct Wired | 0-10 VDC Controls | 71 | 4000 | 0.001 | 91 | 52 | 433 | 0.96 | Ambient | 50000 |  |  | 99999 | 0.01 | 13 | 4 | 0.01 | 0.01 | 0 | 0 | 0 | 0 | 0.09 | 0.02 | 0 | 0 | 0 | 0 | 0.85 | 0 | 0 | 0 | 0 | 0 | True |  | Non Federally-Regulated | 08/10/2018 |  | 11/19/2018
USAI Lighting | USAI Lighting | B3RWF-15X1-40KH-W2-WH-NCIC-UNV-D6F | Light Emitting Diode | Inseparable Luminaire | Direct Wired | 0-10 VDC Controls | 71 | 4000 | 0.001 | 91 | 52 | 433 | 0.96 | Ambient | 50000 |  |  | 99999 | 0.01 | 13 | 4 | 0.01 | 0.01 | 0 | 0 | 0 | 0 | 0.09 | 0.02 | 0 | 0 | 0 | 0 | 0.85 | 0 | 0 | 0 | 0 | 0 | True |  | Non Federally-Regulated | 08/10/2018 |  | 11/19/2018
USAI Lighting | USAI Lighting | B3RWL-15X1-27KH-W2-BL-NCIC-UNV-D6A | Light Emitting Diode | Inseparable Luminaire | Direct Wired | 0-10 VDC Controls | 58 | 2700 | 0.001 | 91 | 52 | 433 | 0.96 | Ambient | 50000 |  |  | 99999 | 0.01 | 13 | 4 | 0.01 | 0.01 | 0 | 0 | 0 | 0 | 0.09 | 0.02 | 0 | 0 | 0 | 0 | 0.85 | 0 | 0 | 0 | 0 | 0 | True |  | Non Federally-Regulated | 08/10/2018 |  | 11/19/2018
USAI Lighting | USAI Lighting | B3RWL-15X1-27KH-W2-BL-NCIC-UNV-D6B | Light Emitting Diode | Inseparable Luminaire | Direct Wired | 0-10 VDC Controls | 58 | 2700 | 0.001 | 91 | 52 | 433 | 0.96 | Ambient | 50000 |  |  | 99999 | 0.01 | 13 | 4 | 0.01 | 0.01 | 0 | 0 | 0 | 0 | 0.09 | 0.02 | 0 | 0 | 0 | 0 | 0.85 | 0 | 0 | 0 | 0 | 0 | True |  | Non Federally-Regulated | 08/10/2018 |  | 11/19/2018
USAI Lighting | USAI Lighting | B3RWL-15X1-27KH-W2-BL-NCIC-UNV-D6E | Light Emitting Diode | Inseparable Luminaire | Direct Wired | 0-10 VDC Controls | 58 | 2700 | 0.001 | 91 | 52 | 433 | 0.96 | Ambient | 50000 |  |  | 99999 | 0.01 | 13 | 4 | 0.01 | 0.01 | 0 | 0 | 0 | 0 | 0.09 | 0.02 | 0 | 0 | 0 | 0 | 0.85 | 0 | 0 | 0 | 0 | 0 | True |  | Non Federally-Regulated | 08/10/2018 |  | 11/19/2018
USAI Lighting | USAI Lighting | B3RWL-15X1-27KH-W2-BL-NCIC-UNV-D6F | Light Emitting Diode | Inseparable Luminaire | Direct Wired | 0-10 VDC Controls | 58 | 2700 | 0.001 | 91 | 52 | 433 | 0.96 | Ambient | 50000 |  |  | 99999 | 0.01 | 13 | 4 | 0.01 | 0.01 | 0 | 0 | 0 | 0 | 0.09 | 0.02 | 0 | 0 | 0 | 0 | 0.85 | 0 | 0 | 0 | 0 | 0 | True |  | Non Federally-Regulated | 08/10/2018 |  | 11/19/2018
USAI Lighting | USAI Lighting | B3RWL-15X1-27KH-W2-BZ-NCIC-UNV-D6A | Light Emitting Diode | Inseparable Luminaire | Direct Wired | 0-10 VDC Controls | 58 | 2700 | 0.001 | 91 | 52 | 433 | 0.96 | Ambient | 50000 |  |  | 99999 | 0.01 | 13 | 4 | 0.01 | 0.01 | 0 | 0 | 0 | 0 | 0.09 | 0.02 | 0 | 0 | 0 | 0 | 0.85 | 0 | 0 | 0 | 0 | 0 | True |  | Non Federally-Regulated | 08/10/2018 |  | 11/19/2018
USAI Lighting | USAI Lighting | B3RWL-15X1-27KH-W2-BZ-NCIC-UNV-D6B | Light Emitting Diode | Inseparable Luminaire | Direct Wired | 0-10 VDC Controls | 58 | 2700 | 0.001 | 91 | 52 | 433 | 0.96 | Ambient | 50000 |  |  | 99999 | 0.01 | 13 | 4 | 0.01 | 0.01 | 0 | 0 | 0 | 0 | 0.09 | 0.02 | 0 | 0 | 0 | 0 | 0.85 | 0 | 0 | 0 | 0 | 0 | True |  | Non Federally-Regulated | 08/10/2018 |  | 11/19/2018
USAI Lighting | USAI Lighting | B3RWL-15X1-27KH-W2-BZ-NCIC-UNV-D6E | Light Emitting Diode | Inseparable Luminaire | Direct Wired | 0-10 VDC Controls | 58 | 2700 | 0.001 | 91 | 52 | 433 | 0.96 | Ambient | 50000 |  |  | 99999 | 0.01 | 13 | 4 | 0.01 | 0.01 | 0 | 0 | 0 | 0 | 0.09 | 0.02 | 0 | 0 | 0 | 0 | 0.85 | 0 | 0 | 0 | 0 | 0 | True |  | Non Federally-Regulated | 08/10/2018 |  | 11/19/2018
USAI Lighting | USAI Lighting | B3RWL-15X1-27KH-W2-BZ-NCIC-UNV-D6F | Light Emitting Diode | Inseparable Luminaire | Direct Wired | 0-10 VDC Controls | 58 | 2700 | 0.001 | 91 | 52 | 433 | 0.96 | Ambient | 50000 |  |  | 99999 | 0.01 | 13 | 4 | 0.01 | 0.01 | 0 | 0 | 0 | 0 | 0.09 | 0.02 | 0 | 0 | 0 | 0 | 0.85 | 0 | 0 | 0 | 0 | 0 | True |  | Non Federally-Regulated | 08/10/2018 |  | 11/19/2018
USAI Lighting | USAI Lighting | B3RWL-15X1-27KH-W2-GR-NCIC-UNV-D6A | Light Emitting Diode | Inseparable Luminaire | Direct Wired | 0-10 VDC Controls | 58 | 2700 | 0.001 | 91 | 52 | 433 | 0.96 | Ambient | 50000 |  |  | 99999 | 0.01 | 13 | 4 | 0.01 | 0.01 | 0 | 0 | 0 | 0 | 0.09 | 0.02 | 0 | 0 | 0 | 0 | 0.85 | 0 | 0 | 0 | 0 | 0 | True |  | Non Federally-Regulated | 08/10/2018 |  | 11/19/2018
USAI Lighting | USAI Lighting | B3RWL-15X1-27KH-W2-GR-NCIC-UNV-D6B | Light Emitting Diode | Inseparable Luminaire | Direct Wired | 0-10 VDC Controls | 58 | 2700 | 0.001 | 91 | 52 | 433 | 0.96 | Ambient | 50000 |  |  | 99999 | 0.01 | 13 | 4 | 0.01 | 0.01 | 0 | 0 | 0 | 0 | 0.09 | 0.02 | 0 | 0 | 0 | 0 | 0.85 | 0 | 0 | 0 | 0 | 0 | True |  | Non Federally-Regulated | 08/10/2018 |  | 11/19/2018
USAI Lighting | USAI Lighting | B3RWL-15X1-27KH-W2-GR-NCIC-UNV-D6E | Light Emitting Diode | Inseparable Luminaire | Direct Wired | 0-10 VDC Controls | 58 | 2700 | 0.001 | 91 | 52 | 433 | 0.96 | Ambient | 50000 |  |  | 99999 | 0.01 | 13 | 4 | 0.01 | 0.01 | 0 | 0 | 0 | 0 | 0.09 | 0.02 | 0 | 0 | 0 | 0 | 0.85 | 0 | 0 | 0 | 0 | 0 | True |  | Non Federally-Regulated | 08/10/2018 |  | 11/19/2018
USAI Lighting | USAI Lighting | B3RWL-15X1-27KH-W2-GR-NCIC-UNV-D6F | Light Emitting Diode | Inseparable Luminaire | Direct Wired | 0-10 VDC Controls | 58 | 2700 | 0.001 | 91 | 52 | 433 | 0.96 | Ambient | 50000 |  |  | 99999 | 0.01 | 13 | 4 | 0.01 | 0.01 | 0 | 0 | 0 | 0 | 0.09 | 0.02 | 0 | 0 | 0 | 0 | 0.85 | 0 | 0 | 0 | 0 | 0 | True |  | Non Federally-Regulated | 08/10/2018 |  | 11/19/2018
USAI Lighting | USAI Lighting | B3RWL-15X1-27KH-W2-WH-NCIC-UNV-D6A | Light Emitting Diode | Inseparable Luminaire | Direct Wired | 0-10 VDC Controls | 58 | 2700 | 0.001 | 91 | 52 | 433 | 0.96 | Ambient | 50000 |  |  | 99999 | 0.01 | 13 | 4 | 0.01 | 0.01 | 0 | 0 | 0 | 0 | 0.09 | 0.02 | 0 | 0 | 0 | 0 | 0.85 | 0 | 0 | 0 | 0 | 0 | True |  | Non Federally-Regulated | 08/10/2018 |  | 11/19/2018
USAI Lighting | USAI Lighting | B3RWL-15X1-27KH-W2-WH-NCIC-UNV-D6B | Light Emitting Diode | Inseparable Luminaire | Direct Wired | 0-10 VDC Controls | 58 | 2700 | 0.001 | 91 | 52 | 433 | 0.96 | Ambient | 50000 |  |  | 99999 | 0.01 | 13 | 4 | 0.01 | 0.01 | 0 | 0 | 0 | 0 | 0.09 | 0.02 | 0 | 0 | 0 | 0 | 0.85 | 0 | 0 | 0 | 0 | 0 | True |  | Non Federally-Regulated | 08/10/2018 |  | 11/19/2018
USAI Lighting | USAI Lighting | B3RWL-15X1-27KH-W2-WH-NCIC-UNV-D6E | Light Emitting Diode | Inseparable Luminaire | Direct Wired | 0-10 VDC Controls | 58 | 2700 | 0.001 | 91 | 52 | 433 | 0.96 | Ambient | 50000 |  |  | 99999 | 0.01 | 13 | 4 | 0.01 | 0.01 | 0 | 0 | 0 | 0 | 0.09 | 0.02 | 0 | 0 | 0 | 0 | 0.85 | 0 | 0 | 0 | 0 | 0 | True |  | Non Federally-Regulated | 08/10/2018 |  | 11/19/2018
USAI Lighting | USAI Lighting | B3RWL-15X1-27KH-W2-WH-NCIC-UNV-D6F | Light Emitting Diode | Inseparable Luminaire | Direct Wired | 0-10 VDC Controls | 58 | 2700 | 0.001 | 91 | 52 | 433 | 0.96 | Ambient | 50000 |  |  | 99999 | 0.01 | 13 | 4 | 0.01 | 0.01 | 0 | 0 | 0 | 0 | 0.09 | 0.02 | 0 | 0 | 0 | 0 | 0.85 | 0 | 0 | 0 | 0 | 0 | True |  | Non Federally-Regulated | 08/10/2018 |  | 11/19/2018
USAI Lighting | USAI Lighting | B3RWL-15X1-30KH-W2-BL-NCIC-UNV-D6A | Light Emitting Diode | Inseparable Luminaire | Direct Wired | 0-10 VDC Controls | 58 | 3000 | 0.001 | 91 | 52 | 433 | 0.96 | Ambient | 50000 |  |  | 99999 | 0.01 | 13 | 4 | 0.01 | 0.01 | 0 | 0 | 0 | 0 | 0.09 | 0.02 | 0 | 0 | 0 | 0 | 0.85 | 0 | 0 | 0 | 0 | 0 | True |  | Non Federally-Regulated | 08/10/2018 |  | 11/19/2018
USAI Lighting | USAI Lighting | B3RWL-15X1-30KH-W2-BL-NCIC-UNV-D6B | Light Emitting Diode | Inseparable Luminaire | Direct Wired | 0-10 VDC Controls | 58 | 3000 | 0.001 | 91 | 52 | 433 | 0.96 | Ambient | 50000 |  |  | 99999 | 0.01 | 13 | 4 | 0.01 | 0.01 | 0 | 0 | 0 | 0 | 0.09 | 0.02 | 0 | 0 | 0 | 0 | 0.85 | 0 | 0 | 0 | 0 | 0 | True |  | Non Federally-Regulated | 08/10/2018 |  | 11/19/2018
USAI Lighting | USAI Lighting | B3RWL-15X1-30KH-W2-BL-NCIC-UNV-D6E | Light Emitting Diode | Inseparable Luminaire | Direct Wired | 0-10 VDC Controls | 58 | 3000 | 0.001 | 91 | 52 | 433 | 0.96 | Ambient | 50000 |  |  | 99999 | 0.01 | 13 | 4 | 0.01 | 0.01 | 0 | 0 | 0 | 0 | 0.09 | 0.02 | 0 | 0 | 0 | 0 | 0.85 | 0 | 0 | 0 | 0 | 0 | True |  | Non Federally-Regulated | 08/10/2018 |  | 11/19/2018
USAI Lighting | USAI Lighting | B3RWL-15X1-30KH-W2-BL-NCIC-UNV-D6F | Light Emitting Diode | Inseparable Luminaire | Direct Wired | 0-10 VDC Controls | 58 | 3000 | 0.001 | 91 | 52 | 433 | 0.96 | Ambient | 50000 |  |  | 99999 | 0.01 | 13 | 4 | 0.01 | 0.01 | 0 | 0 | 0 | 0 | 0.09 | 0.02 | 0 | 0 | 0 | 0 | 0.85 | 0 | 0 | 0 | 0 | 0 | True |  | Non Federally-Regulated | 08/10/2018 |  | 11/19/2018
USAI Lighting | USAI Lighting | B3RWL-15X1-30KH-W2-BZ-NCIC-UNV-D6A | Light Emitting Diode | Inseparable Luminaire | Direct Wired | 0-10 VDC Controls | 58 | 3000 | 0.001 | 91 | 52 | 433 | 0.96 | Ambient | 50000 |  |  | 99999 | 0.01 | 13 | 4 | 0.01 | 0.01 | 0 | 0 | 0 | 0 | 0.09 | 0.02 | 0 | 0 | 0 | 0 | 0.85 | 0 | 0 | 0 | 0 | 0 | True |  | Non Federally-Regulated | 08/10/2018 |  | 11/19/2018
USAI Lighting | USAI Lighting | B3RWL-15X1-30KH-W2-BZ-NCIC-UNV-D6B | Light Emitting Diode | Inseparable Luminaire | Direct Wired | 0-10 VDC Controls | 58 | 3000 | 0.001 | 91 | 52 | 433 | 0.96 | Ambient | 50000 |  |  | 99999 | 0.01 | 13 | 4 | 0.01 | 0.01 | 0 | 0 | 0 | 0 | 0.09 | 0.02 | 0 | 0 | 0 | 0 | 0.85 | 0 | 0 | 0 | 0 | 0 | True |  | Non Federally-Regulated | 08/10/2018 |  | 11/19/2018
USAI Lighting | USAI Lighting | B3RWL-15X1-30KH-W2-BZ-NCIC-UNV-D6E | Light Emitting Diode | Inseparable Luminaire | Direct Wired | 0-10 VDC Controls | 58 | 3000 | 0.001 | 91 | 52 | 433 | 0.96 | Ambient | 50000 |  |  | 99999 | 0.01 | 13 | 4 | 0.01 | 0.01 | 0 | 0 | 0 | 0 | 0.09 | 0.02 | 0 | 0 | 0 | 0 | 0.85 | 0 | 0 | 0 | 0 | 0 | True |  | Non Federally-Regulated | 08/10/2018 |  | 11/19/2018
USAI Lighting | USAI Lighting | B3RWL-15X1-30KH-W2-BZ-NCIC-UNV-D6F | Light Emitting Diode | Inseparable Luminaire | Direct Wired | 0-10 VDC Controls | 58 | 3000 | 0.001 | 91 | 52 | 433 | 0.96 | Ambient | 50000 |  |  | 99999 | 0.01 | 13 | 4 | 0.01 | 0.01 | 0 | 0 | 0 | 0 | 0.09 | 0.02 | 0 | 0 | 0 | 0 | 0.85 | 0 | 0 | 0 | 0 | 0 | True |  | Non Federally-Regulated | 08/10/2018 |  | 11/19/2018
USAI Lighting | USAI Lighting | B3RWL-15X1-30KH-W2-GR-NCIC-UNV-D6A | Light Emitting Diode | Inseparable Luminaire | Direct Wired | 0-10 VDC Controls | 58 | 3000 | 0.001 | 91 | 52 | 433 | 0.96 | Ambient | 50000 |  |  | 99999 | 0.01 | 13 | 4 | 0.01 | 0.01 | 0 | 0 | 0 | 0 | 0.09 | 0.02 | 0 | 0 | 0 | 0 | 0.85 | 0 | 0 | 0 | 0 | 0 | True |  | Non Federally-Regulated | 08/10/2018 |  | 11/19/2018
USAI Lighting | USAI Lighting | B3RWL-15X1-30KH-W2-GR-NCIC-UNV-D6B | Light Emitting Diode | Inseparable Luminaire | Direct Wired | 0-10 VDC Controls | 58 | 3000 | 0.001 | 91 | 52 | 433 | 0.96 | Ambient | 50000 |  |  | 99999 | 0.01 | 13 | 4 | 0.01 | 0.01 | 0 | 0 | 0 | 0 | 0.09 | 0.02 | 0 | 0 | 0 | 0 | 0.85 | 0 | 0 | 0 | 0 | 0 | True |  | Non Federally-Regulated | 08/10/2018 |  | 11/19/2018
USAI Lighting | USAI Lighting | B3RWL-15X1-30KH-W2-GR-NCIC-UNV-D6E | Light Emitting Diode | Inseparable Luminaire | Direct Wired | 0-10 VDC Controls | 58 | 3000 | 0.001 | 91 | 52 | 433 | 0.96 | Ambient | 50000 |  |  | 99999 | 0.01 | 13 | 4 | 0.01 | 0.01 | 0 | 0 | 0 | 0 | 0.09 | 0.02 | 0 | 0 | 0 | 0 | 0.85 | 0 | 0 | 0 | 0 | 0 | True |  | Non Federally-Regulated | 08/10/2018 |  | 11/19/2018
USAI Lighting | USAI Lighting | B3RWL-15X1-30KH-W2-GR-NCIC-UNV-D6F | Light Emitting Diode | Inseparable Luminaire | Direct Wired | 0-10 VDC Controls | 58 | 3000 | 0.001 | 91 | 52 | 433 | 0.96 | Ambient | 50000 |  |  | 99999 | 0.01 | 13 | 4 | 0.01 | 0.01 | 0 | 0 | 0 | 0 | 0.09 | 0.02 | 0 | 0 | 0 | 0 | 0.85 | 0 | 0 | 0 | 0 | 0 | True |  | Non Federally-Regulated | 08/10/2018 |  | 11/19/2018
USAI Lighting | USAI Lighting | B3RWL-15X1-30KH-W2-WH-NCIC-UNV-D6A | Light Emitting Diode | Inseparable Luminaire | Direct Wired | 0-10 VDC Controls | 58 | 3000 | 0.001 | 91 | 52 | 433 | 0.96 | Ambient | 50000 |  |  | 99999 | 0.01 | 13 | 4 | 0.01 | 0.01 | 0 | 0 | 0 | 0 | 0.09 | 0.02 | 0 | 0 | 0 | 0 | 0.85 | 0 | 0 | 0 | 0 | 0 | True |  | Non Federally-Regulated | 08/10/2018 |  | 11/19/2018
USAI Lighting | USAI Lighting | B3RWL-15X1-30KH-W2-WH-NCIC-UNV-D6B | Light Emitting Diode | Inseparable Luminaire | Direct Wired | 0-10 VDC Controls | 58 | 3000 | 0.001 | 91 | 52 | 433 | 0.96 | Ambient | 50000 |  |  | 99999 | 0.01 | 13 | 4 | 0.01 | 0.01 | 0 | 0 | 0 | 0 | 0.09 | 0.02 | 0 | 0 | 0 | 0 | 0.85 | 0 | 0 | 0 | 0 | 0 | True |  | Non Federally-Regulated | 08/10/2018 |  | 11/19/2018
USAI Lighting | USAI Lighting | B3RWL-15X1-30KH-W2-WH-NCIC-UNV-D6E | Light Emitting Diode | Inseparable Luminaire | Direct Wired | 0-10 VDC Controls | 58 | 3000 | 0.001 | 91 | 52 | 433 | 0.96 | Ambient | 50000 |  |  | 99999 | 0.01 | 13 | 4 | 0.01 | 0.01 | 0 | 0 | 0 | 0 | 0.09 | 0.02 | 0 | 0 | 0 | 0 | 0.85 | 0 | 0 | 0 | 0 | 0 | True |  | Non Federally-Regulated | 08/10/2018 |  | 11/19/2018
USAI Lighting | USAI Lighting | B3RWL-15X1-30KH-W2-WH-NCIC-UNV-D6F | Light Emitting Diode | Inseparable Luminaire | Direct Wired | 0-10 VDC Controls | 58 | 3000 | 0.001 | 91 | 52 | 433 | 0.96 | Ambient | 50000 |  |  | 99999 | 0.01 | 13 | 4 | 0.01 | 0.01 | 0 | 0 | 0 | 0 | 0.09 | 0.02 | 0 | 0 | 0 | 0 | 0.85 | 0 | 0 | 0 | 0 | 0 | True |  | Non Federally-Regulated | 08/10/2018 |  | 11/19/2018
USAI Lighting | USAI Lighting | B3RWL-15X1-35KH-W2-BL-NCIC-UNV-D6A | Light Emitting Diode | Inseparable Luminaire | Direct Wired | 0-10 VDC Controls | 62 | 3500 | 0.001 | 91 | 52 | 433 | 0.96 | Ambient | 50000 |  |  | 99999 | 0.01 | 13 | 4 | 0.01 | 0.01 | 0 | 0 | 0 | 0 | 0.09 | 0.02 | 0 | 0 | 0 | 0 | 0.85 | 0 | 0 | 0 | 0 | 0 | True |  | Non Federally-Regulated | 08/10/2018 |  | 11/19/2018
USAI Lighting | USAI Lighting | B3RWL-15X1-35KH-W2-BL-NCIC-UNV-D6B | Light Emitting Diode | Inseparable Luminaire | Direct Wired | 0-10 VDC Controls | 62 | 3500 | 0.001 | 91 | 52 | 433 | 0.96 | Ambient | 50000 |  |  | 99999 | 0.01 | 13 | 4 | 0.01 | 0.01 | 0 | 0 | 0 | 0 | 0.09 | 0.02 | 0 | 0 | 0 | 0 | 0.85 | 0 | 0 | 0 | 0 | 0 | True |  | Non Federally-Regulated | 08/10/2018 |  | 11/19/2018
USAI Lighting | USAI Lighting | B3RWL-15X1-35KH-W2-BL-NCIC-UNV-D6E | Light Emitting Diode | Inseparable Luminaire | Direct Wired | 0-10 VDC Controls | 62 | 3500 | 0.001 | 91 | 52 | 433 | 0.96 | Ambient | 50000 |  |  | 99999 | 0.01 | 13 | 4 | 0.01 | 0.01 | 0 | 0 | 0 | 0 | 0.09 | 0.02 | 0 | 0 | 0 | 0 | 0.85 | 0 | 0 | 0 | 0 | 0 | True |  | Non Federally-Regulated | 08/10/2018 |  | 11/19/2018
USAI Lighting | USAI Lighting | B3RWL-15X1-35KH-W2-BL-NCIC-UNV-D6F | Light Emitting Diode | Inseparable Luminaire | Direct Wired | 0-10 VDC Controls | 62 | 3500 | 0.001 | 91 | 52 | 433 | 0.96 | Ambient | 50000 |  |  | 99999 | 0.01 | 13 | 4 | 0.01 | 0.01 | 0 | 0 | 0 | 0 | 0.09 | 0.02 | 0 | 0 | 0 | 0 | 0.85 | 0 | 0 | 0 | 0 | 0 | True |  | Non Federally-Regulated | 08/10/2018 |  | 11/19/2018
USAI Lighting | USAI Lighting | B3RWL-15X1-35KH-W2-BZ-NCIC-UNV-D6A | Light Emitting Diode | Inseparable Luminaire | Direct Wired | 0-10 VDC Controls | 62 | 3500 | 0.001 | 91 | 52 | 433 | 0.96 | Ambient | 50000 |  |  | 99999 | 0.01 | 13 | 4 | 0.01 | 0.01 | 0 | 0 | 0 | 0 | 0.09 | 0.02 | 0 | 0 | 0 | 0 | 0.85 | 0 | 0 | 0 | 0 | 0 | True |  | Non Federally-Regulated | 08/10/2018 |  | 11/19/2018
USAI Lighting | USAI Lighting | B3RWL-15X1-35KH-W2-BZ-NCIC-UNV-D6B | Light Emitting Diode | Inseparable Luminaire | Direct Wired | 0-10 VDC Controls | 62 | 3500 | 0.001 | 91 | 52 | 433 | 0.96 | Ambient | 50000 |  |  | 99999 | 0.01 | 13 | 4 | 0.01 | 0.01 | 0 | 0 | 0 | 0 | 0.09 | 0.02 | 0 | 0 | 0 | 0 | 0.85 | 0 | 0 | 0 | 0 | 0 | True |  | Non Federally-Regulated | 08/10/2018 |  | 11/19/2018
USAI Lighting | USAI Lighting | B3RWL-15X1-35KH-W2-BZ-NCIC-UNV-D6E | Light Emitting Diode | Inseparable Luminaire | Direct Wired | 0-10 VDC Controls | 62 | 3500 | 0.001 | 91 | 52 | 433 | 0.96 | Ambient | 50000 |  |  | 99999 | 0.01 | 13 | 4 | 0.01 | 0.01 | 0 | 0 | 0 | 0 | 0.09 | 0.02 | 0 | 0 | 0 | 0 | 0.85 | 0 | 0 | 0 | 0 | 0 | True |  | Non Federally-Regulated | 08/10/2018 |  | 11/19/2018
USAI Lighting | USAI Lighting | B3RWL-15X1-35KH-W2-BZ-NCIC-UNV-D6F | Light Emitting Diode | Inseparable Luminaire | Direct Wired | 0-10 VDC Controls | 62 | 3500 | 0.001 | 91 | 52 | 433 | 0.96 | Ambient | 50000 |  |  | 99999 | 0.01 | 13 | 4 | 0.01 | 0.01 | 0 | 0 | 0 | 0 | 0.09 | 0.02 | 0 | 0 | 0 | 0 | 0.85 | 0 | 0 | 0 | 0 | 0 | True |  | Non Federally-Regulated | 08/10/2018 |  | 11/19/2018
USAI Lighting | USAI Lighting | B3RWL-15X1-35KH-W2-GR-NCIC-UNV-D6A | Light Emitting Diode | Inseparable Luminaire | Direct Wired | 0-10 VDC Controls | 62 | 3500 | 0.001 | 91 | 52 | 433 | 0.96 | Ambient | 50000 |  |  | 99999 | 0.01 | 13 | 4 | 0.01 | 0.01 | 0 | 0 | 0 | 0 | 0.09 | 0.02 | 0 | 0 | 0 | 0 | 0.85 | 0 | 0 | 0 | 0 | 0 | True |  | Non Federally-Regulated | 08/10/2018 |  | 11/19/2018
USAI Lighting | USAI Lighting | B3RWL-15X1-35KH-W2-GR-NCIC-UNV-D6B | Light Emitting Diode | Inseparable Luminaire | Direct Wired | 0-10 VDC Controls | 62 | 3500 | 0.001 | 91 | 52 | 433 | 0.96 | Ambient | 50000 |  |  | 99999 | 0.01 | 13 | 4 | 0.01 | 0.01 | 0 | 0 | 0 | 0 | 0.09 | 0.02 | 0 | 0 | 0 | 0 | 0.85 | 0 | 0 | 0 | 0 | 0 | True |  | Non Federally-Regulated | 08/10/2018 |  | 11/19/2018
USAI Lighting | USAI Lighting | B3RWL-15X1-35KH-W2-GR-NCIC-UNV-D6E | Light Emitting Diode | Inseparable Luminaire | Direct Wired | 0-10 VDC Controls | 62 | 3500 | 0.001 | 91 | 52 | 433 | 0.96 | Ambient | 50000 |  |  | 99999 | 0.01 | 13 | 4 | 0.01 | 0.01 | 0 | 0 | 0 | 0 | 0.09 | 0.02 | 0 | 0 | 0 | 0 | 0.85 | 0 | 0 | 0 | 0 | 0 | True |  | Non Federally-Regulated | 08/10/2018 |  | 11/19/2018
USAI Lighting | USAI Lighting | B3RWL-15X1-35KH-W2-GR-NCIC-UNV-D6F | Light Emitting Diode | Inseparable Luminaire | Direct Wired | 0-10 VDC Controls | 62 | 3500 | 0.001 | 91 | 52 | 433 | 0.96 | Ambient | 50000 |  |  | 99999 | 0.01 | 13 | 4 | 0.01 | 0.01 | 0 | 0 | 0 | 0 | 0.09 | 0.02 | 0 | 0 | 0 | 0 | 0.85 | 0 | 0 | 0 | 0 | 0 | True |  | Non Federally-Regulated | 08/10/2018 |  | 11/19/2018
USAI Lighting | USAI Lighting | B3SWM-15X1-27KH-W2-BZ-NCIC-UNV-D6A | Light Emitting Diode | Inseparable Luminaire | Direct Wired | 0-10 VDC Controls | 58 | 2700 | 0.001 | 91 | 52 | 433 | 0.96 | Ambient | 50000 |  |  | 99999 | 0.01 | 13 | 4 | 0.01 | 0.01 | 0 | 0 | 0 | 0 | 0.09 | 0.02 | 0 | 0 | 0 | 0 | 0.85 | 0 | 0 | 0 | 0 | 0 | True |  | Non Federally-Regulated | 08/10/2018 |  | 11/19/2018
USAI Lighting | USAI Lighting | B3SWM-15X1-27KH-W2-BZ-NCIC-UNV-D6B | Light Emitting Diode | Inseparable Luminaire | Direct Wired | 0-10 VDC Controls | 58 | 2700 | 0.001 | 91 | 52 | 433 | 0.96 | Ambient | 50000 |  |  | 99999 | 0.01 | 13 | 4 | 0.01 | 0.01 | 0 | 0 | 0 | 0 | 0.09 | 0.02 | 0 | 0 | 0 | 0 | 0.85 | 0 | 0 | 0 | 0 | 0 | True |  | Non Federally-Regulated | 08/10/2018 |  | 11/19/2018
USAI Lighting | USAI Lighting | B3SWM-15X1-27KH-W2-BZ-NCIC-UNV-D6E | Light Emitting Diode | Inseparable Luminaire | Direct Wired | 0-10 VDC Controls | 58 | 2700 | 0.001 | 91 | 52 | 433 | 0.96 | Ambient | 50000 |  |  | 99999 | 0.01 | 13 | 4 | 0.01 | 0.01 | 0 | 0 | 0 | 0 | 0.09 | 0.02 | 0 | 0 | 0 | 0 | 0.85 | 0 | 0 | 0 | 0 | 0 | True |  | Non Federally-Regulated | 08/10/2018 |  | 11/19/2018
USAI Lighting | USAI Lighting | B3SWM-15X1-27KH-W2-BZ-NCIC-UNV-D6F | Light Emitting Diode | Inseparable Luminaire | Direct Wired | 0-10 VDC Controls | 58 | 2700 | 0.001 | 91 | 52 | 433 | 0.96 | Ambient | 50000 |  |  | 99999 | 0.01 | 13 | 4 | 0.01 | 0.01 | 0 | 0 | 0 | 0 | 0.09 | 0.02 | 0 | 0 | 0 | 0 | 0.85 | 0 | 0 | 0 | 0 | 0 | True |  | Non Federally-Regulated | 08/10/2018 |  | 11/19/2018
USAI Lighting | USAI Lighting | B3SWM-15X1-27KH-W2-GR-NCIC-UNV-D6A | Light Emitting Diode | Inseparable Luminaire | Direct Wired | 0-10 VDC Controls | 58 | 2700 | 0.001 | 91 | 52 | 433 | 0.96 | Ambient | 50000 |  |  | 99999 | 0.01 | 13 | 4 | 0.01 | 0.01 | 0 | 0 | 0 | 0 | 0.09 | 0.02 | 0 | 0 | 0 | 0 | 0.85 | 0 | 0 | 0 | 0 | 0 | True |  | Non Federally-Regulated | 08/10/2018 |  | 11/19/2018
USAI Lighting | USAI Lighting | B3SWM-15X1-27KH-W2-GR-NCIC-UNV-D6B | Light Emitting Diode | Inseparable Luminaire | Direct Wired | 0-10 VDC Controls | 58 | 2700 | 0.001 | 91 | 52 | 433 | 0.96 | Ambient | 50000 |  |  | 99999 | 0.01 | 13 | 4 | 0.01 | 0.01 | 0 | 0 | 0 | 0 | 0.09 | 0.02 | 0 | 0 | 0 | 0 | 0.85 | 0 | 0 | 0 | 0 | 0 | True |  | Non Federally-Regulated | 08/10/2018 |  | 11/19/2018
USAI Lighting | USAI Lighting | B3SWM-15X1-27KH-W2-GR-NCIC-UNV-D6E | Light Emitting Diode | Inseparable Luminaire | Direct Wired | 0-10 VDC Controls | 58 | 2700 | 0.001 | 91 | 52 | 433 | 0.96 | Ambient | 50000 |  |  | 99999 | 0.01 | 13 | 4 | 0.01 | 0.01 | 0 | 0 | 0 | 0 | 0.09 | 0.02 | 0 | 0 | 0 | 0 | 0.85 | 0 | 0 | 0 | 0 | 0 | True |  | Non Federally-Regulated | 08/10/2018 |  | 11/19/2018
USAI Lighting | USAI Lighting | B3SWM-15X1-27KH-W2-GR-NCIC-UNV-D6F | Light Emitting Diode | Inseparable Luminaire | Direct Wired | 0-10 VDC Controls | 58 | 2700 | 0.001 | 91 | 52 | 433 | 0.96 | Ambient | 50000 |  |  | 99999 | 0.01 | 13 | 4 | 0.01 | 0.01 | 0 | 0 | 0 | 0 | 0.09 | 0.02 | 0 | 0 | 0 | 0 | 0.85 | 0 | 0 | 0 | 0 | 0 | True |  | Non Federally-Regulated | 08/10/2018 |  | 11/19/2018
USAI Lighting | USAI Lighting | B3SWM-15X1-27KH-W2-WH-NCIC-UNV-D6A | Light Emitting Diode | Inseparable Luminaire | Direct Wired | 0-10 VDC Controls | 58 | 2700 | 0.001 | 91 | 52 | 433 | 0.96 | Ambient | 50000 |  |  | 99999 | 0.01 | 13 | 4 | 0.01 | 0.01 | 0 | 0 | 0 | 0 | 0.09 | 0.02 | 0 | 0 | 0 | 0 | 0.85 | 0 | 0 | 0 | 0 | 0 | True |  | Non Federally-Regulated | 08/10/2018 |  | 11/19/2018
USAI Lighting | USAI Lighting | B3SWM-15X1-27KH-W2-WH-NCIC-UNV-D6B | Light Emitting Diode | Inseparable Luminaire | Direct Wired | 0-10 VDC Controls | 58 | 2700 | 0.001 | 91 | 52 | 433 | 0.96 | Ambient | 50000 |  |  | 99999 | 0.01 | 13 | 4 | 0.01 | 0.01 | 0 | 0 | 0 | 0 | 0.09 | 0.02 | 0 | 0 | 0 | 0 | 0.85 | 0 | 0 | 0 | 0 | 0 | True |  | Non Federally-Regulated | 08/10/2018 |  | 11/19/2018
USAI Lighting | USAI Lighting | B3SWM-15X1-27KH-W2-WH-NCIC-UNV-D6E | Light Emitting Diode | Inseparable Luminaire | Direct Wired | 0-10 VDC Controls | 58 | 2700 | 0.001 | 91 | 52 | 433 | 0.96 | Ambient | 50000 |  |  | 99999 | 0.01 | 13 | 4 | 0.01 | 0.01 | 0 | 0 | 0 | 0 | 0.09 | 0.02 | 0 | 0 | 0 | 0 | 0.85 | 0 | 0 | 0 | 0 | 0 | True |  | Non Federally-Regulated | 08/10/2018 |  | 11/19/2018
USAI Lighting | USAI Lighting | B3SWM-15X1-27KH-W2-WH-NCIC-UNV-D6F | Light Emitting Diode | Inseparable Luminaire | Direct Wired | 0-10 VDC Controls | 58 | 2700 | 0.001 | 91 | 52 | 433 | 0.96 | Ambient | 50000 |  |  | 99999 | 0.01 | 13 | 4 | 0.01 | 0.01 | 0 | 0 | 0 | 0 | 0.09 | 0.02 | 0 | 0 | 0 | 0 | 0.85 | 0 | 0 | 0 | 0 | 0 | True |  | Non Federally-Regulated | 08/10/2018 |  | 11/19/2018
USAI Lighting | USAI Lighting | B3SWM-15X1-30KH-W2-BL-NCIC-UNV-D6A | Light Emitting Diode | Inseparable Luminaire | Direct Wired | 0-10 VDC Controls | 58 | 3000 | 0.001 | 91 | 52 | 433 | 0.96 | Ambient | 50000 |  |  | 99999 | 0.01 | 13 | 4 | 0.01 | 0.01 | 0 | 0 | 0 | 0 | 0.09 | 0.02 | 0 | 0 | 0 | 0 | 0.85 | 0 | 0 | 0 | 0 | 0 | True |  | Non Federally-Regulated | 08/10/2018 |  | 11/19/2018
USAI Lighting | USAI Lighting | B3SWM-15X1-30KH-W2-BL-NCIC-UNV-D6B | Light Emitting Diode | Inseparable Luminaire | Direct Wired | 0-10 VDC Controls | 58 | 3000 | 0.001 | 91 | 52 | 433 | 0.96 | Ambient | 50000 |  |  | 99999 | 0.01 | 13 | 4 | 0.01 | 0.01 | 0 | 0 | 0 | 0 | 0.09 | 0.02 | 0 | 0 | 0 | 0 | 0.85 | 0 | 0 | 0 | 0 | 0 | True |  | Non Federally-Regulated | 08/10/2018 |  | 11/19/2018
USAI Lighting | USAI Lighting | B3SWM-15X1-30KH-W2-BL-NCIC-UNV-D6E | Light Emitting Diode | Inseparable Luminaire | Direct Wired | 0-10 VDC Controls | 58 | 3000 | 0.001 | 91 | 52 | 433 | 0.96 | Ambient | 50000 |  |  | 99999 | 0.01 | 13 | 4 | 0.01 | 0.01 | 0 | 0 | 0 | 0 | 0.09 | 0.02 | 0 | 0 | 0 | 0 | 0.85 | 0 | 0 | 0 | 0 | 0 | True |  | Non Federally-Regulated | 08/10/2018 |  | 11/19/2018
USAI Lighting | USAI Lighting | B3SWM-15X1-30KH-W2-BL-NCIC-UNV-D6F | Light Emitting Diode | Inseparable Luminaire | Direct Wired | 0-10 VDC Controls | 58 | 3000 | 0.001 | 91 | 52 | 433 | 0.96 | Ambient | 50000 |  |  | 99999 | 0.01 | 13 | 4 | 0.01 | 0.01 | 0 | 0 | 0 | 0 | 0.09 | 0.02 | 0 | 0 | 0 | 0 | 0.85 | 0 | 0 | 0 | 0 | 0 | True |  | Non Federally-Regulated | 08/10/2018 |  | 11/19/2018
USAI Lighting | USAI Lighting | B3SWM-15X1-30KH-W2-BZ-NCIC-UNV-D6A | Light Emitting Diode | Inseparable Luminaire | Direct Wired | 0-10 VDC Controls | 58 | 3000 | 0.001 | 91 | 52 | 433 | 0.96 | Ambient | 50000 |  |  | 99999 | 0.01 | 13 | 4 | 0.01 | 0.01 | 0 | 0 | 0 | 0 | 0.09 | 0.02 | 0 | 0 | 0 | 0 | 0.85 | 0 | 0 | 0 | 0 | 0 | True |  | Non Federally-Regulated | 08/10/2018 |  | 11/19/2018
USAI Lighting | USAI Lighting | B3SWM-15X1-30KH-W2-BZ-NCIC-UNV-D6B | Light Emitting Diode | Inseparable Luminaire | Direct Wired | 0-10 VDC Controls | 58 | 3000 | 0.001 | 91 | 52 | 433 | 0.96 | Ambient | 50000 |  |  | 99999 | 0.01 | 13 | 4 | 0.01 | 0.01 | 0 | 0 | 0 | 0 | 0.09 | 0.02 | 0 | 0 | 0 | 0 | 0.85 | 0 | 0 | 0 | 0 | 0 | True |  | Non Federally-Regulated | 08/10/2018 |  | 11/19/2018
USAI Lighting | USAI Lighting | B3SWM-15X1-30KH-W2-BZ-NCIC-UNV-D6E | Light Emitting Diode | Inseparable Luminaire | Direct Wired | 0-10 VDC Controls | 58 | 3000 | 0.001 | 91 | 52 | 433 | 0.96 | Ambient | 50000 |  |  | 99999 | 0.01 | 13 | 4 | 0.01 | 0.01 | 0 | 0 | 0 | 0 | 0.09 | 0.02 | 0 | 0 | 0 | 0 | 0.85 | 0 | 0 | 0 | 0 | 0 | True |  | Non Federally-Regulated | 08/10/2018 |  | 11/19/2018
USAI Lighting | USAI Lighting | B3SWM-15X1-30KH-W2-BZ-NCIC-UNV-D6F | Light Emitting Diode | Inseparable Luminaire | Direct Wired | 0-10 VDC Controls | 58 | 3000 | 0.001 | 91 | 52 | 433 | 0.96 | Ambient | 50000 |  |  | 99999 | 0.01 | 13 | 4 | 0.01 | 0.01 | 0 | 0 | 0 | 0 | 0.09 | 0.02 | 0 | 0 | 0 | 0 | 0.85 | 0 | 0 | 0 | 0 | 0 | True |  | Non Federally-Regulated | 08/10/2018 |  | 11/19/2018
USAI Lighting | USAI Lighting | B3SWM-15X1-30KH-W2-GR-NCIC-UNV-D6A | Light Emitting Diode | Inseparable Luminaire | Direct Wired | 0-10 VDC Controls | 58 | 3000 | 0.001 | 91 | 52 | 433 | 0.96 | Ambient | 50000 |  |  | 99999 | 0.01 | 13 | 4 | 0.01 | 0.01 | 0 | 0 | 0 | 0 | 0.09 | 0.02 | 0 | 0 | 0 | 0 | 0.85 | 0 | 0 | 0 | 0 | 0 | True |  | Non Federally-Regulated | 08/10/2018 |  | 11/19/2018
USAI Lighting | USAI Lighting | B3SWM-15X1-30KH-W2-GR-NCIC-UNV-D6B | Light Emitting Diode | Inseparable Luminaire | Direct Wired | 0-10 VDC Controls | 58 | 3000 | 0.001 | 91 | 52 | 433 | 0.96 | Ambient | 50000 |  |  | 99999 | 0.01 | 13 | 4 | 0.01 | 0.01 | 0 | 0 | 0 | 0 | 0.09 | 0.02 | 0 | 0 | 0 | 0 | 0.85 | 0 | 0 | 0 | 0 | 0 | True |  | Non Federally-Regulated | 08/10/2018 |  | 11/19/2018
USAI Lighting | USAI Lighting | B3SWM-15X1-30KH-W2-GR-NCIC-UNV-D6E | Light Emitting Diode | Inseparable Luminaire | Direct Wired | 0-10 VDC Controls | 58 | 3000 | 0.001 | 91 | 52 | 433 | 0.96 | Ambient | 50000 |  |  | 99999 | 0.01 | 13 | 4 | 0.01 | 0.01 | 0 | 0 | 0 | 0 | 0.09 | 0.02 | 0 | 0 | 0 | 0 | 0.85 | 0 | 0 | 0 | 0 | 0 | True |  | Non Federally-Regulated | 08/10/2018 |  | 11/19/2018
USAI Lighting | USAI Lighting | B3SWM-15X1-30KH-W2-GR-NCIC-UNV-D6F | Light Emitting Diode | Inseparable Luminaire | Direct Wired | 0-10 VDC Controls | 58 | 3000 | 0.001 | 91 | 52 | 433 | 0.96 | Ambient | 50000 |  |  | 99999 | 0.01 | 13 | 4 | 0.01 | 0.01 | 0 | 0 | 0 | 0 | 0.09 | 0.02 | 0 | 0 | 0 | 0 | 0.85 | 0 | 0 | 0 | 0 | 0 | True |  | Non Federally-Regulated | 08/10/2018 |  | 11/19/2018
USAI Lighting | USAI Lighting | B3SWM-15X1-30KH-W2-WH-NCIC-UNV-D6A | Light Emitting Diode | Inseparable Luminaire | Direct Wired | 0-10 VDC Controls | 58 | 3000 | 0.001 | 91 | 52 | 433 | 0.96 | Ambient | 50000 |  |  | 99999 | 0.01 | 13 | 4 | 0.01 | 0.01 | 0 | 0 | 0 | 0 | 0.09 | 0.02 | 0 | 0 | 0 | 0 | 0.85 | 0 | 0 | 0 | 0 | 0 | True |  | Non Federally-Regulated | 08/10/2018 |  | 11/19/2018
USAI Lighting | USAI Lighting | B3SWM-15X1-30KH-W2-WH-NCIC-UNV-D6B | Light Emitting Diode | Inseparable Luminaire | Direct Wired | 0-10 VDC Controls | 58 | 3000 | 0.001 | 91 | 52 | 433 | 0.96 | Ambient | 50000 |  |  | 99999 | 0.01 | 13 | 4 | 0.01 | 0.01 | 0 | 0 | 0 | 0 | 0.09 | 0.02 | 0 | 0 | 0 | 0 | 0.85 | 0 | 0 | 0 | 0 | 0 | True |  | Non Federally-Regulated | 08/10/2018 |  | 11/19/2018
USAI Lighting | USAI Lighting | B3SWM-15X1-30KH-W2-WH-NCIC-UNV-D6E | Light Emitting Diode | Inseparable Luminaire | Direct Wired | 0-10 VDC Controls | 58 | 3000 | 0.001 | 91 | 52 | 433 | 0.96 | Ambient | 50000 |  |  | 99999 | 0.01 | 13 | 4 | 0.01 | 0.01 | 0 | 0 | 0 | 0 | 0.09 | 0.02 | 0 | 0 | 0 | 0 | 0.85 | 0 | 0 | 0 | 0 | 0 | True |  | Non Federally-Regulated | 08/10/2018 |  | 11/19/2018
USAI Lighting | USAI Lighting | B3SWM-15X1-30KH-W2-WH-NCIC-UNV-D6F | Light Emitting Diode | Inseparable Luminaire | Direct Wired | 0-10 VDC Controls | 58 | 3000 | 0.001 | 91 | 52 | 433 | 0.96 | Ambient | 50000 |  |  | 99999 | 0.01 | 13 | 4 | 0.01 | 0.01 | 0 | 0 | 0 | 0 | 0.09 | 0.02 | 0 | 0 | 0 | 0 | 0.85 | 0 | 0 | 0 | 0 | 0 | True |  | Non Federally-Regulated | 08/10/2018 |  | 11/19/2018
USAI Lighting | USAI Lighting | B3SWM-15X1-35KH-W2-BL-NCIC-UNV-D6A | Light Emitting Diode | Inseparable Luminaire | Direct Wired | 0-10 VDC Controls | 62 | 3500 | 0.001 | 91 | 52 | 433 | 0.96 | Ambient | 50000 |  |  | 99999 | 0.01 | 13 | 4 | 0.01 | 0.01 | 0 | 0 | 0 | 0 | 0.09 | 0.02 | 0 | 0 | 0 | 0 | 0.85 | 0 | 0 | 0 | 0 | 0 | True |  | Non Federally-Regulated | 08/10/2018 |  | 11/19/2018
USAI Lighting | USAI Lighting | B3SWM-15X1-35KH-W2-BL-NCIC-UNV-D6B | Light Emitting Diode | Inseparable Luminaire | Direct Wired | 0-10 VDC Controls | 62 | 3500 | 0.001 | 91 | 52 | 433 | 0.96 | Ambient | 50000 |  |  | 99999 | 0.01 | 13 | 4 | 0.01 | 0.01 | 0 | 0 | 0 | 0 | 0.09 | 0.02 | 0 | 0 | 0 | 0 | 0.85 | 0 | 0 | 0 | 0 | 0 | True |  | Non Federally-Regulated | 08/10/2018 |  | 11/19/2018
USAI Lighting | USAI Lighting | B3SWM-15X1-35KH-W2-BL-NCIC-UNV-D6E | Light Emitting Diode | Inseparable Luminaire | Direct Wired | 0-10 VDC Controls | 62 | 3500 | 0.001 | 91 | 52 | 433 | 0.96 | Ambient | 50000 |  |  | 99999 | 0.01 | 13 | 4 | 0.01 | 0.01 | 0 | 0 | 0 | 0 | 0.09 | 0.02 | 0 | 0 | 0 | 0 | 0.85 | 0 | 0 | 0 | 0 | 0 | True |  | Non Federally-Regulated | 08/10/2018 |  | 11/19/2018
USAI Lighting | USAI Lighting | B3SWM-15X1-35KH-W2-BL-NCIC-UNV-D6F | Light Emitting Diode | Inseparable Luminaire | Direct Wired | 0-10 VDC Controls | 62 | 3500 | 0.001 | 91 | 52 | 433 | 0.96 | Ambient | 50000 |  |  | 99999 | 0.01 | 13 | 4 | 0.01 | 0.01 | 0 | 0 | 0 | 0 | 0.09 | 0.02 | 0 | 0 | 0 | 0 | 0.85 | 0 | 0 | 0 | 0 | 0 | True |  | Non Federally-Regulated | 08/10/2018 |  | 11/19/2018
USAI Lighting | USAI Lighting | B3SWM-15X1-35KH-W2-BZ-NCIC-UNV-D6A | Light Emitting Diode | Inseparable Luminaire | Direct Wired | 0-10 VDC Controls | 62 | 3500 | 0.001 | 91 | 52 | 433 | 0.96 | Ambient | 50000 |  |  | 99999 | 0.01 | 13 | 4 | 0.01 | 0.01 | 0 | 0 | 0 | 0 | 0.09 | 0.02 | 0 | 0 | 0 | 0 | 0.85 | 0 | 0 | 0 | 0 | 0 | True |  | Non Federally-Regulated | 08/10/2018 |  | 11/19/2018
USAI Lighting | USAI Lighting | B3SWM-15X1-35KH-W2-BZ-NCIC-UNV-D6B | Light Emitting Diode | Inseparable Luminaire | Direct Wired | 0-10 VDC Controls | 62 | 3500 | 0.001 | 91 | 52 | 433 | 0.96 | Ambient | 50000 |  |  | 99999 | 0.01 | 13 | 4 | 0.01 | 0.01 | 0 | 0 | 0 | 0 | 0.09 | 0.02 | 0 | 0 | 0 | 0 | 0.85 | 0 | 0 | 0 | 0 | 0 | True |  | Non Federally-Regulated | 08/10/2018 |  | 11/19/2018
USAI Lighting | USAI Lighting | B3SWM-15X1-35KH-W2-BZ-NCIC-UNV-D6E | Light Emitting Diode | Inseparable Luminaire | Direct Wired | 0-10 VDC Controls | 62 | 3500 | 0.001 | 91 | 52 | 433 | 0.96 | Ambient | 50000 |  |  | 99999 | 0.01 | 13 | 4 | 0.01 | 0.01 | 0 | 0 | 0 | 0 | 0.09 | 0.02 | 0 | 0 | 0 | 0 | 0.85 | 0 | 0 | 0 | 0 | 0 | True |  | Non Federally-Regulated | 08/10/2018 |  | 11/19/2018
USAI Lighting | USAI Lighting | B3SWM-15X1-35KH-W2-BZ-NCIC-UNV-D6F | Light Emitting Diode | Inseparable Luminaire | Direct Wired | 0-10 VDC Controls | 62 | 3500 | 0.001 | 91 | 52 | 433 | 0.96 | Ambient | 50000 |  |  | 99999 | 0.01 | 13 | 4 | 0.01 | 0.01 | 0 | 0 | 0 | 0 | 0.09 | 0.02 | 0 | 0 | 0 | 0 | 0.85 | 0 | 0 | 0 | 0 | 0 | True |  | Non Federally-Regulated | 08/10/2018 |  | 11/19/2018
USAI Lighting | USAI Lighting | B3SWM-15X1-35KH-W2-GR-NCIC-UNV-D6A | Light Emitting Diode | Inseparable Luminaire | Direct Wired | 0-10 VDC Controls | 62 | 3500 | 0.001 | 91 | 52 | 433 | 0.96 | Ambient | 50000 |  |  | 99999 | 0.01 | 13 | 4 | 0.01 | 0.01 | 0 | 0 | 0 | 0 | 0.09 | 0.02 | 0 | 0 | 0 | 0 | 0.85 | 0 | 0 | 0 | 0 | 0 | True |  | Non Federally-Regulated | 08/10/2018 |  | 11/19/2018
USAI Lighting | USAI Lighting | B3SWM-15X1-35KH-W2-GR-NCIC-UNV-D6B | Light Emitting Diode | Inseparable Luminaire | Direct Wired | 0-10 VDC Controls | 62 | 3500 | 0.001 | 91 | 52 | 433 | 0.96 | Ambient | 50000 |  |  | 99999 | 0.01 | 13 | 4 | 0.01 | 0.01 | 0 | 0 | 0 | 0 | 0.09 | 0.02 | 0 | 0 | 0 | 0 | 0.85 | 0 | 0 | 0 | 0 | 0 | True |  | Non Federally-Regulated | 08/10/2018 |  | 11/19/2018
USAI Lighting | USAI Lighting | B3SWM-15X1-35KH-W2-GR-NCIC-UNV-D6E | Light Emitting Diode | Inseparable Luminaire | Direct Wired | 0-10 VDC Controls | 62 | 3500 | 0.001 | 91 | 52 | 433 | 0.96 | Ambient | 50000 |  |  | 99999 | 0.01 | 13 | 4 | 0.01 | 0.01 | 0 | 0 | 0 | 0 | 0.09 | 0.02 | 0 | 0 | 0 | 0 | 0.85 | 0 | 0 | 0 | 0 | 0 | True |  | Non Federally-Regulated | 08/10/2018 |  | 11/19/2018
USAI Lighting | USAI Lighting | B3SWM-15X1-35KH-W2-GR-NCIC-UNV-D6F | Light Emitting Diode | Inseparable Luminaire | Direct Wired | 0-10 VDC Controls | 62 | 3500 | 0.001 | 91 | 52 | 433 | 0.96 | Ambient | 50000 |  |  | 99999 | 0.01 | 13 | 4 | 0.01 | 0.01 | 0 | 0 | 0 | 0 | 0.09 | 0.02 | 0 | 0 | 0 | 0 | 0.85 | 0 | 0 | 0 | 0 | 0 | True |  | Non Federally-Regulated | 08/10/2018 |  | 11/19/2018
USAI Lighting | USAI Lighting | B3SWM-15X1-35KH-W2-WH-NCIC-UNV-D6A | Light Emitting Diode | Inseparable Luminaire | Direct Wired | 0-10 VDC Controls | 62 | 3500 | 0.001 | 91 | 52 | 433 | 0.96 | Ambient | 50000 |  |  | 99999 | 0.01 | 13 | 4 | 0.01 | 0.01 | 0 | 0 | 0 | 0 | 0.09 | 0.02 | 0 | 0 | 0 | 0 | 0.85 | 0 | 0 | 0 | 0 | 0 | True |  | Non Federally-Regulated | 08/10/2018 |  | 11/19/2018
USAI Lighting | USAI Lighting | B3SWM-15X1-35KH-W2-WH-NCIC-UNV-D6B | Light Emitting Diode | Inseparable Luminaire | Direct Wired | 0-10 VDC Controls | 62 | 3500 | 0.001 | 91 | 52 | 433 | 0.96 | Ambient | 50000 |  |  | 99999 | 0.01 | 13 | 4 | 0.01 | 0.01 | 0 | 0 | 0 | 0 | 0.09 | 0.02 | 0 | 0 | 0 | 0 | 0.85 | 0 | 0 | 0 | 0 | 0 | True |  | Non Federally-Regulated | 08/10/2018 |  | 11/19/2018
USAI Lighting | USAI Lighting | B3SWM-15X1-35KH-W2-WH-NCIC-UNV-D6E | Light Emitting Diode | Inseparable Luminaire | Direct Wired | 0-10 VDC Controls | 62 | 3500 | 0.001 | 91 | 52 | 433 | 0.96 | Ambient | 50000 |  |  | 99999 | 0.01 | 13 | 4 | 0.01 | 0.01 | 0 | 0 | 0 | 0 | 0.09 | 0.02 | 0 | 0 | 0 | 0 | 0.85 | 0 | 0 | 0 | 0 | 0 | True |  | Non Federally-Regulated | 08/10/2018 |  | 11/19/2018
USAI Lighting | USAI Lighting | B3SWM-15X1-35KH-W2-WH-NCIC-UNV-D6F | Light Emitting Diode | Inseparable Luminaire | Direct Wired | 0-10 VDC Controls | 62 | 3500 | 0.001 | 91 | 52 | 433 | 0.96 | Ambient | 50000 |  |  | 99999 | 0.01 | 13 | 4 | 0.01 | 0.01 | 0 | 0 | 0 | 0 | 0.09 | 0.02 | 0 | 0 | 0 | 0 | 0.85 | 0 | 0 | 0 | 0 | 0 | True |  | Non Federally-Regulated | 08/10/2018 |  | 11/19/2018
USAI Lighting | USAI Lighting | B3SWM-15X1-40KH-W2-BL-NCIC-UNV-D6A | Light Emitting Diode | Inseparable Luminaire | Direct Wired | 0-10 VDC Controls | 71 | 4000 | 0.001 | 91 | 52 | 433 | 0.96 | Ambient | 50000 |  |  | 99999 | 0.01 | 13 | 4 | 0.01 | 0.01 | 0 | 0 | 0 | 0 | 0.09 | 0.02 | 0 | 0 | 0 | 0 | 0.85 | 0 | 0 | 0 | 0 | 0 | True |  | Non Federally-Regulated | 08/10/2018 |  | 11/19/2018
USAI Lighting | USAI Lighting | B3SWM-15X1-40KH-W2-BL-NCIC-UNV-D6B | Light Emitting Diode | Inseparable Luminaire | Direct Wired | 0-10 VDC Controls | 71 | 4000 | 0.001 | 91 | 52 | 433 | 0.96 | Ambient | 50000 |  |  | 99999 | 0.01 | 13 | 4 | 0.01 | 0.01 | 0 | 0 | 0 | 0 | 0.09 | 0.02 | 0 | 0 | 0 | 0 | 0.85 | 0 | 0 | 0 | 0 | 0 | True |  | Non Federally-Regulated | 08/10/2018 |  | 11/19/2018
USAI Lighting | USAI Lighting | B3SWM-15X1-40KH-W2-BL-NCIC-UNV-D6E | Light Emitting Diode | Inseparable Luminaire | Direct Wired | 0-10 VDC Controls | 71 | 4000 | 0.001 | 91 | 52 | 433 | 0.96 | Ambient | 50000 |  |  | 99999 | 0.01 | 13 | 4 | 0.01 | 0.01 | 0 | 0 | 0 | 0 | 0.09 | 0.02 | 0 | 0 | 0 | 0 | 0.85 | 0 | 0 | 0 | 0 | 0 | True |  | Non Federally-Regulated | 08/10/2018 |  | 11/19/2018
USAI Lighting | USAI Lighting | B3SWM-15X1-40KH-W2-BL-NCIC-UNV-D6F | Light Emitting Diode | Inseparable Luminaire | Direct Wired | 0-10 VDC Controls | 71 | 4000 | 0.001 | 91 | 52 | 433 | 0.96 | Ambient | 50000 |  |  | 99999 | 0.01 | 13 | 4 | 0.01 | 0.01 | 0 | 0 | 0 | 0 | 0.09 | 0.02 | 0 | 0 | 0 | 0 | 0.85 | 0 | 0 | 0 | 0 | 0 | True |  | Non Federally-Regulated | 08/10/2018 |  | 11/19/2018
USAI Lighting | USAI Lighting | B3SWM-15X1-40KH-W2-BZ-NCIC-UNV-D6A | Light Emitting Diode | Inseparable Luminaire | Direct Wired | 0-10 VDC Controls | 71 | 4000 | 0.001 | 91 | 52 | 433 | 0.96 | Ambient | 50000 |  |  | 99999 | 0.01 | 13 | 4 | 0.01 | 0.01 | 0 | 0 | 0 | 0 | 0.09 | 0.02 | 0 | 0 | 0 | 0 | 0.85 | 0 | 0 | 0 | 0 | 0 | True |  | Non Federally-Regulated | 08/10/2018 |  | 11/19/2018
USAI Lighting | USAI Lighting | B3SWM-15X1-40KH-W2-BZ-NCIC-UNV-D6B | Light Emitting Diode | Inseparable Luminaire | Direct Wired | 0-10 VDC Controls | 71 | 4000 | 0.001 | 91 | 52 | 433 | 0.96 | Ambient | 50000 |  |  | 99999 | 0.01 | 13 | 4 | 0.01 | 0.01 | 0 | 0 | 0 | 0 | 0.09 | 0.02 | 0 | 0 | 0 | 0 | 0.85 | 0 | 0 | 0 | 0 | 0 | True |  | Non Federally-Regulated | 08/10/2018 |  | 11/19/2018
USAI Lighting | USAI Lighting | B3SWM-15X1-40KH-W2-BZ-NCIC-UNV-D6E | Light Emitting Diode | Inseparable Luminaire | Direct Wired | 0-10 VDC Controls | 71 | 4000 | 0.001 | 91 | 52 | 433 | 0.96 | Ambient | 50000 |  |  | 99999 | 0.01 | 13 | 4 | 0.01 | 0.01 | 0 | 0 | 0 | 0 | 0.09 | 0.02 | 0 | 0 | 0 | 0 | 0.85 | 0 | 0 | 0 | 0 | 0 | True |  | Non Federally-Regulated | 08/10/2018 |  | 11/19/2018
USAI Lighting | USAI Lighting | B3SWM-15X1-40KH-W2-BZ-NCIC-UNV-D6F | Light Emitting Diode | Inseparable Luminaire | Direct Wired | 0-10 VDC Controls | 71 | 4000 | 0.001 | 91 | 52 | 433 | 0.96 | Ambient | 50000 |  |  | 99999 | 0.01 | 13 | 4 | 0.01 | 0.01 | 0 | 0 | 0 | 0 | 0.09 | 0.02 | 0 | 0 | 0 | 0 | 0.85 | 0 | 0 | 0 | 0 | 0 | True |  | Non Federally-Regulated | 08/10/2018 |  | 11/19/2018
USAI Lighting | USAI Lighting | B3SWM-15X1-40KH-W2-GR-NCIC-UNV-D6A | Light Emitting Diode | Inseparable Luminaire | Direct Wired | 0-10 VDC Controls | 71 | 4000 | 0.001 | 91 | 52 | 433 | 0.96 | Ambient | 50000 |  |  | 99999 | 0.01 | 13 | 4 | 0.01 | 0.01 | 0 | 0 | 0 | 0 | 0.09 | 0.02 | 0 | 0 | 0 | 0 | 0.85 | 0 | 0 | 0 | 0 | 0 | True |  | Non Federally-Regulated | 08/10/2018 |  | 11/19/2018
USAI Lighting | USAI Lighting | B3SWM-15X1-40KH-W2-GR-NCIC-UNV-D6B | Light Emitting Diode | Inseparable Luminaire | Direct Wired | 0-10 VDC Controls | 71 | 4000 | 0.001 | 91 | 52 | 433 | 0.96 | Ambient | 50000 |  |  | 99999 | 0.01 | 13 | 4 | 0.01 | 0.01 | 0 | 0 | 0 | 0 | 0.09 | 0.02 | 0 | 0 | 0 | 0 | 0.85 | 0 | 0 | 0 | 0 | 0 | True |  | Non Federally-Regulated | 08/10/2018 |  | 11/19/2018
USAI Lighting | USAI Lighting | B3SWM-15X1-40KH-W2-GR-NCIC-UNV-D6E | Light Emitting Diode | Inseparable Luminaire | Direct Wired | 0-10 VDC Controls | 71 | 4000 | 0.001 | 91 | 52 | 433 | 0.96 | Ambient | 50000 |  |  | 99999 | 0.01 | 13 | 4 | 0.01 | 0.01 | 0 | 0 | 0 | 0 | 0.09 | 0.02 | 0 | 0 | 0 | 0 | 0.85 | 0 | 0 | 0 | 0 | 0 | True |  | Non Federally-Regulated | 08/10/2018 |  | 11/19/2018
USAI Lighting | USAI Lighting | B3SWM-15X1-40KH-W2-GR-NCIC-UNV-D6F | Light Emitting Diode | Inseparable Luminaire | Direct Wired | 0-10 VDC Controls | 71 | 4000 | 0.001 | 91 | 52 | 433 | 0.96 | Ambient | 50000 |  |  | 99999 | 0.01 | 13 | 4 | 0.01 | 0.01 | 0 | 0 | 0 | 0 | 0.09 | 0.02 | 0 | 0 | 0 | 0 | 0.85 | 0 | 0 | 0 | 0 | 0 | True |  | Non Federally-Regulated | 08/10/2018 |  | 11/19/2018
USAI Lighting | USAI Lighting | B3SWM-15X1-40KH-W2-WH-NCIC-UNV-D6A | Light Emitting Diode | Inseparable Luminaire | Direct Wired | 0-10 VDC Controls | 71 | 4000 | 0.001 | 91 | 52 | 433 | 0.96 | Ambient | 50000 |  |  | 99999 | 0.01 | 13 | 4 | 0.01 | 0.01 | 0 | 0 | 0 | 0 | 0.09 | 0.02 | 0 | 0 | 0 | 0 | 0.85 | 0 | 0 | 0 | 0 | 0 | True |  | Non Federally-Regulated | 08/10/2018 |  | 11/19/2018
USAI Lighting | USAI Lighting | B3SWM-15X1-40KH-W2-WH-NCIC-UNV-D6B | Light Emitting Diode | Inseparable Luminaire | Direct Wired | 0-10 VDC Controls | 71 | 4000 | 0.001 | 91 | 52 | 433 | 0.96 | Ambient | 50000 |  |  | 99999 | 0.01 | 13 | 4 | 0.01 | 0.01 | 0 | 0 | 0 | 0 | 0.09 | 0.02 | 0 | 0 | 0 | 0 | 0.85 | 0 | 0 | 0 | 0 | 0 | True |  | Non Federally-Regulated | 08/10/2018 |  | 11/19/2018
USAI Lighting | USAI Lighting | B3SWM-15X1-40KH-W2-WH-NCIC-UNV-D6E | Light Emitting Diode | Inseparable Luminaire | Direct Wired | 0-10 VDC Controls | 71 | 4000 | 0.001 | 91 | 52 | 433 | 0.96 | Ambient | 50000 |  |  | 99999 | 0.01 | 13 | 4 | 0.01 | 0.01 | 0 | 0 | 0 | 0 | 0.09 | 0.02 | 0 | 0 | 0 | 0 | 0.85 | 0 | 0 | 0 | 0 | 0 | True |  | Non Federally-Regulated | 08/10/2018 |  | 11/19/2018
USAI Lighting | USAI Lighting | B3SWM-15X1-40KH-W2-WH-NCIC-UNV-D6F | Light Emitting Diode | Inseparable Luminaire | Direct Wired | 0-10 VDC Controls | 71 | 4000 | 0.001 | 91 | 52 | 433 | 0.96 | Ambient | 50000 |  |  | 99999 | 0.01 | 13 | 4 | 0.01 | 0.01 | 0 | 0 | 0 | 0 | 0.09 | 0.02 | 0 | 0 | 0 | 0 | 0.85 | 0 | 0 | 0 | 0 | 0 | True |  | Non Federally-Regulated | 08/10/2018 |  | 11/19/2018
USAI Lighting | USAI Lighting | B3SWM-09X1-27KH-W2-BZ-NCIC-UNV-D6A | Light Emitting Diode | Inseparable Luminaire | Direct Wired | 0-10 VDC Controls | 62 | 2700 | 0.001 | 91 | 52 | 433 | 0.96 | Ambient | 50000 |  |  | 99999 | 0.01 | 13 | 4 | 0.01 | 0.01 | 0 | 0 | 0 | 0 | 0.09 | 0.02 | 0 | 0 | 0 | 0 | 0.85 | 0 | 0 | 0 | 0 | 0 | True |  | Non Federally-Regulated | 06/29/2018 |  | 11/20/2018
USAI Lighting | USAI Lighting | B3SWM-09X1-27KH-W2-BZ-NCIC-UNV-D6B | Light Emitting Diode | Inseparable Luminaire | Direct Wired | 0-10 VDC Controls | 62 | 2700 | 0.001 | 91 | 52 | 433 | 0.96 | Ambient | 50000 |  |  | 99999 | 0.01 | 13 | 4 | 0.01 | 0.01 | 0 | 0 | 0 | 0 | 0.09 | 0.02 | 0 | 0 | 0 | 0 | 0.85 | 0 | 0 | 0 | 0 | 0 | True |  | Non Federally-Regulated | 06/29/2018 |  | 11/20/2018
USAI Lighting | USAI Lighting | B3SWM-09X1-27KH-W2-BZ-NCIC-UNV-D6E | Light Emitting Diode | Inseparable Luminaire | Direct Wired | 0-10 VDC Controls | 62 | 2700 | 0.001 | 91 | 52 | 433 | 0.96 | Ambient | 50000 |  |  | 99999 | 0.01 | 13 | 4 | 0.01 | 0.01 | 0 | 0 | 0 | 0 | 0.09 | 0.02 | 0 | 0 | 0 | 0 | 0.85 | 0 | 0 | 0 | 0 | 0 | True |  | Non Federally-Regulated | 06/29/2018 |  | 11/20/2018
USAI Lighting | USAI Lighting | B3SWM-09X1-27KH-W2-BZ-NCIC-UNV-D6F | Light Emitting Diode | Inseparable Luminaire | Direct Wired | 0-10 VDC Controls | 62 | 2700 | 0.001 | 91 | 52 | 433 | 0.96 | Ambient | 50000 |  |  | 99999 | 0.01 | 13 | 4 | 0.01 | 0.01 | 0 | 0 | 0 | 0 | 0.09 | 0.02 | 0 | 0 | 0 | 0 | 0.85 | 0 | 0 | 0 | 0 | 0 | True |  | Non Federally-Regulated | 06/29/2018 |  | 11/20/2018
USAI Lighting | USAI Lighting | B3SWM-09X1-27KH-W2-GR-NCIC-UNV-D6A | Light Emitting Diode | Inseparable Luminaire | Direct Wired | 0-10 VDC Controls | 62 | 2700 | 0.001 | 91 | 52 | 433 | 0.96 | Ambient | 50000 |  |  | 99999 | 0.01 | 13 | 4 | 0.01 | 0.01 | 0 | 0 | 0 | 0 | 0.09 | 0.02 | 0 | 0 | 0 | 0 | 0.85 | 0 | 0 | 0 | 0 | 0 | True |  | Non Federally-Regulated | 06/29/2018 |  | 11/20/2018
USAI Lighting | USAI Lighting | B3SWM-09X1-27KH-W2-GR-NCIC-UNV-D6B | Light Emitting Diode | Inseparable Luminaire | Direct Wired | 0-10 VDC Controls | 62 | 2700 | 0.001 | 91 | 52 | 433 | 0.96 | Ambient | 50000 |  |  | 99999 | 0.01 | 13 | 4 | 0.01 | 0.01 | 0 | 0 | 0 | 0 | 0.09 | 0.02 | 0 | 0 | 0 | 0 | 0.85 | 0 | 0 | 0 | 0 | 0 | True |  | Non Federally-Regulated | 06/29/2018 |  | 11/20/2018
USAI Lighting | USAI Lighting | B3SWM-09X1-27KH-W2-GR-NCIC-UNV-D6E | Light Emitting Diode | Inseparable Luminaire | Direct Wired | 0-10 VDC Controls | 62 | 2700 | 0.001 | 91 | 52 | 433 | 0.96 | Ambient | 50000 |  |  | 99999 | 0.01 | 13 | 4 | 0.01 | 0.01 | 0 | 0 | 0 | 0 | 0.09 | 0.02 | 0 | 0 | 0 | 0 | 0.85 | 0 | 0 | 0 | 0 | 0 | True |  | Non Federally-Regulated | 06/29/2018 |  | 11/20/2018
USAI Lighting | USAI Lighting | B3SWM-09X1-27KH-W2-GR-NCIC-UNV-D6F | Light Emitting Diode | Inseparable Luminaire | Direct Wired | 0-10 VDC Controls | 62 | 2700 | 0.001 | 91 | 52 | 433 | 0.96 | Ambient | 50000 |  |  | 99999 | 0.01 | 13 | 4 | 0.01 | 0.01 | 0 | 0 | 0 | 0 | 0.09 | 0.02 | 0 | 0 | 0 | 0 | 0.85 | 0 | 0 | 0 | 0 | 0 | True |  | Non Federally-Regulated | 06/29/2018 |  | 11/20/2018
USAI Lighting | USAI Lighting | B3SWM-09X1-27KH-W2-WH-NCIC-UNV-D6A | Light Emitting Diode | Inseparable Luminaire | Direct Wired | 0-10 VDC Controls | 62 | 2700 | 0.001 | 91 | 52 | 433 | 0.96 | Ambient | 50000 |  |  | 99999 | 0.01 | 13 | 4 | 0.01 | 0.01 | 0 | 0 | 0 | 0 | 0.09 | 0.02 | 0 | 0 | 0 | 0 | 0.85 | 0 | 0 | 0 | 0 | 0 | True |  | Non Federally-Regulated | 06/29/2018 |  | 11/20/2018
USAI Lighting | USAI Lighting | B3SWM-09X1-27KH-W2-WH-NCIC-UNV-D6B | Light Emitting Diode | Inseparable Luminaire | Direct Wired | 0-10 VDC Controls | 62 | 2700 | 0.001 | 91 | 52 | 433 | 0.96 | Ambient | 50000 |  |  | 99999 | 0.01 | 13 | 4 | 0.01 | 0.01 | 0 | 0 | 0 | 0 | 0.09 | 0.02 | 0 | 0 | 0 | 0 | 0.85 | 0 | 0 | 0 | 0 | 0 | True |  | Non Federally-Regulated | 06/29/2018 |  | 11/20/2018
USAI Lighting | USAI Lighting | B3SWM-09X1-27KH-W2-WH-NCIC-UNV-D6E | Light Emitting Diode | Inseparable Luminaire | Direct Wired | 0-10 VDC Controls | 62 | 2700 | 0.001 | 91 | 52 | 433 | 0.96 | Ambient | 50000 |  |  | 99999 | 0.01 | 13 | 4 | 0.01 | 0.01 | 0 | 0 | 0 | 0 | 0.09 | 0.02 | 0 | 0 | 0 | 0 | 0.85 | 0 | 0 | 0 | 0 | 0 | True |  | Non Federally-Regulated | 06/29/2018 |  | 11/20/2018
USAI Lighting | USAI Lighting | B3SWM-09X1-27KH-W2-WH-NCIC-UNV-D6F | Light Emitting Diode | Inseparable Luminaire | Direct Wired | 0-10 VDC Controls | 62 | 2700 | 0.001 | 91 | 52 | 433 | 0.96 | Ambient | 50000 |  |  | 99999 | 0.01 | 13 | 4 | 0.01 | 0.01 | 0 | 0 | 0 | 0 | 0.09 | 0.02 | 0 | 0 | 0 | 0 | 0.85 | 0 | 0 | 0 | 0 | 0 | True |  | Non Federally-Regulated | 06/29/2018 |  | 11/20/2018
USAI Lighting | USAI Lighting | B3SWM-09X1-30KH-W2-BL-NCIC-UNV-D6A | Light Emitting Diode | Inseparable Luminaire | Direct Wired | 0-10 VDC Controls | 62 | 3000 | 0.001 | 91 | 52 | 433 | 0.96 | Ambient | 50000 |  |  | 99999 | 0.01 | 13 | 4 | 0.01 | 0.01 | 0 | 0 | 0 | 0 | 0.09 | 0.02 | 0 | 0 | 0 | 0 | 0.85 | 0 | 0 | 0 | 0 | 0 | True |  | Non Federally-Regulated | 06/29/2018 |  | 11/20/2018
USAI Lighting | USAI Lighting | B3SWM-09X1-30KH-W2-BL-NCIC-UNV-D6B | Light Emitting Diode | Inseparable Luminaire | Direct Wired | 0-10 VDC Controls | 62 | 3000 | 0.001 | 91 | 52 | 433 | 0.96 | Ambient | 50000 |  |  | 99999 | 0.01 | 13 | 4 | 0.01 | 0.01 | 0 | 0 | 0 | 0 | 0.09 | 0.02 | 0 | 0 | 0 | 0 | 0.85 | 0 | 0 | 0 | 0 | 0 | True |  | Non Federally-Regulated | 06/29/2018 |  | 11/20/2018
USAI Lighting | USAI Lighting | B3SWM-09X1-30KH-W2-BL-NCIC-UNV-D6E | Light Emitting Diode | Inseparable Luminaire | Direct Wired | 0-10 VDC Controls | 62 | 3000 | 0.001 | 91 | 52 | 433 | 0.96 | Ambient | 50000 |  |  | 99999 | 0.01 | 13 | 4 | 0.01 | 0.01 | 0 | 0 | 0 | 0 | 0.09 | 0.02 | 0 | 0 | 0 | 0 | 0.85 | 0 | 0 | 0 | 0 | 0 | True |  | Non Federally-Regulated | 06/29/2018 |  | 11/20/2018
USAI Lighting | USAI Lighting | B3SWM-09X1-30KH-W2-BL-NCIC-UNV-D6F | Light Emitting Diode | Inseparable Luminaire | Direct Wired | 0-10 VDC Controls | 62 | 3000 | 0.001 | 91 | 52 | 433 | 0.96 | Ambient | 50000 |  |  | 99999 | 0.01 | 13 | 4 | 0.01 | 0.01 | 0 | 0 | 0 | 0 | 0.09 | 0.02 | 0 | 0 | 0 | 0 | 0.85 | 0 | 0 | 0 | 0 | 0 | True |  | Non Federally-Regulated | 06/29/2018 |  | 11/20/2018
USAI Lighting | USAI Lighting | B3SWM-09X1-30KH-W2-BZ-NCIC-UNV-D6A | Light Emitting Diode | Inseparable Luminaire | Direct Wired | 0-10 VDC Controls | 62 | 3000 | 0.001 | 91 | 52 | 433 | 0.96 | Ambient | 50000 |  |  | 99999 | 0.01 | 13 | 4 | 0.01 | 0.01 | 0 | 0 | 0 | 0 | 0.09 | 0.02 | 0 | 0 | 0 | 0 | 0.85 | 0 | 0 | 0 | 0 | 0 | True |  | Non Federally-Regulated | 06/29/2018 |  | 11/20/2018
USAI Lighting | USAI Lighting | B3SWM-09X1-30KH-W2-BZ-NCIC-UNV-D6B | Light Emitting Diode | Inseparable Luminaire | Direct Wired | 0-10 VDC Controls | 62 | 3000 | 0.001 | 91 | 52 | 433 | 0.96 | Ambient | 50000 |  |  | 99999 | 0.01 | 13 | 4 | 0.01 | 0.01 | 0 | 0 | 0 | 0 | 0.09 | 0.02 | 0 | 0 | 0 | 0 | 0.85 | 0 | 0 | 0 | 0 | 0 | True |  | Non Federally-Regulated | 06/29/2018 |  | 11/20/2018
USAI Lighting | USAI Lighting | B3SWM-09X1-30KH-W2-BZ-NCIC-UNV-D6E | Light Emitting Diode | Inseparable Luminaire | Direct Wired | 0-10 VDC Controls | 62 | 3000 | 0.001 | 91 | 52 | 433 | 0.96 | Ambient | 50000 |  |  | 99999 | 0.01 | 13 | 4 | 0.01 | 0.01 | 0 | 0 | 0 | 0 | 0.09 | 0.02 | 0 | 0 | 0 | 0 | 0.85 | 0 | 0 | 0 | 0 | 0 | True |  | Non Federally-Regulated | 06/29/2018 |  | 11/20/2018
USAI Lighting | USAI Lighting | B3SWM-09X1-30KH-W2-BZ-NCIC-UNV-D6F | Light Emitting Diode | Inseparable Luminaire | Direct Wired | 0-10 VDC Controls | 62 | 3000 | 0.001 | 91 | 52 | 433 | 0.96 | Ambient | 50000 |  |  | 99999 | 0.01 | 13 | 4 | 0.01 | 0.01 | 0 | 0 | 0 | 0 | 0.09 | 0.02 | 0 | 0 | 0 | 0 | 0.85 | 0 | 0 | 0 | 0 | 0 | True |  | Non Federally-Regulated | 06/29/2018 |  | 11/20/2018
USAI Lighting | USAI Lighting | B3SWM-09X1-30KH-W2-GR-NCIC-UNV-D6A | Light Emitting Diode | Inseparable Luminaire | Direct Wired | 0-10 VDC Controls | 62 | 3000 | 0.001 | 91 | 52 | 433 | 0.96 | Ambient | 50000 |  |  | 99999 | 0.01 | 13 | 4 | 0.01 | 0.01 | 0 | 0 | 0 | 0 | 0.09 | 0.02 | 0 | 0 | 0 | 0 | 0.85 | 0 | 0 | 0 | 0 | 0 | True |  | Non Federally-Regulated | 06/29/2018 |  | 11/20/2018
USAI Lighting | USAI Lighting | B3SWM-09X1-30KH-W2-GR-NCIC-UNV-D6B | Light Emitting Diode | Inseparable Luminaire | Direct Wired | 0-10 VDC Controls | 62 | 3000 | 0.001 | 91 | 52 | 433 | 0.96 | Ambient | 50000 |  |  | 99999 | 0.01 | 13 | 4 | 0.01 | 0.01 | 0 | 0 | 0 | 0 | 0.09 | 0.02 | 0 | 0 | 0 | 0 | 0.85 | 0 | 0 | 0 | 0 | 0 | True |  | Non Federally-Regulated | 06/29/2018 |  | 11/20/2018
USAI Lighting | USAI Lighting | B3SWM-09X1-30KH-W2-GR-NCIC-UNV-D6E | Light Emitting Diode | Inseparable Luminaire | Direct Wired | 0-10 VDC Controls | 62 | 3000 | 0.001 | 91 | 52 | 433 | 0.96 | Ambient | 50000 |  |  | 99999 | 0.01 | 13 | 4 | 0.01 | 0.01 | 0 | 0 | 0 | 0 | 0.09 | 0.02 | 0 | 0 | 0 | 0 | 0.85 | 0 | 0 | 0 | 0 | 0 | True |  | Non Federally-Regulated | 06/29/2018 |  | 11/20/2018
USAI Lighting | USAI Lighting | B3SWM-09X1-30KH-W2-GR-NCIC-UNV-D6F | Light Emitting Diode | Inseparable Luminaire | Direct Wired | 0-10 VDC Controls | 62 | 3000 | 0.001 | 91 | 52 | 433 | 0.96 | Ambient | 50000 |  |  | 99999 | 0.01 | 13 | 4 | 0.01 | 0.01 | 0 | 0 | 0 | 0 | 0.09 | 0.02 | 0 | 0 | 0 | 0 | 0.85 | 0 | 0 | 0 | 0 | 0 | True |  | Non Federally-Regulated | 06/29/2018 |  | 11/20/2018
USAI Lighting | USAI Lighting | B3SWM-09X1-30KH-W2-WH-NCIC-UNV-D6A | Light Emitting Diode | Inseparable Luminaire | Direct Wired | 0-10 VDC Controls | 62 | 3000 | 0.001 | 91 | 52 | 433 | 0.96 | Ambient | 50000 |  |  | 99999 | 0.01 | 13 | 4 | 0.01 | 0.01 | 0 | 0 | 0 | 0 | 0.09 | 0.02 | 0 | 0 | 0 | 0 | 0.85 | 0 | 0 | 0 | 0 | 0 | True |  | Non Federally-Regulated | 06/29/2018 |  | 11/20/2018
USAI Lighting | USAI Lighting | B3SWM-09X1-30KH-W2-WH-NCIC-UNV-D6B | Light Emitting Diode | Inseparable Luminaire | Direct Wired | 0-10 VDC Controls | 62 | 3000 | 0.001 | 91 | 52 | 433 | 0.96 | Ambient | 50000 |  |  | 99999 | 0.01 | 13 | 4 | 0.01 | 0.01 | 0 | 0 | 0 | 0 | 0.09 | 0.02 | 0 | 0 | 0 | 0 | 0.85 | 0 | 0 | 0 | 0 | 0 | True |  | Non Federally-Regulated | 06/29/2018 |  | 11/20/2018
USAI Lighting | USAI Lighting | B3SWM-09X1-30KH-W2-WH-NCIC-UNV-D6E | Light Emitting Diode | Inseparable Luminaire | Direct Wired | 0-10 VDC Controls | 62 | 3000 | 0.001 | 91 | 52 | 433 | 0.96 | Ambient | 50000 |  |  | 99999 | 0.01 | 13 | 4 | 0.01 | 0.01 | 0 | 0 | 0 | 0 | 0.09 | 0.02 | 0 | 0 | 0 | 0 | 0.85 | 0 | 0 | 0 | 0 | 0 | True |  | Non Federally-Regulated | 06/29/2018 |  | 11/20/2018
USAI Lighting | USAI Lighting | B3SWM-09X1-30KH-W2-WH-NCIC-UNV-D6F | Light Emitting Diode | Inseparable Luminaire | Direct Wired | 0-10 VDC Controls | 62 | 3000 | 0.001 | 91 | 52 | 433 | 0.96 | Ambient | 50000 |  |  | 99999 | 0.01 | 13 | 4 | 0.01 | 0.01 | 0 | 0 | 0 | 0 | 0.09 | 0.02 | 0 | 0 | 0 | 0 | 0.85 | 0 | 0 | 0 | 0 | 0 | True |  | Non Federally-Regulated | 06/29/2018 |  | 11/20/2018
USAI Lighting | USAI Lighting | B3SWM-09X1-35KH-W2-BL-NCIC-UNV-D6A | Light Emitting Diode | Inseparable Luminaire | Direct Wired | 0-10 VDC Controls | 72 | 3500 | 0.001 | 91 | 52 | 433 | 0.96 | Ambient | 50000 |  |  | 99999 | 0.01 | 13 | 4 | 0.01 | 0.01 | 0 | 0 | 0 | 0 | 0.09 | 0.02 | 0 | 0 | 0 | 0 | 0.85 | 0 | 0 | 0 | 0 | 0 | True |  | Non Federally-Regulated | 06/29/2018 |  | 11/20/2018
USAI Lighting | USAI Lighting | B3SWM-09X1-35KH-W2-BL-NCIC-UNV-D6B | Light Emitting Diode | Inseparable Luminaire | Direct Wired | 0-10 VDC Controls | 72 | 3500 | 0.001 | 91 | 52 | 433 | 0.96 | Ambient | 50000 |  |  | 99999 | 0.01 | 13 | 4 | 0.01 | 0.01 | 0 | 0 | 0 | 0 | 0.09 | 0.02 | 0 | 0 | 0 | 0 | 0.85 | 0 | 0 | 0 | 0 | 0 | True |  | Non Federally-Regulated | 06/29/2018 |  | 11/20/2018
USAI Lighting | USAI Lighting | B3SWM-09X1-35KH-W2-BL-NCIC-UNV-D6E | Light Emitting Diode | Inseparable Luminaire | Direct Wired | 0-10 VDC Controls | 72 | 3500 | 0.001 | 91 | 52 | 433 | 0.96 | Ambient | 50000 |  |  | 99999 | 0.01 | 13 | 4 | 0.01 | 0.01 | 0 | 0 | 0 | 0 | 0.09 | 0.02 | 0 | 0 | 0 | 0 | 0.85 | 0 | 0 | 0 | 0 | 0 | True |  | Non Federally-Regulated | 06/29/2018 |  | 11/20/2018
USAI Lighting | USAI Lighting | B3SWM-09X1-35KH-W2-BL-NCIC-UNV-D6F | Light Emitting Diode | Inseparable Luminaire | Direct Wired | 0-10 VDC Controls | 72 | 3500 | 0.001 | 91 | 52 | 433 | 0.96 | Ambient | 50000 |  |  | 99999 | 0.01 | 13 | 4 | 0.01 | 0.01 | 0 | 0 | 0 | 0 | 0.09 | 0.02 | 0 | 0 | 0 | 0 | 0.85 | 0 | 0 | 0 | 0 | 0 | True |  | Non Federally-Regulated | 06/29/2018 |  | 11/20/2018
USAI Lighting | USAI Lighting | B3SWM-09X1-35KH-W2-BZ-NCIC-UNV-D6A | Light Emitting Diode | Inseparable Luminaire | Direct Wired | 0-10 VDC Controls | 72 | 3500 | 0.001 | 91 | 52 | 433 | 0.96 | Ambient | 50000 |  |  | 99999 | 0.01 | 13 | 4 | 0.01 | 0.01 | 0 | 0 | 0 | 0 | 0.09 | 0.02 | 0 | 0 | 0 | 0 | 0.85 | 0 | 0 | 0 | 0 | 0 | True |  | Non Federally-Regulated | 06/29/2018 |  | 11/20/2018
USAI Lighting | USAI Lighting | B3SWM-09X1-35KH-W2-BZ-NCIC-UNV-D6B | Light Emitting Diode | Inseparable Luminaire | Direct Wired | 0-10 VDC Controls | 72 | 3500 | 0.001 | 91 | 52 | 433 | 0.96 | Ambient | 50000 |  |  | 99999 | 0.01 | 13 | 4 | 0.01 | 0.01 | 0 | 0 | 0 | 0 | 0.09 | 0.02 | 0 | 0 | 0 | 0 | 0.85 | 0 | 0 | 0 | 0 | 0 | True |  | Non Federally-Regulated | 06/29/2018 |  | 11/20/2018
USAI Lighting | USAI Lighting | B3SWM-09X1-35KH-W2-BZ-NCIC-UNV-D6E | Light Emitting Diode | Inseparable Luminaire | Direct Wired | 0-10 VDC Controls | 72 | 3500 | 0.001 | 91 | 52 | 433 | 0.96 | Ambient | 50000 |  |  | 99999 | 0.01 | 13 | 4 | 0.01 | 0.01 | 0 | 0 | 0 | 0 | 0.09 | 0.02 | 0 | 0 | 0 | 0 | 0.85 | 0 | 0 | 0 | 0 | 0 | True |  | Non Federally-Regulated | 06/29/2018 |  | 11/20/2018
USAI Lighting | USAI Lighting | B3SWM-09X1-35KH-W2-BZ-NCIC-UNV-D6F | Light Emitting Diode | Inseparable Luminaire | Direct Wired | 0-10 VDC Controls | 72 | 3500 | 0.001 | 91 | 52 | 433 | 0.96 | Ambient | 50000 |  |  | 99999 | 0.01 | 13 | 4 | 0.01 | 0.01 | 0 | 0 | 0 | 0 | 0.09 | 0.02 | 0 | 0 | 0 | 0 | 0.85 | 0 | 0 | 0 | 0 | 0 | True |  | Non Federally-Regulated | 06/29/2018 |  | 11/20/2018
USAI Lighting | USAI Lighting | B3SWM-09X1-35KH-W2-GR-NCIC-UNV-D6A | Light Emitting Diode | Inseparable Luminaire | Direct Wired | 0-10 VDC Controls | 72 | 3500 | 0.001 | 91 | 52 | 433 | 0.96 | Ambient | 50000 |  |  | 99999 | 0.01 | 13 | 4 | 0.01 | 0.01 | 0 | 0 | 0 | 0 | 0.09 | 0.02 | 0 | 0 | 0 | 0 | 0.85 | 0 | 0 | 0 | 0 | 0 | True |  | Non Federally-Regulated | 06/29/2018 |  | 11/20/2018
USAI Lighting | USAI Lighting | B3SWM-09X1-35KH-W2-GR-NCIC-UNV-D6B | Light Emitting Diode | Inseparable Luminaire | Direct Wired | 0-10 VDC Controls | 72 | 3500 | 0.001 | 91 | 52 | 433 | 0.96 | Ambient | 50000 |  |  | 99999 | 0.01 | 13 | 4 | 0.01 | 0.01 | 0 | 0 | 0 | 0 | 0.09 | 0.02 | 0 | 0 | 0 | 0 | 0.85 | 0 | 0 | 0 | 0 | 0 | True |  | Non Federally-Regulated | 06/29/2018 |  | 11/20/2018
USAI Lighting | USAI Lighting | B3SWM-09X1-35KH-W2-GR-NCIC-UNV-D6E | Light Emitting Diode | Inseparable Luminaire | Direct Wired | 0-10 VDC Controls | 72 | 3500 | 0.001 | 91 | 52 | 433 | 0.96 | Ambient | 50000 |  |  | 99999 | 0.01 | 13 | 4 | 0.01 | 0.01 | 0 | 0 | 0 | 0 | 0.09 | 0.02 | 0 | 0 | 0 | 0 | 0.85 | 0 | 0 | 0 | 0 | 0 | True |  | Non Federally-Regulated | 06/29/2018 |  | 11/20/2018
USAI Lighting | USAI Lighting | B3SWM-09X1-35KH-W2-GR-NCIC-UNV-D6F | Light Emitting Diode | Inseparable Luminaire | Direct Wired | 0-10 VDC Controls | 72 | 3500 | 0.001 | 91 | 52 | 433 | 0.96 | Ambient | 50000 |  |  | 99999 | 0.01 | 13 | 4 | 0.01 | 0.01 | 0 | 0 | 0 | 0 | 0.09 | 0.02 | 0 | 0 | 0 | 0 | 0.85 | 0 | 0 | 0 | 0 | 0 | True |  | Non Federally-Regulated | 06/29/2018 |  | 11/20/2018
USAI Lighting | USAI Lighting | B3SWM-09X1-35KH-W2-WH-NCIC-UNV-D6A | Light Emitting Diode | Inseparable Luminaire | Direct Wired | 0-10 VDC Controls | 72 | 3500 | 0.001 | 91 | 52 | 433 | 0.96 | Ambient | 50000 |  |  | 99999 | 0.01 | 13 | 4 | 0.01 | 0.01 | 0 | 0 | 0 | 0 | 0.09 | 0.02 | 0 | 0 | 0 | 0 | 0.85 | 0 | 0 | 0 | 0 | 0 | True |  | Non Federally-Regulated | 06/29/2018 |  | 11/20/2018
USAI Lighting | USAI Lighting | B3SWM-09X1-35KH-W2-WH-NCIC-UNV-D6B | Light Emitting Diode | Inseparable Luminaire | Direct Wired | 0-10 VDC Controls | 72 | 3500 | 0.001 | 91 | 52 | 433 | 0.96 | Ambient | 50000 |  |  | 99999 | 0.01 | 13 | 4 | 0.01 | 0.01 | 0 | 0 | 0 | 0 | 0.09 | 0.02 | 0 | 0 | 0 | 0 | 0.85 | 0 | 0 | 0 | 0 | 0 | True |  | Non Federally-Regulated | 06/29/2018 |  | 11/20/2018
USAI Lighting | USAI Lighting | B3SWM-09X1-35KH-W2-WH-NCIC-UNV-D6E | Light Emitting Diode | Inseparable Luminaire | Direct Wired | 0-10 VDC Controls | 72 | 3500 | 0.001 | 91 | 52 | 433 | 0.96 | Ambient | 50000 |  |  | 99999 | 0.01 | 13 | 4 | 0.01 | 0.01 | 0 | 0 | 0 | 0 | 0.09 | 0.02 | 0 | 0 | 0 | 0 | 0.85 | 0 | 0 | 0 | 0 | 0 | True |  | Non Federally-Regulated | 06/29/2018 |  | 11/20/2018
USAI Lighting | USAI Lighting | B3SWM-09X1-35KH-W2-WH-NCIC-UNV-D6F | Light Emitting Diode | Inseparable Luminaire | Direct Wired | 0-10 VDC Controls | 72 | 3500 | 0.001 | 91 | 52 | 433 | 0.96 | Ambient | 50000 |  |  | 99999 | 0.01 | 13 | 4 | 0.01 | 0.01 | 0 | 0 | 0 | 0 | 0.09 | 0.02 | 0 | 0 | 0 | 0 | 0.85 | 0 | 0 | 0 | 0 | 0 | True |  | Non Federally-Regulated | 06/29/2018 |  | 11/20/2018
USAI Lighting | USAI Lighting | B3SWM-09X1-40KH-W2-BL-NCIC-UNV-D6A | Light Emitting Diode | Inseparable Luminaire | Direct Wired | 0-10 VDC Controls | 88 | 4000 | 0.001 | 91 | 52 | 433 | 0.96 | Ambient | 50000 |  |  | 99999 | 0.01 | 13 | 4 | 0.01 | 0.01 | 0 | 0 | 0 | 0 | 0.09 | 0.02 | 0 | 0 | 0 | 0 | 0.85 | 0 | 0 | 0 | 0 | 0 | True |  | Non Federally-Regulated | 06/29/2018 |  | 11/20/2018
USAI Lighting | USAI Lighting | B3SWM-09X1-40KH-W2-BL-NCIC-UNV-D6B | Light Emitting Diode | Inseparable Luminaire | Direct Wired | 0-10 VDC Controls | 88 | 4000 | 0.001 | 91 | 52 | 433 | 0.96 | Ambient | 50000 |  |  | 99999 | 0.01 | 13 | 4 | 0.01 | 0.01 | 0 | 0 | 0 | 0 | 0.09 | 0.02 | 0 | 0 | 0 | 0 | 0.85 | 0 | 0 | 0 | 0 | 0 | True |  | Non Federally-Regulated | 06/29/2018 |  | 11/20/2018
USAI Lighting | USAI Lighting | B3SWM-09X1-40KH-W2-BL-NCIC-UNV-D6E | Light Emitting Diode | Inseparable Luminaire | Direct Wired | 0-10 VDC Controls | 88 | 4000 | 0.001 | 91 | 52 | 433 | 0.96 | Ambient | 50000 |  |  | 99999 | 0.01 | 13 | 4 | 0.01 | 0.01 | 0 | 0 | 0 | 0 | 0.09 | 0.02 | 0 | 0 | 0 | 0 | 0.85 | 0 | 0 | 0 | 0 | 0 | True |  | Non Federally-Regulated | 06/29/2018 |  | 11/20/2018
USAI Lighting | USAI Lighting | B3SWM-09X1-40KH-W2-BL-NCIC-UNV-D6F | Light Emitting Diode | Inseparable Luminaire | Direct Wired | 0-10 VDC Controls | 88 | 4000 | 0.001 | 91 | 52 | 433 | 0.96 | Ambient | 50000 |  |  | 99999 | 0.01 | 13 | 4 | 0.01 | 0.01 | 0 | 0 | 0 | 0 | 0.09 | 0.02 | 0 | 0 | 0 | 0 | 0.85 | 0 | 0 | 0 | 0 | 0 | True |  | Non Federally-Regulated | 06/29/2018 |  | 11/20/2018
USAI Lighting | USAI Lighting | B3SWM-09X1-40KH-W2-BZ-NCIC-UNV-D6A | Light Emitting Diode | Inseparable Luminaire | Direct Wired | 0-10 VDC Controls | 88 | 4000 | 0.001 | 91 | 52 | 433 | 0.96 | Ambient | 50000 |  |  | 99999 | 0.01 | 13 | 4 | 0.01 | 0.01 | 0 | 0 | 0 | 0 | 0.09 | 0.02 | 0 | 0 | 0 | 0 | 0.85 | 0 | 0 | 0 | 0 | 0 | True |  | Non Federally-Regulated | 06/29/2018 |  | 11/20/2018
USAI Lighting | USAI Lighting | B3SWM-09X1-40KH-W2-BZ-NCIC-UNV-D6B | Light Emitting Diode | Inseparable Luminaire | Direct Wired | 0-10 VDC Controls | 88 | 4000 | 0.001 | 91 | 52 | 433 | 0.96 | Ambient | 50000 |  |  | 99999 | 0.01 | 13 | 4 | 0.01 | 0.01 | 0 | 0 | 0 | 0 | 0.09 | 0.02 | 0 | 0 | 0 | 0 | 0.85 | 0 | 0 | 0 | 0 | 0 | True |  | Non Federally-Regulated | 06/29/2018 |  | 11/20/2018
USAI Lighting | USAI Lighting | B3SWM-09X1-40KH-W2-BZ-NCIC-UNV-D6E | Light Emitting Diode | Inseparable Luminaire | Direct Wired | 0-10 VDC Controls | 88 | 4000 | 0.001 | 91 | 52 | 433 | 0.96 | Ambient | 50000 |  |  | 99999 | 0.01 | 13 | 4 | 0.01 | 0.01 | 0 | 0 | 0 | 0 | 0.09 | 0.02 | 0 | 0 | 0 | 0 | 0.85 | 0 | 0 | 0 | 0 | 0 | True |  | Non Federally-Regulated | 06/29/2018 |  | 11/20/2018
USAI Lighting | USAI Lighting | B3SWM-09X1-40KH-W2-BZ-NCIC-UNV-D6F | Light Emitting Diode | Inseparable Luminaire | Direct Wired | 0-10 VDC Controls | 88 | 4000 | 0.001 | 91 | 52 | 433 | 0.96 | Ambient | 50000 |  |  | 99999 | 0.01 | 13 | 4 | 0.01 | 0.01 | 0 | 0 | 0 | 0 | 0.09 | 0.02 | 0 | 0 | 0 | 0 | 0.85 | 0 | 0 | 0 | 0 | 0 | True |  | Non Federally-Regulated | 06/29/2018 |  | 11/20/2018
USAI Lighting | USAI Lighting | B3SWM-09X1-40KH-W2-GR-NCIC-UNV-D6A | Light Emitting Diode | Inseparable Luminaire | Direct Wired | 0-10 VDC Controls | 88 | 4000 | 0.001 | 91 | 52 | 433 | 0.96 | Ambient | 50000 |  |  | 99999 | 0.01 | 13 | 4 | 0.01 | 0.01 | 0 | 0 | 0 | 0 | 0.09 | 0.02 | 0 | 0 | 0 | 0 | 0.85 | 0 | 0 | 0 | 0 | 0 | True |  | Non Federally-Regulated | 06/29/2018 |  | 11/20/2018
USAI Lighting | USAI Lighting | B3SWM-09X1-40KH-W2-GR-NCIC-UNV-D6B | Light Emitting Diode | Inseparable Luminaire | Direct Wired | 0-10 VDC Controls | 88 | 4000 | 0.001 | 91 | 52 | 433 | 0.96 | Ambient | 50000 |  |  | 99999 | 0.01 | 13 | 4 | 0.01 | 0.01 | 0 | 0 | 0 | 0 | 0.09 | 0.02 | 0 | 0 | 0 | 0 | 0.85 | 0 | 0 | 0 | 0 | 0 | True |  | Non Federally-Regulated | 06/29/2018 |  | 11/20/2018
USAI Lighting | USAI Lighting | B3SWM-09X1-40KH-W2-GR-NCIC-UNV-D6E | Light Emitting Diode | Inseparable Luminaire | Direct Wired | 0-10 VDC Controls | 88 | 4000 | 0.001 | 91 | 52 | 433 | 0.96 | Ambient | 50000 |  |  | 99999 | 0.01 | 13 | 4 | 0.01 | 0.01 | 0 | 0 | 0 | 0 | 0.09 | 0.02 | 0 | 0 | 0 | 0 | 0.85 | 0 | 0 | 0 | 0 | 0 | True |  | Non Federally-Regulated | 06/29/2018 |  | 11/20/2018
USAI Lighting | USAI Lighting | B3SWM-09X1-40KH-W2-GR-NCIC-UNV-D6F | Light Emitting Diode | Inseparable Luminaire | Direct Wired | 0-10 VDC Controls | 88 | 4000 | 0.001 | 91 | 52 | 433 | 0.96 | Ambient | 50000 |  |  | 99999 | 0.01 | 13 | 4 | 0.01 | 0.01 | 0 | 0 | 0 | 0 | 0.09 | 0.02 | 0 | 0 | 0 | 0 | 0.85 | 0 | 0 | 0 | 0 | 0 | True |  | Non Federally-Regulated | 06/29/2018 |  | 11/20/2018
USAI Lighting | USAI Lighting | B3SWM-09X1-40KH-W2-WH-NCIC-UNV-D6A | Light Emitting Diode | Inseparable Luminaire | Direct Wired | 0-10 VDC Controls | 88 | 4000 | 0.001 | 91 | 52 | 433 | 0.96 | Ambient | 50000 |  |  | 99999 | 0.01 | 13 | 4 | 0.01 | 0.01 | 0 | 0 | 0 | 0 | 0.09 | 0.02 | 0 | 0 | 0 | 0 | 0.85 | 0 | 0 | 0 | 0 | 0 | True |  | Non Federally-Regulated | 06/29/2018 |  | 11/20/2018
USAI Lighting | USAI Lighting | B3SWM-09X1-40KH-W2-WH-NCIC-UNV-D6B | Light Emitting Diode | Inseparable Luminaire | Direct Wired | 0-10 VDC Controls | 88 | 4000 | 0.001 | 91 | 52 | 433 | 0.96 | Ambient | 50000 |  |  | 99999 | 0.01 | 13 | 4 | 0.01 | 0.01 | 0 | 0 | 0 | 0 | 0.09 | 0.02 | 0 | 0 | 0 | 0 | 0.85 | 0 | 0 | 0 | 0 | 0 | True |  | Non Federally-Regulated | 06/29/2018 |  | 11/20/2018
USAI Lighting | USAI Lighting | B3SWM-09X1-40KH-W2-WH-NCIC-UNV-D6E | Light Emitting Diode | Inseparable Luminaire | Direct Wired | 0-10 VDC Controls | 88 | 4000 | 0.001 | 91 | 52 | 433 | 0.96 | Ambient | 50000 |  |  | 99999 | 0.01 | 13 | 4 | 0.01 | 0.01 | 0 | 0 | 0 | 0 | 0.09 | 0.02 | 0 | 0 | 0 | 0 | 0.85 | 0 | 0 | 0 | 0 | 0 | True |  | Non Federally-Regulated | 06/29/2018 |  | 11/20/2018
USAI Lighting | USAI Lighting | B3SWM-09X1-40KH-W2-WH-NCIC-UNV-D6F | Light Emitting Diode | Inseparable Luminaire | Direct Wired | 0-10 VDC Controls | 88 | 4000 | 0.001 | 91 | 52 | 433 | 0.96 | Ambient | 50000 |  |  | 99999 | 0.01 | 13 | 4 | 0.01 | 0.01 | 0 | 0 | 0 | 0 | 0.09 | 0.02 | 0 | 0 | 0 | 0 | 0.85 | 0 | 0 | 0 | 0 | 0 | True |  | Non Federally-Regulated | 06/29/2018 |  | 11/20/2018
USAI Lighting | USAI Lighting | B3RDF-15X1-27KH-25-S-WH-NCIC-UNV-D6E | Light Emitting Diode | Inseparable Luminaire | Direct Wired | 0-10 VDC Controls | 66 | 2700 | 0.001 | 91 | 52 | 433 | 0.96 | Ambient | 50000 |  |  | 99999 | 0.01 | 13 | 4 | 0.01 | 0.01 | 0 | 0 | 0 | 0 | 0.09 | 0.02 | 0 | 0 | 0 | 0 | 0.85 | 0 | 0 | 0 | 0 | 0 | True |  | Non Federally-Regulated | 08/10/2018 |  | 11/20/2018
USAI Lighting | USAI Lighting | B3RDF-15X1-27KH-45-S-WH-NCIC-UNV-D6E | Light Emitting Diode | Inseparable Luminaire | Direct Wired | 0-10 VDC Controls | 69 | 2700 | 0.001 | 91 | 52 | 433 | 0.96 | Ambient | 50000 |  |  | 99999 | 0.01 | 13 | 4 | 0.01 | 0.01 | 0 | 0 | 0 | 0 | 0.09 | 0.02 | 0 | 0 | 0 | 0 | 0.85 | 0 | 0 | 0 | 0 | 0 | True |  | Non Federally-Regulated | 08/10/2018 |  | 11/20/2018
USAI Lighting | USAI Lighting | B3RDF-15X1-27KH-65-S-WH-NCIC-UNV-D6E | Light Emitting Diode | Inseparable Luminaire | Direct Wired | 0-10 VDC Controls | 56 | 2700 | 0.001 | 91 | 52 | 433 | 0.96 | Ambient | 50000 |  |  | 99999 | 0.01 | 13 | 4 | 0.01 | 0.01 | 0 | 0 | 0 | 0 | 0.09 | 0.02 | 0 | 0 | 0 | 0 | 0.85 | 0 | 0 | 0 | 0 | 0 | True |  | Non Federally-Regulated | 08/10/2018 |  | 11/20/2018
USAI Lighting | USAI Lighting | B3RDF-15X1-30KH-25-S-WH-NCIC-UNV-D6E | Light Emitting Diode | Inseparable Luminaire | Direct Wired | 0-10 VDC Controls | 66 | 3000 | 0.001 | 91 | 52 | 433 | 0.96 | Ambient | 50000 |  |  | 99999 | 0.01 | 13 | 4 | 0.01 | 0.01 | 0 | 0 | 0 | 0 | 0.09 | 0.02 | 0 | 0 | 0 | 0 | 0.85 | 0 | 0 | 0 | 0 | 0 | True |  | Non Federally-Regulated | 08/10/2018 |  | 11/20/2018
USAI Lighting | USAI Lighting | B3RDF-15X1-30KH-45-S-WH-NCIC-UNV-D6E | Light Emitting Diode | Inseparable Luminaire | Direct Wired | 0-10 VDC Controls | 69 | 3000 | 0.001 | 91 | 52 | 433 | 0.96 | Ambient | 50000 |  |  | 99999 | 0.01 | 13 | 4 | 0.01 | 0.01 | 0 | 0 | 0 | 0 | 0.09 | 0.02 | 0 | 0 | 0 | 0 | 0.85 | 0 | 0 | 0 | 0 | 0 | True |  | Non Federally-Regulated | 08/10/2018 |  | 11/20/2018
USAI Lighting | USAI Lighting | B3RDF-15X1-30KH-65-S-WH-NCIC-UNV-D6E | Light Emitting Diode | Inseparable Luminaire | Direct Wired | 0-10 VDC Controls | 56 | 3000 | 0.001 | 91 | 52 | 433 | 0.96 | Ambient | 50000 |  |  | 99999 | 0.01 | 13 | 4 | 0.01 | 0.01 | 0 | 0 | 0 | 0 | 0.09 | 0.02 | 0 | 0 | 0 | 0 | 0.85 | 0 | 0 | 0 | 0 | 0 | True |  | Non Federally-Regulated | 08/10/2018 |  | 11/20/2018
USAI Lighting | USAI Lighting | B3RDF-15X1-35KH-25-S-WH-NCIC-UNV-D6E | Light Emitting Diode | Inseparable Luminaire | Direct Wired | 0-10 VDC Controls | 71 | 3500 | 0.001 | 91 | 52 | 433 | 0.96 | Ambient | 50000 |  |  | 99999 | 0.01 | 13 | 4 | 0.01 | 0.01 | 0 | 0 | 0 | 0 | 0.09 | 0.02 | 0 | 0 | 0 | 0 | 0.85 | 0 | 0 | 0 | 0 | 0 | True |  | Non Federally-Regulated | 08/10/2018 |  | 11/20/2018
USAI Lighting | USAI Lighting | B3RDF-15X1-35KH-45-S-WH-NCIC-UNV-D6E | Light Emitting Diode | Inseparable Luminaire | Direct Wired | 0-10 VDC Controls | 75 | 3500 | 0.001 | 91 | 52 | 433 | 0.96 | Ambient | 50000 |  |  | 99999 | 0.01 | 13 | 4 | 0.01 | 0.01 | 0 | 0 | 0 | 0 | 0.09 | 0.02 | 0 | 0 | 0 | 0 | 0.85 | 0 | 0 | 0 | 0 | 0 | True |  | Non Federally-Regulated | 08/10/2018 |  | 11/20/2018
USAI Lighting | USAI Lighting | B3RDF-15X1-35KH-65-S-WH-NCIC-UNV-D6E | Light Emitting Diode | Inseparable Luminaire | Direct Wired | 0-10 VDC Controls | 61 | 3500 | 0.001 | 91 | 52 | 433 | 0.96 | Ambient | 50000 |  |  | 99999 | 0.01 | 13 | 4 | 0.01 | 0.01 | 0 | 0 | 0 | 0 | 0.09 | 0.02 | 0 | 0 | 0 | 0 | 0.85 | 0 | 0 | 0 | 0 | 0 | True |  | Non Federally-Regulated | 08/10/2018 |  | 11/20/2018
USAI Lighting | USAI Lighting | B3RDF-15X1-40KH-25-S-WH-NCIC-UNV-D6E | Light Emitting Diode | Inseparable Luminaire | Direct Wired | 0-10 VDC Controls | 76 | 4000 | 0.001 | 91 | 52 | 433 | 0.96 | Ambient | 50000 |  |  | 99999 | 0.01 | 13 | 4 | 0.01 | 0.01 | 0 | 0 | 0 | 0 | 0.09 | 0.02 | 0 | 0 | 0 | 0 | 0.85 | 0 | 0 | 0 | 0 | 0 | True |  | Non Federally-Regulated | 08/10/2018 |  | 11/20/2018
USAI Lighting | USAI Lighting | B3RDF-15X1-40KH-45-S-WH-NCIC-UNV-D6E | Light Emitting Diode | Inseparable Luminaire | Direct Wired | 0-10 VDC Controls | 80 | 4000 | 0.001 | 91 | 52 | 433 | 0.96 | Ambient | 50000 |  |  | 99999 | 0.01 | 13 | 4 | 0.01 | 0.01 | 0 | 0 | 0 | 0 | 0.09 | 0.02 | 0 | 0 | 0 | 0 | 0.85 | 0 | 0 | 0 | 0 | 0 | True |  | Non Federally-Regulated | 08/10/2018 |  | 11/20/2018
USAI Lighting | USAI Lighting | B3RDF-15X1-40KH-65-S-WH-NCIC-UNV-D6E | Light Emitting Diode | Inseparable Luminaire | Direct Wired | 0-10 VDC Controls | 66 | 4000 | 0.001 | 91 | 52 | 433 | 0.96 | Ambient | 50000 |  |  | 99999 | 0.01 | 13 | 4 | 0.01 | 0.01 | 0 | 0 | 0 | 0 | 0.09 | 0.02 | 0 | 0 | 0 | 0 | 0.85 | 0 | 0 | 0 | 0 | 0 | True |  | Non Federally-Regulated | 08/10/2018 |  | 11/20/2018
USAI Lighting | USAI Lighting | B3RDF-15X1-27KH-25-S-GR-NCIC-UNV-D6E | Light Emitting Diode | Inseparable Luminaire | Direct Wired | 0-10 VDC Controls | 66 | 2700 | 0.001 | 91 | 52 | 433 | 0.96 | Ambient | 50000 |  |  | 99999 | 0.01 | 13 | 4 | 0.01 | 0.01 | 0 | 0 | 0 | 0 | 0.09 | 0.02 | 0 | 0 | 0 | 0 | 0.85 | 0 | 0 | 0 | 0 | 0 | True |  | Non Federally-Regulated | 08/10/2018 |  | 11/20/2018
USAI Lighting | USAI Lighting | B3RDF-15X1-27KH-45-S-GR-NCIC-UNV-D6E | Light Emitting Diode | Inseparable Luminaire | Direct Wired | 0-10 VDC Controls | 69 | 2700 | 0.001 | 91 | 52 | 433 | 0.96 | Ambient | 50000 |  |  | 99999 | 0.01 | 13 | 4 | 0.01 | 0.01 | 0 | 0 | 0 | 0 | 0.09 | 0.02 | 0 | 0 | 0 | 0 | 0.85 | 0 | 0 | 0 | 0 | 0 | True |  | Non Federally-Regulated | 08/10/2018 |  | 11/20/2018
USAI Lighting | USAI Lighting | B3RDF-15X1-27KH-65-S-GR-NCIC-UNV-D6E | Light Emitting Diode | Inseparable Luminaire | Direct Wired | 0-10 VDC Controls | 56 | 2700 | 0.001 | 91 | 52 | 433 | 0.96 | Ambient | 50000 |  |  | 99999 | 0.01 | 13 | 4 | 0.01 | 0.01 | 0 | 0 | 0 | 0 | 0.09 | 0.02 | 0 | 0 | 0 | 0 | 0.85 | 0 | 0 | 0 | 0 | 0 | True |  | Non Federally-Regulated | 08/10/2018 |  | 11/20/2018
USAI Lighting | USAI Lighting | B3RDF-15X1-30KH-25-S-GR-NCIC-UNV-D6E | Light Emitting Diode | Inseparable Luminaire | Direct Wired | 0-10 VDC Controls | 66 | 3000 | 0.001 | 91 | 52 | 433 | 0.96 | Ambient | 50000 |  |  | 99999 | 0.01 | 13 | 4 | 0.01 | 0.01 | 0 | 0 | 0 | 0 | 0.09 | 0.02 | 0 | 0 | 0 | 0 | 0.85 | 0 | 0 | 0 | 0 | 0 | True |  | Non Federally-Regulated | 08/10/2018 |  | 11/20/2018
USAI Lighting | USAI Lighting | B3RDF-15X1-30KH-45-S-GR-NCIC-UNV-D6E | Light Emitting Diode | Inseparable Luminaire | Direct Wired | 0-10 VDC Controls | 69 | 3000 | 0.001 | 91 | 52 | 433 | 0.96 | Ambient | 50000 |  |  | 99999 | 0.01 | 13 | 4 | 0.01 | 0.01 | 0 | 0 | 0 | 0 | 0.09 | 0.02 | 0 | 0 | 0 | 0 | 0.85 | 0 | 0 | 0 | 0 | 0 | True |  | Non Federally-Regulated | 08/10/2018 |  | 11/20/2018
USAI Lighting | USAI Lighting | B3RDF-15X1-30KH-65-S-GR-NCIC-UNV-D6E | Light Emitting Diode | Inseparable Luminaire | Direct Wired | 0-10 VDC Controls | 56 | 3000 | 0.001 | 91 | 52 | 433 | 0.96 | Ambient | 50000 |  |  | 99999 | 0.01 | 13 | 4 | 0.01 | 0.01 | 0 | 0 | 0 | 0 | 0.09 | 0.02 | 0 | 0 | 0 | 0 | 0.85 | 0 | 0 | 0 | 0 | 0 | True |  | Non Federally-Regulated | 08/10/2018 |  | 11/20/2018
USAI Lighting | USAI Lighting | B3RDF-15X1-35KH-25-S-GR-NCIC-UNV-D6E | Light Emitting Diode | Inseparable Luminaire | Direct Wired | 0-10 VDC Controls | 71 | 3500 | 0.001 | 91 | 52 | 433 | 0.96 | Ambient | 50000 |  |  | 99999 | 0.01 | 13 | 4 | 0.01 | 0.01 | 0 | 0 | 0 | 0 | 0.09 | 0.02 | 0 | 0 | 0 | 0 | 0.85 | 0 | 0 | 0 | 0 | 0 | True |  | Non Federally-Regulated | 08/10/2018 |  | 11/20/2018
USAI Lighting | USAI Lighting | B3RDF-15X1-35KH-45-S-GR-NCIC-UNV-D6E | Light Emitting Diode | Inseparable Luminaire | Direct Wired | 0-10 VDC Controls | 75 | 3500 | 0.001 | 91 | 52 | 433 | 0.96 | Ambient | 50000 |  |  | 99999 | 0.01 | 13 | 4 | 0.01 | 0.01 | 0 | 0 | 0 | 0 | 0.09 | 0.02 | 0 | 0 | 0 | 0 | 0.85 | 0 | 0 | 0 | 0 | 0 | True |  | Non Federally-Regulated | 08/10/2018 |  | 11/20/2018
USAI Lighting | USAI Lighting | B3RDF-15X1-35KH-65-S-GR-NCIC-UNV-D6E | Light Emitting Diode | Inseparable Luminaire | Direct Wired | 0-10 VDC Controls | 61 | 3500 | 0.001 | 91 | 52 | 433 | 0.96 | Ambient | 50000 |  |  | 99999 | 0.01 | 13 | 4 | 0.01 | 0.01 | 0 | 0 | 0 | 0 | 0.09 | 0.02 | 0 | 0 | 0 | 0 | 0.85 | 0 | 0 | 0 | 0 | 0 | True |  | Non Federally-Regulated | 08/10/2018 |  | 11/20/2018
USAI Lighting | USAI Lighting | B3RDF-15X1-40KH-25-S-GR-NCIC-UNV-D6E | Light Emitting Diode | Inseparable Luminaire | Direct Wired | 0-10 VDC Controls | 76 | 4000 | 0.001 | 91 | 52 | 433 | 0.96 | Ambient | 50000 |  |  | 99999 | 0.01 | 13 | 4 | 0.01 | 0.01 | 0 | 0 | 0 | 0 | 0.09 | 0.02 | 0 | 0 | 0 | 0 | 0.85 | 0 | 0 | 0 | 0 | 0 | True |  | Non Federally-Regulated | 08/10/2018 |  | 11/20/2018
USAI Lighting | USAI Lighting | B3RDF-15X1-40KH-45-S-GR-NCIC-UNV-D6E | Light Emitting Diode | Inseparable Luminaire | Direct Wired | 0-10 VDC Controls | 80 | 4000 | 0.001 | 91 | 52 | 433 | 0.96 | Ambient | 50000 |  |  | 99999 | 0.01 | 13 | 4 | 0.01 | 0.01 | 0 | 0 | 0 | 0 | 0.09 | 0.02 | 0 | 0 | 0 | 0 | 0.85 | 0 | 0 | 0 | 0 | 0 | True |  | Non Federally-Regulated | 08/10/2018 |  | 11/20/2018
USAI Lighting | USAI Lighting | B3RDF-15X1-40KH-65-S-GR-NCIC-UNV-D6E | Light Emitting Diode | Inseparable Luminaire | Direct Wired | 0-10 VDC Controls | 66 | 4000 | 0.001 | 91 | 52 | 433 | 0.96 | Ambient | 50000 |  |  | 99999 | 0.01 | 13 | 4 | 0.01 | 0.01 | 0 | 0 | 0 | 0 | 0.09 | 0.02 | 0 | 0 | 0 | 0 | 0.85 | 0 | 0 | 0 | 0 | 0 | True |  | Non Federally-Regulated | 08/10/2018 |  | 11/20/2018
USAI Lighting | USAI Lighting | B3RDF-15X1-27KH-25-S-BL-NCIC-UNV-D6E | Light Emitting Diode | Inseparable Luminaire | Direct Wired | 0-10 VDC Controls | 66 | 2700 | 0.001 | 91 | 52 | 433 | 0.96 | Ambient | 50000 |  |  | 99999 | 0.01 | 13 | 4 | 0.01 | 0.01 | 0 | 0 | 0 | 0 | 0.09 | 0.02 | 0 | 0 | 0 | 0 | 0.85 | 0 | 0 | 0 | 0 | 0 | True |  | Non Federally-Regulated | 08/10/2018 |  | 11/20/2018
USAI Lighting | USAI Lighting | B3RDF-15X1-27KH-45-S-BL-NCIC-UNV-D6E | Light Emitting Diode | Inseparable Luminaire | Direct Wired | 0-10 VDC Controls | 69 | 2700 | 0.001 | 91 | 52 | 433 | 0.96 | Ambient | 50000 |  |  | 99999 | 0.01 | 13 | 4 | 0.01 | 0.01 | 0 | 0 | 0 | 0 | 0.09 | 0.02 | 0 | 0 | 0 | 0 | 0.85 | 0 | 0 | 0 | 0 | 0 | True |  | Non Federally-Regulated | 08/10/2018 |  | 11/20/2018
USAI Lighting | USAI Lighting | B3RDF-15X1-27KH-65-S-BL-NCIC-UNV-D6E | Light Emitting Diode | Inseparable Luminaire | Direct Wired | 0-10 VDC Controls | 56 | 2700 | 0.001 | 91 | 52 | 433 | 0.96 | Ambient | 50000 |  |  | 99999 | 0.01 | 13 | 4 | 0.01 | 0.01 | 0 | 0 | 0 | 0 | 0.09 | 0.02 | 0 | 0 | 0 | 0 | 0.85 | 0 | 0 | 0 | 0 | 0 | True |  | Non Federally-Regulated | 08/10/2018 |  | 11/20/2018
USAI Lighting | USAI Lighting | B3RDF-15X1-30KH-25-S-BL-NCIC-UNV-D6E | Light Emitting Diode | Inseparable Luminaire | Direct Wired | 0-10 VDC Controls | 66 | 3000 | 0.001 | 91 | 52 | 433 | 0.96 | Ambient | 50000 |  |  | 99999 | 0.01 | 13 | 4 | 0.01 | 0.01 | 0 | 0 | 0 | 0 | 0.09 | 0.02 | 0 | 0 | 0 | 0 | 0.85 | 0 | 0 | 0 | 0 | 0 | True |  | Non Federally-Regulated | 08/10/2018 |  | 11/20/2018
USAI Lighting | USAI Lighting | B3RDF-15X1-30KH-45-S-BL-NCIC-UNV-D6E | Light Emitting Diode | Inseparable Luminaire | Direct Wired | 0-10 VDC Controls | 69 | 3000 | 0.001 | 91 | 52 | 433 | 0.96 | Ambient | 50000 |  |  | 99999 | 0.01 | 13 | 4 | 0.01 | 0.01 | 0 | 0 | 0 | 0 | 0.09 | 0.02 | 0 | 0 | 0 | 0 | 0.85 | 0 | 0 | 0 | 0 | 0 | True |  | Non Federally-Regulated | 08/10/2018 |  | 11/20/2018
USAI Lighting | USAI Lighting | B3RDF-15X1-30KH-65-S-BL-NCIC-UNV-D6E | Light Emitting Diode | Inseparable Luminaire | Direct Wired | 0-10 VDC Controls | 56 | 3000 | 0.001 | 91 | 52 | 433 | 0.96 | Ambient | 50000 |  |  | 99999 | 0.01 | 13 | 4 | 0.01 | 0.01 | 0 | 0 | 0 | 0 | 0.09 | 0.02 | 0 | 0 | 0 | 0 | 0.85 | 0 | 0 | 0 | 0 | 0 | True |  | Non Federally-Regulated | 08/10/2018 |  | 11/20/2018
USAI Lighting | USAI Lighting | B3RDF-15X1-35KH-25-S-BL-NCIC-UNV-D6E | Light Emitting Diode | Inseparable Luminaire | Direct Wired | 0-10 VDC Controls | 71 | 3500 | 0.001 | 91 | 52 | 433 | 0.96 | Ambient | 50000 |  |  | 99999 | 0.01 | 13 | 4 | 0.01 | 0.01 | 0 | 0 | 0 | 0 | 0.09 | 0.02 | 0 | 0 | 0 | 0 | 0.85 | 0 | 0 | 0 | 0 | 0 | True |  | Non Federally-Regulated | 08/10/2018 |  | 11/20/2018
USAI Lighting | USAI Lighting | B3RDF-15X1-35KH-45-S-BL-NCIC-UNV-D6E | Light Emitting Diode | Inseparable Luminaire | Direct Wired | 0-10 VDC Controls | 75 | 3500 | 0.001 | 91 | 52 | 433 | 0.96 | Ambient | 50000 |  |  | 99999 | 0.01 | 13 | 4 | 0.01 | 0.01 | 0 | 0 | 0 | 0 | 0.09 | 0.02 | 0 | 0 | 0 | 0 | 0.85 | 0 | 0 | 0 | 0 | 0 | True |  | Non Federally-Regulated | 08/10/2018 |  | 11/20/2018
USAI Lighting | USAI Lighting | B3RDF-15X1-35KH-65-S-BL-NCIC-UNV-D6E | Light Emitting Diode | Inseparable Luminaire | Direct Wired | 0-10 VDC Controls | 61 | 3500 | 0.001 | 91 | 52 | 433 | 0.96 | Ambient | 50000 |  |  | 99999 | 0.01 | 13 | 4 | 0.01 | 0.01 | 0 | 0 | 0 | 0 | 0.09 | 0.02 | 0 | 0 | 0 | 0 | 0.85 | 0 | 0 | 0 | 0 | 0 | True |  | Non Federally-Regulated | 08/10/2018 |  | 11/20/2018
USAI Lighting | USAI Lighting | B3RDF-15X1-40KH-25-S-BL-NCIC-UNV-D6E | Light Emitting Diode | Inseparable Luminaire | Direct Wired | 0-10 VDC Controls | 76 | 4000 | 0.001 | 91 | 52 | 433 | 0.96 | Ambient | 50000 |  |  | 99999 | 0.01 | 13 | 4 | 0.01 | 0.01 | 0 | 0 | 0 | 0 | 0.09 | 0.02 | 0 | 0 | 0 | 0 | 0.85 | 0 | 0 | 0 | 0 | 0 | True |  | Non Federally-Regulated | 08/10/2018 |  | 11/20/2018
USAI Lighting | USAI Lighting | B3RDF-15X1-40KH-45-S-BL-NCIC-UNV-D6E | Light Emitting Diode | Inseparable Luminaire | Direct Wired | 0-10 VDC Controls | 80 | 4000 | 0.001 | 91 | 52 | 433 | 0.96 | Ambient | 50000 |  |  | 99999 | 0.01 | 13 | 4 | 0.01 | 0.01 | 0 | 0 | 0 | 0 | 0.09 | 0.02 | 0 | 0 | 0 | 0 | 0.85 | 0 | 0 | 0 | 0 | 0 | True |  | Non Federally-Regulated | 08/10/2018 |  | 11/20/2018
USAI Lighting | USAI Lighting | B3RDF-15X1-40KH-65-S-BL-NCIC-UNV-D6E | Light Emitting Diode | Inseparable Luminaire | Direct Wired | 0-10 VDC Controls | 66 | 4000 | 0.001 | 91 | 52 | 433 | 0.96 | Ambient | 50000 |  |  | 99999 | 0.01 | 13 | 4 | 0.01 | 0.01 | 0 | 0 | 0 | 0 | 0.09 | 0.02 | 0 | 0 | 0 | 0 | 0.85 | 0 | 0 | 0 | 0 | 0 | True |  | Non Federally-Regulated | 08/10/2018 |  | 11/20/2018
USAI Lighting | USAI Lighting | B3RDF-15X1-27KH-25-S-BZ-NCIC-UNV-D6E | Light Emitting Diode | Inseparable Luminaire | Direct Wired | 0-10 VDC Controls | 66 | 2700 | 0.001 | 91 | 52 | 433 | 0.96 | Ambient | 50000 |  |  | 99999 | 0.01 | 13 | 4 | 0.01 | 0.01 | 0 | 0 | 0 | 0 | 0.09 | 0.02 | 0 | 0 | 0 | 0 | 0.85 | 0 | 0 | 0 | 0 | 0 | True |  | Non Federally-Regulated | 08/10/2018 |  | 11/20/2018
USAI Lighting | USAI Lighting | B3RDF-15X1-27KH-45-S-BZ-NCIC-UNV-D6E | Light Emitting Diode | Inseparable Luminaire | Direct Wired | 0-10 VDC Controls | 69 | 2700 | 0.001 | 91 | 52 | 433 | 0.96 | Ambient | 50000 |  |  | 99999 | 0.01 | 13 | 4 | 0.01 | 0.01 | 0 | 0 | 0 | 0 | 0.09 | 0.02 | 0 | 0 | 0 | 0 | 0.85 | 0 | 0 | 0 | 0 | 0 | True |  | Non Federally-Regulated | 08/10/2018 |  | 11/20/2018
USAI Lighting | USAI Lighting | B3RDF-15X1-27KH-65-S-BZ-NCIC-UNV-D6E | Light Emitting Diode | Inseparable Luminaire | Direct Wired | 0-10 VDC Controls | 56 | 2700 | 0.001 | 91 | 52 | 433 | 0.96 | Ambient | 50000 |  |  | 99999 | 0.01 | 13 | 4 | 0.01 | 0.01 | 0 | 0 | 0 | 0 | 0.09 | 0.02 | 0 | 0 | 0 | 0 | 0.85 | 0 | 0 | 0 | 0 | 0 | True |  | Non Federally-Regulated | 08/10/2018 |  | 11/20/2018
USAI Lighting | USAI Lighting | B3RDF-15X1-30KH-25-S-BZ-NCIC-UNV-D6E | Light Emitting Diode | Inseparable Luminaire | Direct Wired | 0-10 VDC Controls | 66 | 3000 | 0.001 | 91 | 52 | 433 | 0.96 | Ambient | 50000 |  |  | 99999 | 0.01 | 13 | 4 | 0.01 | 0.01 | 0 | 0 | 0 | 0 | 0.09 | 0.02 | 0 | 0 | 0 | 0 | 0.85 | 0 | 0 | 0 | 0 | 0 | True |  | Non Federally-Regulated | 08/10/2018 |  | 11/20/2018
USAI Lighting | USAI Lighting | B3RDF-15X1-30KH-45-S-BZ-NCIC-UNV-D6E | Light Emitting Diode | Inseparable Luminaire | Direct Wired | 0-10 VDC Controls | 69 | 3000 | 0.001 | 91 | 52 | 433 | 0.96 | Ambient | 50000 |  |  | 99999 | 0.01 | 13 | 4 | 0.01 | 0.01 | 0 | 0 | 0 | 0 | 0.09 | 0.02 | 0 | 0 | 0 | 0 | 0.85 | 0 | 0 | 0 | 0 | 0 | True |  | Non Federally-Regulated | 08/10/2018 |  | 11/20/2018
USAI Lighting | USAI Lighting | B3RDF-15X1-30KH-65-S-BZ-NCIC-UNV-D6E | Light Emitting Diode | Inseparable Luminaire | Direct Wired | 0-10 VDC Controls | 56 | 3000 | 0.001 | 91 | 52 | 433 | 0.96 | Ambient | 50000 |  |  | 99999 | 0.01 | 13 | 4 | 0.01 | 0.01 | 0 | 0 | 0 | 0 | 0.09 | 0.02 | 0 | 0 | 0 | 0 | 0.85 | 0 | 0 | 0 | 0 | 0 | True |  | Non Federally-Regulated | 08/10/2018 |  | 11/20/2018
USAI Lighting | USAI Lighting | B3RDF-15X1-35KH-25-S-BZ-NCIC-UNV-D6E | Light Emitting Diode | Inseparable Luminaire | Direct Wired | 0-10 VDC Controls | 71 | 3500 | 0.001 | 91 | 52 | 433 | 0.96 | Ambient | 50000 |  |  | 99999 | 0.01 | 13 | 4 | 0.01 | 0.01 | 0 | 0 | 0 | 0 | 0.09 | 0.02 | 0 | 0 | 0 | 0 | 0.85 | 0 | 0 | 0 | 0 | 0 | True |  | Non Federally-Regulated | 08/10/2018 |  | 11/20/2018
USAI Lighting | USAI Lighting | B3RDF-15X1-35KH-45-S-BZ-NCIC-UNV-D6E | Light Emitting Diode | Inseparable Luminaire | Direct Wired | 0-10 VDC Controls | 75 | 3500 | 0.001 | 91 | 52 | 433 | 0.96 | Ambient | 50000 |  |  | 99999 | 0.01 | 13 | 4 | 0.01 | 0.01 | 0 | 0 | 0 | 0 | 0.09 | 0.02 | 0 | 0 | 0 | 0 | 0.85 | 0 | 0 | 0 | 0 | 0 | True |  | Non Federally-Regulated | 08/10/2018 |  | 11/20/2018
USAI Lighting | USAI Lighting | B3RDF-15X1-35KH-65-S-BZ-NCIC-UNV-D6E | Light Emitting Diode | Inseparable Luminaire | Direct Wired | 0-10 VDC Controls | 61 | 3500 | 0.001 | 91 | 52 | 433 | 0.96 | Ambient | 50000 |  |  | 99999 | 0.01 | 13 | 4 | 0.01 | 0.01 | 0 | 0 | 0 | 0 | 0.09 | 0.02 | 0 | 0 | 0 | 0 | 0.85 | 0 | 0 | 0 | 0 | 0 | True |  | Non Federally-Regulated | 08/10/2018 |  | 11/20/2018
USAI Lighting | USAI Lighting | B3RDF-15X1-40KH-25-S-BZ-NCIC-UNV-D6E | Light Emitting Diode | Inseparable Luminaire | Direct Wired | 0-10 VDC Controls | 76 | 4000 | 0.001 | 91 | 52 | 433 | 0.96 | Ambient | 50000 |  |  | 99999 | 0.01 | 13 | 4 | 0.01 | 0.01 | 0 | 0 | 0 | 0 | 0.09 | 0.02 | 0 | 0 | 0 | 0 | 0.85 | 0 | 0 | 0 | 0 | 0 | True |  | Non Federally-Regulated | 08/10/2018 |  | 11/20/2018
USAI Lighting | USAI Lighting | B3RDF-15X1-40KH-45-S-BZ-NCIC-UNV-D6E | Light Emitting Diode | Inseparable Luminaire | Direct Wired | 0-10 VDC Controls | 80 | 4000 | 0.001 | 91 | 52 | 433 | 0.96 | Ambient | 50000 |  |  | 99999 | 0.01 | 13 | 4 | 0.01 | 0.01 | 0 | 0 | 0 | 0 | 0.09 | 0.02 | 0 | 0 | 0 | 0 | 0.85 | 0 | 0 | 0 | 0 | 0 | True |  | Non Federally-Regulated | 08/10/2018 |  | 11/20/2018
USAI Lighting | USAI Lighting | B3RDF-15X1-40KH-65-S-BZ-NCIC-UNV-D6E | Light Emitting Diode | Inseparable Luminaire | Direct Wired | 0-10 VDC Controls | 66 | 4000 | 0.001 | 91 | 52 | 433 | 0.96 | Ambient | 50000 |  |  | 99999 | 0.01 | 13 | 4 | 0.01 | 0.01 | 0 | 0 | 0 | 0 | 0.09 | 0.02 | 0 | 0 | 0 | 0 | 0.85 | 0 | 0 | 0 | 0 | 0 | True |  | Non Federally-Regulated | 08/10/2018 |  | 11/20/2018
USAI Lighting | USAI Lighting | B3RDF-15X1-27KH-25-S-WH-NCIC-UNV-D6F | Light Emitting Diode | Inseparable Luminaire | Direct Wired | 0-10 VDC Controls | 66 | 2700 | 0.001 | 91 | 52 | 433 | 0.96 | Ambient | 50000 |  |  | 99999 | 0.01 | 13 | 4 | 0.01 | 0.01 | 0 | 0 | 0 | 0 | 0.09 | 0.02 | 0 | 0 | 0 | 0 | 0.85 | 0 | 0 | 0 | 0 | 0 | True |  | Non Federally-Regulated | 08/10/2018 |  | 11/20/2018
USAI Lighting | USAI Lighting | B3RDF-15X1-27KH-45-S-WH-NCIC-UNV-D6F | Light Emitting Diode | Inseparable Luminaire | Direct Wired | 0-10 VDC Controls | 69 | 2700 | 0.001 | 91 | 52 | 433 | 0.96 | Ambient | 50000 |  |  | 99999 | 0.01 | 13 | 4 | 0.01 | 0.01 | 0 | 0 | 0 | 0 | 0.09 | 0.02 | 0 | 0 | 0 | 0 | 0.85 | 0 | 0 | 0 | 0 | 0 | True |  | Non Federally-Regulated | 08/10/2018 |  | 11/20/2018
USAI Lighting | USAI Lighting | B3RDF-15X1-27KH-65-S-WH-NCIC-UNV-D6F | Light Emitting Diode | Inseparable Luminaire | Direct Wired | 0-10 VDC Controls | 56 | 2700 | 0.001 | 91 | 52 | 433 | 0.96 | Ambient | 50000 |  |  | 99999 | 0.01 | 13 | 4 | 0.01 | 0.01 | 0 | 0 | 0 | 0 | 0.09 | 0.02 | 0 | 0 | 0 | 0 | 0.85 | 0 | 0 | 0 | 0 | 0 | True |  | Non Federally-Regulated | 08/10/2018 |  | 11/20/2018
USAI Lighting | USAI Lighting | B3RDF-15X1-30KH-25-S-WH-NCIC-UNV-D6F | Light Emitting Diode | Inseparable Luminaire | Direct Wired | 0-10 VDC Controls | 66 | 3000 | 0.001 | 91 | 52 | 433 | 0.96 | Ambient | 50000 |  |  | 99999 | 0.01 | 13 | 4 | 0.01 | 0.01 | 0 | 0 | 0 | 0 | 0.09 | 0.02 | 0 | 0 | 0 | 0 | 0.85 | 0 | 0 | 0 | 0 | 0 | True |  | Non Federally-Regulated | 08/10/2018 |  | 11/20/2018
USAI Lighting | USAI Lighting | B3RDF-15X1-30KH-45-S-WH-NCIC-UNV-D6F | Light Emitting Diode | Inseparable Luminaire | Direct Wired | 0-10 VDC Controls | 69 | 3000 | 0.001 | 91 | 52 | 433 | 0.96 | Ambient | 50000 |  |  | 99999 | 0.01 | 13 | 4 | 0.01 | 0.01 | 0 | 0 | 0 | 0 | 0.09 | 0.02 | 0 | 0 | 0 | 0 | 0.85 | 0 | 0 | 0 | 0 | 0 | True |  | Non Federally-Regulated | 08/10/2018 |  | 11/20/2018
USAI Lighting | USAI Lighting | B3RDF-15X1-30KH-65-S-WH-NCIC-UNV-D6F | Light Emitting Diode | Inseparable Luminaire | Direct Wired | 0-10 VDC Controls | 56 | 3000 | 0.001 | 91 | 52 | 433 | 0.96 | Ambient | 50000 |  |  | 99999 | 0.01 | 13 | 4 | 0.01 | 0.01 | 0 | 0 | 0 | 0 | 0.09 | 0.02 | 0 | 0 | 0 | 0 | 0.85 | 0 | 0 | 0 | 0 | 0 | True |  | Non Federally-Regulated | 08/10/2018 |  | 11/20/2018
USAI Lighting | USAI Lighting | B3RDF-15X1-35KH-25-S-WH-NCIC-UNV-D6F | Light Emitting Diode | Inseparable Luminaire | Direct Wired | 0-10 VDC Controls | 71 | 3500 | 0.001 | 91 | 52 | 433 | 0.96 | Ambient | 50000 |  |  | 99999 | 0.01 | 13 | 4 | 0.01 | 0.01 | 0 | 0 | 0 | 0 | 0.09 | 0.02 | 0 | 0 | 0 | 0 | 0.85 | 0 | 0 | 0 | 0 | 0 | True |  | Non Federally-Regulated | 08/10/2018 |  | 11/20/2018
USAI Lighting | USAI Lighting | B3RDF-15X1-35KH-45-S-WH-NCIC-UNV-D6F | Light Emitting Diode | Inseparable Luminaire | Direct Wired | 0-10 VDC Controls | 75 | 3500 | 0.001 | 91 | 52 | 433 | 0.96 | Ambient | 50000 |  |  | 99999 | 0.01 | 13 | 4 | 0.01 | 0.01 | 0 | 0 | 0 | 0 | 0.09 | 0.02 | 0 | 0 | 0 | 0 | 0.85 | 0 | 0 | 0 | 0 | 0 | True |  | Non Federally-Regulated | 08/10/2018 |  | 11/20/2018
USAI Lighting | USAI Lighting | B3RDF-15X1-35KH-65-S-WH-NCIC-UNV-D6F | Light Emitting Diode | Inseparable Luminaire | Direct Wired | 0-10 VDC Controls | 61 | 3500 | 0.001 | 91 | 52 | 433 | 0.96 | Ambient | 50000 |  |  | 99999 | 0.01 | 13 | 4 | 0.01 | 0.01 | 0 | 0 | 0 | 0 | 0.09 | 0.02 | 0 | 0 | 0 | 0 | 0.85 | 0 | 0 | 0 | 0 | 0 | True |  | Non Federally-Regulated | 08/10/2018 |  | 11/20/2018
USAI Lighting | USAI Lighting | B3RDF-15X1-40KH-25-S-WH-NCIC-UNV-D6F | Light Emitting Diode | Inseparable Luminaire | Direct Wired | 0-10 VDC Controls | 76 | 4000 | 0.001 | 91 | 52 | 433 | 0.96 | Ambient | 50000 |  |  | 99999 | 0.01 | 13 | 4 | 0.01 | 0.01 | 0 | 0 | 0 | 0 | 0.09 | 0.02 | 0 | 0 | 0 | 0 | 0.85 | 0 | 0 | 0 | 0 | 0 | True |  | Non Federally-Regulated | 08/10/2018 |  | 11/20/2018
USAI Lighting | USAI Lighting | B3RDF-15X1-40KH-45-S-WH-NCIC-UNV-D6F | Light Emitting Diode | Inseparable Luminaire | Direct Wired | 0-10 VDC Controls | 80 | 4000 | 0.001 | 91 | 52 | 433 | 0.96 | Ambient | 50000 |  |  | 99999 | 0.01 | 13 | 4 | 0.01 | 0.01 | 0 | 0 | 0 | 0 | 0.09 | 0.02 | 0 | 0 | 0 | 0 | 0.85 | 0 | 0 | 0 | 0 | 0 | True |  | Non Federally-Regulated | 08/10/2018 |  | 11/20/2018
USAI Lighting | USAI Lighting | B3RDF-15X1-40KH-65-S-WH-NCIC-UNV-D6F | Light Emitting Diode | Inseparable Luminaire | Direct Wired | 0-10 VDC Controls | 66 | 4000 | 0.001 | 91 | 52 | 433 | 0.96 | Ambient | 50000 |  |  | 99999 | 0.01 | 13 | 4 | 0.01 | 0.01 | 0 | 0 | 0 | 0 | 0.09 | 0.02 | 0 | 0 | 0 | 0 | 0.85 | 0 | 0 | 0 | 0 | 0 | True |  | Non Federally-Regulated | 08/10/2018 |  | 11/20/2018
USAI Lighting | USAI Lighting | B3RDF-15X1-27KH-25-S-GR-NCIC-UNV-D6F | Light Emitting Diode | Inseparable Luminaire | Direct Wired | 0-10 VDC Controls | 66 | 2700 | 0.001 | 91 | 52 | 433 | 0.96 | Ambient | 50000 |  |  | 99999 | 0.01 | 13 | 4 | 0.01 | 0.01 | 0 | 0 | 0 | 0 | 0.09 | 0.02 | 0 | 0 | 0 | 0 | 0.85 | 0 | 0 | 0 | 0 | 0 | True |  | Non Federally-Regulated | 08/10/2018 |  | 11/20/2018
USAI Lighting | USAI Lighting | B3RDF-15X1-27KH-45-S-GR-NCIC-UNV-D6F | Light Emitting Diode | Inseparable Luminaire | Direct Wired | 0-10 VDC Controls | 69 | 2700 | 0.001 | 91 | 52 | 433 | 0.96 | Ambient | 50000 |  |  | 99999 | 0.01 | 13 | 4 | 0.01 | 0.01 | 0 | 0 | 0 | 0 | 0.09 | 0.02 | 0 | 0 | 0 | 0 | 0.85 | 0 | 0 | 0 | 0 | 0 | True |  | Non Federally-Regulated | 08/10/2018 |  | 11/20/2018
USAI Lighting | USAI Lighting | B3RDF-15X1-27KH-65-S-GR-NCIC-UNV-D6F | Light Emitting Diode | Inseparable Luminaire | Direct Wired | 0-10 VDC Controls | 56 | 2700 | 0.001 | 91 | 52 | 433 | 0.96 | Ambient | 50000 |  |  | 99999 | 0.01 | 13 | 4 | 0.01 | 0.01 | 0 | 0 | 0 | 0 | 0.09 | 0.02 | 0 | 0 | 0 | 0 | 0.85 | 0 | 0 | 0 | 0 | 0 | True |  | Non Federally-Regulated | 08/10/2018 |  | 11/20/2018
USAI Lighting | USAI Lighting | B3RDF-15X1-30KH-25-S-GR-NCIC-UNV-D6F | Light Emitting Diode | Inseparable Luminaire | Direct Wired | 0-10 VDC Controls | 66 | 3000 | 0.001 | 91 | 52 | 433 | 0.96 | Ambient | 50000 |  |  | 99999 | 0.01 | 13 | 4 | 0.01 | 0.01 | 0 | 0 | 0 | 0 | 0.09 | 0.02 | 0 | 0 | 0 | 0 | 0.85 | 0 | 0 | 0 | 0 | 0 | True |  | Non Federally-Regulated | 08/10/2018 |  | 11/20/2018
USAI Lighting | USAI Lighting | B3RDF-15X1-30KH-45-S-GR-NCIC-UNV-D6F | Light Emitting Diode | Inseparable Luminaire | Direct Wired | 0-10 VDC Controls | 69 | 3000 | 0.001 | 91 | 52 | 433 | 0.96 | Ambient | 50000 |  |  | 99999 | 0.01 | 13 | 4 | 0.01 | 0.01 | 0 | 0 | 0 | 0 | 0.09 | 0.02 | 0 | 0 | 0 | 0 | 0.85 | 0 | 0 | 0 | 0 | 0 | True |  | Non Federally-Regulated | 08/10/2018 |  | 11/20/2018
USAI Lighting | USAI Lighting | B3RDF-15X1-30KH-65-S-GR-NCIC-UNV-D6F | Light Emitting Diode | Inseparable Luminaire | Direct Wired | 0-10 VDC Controls | 56 | 3000 | 0.001 | 91 | 52 | 433 | 0.96 | Ambient | 50000 |  |  | 99999 | 0.01 | 13 | 4 | 0.01 | 0.01 | 0 | 0 | 0 | 0 | 0.09 | 0.02 | 0 | 0 | 0 | 0 | 0.85 | 0 | 0 | 0 | 0 | 0 | True |  | Non Federally-Regulated | 08/10/2018 |  | 11/20/2018
USAI Lighting | USAI Lighting | B3RDF-15X1-35KH-25-S-GR-NCIC-UNV-D6F | Light Emitting Diode | Inseparable Luminaire | Direct Wired | 0-10 VDC Controls | 71 | 3500 | 0.001 | 91 | 52 | 433 | 0.96 | Ambient | 50000 |  |  | 99999 | 0.01 | 13 | 4 | 0.01 | 0.01 | 0 | 0 | 0 | 0 | 0.09 | 0.02 | 0 | 0 | 0 | 0 | 0.85 | 0 | 0 | 0 | 0 | 0 | True |  | Non Federally-Regulated | 08/10/2018 |  | 11/20/2018
USAI Lighting | USAI Lighting | B3RDF-15X1-35KH-45-S-GR-NCIC-UNV-D6F | Light Emitting Diode | Inseparable Luminaire | Direct Wired | 0-10 VDC Controls | 75 | 3500 | 0.001 | 91 | 52 | 433 | 0.96 | Ambient | 50000 |  |  | 99999 | 0.01 | 13 | 4 | 0.01 | 0.01 | 0 | 0 | 0 | 0 | 0.09 | 0.02 | 0 | 0 | 0 | 0 | 0.85 | 0 | 0 | 0 | 0 | 0 | True |  | Non Federally-Regulated | 08/10/2018 |  | 11/20/2018
USAI Lighting | USAI Lighting | B3RDF-15X1-35KH-65-S-GR-NCIC-UNV-D6F | Light Emitting Diode | Inseparable Luminaire | Direct Wired | 0-10 VDC Controls | 61 | 3500 | 0.001 | 91 | 52 | 433 | 0.96 | Ambient | 50000 |  |  | 99999 | 0.01 | 13 | 4 | 0.01 | 0.01 | 0 | 0 | 0 | 0 | 0.09 | 0.02 | 0 | 0 | 0 | 0 | 0.85 | 0 | 0 | 0 | 0 | 0 | True |  | Non Federally-Regulated | 08/10/2018 |  | 11/20/2018
USAI Lighting | USAI Lighting | B3RDF-15X1-40KH-25-S-GR-NCIC-UNV-D6F | Light Emitting Diode | Inseparable Luminaire | Direct Wired | 0-10 VDC Controls | 76 | 4000 | 0.001 | 91 | 52 | 433 | 0.96 | Ambient | 50000 |  |  | 99999 | 0.01 | 13 | 4 | 0.01 | 0.01 | 0 | 0 | 0 | 0 | 0.09 | 0.02 | 0 | 0 | 0 | 0 | 0.85 | 0 | 0 | 0 | 0 | 0 | True |  | Non Federally-Regulated | 08/10/2018 |  | 11/20/2018
USAI Lighting | USAI Lighting | B3RDF-15X1-40KH-45-S-GR-NCIC-UNV-D6F | Light Emitting Diode | Inseparable Luminaire | Direct Wired | 0-10 VDC Controls | 80 | 4000 | 0.001 | 91 | 52 | 433 | 0.96 | Ambient | 50000 |  |  | 99999 | 0.01 | 13 | 4 | 0.01 | 0.01 | 0 | 0 | 0 | 0 | 0.09 | 0.02 | 0 | 0 | 0 | 0 | 0.85 | 0 | 0 | 0 | 0 | 0 | True |  | Non Federally-Regulated | 08/10/2018 |  | 11/20/2018
USAI Lighting | USAI Lighting | B3RDF-15X1-40KH-65-S-GR-NCIC-UNV-D6F | Light Emitting Diode | Inseparable Luminaire | Direct Wired | 0-10 VDC Controls | 66 | 4000 | 0.001 | 91 | 52 | 433 | 0.96 | Ambient | 50000 |  |  | 99999 | 0.01 | 13 | 4 | 0.01 | 0.01 | 0 | 0 | 0 | 0 | 0.09 | 0.02 | 0 | 0 | 0 | 0 | 0.85 | 0 | 0 | 0 | 0 | 0 | True |  | Non Federally-Regulated | 08/10/2018 |  | 11/20/2018
USAI Lighting | USAI Lighting | B3RDF-15X1-27KH-25-S-BL-NCIC-UNV-D6F | Light Emitting Diode | Inseparable Luminaire | Direct Wired | 0-10 VDC Controls | 66 | 2700 | 0.001 | 91 | 52 | 433 | 0.96 | Ambient | 50000 |  |  | 99999 | 0.01 | 13 | 4 | 0.01 | 0.01 | 0 | 0 | 0 | 0 | 0.09 | 0.02 | 0 | 0 | 0 | 0 | 0.85 | 0 | 0 | 0 | 0 | 0 | True |  | Non Federally-Regulated | 08/10/2018 |  | 11/20/2018
USAI Lighting | USAI Lighting | B3RDF-15X1-27KH-45-S-BL-NCIC-UNV-D6F | Light Emitting Diode | Inseparable Luminaire | Direct Wired | 0-10 VDC Controls | 69 | 2700 | 0.001 | 91 | 52 | 433 | 0.96 | Ambient | 50000 |  |  | 99999 | 0.01 | 13 | 4 | 0.01 | 0.01 | 0 | 0 | 0 | 0 | 0.09 | 0.02 | 0 | 0 | 0 | 0 | 0.85 | 0 | 0 | 0 | 0 | 0 | True |  | Non Federally-Regulated | 08/10/2018 |  | 11/20/2018
USAI Lighting | USAI Lighting | B3RDF-15X1-27KH-65-S-BL-NCIC-UNV-D6F | Light Emitting Diode | Inseparable Luminaire | Direct Wired | 0-10 VDC Controls | 56 | 2700 | 0.001 | 91 | 52 | 433 | 0.96 | Ambient | 50000 |  |  | 99999 | 0.01 | 13 | 4 | 0.01 | 0.01 | 0 | 0 | 0 | 0 | 0.09 | 0.02 | 0 | 0 | 0 | 0 | 0.85 | 0 | 0 | 0 | 0 | 0 | True |  | Non Federally-Regulated | 08/10/2018 |  | 11/20/2018
USAI Lighting | USAI Lighting | B3RDF-15X1-30KH-25-S-BL-NCIC-UNV-D6F | Light Emitting Diode | Inseparable Luminaire | Direct Wired | 0-10 VDC Controls | 66 | 3000 | 0.001 | 91 | 52 | 433 | 0.96 | Ambient | 50000 |  |  | 99999 | 0.01 | 13 | 4 | 0.01 | 0.01 | 0 | 0 | 0 | 0 | 0.09 | 0.02 | 0 | 0 | 0 | 0 | 0.85 | 0 | 0 | 0 | 0 | 0 | True |  | Non Federally-Regulated | 08/10/2018 |  | 11/20/2018
USAI Lighting | USAI Lighting | B3RDF-15X1-30KH-45-S-BL-NCIC-UNV-D6F | Light Emitting Diode | Inseparable Luminaire | Direct Wired | 0-10 VDC Controls | 69 | 3000 | 0.001 | 91 | 52 | 433 | 0.96 | Ambient | 50000 |  |  | 99999 | 0.01 | 13 | 4 | 0.01 | 0.01 | 0 | 0 | 0 | 0 | 0.09 | 0.02 | 0 | 0 | 0 | 0 | 0.85 | 0 | 0 | 0 | 0 | 0 | True |  | Non Federally-Regulated | 08/10/2018 |  | 11/20/2018
USAI Lighting | USAI Lighting | B3RDF-15X1-30KH-65-S-BL-NCIC-UNV-D6F | Light Emitting Diode | Inseparable Luminaire | Direct Wired | 0-10 VDC Controls | 56 | 3000 | 0.001 | 91 | 52 | 433 | 0.96 | Ambient | 50000 |  |  | 99999 | 0.01 | 13 | 4 | 0.01 | 0.01 | 0 | 0 | 0 | 0 | 0.09 | 0.02 | 0 | 0 | 0 | 0 | 0.85 | 0 | 0 | 0 | 0 | 0 | True |  | Non Federally-Regulated | 08/10/2018 |  | 11/20/2018
USAI Lighting | USAI Lighting | B3RDF-15X1-35KH-25-S-BL-NCIC-UNV-D6F | Light Emitting Diode | Inseparable Luminaire | Direct Wired | 0-10 VDC Controls | 71 | 3500 | 0.001 | 91 | 52 | 433 | 0.96 | Ambient | 50000 |  |  | 99999 | 0.01 | 13 | 4 | 0.01 | 0.01 | 0 | 0 | 0 | 0 | 0.09 | 0.02 | 0 | 0 | 0 | 0 | 0.85 | 0 | 0 | 0 | 0 | 0 | True |  | Non Federally-Regulated | 08/10/2018 |  | 11/20/2018
USAI Lighting | USAI Lighting | B3RDF-15X1-35KH-45-S-BL-NCIC-UNV-D6F | Light Emitting Diode | Inseparable Luminaire | Direct Wired | 0-10 VDC Controls | 75 | 3500 | 0.001 | 91 | 52 | 433 | 0.96 | Ambient | 50000 |  |  | 99999 | 0.01 | 13 | 4 | 0.01 | 0.01 | 0 | 0 | 0 | 0 | 0.09 | 0.02 | 0 | 0 | 0 | 0 | 0.85 | 0 | 0 | 0 | 0 | 0 | True |  | Non Federally-Regulated | 08/10/2018 |  | 11/20/2018
USAI Lighting | USAI Lighting | B3RDF-15X1-35KH-65-S-BL-NCIC-UNV-D6F | Light Emitting Diode | Inseparable Luminaire | Direct Wired | 0-10 VDC Controls | 61 | 3500 | 0.001 | 91 | 52 | 433 | 0.96 | Ambient | 50000 |  |  | 99999 | 0.01 | 13 | 4 | 0.01 | 0.01 | 0 | 0 | 0 | 0 | 0.09 | 0.02 | 0 | 0 | 0 | 0 | 0.85 | 0 | 0 | 0 | 0 | 0 | True |  | Non Federally-Regulated | 08/10/2018 |  | 11/20/2018
USAI Lighting | USAI Lighting | B3RDF-15X1-40KH-25-S-BL-NCIC-UNV-D6F | Light Emitting Diode | Inseparable Luminaire | Direct Wired | 0-10 VDC Controls | 76 | 4000 | 0.001 | 91 | 52 | 433 | 0.96 | Ambient | 50000 |  |  | 99999 | 0.01 | 13 | 4 | 0.01 | 0.01 | 0 | 0 | 0 | 0 | 0.09 | 0.02 | 0 | 0 | 0 | 0 | 0.85 | 0 | 0 | 0 | 0 | 0 | True |  | Non Federally-Regulated | 08/10/2018 |  | 11/20/2018
USAI Lighting | USAI Lighting | B3RDF-15X1-40KH-45-S-BL-NCIC-UNV-D6F | Light Emitting Diode | Inseparable Luminaire | Direct Wired | 0-10 VDC Controls | 80 | 4000 | 0.001 | 91 | 52 | 433 | 0.96 | Ambient | 50000 |  |  | 99999 | 0.01 | 13 | 4 | 0.01 | 0.01 | 0 | 0 | 0 | 0 | 0.09 | 0.02 | 0 | 0 | 0 | 0 | 0.85 | 0 | 0 | 0 | 0 | 0 | True |  | Non Federally-Regulated | 08/10/2018 |  | 11/20/2018
USAI Lighting | USAI Lighting | B3RDF-15X1-40KH-65-S-BL-NCIC-UNV-D6F | Light Emitting Diode | Inseparable Luminaire | Direct Wired | 0-10 VDC Controls | 66 | 4000 | 0.001 | 91 | 52 | 433 | 0.96 | Ambient | 50000 |  |  | 99999 | 0.01 | 13 | 4 | 0.01 | 0.01 | 0 | 0 | 0 | 0 | 0.09 | 0.02 | 0 | 0 | 0 | 0 | 0.85 | 0 | 0 | 0 | 0 | 0 | True |  | Non Federally-Regulated | 08/10/2018 |  | 11/20/2018
USAI Lighting | USAI Lighting | B3RDF-15X1-27KH-25-S-BZ-NCIC-UNV-D6F | Light Emitting Diode | Inseparable Luminaire | Direct Wired | 0-10 VDC Controls | 66 | 2700 | 0.001 | 91 | 52 | 433 | 0.96 | Ambient | 50000 |  |  | 99999 | 0.01 | 13 | 4 | 0.01 | 0.01 | 0 | 0 | 0 | 0 | 0.09 | 0.02 | 0 | 0 | 0 | 0 | 0.85 | 0 | 0 | 0 | 0 | 0 | True |  | Non Federally-Regulated | 08/10/2018 |  | 11/20/2018
USAI Lighting | USAI Lighting | B3RDF-15X1-27KH-45-S-BZ-NCIC-UNV-D6F | Light Emitting Diode | Inseparable Luminaire | Direct Wired | 0-10 VDC Controls | 69 | 2700 | 0.001 | 91 | 52 | 433 | 0.96 | Ambient | 50000 |  |  | 99999 | 0.01 | 13 | 4 | 0.01 | 0.01 | 0 | 0 | 0 | 0 | 0.09 | 0.02 | 0 | 0 | 0 | 0 | 0.85 | 0 | 0 | 0 | 0 | 0 | True |  | Non Federally-Regulated | 08/10/2018 |  | 11/20/2018
USAI Lighting | USAI Lighting | B3RDF-15X1-27KH-65-S-BZ-NCIC-UNV-D6F | Light Emitting Diode | Inseparable Luminaire | Direct Wired | 0-10 VDC Controls | 56 | 2700 | 0.001 | 91 | 52 | 433 | 0.96 | Ambient | 50000 |  |  | 99999 | 0.01 | 13 | 4 | 0.01 | 0.01 | 0 | 0 | 0 | 0 | 0.09 | 0.02 | 0 | 0 | 0 | 0 | 0.85 | 0 | 0 | 0 | 0 | 0 | True |  | Non Federally-Regulated | 08/10/2018 |  | 11/20/2018
USAI Lighting | USAI Lighting | B3RDF-15X1-30KH-25-S-BZ-NCIC-UNV-D6F | Light Emitting Diode | Inseparable Luminaire | Direct Wired | 0-10 VDC Controls | 66 | 3000 | 0.001 | 91 | 52 | 433 | 0.96 | Ambient | 50000 |  |  | 99999 | 0.01 | 13 | 4 | 0.01 | 0.01 | 0 | 0 | 0 | 0 | 0.09 | 0.02 | 0 | 0 | 0 | 0 | 0.85 | 0 | 0 | 0 | 0 | 0 | True |  | Non Federally-Regulated | 08/10/2018 |  | 11/20/2018
USAI Lighting | USAI Lighting | B3RDF-15X1-30KH-45-S-BZ-NCIC-UNV-D6F | Light Emitting Diode | Inseparable Luminaire | Direct Wired | 0-10 VDC Controls | 69 | 3000 | 0.001 | 91 | 52 | 433 | 0.96 | Ambient | 50000 |  |  | 99999 | 0.01 | 13 | 4 | 0.01 | 0.01 | 0 | 0 | 0 | 0 | 0.09 | 0.02 | 0 | 0 | 0 | 0 | 0.85 | 0 | 0 | 0 | 0 | 0 | True |  | Non Federally-Regulated | 08/10/2018 |  | 11/20/2018
USAI Lighting | USAI Lighting | B3RDF-15X1-30KH-65-S-BZ-NCIC-UNV-D6F | Light Emitting Diode | Inseparable Luminaire | Direct Wired | 0-10 VDC Controls | 56 | 3000 | 0.001 | 91 | 52 | 433 | 0.96 | Ambient | 50000 |  |  | 99999 | 0.01 | 13 | 4 | 0.01 | 0.01 | 0 | 0 | 0 | 0 | 0.09 | 0.02 | 0 | 0 | 0 | 0 | 0.85 | 0 | 0 | 0 | 0 | 0 | True |  | Non Federally-Regulated | 08/10/2018 |  | 11/20/2018
USAI Lighting | USAI Lighting | B3RDF-15X1-35KH-25-S-BZ-NCIC-UNV-D6F | Light Emitting Diode | Inseparable Luminaire | Direct Wired | 0-10 VDC Controls | 71 | 3500 | 0.001 | 91 | 52 | 433 | 0.96 | Ambient | 50000 |  |  | 99999 | 0.01 | 13 | 4 | 0.01 | 0.01 | 0 | 0 | 0 | 0 | 0.09 | 0.02 | 0 | 0 | 0 | 0 | 0.85 | 0 | 0 | 0 | 0 | 0 | True |  | Non Federally-Regulated | 08/10/2018 |  | 11/20/2018
USAI Lighting | USAI Lighting | B3RDF-15X1-35KH-45-S-BZ-NCIC-UNV-D6F | Light Emitting Diode | Inseparable Luminaire | Direct Wired | 0-10 VDC Controls | 75 | 3500 | 0.001 | 91 | 52 | 433 | 0.96 | Ambient | 50000 |  |  | 99999 | 0.01 | 13 | 4 | 0.01 | 0.01 | 0 | 0 | 0 | 0 | 0.09 | 0.02 | 0 | 0 | 0 | 0 | 0.85 | 0 | 0 | 0 | 0 | 0 | True |  | Non Federally-Regulated | 08/10/2018 |  | 11/20/2018
USAI Lighting | USAI Lighting | B3RDF-15X1-35KH-65-S-BZ-NCIC-UNV-D6F | Light Emitting Diode | Inseparable Luminaire | Direct Wired | 0-10 VDC Controls | 61 | 3500 | 0.001 | 91 | 52 | 433 | 0.96 | Ambient | 50000 |  |  | 99999 | 0.01 | 13 | 4 | 0.01 | 0.01 | 0 | 0 | 0 | 0 | 0.09 | 0.02 | 0 | 0 | 0 | 0 | 0.85 | 0 | 0 | 0 | 0 | 0 | True |  | Non Federally-Regulated | 08/10/2018 |  | 11/20/2018
USAI Lighting | USAI Lighting | B3RDF-15X1-40KH-25-S-BZ-NCIC-UNV-D6F | Light Emitting Diode | Inseparable Luminaire | Direct Wired | 0-10 VDC Controls | 76 | 4000 | 0.001 | 91 | 52 | 433 | 0.96 | Ambient | 50000 |  |  | 99999 | 0.01 | 13 | 4 | 0.01 | 0.01 | 0 | 0 | 0 | 0 | 0.09 | 0.02 | 0 | 0 | 0 | 0 | 0.85 | 0 | 0 | 0 | 0 | 0 | True |  | Non Federally-Regulated | 08/10/2018 |  | 11/20/2018
USAI Lighting | USAI Lighting | B3RDF-15X1-40KH-45-S-BZ-NCIC-UNV-D6F | Light Emitting Diode | Inseparable Luminaire | Direct Wired | 0-10 VDC Controls | 80 | 4000 | 0.001 | 91 | 52 | 433 | 0.96 | Ambient | 50000 |  |  | 99999 | 0.01 | 13 | 4 | 0.01 | 0.01 | 0 | 0 | 0 | 0 | 0.09 | 0.02 | 0 | 0 | 0 | 0 | 0.85 | 0 | 0 | 0 | 0 | 0 | True |  | Non Federally-Regulated | 08/10/2018 |  | 11/20/2018
USAI Lighting | USAI Lighting | B3RDF-15X1-40KH-65-S-BZ-NCIC-UNV-D6F | Light Emitting Diode | Inseparable Luminaire | Direct Wired | 0-10 VDC Controls | 66 | 4000 | 0.001 | 91 | 52 | 433 | 0.96 | Ambient | 50000 |  |  | 99999 | 0.01 | 13 | 4 | 0.01 | 0.01 | 0 | 0 | 0 | 0 | 0.09 | 0.02 | 0 | 0 | 0 | 0 | 0.85 | 0 | 0 | 0 | 0 | 0 | True |  | Non Federally-Regulated | 08/10/2018 |  | 11/20/2018
USAI Lighting | USAI Lighting | B3RDF-15X1-27KH-25-S-WH-NCIC-UNV-D6A | Light Emitting Diode | Inseparable Luminaire | Direct Wired | 0-10 VDC Controls | 66 | 2700 | 0.001 | 91 | 52 | 433 | 0.96 | Ambient | 50000 |  |  | 99999 | 0.01 | 13 | 4 | 0.01 | 0.01 | 0 | 0 | 0 | 0 | 0.09 | 0.02 | 0 | 0 | 0 | 0 | 0.85 | 0 | 0 | 0 | 0 | 0 | True |  | Non Federally-Regulated | 08/10/2018 |  | 11/20/2018
USAI Lighting | USAI Lighting | B3RDF-15X1-27KH-45-S-WH-NCIC-UNV-D6A | Light Emitting Diode | Inseparable Luminaire | Direct Wired | 0-10 VDC Controls | 69 | 2700 | 0.001 | 91 | 52 | 433 | 0.96 | Ambient | 50000 |  |  | 99999 | 0.01 | 13 | 4 | 0.01 | 0.01 | 0 | 0 | 0 | 0 | 0.09 | 0.02 | 0 | 0 | 0 | 0 | 0.85 | 0 | 0 | 0 | 0 | 0 | True |  | Non Federally-Regulated | 08/10/2018 |  | 11/20/2018
USAI Lighting | USAI Lighting | B3RDF-15X1-27KH-65-S-WH-NCIC-UNV-D6A | Light Emitting Diode | Inseparable Luminaire | Direct Wired | 0-10 VDC Controls | 56 | 2700 | 0.001 | 91 | 52 | 433 | 0.96 | Ambient | 50000 |  |  | 99999 | 0.01 | 13 | 4 | 0.01 | 0.01 | 0 | 0 | 0 | 0 | 0.09 | 0.02 | 0 | 0 | 0 | 0 | 0.85 | 0 | 0 | 0 | 0 | 0 | True |  | Non Federally-Regulated | 08/10/2018 |  | 11/20/2018
USAI Lighting | USAI Lighting | B3RDF-15X1-30KH-25-S-WH-NCIC-UNV-D6A | Light Emitting Diode | Inseparable Luminaire | Direct Wired | 0-10 VDC Controls | 66 | 3000 | 0.001 | 91 | 52 | 433 | 0.96 | Ambient | 50000 |  |  | 99999 | 0.01 | 13 | 4 | 0.01 | 0.01 | 0 | 0 | 0 | 0 | 0.09 | 0.02 | 0 | 0 | 0 | 0 | 0.85 | 0 | 0 | 0 | 0 | 0 | True |  | Non Federally-Regulated | 08/10/2018 |  | 11/20/2018
USAI Lighting | USAI Lighting | B3RDF-15X1-30KH-45-S-WH-NCIC-UNV-D6A | Light Emitting Diode | Inseparable Luminaire | Direct Wired | 0-10 VDC Controls | 69 | 3000 | 0.001 | 91 | 52 | 433 | 0.96 | Ambient | 50000 |  |  | 99999 | 0.01 | 13 | 4 | 0.01 | 0.01 | 0 | 0 | 0 | 0 | 0.09 | 0.02 | 0 | 0 | 0 | 0 | 0.85 | 0 | 0 | 0 | 0 | 0 | True |  | Non Federally-Regulated | 08/10/2018 |  | 11/20/2018
USAI Lighting | USAI Lighting | B3RDF-15X1-30KH-65-S-WH-NCIC-UNV-D6A | Light Emitting Diode | Inseparable Luminaire | Direct Wired | 0-10 VDC Controls | 56 | 3000 | 0.001 | 91 | 52 | 433 | 0.96 | Ambient | 50000 |  |  | 99999 | 0.01 | 13 | 4 | 0.01 | 0.01 | 0 | 0 | 0 | 0 | 0.09 | 0.02 | 0 | 0 | 0 | 0 | 0.85 | 0 | 0 | 0 | 0 | 0 | True |  | Non Federally-Regulated | 08/10/2018 |  | 11/20/2018
USAI Lighting | USAI Lighting | B3RDF-15X1-35KH-25-S-WH-NCIC-UNV-D6A | Light Emitting Diode | Inseparable Luminaire | Direct Wired | 0-10 VDC Controls | 71 | 3500 | 0.001 | 91 | 52 | 433 | 0.96 | Ambient | 50000 |  |  | 99999 | 0.01 | 13 | 4 | 0.01 | 0.01 | 0 | 0 | 0 | 0 | 0.09 | 0.02 | 0 | 0 | 0 | 0 | 0.85 | 0 | 0 | 0 | 0 | 0 | True |  | Non Federally-Regulated | 08/10/2018 |  | 11/20/2018
USAI Lighting | USAI Lighting | B3RDF-15X1-35KH-45-S-WH-NCIC-UNV-D6A | Light Emitting Diode | Inseparable Luminaire | Direct Wired | 0-10 VDC Controls | 75 | 3500 | 0.001 | 91 | 52 | 433 | 0.96 | Ambient | 50000 |  |  | 99999 | 0.01 | 13 | 4 | 0.01 | 0.01 | 0 | 0 | 0 | 0 | 0.09 | 0.02 | 0 | 0 | 0 | 0 | 0.85 | 0 | 0 | 0 | 0 | 0 | True |  | Non Federally-Regulated | 08/10/2018 |  | 11/20/2018
USAI Lighting | USAI Lighting | B3RDF-15X1-35KH-65-S-WH-NCIC-UNV-D6A | Light Emitting Diode | Inseparable Luminaire | Direct Wired | 0-10 VDC Controls | 61 | 3500 | 0.001 | 91 | 52 | 433 | 0.96 | Ambient | 50000 |  |  | 99999 | 0.01 | 13 | 4 | 0.01 | 0.01 | 0 | 0 | 0 | 0 | 0.09 | 0.02 | 0 | 0 | 0 | 0 | 0.85 | 0 | 0 | 0 | 0 | 0 | True |  | Non Federally-Regulated | 08/10/2018 |  | 11/20/2018
USAI Lighting | USAI Lighting | B3RDF-15X1-40KH-25-S-WH-NCIC-UNV-D6A | Light Emitting Diode | Inseparable Luminaire | Direct Wired | 0-10 VDC Controls | 76 | 4000 | 0.001 | 91 | 52 | 433 | 0.96 | Ambient | 50000 |  |  | 99999 | 0.01 | 13 | 4 | 0.01 | 0.01 | 0 | 0 | 0 | 0 | 0.09 | 0.02 | 0 | 0 | 0 | 0 | 0.85 | 0 | 0 | 0 | 0 | 0 | True |  | Non Federally-Regulated | 08/10/2018 |  | 11/20/2018
USAI Lighting | USAI Lighting | B3RDF-15X1-40KH-45-S-WH-NCIC-UNV-D6A | Light Emitting Diode | Inseparable Luminaire | Direct Wired | 0-10 VDC Controls | 80 | 4000 | 0.001 | 91 | 52 | 433 | 0.96 | Ambient | 50000 |  |  | 99999 | 0.01 | 13 | 4 | 0.01 | 0.01 | 0 | 0 | 0 | 0 | 0.09 | 0.02 | 0 | 0 | 0 | 0 | 0.85 | 0 | 0 | 0 | 0 | 0 | True |  | Non Federally-Regulated | 08/10/2018 |  | 11/20/2018
USAI Lighting | USAI Lighting | B3RDF-15X1-40KH-65-S-WH-NCIC-UNV-D6A | Light Emitting Diode | Inseparable Luminaire | Direct Wired | 0-10 VDC Controls | 66 | 4000 | 0.001 | 91 | 52 | 433 | 0.96 | Ambient | 50000 |  |  | 99999 | 0.01 | 13 | 4 | 0.01 | 0.01 | 0 | 0 | 0 | 0 | 0.09 | 0.02 | 0 | 0 | 0 | 0 | 0.85 | 0 | 0 | 0 | 0 | 0 | True |  | Non Federally-Regulated | 08/10/2018 |  | 11/20/2018
Evolution Lighting, LLC | Hampton Bay | 20747-001 | Light Emitting Diode | Inseparable Luminaire | Direct Wired | Forward Phase Cut Controls | 85.9 | 3058 | -0.0028 | 94 | 73 | 216 | 0.99 | Ambient | 50000 |  |  | 60000 | 0.09 | 17 | 17 | 0.15 | 0.15 | 0.15 | 0.14 | 0 | 0 | 0.23 | 0.23 | 0.23 | 0.19 | 0.01 | 0 | 0.21 | 0.2 | 0.2 | 0.16 | 0.01 | 0.01 | True |  | Non Federally-Regulated | 11/13/2018 |  | 11/20/2018
Evolution Lighting, LLC | Hampton Bay | D20747-000 | Light Emitting Diode | Inseparable Luminaire | Direct Wired | Forward Phase Cut Controls | 85.9 | 3058 | -0.0028 | 94 | 73 | 216 | 0.99 | Ambient | 50000 |  |  | 60000 | 0.09 | 17 | 17 | 0.15 | 0.15 | 0.15 | 0.14 | 0 | 0 | 0.23 | 0.23 | 0.23 | 0.19 | 0.01 | 0 | 0.21 | 0.2 | 0.2 | 0.16 | 0.01 | 0.01 | True |  | Non Federally-Regulated | 11/13/2018 |  | 11/20/2018
Evolution Lighting, LLC | Hampton Bay | 20746-001 | Light Emitting Diode | Inseparable Luminaire | Direct Wired | Forward Phase Cut Controls | 73.1 | 3041 | -0.003 | 94 | 72 | 236 | 0.99 | Ambient | 50000 |  |  | 60000 | 0.09 | 17 | 17 | 0.2 | 0.19 | 0.18 | 0.25 | 0 | 0 | 0.26 | 0.26 | 0.25 | 0.21 | 0.01 | 0 | 0.22 | 0.22 | 0.22 | 0.21 | 0.01 | 0.01 | True |  | Non Federally-Regulated | 11/13/2018 |  | 11/20/2018
Evolution Lighting, LLC | Hampton Bay | D20746-000 | Light Emitting Diode | Inseparable Luminaire | Direct Wired | Forward Phase Cut Controls | 73.1 | 3041 | -0.003 | 94 | 72 | 236 | 0.99 | Ambient | 50000 |  |  | 60000 | 0.09 | 17 | 17 | 0.2 | 0.19 | 0.18 | 0.25 | 0 | 0 | 0.26 | 0.26 | 0.25 | 0.21 | 0.01 | 0 | 0.22 | 0.22 | 0.22 | 0.21 | 0.01 | 0.01 | True |  | Non Federally-Regulated | 11/13/2018 |  | 11/20/2018
Acuity Brands Lighting | Juno Lighting | JSF 5IN 07LM 27K 90CRI 120 FRPC WH | Light Emitting Diode | Inseparable Luminaire | Direct Wired | Forward Phase Cut Controls | 67.3 | 2662 | 0.0002 | 92 | 56 | 393 | 0.98 | Ambient | 50000 |  |  | 50000 | 0.01 | 18 | 18 | 0.04 | 0.04 | 0.04 | 0.03 | 0.01 | 0 | 0.13 | 0.13 | 0.13 | 0.12 | 0.03 | 0 | 0.11 | 0.1 | 0.1 | 0.09 | 0.02 | 0 | True |  | Non Federally-Regulated | 12/13/2017 |  | 11/20/2018
Acuity Brands Lighting | Juno Lighting | JSFSQ 5IN 07LM 27K 90CRI 120 FRPC WH | Light Emitting Diode | Inseparable Luminaire | Direct Wired | Forward Phase Cut Controls | 67.3 | 2662 | 0.0002 | 92 | 56 | 393 | 0.98 | Ambient | 50000 |  |  | 50000 | 0.01 | 18 | 18 | 0.04 | 0.04 | 0.04 | 0.03 | 0.01 | 0 | 0.13 | 0.13 | 0.13 | 0.12 | 0.03 | 0 | 0.11 | 0.1 | 0.1 | 0.09 | 0.02 | 0 | True |  | Non Federally-Regulated | 12/13/2017 |  | 11/20/2018
Acuity Brands Lighting | Juno Lighting | JSF 5IN 07LM 30K 90CRI 120 FRPC WH | Light Emitting Diode | Inseparable Luminaire | Direct Wired | Forward Phase Cut Controls | 67.3 | 2662 | 0.0002 | 92 | 56 | 393 | 0.98 | Ambient | 50000 |  |  | 50000 | 0.01 | 18 | 18 | 0.04 | 0.04 | 0.04 | 0.03 | 0.01 | 0 | 0.13 | 0.13 | 0.13 | 0.12 | 0.03 | 0 | 0.11 | 0.1 | 0.1 | 0.09 | 0.02 | 0 | True |  | Non Federally-Regulated | 12/13/2017 |  | 11/20/2018
Acuity Brands Lighting | Juno Lighting | JSFSQ 5IN 07LM 30K 90CRI 120 FRPC WH | Light Emitting Diode | Inseparable Luminaire | Direct Wired | Forward Phase Cut Controls | 67.3 | 2662 | 0.0002 | 92 | 56 | 393 | 0.98 | Ambient | 50000 |  |  | 50000 | 0.01 | 18 | 18 | 0.04 | 0.04 | 0.04 | 0.03 | 0.01 | 0 | 0.13 | 0.13 | 0.13 | 0.12 | 0.03 | 0 | 0.11 | 0.1 | 0.1 | 0.09 | 0.02 | 0 | True |  | Non Federally-Regulated | 12/13/2017 |  | 11/20/2018
Acuity Brands Lighting | Juno Lighting | JSF 5IN 07LM 35K 90CRI 120 FRPC WH | Light Emitting Diode | Inseparable Luminaire | Direct Wired | Forward Phase Cut Controls | 67.3 | 2662 | 0.0002 | 92 | 56 | 393 | 0.98 | Ambient | 50000 |  |  | 50000 | 0.01 | 18 | 18 | 0.04 | 0.04 | 0.04 | 0.03 | 0.01 | 0 | 0.13 | 0.13 | 0.13 | 0.12 | 0.03 | 0 | 0.11 | 0.1 | 0.1 | 0.09 | 0.02 | 0 | True |  | Non Federally-Regulated | 12/13/2017 |  | 11/20/2018
Acuity Brands Lighting | Juno Lighting | JSFSQ 5IN 07LM 35K 90CRI 120 FRPC WH | Light Emitting Diode | Inseparable Luminaire | Direct Wired | Forward Phase Cut Controls | 67.3 | 2662 | 0.0002 | 92 | 56 | 393 | 0.98 | Ambient | 50000 |  |  | 50000 | 0.01 | 18 | 18 | 0.04 | 0.04 | 0.04 | 0.03 | 0.01 | 0 | 0.13 | 0.13 | 0.13 | 0.12 | 0.03 | 0 | 0.11 | 0.1 | 0.1 | 0.09 | 0.02 | 0 | True |  | Non Federally-Regulated | 12/13/2017 |  | 11/20/2018
Acuity Brands Lighting | Juno Lighting | JSF 5IN 07LM 40K 90CRI 120 FRPC WH | Light Emitting Diode | Inseparable Luminaire | Direct Wired | Forward Phase Cut Controls | 67.3 | 2662 | 0.0002 | 92 | 56 | 393 | 0.98 | Ambient | 50000 |  |  | 50000 | 0.01 | 18 | 18 | 0.04 | 0.04 | 0.04 | 0.03 | 0.01 | 0 | 0.13 | 0.13 | 0.13 | 0.12 | 0.03 | 0 | 0.11 | 0.1 | 0.1 | 0.09 | 0.02 | 0 | True |  | Non Federally-Regulated | 12/13/2017 |  | 11/20/2018
Acuity Brands Lighting | Juno Lighting | JSFSQ 5IN 07LM 40K 90CRI 120 FRPC WH | Light Emitting Diode | Inseparable Luminaire | Direct Wired | Forward Phase Cut Controls | 67.3 | 2662 | 0.0002 | 92 | 56 | 393 | 0.98 | Ambient | 50000 |  |  | 50000 | 0.01 | 18 | 18 | 0.04 | 0.04 | 0.04 | 0.03 | 0.01 | 0 | 0.13 | 0.13 | 0.13 | 0.12 | 0.03 | 0 | 0.11 | 0.1 | 0.1 | 0.09 | 0.02 | 0 | True |  | Non Federally-Regulated | 12/13/2017 |  | 11/20/2018
Acuity Brands Lighting | Juno Lighting | JSF 5IN 07LM 27K 90CRI 120 FRPC WH | Light Emitting Diode | Inseparable Luminaire | Direct Wired | Reverse Phase Cut Controls | 67.3 | 2662 | 0.0002 | 92 | 56 | 393 | 0.98 | Ambient | 50000 |  |  | 50000 | 0.05 | 16 | 15 | 0.06 | 0.06 | 0.05 | 0.05 | 0.01 | 0 | 0.1 | 0.1 | 0.1 | 0.09 | 0.02 | 0 | 0.09 | 0.08 | 0.08 | 0.06 | 0.02 | 0 | True |  | Non Federally-Regulated | 12/13/2017 |  | 11/20/2018
Acuity Brands Lighting | Juno Lighting | JSFSQ 5IN 07LM 27K 90CRI 120 FRPC WH | Light Emitting Diode | Inseparable Luminaire | Direct Wired | Reverse Phase Cut Controls | 67.3 | 2662 | 0.0002 | 92 | 56 | 393 | 0.98 | Ambient | 50000 |  |  | 50000 | 0.05 | 16 | 15 | 0.06 | 0.06 | 0.05 | 0.05 | 0.01 | 0 | 0.1 | 0.1 | 0.1 | 0.09 | 0.02 | 0 | 0.09 | 0.08 | 0.08 | 0.06 | 0.02 | 0 | True |  | Non Federally-Regulated | 12/13/2017 |  | 11/20/2018
Acuity Brands Lighting | Juno Lighting | JSF 5IN 07LM 30K 90CRI 120 FRPC WH | Light Emitting Diode | Inseparable Luminaire | Direct Wired | Reverse Phase Cut Controls | 67.3 | 2662 | 0.0002 | 92 | 56 | 393 | 0.98 | Ambient | 50000 |  |  | 50000 | 0.05 | 16 | 15 | 0.06 | 0.06 | 0.05 | 0.05 | 0.01 | 0 | 0.1 | 0.1 | 0.1 | 0.09 | 0.02 | 0 | 0.09 | 0.08 | 0.08 | 0.06 | 0.02 | 0 | True |  | Non Federally-Regulated | 12/13/2017 |  | 11/20/2018
Acuity Brands Lighting | Juno Lighting | JSFSQ 5IN 07LM 30K 90CRI 120 FRPC WH | Light Emitting Diode | Inseparable Luminaire | Direct Wired | Reverse Phase Cut Controls | 67.3 | 2662 | 0.0002 | 92 | 56 | 393 | 0.98 | Ambient | 50000 |  |  | 50000 | 0.05 | 16 | 15 | 0.06 | 0.06 | 0.05 | 0.05 | 0.01 | 0 | 0.1 | 0.1 | 0.1 | 0.09 | 0.02 | 0 | 0.09 | 0.08 | 0.08 | 0.06 | 0.02 | 0 | True |  | Non Federally-Regulated | 12/13/2017 |  | 11/20/2018
Acuity Brands Lighting | Juno Lighting | JSF 5IN 07LM 35K 90CRI 120 FRPC WH | Light Emitting Diode | Inseparable Luminaire | Direct Wired | Reverse Phase Cut Controls | 67.3 | 2662 | 0.0002 | 92 | 56 | 393 | 0.98 | Ambient | 50000 |  |  | 50000 | 0.05 | 16 | 15 | 0.06 | 0.06 | 0.05 | 0.05 | 0.01 | 0 | 0.1 | 0.1 | 0.1 | 0.09 | 0.02 | 0 | 0.09 | 0.08 | 0.08 | 0.06 | 0.02 | 0 | True |  | Non Federally-Regulated | 12/13/2017 |  | 11/20/2018
Acuity Brands Lighting | Juno Lighting | JSFSQ 5IN 07LM 35K 90CRI 120 FRPC WH | Light Emitting Diode | Inseparable Luminaire | Direct Wired | Reverse Phase Cut Controls | 67.3 | 2662 | 0.0002 | 92 | 56 | 393 | 0.98 | Ambient | 50000 |  |  | 50000 | 0.05 | 16 | 15 | 0.06 | 0.06 | 0.05 | 0.05 | 0.01 | 0 | 0.1 | 0.1 | 0.1 | 0.09 | 0.02 | 0 | 0.09 | 0.08 | 0.08 | 0.06 | 0.02 | 0 | True |  | Non Federally-Regulated | 12/13/2017 |  | 11/20/2018
Acuity Brands Lighting | Juno Lighting | JSF 5IN 07LM 40K 90CRI 120 FRPC WH | Light Emitting Diode | Inseparable Luminaire | Direct Wired | Reverse Phase Cut Controls | 67.3 | 2662 | 0.0002 | 92 | 56 | 393 | 0.98 | Ambient | 50000 |  |  | 50000 | 0.05 | 16 | 15 | 0.06 | 0.06 | 0.05 | 0.05 | 0.01 | 0 | 0.1 | 0.1 | 0.1 | 0.09 | 0.02 | 0 | 0.09 | 0.08 | 0.08 | 0.06 | 0.02 | 0 | True |  | Non Federally-Regulated | 12/13/2017 |  | 11/20/2018
Acuity Brands Lighting | Juno Lighting | JSFSQ 5IN 07LM 40K 90CRI 120 FRPC WH | Light Emitting Diode | Inseparable Luminaire | Direct Wired | Reverse Phase Cut Controls | 67.3 | 2662 | 0.0002 | 92 | 56 | 393 | 0.98 | Ambient | 50000 |  |  | 50000 | 0.05 | 16 | 15 | 0.06 | 0.06 | 0.05 | 0.05 | 0.01 | 0 | 0.1 | 0.1 | 0.1 | 0.09 | 0.02 | 0 | 0.09 | 0.08 | 0.08 | 0.06 | 0.02 | 0 | True |  | Non Federally-Regulated | 12/13/2017 |  | 11/20/2018
Acuity Brands Lighting | Juno Lighting | JSF 5IN 07LM 27K 90CRI MVOLT ZT WH | Light Emitting Diode | Inseparable Luminaire | Direct Wired | 0-10 VDC Controls | 67.3 | 2662 | 0.0002 | 92 | 56 | 396 | 0.98 | Ambient | 50000 |  |  | 50000 | 0.01 | 21 | 21 | 0.04 | 0.04 | 0.04 | 0.04 | 0.01 | 0 | 0.08 | 0.08 | 0.06 | 0.06 | 0.02 | 0 | 0.06 | 0.06 | 0.05 | 0.05 | 0.02 | 0 | True |  | Non Federally-Regulated | 12/13/2017 |  | 11/20/2018
Acuity Brands Lighting | Juno Lighting | JSFSQ 5IN 07LM 27K 90CRI MVOLT ZT WH | Light Emitting Diode | Inseparable Luminaire | Direct Wired | 0-10 VDC Controls | 67.3 | 2662 | 0.0002 | 92 | 56 | 396 | 0.98 | Ambient | 50000 |  |  | 50000 | 0.01 | 21 | 21 | 0.04 | 0.04 | 0.04 | 0.04 | 0.01 | 0 | 0.08 | 0.08 | 0.06 | 0.06 | 0.02 | 0 | 0.06 | 0.06 | 0.05 | 0.05 | 0.02 | 0 | True |  | Non Federally-Regulated | 12/13/2017 |  | 11/20/2018
Acuity Brands Lighting | Juno Lighting | JSF 5IN 07LM 30K 90CRI MVOLT ZT WH | Light Emitting Diode | Inseparable Luminaire | Direct Wired | 0-10 VDC Controls | 67.3 | 2662 | 0.0002 | 92 | 56 | 396 | 0.98 | Ambient | 50000 |  |  | 50000 | 0.01 | 21 | 21 | 0.04 | 0.04 | 0.04 | 0.04 | 0.01 | 0 | 0.08 | 0.08 | 0.06 | 0.06 | 0.02 | 0 | 0.06 | 0.06 | 0.05 | 0.05 | 0.02 | 0 | True |  | Non Federally-Regulated | 12/13/2017 |  | 11/20/2018
Acuity Brands Lighting | Juno Lighting | JSFSQ 5IN 07LM 30K 90CRI MVOLT ZT WH | Light Emitting Diode | Inseparable Luminaire | Direct Wired | 0-10 VDC Controls | 67.3 | 2662 | 0.0002 | 92 | 56 | 396 | 0.98 | Ambient | 50000 |  |  | 50000 | 0.01 | 21 | 21 | 0.04 | 0.04 | 0.04 | 0.04 | 0.01 | 0 | 0.08 | 0.08 | 0.06 | 0.06 | 0.02 | 0 | 0.06 | 0.06 | 0.05 | 0.05 | 0.02 | 0 | True |  | Non Federally-Regulated | 12/13/2017 |  | 11/20/2018
Acuity Brands Lighting | Juno Lighting | JSF 5IN 07LM 35K 90CRI MVOLT ZT WH | Light Emitting Diode | Inseparable Luminaire | Direct Wired | 0-10 VDC Controls | 67.3 | 2662 | 0.0002 | 92 | 56 | 396 | 0.98 | Ambient | 50000 |  |  | 50000 | 0.01 | 21 | 21 | 0.04 | 0.04 | 0.04 | 0.04 | 0.01 | 0 | 0.08 | 0.08 | 0.06 | 0.06 | 0.02 | 0 | 0.06 | 0.06 | 0.05 | 0.05 | 0.02 | 0 | True |  | Non Federally-Regulated | 12/13/2017 |  | 11/20/2018
Acuity Brands Lighting | Juno Lighting | JSFSQ 5IN 07LM 35K 90CRI MVOLT ZT WH | Light Emitting Diode | Inseparable Luminaire | Direct Wired | 0-10 VDC Controls | 67.3 | 2662 | 0.0002 | 92 | 56 | 396 | 0.98 | Ambient | 50000 |  |  | 50000 | 0.01 | 21 | 21 | 0.04 | 0.04 | 0.04 | 0.04 | 0.01 | 0 | 0.08 | 0.08 | 0.06 | 0.06 | 0.02 | 0 | 0.06 | 0.06 | 0.05 | 0.05 | 0.02 | 0 | True |  | Non Federally-Regulated | 12/13/2017 |  | 11/20/2018
Acuity Brands Lighting | Juno Lighting | JSF 5IN 07LM 27K 40CRI MVOLT ZT WH | Light Emitting Diode | Inseparable Luminaire | Direct Wired | 0-10 VDC Controls | 67.3 | 2662 | 0.0002 | 92 | 56 | 396 | 0.98 | Ambient | 50000 |  |  | 50000 | 0.01 | 21 | 21 | 0.04 | 0.04 | 0.04 | 0.04 | 0.01 | 0 | 0.08 | 0.08 | 0.06 | 0.06 | 0.02 | 0 | 0.06 | 0.06 | 0.05 | 0.05 | 0.02 | 0 | True |  | Non Federally-Regulated | 12/13/2017 |  | 11/20/2018
Acuity Brands Lighting | Juno Lighting | JSFSQ 5IN 07LM 40K 90CRI MVOLT ZT WH | Light Emitting Diode | Inseparable Luminaire | Direct Wired | 0-10 VDC Controls | 67.3 | 2662 | 0.0002 | 92 | 56 | 396 | 0.98 | Ambient | 50000 |  |  | 50000 | 0.01 | 21 | 21 | 0.04 | 0.04 | 0.04 | 0.04 | 0.01 | 0 | 0.08 | 0.08 | 0.06 | 0.06 | 0.02 | 0 | 0.06 | 0.06 | 0.05 | 0.05 | 0.02 | 0 | True |  | Non Federally-Regulated | 12/13/2017 |  | 11/20/2018
Acuity Brands Lighting | Juno Lighting | JSF 11IN 13LM 27K 90CRI MVOLT ZT WH | Light Emitting Diode | Inseparable Luminaire | Direct Wired | 0-10 VDC Controls | 83.9 | 2657 | 0.0005 | 92 | 55 | 178 | 0.98 | Ambient | 50000 |  |  | 50000 | 0 | 18 | 19 | 0.02 | 0.02 | 0.02 | 0.02 | 0 | 0 | 0.05 | 0.05 | 0.04 | 0.04 | 0.01 | 0 | 0.04 | 0.03 | 0.03 | 0.03 | 0.01 | 0 | True |  | Non Federally-Regulated | 12/13/2017 |  | 11/20/2018
Acuity Brands Lighting | Juno Lighting | JSFSQ 12IN 13LM 27K 90CRI MVOLT ZT WH | Light Emitting Diode | Inseparable Luminaire | Direct Wired | 0-10 VDC Controls | 83.9 | 2657 | 0.0005 | 92 | 55 | 178 | 0.98 | Ambient | 50000 |  |  | 50000 | 0 | 18 | 19 | 0.02 | 0.02 | 0.02 | 0.02 | 0 | 0 | 0.05 | 0.05 | 0.04 | 0.04 | 0.01 | 0 | 0.04 | 0.03 | 0.03 | 0.03 | 0.01 | 0 | True |  | Non Federally-Regulated | 12/13/2017 |  | 11/20/2018
Acuity Brands Lighting | Juno Lighting | JSF 11IN 13LM 30K 90CRI MVOLT ZT WH | Light Emitting Diode | Inseparable Luminaire | Direct Wired | 0-10 VDC Controls | 83.9 | 2657 | 0.0005 | 92 | 55 | 178 | 0.98 | Ambient | 50000 |  |  | 50000 | 0 | 18 | 19 | 0.02 | 0.02 | 0.02 | 0.02 | 0 | 0 | 0.05 | 0.05 | 0.04 | 0.04 | 0.01 | 0 | 0.04 | 0.03 | 0.03 | 0.03 | 0.01 | 0 | True |  | Non Federally-Regulated | 12/13/2017 |  | 11/20/2018
Acuity Brands Lighting | Juno Lighting | JSFSQ 12IN 13LM 30K 90CRI MVOLT ZT WH | Light Emitting Diode | Inseparable Luminaire | Direct Wired | 0-10 VDC Controls | 83.9 | 2657 | 0.0005 | 92 | 55 | 178 | 0.98 | Ambient | 50000 |  |  | 50000 | 0 | 18 | 19 | 0.02 | 0.02 | 0.02 | 0.02 | 0 | 0 | 0.05 | 0.05 | 0.04 | 0.04 | 0.01 | 0 | 0.04 | 0.03 | 0.03 | 0.03 | 0.01 | 0 | True |  | Non Federally-Regulated | 12/13/2017 |  | 11/20/2018
Acuity Brands Lighting | Juno Lighting | JSF 11IN 13LM 35K 90CRI MVOLT ZT WH | Light Emitting Diode | Inseparable Luminaire | Direct Wired | 0-10 VDC Controls | 83.9 | 2657 | 0.0005 | 92 | 55 | 178 | 0.98 | Ambient | 50000 |  |  | 50000 | 0 | 18 | 19 | 0.02 | 0.02 | 0.02 | 0.02 | 0 | 0 | 0.05 | 0.05 | 0.04 | 0.04 | 0.01 | 0 | 0.04 | 0.03 | 0.03 | 0.03 | 0.01 | 0 | True |  | Non Federally-Regulated | 12/13/2017 |  | 11/20/2018
Acuity Brands Lighting | Juno Lighting | JSFSQ 12IN 13LM 35K 90CRI MVOLT ZT WH | Light Emitting Diode | Inseparable Luminaire | Direct Wired | 0-10 VDC Controls | 83.9 | 2657 | 0.0005 | 92 | 55 | 178 | 0.98 | Ambient | 50000 |  |  | 50000 | 0 | 18 | 19 | 0.02 | 0.02 | 0.02 | 0.02 | 0 | 0 | 0.05 | 0.05 | 0.04 | 0.04 | 0.01 | 0 | 0.04 | 0.03 | 0.03 | 0.03 | 0.01 | 0 | True |  | Non Federally-Regulated | 12/13/2017 |  | 11/20/2018
Acuity Brands Lighting | Juno Lighting | JSF 11IN 13LM 40K 90CRI MVOLT ZT WH | Light Emitting Diode | Inseparable Luminaire | Direct Wired | 0-10 VDC Controls | 83.9 | 2657 | 0.0005 | 92 | 55 | 178 | 0.98 | Ambient | 50000 |  |  | 50000 | 0 | 18 | 19 | 0.02 | 0.02 | 0.02 | 0.02 | 0 | 0 | 0.05 | 0.05 | 0.04 | 0.04 | 0.01 | 0 | 0.04 | 0.03 | 0.03 | 0.03 | 0.01 | 0 | True |  | Non Federally-Regulated | 12/13/2017 |  | 11/20/2018
Acuity Brands Lighting | Juno Lighting | JSFSQ 12IN 13LM 40K 90CRI MVOLT ZT WH | Light Emitting Diode | Inseparable Luminaire | Direct Wired | 0-10 VDC Controls | 83.9 | 2657 | 0.0005 | 92 | 55 | 178 | 0.98 | Ambient | 50000 |  |  | 50000 | 0 | 18 | 19 | 0.02 | 0.02 | 0.02 | 0.02 | 0 | 0 | 0.05 | 0.05 | 0.04 | 0.04 | 0.01 | 0 | 0.04 | 0.03 | 0.03 | 0.03 | 0.01 | 0 | True |  | Non Federally-Regulated | 12/13/2017 |  | 11/20/2018
USAI Lighting | USAI Lighting | B3RDM-15X1-27KH-25-S-BL-NCIC-UNV-D6A | Light Emitting Diode | Inseparable Luminaire | Direct Wired | 0-10 VDC Controls | 66 | 2700 | 0.001 | 91 | 52 | 433 | 0.96 | Ambient | 50000 |  |  | 99999 | 0.01 | 13 | 4 | 0.01 | 0.01 | 0 | 0 | 0 | 0 | 0.09 | 0.02 | 0 | 0 | 0 | 0 | 0.85 | 0 | 0 | 0 | 0 | 0 | True |  | Non Federally-Regulated | 08/10/2018 |  | 11/21/2018
USAI Lighting | USAI Lighting | B3RDM-15X1-27KH-25-S-BL-NCIC-UNV-D6B | Light Emitting Diode | Inseparable Luminaire | Direct Wired | 0-10 VDC Controls | 66 | 2700 | 0.001 | 91 | 52 | 433 | 0.96 | Ambient | 50000 |  |  | 99999 | 0.01 | 13 | 4 | 0.01 | 0.01 | 0 | 0 | 0 | 0 | 0.09 | 0.02 | 0 | 0 | 0 | 0 | 0.85 | 0 | 0 | 0 | 0 | 0 | True |  | Non Federally-Regulated | 08/10/2018 |  | 11/21/2018
USAI Lighting | USAI Lighting | B3RDM-15X1-27KH-25-S-BL-NCIC-UNV-D6E | Light Emitting Diode | Inseparable Luminaire | Direct Wired | 0-10 VDC Controls | 66 | 2700 | 0.001 | 91 | 52 | 433 | 0.96 | Ambient | 50000 |  |  | 99999 | 0.01 | 13 | 4 | 0.01 | 0.01 | 0 | 0 | 0 | 0 | 0.09 | 0.02 | 0 | 0 | 0 | 0 | 0.85 | 0 | 0 | 0 | 0 | 0 | True |  | Non Federally-Regulated | 08/10/2018 |  | 11/21/2018
USAI Lighting | USAI Lighting | B3RDM-15X1-27KH-25-S-BL-NCIC-UNV-D6F | Light Emitting Diode | Inseparable Luminaire | Direct Wired | 0-10 VDC Controls | 66 | 2700 | 0.001 | 91 | 52 | 433 | 0.96 | Ambient | 50000 |  |  | 99999 | 0.01 | 13 | 4 | 0.01 | 0.01 | 0 | 0 | 0 | 0 | 0.09 | 0.02 | 0 | 0 | 0 | 0 | 0.85 | 0 | 0 | 0 | 0 | 0 | True |  | Non Federally-Regulated | 08/10/2018 |  | 11/21/2018
USAI Lighting | USAI Lighting | B3RDM-15X1-27KH-25-S-BZ-NCIC-UNV-D6A | Light Emitting Diode | Inseparable Luminaire | Direct Wired | 0-10 VDC Controls | 66 | 2700 | 0.001 | 91 | 52 | 433 | 0.96 | Ambient | 50000 |  |  | 99999 | 0.01 | 13 | 4 | 0.01 | 0.01 | 0 | 0 | 0 | 0 | 0.09 | 0.02 | 0 | 0 | 0 | 0 | 0.85 | 0 | 0 | 0 | 0 | 0 | True |  | Non Federally-Regulated | 08/10/2018 |  | 11/21/2018
USAI Lighting | USAI Lighting | B3RDM-15X1-27KH-25-S-BZ-NCIC-UNV-D6B | Light Emitting Diode | Inseparable Luminaire | Direct Wired | 0-10 VDC Controls | 66 | 2700 | 0.001 | 91 | 52 | 433 | 0.96 | Ambient | 50000 |  |  | 99999 | 0.01 | 13 | 4 | 0.01 | 0.01 | 0 | 0 | 0 | 0 | 0.09 | 0.02 | 0 | 0 | 0 | 0 | 0.85 | 0 | 0 | 0 | 0 | 0 | True |  | Non Federally-Regulated | 08/10/2018 |  | 11/21/2018
USAI Lighting | USAI Lighting | B3RDM-15X1-27KH-25-S-BZ-NCIC-UNV-D6E | Light Emitting Diode | Inseparable Luminaire | Direct Wired | 0-10 VDC Controls | 66 | 2700 | 0.001 | 91 | 52 | 433 | 0.96 | Ambient | 50000 |  |  | 99999 | 0.01 | 13 | 4 | 0.01 | 0.01 | 0 | 0 | 0 | 0 | 0.09 | 0.02 | 0 | 0 | 0 | 0 | 0.85 | 0 | 0 | 0 | 0 | 0 | True |  | Non Federally-Regulated | 08/10/2018 |  | 11/21/2018
USAI Lighting | USAI Lighting | B3RDM-15X1-27KH-25-S-BZ-NCIC-UNV-D6F | Light Emitting Diode | Inseparable Luminaire | Direct Wired | 0-10 VDC Controls | 66 | 2700 | 0.001 | 91 | 52 | 433 | 0.96 | Ambient | 50000 |  |  | 99999 | 0.01 | 13 | 4 | 0.01 | 0.01 | 0 | 0 | 0 | 0 | 0.09 | 0.02 | 0 | 0 | 0 | 0 | 0.85 | 0 | 0 | 0 | 0 | 0 | True |  | Non Federally-Regulated | 08/10/2018 |  | 11/21/2018
USAI Lighting | USAI Lighting | B3RDM-15X1-27KH-25-S-GR-NCIC-UNV-D6A | Light Emitting Diode | Inseparable Luminaire | Direct Wired | 0-10 VDC Controls | 66 | 2700 | 0.001 | 91 | 52 | 433 | 0.96 | Ambient | 50000 |  |  | 99999 | 0.01 | 13 | 4 | 0.01 | 0.01 | 0 | 0 | 0 | 0 | 0.09 | 0.02 | 0 | 0 | 0 | 0 | 0.85 | 0 | 0 | 0 | 0 | 0 | True |  | Non Federally-Regulated | 08/10/2018 |  | 11/21/2018
USAI Lighting | USAI Lighting | B3RDM-15X1-27KH-25-S-GR-NCIC-UNV-D6B | Light Emitting Diode | Inseparable Luminaire | Direct Wired | 0-10 VDC Controls | 66 | 2700 | 0.001 | 91 | 52 | 433 | 0.96 | Ambient | 50000 |  |  | 99999 | 0.01 | 13 | 4 | 0.01 | 0.01 | 0 | 0 | 0 | 0 | 0.09 | 0.02 | 0 | 0 | 0 | 0 | 0.85 | 0 | 0 | 0 | 0 | 0 | True |  | Non Federally-Regulated | 08/10/2018 |  | 11/21/2018
USAI Lighting | USAI Lighting | B3RDM-15X1-27KH-25-S-GR-NCIC-UNV-D6E | Light Emitting Diode | Inseparable Luminaire | Direct Wired | 0-10 VDC Controls | 66 | 2700 | 0.001 | 91 | 52 | 433 | 0.96 | Ambient | 50000 |  |  | 99999 | 0.01 | 13 | 4 | 0.01 | 0.01 | 0 | 0 | 0 | 0 | 0.09 | 0.02 | 0 | 0 | 0 | 0 | 0.85 | 0 | 0 | 0 | 0 | 0 | True |  | Non Federally-Regulated | 08/10/2018 |  | 11/21/2018
USAI Lighting | USAI Lighting | B3RDM-15X1-27KH-25-S-GR-NCIC-UNV-D6F | Light Emitting Diode | Inseparable Luminaire | Direct Wired | 0-10 VDC Controls | 66 | 2700 | 0.001 | 91 | 52 | 433 | 0.96 | Ambient | 50000 |  |  | 99999 | 0.01 | 13 | 4 | 0.01 | 0.01 | 0 | 0 | 0 | 0 | 0.09 | 0.02 | 0 | 0 | 0 | 0 | 0.85 | 0 | 0 | 0 | 0 | 0 | True |  | Non Federally-Regulated | 08/10/2018 |  | 11/21/2018
USAI Lighting | USAI Lighting | B3RDM-15X1-27KH-25-S-WH-NCIC-UNV-D6A | Light Emitting Diode | Inseparable Luminaire | Direct Wired | 0-10 VDC Controls | 66 | 2700 | 0.001 | 91 | 52 | 433 | 0.96 | Ambient | 50000 |  |  | 99999 | 0.01 | 13 | 4 | 0.01 | 0.01 | 0 | 0 | 0 | 0 | 0.09 | 0.02 | 0 | 0 | 0 | 0 | 0.85 | 0 | 0 | 0 | 0 | 0 | True |  | Non Federally-Regulated | 08/10/2018 |  | 11/21/2018
USAI Lighting | USAI Lighting | B3RDM-15X1-27KH-25-S-WH-NCIC-UNV-D6B | Light Emitting Diode | Inseparable Luminaire | Direct Wired | 0-10 VDC Controls | 66 | 2700 | 0.001 | 91 | 52 | 433 | 0.96 | Ambient | 50000 |  |  | 99999 | 0.01 | 13 | 4 | 0.01 | 0.01 | 0 | 0 | 0 | 0 | 0.09 | 0.02 | 0 | 0 | 0 | 0 | 0.85 | 0 | 0 | 0 | 0 | 0 | True |  | Non Federally-Regulated | 08/10/2018 |  | 11/21/2018
USAI Lighting | USAI Lighting | B3RDM-15X1-27KH-25-S-WH-NCIC-UNV-D6E | Light Emitting Diode | Inseparable Luminaire | Direct Wired | 0-10 VDC Controls | 66 | 2700 | 0.001 | 91 | 52 | 433 | 0.96 | Ambient | 50000 |  |  | 99999 | 0.01 | 13 | 4 | 0.01 | 0.01 | 0 | 0 | 0 | 0 | 0.09 | 0.02 | 0 | 0 | 0 | 0 | 0.85 | 0 | 0 | 0 | 0 | 0 | True |  | Non Federally-Regulated | 08/10/2018 |  | 11/21/2018
USAI Lighting | USAI Lighting | B3RDM-15X1-27KH-25-S-WH-NCIC-UNV-D6F | Light Emitting Diode | Inseparable Luminaire | Direct Wired | 0-10 VDC Controls | 66 | 2700 | 0.001 | 91 | 52 | 433 | 0.96 | Ambient | 50000 |  |  | 99999 | 0.01 | 13 | 4 | 0.01 | 0.01 | 0 | 0 | 0 | 0 | 0.09 | 0.02 | 0 | 0 | 0 | 0 | 0.85 | 0 | 0 | 0 | 0 | 0 | True |  | Non Federally-Regulated | 08/10/2018 |  | 11/21/2018
USAI Lighting | USAI Lighting | B3RDM-15X1-27KH-45-S-BL-NCIC-UNV-D6A | Light Emitting Diode | Inseparable Luminaire | Direct Wired | 0-10 VDC Controls | 69 | 2700 | 0.001 | 91 | 52 | 433 | 0.96 | Ambient | 50000 |  |  | 99999 | 0.01 | 13 | 4 | 0.01 | 0.01 | 0 | 0 | 0 | 0 | 0.09 | 0.02 | 0 | 0 | 0 | 0 | 0.85 | 0 | 0 | 0 | 0 | 0 | True |  | Non Federally-Regulated | 08/10/2018 |  | 11/21/2018
USAI Lighting | USAI Lighting | B3RDM-15X1-27KH-45-S-BL-NCIC-UNV-D6B | Light Emitting Diode | Inseparable Luminaire | Direct Wired | 0-10 VDC Controls | 69 | 2700 | 0.001 | 91 | 52 | 433 | 0.96 | Ambient | 50000 |  |  | 99999 | 0.01 | 13 | 4 | 0.01 | 0.01 | 0 | 0 | 0 | 0 | 0.09 | 0.02 | 0 | 0 | 0 | 0 | 0.85 | 0 | 0 | 0 | 0 | 0 | True |  | Non Federally-Regulated | 08/10/2018 |  | 11/21/2018
USAI Lighting | USAI Lighting | B3RDM-15X1-27KH-45-S-BL-NCIC-UNV-D6E | Light Emitting Diode | Inseparable Luminaire | Direct Wired | 0-10 VDC Controls | 69 | 2700 | 0.001 | 91 | 52 | 433 | 0.96 | Ambient | 50000 |  |  | 99999 | 0.01 | 13 | 4 | 0.01 | 0.01 | 0 | 0 | 0 | 0 | 0.09 | 0.02 | 0 | 0 | 0 | 0 | 0.85 | 0 | 0 | 0 | 0 | 0 | True |  | Non Federally-Regulated | 08/10/2018 |  | 11/21/2018
USAI Lighting | USAI Lighting | B3RDM-15X1-27KH-45-S-BL-NCIC-UNV-D6F | Light Emitting Diode | Inseparable Luminaire | Direct Wired | 0-10 VDC Controls | 69 | 2700 | 0.001 | 91 | 52 | 433 | 0.96 | Ambient | 50000 |  |  | 99999 | 0.01 | 13 | 4 | 0.01 | 0.01 | 0 | 0 | 0 | 0 | 0.09 | 0.02 | 0 | 0 | 0 | 0 | 0.85 | 0 | 0 | 0 | 0 | 0 | True |  | Non Federally-Regulated | 08/10/2018 |  | 11/21/2018
USAI Lighting | USAI Lighting | B3RDM-15X1-27KH-45-S-BZ-NCIC-UNV-D6A | Light Emitting Diode | Inseparable Luminaire | Direct Wired | 0-10 VDC Controls | 69 | 2700 | 0.001 | 91 | 52 | 433 | 0.96 | Ambient | 50000 |  |  | 99999 | 0.01 | 13 | 4 | 0.01 | 0.01 | 0 | 0 | 0 | 0 | 0.09 | 0.02 | 0 | 0 | 0 | 0 | 0.85 | 0 | 0 | 0 | 0 | 0 | True |  | Non Federally-Regulated | 08/10/2018 |  | 11/21/2018
USAI Lighting | USAI Lighting | B3RDM-15X1-27KH-45-S-BZ-NCIC-UNV-D6B | Light Emitting Diode | Inseparable Luminaire | Direct Wired | 0-10 VDC Controls | 69 | 2700 | 0.001 | 91 | 52 | 433 | 0.96 | Ambient | 50000 |  |  | 99999 | 0.01 | 13 | 4 | 0.01 | 0.01 | 0 | 0 | 0 | 0 | 0.09 | 0.02 | 0 | 0 | 0 | 0 | 0.85 | 0 | 0 | 0 | 0 | 0 | True |  | Non Federally-Regulated | 08/10/2018 |  | 11/21/2018
USAI Lighting | USAI Lighting | B3RDM-15X1-27KH-45-S-BZ-NCIC-UNV-D6E | Light Emitting Diode | Inseparable Luminaire | Direct Wired | 0-10 VDC Controls | 69 | 2700 | 0.001 | 91 | 52 | 433 | 0.96 | Ambient | 50000 |  |  | 99999 | 0.01 | 13 | 4 | 0.01 | 0.01 | 0 | 0 | 0 | 0 | 0.09 | 0.02 | 0 | 0 | 0 | 0 | 0.85 | 0 | 0 | 0 | 0 | 0 | True |  | Non Federally-Regulated | 08/10/2018 |  | 11/21/2018
USAI Lighting | USAI Lighting | B3RDM-15X1-27KH-45-S-BZ-NCIC-UNV-D6F | Light Emitting Diode | Inseparable Luminaire | Direct Wired | 0-10 VDC Controls | 69 | 2700 | 0.001 | 91 | 52 | 433 | 0.96 | Ambient | 50000 |  |  | 99999 | 0.01 | 13 | 4 | 0.01 | 0.01 | 0 | 0 | 0 | 0 | 0.09 | 0.02 | 0 | 0 | 0 | 0 | 0.85 | 0 | 0 | 0 | 0 | 0 | True |  | Non Federally-Regulated | 08/10/2018 |  | 11/21/2018
USAI Lighting | USAI Lighting | B3RDM-15X1-27KH-45-S-GR-NCIC-UNV-D6A | Light Emitting Diode | Inseparable Luminaire | Direct Wired | 0-10 VDC Controls | 69 | 2700 | 0.001 | 91 | 52 | 433 | 0.96 | Ambient | 50000 |  |  | 99999 | 0.01 | 13 | 4 | 0.01 | 0.01 | 0 | 0 | 0 | 0 | 0.09 | 0.02 | 0 | 0 | 0 | 0 | 0.85 | 0 | 0 | 0 | 0 | 0 | True |  | Non Federally-Regulated | 08/10/2018 |  | 11/21/2018
USAI Lighting | USAI Lighting | B3RDM-15X1-27KH-45-S-GR-NCIC-UNV-D6B | Light Emitting Diode | Inseparable Luminaire | Direct Wired | 0-10 VDC Controls | 69 | 2700 | 0.001 | 91 | 52 | 433 | 0.96 | Ambient | 50000 |  |  | 99999 | 0.01 | 13 | 4 | 0.01 | 0.01 | 0 | 0 | 0 | 0 | 0.09 | 0.02 | 0 | 0 | 0 | 0 | 0.85 | 0 | 0 | 0 | 0 | 0 | True |  | Non Federally-Regulated | 08/10/2018 |  | 11/21/2018
USAI Lighting | USAI Lighting | B3RDM-15X1-27KH-45-S-GR-NCIC-UNV-D6E | Light Emitting Diode | Inseparable Luminaire | Direct Wired | 0-10 VDC Controls | 69 | 2700 | 0.001 | 91 | 52 | 433 | 0.96 | Ambient | 50000 |  |  | 99999 | 0.01 | 13 | 4 | 0.01 | 0.01 | 0 | 0 | 0 | 0 | 0.09 | 0.02 | 0 | 0 | 0 | 0 | 0.85 | 0 | 0 | 0 | 0 | 0 | True |  | Non Federally-Regulated | 08/10/2018 |  | 11/21/2018
USAI Lighting | USAI Lighting | B3RDM-15X1-27KH-45-S-GR-NCIC-UNV-D6F | Light Emitting Diode | Inseparable Luminaire | Direct Wired | 0-10 VDC Controls | 69 | 2700 | 0.001 | 91 | 52 | 433 | 0.96 | Ambient | 50000 |  |  | 99999 | 0.01 | 13 | 4 | 0.01 | 0.01 | 0 | 0 | 0 | 0 | 0.09 | 0.02 | 0 | 0 | 0 | 0 | 0.85 | 0 | 0 | 0 | 0 | 0 | True |  | Non Federally-Regulated | 08/10/2018 |  | 11/21/2018
USAI Lighting | USAI Lighting | B3RDM-15X1-27KH-45-S-WH-NCIC-UNV-D6A | Light Emitting Diode | Inseparable Luminaire | Direct Wired | 0-10 VDC Controls | 69 | 2700 | 0.001 | 91 | 52 | 433 | 0.96 | Ambient | 50000 |  |  | 99999 | 0.01 | 13 | 4 | 0.01 | 0.01 | 0 | 0 | 0 | 0 | 0.09 | 0.02 | 0 | 0 | 0 | 0 | 0.85 | 0 | 0 | 0 | 0 | 0 | True |  | Non Federally-Regulated | 08/10/2018 |  | 11/21/2018
USAI Lighting | USAI Lighting | B3RDM-15X1-27KH-45-S-WH-NCIC-UNV-D6B | Light Emitting Diode | Inseparable Luminaire | Direct Wired | 0-10 VDC Controls | 69 | 2700 | 0.001 | 91 | 52 | 433 | 0.96 | Ambient | 50000 |  |  | 99999 | 0.01 | 13 | 4 | 0.01 | 0.01 | 0 | 0 | 0 | 0 | 0.09 | 0.02 | 0 | 0 | 0 | 0 | 0.85 | 0 | 0 | 0 | 0 | 0 | True |  | Non Federally-Regulated | 08/10/2018 |  | 11/21/2018
USAI Lighting | USAI Lighting | B3RDM-15X1-27KH-45-S-WH-NCIC-UNV-D6E | Light Emitting Diode | Inseparable Luminaire | Direct Wired | 0-10 VDC Controls | 69 | 2700 | 0.001 | 91 | 52 | 433 | 0.96 | Ambient | 50000 |  |  | 99999 | 0.01 | 13 | 4 | 0.01 | 0.01 | 0 | 0 | 0 | 0 | 0.09 | 0.02 | 0 | 0 | 0 | 0 | 0.85 | 0 | 0 | 0 | 0 | 0 | True |  | Non Federally-Regulated | 08/10/2018 |  | 11/21/2018
USAI Lighting | USAI Lighting | B3RDM-15X1-27KH-45-S-WH-NCIC-UNV-D6F | Light Emitting Diode | Inseparable Luminaire | Direct Wired | 0-10 VDC Controls | 69 | 2700 | 0.001 | 91 | 52 | 433 | 0.96 | Ambient | 50000 |  |  | 99999 | 0.01 | 13 | 4 | 0.01 | 0.01 | 0 | 0 | 0 | 0 | 0.09 | 0.02 | 0 | 0 | 0 | 0 | 0.85 | 0 | 0 | 0 | 0 | 0 | True |  | Non Federally-Regulated | 08/10/2018 |  | 11/21/2018
USAI Lighting | USAI Lighting | B3RDM-15X1-27KH-65-S-BL-NCIC-UNV-D6A | Light Emitting Diode | Inseparable Luminaire | Direct Wired | 0-10 VDC Controls | 56 | 2700 | 0.001 | 91 | 52 | 433 | 0.96 | Ambient | 50000 |  |  | 99999 | 0.01 | 13 | 4 | 0.01 | 0.01 | 0 | 0 | 0 | 0 | 0.09 | 0.02 | 0 | 0 | 0 | 0 | 0.85 | 0 | 0 | 0 | 0 | 0 | True |  | Non Federally-Regulated | 08/10/2018 |  | 11/21/2018
USAI Lighting | USAI Lighting | B3RDM-15X1-27KH-65-S-BL-NCIC-UNV-D6B | Light Emitting Diode | Inseparable Luminaire | Direct Wired | 0-10 VDC Controls | 56 | 2700 | 0.001 | 91 | 52 | 433 | 0.96 | Ambient | 50000 |  |  | 99999 | 0.01 | 13 | 4 | 0.01 | 0.01 | 0 | 0 | 0 | 0 | 0.09 | 0.02 | 0 | 0 | 0 | 0 | 0.85 | 0 | 0 | 0 | 0 | 0 | True |  | Non Federally-Regulated | 08/10/2018 |  | 11/21/2018
USAI Lighting | USAI Lighting | B3RDM-15X1-27KH-65-S-BL-NCIC-UNV-D6E | Light Emitting Diode | Inseparable Luminaire | Direct Wired | 0-10 VDC Controls | 56 | 2700 | 0.001 | 91 | 52 | 433 | 0.96 | Ambient | 50000 |  |  | 99999 | 0.01 | 13 | 4 | 0.01 | 0.01 | 0 | 0 | 0 | 0 | 0.09 | 0.02 | 0 | 0 | 0 | 0 | 0.85 | 0 | 0 | 0 | 0 | 0 | True |  | Non Federally-Regulated | 08/10/2018 |  | 11/21/2018
USAI Lighting | USAI Lighting | B3RDM-15X1-27KH-65-S-BL-NCIC-UNV-D6F | Light Emitting Diode | Inseparable Luminaire | Direct Wired | 0-10 VDC Controls | 56 | 2700 | 0.001 | 91 | 52 | 433 | 0.96 | Ambient | 50000 |  |  | 99999 | 0.01 | 13 | 4 | 0.01 | 0.01 | 0 | 0 | 0 | 0 | 0.09 | 0.02 | 0 | 0 | 0 | 0 | 0.85 | 0 | 0 | 0 | 0 | 0 | True |  | Non Federally-Regulated | 08/10/2018 |  | 11/21/2018
USAI Lighting | USAI Lighting | B3RDM-15X1-27KH-65-S-BZ-NCIC-UNV-D6A | Light Emitting Diode | Inseparable Luminaire | Direct Wired | 0-10 VDC Controls | 56 | 2700 | 0.001 | 91 | 52 | 433 | 0.96 | Ambient | 50000 |  |  | 99999 | 0.01 | 13 | 4 | 0.01 | 0.01 | 0 | 0 | 0 | 0 | 0.09 | 0.02 | 0 | 0 | 0 | 0 | 0.85 | 0 | 0 | 0 | 0 | 0 | True |  | Non Federally-Regulated | 08/10/2018 |  | 11/21/2018
USAI Lighting | USAI Lighting | B3RDM-15X1-27KH-65-S-BZ-NCIC-UNV-D6B | Light Emitting Diode | Inseparable Luminaire | Direct Wired | 0-10 VDC Controls | 56 | 2700 | 0.001 | 91 | 52 | 433 | 0.96 | Ambient | 50000 |  |  | 99999 | 0.01 | 13 | 4 | 0.01 | 0.01 | 0 | 0 | 0 | 0 | 0.09 | 0.02 | 0 | 0 | 0 | 0 | 0.85 | 0 | 0 | 0 | 0 | 0 | True |  | Non Federally-Regulated | 08/10/2018 |  | 11/21/2018
USAI Lighting | USAI Lighting | B3RDM-15X1-27KH-65-S-BZ-NCIC-UNV-D6E | Light Emitting Diode | Inseparable Luminaire | Direct Wired | 0-10 VDC Controls | 56 | 2700 | 0.001 | 91 | 52 | 433 | 0.96 | Ambient | 50000 |  |  | 99999 | 0.01 | 13 | 4 | 0.01 | 0.01 | 0 | 0 | 0 | 0 | 0.09 | 0.02 | 0 | 0 | 0 | 0 | 0.85 | 0 | 0 | 0 | 0 | 0 | True |  | Non Federally-Regulated | 08/10/2018 |  | 11/21/2018
USAI Lighting | USAI Lighting | B3RDM-15X1-27KH-65-S-BZ-NCIC-UNV-D6F | Light Emitting Diode | Inseparable Luminaire | Direct Wired | 0-10 VDC Controls | 56 | 2700 | 0.001 | 91 | 52 | 433 | 0.96 | Ambient | 50000 |  |  | 99999 | 0.01 | 13 | 4 | 0.01 | 0.01 | 0 | 0 | 0 | 0 | 0.09 | 0.02 | 0 | 0 | 0 | 0 | 0.85 | 0 | 0 | 0 | 0 | 0 | True |  | Non Federally-Regulated | 08/10/2018 |  | 11/21/2018
USAI Lighting | USAI Lighting | B3RDM-15X1-27KH-65-S-GR-NCIC-UNV-D6A | Light Emitting Diode | Inseparable Luminaire | Direct Wired | 0-10 VDC Controls | 56 | 2700 | 0.001 | 91 | 52 | 433 | 0.96 | Ambient | 50000 |  |  | 99999 | 0.01 | 13 | 4 | 0.01 | 0.01 | 0 | 0 | 0 | 0 | 0.09 | 0.02 | 0 | 0 | 0 | 0 | 0.85 | 0 | 0 | 0 | 0 | 0 | True |  | Non Federally-Regulated | 08/10/2018 |  | 11/21/2018
USAI Lighting | USAI Lighting | B3RDM-15X1-27KH-65-S-GR-NCIC-UNV-D6B | Light Emitting Diode | Inseparable Luminaire | Direct Wired | 0-10 VDC Controls | 56 | 2700 | 0.001 | 91 | 52 | 433 | 0.96 | Ambient | 50000 |  |  | 99999 | 0.01 | 13 | 4 | 0.01 | 0.01 | 0 | 0 | 0 | 0 | 0.09 | 0.02 | 0 | 0 | 0 | 0 | 0.85 | 0 | 0 | 0 | 0 | 0 | True |  | Non Federally-Regulated | 08/10/2018 |  | 11/21/2018
USAI Lighting | USAI Lighting | B3RDM-15X1-27KH-65-S-GR-NCIC-UNV-D6E | Light Emitting Diode | Inseparable Luminaire | Direct Wired | 0-10 VDC Controls | 56 | 2700 | 0.001 | 91 | 52 | 433 | 0.96 | Ambient | 50000 |  |  | 99999 | 0.01 | 13 | 4 | 0.01 | 0.01 | 0 | 0 | 0 | 0 | 0.09 | 0.02 | 0 | 0 | 0 | 0 | 0.85 | 0 | 0 | 0 | 0 | 0 | True |  | Non Federally-Regulated | 08/10/2018 |  | 11/21/2018
USAI Lighting | USAI Lighting | B3RDM-15X1-27KH-65-S-GR-NCIC-UNV-D6F | Light Emitting Diode | Inseparable Luminaire | Direct Wired | 0-10 VDC Controls | 56 | 2700 | 0.001 | 91 | 52 | 433 | 0.96 | Ambient | 50000 |  |  | 99999 | 0.01 | 13 | 4 | 0.01 | 0.01 | 0 | 0 | 0 | 0 | 0.09 | 0.02 | 0 | 0 | 0 | 0 | 0.85 | 0 | 0 | 0 | 0 | 0 | True |  | Non Federally-Regulated | 08/10/2018 |  | 11/21/2018
USAI Lighting | USAI Lighting | B3RDM-15X1-27KH-65-S-WH-NCIC-UNV-D6A | Light Emitting Diode | Inseparable Luminaire | Direct Wired | 0-10 VDC Controls | 56 | 2700 | 0.001 | 91 | 52 | 433 | 0.96 | Ambient | 50000 |  |  | 99999 | 0.01 | 13 | 4 | 0.01 | 0.01 | 0 | 0 | 0 | 0 | 0.09 | 0.02 | 0 | 0 | 0 | 0 | 0.85 | 0 | 0 | 0 | 0 | 0 | True |  | Non Federally-Regulated | 08/10/2018 |  | 11/21/2018
USAI Lighting | USAI Lighting | B3RDM-15X1-27KH-65-S-WH-NCIC-UNV-D6B | Light Emitting Diode | Inseparable Luminaire | Direct Wired | 0-10 VDC Controls | 56 | 2700 | 0.001 | 91 | 52 | 433 | 0.96 | Ambient | 50000 |  |  | 99999 | 0.01 | 13 | 4 | 0.01 | 0.01 | 0 | 0 | 0 | 0 | 0.09 | 0.02 | 0 | 0 | 0 | 0 | 0.85 | 0 | 0 | 0 | 0 | 0 | True |  | Non Federally-Regulated | 08/10/2018 |  | 11/21/2018
USAI Lighting | USAI Lighting | B3RDM-15X1-27KH-65-S-WH-NCIC-UNV-D6E | Light Emitting Diode | Inseparable Luminaire | Direct Wired | 0-10 VDC Controls | 56 | 2700 | 0.001 | 91 | 52 | 433 | 0.96 | Ambient | 50000 |  |  | 99999 | 0.01 | 13 | 4 | 0.01 | 0.01 | 0 | 0 | 0 | 0 | 0.09 | 0.02 | 0 | 0 | 0 | 0 | 0.85 | 0 | 0 | 0 | 0 | 0 | True |  | Non Federally-Regulated | 08/10/2018 |  | 11/21/2018
USAI Lighting | USAI Lighting | B3RDM-15X1-27KH-65-S-WH-NCIC-UNV-D6F | Light Emitting Diode | Inseparable Luminaire | Direct Wired | 0-10 VDC Controls | 56 | 2700 | 0.001 | 91 | 52 | 433 | 0.96 | Ambient | 50000 |  |  | 99999 | 0.01 | 13 | 4 | 0.01 | 0.01 | 0 | 0 | 0 | 0 | 0.09 | 0.02 | 0 | 0 | 0 | 0 | 0.85 | 0 | 0 | 0 | 0 | 0 | True |  | Non Federally-Regulated | 08/10/2018 |  | 11/21/2018
USAI Lighting | USAI Lighting | B3RDM-15X1-30KH-25-S-BL-NCIC-UNV-D6A | Light Emitting Diode | Inseparable Luminaire | Direct Wired | 0-10 VDC Controls | 66 | 3000 | 0.001 | 91 | 52 | 433 | 0.96 | Ambient | 50000 |  |  | 99999 | 0.01 | 13 | 4 | 0.01 | 0.01 | 0 | 0 | 0 | 0 | 0.09 | 0.02 | 0 | 0 | 0 | 0 | 0.85 | 0 | 0 | 0 | 0 | 0 | True |  | Non Federally-Regulated | 08/10/2018 |  | 11/21/2018
USAI Lighting | USAI Lighting | B3RDM-15X1-30KH-25-S-BL-NCIC-UNV-D6B | Light Emitting Diode | Inseparable Luminaire | Direct Wired | 0-10 VDC Controls | 66 | 3000 | 0.001 | 91 | 52 | 433 | 0.96 | Ambient | 50000 |  |  | 99999 | 0.01 | 13 | 4 | 0.01 | 0.01 | 0 | 0 | 0 | 0 | 0.09 | 0.02 | 0 | 0 | 0 | 0 | 0.85 | 0 | 0 | 0 | 0 | 0 | True |  | Non Federally-Regulated | 08/10/2018 |  | 11/21/2018
USAI Lighting | USAI Lighting | B3RDM-15X1-30KH-25-S-BL-NCIC-UNV-D6E | Light Emitting Diode | Inseparable Luminaire | Direct Wired | 0-10 VDC Controls | 66 | 3000 | 0.001 | 91 | 52 | 433 | 0.96 | Ambient | 50000 |  |  | 99999 | 0.01 | 13 | 4 | 0.01 | 0.01 | 0 | 0 | 0 | 0 | 0.09 | 0.02 | 0 | 0 | 0 | 0 | 0.85 | 0 | 0 | 0 | 0 | 0 | True |  | Non Federally-Regulated | 08/10/2018 |  | 11/21/2018
USAI Lighting | USAI Lighting | B3RDM-15X1-30KH-25-S-BL-NCIC-UNV-D6F | Light Emitting Diode | Inseparable Luminaire | Direct Wired | 0-10 VDC Controls | 66 | 3000 | 0.001 | 91 | 52 | 433 | 0.96 | Ambient | 50000 |  |  | 99999 | 0.01 | 13 | 4 | 0.01 | 0.01 | 0 | 0 | 0 | 0 | 0.09 | 0.02 | 0 | 0 | 0 | 0 | 0.85 | 0 | 0 | 0 | 0 | 0 | True |  | Non Federally-Regulated | 08/10/2018 |  | 11/21/2018
USAI Lighting | USAI Lighting | B3RDM-15X1-30KH-25-S-BZ-NCIC-UNV-D6A | Light Emitting Diode | Inseparable Luminaire | Direct Wired | 0-10 VDC Controls | 66 | 3000 | 0.001 | 91 | 52 | 433 | 0.96 | Ambient | 50000 |  |  | 99999 | 0.01 | 13 | 4 | 0.01 | 0.01 | 0 | 0 | 0 | 0 | 0.09 | 0.02 | 0 | 0 | 0 | 0 | 0.85 | 0 | 0 | 0 | 0 | 0 | True |  | Non Federally-Regulated | 08/10/2018 |  | 11/21/2018
USAI Lighting | USAI Lighting | B3RDM-15X1-30KH-25-S-BZ-NCIC-UNV-D6B | Light Emitting Diode | Inseparable Luminaire | Direct Wired | 0-10 VDC Controls | 66 | 3000 | 0.001 | 91 | 52 | 433 | 0.96 | Ambient | 50000 |  |  | 99999 | 0.01 | 13 | 4 | 0.01 | 0.01 | 0 | 0 | 0 | 0 | 0.09 | 0.02 | 0 | 0 | 0 | 0 | 0.85 | 0 | 0 | 0 | 0 | 0 | True |  | Non Federally-Regulated | 08/10/2018 |  | 11/21/2018