Modalight LLC | modaLIGHT | MMGE-H-S7-S-0-4H-1-310 | Light Emitting Diode | Inseparable Luminaire | Direct Wired | 0-10 VDC Controls | 65.9 | 4000 |  | 97 | 97 | 444 | 0.98 | Ambient | 50000 |  | 1 | 54000 | 0.01 | 20 | 21 | 0.13 | 0.13 | 0.13 | 0.13 | 0 | 0 | 0.18 | 0.17 | 0.16 | 0.15 | 0 | 0 | 0.19 | 0.18 | 0.18 | 0.12 | 0.05 | 0.02 | True | False | Non Federally-Regulated | 06/01/2021 |  | 07/15/2021
Modalight LLC | modaLIGHT | MMCI-S-S7-S-0-22H-4 | Light Emitting Diode | Inseparable Luminaire | Direct Wired | 0-10 VDC Controls | 67.7 | 2200 |  | 97 | 98 | 468 | 0.98 | Ambient | 50000 |  | 1 | 54000 | 0.01 | 21 | 21 | 0.12 | 0.12 | 0.12 | 0.12 | 0 | 0 | 0.2 | 0.19 | 0.18 | 0.15 | 0 | 0 | 0.11 | 0.11 | 0.1 | 0.07 | 0.01 | 0.01 | True | False | Non Federally-Regulated | 06/01/2021 |  | 07/15/2021
Modalight LLC | modaLIGHT | MMCI-S-S7-S-0-24H-4 | Light Emitting Diode | Inseparable Luminaire | Direct Wired | 0-10 VDC Controls | 67.7 | 2400 |  | 97 | 98 | 468 | 0.98 | Ambient | 50000 |  | 1 | 54000 | 0.01 | 21 | 21 | 0.12 | 0.12 | 0.12 | 0.12 | 0 | 0 | 0.2 | 0.19 | 0.18 | 0.15 | 0 | 0 | 0.11 | 0.11 | 0.1 | 0.07 | 0.01 | 0.01 | True | False | Non Federally-Regulated | 06/01/2021 |  | 07/15/2021
Modalight LLC | modaLIGHT | MMCI-S-S7-S-0-27H-4 | Light Emitting Diode | Inseparable Luminaire | Direct Wired | 0-10 VDC Controls | 67.7 | 2700 |  | 97 | 98 | 468 | 0.98 | Ambient | 50000 |  | 1 | 54000 | 0.01 | 21 | 21 | 0.12 | 0.12 | 0.12 | 0.12 | 0 | 0 | 0.2 | 0.19 | 0.18 | 0.15 | 0 | 0 | 0.11 | 0.11 | 0.1 | 0.07 | 0.01 | 0.01 | True | False | Non Federally-Regulated | 06/01/2021 |  | 07/15/2021
Modalight LLC | modaLIGHT | MMCI-S-S7-S-0-3H-4 | Light Emitting Diode | Inseparable Luminaire | Direct Wired | 0-10 VDC Controls | 67.7 | 3000 |  | 97 | 98 | 468 | 0.98 | Ambient | 50000 |  | 1 | 54000 | 0.01 | 21 | 21 | 0.12 | 0.12 | 0.12 | 0.12 | 0 | 0 | 0.2 | 0.19 | 0.18 | 0.15 | 0 | 0 | 0.11 | 0.11 | 0.1 | 0.07 | 0.01 | 0.01 | True | False | Non Federally-Regulated | 06/01/2021 |  | 07/15/2021
Modalight LLC | modaLIGHT | MMCI-S-S7-S-0-35H-4 | Light Emitting Diode | Inseparable Luminaire | Direct Wired | 0-10 VDC Controls | 67.7 | 3500 |  | 97 | 98 | 468 | 0.98 | Ambient | 50000 |  | 1 | 54000 | 0.01 | 21 | 21 | 0.12 | 0.12 | 0.12 | 0.12 | 0 | 0 | 0.2 | 0.19 | 0.18 | 0.15 | 0 | 0 | 0.11 | 0.11 | 0.1 | 0.07 | 0.01 | 0.01 | True | False | Non Federally-Regulated | 06/01/2021 |  | 07/15/2021
Modalight LLC | modaLIGHT | MMCI-S-S7-S-0-4H-4 | Light Emitting Diode | Inseparable Luminaire | Direct Wired | 0-10 VDC Controls | 67.7 | 4000 |  | 97 | 98 | 468 | 0.98 | Ambient | 50000 |  | 1 | 54000 | 0.01 | 21 | 21 | 0.12 | 0.12 | 0.12 | 0.12 | 0 | 0 | 0.2 | 0.19 | 0.18 | 0.15 | 0 | 0 | 0.11 | 0.11 | 0.1 | 0.07 | 0.01 | 0.01 | True | False | Non Federally-Regulated | 06/01/2021 |  | 07/15/2021
Modalight LLC | modaLIGHT | MMGI-S-S7-S-0-22H-4-310 | Light Emitting Diode | Inseparable Luminaire | Direct Wired | 0-10 VDC Controls | 67.7 | 2200 |  | 97 | 98 | 468 | 0.98 | Ambient | 50000 |  | 1 | 54000 | 0.01 | 21 | 21 | 0.12 | 0.12 | 0.12 | 0.12 | 0 | 0 | 0.2 | 0.19 | 0.18 | 0.15 | 0 | 0 | 0.11 | 0.11 | 0.1 | 0.07 | 0.01 | 0.01 | True | False | Non Federally-Regulated | 06/01/2021 |  | 07/15/2021
Modalight LLC | modaLIGHT | MMGI-S-S7-S-0-24H-4-310-310 | Light Emitting Diode | Inseparable Luminaire | Direct Wired | 0-10 VDC Controls | 67.7 | 2400 |  | 97 | 98 | 468 | 0.98 | Ambient | 50000 |  | 1 | 54000 | 0.01 | 21 | 21 | 0.12 | 0.12 | 0.12 | 0.12 | 0 | 0 | 0.2 | 0.19 | 0.18 | 0.15 | 0 | 0 | 0.11 | 0.11 | 0.1 | 0.07 | 0.01 | 0.01 | True | False | Non Federally-Regulated | 06/01/2021 |  | 07/15/2021
Modalight LLC | modaLIGHT | MMGI-S-S7-S-0-27H-4-310 | Light Emitting Diode | Inseparable Luminaire | Direct Wired | 0-10 VDC Controls | 67.7 | 2700 |  | 97 | 98 | 468 | 0.98 | Ambient | 50000 |  | 1 | 54000 | 0.01 | 21 | 21 | 0.12 | 0.12 | 0.12 | 0.12 | 0 | 0 | 0.2 | 0.19 | 0.18 | 0.15 | 0 | 0 | 0.11 | 0.11 | 0.1 | 0.07 | 0.01 | 0.01 | True | False | Non Federally-Regulated | 06/01/2021 |  | 07/15/2021
Modalight LLC | modaLIGHT | MMGI-S-S7-S-0-3H-4-310 | Light Emitting Diode | Inseparable Luminaire | Direct Wired | 0-10 VDC Controls | 67.7 | 3000 |  | 97 | 98 | 468 | 0.98 | Ambient | 50000 |  | 1 | 54000 | 0.01 | 21 | 21 | 0.12 | 0.12 | 0.12 | 0.12 | 0 | 0 | 0.2 | 0.19 | 0.18 | 0.15 | 0 | 0 | 0.11 | 0.11 | 0.1 | 0.07 | 0.01 | 0.01 | True | False | Non Federally-Regulated | 06/01/2021 |  | 07/15/2021
Modalight LLC | modaLIGHT | MMGI-S-S7-S-0-35H-4-310 | Light Emitting Diode | Inseparable Luminaire | Direct Wired | 0-10 VDC Controls | 67.7 | 3500 |  | 97 | 98 | 468 | 0.98 | Ambient | 50000 |  | 1 | 54000 | 0.01 | 21 | 21 | 0.12 | 0.12 | 0.12 | 0.12 | 0 | 0 | 0.2 | 0.19 | 0.18 | 0.15 | 0 | 0 | 0.11 | 0.11 | 0.1 | 0.07 | 0.01 | 0.01 | True | False | Non Federally-Regulated | 06/01/2021 |  | 07/15/2021
Modalight LLC | modaLIGHT | MMGI-S-S7-S-0-4-310H-4-310 | Light Emitting Diode | Inseparable Luminaire | Direct Wired | 0-10 VDC Controls | 67.7 | 4000 |  | 97 | 98 | 468 | 0.98 | Ambient | 50000 |  | 1 | 54000 | 0.01 | 21 | 21 | 0.12 | 0.12 | 0.12 | 0.12 | 0 | 0 | 0.2 | 0.19 | 0.18 | 0.15 | 0 | 0 | 0.11 | 0.11 | 0.1 | 0.07 | 0.01 | 0.01 | True | False | Non Federally-Regulated | 06/01/2021 |  | 07/15/2021
Modalight LLC | modaLIGHT | MMCE-S-S7-S-0-22H-4 | Light Emitting Diode | Inseparable Luminaire | Direct Wired | 0-10 VDC Controls | 67.7 | 2200 |  | 97 | 98 | 468 | 0.98 | Ambient | 50000 |  | 1 | 54000 | 0.01 | 21 | 21 | 0.12 | 0.12 | 0.12 | 0.12 | 0 | 0 | 0.2 | 0.19 | 0.18 | 0.15 | 0 | 0 | 0.11 | 0.11 | 0.1 | 0.07 | 0.01 | 0.01 | True | False | Non Federally-Regulated | 06/01/2021 |  | 07/15/2021
Modalight LLC | modaLIGHT | MMCE-S-S7-S-0-24H-4 | Light Emitting Diode | Inseparable Luminaire | Direct Wired | 0-10 VDC Controls | 67.7 | 2400 |  | 97 | 98 | 468 | 0.98 | Ambient | 50000 |  | 1 | 54000 | 0.01 | 21 | 21 | 0.12 | 0.12 | 0.12 | 0.12 | 0 | 0 | 0.2 | 0.19 | 0.18 | 0.15 | 0 | 0 | 0.11 | 0.11 | 0.1 | 0.07 | 0.01 | 0.01 | True | False | Non Federally-Regulated | 06/01/2021 |  | 07/15/2021
Modalight LLC | modaLIGHT | MMCE-S-S7-S-0-27H-4 | Light Emitting Diode | Inseparable Luminaire | Direct Wired | 0-10 VDC Controls | 67.7 | 2700 |  | 97 | 98 | 468 | 0.98 | Ambient | 50000 |  | 1 | 54000 | 0.01 | 21 | 21 | 0.12 | 0.12 | 0.12 | 0.12 | 0 | 0 | 0.2 | 0.19 | 0.18 | 0.15 | 0 | 0 | 0.11 | 0.11 | 0.1 | 0.07 | 0.01 | 0.01 | True | False | Non Federally-Regulated | 06/01/2021 |  | 07/15/2021
Modalight LLC | modaLIGHT | MMCE-S-S7-S-0-3H-4 | Light Emitting Diode | Inseparable Luminaire | Direct Wired | 0-10 VDC Controls | 67.7 | 3000 |  | 97 | 98 | 468 | 0.98 | Ambient | 50000 |  | 1 | 54000 | 0.01 | 21 | 21 | 0.12 | 0.12 | 0.12 | 0.12 | 0 | 0 | 0.2 | 0.19 | 0.18 | 0.15 | 0 | 0 | 0.11 | 0.11 | 0.1 | 0.07 | 0.01 | 0.01 | True | False | Non Federally-Regulated | 06/01/2021 |  | 07/15/2021
Modalight LLC | modaLIGHT | MMCE-S-S7-S-0-35H-4 | Light Emitting Diode | Inseparable Luminaire | Direct Wired | 0-10 VDC Controls | 67.7 | 3500 |  | 97 | 98 | 468 | 0.98 | Ambient | 50000 |  | 1 | 54000 | 0.01 | 21 | 21 | 0.12 | 0.12 | 0.12 | 0.12 | 0 | 0 | 0.2 | 0.19 | 0.18 | 0.15 | 0 | 0 | 0.11 | 0.11 | 0.1 | 0.07 | 0.01 | 0.01 | True | False | Non Federally-Regulated | 06/01/2021 |  | 07/15/2021
Modalight LLC | modaLIGHT | MMCE-S-S7-S-0-4H-4 | Light Emitting Diode | Inseparable Luminaire | Direct Wired | 0-10 VDC Controls | 67.7 | 4000 |  | 97 | 98 | 468 | 0.98 | Ambient | 50000 |  | 1 | 54000 | 0.01 | 21 | 21 | 0.12 | 0.12 | 0.12 | 0.12 | 0 | 0 | 0.2 | 0.19 | 0.18 | 0.15 | 0 | 0 | 0.11 | 0.11 | 0.1 | 0.07 | 0.01 | 0.01 | True | False | Non Federally-Regulated | 06/01/2021 |  | 07/15/2021
Modalight LLC | modaLIGHT | MMGE-S-S7-S-0-22H-4-310 | Light Emitting Diode | Inseparable Luminaire | Direct Wired | 0-10 VDC Controls | 67.7 | 2200 |  | 97 | 98 | 468 | 0.98 | Ambient | 50000 |  | 1 | 54000 | 0.01 | 21 | 21 | 0.12 | 0.12 | 0.12 | 0.12 | 0 | 0 | 0.2 | 0.19 | 0.18 | 0.15 | 0 | 0 | 0.11 | 0.11 | 0.1 | 0.07 | 0.01 | 0.01 | True | False | Non Federally-Regulated | 06/01/2021 |  | 07/15/2021
Modalight LLC | modaLIGHT | MMGE-S-S7-S-0-24H-4-310-310 | Light Emitting Diode | Inseparable Luminaire | Direct Wired | 0-10 VDC Controls | 67.7 | 2400 |  | 97 | 98 | 468 | 0.98 | Ambient | 50000 |  | 1 | 54000 | 0.01 | 21 | 21 | 0.12 | 0.12 | 0.12 | 0.12 | 0 | 0 | 0.2 | 0.19 | 0.18 | 0.15 | 0 | 0 | 0.11 | 0.11 | 0.1 | 0.07 | 0.01 | 0.01 | True | False | Non Federally-Regulated | 06/01/2021 |  | 07/15/2021
Modalight LLC | modaLIGHT | MMGE-S-S7-S-0-27H-4-310 | Light Emitting Diode | Inseparable Luminaire | Direct Wired | 0-10 VDC Controls | 67.7 | 2700 |  | 97 | 98 | 468 | 0.98 | Ambient | 50000 |  | 1 | 54000 | 0.01 | 21 | 21 | 0.12 | 0.12 | 0.12 | 0.12 | 0 | 0 | 0.2 | 0.19 | 0.18 | 0.15 | 0 | 0 | 0.11 | 0.11 | 0.1 | 0.07 | 0.01 | 0.01 | True | False | Non Federally-Regulated | 06/01/2021 |  | 07/15/2021
Modalight LLC | modaLIGHT | MMGE-S-S7-S-0-3H-4-310 | Light Emitting Diode | Inseparable Luminaire | Direct Wired | 0-10 VDC Controls | 67.7 | 3000 |  | 97 | 98 | 468 | 0.98 | Ambient | 50000 |  | 1 | 54000 | 0.01 | 21 | 21 | 0.12 | 0.12 | 0.12 | 0.12 | 0 | 0 | 0.2 | 0.19 | 0.18 | 0.15 | 0 | 0 | 0.11 | 0.11 | 0.1 | 0.07 | 0.01 | 0.01 | True | False | Non Federally-Regulated | 06/01/2021 |  | 07/15/2021
Modalight LLC | modaLIGHT | MMGE-S-S7-S-0-35H-4-310 | Light Emitting Diode | Inseparable Luminaire | Direct Wired | 0-10 VDC Controls | 67.7 | 3500 |  | 97 | 98 | 468 | 0.98 | Ambient | 50000 |  | 1 | 54000 | 0.01 | 21 | 21 | 0.12 | 0.12 | 0.12 | 0.12 | 0 | 0 | 0.2 | 0.19 | 0.18 | 0.15 | 0 | 0 | 0.11 | 0.11 | 0.1 | 0.07 | 0.01 | 0.01 | True | False | Non Federally-Regulated | 06/01/2021 |  | 07/15/2021
Modalight LLC | modaLIGHT | MMGE-S-S7-S-0-4-310H-4-310 | Light Emitting Diode | Inseparable Luminaire | Direct Wired | 0-10 VDC Controls | 67.7 | 4000 |  | 97 | 98 | 468 | 0.98 | Ambient | 50000 |  | 1 | 54000 | 0.01 | 21 | 21 | 0.12 | 0.12 | 0.12 | 0.12 | 0 | 0 | 0.2 | 0.19 | 0.18 | 0.15 | 0 | 0 | 0.11 | 0.11 | 0.1 | 0.07 | 0.01 | 0.01 | True | False | Non Federally-Regulated | 06/01/2021 |  | 07/15/2021
Modalight LLC | modaLIGHT | MMCI-S-S7-S-0-GD2748-4 | Light Emitting Diode | Inseparable Luminaire | Direct Wired | 0-10 VDC Controls | 67.7 | 2700 |  | 97 | 98 | 468 | 0.98 | Ambient | 50000 |  | 1 | 54000 | 0.01 | 21 | 21 | 0.12 | 0.12 | 0.12 | 0.12 | 0 | 0 | 0.2 | 0.19 | 0.18 | 0.15 | 0 | 0 | 0.11 | 0.11 | 0.1 | 0.07 | 0.01 | 0.01 | True | False | Non Federally-Regulated | 06/01/2021 |  | 07/15/2021
Modalight LLC | modaLIGHT | MMCI-S-S7-S-0-GD3022-4 | Light Emitting Diode | Inseparable Luminaire | Direct Wired | 0-10 VDC Controls | 67.7 | 3000 |  | 97 | 98 | 468 | 0.98 | Ambient | 50000 |  | 1 | 54000 | 0.01 | 21 | 21 | 0.12 | 0.12 | 0.12 | 0.12 | 0 | 0 | 0.2 | 0.19 | 0.18 | 0.15 | 0 | 0 | 0.11 | 0.11 | 0.1 | 0.07 | 0.01 | 0.01 | True | False | Non Federally-Regulated | 06/01/2021 |  | 07/15/2021
Modalight LLC | modaLIGHT | MMCI-S-S7-S-0-GD3522-4 | Light Emitting Diode | Inseparable Luminaire | Direct Wired | 0-10 VDC Controls | 67.7 | 3500 |  | 97 | 98 | 468 | 0.98 | Ambient | 50000 |  | 1 | 54000 | 0.01 | 21 | 21 | 0.12 | 0.12 | 0.12 | 0.12 | 0 | 0 | 0.2 | 0.19 | 0.18 | 0.15 | 0 | 0 | 0.11 | 0.11 | 0.1 | 0.07 | 0.01 | 0.01 | True | False | Non Federally-Regulated | 06/01/2021 |  | 07/15/2021
Modalight LLC | modaLIGHT | MMGI-S-S7-S-0-GD2748-4-310 | Light Emitting Diode | Inseparable Luminaire | Direct Wired | 0-10 VDC Controls | 67.7 | 2700 |  | 97 | 98 | 468 | 0.98 | Ambient | 50000 |  | 1 | 54000 | 0.01 | 21 | 21 | 0.12 | 0.12 | 0.12 | 0.12 | 0 | 0 | 0.2 | 0.19 | 0.18 | 0.15 | 0 | 0 | 0.11 | 0.11 | 0.1 | 0.07 | 0.01 | 0.01 | True | False | Non Federally-Regulated | 06/01/2021 |  | 07/15/2021
Modalight LLC | modaLIGHT | MMGI-S-S7-S-0-GD3022-4-310 | Light Emitting Diode | Inseparable Luminaire | Direct Wired | 0-10 VDC Controls | 67.7 | 3000 |  | 97 | 98 | 468 | 0.98 | Ambient | 50000 |  | 1 | 54000 | 0.01 | 21 | 21 | 0.12 | 0.12 | 0.12 | 0.12 | 0 | 0 | 0.2 | 0.19 | 0.18 | 0.15 | 0 | 0 | 0.11 | 0.11 | 0.1 | 0.07 | 0.01 | 0.01 | True | False | Non Federally-Regulated | 06/01/2021 |  | 07/15/2021
Modalight LLC | modaLIGHT | MMGI-S-S7-S-0-GD3522-4-310 | Light Emitting Diode | Inseparable Luminaire | Direct Wired | 0-10 VDC Controls | 67.7 | 3500 |  | 97 | 98 | 468 | 0.98 | Ambient | 50000 |  | 1 | 54000 | 0.01 | 21 | 21 | 0.12 | 0.12 | 0.12 | 0.12 | 0 | 0 | 0.2 | 0.19 | 0.18 | 0.15 | 0 | 0 | 0.11 | 0.11 | 0.1 | 0.07 | 0.01 | 0.01 | True | False | Non Federally-Regulated | 06/01/2021 |  | 07/15/2021
Modalight LLC | modaLIGHT | MMCE-S-S7-S-0-GD2748-4 | Light Emitting Diode | Inseparable Luminaire | Direct Wired | 0-10 VDC Controls | 67.7 | 2700 |  | 97 | 98 | 468 | 0.98 | Ambient | 50000 |  | 1 | 54000 | 0.01 | 21 | 21 | 0.12 | 0.12 | 0.12 | 0.12 | 0 | 0 | 0.2 | 0.19 | 0.18 | 0.15 | 0 | 0 | 0.11 | 0.11 | 0.1 | 0.07 | 0.01 | 0.01 | True | False | Non Federally-Regulated | 06/01/2021 |  | 07/15/2021
Modalight LLC | modaLIGHT | MMCE-S-S7-S-0-GD3022-4 | Light Emitting Diode | Inseparable Luminaire | Direct Wired | 0-10 VDC Controls | 67.7 | 3000 |  | 97 | 98 | 468 | 0.98 | Ambient | 50000 |  | 1 | 54000 | 0.01 | 21 | 21 | 0.12 | 0.12 | 0.12 | 0.12 | 0 | 0 | 0.2 | 0.19 | 0.18 | 0.15 | 0 | 0 | 0.11 | 0.11 | 0.1 | 0.07 | 0.01 | 0.01 | True | False | Non Federally-Regulated | 06/01/2021 |  | 07/15/2021
Modalight LLC | modaLIGHT | MMCE-S-S7-S-0-GD3522-4 | Light Emitting Diode | Inseparable Luminaire | Direct Wired | 0-10 VDC Controls | 67.7 | 3500 |  | 97 | 98 | 468 | 0.98 | Ambient | 50000 |  | 1 | 54000 | 0.01 | 21 | 21 | 0.12 | 0.12 | 0.12 | 0.12 | 0 | 0 | 0.2 | 0.19 | 0.18 | 0.15 | 0 | 0 | 0.11 | 0.11 | 0.1 | 0.07 | 0.01 | 0.01 | True | False | Non Federally-Regulated | 06/01/2021 |  | 07/15/2021
Modalight LLC | modaLIGHT | MMGE-S-S7-S-0-GD2748-4-310 | Light Emitting Diode | Inseparable Luminaire | Direct Wired | 0-10 VDC Controls | 67.7 | 2700 |  | 97 | 98 | 468 | 0.98 | Ambient | 50000 |  | 1 | 54000 | 0.01 | 21 | 21 | 0.12 | 0.12 | 0.12 | 0.12 | 0 | 0 | 0.2 | 0.19 | 0.18 | 0.15 | 0 | 0 | 0.11 | 0.11 | 0.1 | 0.07 | 0.01 | 0.01 | True | False | Non Federally-Regulated | 06/01/2021 |  | 07/15/2021
Modalight LLC | modaLIGHT | MMGE-S-S7-S-0-GD3022-4-310 | Light Emitting Diode | Inseparable Luminaire | Direct Wired | 0-10 VDC Controls | 67.7 | 3000 |  | 97 | 98 | 468 | 0.98 | Ambient | 50000 |  | 1 | 54000 | 0.01 | 21 | 21 | 0.12 | 0.12 | 0.12 | 0.12 | 0 | 0 | 0.2 | 0.19 | 0.18 | 0.15 | 0 | 0 | 0.11 | 0.11 | 0.1 | 0.07 | 0.01 | 0.01 | True | False | Non Federally-Regulated | 06/01/2021 |  | 07/15/2021
Modalight LLC | modaLIGHT | MMGE-S-S7-S-0-GD3522-4-310 | Light Emitting Diode | Inseparable Luminaire | Direct Wired | 0-10 VDC Controls | 67.7 | 3500 |  | 97 | 98 | 468 | 0.98 | Ambient | 50000 |  | 1 | 54000 | 0.01 | 21 | 21 | 0.12 | 0.12 | 0.12 | 0.12 | 0 | 0 | 0.2 | 0.19 | 0.18 | 0.15 | 0 | 0 | 0.11 | 0.11 | 0.1 | 0.07 | 0.01 | 0.01 | True | False | Non Federally-Regulated | 06/01/2021 |  | 07/15/2021
Modalight LLC | modaLIGHT | MMCI-H-S7-S-0-22H-4 | Light Emitting Diode | Inseparable Luminaire | Direct Wired | 0-10 VDC Controls | 68.7 | 2200 |  | 97 | 97 | 492 | 0.99 | Ambient | 50000 |  | 1 | 54000 | 0.01 | 21 | 21 | 0.13 | 0.13 | 0.13 | 0.13 | 0 | 0 | 0.2 | 0.2 | 0.19 | 0.16 | 0 | 0 | 0.1 | 0.11 | 0.1 | 0.07 | 0 | 0 | True | False | Non Federally-Regulated | 06/01/2021 |  | 07/15/2021
Modalight LLC | modaLIGHT | MMCI-H-S7-S-0-24H-4 | Light Emitting Diode | Inseparable Luminaire | Direct Wired | 0-10 VDC Controls | 68.7 | 2400 |  | 97 | 97 | 492 | 0.99 | Ambient | 50000 |  | 1 | 54000 | 0.01 | 21 | 21 | 0.13 | 0.13 | 0.13 | 0.13 | 0 | 0 | 0.2 | 0.2 | 0.19 | 0.16 | 0 | 0 | 0.1 | 0.11 | 0.1 | 0.07 | 0 | 0 | True | False | Non Federally-Regulated | 06/01/2021 |  | 07/15/2021
Modalight LLC | modaLIGHT | MMCI-H-S7-S-0-27H-4 | Light Emitting Diode | Inseparable Luminaire | Direct Wired | 0-10 VDC Controls | 68.7 | 2700 |  | 97 | 97 | 492 | 0.99 | Ambient | 50000 |  | 1 | 54000 | 0.01 | 21 | 21 | 0.13 | 0.13 | 0.13 | 0.13 | 0 | 0 | 0.2 | 0.2 | 0.19 | 0.16 | 0 | 0 | 0.1 | 0.11 | 0.1 | 0.07 | 0 | 0 | True | False | Non Federally-Regulated | 06/01/2021 |  | 07/15/2021
Modalight LLC | modaLIGHT | MMCI-H-S7-S-0-3H-4 | Light Emitting Diode | Inseparable Luminaire | Direct Wired | 0-10 VDC Controls | 68.7 | 3000 |  | 97 | 97 | 492 | 0.99 | Ambient | 50000 |  | 1 | 54000 | 0.01 | 21 | 21 | 0.13 | 0.13 | 0.13 | 0.13 | 0 | 0 | 0.2 | 0.2 | 0.19 | 0.16 | 0 | 0 | 0.1 | 0.11 | 0.1 | 0.07 | 0 | 0 | True | False | Non Federally-Regulated | 06/01/2021 |  | 07/15/2021
Modalight LLC | modaLIGHT | MMCI-H-S7-S-0-35H-4 | Light Emitting Diode | Inseparable Luminaire | Direct Wired | 0-10 VDC Controls | 68.7 | 3500 |  | 97 | 97 | 492 | 0.99 | Ambient | 50000 |  | 1 | 54000 | 0.01 | 21 | 21 | 0.13 | 0.13 | 0.13 | 0.13 | 0 | 0 | 0.2 | 0.2 | 0.19 | 0.16 | 0 | 0 | 0.1 | 0.11 | 0.1 | 0.07 | 0 | 0 | True | False | Non Federally-Regulated | 06/01/2021 |  | 07/15/2021
Modalight LLC | modaLIGHT | MMCI-H-S7-S-0-4H-4 | Light Emitting Diode | Inseparable Luminaire | Direct Wired | 0-10 VDC Controls | 68.7 | 4000 |  | 97 | 97 | 492 | 0.99 | Ambient | 50000 |  | 1 | 54000 | 0.01 | 21 | 21 | 0.13 | 0.13 | 0.13 | 0.13 | 0 | 0 | 0.2 | 0.2 | 0.19 | 0.16 | 0 | 0 | 0.1 | 0.11 | 0.1 | 0.07 | 0 | 0 | True | False | Non Federally-Regulated | 06/01/2021 |  | 07/15/2021
Modalight LLC | modaLIGHT | MMGI-H-S7-S-0-22H-4-310 | Light Emitting Diode | Inseparable Luminaire | Direct Wired | 0-10 VDC Controls | 68.7 | 2200 |  | 97 | 97 | 492 | 0.99 | Ambient | 50000 |  | 1 | 54000 | 0.01 | 21 | 21 | 0.13 | 0.13 | 0.13 | 0.13 | 0 | 0 | 0.2 | 0.2 | 0.19 | 0.16 | 0 | 0 | 0.1 | 0.11 | 0.1 | 0.07 | 0 | 0 | True | False | Non Federally-Regulated | 06/01/2021 |  | 07/15/2021
Modalight LLC | modaLIGHT | MMGI-H-S7-S-0-24H-4-310 | Light Emitting Diode | Inseparable Luminaire | Direct Wired | 0-10 VDC Controls | 68.7 | 2400 |  | 97 | 97 | 492 | 0.99 | Ambient | 50000 |  | 1 | 54000 | 0.01 | 21 | 21 | 0.13 | 0.13 | 0.13 | 0.13 | 0 | 0 | 0.2 | 0.2 | 0.19 | 0.16 | 0 | 0 | 0.1 | 0.11 | 0.1 | 0.07 | 0 | 0 | True | False | Non Federally-Regulated | 06/01/2021 |  | 07/15/2021
Modalight LLC | modaLIGHT | MMGI-H-S7-S-0-27H-4-310 | Light Emitting Diode | Inseparable Luminaire | Direct Wired | 0-10 VDC Controls | 68.7 | 2700 |  | 97 | 97 | 492 | 0.99 | Ambient | 50000 |  | 1 | 54000 | 0.01 | 21 | 21 | 0.13 | 0.13 | 0.13 | 0.13 | 0 | 0 | 0.2 | 0.2 | 0.19 | 0.16 | 0 | 0 | 0.1 | 0.11 | 0.1 | 0.07 | 0 | 0 | True | False | Non Federally-Regulated | 06/01/2021 |  | 07/15/2021
Modalight LLC | modaLIGHT | MMGI-H-S7-S-0-3H-4-310 | Light Emitting Diode | Inseparable Luminaire | Direct Wired | 0-10 VDC Controls | 68.7 | 3000 |  | 97 | 97 | 492 | 0.99 | Ambient | 50000 |  | 1 | 54000 | 0.01 | 21 | 21 | 0.13 | 0.13 | 0.13 | 0.13 | 0 | 0 | 0.2 | 0.2 | 0.19 | 0.16 | 0 | 0 | 0.1 | 0.11 | 0.1 | 0.07 | 0 | 0 | True | False | Non Federally-Regulated | 06/01/2021 |  | 07/15/2021
Modalight LLC | modaLIGHT | MMGI-H-S7-S-0-35H-4-310 | Light Emitting Diode | Inseparable Luminaire | Direct Wired | 0-10 VDC Controls | 68.7 | 3500 |  | 97 | 97 | 492 | 0.99 | Ambient | 50000 |  | 1 | 54000 | 0.01 | 21 | 21 | 0.13 | 0.13 | 0.13 | 0.13 | 0 | 0 | 0.2 | 0.2 | 0.19 | 0.16 | 0 | 0 | 0.1 | 0.11 | 0.1 | 0.07 | 0 | 0 | True | False | Non Federally-Regulated | 06/01/2021 |  | 07/15/2021
Modalight LLC | modaLIGHT | MMGI-H-S7-S-0-4-310H-4-310 | Light Emitting Diode | Inseparable Luminaire | Direct Wired | 0-10 VDC Controls | 68.7 | 4000 |  | 97 | 97 | 492 | 0.99 | Ambient | 50000 |  | 1 | 54000 | 0.01 | 21 | 21 | 0.13 | 0.13 | 0.13 | 0.13 | 0 | 0 | 0.2 | 0.2 | 0.19 | 0.16 | 0 | 0 | 0.1 | 0.11 | 0.1 | 0.07 | 0 | 0 | True | False | Non Federally-Regulated | 06/01/2021 |  | 07/15/2021
Modalight LLC | modaLIGHT | MMCE-H-S7-S-0-22H-4 | Light Emitting Diode | Inseparable Luminaire | Direct Wired | 0-10 VDC Controls | 68.7 | 2200 |  | 97 | 97 | 492 | 0.99 | Ambient | 50000 |  | 1 | 54000 | 0.01 | 21 | 21 | 0.13 | 0.13 | 0.13 | 0.13 | 0 | 0 | 0.2 | 0.2 | 0.19 | 0.16 | 0 | 0 | 0.1 | 0.11 | 0.1 | 0.07 | 0 | 0 | True | False | Non Federally-Regulated | 06/01/2021 |  | 07/15/2021
Modalight LLC | modaLIGHT | MMCE-H-S7-S-0-24H-4 | Light Emitting Diode | Inseparable Luminaire | Direct Wired | 0-10 VDC Controls | 68.7 | 2400 |  | 97 | 97 | 492 | 0.99 | Ambient | 50000 |  | 1 | 54000 | 0.01 | 21 | 21 | 0.13 | 0.13 | 0.13 | 0.13 | 0 | 0 | 0.2 | 0.2 | 0.19 | 0.16 | 0 | 0 | 0.1 | 0.11 | 0.1 | 0.07 | 0 | 0 | True | False | Non Federally-Regulated | 06/01/2021 |  | 07/15/2021
Modalight LLC | modaLIGHT | MMCE-H-S7-S-0-27H-4 | Light Emitting Diode | Inseparable Luminaire | Direct Wired | 0-10 VDC Controls | 68.7 | 2700 |  | 97 | 97 | 492 | 0.99 | Ambient | 50000 |  | 1 | 54000 | 0.01 | 21 | 21 | 0.13 | 0.13 | 0.13 | 0.13 | 0 | 0 | 0.2 | 0.2 | 0.19 | 0.16 | 0 | 0 | 0.1 | 0.11 | 0.1 | 0.07 | 0 | 0 | True | False | Non Federally-Regulated | 06/01/2021 |  | 07/15/2021
Modalight LLC | modaLIGHT | MMCE-H-S7-S-0-3H-4 | Light Emitting Diode | Inseparable Luminaire | Direct Wired | 0-10 VDC Controls | 68.7 | 3000 |  | 97 | 97 | 492 | 0.99 | Ambient | 50000 |  | 1 | 54000 | 0.01 | 21 | 21 | 0.13 | 0.13 | 0.13 | 0.13 | 0 | 0 | 0.2 | 0.2 | 0.19 | 0.16 | 0 | 0 | 0.1 | 0.11 | 0.1 | 0.07 | 0 | 0 | True | False | Non Federally-Regulated | 06/01/2021 |  | 07/15/2021
Modalight LLC | modaLIGHT | MMCE-H-S7-S-0-35H-4 | Light Emitting Diode | Inseparable Luminaire | Direct Wired | 0-10 VDC Controls | 68.7 | 3500 |  | 97 | 97 | 492 | 0.99 | Ambient | 50000 |  | 1 | 54000 | 0.01 | 21 | 21 | 0.13 | 0.13 | 0.13 | 0.13 | 0 | 0 | 0.2 | 0.2 | 0.19 | 0.16 | 0 | 0 | 0.1 | 0.11 | 0.1 | 0.07 | 0 | 0 | True | False | Non Federally-Regulated | 06/01/2021 |  | 07/15/2021
Modalight LLC | modaLIGHT | MMCE-H-S7-S-0-4H-4 | Light Emitting Diode | Inseparable Luminaire | Direct Wired | 0-10 VDC Controls | 68.7 | 4000 |  | 97 | 97 | 492 | 0.99 | Ambient | 50000 |  | 1 | 54000 | 0.01 | 21 | 21 | 0.13 | 0.13 | 0.13 | 0.13 | 0 | 0 | 0.2 | 0.2 | 0.19 | 0.16 | 0 | 0 | 0.1 | 0.11 | 0.1 | 0.07 | 0 | 0 | True | False | Non Federally-Regulated | 06/01/2021 |  | 07/15/2021
Modalight LLC | modaLIGHT | MMGE-H-S7-S-0-22H-4-310 | Light Emitting Diode | Inseparable Luminaire | Direct Wired | 0-10 VDC Controls | 68.7 | 2200 |  | 97 | 97 | 492 | 0.99 | Ambient | 50000 |  | 1 | 54000 | 0.01 | 21 | 21 | 0.13 | 0.13 | 0.13 | 0.13 | 0 | 0 | 0.2 | 0.2 | 0.19 | 0.16 | 0 | 0 | 0.1 | 0.11 | 0.1 | 0.07 | 0 | 0 | True | False | Non Federally-Regulated | 06/01/2021 |  | 07/15/2021
Modalight LLC | modaLIGHT | MMGE-H-S7-S-0-24H-4-310 | Light Emitting Diode | Inseparable Luminaire | Direct Wired | 0-10 VDC Controls | 68.7 | 2400 |  | 97 | 97 | 492 | 0.99 | Ambient | 50000 |  | 1 | 54000 | 0.01 | 21 | 21 | 0.13 | 0.13 | 0.13 | 0.13 | 0 | 0 | 0.2 | 0.2 | 0.19 | 0.16 | 0 | 0 | 0.1 | 0.11 | 0.1 | 0.07 | 0 | 0 | True | False | Non Federally-Regulated | 06/01/2021 |  | 07/15/2021
Modalight LLC | modaLIGHT | MMGE-H-S7-S-0-27H-4-310 | Light Emitting Diode | Inseparable Luminaire | Direct Wired | 0-10 VDC Controls | 68.7 | 2700 |  | 97 | 97 | 492 | 0.99 | Ambient | 50000 |  | 1 | 54000 | 0.01 | 21 | 21 | 0.13 | 0.13 | 0.13 | 0.13 | 0 | 0 | 0.2 | 0.2 | 0.19 | 0.16 | 0 | 0 | 0.1 | 0.11 | 0.1 | 0.07 | 0 | 0 | True | False | Non Federally-Regulated | 06/01/2021 |  | 07/15/2021
Modalight LLC | modaLIGHT | MMGE-H-S7-S-0-3H-4-310 | Light Emitting Diode | Inseparable Luminaire | Direct Wired | 0-10 VDC Controls | 68.7 | 3000 |  | 97 | 97 | 492 | 0.99 | Ambient | 50000 |  | 1 | 54000 | 0.01 | 21 | 21 | 0.13 | 0.13 | 0.13 | 0.13 | 0 | 0 | 0.2 | 0.2 | 0.19 | 0.16 | 0 | 0 | 0.1 | 0.11 | 0.1 | 0.07 | 0 | 0 | True | False | Non Federally-Regulated | 06/01/2021 |  | 07/15/2021
Modalight LLC | modaLIGHT | MMGE-H-S7-S-0-35H-4-310 | Light Emitting Diode | Inseparable Luminaire | Direct Wired | 0-10 VDC Controls | 68.7 | 3500 |  | 97 | 97 | 492 | 0.99 | Ambient | 50000 |  | 1 | 54000 | 0.01 | 21 | 21 | 0.13 | 0.13 | 0.13 | 0.13 | 0 | 0 | 0.2 | 0.2 | 0.19 | 0.16 | 0 | 0 | 0.1 | 0.11 | 0.1 | 0.07 | 0 | 0 | True | False | Non Federally-Regulated | 06/01/2021 |  | 07/15/2021
Modalight LLC | modaLIGHT | MMGE-H-S7-S-0-4-310H-4-310 | Light Emitting Diode | Inseparable Luminaire | Direct Wired | 0-10 VDC Controls | 68.7 | 4000 |  | 97 | 97 | 492 | 0.99 | Ambient | 50000 |  | 1 | 54000 | 0.01 | 21 | 21 | 0.13 | 0.13 | 0.13 | 0.13 | 0 | 0 | 0.2 | 0.2 | 0.19 | 0.16 | 0 | 0 | 0.1 | 0.11 | 0.1 | 0.07 | 0 | 0 | True | False | Non Federally-Regulated | 06/01/2021 |  | 07/15/2021
Modalight LLC | modaLIGHT | MMCI-S-S5-S-E-22H-6IN | Light Emitting Diode | Inseparable Luminaire | Direct Wired | Reverse Phase Cut Controls | 55.5 | 2200 |  | 97 | 97 | 456 | 0.9 | Ambient | 50000 |  | 1 | 54000 | 0.01 | 21 | 21 | 0.08 | 0.08 | 0.08 | 0.08 | 0 | 0 | 0.1 | 0.09 | 0.09 | 0.08 | 0 | 0 | 0.63 | 0.33 | 0.31 | 0.25 | 0.11 | 0.08 | True | False | Non Federally-Regulated | 06/01/2021 |  | 07/15/2021
Modalight LLC | modaLIGHT | MMCI-S-S5-S-E-24H-6IN | Light Emitting Diode | Inseparable Luminaire | Direct Wired | Reverse Phase Cut Controls | 55.5 | 2400 |  | 97 | 97 | 456 | 0.9 | Ambient | 50000 |  | 1 | 54000 | 0.01 | 21 | 21 | 0.08 | 0.08 | 0.08 | 0.08 | 0 | 0 | 0.1 | 0.09 | 0.09 | 0.08 | 0 | 0 | 0.63 | 0.33 | 0.31 | 0.25 | 0.11 | 0.08 | True | False | Non Federally-Regulated | 06/01/2021 |  | 07/15/2021
Modalight LLC | modaLIGHT | MMCI-S-S5-S-E-27H-6IN | Light Emitting Diode | Inseparable Luminaire | Direct Wired | Reverse Phase Cut Controls | 55.5 | 2700 |  | 97 | 97 | 456 | 0.9 | Ambient | 50000 |  | 1 | 54000 | 0.01 | 21 | 21 | 0.08 | 0.08 | 0.08 | 0.08 | 0 | 0 | 0.1 | 0.09 | 0.09 | 0.08 | 0 | 0 | 0.63 | 0.33 | 0.31 | 0.25 | 0.11 | 0.08 | True | False | Non Federally-Regulated | 06/01/2021 |  | 07/15/2021
Modalight LLC | modaLIGHT | MMCI-S-S5-S-E-3H-6IN | Light Emitting Diode | Inseparable Luminaire | Direct Wired | Reverse Phase Cut Controls | 55.5 | 3000 |  | 97 | 97 | 456 | 0.9 | Ambient | 50000 |  | 1 | 54000 | 0.01 | 21 | 21 | 0.08 | 0.08 | 0.08 | 0.08 | 0 | 0 | 0.1 | 0.09 | 0.09 | 0.08 | 0 | 0 | 0.63 | 0.33 | 0.31 | 0.25 | 0.11 | 0.08 | True | False | Non Federally-Regulated | 06/01/2021 |  | 07/15/2021
Modalight LLC | modaLIGHT | MMCI-S-S5-S-E-35H-6IN | Light Emitting Diode | Inseparable Luminaire | Direct Wired | Reverse Phase Cut Controls | 55.5 | 3500 |  | 97 | 97 | 456 | 0.9 | Ambient | 50000 |  | 1 | 54000 | 0.01 | 21 | 21 | 0.08 | 0.08 | 0.08 | 0.08 | 0 | 0 | 0.1 | 0.09 | 0.09 | 0.08 | 0 | 0 | 0.63 | 0.33 | 0.31 | 0.25 | 0.11 | 0.08 | True | False | Non Federally-Regulated | 06/01/2021 |  | 07/15/2021
Modalight LLC | modaLIGHT | MMCI-S-S5-S-E-4H-6IN | Light Emitting Diode | Inseparable Luminaire | Direct Wired | Reverse Phase Cut Controls | 55.5 | 4000 |  | 97 | 97 | 456 | 0.9 | Ambient | 50000 |  | 1 | 54000 | 0.01 | 21 | 21 | 0.08 | 0.08 | 0.08 | 0.08 | 0 | 0 | 0.1 | 0.09 | 0.09 | 0.08 | 0 | 0 | 0.63 | 0.33 | 0.31 | 0.25 | 0.11 | 0.08 | True | False | Non Federally-Regulated | 06/01/2021 |  | 07/15/2021
Modalight LLC | modaLIGHT | MMGI-S-S5-S-E-22H-6IN-310-310 | Light Emitting Diode | Inseparable Luminaire | Direct Wired | Reverse Phase Cut Controls | 55.5 | 2200 |  | 97 | 97 | 456 | 0.9 | Ambient | 50000 |  | 1 | 54000 | 0.01 | 21 | 21 | 0.08 | 0.08 | 0.08 | 0.08 | 0 | 0 | 0.1 | 0.09 | 0.09 | 0.08 | 0 | 0 | 0.63 | 0.33 | 0.31 | 0.25 | 0.11 | 0.08 | True | False | Non Federally-Regulated | 06/01/2021 |  | 07/15/2021
Modalight LLC | modaLIGHT | MMGI-S-S5-S-E-24H-6IN-310 | Light Emitting Diode | Inseparable Luminaire | Direct Wired | Reverse Phase Cut Controls | 55.5 | 2400 |  | 97 | 97 | 456 | 0.9 | Ambient | 50000 |  | 1 | 54000 | 0.01 | 21 | 21 | 0.08 | 0.08 | 0.08 | 0.08 | 0 | 0 | 0.1 | 0.09 | 0.09 | 0.08 | 0 | 0 | 0.63 | 0.33 | 0.31 | 0.25 | 0.11 | 0.08 | True | False | Non Federally-Regulated | 06/01/2021 |  | 07/15/2021
Modalight LLC | modaLIGHT | MMGI-S-S5-S-E-27H-6IN-310 | Light Emitting Diode | Inseparable Luminaire | Direct Wired | Reverse Phase Cut Controls | 55.5 | 2700 |  | 97 | 97 | 456 | 0.9 | Ambient | 50000 |  | 1 | 54000 | 0.01 | 21 | 21 | 0.08 | 0.08 | 0.08 | 0.08 | 0 | 0 | 0.1 | 0.09 | 0.09 | 0.08 | 0 | 0 | 0.63 | 0.33 | 0.31 | 0.25 | 0.11 | 0.08 | True | False | Non Federally-Regulated | 06/01/2021 |  | 07/15/2021
Modalight LLC | modaLIGHT | MMGI-S-S5-S-E-3H-6IN-310 | Light Emitting Diode | Inseparable Luminaire | Direct Wired | Reverse Phase Cut Controls | 55.5 | 3000 |  | 97 | 97 | 456 | 0.9 | Ambient | 50000 |  | 1 | 54000 | 0.01 | 21 | 21 | 0.08 | 0.08 | 0.08 | 0.08 | 0 | 0 | 0.1 | 0.09 | 0.09 | 0.08 | 0 | 0 | 0.63 | 0.33 | 0.31 | 0.25 | 0.11 | 0.08 | True | False | Non Federally-Regulated | 06/01/2021 |  | 07/15/2021
Modalight LLC | modaLIGHT | MMGI-S-S5-S-E-35H-6IN-310 | Light Emitting Diode | Inseparable Luminaire | Direct Wired | Reverse Phase Cut Controls | 55.5 | 3500 |  | 97 | 97 | 456 | 0.9 | Ambient | 50000 |  | 1 | 54000 | 0.01 | 21 | 21 | 0.08 | 0.08 | 0.08 | 0.08 | 0 | 0 | 0.1 | 0.09 | 0.09 | 0.08 | 0 | 0 | 0.63 | 0.33 | 0.31 | 0.25 | 0.11 | 0.08 | True | False | Non Federally-Regulated | 06/01/2021 |  | 07/15/2021
Modalight LLC | modaLIGHT | MMGI-S-S5-S-E-4H-6IN-310 | Light Emitting Diode | Inseparable Luminaire | Direct Wired | Reverse Phase Cut Controls | 55.5 | 4000 |  | 97 | 97 | 456 | 0.9 | Ambient | 50000 |  | 1 | 54000 | 0.01 | 21 | 21 | 0.08 | 0.08 | 0.08 | 0.08 | 0 | 0 | 0.1 | 0.09 | 0.09 | 0.08 | 0 | 0 | 0.63 | 0.33 | 0.31 | 0.25 | 0.11 | 0.08 | True | False | Non Federally-Regulated | 06/01/2021 |  | 07/15/2021
Modalight LLC | modaLIGHT | MMCE-S-S5-S-E-22H-6EN | Light Emitting Diode | Inseparable Luminaire | Direct Wired | Reverse Phase Cut Controls | 55.5 | 2200 |  | 97 | 97 | 456 | 0.9 | Ambient | 50000 |  | 1 | 54000 | 0.01 | 21 | 21 | 0.08 | 0.08 | 0.08 | 0.08 | 0 | 0 | 0.1 | 0.09 | 0.09 | 0.08 | 0 | 0 | 0.63 | 0.33 | 0.31 | 0.25 | 0.11 | 0.08 | True | False | Non Federally-Regulated | 06/01/2021 |  | 07/15/2021
Modalight LLC | modaLIGHT | MMCE-S-S5-S-E-24H-6EN | Light Emitting Diode | Inseparable Luminaire | Direct Wired | Reverse Phase Cut Controls | 55.5 | 2400 |  | 97 | 97 | 456 | 0.9 | Ambient | 50000 |  | 1 | 54000 | 0.01 | 21 | 21 | 0.08 | 0.08 | 0.08 | 0.08 | 0 | 0 | 0.1 | 0.09 | 0.09 | 0.08 | 0 | 0 | 0.63 | 0.33 | 0.31 | 0.25 | 0.11 | 0.08 | True | False | Non Federally-Regulated | 06/01/2021 |  | 07/15/2021
Modalight LLC | modaLIGHT | MMCE-S-S5-S-E-27H-6EN | Light Emitting Diode | Inseparable Luminaire | Direct Wired | Reverse Phase Cut Controls | 55.5 | 2700 |  | 97 | 97 | 456 | 0.9 | Ambient | 50000 |  | 1 | 54000 | 0.01 | 21 | 21 | 0.08 | 0.08 | 0.08 | 0.08 | 0 | 0 | 0.1 | 0.09 | 0.09 | 0.08 | 0 | 0 | 0.63 | 0.33 | 0.31 | 0.25 | 0.11 | 0.08 | True | False | Non Federally-Regulated | 06/01/2021 |  | 07/15/2021
Modalight LLC | modaLIGHT | MMCE-S-S5-S-E-3H-6EN | Light Emitting Diode | Inseparable Luminaire | Direct Wired | Reverse Phase Cut Controls | 55.5 | 3000 |  | 97 | 97 | 456 | 0.9 | Ambient | 50000 |  | 1 | 54000 | 0.01 | 21 | 21 | 0.08 | 0.08 | 0.08 | 0.08 | 0 | 0 | 0.1 | 0.09 | 0.09 | 0.08 | 0 | 0 | 0.63 | 0.33 | 0.31 | 0.25 | 0.11 | 0.08 | True | False | Non Federally-Regulated | 06/01/2021 |  | 07/15/2021
Modalight LLC | modaLIGHT | MMCE-S-S5-S-E-35H-6EN | Light Emitting Diode | Inseparable Luminaire | Direct Wired | Reverse Phase Cut Controls | 55.5 | 3500 |  | 97 | 97 | 456 | 0.9 | Ambient | 50000 |  | 1 | 54000 | 0.01 | 21 | 21 | 0.08 | 0.08 | 0.08 | 0.08 | 0 | 0 | 0.1 | 0.09 | 0.09 | 0.08 | 0 | 0 | 0.63 | 0.33 | 0.31 | 0.25 | 0.11 | 0.08 | True | False | Non Federally-Regulated | 06/01/2021 |  | 07/15/2021
Modalight LLC | modaLIGHT | MMCE-S-S5-S-E-4H-6EN | Light Emitting Diode | Inseparable Luminaire | Direct Wired | Reverse Phase Cut Controls | 55.5 | 4000 |  | 97 | 97 | 456 | 0.9 | Ambient | 50000 |  | 1 | 54000 | 0.01 | 21 | 21 | 0.08 | 0.08 | 0.08 | 0.08 | 0 | 0 | 0.1 | 0.09 | 0.09 | 0.08 | 0 | 0 | 0.63 | 0.33 | 0.31 | 0.25 | 0.11 | 0.08 | True | False | Non Federally-Regulated | 06/01/2021 |  | 07/15/2021
Modalight LLC | modaLIGHT | MMGE-S-S5-S-E-22H-6EN-310-310 | Light Emitting Diode | Inseparable Luminaire | Direct Wired | Reverse Phase Cut Controls | 55.5 | 2200 |  | 97 | 97 | 456 | 0.9 | Ambient | 50000 |  | 1 | 54000 | 0.01 | 21 | 21 | 0.08 | 0.08 | 0.08 | 0.08 | 0 | 0 | 0.1 | 0.09 | 0.09 | 0.08 | 0 | 0 | 0.63 | 0.33 | 0.31 | 0.25 | 0.11 | 0.08 | True | False | Non Federally-Regulated | 06/01/2021 |  | 07/15/2021
Modalight LLC | modaLIGHT | MMGE-S-S5-S-E-24H-6EN-310 | Light Emitting Diode | Inseparable Luminaire | Direct Wired | Reverse Phase Cut Controls | 55.5 | 2400 |  | 97 | 97 | 456 | 0.9 | Ambient | 50000 |  | 1 | 54000 | 0.01 | 21 | 21 | 0.08 | 0.08 | 0.08 | 0.08 | 0 | 0 | 0.1 | 0.09 | 0.09 | 0.08 | 0 | 0 | 0.63 | 0.33 | 0.31 | 0.25 | 0.11 | 0.08 | True | False | Non Federally-Regulated | 06/01/2021 |  | 07/15/2021
Modalight LLC | modaLIGHT | MMGE-S-S5-S-E-27H-6EN-310 | Light Emitting Diode | Inseparable Luminaire | Direct Wired | Reverse Phase Cut Controls | 55.5 | 2700 |  | 97 | 97 | 456 | 0.9 | Ambient | 50000 |  | 1 | 54000 | 0.01 | 21 | 21 | 0.08 | 0.08 | 0.08 | 0.08 | 0 | 0 | 0.1 | 0.09 | 0.09 | 0.08 | 0 | 0 | 0.63 | 0.33 | 0.31 | 0.25 | 0.11 | 0.08 | True | False | Non Federally-Regulated | 06/01/2021 |  | 07/15/2021
Modalight LLC | modaLIGHT | MMGE-S-S5-S-E-3H-6EN-310 | Light Emitting Diode | Inseparable Luminaire | Direct Wired | Reverse Phase Cut Controls | 55.5 | 3000 |  | 97 | 97 | 456 | 0.9 | Ambient | 50000 |  | 1 | 54000 | 0.01 | 21 | 21 | 0.08 | 0.08 | 0.08 | 0.08 | 0 | 0 | 0.1 | 0.09 | 0.09 | 0.08 | 0 | 0 | 0.63 | 0.33 | 0.31 | 0.25 | 0.11 | 0.08 | True | False | Non Federally-Regulated | 06/01/2021 |  | 07/15/2021
Modalight LLC | modaLIGHT | MMGE-S-S5-S-E-35H-6EN-310 | Light Emitting Diode | Inseparable Luminaire | Direct Wired | Reverse Phase Cut Controls | 55.5 | 3500 |  | 97 | 97 | 456 | 0.9 | Ambient | 50000 |  | 1 | 54000 | 0.01 | 21 | 21 | 0.08 | 0.08 | 0.08 | 0.08 | 0 | 0 | 0.1 | 0.09 | 0.09 | 0.08 | 0 | 0 | 0.63 | 0.33 | 0.31 | 0.25 | 0.11 | 0.08 | True | False | Non Federally-Regulated | 06/01/2021 |  | 07/15/2021
Modalight LLC | modaLIGHT | MMGE-S-S5-S-E-4H-6EN-310 | Light Emitting Diode | Inseparable Luminaire | Direct Wired | Reverse Phase Cut Controls | 55.5 | 4000 |  | 97 | 97 | 456 | 0.9 | Ambient | 50000 |  | 1 | 54000 | 0.01 | 21 | 21 | 0.08 | 0.08 | 0.08 | 0.08 | 0 | 0 | 0.1 | 0.09 | 0.09 | 0.08 | 0 | 0 | 0.63 | 0.33 | 0.31 | 0.25 | 0.11 | 0.08 | True | False | Non Federally-Regulated | 06/01/2021 |  | 07/15/2021
Modalight LLC | modaLIGHT | MPF-INT-US-W-S1-LO-24V-22K | Light Emitting Diode | Inseparable Luminaire | Direct Wired | 0-10 VDC Controls | 85.4 | 2200 |  | 96 | 87 | 338 | 1 | Ambient | 50000 |  | 1 | 54000 | 0.01 | 20 | 21 | 0 | 0 | 0 | 0 | 0 | 0 | 1 | 0.35 | 0.08 | 0.05 | 0.03 | 0.03 | 1 | 0.82 | 0.23 | 0.19 | 0.12 | 0.11 | True | False | Non Federally-Regulated | 06/01/2021 |  | 07/15/2021
Modalight LLC | modaLIGHT | MPF-INT-US-W-S1-LO-24V-24K | Light Emitting Diode | Inseparable Luminaire | Direct Wired | 0-10 VDC Controls | 85.4 | 2400 |  | 96 | 87 | 338 | 1 | Ambient | 50000 |  | 1 | 54000 | 0.01 | 20 | 21 | 0 | 0 | 0 | 0 | 0 | 0 | 1 | 0.35 | 0.08 | 0.05 | 0.03 | 0.03 | 1 | 0.82 | 0.23 | 0.19 | 0.12 | 0.11 | True | False | Non Federally-Regulated | 06/01/2021 |  | 07/15/2021
Modalight LLC | modaLIGHT | MPF-INT-US-W-S1-LO-24V-27K | Light Emitting Diode | Inseparable Luminaire | Direct Wired | 0-10 VDC Controls | 85.4 | 2700 |  | 96 | 87 | 338 | 1 | Ambient | 50000 |  | 1 | 54000 | 0.01 | 20 | 21 | 0 | 0 | 0 | 0 | 0 | 0 | 1 | 0.35 | 0.08 | 0.05 | 0.03 | 0.03 | 1 | 0.82 | 0.23 | 0.19 | 0.12 | 0.11 | True | False | Non Federally-Regulated | 06/01/2021 |  | 07/15/2021
Modalight LLC | modaLIGHT | MPF-INT-US-W-S1-LO-24V-30K | Light Emitting Diode | Inseparable Luminaire | Direct Wired | 0-10 VDC Controls | 85.4 | 3000 |  | 96 | 87 | 338 | 1 | Ambient | 50000 |  | 1 | 54000 | 0.01 | 20 | 21 | 0 | 0 | 0 | 0 | 0 | 0 | 1 | 0.35 | 0.08 | 0.05 | 0.03 | 0.03 | 1 | 0.82 | 0.23 | 0.19 | 0.12 | 0.11 | True | False | Non Federally-Regulated | 06/01/2021 |  | 07/15/2021
Modalight LLC | modaLIGHT | MPF-INT-US-W-S1-LO-24V-35K | Light Emitting Diode | Inseparable Luminaire | Direct Wired | 0-10 VDC Controls | 85.4 | 3500 |  | 96 | 87 | 338 | 1 | Ambient | 50000 |  | 1 | 54000 | 0.01 | 20 | 21 | 0 | 0 | 0 | 0 | 0 | 0 | 1 | 0.35 | 0.08 | 0.05 | 0.03 | 0.03 | 1 | 0.82 | 0.23 | 0.19 | 0.12 | 0.11 | True | False | Non Federally-Regulated | 06/01/2021 |  | 07/15/2021
Modalight LLC | modaLIGHT | MPF-INT-US-W-S1-LO-24V-40K | Light Emitting Diode | Inseparable Luminaire | Direct Wired | 0-10 VDC Controls | 85.4 | 4000 |  | 96 | 87 | 338 | 1 | Ambient | 50000 |  | 1 | 54000 | 0.01 | 20 | 21 | 0 | 0 | 0 | 0 | 0 | 0 | 1 | 0.35 | 0.08 | 0.05 | 0.03 | 0.03 | 1 | 0.82 | 0.23 | 0.19 | 0.12 | 0.11 | True | False | Non Federally-Regulated | 06/01/2021 |  | 07/15/2021
Modalight LLC | modaLIGHT | MPF-INT-EU-W-S1-LO-24V-22K | Light Emitting Diode | Inseparable Luminaire | Direct Wired | 0-10 VDC Controls | 85.4 | 2200 |  | 96 | 87 | 338 | 1 | Ambient | 50000 |  | 1 | 54000 | 0.01 | 20 | 21 | 0 | 0 | 0 | 0 | 0 | 0 | 1 | 0.35 | 0.08 | 0.05 | 0.03 | 0.03 | 1 | 0.82 | 0.23 | 0.19 | 0.12 | 0.11 | True | False | Non Federally-Regulated | 06/01/2021 |  | 07/15/2021
Modalight LLC | modaLIGHT | MPF-INT-EU-W-S1-LO-24V-24K | Light Emitting Diode | Inseparable Luminaire | Direct Wired | 0-10 VDC Controls | 85.4 | 2400 |  | 96 | 87 | 338 | 1 | Ambient | 50000 |  | 1 | 54000 | 0.01 | 20 | 21 | 0 | 0 | 0 | 0 | 0 | 0 | 1 | 0.35 | 0.08 | 0.05 | 0.03 | 0.03 | 1 | 0.82 | 0.23 | 0.19 | 0.12 | 0.11 | True | False | Non Federally-Regulated | 06/01/2021 |  | 07/15/2021
Modalight LLC | modaLIGHT | MPF-INT-EU-W-S1-LO-24V-27K | Light Emitting Diode | Inseparable Luminaire | Direct Wired | 0-10 VDC Controls | 85.4 | 2700 |  | 96 | 87 | 338 | 1 | Ambient | 50000 |  | 1 | 54000 | 0.01 | 20 | 21 | 0 | 0 | 0 | 0 | 0 | 0 | 1 | 0.35 | 0.08 | 0.05 | 0.03 | 0.03 | 1 | 0.82 | 0.23 | 0.19 | 0.12 | 0.11 | True | False | Non Federally-Regulated | 06/01/2021 |  | 07/15/2021
Modalight LLC | modaLIGHT | MPF-INT-EU-W-S1-LO-24V-30K | Light Emitting Diode | Inseparable Luminaire | Direct Wired | 0-10 VDC Controls | 85.4 | 3000 |  | 96 | 87 | 338 | 1 | Ambient | 50000 |  | 1 | 54000 | 0.01 | 20 | 21 | 0 | 0 | 0 | 0 | 0 | 0 | 1 | 0.35 | 0.08 | 0.05 | 0.03 | 0.03 | 1 | 0.82 | 0.23 | 0.19 | 0.12 | 0.11 | True | False | Non Federally-Regulated | 06/01/2021 |  | 07/15/2021
Modalight LLC | modaLIGHT | MPF-INT-EU-W-S1-LO-24V-35K | Light Emitting Diode | Inseparable Luminaire | Direct Wired | 0-10 VDC Controls | 85.4 | 3500 |  | 96 | 87 | 338 | 1 | Ambient | 50000 |  | 1 | 54000 | 0.01 | 20 | 21 | 0 | 0 | 0 | 0 | 0 | 0 | 1 | 0.35 | 0.08 | 0.05 | 0.03 | 0.03 | 1 | 0.82 | 0.23 | 0.19 | 0.12 | 0.11 | True | False | Non Federally-Regulated | 06/01/2021 |  | 07/15/2021
Modalight LLC | modaLIGHT | MPF-INT-EU-W-S1-LO-24V-40K | Light Emitting Diode | Inseparable Luminaire | Direct Wired | 0-10 VDC Controls | 85.4 | 4000 |  | 96 | 87 | 338 | 1 | Ambient | 50000 |  | 1 | 54000 | 0.01 | 20 | 21 | 0 | 0 | 0 | 0 | 0 | 0 | 1 | 0.35 | 0.08 | 0.05 | 0.03 | 0.03 | 1 | 0.82 | 0.23 | 0.19 | 0.12 | 0.11 | True | False | Non Federally-Regulated | 06/01/2021 |  | 07/15/2021
Modalight LLC | modaLIGHT | MPF-INT-US-W-S1-LO-24V-GD2718 | Light Emitting Diode | Inseparable Luminaire | Direct Wired | 0-10 VDC Controls | 85.4 | 2700 |  | 96 | 87 | 338 | 1 | Ambient | 50000 |  | 1 | 54000 | 0.01 | 20 | 21 | 0 | 0 | 0 | 0 | 0 | 0 | 1 | 0.35 | 0.08 | 0.05 | 0.03 | 0.03 | 1 | 0.82 | 0.23 | 0.19 | 0.12 | 0.11 | True | False | Non Federally-Regulated | 06/01/2021 |  | 07/15/2021
Modalight LLC | modaLIGHT | MPF-INT-US-W-S1-LO-24V-GD3022 | Light Emitting Diode | Inseparable Luminaire | Direct Wired | 0-10 VDC Controls | 85.4 | 3000 |  | 96 | 87 | 338 | 1 | Ambient | 50000 |  | 1 | 54000 | 0.01 | 20 | 21 | 0 | 0 | 0 | 0 | 0 | 0 | 1 | 0.35 | 0.08 | 0.05 | 0.03 | 0.03 | 1 | 0.82 | 0.23 | 0.19 | 0.12 | 0.11 | True | False | Non Federally-Regulated | 06/01/2021 |  | 07/15/2021
Modalight LLC | modaLIGHT | MPF-INT-US-W-S1-LO-24V-GD3522 | Light Emitting Diode | Inseparable Luminaire | Direct Wired | 0-10 VDC Controls | 85.4 | 3500 |  | 96 | 87 | 338 | 1 | Ambient | 50000 |  | 1 | 54000 | 0.01 | 20 | 21 | 0 | 0 | 0 | 0 | 0 | 0 | 1 | 0.35 | 0.08 | 0.05 | 0.03 | 0.03 | 1 | 0.82 | 0.23 | 0.19 | 0.12 | 0.11 | True | False | Non Federally-Regulated | 06/01/2021 |  | 07/15/2021
Modalight LLC | modaLIGHT | MPF-INT-EU-W-S1-LO-24V-GD2718 | Light Emitting Diode | Inseparable Luminaire | Direct Wired | 0-10 VDC Controls | 85.4 | 2700 |  | 96 | 87 | 338 | 1 | Ambient | 50000 |  | 1 | 54000 | 0.01 | 20 | 21 | 0 | 0 | 0 | 0 | 0 | 0 | 1 | 0.35 | 0.08 | 0.05 | 0.03 | 0.03 | 1 | 0.82 | 0.23 | 0.19 | 0.12 | 0.11 | True | False | Non Federally-Regulated | 06/01/2021 |  | 07/15/2021
Modalight LLC | modaLIGHT | MPF-INT-EU-W-S1-LO-24V-GD3022 | Light Emitting Diode | Inseparable Luminaire | Direct Wired | 0-10 VDC Controls | 85.4 | 3000 |  | 96 | 87 | 338 | 1 | Ambient | 50000 |  | 1 | 54000 | 0.01 | 20 | 21 | 0 | 0 | 0 | 0 | 0 | 0 | 1 | 0.35 | 0.08 | 0.05 | 0.03 | 0.03 | 1 | 0.82 | 0.23 | 0.19 | 0.12 | 0.11 | True | False | Non Federally-Regulated | 06/01/2021 |  | 07/15/2021
Modalight LLC | modaLIGHT | MPF-INT-EU-W-S1-LO-24V-GD3522 | Light Emitting Diode | Inseparable Luminaire | Direct Wired | 0-10 VDC Controls | 85.4 | 3500 |  | 96 | 87 | 338 | 1 | Ambient | 50000 |  | 1 | 54000 | 0.01 | 20 | 21 | 0 | 0 | 0 | 0 | 0 | 0 | 1 | 0.35 | 0.08 | 0.05 | 0.03 | 0.03 | 1 | 0.82 | 0.23 | 0.19 | 0.12 | 0.11 | True | False | Non Federally-Regulated | 06/01/2021 |  | 07/15/2021
Modalight LLC | modaLIGHT | MPF-INT-US-W-S1-LO-24V-DWWH | Light Emitting Diode | Inseparable Luminaire | Direct Wired | 0-10 VDC Controls | 85.4 | 2200 |  | 96 | 87 | 338 | 1 | Ambient | 50000 |  | 1 | 54000 | 0.01 | 20 | 21 | 0 | 0 | 0 | 0 | 0 | 0 | 1 | 0.35 | 0.08 | 0.05 | 0.03 | 0.03 | 1 | 0.82 | 0.23 | 0.19 | 0.12 | 0.11 | True | False | Non Federally-Regulated | 06/01/2021 |  | 07/15/2021
Modalight LLC | modaLIGHT | MPF-INT-US-W-S1-LO-24V-DWH | Light Emitting Diode | Inseparable Luminaire | Direct Wired | 0-10 VDC Controls | 85.4 | 2200 |  | 96 | 87 | 338 | 1 | Ambient | 50000 |  | 1 | 54000 | 0.01 | 20 | 21 | 0 | 0 | 0 | 0 | 0 | 0 | 1 | 0.35 | 0.08 | 0.05 | 0.03 | 0.03 | 1 | 0.82 | 0.23 | 0.19 | 0.12 | 0.11 | True | False | Non Federally-Regulated | 06/01/2021 |  | 07/15/2021
Modalight LLC | modaLIGHT | MPF-INT-US-W-S1-LO-24V-DC | Light Emitting Diode | Inseparable Luminaire | Direct Wired | 0-10 VDC Controls | 85.4 | 2200 |  | 96 | 87 | 338 | 1 | Ambient | 50000 |  | 1 | 54000 | 0.01 | 20 | 21 | 0 | 0 | 0 | 0 | 0 | 0 | 1 | 0.35 | 0.08 | 0.05 | 0.03 | 0.03 | 1 | 0.82 | 0.23 | 0.19 | 0.12 | 0.11 | True | False | Non Federally-Regulated | 06/01/2021 |  | 07/15/2021
Modalight LLC | modaLIGHT | MPF-INT-EU-W-S1-LO-24V-DWWH | Light Emitting Diode | Inseparable Luminaire | Direct Wired | 0-10 VDC Controls | 85.4 | 2200 |  | 96 | 87 | 338 | 1 | Ambient | 50000 |  | 1 | 54000 | 0.01 | 20 | 21 | 0 | 0 | 0 | 0 | 0 | 0 | 1 | 0.35 | 0.08 | 0.05 | 0.03 | 0.03 | 1 | 0.82 | 0.23 | 0.19 | 0.12 | 0.11 | True | False | Non Federally-Regulated | 06/01/2021 |  | 07/15/2021
Modalight LLC | modaLIGHT | MPF-INT-EU-W-S1-LO-24V-DWH | Light Emitting Diode | Inseparable Luminaire | Direct Wired | 0-10 VDC Controls | 85.4 | 2200 |  | 96 | 87 | 338 | 1 | Ambient | 50000 |  | 1 | 54000 | 0.01 | 20 | 21 | 0 | 0 | 0 | 0 | 0 | 0 | 1 | 0.35 | 0.08 | 0.05 | 0.03 | 0.03 | 1 | 0.82 | 0.23 | 0.19 | 0.12 | 0.11 | True | False | Non Federally-Regulated | 06/01/2021 |  | 07/15/2021
Modalight LLC | modaLIGHT | MPF-INT-EU-W-S1-LO-24V-DC | Light Emitting Diode | Inseparable Luminaire | Direct Wired | 0-10 VDC Controls | 85.4 | 2200 |  | 96 | 87 | 338 | 1 | Ambient | 50000 |  | 1 | 54000 | 0.01 | 20 | 21 | 0 | 0 | 0 | 0 | 0 | 0 | 1 | 0.35 | 0.08 | 0.05 | 0.03 | 0.03 | 1 | 0.82 | 0.23 | 0.19 | 0.12 | 0.11 | True | False | Non Federally-Regulated | 06/01/2021 |  | 07/15/2021
Modalight LLC | modaLIGHT | MPF-EXT-US-W-S1-LO-24V-22K | Light Emitting Diode | Inseparable Luminaire | Direct Wired | 0-10 VDC Controls | 85.4 | 2200 |  | 96 | 87 | 338 | 1 | Ambient | 50000 |  | 1 | 54000 | 0.01 | 20 | 21 | 0 | 0 | 0 | 0 | 0 | 0 | 1 | 0.35 | 0.08 | 0.05 | 0.03 | 0.03 | 1 | 0.82 | 0.23 | 0.19 | 0.12 | 0.11 | True | False | Non Federally-Regulated | 06/01/2021 |  | 07/15/2021
Modalight LLC | modaLIGHT | MPF-EXT-US-W-S1-LO-24V-24K | Light Emitting Diode | Inseparable Luminaire | Direct Wired | 0-10 VDC Controls | 85.4 | 2400 |  | 96 | 87 | 338 | 1 | Ambient | 50000 |  | 1 | 54000 | 0.01 | 20 | 21 | 0 | 0 | 0 | 0 | 0 | 0 | 1 | 0.35 | 0.08 | 0.05 | 0.03 | 0.03 | 1 | 0.82 | 0.23 | 0.19 | 0.12 | 0.11 | True | False | Non Federally-Regulated | 06/01/2021 |  | 07/15/2021
Modalight LLC | modaLIGHT | MPF-EXT-US-W-S1-LO-24V-27K | Light Emitting Diode | Inseparable Luminaire | Direct Wired | 0-10 VDC Controls | 85.4 | 2700 |  | 96 | 87 | 338 | 1 | Ambient | 50000 |  | 1 | 54000 | 0.01 | 20 | 21 | 0 | 0 | 0 | 0 | 0 | 0 | 1 | 0.35 | 0.08 | 0.05 | 0.03 | 0.03 | 1 | 0.82 | 0.23 | 0.19 | 0.12 | 0.11 | True | False | Non Federally-Regulated | 06/01/2021 |  | 07/15/2021
Modalight LLC | modaLIGHT | MPF-EXT-US-W-S1-LO-24V-30K | Light Emitting Diode | Inseparable Luminaire | Direct Wired | 0-10 VDC Controls | 85.4 | 3000 |  | 96 | 87 | 338 | 1 | Ambient | 50000 |  | 1 | 54000 | 0.01 | 20 | 21 | 0 | 0 | 0 | 0 | 0 | 0 | 1 | 0.35 | 0.08 | 0.05 | 0.03 | 0.03 | 1 | 0.82 | 0.23 | 0.19 | 0.12 | 0.11 | True | False | Non Federally-Regulated | 06/01/2021 |  | 07/15/2021
Modalight LLC | modaLIGHT | MPF-EXT-US-W-S1-LO-24V-35K | Light Emitting Diode | Inseparable Luminaire | Direct Wired | 0-10 VDC Controls | 85.4 | 3500 |  | 96 | 87 | 338 | 1 | Ambient | 50000 |  | 1 | 54000 | 0.01 | 20 | 21 | 0 | 0 | 0 | 0 | 0 | 0 | 1 | 0.35 | 0.08 | 0.05 | 0.03 | 0.03 | 1 | 0.82 | 0.23 | 0.19 | 0.12 | 0.11 | True | False | Non Federally-Regulated | 06/01/2021 |  | 07/15/2021
Modalight LLC | modaLIGHT | MPF-EXT-US-W-S1-LO-24V-40K | Light Emitting Diode | Inseparable Luminaire | Direct Wired | 0-10 VDC Controls | 85.4 | 4000 |  | 96 | 87 | 338 | 1 | Ambient | 50000 |  | 1 | 54000 | 0.01 | 20 | 21 | 0 | 0 | 0 | 0 | 0 | 0 | 1 | 0.35 | 0.08 | 0.05 | 0.03 | 0.03 | 1 | 0.82 | 0.23 | 0.19 | 0.12 | 0.11 | True | False | Non Federally-Regulated | 06/01/2021 |  | 07/15/2021
Modalight LLC | modaLIGHT | MPF-EXT-EU-W-S1-LO-24V-22K | Light Emitting Diode | Inseparable Luminaire | Direct Wired | 0-10 VDC Controls | 85.4 | 2200 |  | 96 | 87 | 338 | 1 | Ambient | 50000 |  | 1 | 54000 | 0.01 | 20 | 21 | 0 | 0 | 0 | 0 | 0 | 0 | 1 | 0.35 | 0.08 | 0.05 | 0.03 | 0.03 | 1 | 0.82 | 0.23 | 0.19 | 0.12 | 0.11 | True | False | Non Federally-Regulated | 06/01/2021 |  | 07/15/2021
Modalight LLC | modaLIGHT | MPF-EXT-EU-W-S1-LO-24V-24K | Light Emitting Diode | Inseparable Luminaire | Direct Wired | 0-10 VDC Controls | 85.4 | 2400 |  | 96 | 87 | 338 | 1 | Ambient | 50000 |  | 1 | 54000 | 0.01 | 20 | 21 | 0 | 0 | 0 | 0 | 0 | 0 | 1 | 0.35 | 0.08 | 0.05 | 0.03 | 0.03 | 1 | 0.82 | 0.23 | 0.19 | 0.12 | 0.11 | True | False | Non Federally-Regulated | 06/01/2021 |  | 07/15/2021
Modalight LLC | modaLIGHT | MPF-EXT-EU-W-S1-LO-24V-27K | Light Emitting Diode | Inseparable Luminaire | Direct Wired | 0-10 VDC Controls | 85.4 | 2700 |  | 96 | 87 | 338 | 1 | Ambient | 50000 |  | 1 | 54000 | 0.01 | 20 | 21 | 0 | 0 | 0 | 0 | 0 | 0 | 1 | 0.35 | 0.08 | 0.05 | 0.03 | 0.03 | 1 | 0.82 | 0.23 | 0.19 | 0.12 | 0.11 | True | False | Non Federally-Regulated | 06/01/2021 |  | 07/15/2021
Modalight LLC | modaLIGHT | MPF-EXT-EU-W-S1-LO-24V-30K | Light Emitting Diode | Inseparable Luminaire | Direct Wired | 0-10 VDC Controls | 85.4 | 3000 |  | 96 | 87 | 338 | 1 | Ambient | 50000 |  | 1 | 54000 | 0.01 | 20 | 21 | 0 | 0 | 0 | 0 | 0 | 0 | 1 | 0.35 | 0.08 | 0.05 | 0.03 | 0.03 | 1 | 0.82 | 0.23 | 0.19 | 0.12 | 0.11 | True | False | Non Federally-Regulated | 06/01/2021 |  | 07/15/2021
Modalight LLC | modaLIGHT | MPF-EXT-EU-W-S1-LO-24V-35K | Light Emitting Diode | Inseparable Luminaire | Direct Wired | 0-10 VDC Controls | 85.4 | 3500 |  | 96 | 87 | 338 | 1 | Ambient | 50000 |  | 1 | 54000 | 0.01 | 20 | 21 | 0 | 0 | 0 | 0 | 0 | 0 | 1 | 0.35 | 0.08 | 0.05 | 0.03 | 0.03 | 1 | 0.82 | 0.23 | 0.19 | 0.12 | 0.11 | True | False | Non Federally-Regulated | 06/01/2021 |  | 07/15/2021
Modalight LLC | modaLIGHT | MPF-EXT-EU-W-S1-LO-24V-40K | Light Emitting Diode | Inseparable Luminaire | Direct Wired | 0-10 VDC Controls | 85.4 | 4000 |  | 96 | 87 | 338 | 1 | Ambient | 50000 |  | 1 | 54000 | 0.01 | 20 | 21 | 0 | 0 | 0 | 0 | 0 | 0 | 1 | 0.35 | 0.08 | 0.05 | 0.03 | 0.03 | 1 | 0.82 | 0.23 | 0.19 | 0.12 | 0.11 | True | False | Non Federally-Regulated | 06/01/2021 |  | 07/15/2021
Modalight LLC | modaLIGHT | MPF-EXT-US-W-S1-LO-24V-GD2718 | Light Emitting Diode | Inseparable Luminaire | Direct Wired | 0-10 VDC Controls | 85.4 | 2700 |  | 96 | 87 | 338 | 1 | Ambient | 50000 |  | 1 | 54000 | 0.01 | 20 | 21 | 0 | 0 | 0 | 0 | 0 | 0 | 1 | 0.35 | 0.08 | 0.05 | 0.03 | 0.03 | 1 | 0.82 | 0.23 | 0.19 | 0.12 | 0.11 | True | False | Non Federally-Regulated | 06/01/2021 |  | 07/15/2021
Modalight LLC | modaLIGHT | MPF-EXT-US-W-S1-LO-24V-GD3022 | Light Emitting Diode | Inseparable Luminaire | Direct Wired | 0-10 VDC Controls | 85.4 | 3000 |  | 96 | 87 | 338 | 1 | Ambient | 50000 |  | 1 | 54000 | 0.01 | 20 | 21 | 0 | 0 | 0 | 0 | 0 | 0 | 1 | 0.35 | 0.08 | 0.05 | 0.03 | 0.03 | 1 | 0.82 | 0.23 | 0.19 | 0.12 | 0.11 | True | False | Non Federally-Regulated | 06/01/2021 |  | 07/15/2021
Modalight LLC | modaLIGHT | MPF-EXT-US-W-S1-LO-24V-GD3522 | Light Emitting Diode | Inseparable Luminaire | Direct Wired | 0-10 VDC Controls | 85.4 | 3500 |  | 96 | 87 | 338 | 1 | Ambient | 50000 |  | 1 | 54000 | 0.01 | 20 | 21 | 0 | 0 | 0 | 0 | 0 | 0 | 1 | 0.35 | 0.08 | 0.05 | 0.03 | 0.03 | 1 | 0.82 | 0.23 | 0.19 | 0.12 | 0.11 | True | False | Non Federally-Regulated | 06/01/2021 |  | 07/15/2021
Modalight LLC | modaLIGHT | MPF-EXT-EU-W-S1-LO-24V-GD2718 | Light Emitting Diode | Inseparable Luminaire | Direct Wired | 0-10 VDC Controls | 85.4 | 2700 |  | 96 | 87 | 338 | 1 | Ambient | 50000 |  | 1 | 54000 | 0.01 | 20 | 21 | 0 | 0 | 0 | 0 | 0 | 0 | 1 | 0.35 | 0.08 | 0.05 | 0.03 | 0.03 | 1 | 0.82 | 0.23 | 0.19 | 0.12 | 0.11 | True | False | Non Federally-Regulated | 06/01/2021 |  | 07/15/2021
Modalight LLC | modaLIGHT | MPF-EXT-EU-W-S1-LO-24V-GD3022 | Light Emitting Diode | Inseparable Luminaire | Direct Wired | 0-10 VDC Controls | 85.4 | 3000 |  | 96 | 87 | 338 | 1 | Ambient | 50000 |  | 1 | 54000 | 0.01 | 20 | 21 | 0 | 0 | 0 | 0 | 0 | 0 | 1 | 0.35 | 0.08 | 0.05 | 0.03 | 0.03 | 1 | 0.82 | 0.23 | 0.19 | 0.12 | 0.11 | True | False | Non Federally-Regulated | 06/01/2021 |  | 07/15/2021
Modalight LLC | modaLIGHT | MPF-EXT-EU-W-S1-LO-24V-GD3522 | Light Emitting Diode | Inseparable Luminaire | Direct Wired | 0-10 VDC Controls | 85.4 | 3500 |  | 96 | 87 | 338 | 1 | Ambient | 50000 |  | 1 | 54000 | 0.01 | 20 | 21 | 0 | 0 | 0 | 0 | 0 | 0 | 1 | 0.35 | 0.08 | 0.05 | 0.03 | 0.03 | 1 | 0.82 | 0.23 | 0.19 | 0.12 | 0.11 | True | False | Non Federally-Regulated | 06/01/2021 |  | 07/15/2021
Modalight LLC | modaLIGHT | MPF-EXT-US-W-S1-LO-24V-DWWH | Light Emitting Diode | Inseparable Luminaire | Direct Wired | 0-10 VDC Controls | 85.4 | 2200 |  | 96 | 87 | 338 | 1 | Ambient | 50000 |  | 1 | 54000 | 0.01 | 20 | 21 | 0 | 0 | 0 | 0 | 0 | 0 | 1 | 0.35 | 0.08 | 0.05 | 0.03 | 0.03 | 1 | 0.82 | 0.23 | 0.19 | 0.12 | 0.11 | True | False | Non Federally-Regulated | 06/01/2021 |  | 07/15/2021
Modalight LLC | modaLIGHT | MPF-EXT-US-W-S1-LO-24V-DWH | Light Emitting Diode | Inseparable Luminaire | Direct Wired | 0-10 VDC Controls | 85.4 | 2200 |  | 96 | 87 | 338 | 1 | Ambient | 50000 |  | 1 | 54000 | 0.01 | 20 | 21 | 0 | 0 | 0 | 0 | 0 | 0 | 1 | 0.35 | 0.08 | 0.05 | 0.03 | 0.03 | 1 | 0.82 | 0.23 | 0.19 | 0.12 | 0.11 | True | False | Non Federally-Regulated | 06/01/2021 |  | 07/15/2021
Modalight LLC | modaLIGHT | MPF-EXT-US-W-S1-LO-24V-DC | Light Emitting Diode | Inseparable Luminaire | Direct Wired | 0-10 VDC Controls | 85.4 | 2200 |  | 96 | 87 | 338 | 1 | Ambient | 50000 |  | 1 | 54000 | 0.01 | 20 | 21 | 0 | 0 | 0 | 0 | 0 | 0 | 1 | 0.35 | 0.08 | 0.05 | 0.03 | 0.03 | 1 | 0.82 | 0.23 | 0.19 | 0.12 | 0.11 | True | False | Non Federally-Regulated | 06/01/2021 |  | 07/15/2021
Modalight LLC | modaLIGHT | MPF-EXT-EU-W-S1-LO-24V-DWWH | Light Emitting Diode | Inseparable Luminaire | Direct Wired | 0-10 VDC Controls | 85.4 | 2200 |  | 96 | 87 | 338 | 1 | Ambient | 50000 |  | 1 | 54000 | 0.01 | 20 | 21 | 0 | 0 | 0 | 0 | 0 | 0 | 1 | 0.35 | 0.08 | 0.05 | 0.03 | 0.03 | 1 | 0.82 | 0.23 | 0.19 | 0.12 | 0.11 | True | False | Non Federally-Regulated | 06/01/2021 |  | 07/15/2021
Modalight LLC | modaLIGHT | MPF-EXT-EU-W-S1-LO-24V-DWH | Light Emitting Diode | Inseparable Luminaire | Direct Wired | 0-10 VDC Controls | 85.4 | 2200 |  | 96 | 87 | 338 | 1 | Ambient | 50000 |  | 1 | 54000 | 0.01 | 20 | 21 | 0 | 0 | 0 | 0 | 0 | 0 | 1 | 0.35 | 0.08 | 0.05 | 0.03 | 0.03 | 1 | 0.82 | 0.23 | 0.19 | 0.12 | 0.11 | True | False | Non Federally-Regulated | 06/01/2021 |  | 07/15/2021
Modalight LLC | modaLIGHT | MPF-EXT-EU-W-S1-LO-24V-DC | Light Emitting Diode | Inseparable Luminaire | Direct Wired | 0-10 VDC Controls | 85.4 | 2200 |  | 96 | 87 | 338 | 1 | Ambient | 50000 |  | 1 | 54000 | 0.01 | 20 | 21 | 0 | 0 | 0 | 0 | 0 | 0 | 1 | 0.35 | 0.08 | 0.05 | 0.03 | 0.03 | 1 | 0.82 | 0.23 | 0.19 | 0.12 | 0.11 | True | False | Non Federally-Regulated | 06/01/2021 |  | 07/15/2021
Modalight LLC | modaLIGHT | MPF-INT-US-W-S1-SO-24V-22K | Light Emitting Diode | Inseparable Luminaire | Direct Wired | 0-10 VDC Controls | 88.6 | 2200 |  | 96 | 85 | 340 | 1 | Ambient | 50000 |  | 1 | 54000 | 0.01 | 20 | 21 | 0 | 0 | 0 | 0 | 0 | 0 | 1 | 0.3 | 0.08 | 0.05 | 0.03 | 0.03 | 1 | 1 | 0.26 | 0.22 | 0.2 | 0.19 | True | False | Non Federally-Regulated | 06/01/2021 |  | 07/15/2021
Modalight LLC | modaLIGHT | MPF-INT-US-W-S1-SO-24V-24K | Light Emitting Diode | Inseparable Luminaire | Direct Wired | 0-10 VDC Controls | 88.6 | 2400 |  | 96 | 85 | 340 | 1 | Ambient | 50000 |  | 1 | 54000 | 0.01 | 20 | 21 | 0 | 0 | 0 | 0 | 0 | 0 | 1 | 0.3 | 0.08 | 0.05 | 0.03 | 0.03 | 1 | 1 | 0.26 | 0.22 | 0.2 | 0.19 | True | False | Non Federally-Regulated | 06/01/2021 |  | 07/15/2021
Modalight LLC | modaLIGHT | MPF-INT-US-W-S1-SO-24V-27K | Light Emitting Diode | Inseparable Luminaire | Direct Wired | 0-10 VDC Controls | 88.6 | 2700 |  | 96 | 85 | 340 | 1 | Ambient | 50000 |  | 1 | 54000 | 0.01 | 20 | 21 | 0 | 0 | 0 | 0 | 0 | 0 | 1 | 0.3 | 0.08 | 0.05 | 0.03 | 0.03 | 1 | 1 | 0.26 | 0.22 | 0.2 | 0.19 | True | False | Non Federally-Regulated | 06/01/2021 |  | 07/15/2021
Modalight LLC | modaLIGHT | MPF-INT-US-W-S1-SO-24V-30K | Light Emitting Diode | Inseparable Luminaire | Direct Wired | 0-10 VDC Controls | 88.6 | 3000 |  | 96 | 85 | 340 | 1 | Ambient | 50000 |  | 1 | 54000 | 0.01 | 20 | 21 | 0 | 0 | 0 | 0 | 0 | 0 | 1 | 0.3 | 0.08 | 0.05 | 0.03 | 0.03 | 1 | 1 | 0.26 | 0.22 | 0.2 | 0.19 | True | False | Non Federally-Regulated | 06/01/2021 |  | 07/15/2021
Modalight LLC | modaLIGHT | MPF-INT-US-W-S1-SO-24V-35K | Light Emitting Diode | Inseparable Luminaire | Direct Wired | 0-10 VDC Controls | 88.6 | 3500 |  | 96 | 85 | 340 | 1 | Ambient | 50000 |  | 1 | 54000 | 0.01 | 20 | 21 | 0 | 0 | 0 | 0 | 0 | 0 | 1 | 0.3 | 0.08 | 0.05 | 0.03 | 0.03 | 1 | 1 | 0.26 | 0.22 | 0.2 | 0.19 | True | False | Non Federally-Regulated | 06/01/2021 |  | 07/15/2021
Modalight LLC | modaLIGHT | MPF-INT-US-W-S1-SO-24V-40K | Light Emitting Diode | Inseparable Luminaire | Direct Wired | 0-10 VDC Controls | 88.6 | 4000 |  | 96 | 85 | 340 | 1 | Ambient | 50000 |  | 1 | 54000 | 0.01 | 20 | 21 | 0 | 0 | 0 | 0 | 0 | 0 | 1 | 0.3 | 0.08 | 0.05 | 0.03 | 0.03 | 1 | 1 | 0.26 | 0.22 | 0.2 | 0.19 | True | False | Non Federally-Regulated | 06/01/2021 |  | 07/15/2021
Modalight LLC | modaLIGHT | MPF-INT-EU-W-S1-SO-24V-22K | Light Emitting Diode | Inseparable Luminaire | Direct Wired | 0-10 VDC Controls | 88.6 | 2200 |  | 96 | 85 | 340 | 1 | Ambient | 50000 |  | 1 | 54000 | 0.01 | 20 | 21 | 0 | 0 | 0 | 0 | 0 | 0 | 1 | 0.3 | 0.08 | 0.05 | 0.03 | 0.03 | 1 | 1 | 0.26 | 0.22 | 0.2 | 0.19 | True | False | Non Federally-Regulated | 06/01/2021 |  | 07/15/2021
Modalight LLC | modaLIGHT | MPF-INT-EU-W-S1-SO-24V-24K | Light Emitting Diode | Inseparable Luminaire | Direct Wired | 0-10 VDC Controls | 88.6 | 2400 |  | 96 | 85 | 340 | 1 | Ambient | 50000 |  | 1 | 54000 | 0.01 | 20 | 21 | 0 | 0 | 0 | 0 | 0 | 0 | 1 | 0.3 | 0.08 | 0.05 | 0.03 | 0.03 | 1 | 1 | 0.26 | 0.22 | 0.2 | 0.19 | True | False | Non Federally-Regulated | 06/01/2021 |  | 07/15/2021
Modalight LLC | modaLIGHT | MPF-INT-EU-W-S1-SO-24V-27K | Light Emitting Diode | Inseparable Luminaire | Direct Wired | 0-10 VDC Controls | 88.6 | 2700 |  | 96 | 85 | 340 | 1 | Ambient | 50000 |  | 1 | 54000 | 0.01 | 20 | 21 | 0 | 0 | 0 | 0 | 0 | 0 | 1 | 0.3 | 0.08 | 0.05 | 0.03 | 0.03 | 1 | 1 | 0.26 | 0.22 | 0.2 | 0.19 | True | False | Non Federally-Regulated | 06/01/2021 |  | 07/15/2021
Modalight LLC | modaLIGHT | MPF-INT-EU-W-S1-SO-24V-30K | Light Emitting Diode | Inseparable Luminaire | Direct Wired | 0-10 VDC Controls | 88.6 | 3000 |  | 96 | 85 | 340 | 1 | Ambient | 50000 |  | 1 | 54000 | 0.01 | 20 | 21 | 0 | 0 | 0 | 0 | 0 | 0 | 1 | 0.3 | 0.08 | 0.05 | 0.03 | 0.03 | 1 | 1 | 0.26 | 0.22 | 0.2 | 0.19 | True | False | Non Federally-Regulated | 06/01/2021 |  | 07/15/2021
Modalight LLC | modaLIGHT | MPF-INT-EU-W-S1-SO-24V-35K | Light Emitting Diode | Inseparable Luminaire | Direct Wired | 0-10 VDC Controls | 88.6 | 3500 |  | 96 | 85 | 340 | 1 | Ambient | 50000 |  | 1 | 54000 | 0.01 | 20 | 21 | 0 | 0 | 0 | 0 | 0 | 0 | 1 | 0.3 | 0.08 | 0.05 | 0.03 | 0.03 | 1 | 1 | 0.26 | 0.22 | 0.2 | 0.19 | True | False | Non Federally-Regulated | 06/01/2021 |  | 07/15/2021
Modalight LLC | modaLIGHT | MPF-INT-EU-W-S1-SO-24V-40K | Light Emitting Diode | Inseparable Luminaire | Direct Wired | 0-10 VDC Controls | 88.6 | 4000 |  | 96 | 85 | 340 | 1 | Ambient | 50000 |  | 1 | 54000 | 0.01 | 20 | 21 | 0 | 0 | 0 | 0 | 0 | 0 | 1 | 0.3 | 0.08 | 0.05 | 0.03 | 0.03 | 1 | 1 | 0.26 | 0.22 | 0.2 | 0.19 | True | False | Non Federally-Regulated | 06/01/2021 |  | 07/15/2021
Modalight LLC | modaLIGHT | MPF-INT-US-W-S1-SO-24V-GD2718 | Light Emitting Diode | Inseparable Luminaire | Direct Wired | 0-10 VDC Controls | 88.6 | 2700 |  | 96 | 85 | 340 | 1 | Ambient | 50000 |  | 1 | 54000 | 0.01 | 20 | 21 | 0 | 0 | 0 | 0 | 0 | 0 | 1 | 0.3 | 0.08 | 0.05 | 0.03 | 0.03 | 1 | 1 | 0.26 | 0.22 | 0.2 | 0.19 | True | False | Non Federally-Regulated | 06/01/2021 |  | 07/15/2021
Modalight LLC | modaLIGHT | MPF-INT-US-W-S1-SO-24V-GD3022 | Light Emitting Diode | Inseparable Luminaire | Direct Wired | 0-10 VDC Controls | 88.6 | 3000 |  | 96 | 85 | 340 | 1 | Ambient | 50000 |  | 1 | 54000 | 0.01 | 20 | 21 | 0 | 0 | 0 | 0 | 0 | 0 | 1 | 0.3 | 0.08 | 0.05 | 0.03 | 0.03 | 1 | 1 | 0.26 | 0.22 | 0.2 | 0.19 | True | False | Non Federally-Regulated | 06/01/2021 |  | 07/15/2021
Modalight LLC | modaLIGHT | MPF-INT-US-W-S1-SO-24V-GD3522 | Light Emitting Diode | Inseparable Luminaire | Direct Wired | 0-10 VDC Controls | 88.6 | 3500 |  | 96 | 85 | 340 | 1 | Ambient | 50000 |  | 1 | 54000 | 0.01 | 20 | 21 | 0 | 0 | 0 | 0 | 0 | 0 | 1 | 0.3 | 0.08 | 0.05 | 0.03 | 0.03 | 1 | 1 | 0.26 | 0.22 | 0.2 | 0.19 | True | False | Non Federally-Regulated | 06/01/2021 |  | 07/15/2021
Modalight LLC | modaLIGHT | MPF-INT-EU-W-S1-SO-24V-GD2718 | Light Emitting Diode | Inseparable Luminaire | Direct Wired | 0-10 VDC Controls | 88.6 | 2700 |  | 96 | 85 | 340 | 1 | Ambient | 50000 |  | 1 | 54000 | 0.01 | 20 | 21 | 0 | 0 | 0 | 0 | 0 | 0 | 1 | 0.3 | 0.08 | 0.05 | 0.03 | 0.03 | 1 | 1 | 0.26 | 0.22 | 0.2 | 0.19 | True | False | Non Federally-Regulated | 06/01/2021 |  | 07/15/2021
Modalight LLC | modaLIGHT | MPF-INT-EU-W-S1-SO-24V-GD3022 | Light Emitting Diode | Inseparable Luminaire | Direct Wired | 0-10 VDC Controls | 88.6 | 3000 |  | 96 | 85 | 340 | 1 | Ambient | 50000 |  | 1 | 54000 | 0.01 | 20 | 21 | 0 | 0 | 0 | 0 | 0 | 0 | 1 | 0.3 | 0.08 | 0.05 | 0.03 | 0.03 | 1 | 1 | 0.26 | 0.22 | 0.2 | 0.19 | True | False | Non Federally-Regulated | 06/01/2021 |  | 07/15/2021
Modalight LLC | modaLIGHT | MPF-INT-EU-W-S1-SO-24V-GD3522 | Light Emitting Diode | Inseparable Luminaire | Direct Wired | 0-10 VDC Controls | 88.6 | 3500 |  | 96 | 85 | 340 | 1 | Ambient | 50000 |  | 1 | 54000 | 0.01 | 20 | 21 | 0 | 0 | 0 | 0 | 0 | 0 | 1 | 0.3 | 0.08 | 0.05 | 0.03 | 0.03 | 1 | 1 | 0.26 | 0.22 | 0.2 | 0.19 | True | False | Non Federally-Regulated | 06/01/2021 |  | 07/15/2021
Modalight LLC | modaLIGHT | MPF-INT-US-W-S1-SO-24V-DWWH | Light Emitting Diode | Inseparable Luminaire | Direct Wired | 0-10 VDC Controls | 88.6 | 2200 |  | 96 | 85 | 340 | 1 | Ambient | 50000 |  | 1 | 54000 | 0.01 | 20 | 21 | 0 | 0 | 0 | 0 | 0 | 0 | 1 | 0.3 | 0.08 | 0.05 | 0.03 | 0.03 | 1 | 1 | 0.26 | 0.22 | 0.2 | 0.19 | True | False | Non Federally-Regulated | 06/01/2021 |  | 07/15/2021
Modalight LLC | modaLIGHT | MPF-INT-US-W-S1-SO-24V-DWH | Light Emitting Diode | Inseparable Luminaire | Direct Wired | 0-10 VDC Controls | 88.6 | 2200 |  | 96 | 85 | 340 | 1 | Ambient | 50000 |  | 1 | 54000 | 0.01 | 20 | 21 | 0 | 0 | 0 | 0 | 0 | 0 | 1 | 0.3 | 0.08 | 0.05 | 0.03 | 0.03 | 1 | 1 | 0.26 | 0.22 | 0.2 | 0.19 | True | False | Non Federally-Regulated | 06/01/2021 |  | 07/15/2021
Modalight LLC | modaLIGHT | MPF-INT-US-W-S1-SO-24V-DC | Light Emitting Diode | Inseparable Luminaire | Direct Wired | 0-10 VDC Controls | 88.6 | 2200 |  | 96 | 85 | 340 | 1 | Ambient | 50000 |  | 1 | 54000 | 0.01 | 20 | 21 | 0 | 0 | 0 | 0 | 0 | 0 | 1 | 0.3 | 0.08 | 0.05 | 0.03 | 0.03 | 1 | 1 | 0.26 | 0.22 | 0.2 | 0.19 | True | False | Non Federally-Regulated | 06/01/2021 |  | 07/15/2021
Modalight LLC | modaLIGHT | MPF-INT-EU-W-S1-SO-24V-DWWH | Light Emitting Diode | Inseparable Luminaire | Direct Wired | 0-10 VDC Controls | 88.6 | 2200 |  | 96 | 85 | 340 | 1 | Ambient | 50000 |  | 1 | 54000 | 0.01 | 20 | 21 | 0 | 0 | 0 | 0 | 0 | 0 | 1 | 0.3 | 0.08 | 0.05 | 0.03 | 0.03 | 1 | 1 | 0.26 | 0.22 | 0.2 | 0.19 | True | False | Non Federally-Regulated | 06/01/2021 |  | 07/15/2021
Modalight LLC | modaLIGHT | MPF-INT-EU-W-S1-SO-24V-DWH | Light Emitting Diode | Inseparable Luminaire | Direct Wired | 0-10 VDC Controls | 88.6 | 2200 |  | 96 | 85 | 340 | 1 | Ambient | 50000 |  | 1 | 54000 | 0.01 | 20 | 21 | 0 | 0 | 0 | 0 | 0 | 0 | 1 | 0.3 | 0.08 | 0.05 | 0.03 | 0.03 | 1 | 1 | 0.26 | 0.22 | 0.2 | 0.19 | True | False | Non Federally-Regulated | 06/01/2021 |  | 07/15/2021
Modalight LLC | modaLIGHT | MPF-INT-EU-W-S1-SO-24V-DC | Light Emitting Diode | Inseparable Luminaire | Direct Wired | 0-10 VDC Controls | 88.6 | 2200 |  | 96 | 85 | 340 | 1 | Ambient | 50000 |  | 1 | 54000 | 0.01 | 20 | 21 | 0 | 0 | 0 | 0 | 0 | 0 | 1 | 0.3 | 0.08 | 0.05 | 0.03 | 0.03 | 1 | 1 | 0.26 | 0.22 | 0.2 | 0.19 | True | False | Non Federally-Regulated | 06/01/2021 |  | 07/15/2021
Modalight LLC | modaLIGHT | MPF-EXT-US-W-S1-SO-24V-22K | Light Emitting Diode | Inseparable Luminaire | Direct Wired | 0-10 VDC Controls | 88.6 | 2200 |  | 96 | 85 | 340 | 1 | Ambient | 50000 |  | 1 | 54000 | 0.01 | 20 | 21 | 0 | 0 | 0 | 0 | 0 | 0 | 1 | 0.3 | 0.08 | 0.05 | 0.03 | 0.03 | 1 | 1 | 0.26 | 0.22 | 0.2 | 0.19 | True | False | Non Federally-Regulated | 06/01/2021 |  | 07/15/2021
Modalight LLC | modaLIGHT | MPF-EXT-US-W-S1-SO-24V-24K | Light Emitting Diode | Inseparable Luminaire | Direct Wired | 0-10 VDC Controls | 88.6 | 2400 |  | 96 | 85 | 340 | 1 | Ambient | 50000 |  | 1 | 54000 | 0.01 | 20 | 21 | 0 | 0 | 0 | 0 | 0 | 0 | 1 | 0.3 | 0.08 | 0.05 | 0.03 | 0.03 | 1 | 1 | 0.26 | 0.22 | 0.2 | 0.19 | True | False | Non Federally-Regulated | 06/01/2021 |  | 07/15/2021
Modalight LLC | modaLIGHT | MPF-EXT-US-W-S1-SO-24V-27K | Light Emitting Diode | Inseparable Luminaire | Direct Wired | 0-10 VDC Controls | 88.6 | 2700 |  | 96 | 85 | 340 | 1 | Ambient | 50000 |  | 1 | 54000 | 0.01 | 20 | 21 | 0 | 0 | 0 | 0 | 0 | 0 | 1 | 0.3 | 0.08 | 0.05 | 0.03 | 0.03 | 1 | 1 | 0.26 | 0.22 | 0.2 | 0.19 | True | False | Non Federally-Regulated | 06/01/2021 |  | 07/15/2021
Modalight LLC | modaLIGHT | MPF-EXT-US-W-S1-SO-24V-30K | Light Emitting Diode | Inseparable Luminaire | Direct Wired | 0-10 VDC Controls | 88.6 | 3000 |  | 96 | 85 | 340 | 1 | Ambient | 50000 |  | 1 | 54000 | 0.01 | 20 | 21 | 0 | 0 | 0 | 0 | 0 | 0 | 1 | 0.3 | 0.08 | 0.05 | 0.03 | 0.03 | 1 | 1 | 0.26 | 0.22 | 0.2 | 0.19 | True | False | Non Federally-Regulated | 06/01/2021 |  | 07/15/2021
Modalight LLC | modaLIGHT | MPF-EXT-US-W-S1-SO-24V-35K | Light Emitting Diode | Inseparable Luminaire | Direct Wired | 0-10 VDC Controls | 88.6 | 3500 |  | 96 | 85 | 340 | 1 | Ambient | 50000 |  | 1 | 54000 | 0.01 | 20 | 21 | 0 | 0 | 0 | 0 | 0 | 0 | 1 | 0.3 | 0.08 | 0.05 | 0.03 | 0.03 | 1 | 1 | 0.26 | 0.22 | 0.2 | 0.19 | True | False | Non Federally-Regulated | 06/01/2021 |  | 07/15/2021
Modalight LLC | modaLIGHT | MPF-EXT-US-W-S1-SO-24V-40K | Light Emitting Diode | Inseparable Luminaire | Direct Wired | 0-10 VDC Controls | 88.6 | 4000 |  | 96 | 85 | 340 | 1 | Ambient | 50000 |  | 1 | 54000 | 0.01 | 20 | 21 | 0 | 0 | 0 | 0 | 0 | 0 | 1 | 0.3 | 0.08 | 0.05 | 0.03 | 0.03 | 1 | 1 | 0.26 | 0.22 | 0.2 | 0.19 | True | False | Non Federally-Regulated | 06/01/2021 |  | 07/15/2021
Modalight LLC | modaLIGHT | MPF-EXT-EU-W-S1-SO-24V-22K | Light Emitting Diode | Inseparable Luminaire | Direct Wired | 0-10 VDC Controls | 88.6 | 2200 |  | 96 | 85 | 340 | 1 | Ambient | 50000 |  | 1 | 54000 | 0.01 | 20 | 21 | 0 | 0 | 0 | 0 | 0 | 0 | 1 | 0.3 | 0.08 | 0.05 | 0.03 | 0.03 | 1 | 1 | 0.26 | 0.22 | 0.2 | 0.19 | True | False | Non Federally-Regulated | 06/01/2021 |  | 07/15/2021
Modalight LLC | modaLIGHT | MPF-EXT-EU-W-S1-SO-24V-24K | Light Emitting Diode | Inseparable Luminaire | Direct Wired | 0-10 VDC Controls | 88.6 | 2400 |  | 96 | 85 | 340 | 1 | Ambient | 50000 |  | 1 | 54000 | 0.01 | 20 | 21 | 0 | 0 | 0 | 0 | 0 | 0 | 1 | 0.3 | 0.08 | 0.05 | 0.03 | 0.03 | 1 | 1 | 0.26 | 0.22 | 0.2 | 0.19 | True | False | Non Federally-Regulated | 06/01/2021 |  | 07/15/2021
Modalight LLC | modaLIGHT | MPF-EXT-EU-W-S1-SO-24V-27K | Light Emitting Diode | Inseparable Luminaire | Direct Wired | 0-10 VDC Controls | 88.6 | 2700 |  | 96 | 85 | 340 | 1 | Ambient | 50000 |  | 1 | 54000 | 0.01 | 20 | 21 | 0 | 0 | 0 | 0 | 0 | 0 | 1 | 0.3 | 0.08 | 0.05 | 0.03 | 0.03 | 1 | 1 | 0.26 | 0.22 | 0.2 | 0.19 | True | False | Non Federally-Regulated | 06/01/2021 |  | 07/15/2021
Modalight LLC | modaLIGHT | MPF-EXT-EU-W-S1-SO-24V-30K | Light Emitting Diode | Inseparable Luminaire | Direct Wired | 0-10 VDC Controls | 88.6 | 3000 |  | 96 | 85 | 340 | 1 | Ambient | 50000 |  | 1 | 54000 | 0.01 | 20 | 21 | 0 | 0 | 0 | 0 | 0 | 0 | 1 | 0.3 | 0.08 | 0.05 | 0.03 | 0.03 | 1 | 1 | 0.26 | 0.22 | 0.2 | 0.19 | True | False | Non Federally-Regulated | 06/01/2021 |  | 07/15/2021
Modalight LLC | modaLIGHT | MPF-EXT-EU-W-S1-SO-24V-35K | Light Emitting Diode | Inseparable Luminaire | Direct Wired | 0-10 VDC Controls | 88.6 | 3500 |  | 96 | 85 | 340 | 1 | Ambient | 50000 |  | 1 | 54000 | 0.01 | 20 | 21 | 0 | 0 | 0 | 0 | 0 | 0 | 1 | 0.3 | 0.08 | 0.05 | 0.03 | 0.03 | 1 | 1 | 0.26 | 0.22 | 0.2 | 0.19 | True | False | Non Federally-Regulated | 06/01/2021 |  | 07/15/2021
Modalight LLC | modaLIGHT | MPF-EXT-EU-W-S1-SO-24V-40K | Light Emitting Diode | Inseparable Luminaire | Direct Wired | 0-10 VDC Controls | 88.6 | 4000 |  | 96 | 85 | 340 | 1 | Ambient | 50000 |  | 1 | 54000 | 0.01 | 20 | 21 | 0 | 0 | 0 | 0 | 0 | 0 | 1 | 0.3 | 0.08 | 0.05 | 0.03 | 0.03 | 1 | 1 | 0.26 | 0.22 | 0.2 | 0.19 | True | False | Non Federally-Regulated | 06/01/2021 |  | 07/15/2021
Modalight LLC | modaLIGHT | MPF-EXT-US-W-S1-SO-24V-GD2718 | Light Emitting Diode | Inseparable Luminaire | Direct Wired | 0-10 VDC Controls | 88.6 | 2700 |  | 96 | 85 | 340 | 1 | Ambient | 50000 |  | 1 | 54000 | 0.01 | 20 | 21 | 0 | 0 | 0 | 0 | 0 | 0 | 1 | 0.3 | 0.08 | 0.05 | 0.03 | 0.03 | 1 | 1 | 0.26 | 0.22 | 0.2 | 0.19 | True | False | Non Federally-Regulated | 06/01/2021 |  | 07/15/2021
Modalight LLC | modaLIGHT | MPF-EXT-US-W-S1-SO-24V-GD3022 | Light Emitting Diode | Inseparable Luminaire | Direct Wired | 0-10 VDC Controls | 88.6 | 3000 |  | 96 | 85 | 340 | 1 | Ambient | 50000 |  | 1 | 54000 | 0.01 | 20 | 21 | 0 | 0 | 0 | 0 | 0 | 0 | 1 | 0.3 | 0.08 | 0.05 | 0.03 | 0.03 | 1 | 1 | 0.26 | 0.22 | 0.2 | 0.19 | True | False | Non Federally-Regulated | 06/01/2021 |  | 07/15/2021
Modalight LLC | modaLIGHT | MPF-EXT-US-W-S1-SO-24V-GD3522 | Light Emitting Diode | Inseparable Luminaire | Direct Wired | 0-10 VDC Controls | 88.6 | 3500 |  | 96 | 85 | 340 | 1 | Ambient | 50000 |  | 1 | 54000 | 0.01 | 20 | 21 | 0 | 0 | 0 | 0 | 0 | 0 | 1 | 0.3 | 0.08 | 0.05 | 0.03 | 0.03 | 1 | 1 | 0.26 | 0.22 | 0.2 | 0.19 | True | False | Non Federally-Regulated | 06/01/2021 |  | 07/15/2021
Modalight LLC | modaLIGHT | MPF-EXT-EU-W-S1-SO-24V-GD2718 | Light Emitting Diode | Inseparable Luminaire | Direct Wired | 0-10 VDC Controls | 88.6 | 2700 |  | 96 | 85 | 340 | 1 | Ambient | 50000 |  | 1 | 54000 | 0.01 | 20 | 21 | 0 | 0 | 0 | 0 | 0 | 0 | 1 | 0.3 | 0.08 | 0.05 | 0.03 | 0.03 | 1 | 1 | 0.26 | 0.22 | 0.2 | 0.19 | True | False | Non Federally-Regulated | 06/01/2021 |  | 07/15/2021
Modalight LLC | modaLIGHT | MPF-EXT-EU-W-S1-SO-24V-GD3022 | Light Emitting Diode | Inseparable Luminaire | Direct Wired | 0-10 VDC Controls | 88.6 | 3000 |  | 96 | 85 | 340 | 1 | Ambient | 50000 |  | 1 | 54000 | 0.01 | 20 | 21 | 0 | 0 | 0 | 0 | 0 | 0 | 1 | 0.3 | 0.08 | 0.05 | 0.03 | 0.03 | 1 | 1 | 0.26 | 0.22 | 0.2 | 0.19 | True | False | Non Federally-Regulated | 06/01/2021 |  | 07/15/2021
Modalight LLC | modaLIGHT | MPF-EXT-EU-W-S1-SO-24V-GD3522 | Light Emitting Diode | Inseparable Luminaire | Direct Wired | 0-10 VDC Controls | 88.6 | 3500 |  | 96 | 85 | 340 | 1 | Ambient | 50000 |  | 1 | 54000 | 0.01 | 20 | 21 | 0 | 0 | 0 | 0 | 0 | 0 | 1 | 0.3 | 0.08 | 0.05 | 0.03 | 0.03 | 1 | 1 | 0.26 | 0.22 | 0.2 | 0.19 | True | False | Non Federally-Regulated | 06/01/2021 |  | 07/15/2021
Modalight LLC | modaLIGHT | MPF-EXT-US-W-S1-SO-24V-DWWH | Light Emitting Diode | Inseparable Luminaire | Direct Wired | 0-10 VDC Controls | 88.6 | 2200 |  | 96 | 85 | 340 | 1 | Ambient | 50000 |  | 1 | 54000 | 0.01 | 20 | 21 | 0 | 0 | 0 | 0 | 0 | 0 | 1 | 0.3 | 0.08 | 0.05 | 0.03 | 0.03 | 1 | 1 | 0.26 | 0.22 | 0.2 | 0.19 | True | False | Non Federally-Regulated | 06/01/2021 |  | 07/15/2021
Modalight LLC | modaLIGHT | MPF-EXT-US-W-S1-SO-24V-DWH | Light Emitting Diode | Inseparable Luminaire | Direct Wired | 0-10 VDC Controls | 88.6 | 2200 |  | 96 | 85 | 340 | 1 | Ambient | 50000 |  | 1 | 54000 | 0.01 | 20 | 21 | 0 | 0 | 0 | 0 | 0 | 0 | 1 | 0.3 | 0.08 | 0.05 | 0.03 | 0.03 | 1 | 1 | 0.26 | 0.22 | 0.2 | 0.19 | True | False | Non Federally-Regulated | 06/01/2021 |  | 07/15/2021
Modalight LLC | modaLIGHT | MPF-EXT-US-W-S1-SO-24V-DC | Light Emitting Diode | Inseparable Luminaire | Direct Wired | 0-10 VDC Controls | 88.6 | 2200 |  | 96 | 85 | 340 | 1 | Ambient | 50000 |  | 1 | 54000 | 0.01 | 20 | 21 | 0 | 0 | 0 | 0 | 0 | 0 | 1 | 0.3 | 0.08 | 0.05 | 0.03 | 0.03 | 1 | 1 | 0.26 | 0.22 | 0.2 | 0.19 | True | False | Non Federally-Regulated | 06/01/2021 |  | 07/15/2021
Modalight LLC | modaLIGHT | MPF-EXT-EU-W-S1-SO-24V-DWWH | Light Emitting Diode | Inseparable Luminaire | Direct Wired | 0-10 VDC Controls | 88.6 | 2200 |  | 96 | 85 | 340 | 1 | Ambient | 50000 |  | 1 | 54000 | 0.01 | 20 | 21 | 0 | 0 | 0 | 0 | 0 | 0 | 1 | 0.3 | 0.08 | 0.05 | 0.03 | 0.03 | 1 | 1 | 0.26 | 0.22 | 0.2 | 0.19 | True | False | Non Federally-Regulated | 06/01/2021 |  | 07/15/2021
Modalight LLC | modaLIGHT | MPF-EXT-EU-W-S1-SO-24V-DWH | Light Emitting Diode | Inseparable Luminaire | Direct Wired | 0-10 VDC Controls | 88.6 | 2200 |  | 96 | 85 | 340 | 1 | Ambient | 50000 |  | 1 | 54000 | 0.01 | 20 | 21 | 0 | 0 | 0 | 0 | 0 | 0 | 1 | 0.3 | 0.08 | 0.05 | 0.03 | 0.03 | 1 | 1 | 0.26 | 0.22 | 0.2 | 0.19 | True | False | Non Federally-Regulated | 06/01/2021 |  | 07/15/2021
Modalight LLC | modaLIGHT | MPF-EXT-EU-W-S1-SO-24V-DC | Light Emitting Diode | Inseparable Luminaire | Direct Wired | 0-10 VDC Controls | 88.6 | 2200 |  | 96 | 85 | 340 | 1 | Ambient | 50000 |  | 1 | 54000 | 0.01 | 20 | 21 | 0 | 0 | 0 | 0 | 0 | 0 | 1 | 0.3 | 0.08 | 0.05 | 0.03 | 0.03 | 1 | 1 | 0.26 | 0.22 | 0.2 | 0.19 | True | False | Non Federally-Regulated | 06/01/2021 |  | 07/15/2021
Modalight LLC | modaLIGHT | MPF-INT-US-W-S1-SOP-24V-22K | Light Emitting Diode | Inseparable Luminaire | Direct Wired | 0-10 VDC Controls | 84.7 | 2200 |  | 97 | 84 | 346 | 1 | Ambient | 50000 |  | 1 | 54000 | 0.01 | 20 | 21 | 0 | 0 | 0 | 0 | 0 | 0 | 1 | 0.35 | 0.1 | 0.06 | 0.04 | 0.03 | 1 | 1 | 0.32 | 0.26 | 0.24 | 0.25 | True | False | Non Federally-Regulated | 06/01/2021 |  | 07/15/2021
Modalight LLC | modaLIGHT | MPF-INT-US-W-S1-SOP-24V-24K | Light Emitting Diode | Inseparable Luminaire | Direct Wired | 0-10 VDC Controls | 84.7 | 2400 |  | 97 | 84 | 346 | 1 | Ambient | 50000 |  | 1 | 54000 | 0.01 | 20 | 21 | 0 | 0 | 0 | 0 | 0 | 0 | 1 | 0.35 | 0.1 | 0.06 | 0.04 | 0.03 | 1 | 1 | 0.32 | 0.26 | 0.24 | 0.25 | True | False | Non Federally-Regulated | 06/01/2021 |  | 07/15/2021
Modalight LLC | modaLIGHT | MPF-INT-US-W-S1-SOP-24V-27K | Light Emitting Diode | Inseparable Luminaire | Direct Wired | 0-10 VDC Controls | 84.7 | 2700 |  | 97 | 84 | 346 | 1 | Ambient | 50000 |  | 1 | 54000 | 0.01 | 20 | 21 | 0 | 0 | 0 | 0 | 0 | 0 | 1 | 0.35 | 0.1 | 0.06 | 0.04 | 0.03 | 1 | 1 | 0.32 | 0.26 | 0.24 | 0.25 | True | False | Non Federally-Regulated | 06/01/2021 |  | 07/15/2021
Modalight LLC | modaLIGHT | MPF-INT-US-W-S1-SOP-24V-30K | Light Emitting Diode | Inseparable Luminaire | Direct Wired | 0-10 VDC Controls | 84.7 | 3000 |  | 97 | 84 | 346 | 1 | Ambient | 50000 |  | 1 | 54000 | 0.01 | 20 | 21 | 0 | 0 | 0 | 0 | 0 | 0 | 1 | 0.35 | 0.1 | 0.06 | 0.04 | 0.03 | 1 | 1 | 0.32 | 0.26 | 0.24 | 0.25 | True | False | Non Federally-Regulated | 06/01/2021 |  | 07/15/2021
Modalight LLC | modaLIGHT | MPF-INT-US-W-S1-SOP-24V-35K | Light Emitting Diode | Inseparable Luminaire | Direct Wired | 0-10 VDC Controls | 84.7 | 3500 |  | 97 | 84 | 346 | 1 | Ambient | 50000 |  | 1 | 54000 | 0.01 | 20 | 21 | 0 | 0 | 0 | 0 | 0 | 0 | 1 | 0.35 | 0.1 | 0.06 | 0.04 | 0.03 | 1 | 1 | 0.32 | 0.26 | 0.24 | 0.25 | True | False | Non Federally-Regulated | 06/01/2021 |  | 07/15/2021
Modalight LLC | modaLIGHT | MPF-INT-US-W-S1-SOP-24V-40K | Light Emitting Diode | Inseparable Luminaire | Direct Wired | 0-10 VDC Controls | 84.7 | 4000 |  | 97 | 84 | 346 | 1 | Ambient | 50000 |  | 1 | 54000 | 0.01 | 20 | 21 | 0 | 0 | 0 | 0 | 0 | 0 | 1 | 0.35 | 0.1 | 0.06 | 0.04 | 0.03 | 1 | 1 | 0.32 | 0.26 | 0.24 | 0.25 | True | False | Non Federally-Regulated | 06/01/2021 |  | 07/15/2021
Modalight LLC | modaLIGHT | MPF-INT-EU-W-S1-SOP-24V-22K | Light Emitting Diode | Inseparable Luminaire | Direct Wired | 0-10 VDC Controls | 84.7 | 2200 |  | 97 | 84 | 346 | 1 | Ambient | 50000 |  | 1 | 54000 | 0.01 | 20 | 21 | 0 | 0 | 0 | 0 | 0 | 0 | 1 | 0.35 | 0.1 | 0.06 | 0.04 | 0.03 | 1 | 1 | 0.32 | 0.26 | 0.24 | 0.25 | True | False | Non Federally-Regulated | 06/01/2021 |  | 07/15/2021
Modalight LLC | modaLIGHT | MPF-INT-EU-W-S1-SOP-24V-24K | Light Emitting Diode | Inseparable Luminaire | Direct Wired | 0-10 VDC Controls | 84.7 | 2400 |  | 97 | 84 | 346 | 1 | Ambient | 50000 |  | 1 | 54000 | 0.01 | 20 | 21 | 0 | 0 | 0 | 0 | 0 | 0 | 1 | 0.35 | 0.1 | 0.06 | 0.04 | 0.03 | 1 | 1 | 0.32 | 0.26 | 0.24 | 0.25 | True | False | Non Federally-Regulated | 06/01/2021 |  | 07/15/2021
Modalight LLC | modaLIGHT | MPF-INT-EU-W-S1-SOP-24V-27K | Light Emitting Diode | Inseparable Luminaire | Direct Wired | 0-10 VDC Controls | 84.7 | 2700 |  | 97 | 84 | 346 | 1 | Ambient | 50000 |  | 1 | 54000 | 0.01 | 20 | 21 | 0 | 0 | 0 | 0 | 0 | 0 | 1 | 0.35 | 0.1 | 0.06 | 0.04 | 0.03 | 1 | 1 | 0.32 | 0.26 | 0.24 | 0.25 | True | False | Non Federally-Regulated | 06/01/2021 |  | 07/15/2021
Modalight LLC | modaLIGHT | MPF-INT-EU-W-S1-SOP-24V-30K | Light Emitting Diode | Inseparable Luminaire | Direct Wired | 0-10 VDC Controls | 84.7 | 3000 |  | 97 | 84 | 346 | 1 | Ambient | 50000 |  | 1 | 54000 | 0.01 | 20 | 21 | 0 | 0 | 0 | 0 | 0 | 0 | 1 | 0.35 | 0.1 | 0.06 | 0.04 | 0.03 | 1 | 1 | 0.32 | 0.26 | 0.24 | 0.25 | True | False | Non Federally-Regulated | 06/01/2021 |  | 07/15/2021
Modalight LLC | modaLIGHT | MPF-INT-EU-W-S1-SOP-24V-35K | Light Emitting Diode | Inseparable Luminaire | Direct Wired | 0-10 VDC Controls | 84.7 | 3500 |  | 97 | 84 | 346 | 1 | Ambient | 50000 |  | 1 | 54000 | 0.01 | 20 | 21 | 0 | 0 | 0 | 0 | 0 | 0 | 1 | 0.35 | 0.1 | 0.06 | 0.04 | 0.03 | 1 | 1 | 0.32 | 0.26 | 0.24 | 0.25 | True | False | Non Federally-Regulated | 06/01/2021 |  | 07/15/2021
Modalight LLC | modaLIGHT | MPF-INT-EU-W-S1-SOP-24V-40K | Light Emitting Diode | Inseparable Luminaire | Direct Wired | 0-10 VDC Controls | 84.7 | 4000 |  | 97 | 84 | 346 | 1 | Ambient | 50000 |  | 1 | 54000 | 0.01 | 20 | 21 | 0 | 0 | 0 | 0 | 0 | 0 | 1 | 0.35 | 0.1 | 0.06 | 0.04 | 0.03 | 1 | 1 | 0.32 | 0.26 | 0.24 | 0.25 | True | False | Non Federally-Regulated | 06/01/2021 |  | 07/15/2021
Modalight LLC | modaLIGHT | MPF-INT-US-W-S1-SOP-24V-GD2718 | Light Emitting Diode | Inseparable Luminaire | Direct Wired | 0-10 VDC Controls | 84.7 | 2700 |  | 97 | 84 | 346 | 1 | Ambient | 50000 |  | 1 | 54000 | 0.01 | 20 | 21 | 0 | 0 | 0 | 0 | 0 | 0 | 1 | 0.35 | 0.1 | 0.06 | 0.04 | 0.03 | 1 | 1 | 0.32 | 0.26 | 0.24 | 0.25 | True | False | Non Federally-Regulated | 06/01/2021 |  | 07/15/2021
Modalight LLC | modaLIGHT | MPF-INT-US-W-S1-SOP-24V-GD3022 | Light Emitting Diode | Inseparable Luminaire | Direct Wired | 0-10 VDC Controls | 84.7 | 3000 |  | 97 | 84 | 346 | 1 | Ambient | 50000 |  | 1 | 54000 | 0.01 | 20 | 21 | 0 | 0 | 0 | 0 | 0 | 0 | 1 | 0.35 | 0.1 | 0.06 | 0.04 | 0.03 | 1 | 1 | 0.32 | 0.26 | 0.24 | 0.25 | True | False | Non Federally-Regulated | 06/01/2021 |  | 07/15/2021
Modalight LLC | modaLIGHT | MPF-INT-US-W-S1-SOP-24V-GD3522 | Light Emitting Diode | Inseparable Luminaire | Direct Wired | 0-10 VDC Controls | 84.7 | 3500 |  | 97 | 84 | 346 | 1 | Ambient | 50000 |  | 1 | 54000 | 0.01 | 20 | 21 | 0 | 0 | 0 | 0 | 0 | 0 | 1 | 0.35 | 0.1 | 0.06 | 0.04 | 0.03 | 1 | 1 | 0.32 | 0.26 | 0.24 | 0.25 | True | False | Non Federally-Regulated | 06/01/2021 |  | 07/15/2021
Modalight LLC | modaLIGHT | MPF-INT-EU-W-S1-SOP-24V-GD2718 | Light Emitting Diode | Inseparable Luminaire | Direct Wired | 0-10 VDC Controls | 84.7 | 2700 |  | 97 | 84 | 346 | 1 | Ambient | 50000 |  | 1 | 54000 | 0.01 | 20 | 21 | 0 | 0 | 0 | 0 | 0 | 0 | 1 | 0.35 | 0.1 | 0.06 | 0.04 | 0.03 | 1 | 1 | 0.32 | 0.26 | 0.24 | 0.25 | True | False | Non Federally-Regulated | 06/01/2021 |  | 07/15/2021
Modalight LLC | modaLIGHT | MPF-INT-EU-W-S1-SOP-24V-GD3022 | Light Emitting Diode | Inseparable Luminaire | Direct Wired | 0-10 VDC Controls | 84.7 | 3000 |  | 97 | 84 | 346 | 1 | Ambient | 50000 |  | 1 | 54000 | 0.01 | 20 | 21 | 0 | 0 | 0 | 0 | 0 | 0 | 1 | 0.35 | 0.1 | 0.06 | 0.04 | 0.03 | 1 | 1 | 0.32 | 0.26 | 0.24 | 0.25 | True | False | Non Federally-Regulated | 06/01/2021 |  | 07/15/2021
Modalight LLC | modaLIGHT | MPF-INT-EU-W-S1-SOP-24V-GD3522 | Light Emitting Diode | Inseparable Luminaire | Direct Wired | 0-10 VDC Controls | 84.7 | 3500 |  | 97 | 84 | 346 | 1 | Ambient | 50000 |  | 1 | 54000 | 0.01 | 20 | 21 | 0 | 0 | 0 | 0 | 0 | 0 | 1 | 0.35 | 0.1 | 0.06 | 0.04 | 0.03 | 1 | 1 | 0.32 | 0.26 | 0.24 | 0.25 | True | False | Non Federally-Regulated | 06/01/2021 |  | 07/15/2021
Modalight LLC | modaLIGHT | MPF-INT-US-W-S1-SOP-24V-DWWH | Light Emitting Diode | Inseparable Luminaire | Direct Wired | 0-10 VDC Controls | 84.7 | 2000 |  | 97 | 84 | 346 | 1 | Ambient | 50000 |  | 1 | 54000 | 0.01 | 20 | 21 | 0 | 0 | 0 | 0 | 0 | 0 | 1 | 0.35 | 0.1 | 0.06 | 0.04 | 0.03 | 1 | 1 | 0.32 | 0.26 | 0.24 | 0.25 | True | False | Non Federally-Regulated | 06/01/2021 |  | 07/15/2021
Modalight LLC | modaLIGHT | MPF-INT-US-W-S1-SOP-24V-DWH | Light Emitting Diode | Inseparable Luminaire | Direct Wired | 0-10 VDC Controls | 84.7 | 2000 |  | 97 | 84 | 346 | 1 | Ambient | 50000 |  | 1 | 54000 | 0.01 | 20 | 21 | 0 | 0 | 0 | 0 | 0 | 0 | 1 | 0.35 | 0.1 | 0.06 | 0.04 | 0.03 | 1 | 1 | 0.32 | 0.26 | 0.24 | 0.25 | True | False | Non Federally-Regulated | 06/01/2021 |  | 07/15/2021
Modalight LLC | modaLIGHT | MPF-INT-US-W-S1-SOP-24V-DC | Light Emitting Diode | Inseparable Luminaire | Direct Wired | 0-10 VDC Controls | 84.7 | 2000 |  | 97 | 84 | 346 | 1 | Ambient | 50000 |  | 1 | 54000 | 0.01 | 20 | 21 | 0 | 0 | 0 | 0 | 0 | 0 | 1 | 0.35 | 0.1 | 0.06 | 0.04 | 0.03 | 1 | 1 | 0.32 | 0.26 | 0.24 | 0.25 | True | False | Non Federally-Regulated | 06/01/2021 |  | 07/15/2021
Modalight LLC | modaLIGHT | MPF-INT-EU-W-S1-SOP-24V-DWWH | Light Emitting Diode | Inseparable Luminaire | Direct Wired | 0-10 VDC Controls | 84.7 | 2000 |  | 97 | 84 | 346 | 1 | Ambient | 50000 |  | 1 | 54000 | 0.01 | 20 | 21 | 0 | 0 | 0 | 0 | 0 | 0 | 1 | 0.35 | 0.1 | 0.06 | 0.04 | 0.03 | 1 | 1 | 0.32 | 0.26 | 0.24 | 0.25 | True | False | Non Federally-Regulated | 06/01/2021 |  | 07/15/2021
Modalight LLC | modaLIGHT | MPF-INT-EU-W-S1-SOP-24V-DWH | Light Emitting Diode | Inseparable Luminaire | Direct Wired | 0-10 VDC Controls | 84.7 | 2000 |  | 97 | 84 | 346 | 1 | Ambient | 50000 |  | 1 | 54000 | 0.01 | 20 | 21 | 0 | 0 | 0 | 0 | 0 | 0 | 1 | 0.35 | 0.1 | 0.06 | 0.04 | 0.03 | 1 | 1 | 0.32 | 0.26 | 0.24 | 0.25 | True | False | Non Federally-Regulated | 06/01/2021 |  | 07/15/2021
Modalight LLC | modaLIGHT | MPF-INT-EU-W-S1-SOP-24V-DC | Light Emitting Diode | Inseparable Luminaire | Direct Wired | 0-10 VDC Controls | 84.7 | 2000 |  | 97 | 84 | 346 | 1 | Ambient | 50000 |  | 1 | 54000 | 0.01 | 20 | 21 | 0 | 0 | 0 | 0 | 0 | 0 | 1 | 0.35 | 0.1 | 0.06 | 0.04 | 0.03 | 1 | 1 | 0.32 | 0.26 | 0.24 | 0.25 | True | False | Non Federally-Regulated | 06/01/2021 |  | 07/15/2021
Modalight LLC | modaLIGHT | MPF-EXT-US-W-S1-SOP-24V-22K | Light Emitting Diode | Inseparable Luminaire | Direct Wired | 0-10 VDC Controls | 84.7 | 2200 |  | 97 | 84 | 346 | 1 | Ambient | 50000 |  | 1 | 54000 | 0.01 | 20 | 21 | 0 | 0 | 0 | 0 | 0 | 0 | 1 | 0.35 | 0.1 | 0.06 | 0.04 | 0.03 | 1 | 1 | 0.32 | 0.26 | 0.24 | 0.25 | True | False | Non Federally-Regulated | 06/01/2021 |  | 07/15/2021
Modalight LLC | modaLIGHT | MPF-EXT-US-W-S1-SOP-24V-24K | Light Emitting Diode | Inseparable Luminaire | Direct Wired | 0-10 VDC Controls | 84.7 | 2400 |  | 97 | 84 | 346 | 1 | Ambient | 50000 |  | 1 | 54000 | 0.01 | 20 | 21 | 0 | 0 | 0 | 0 | 0 | 0 | 1 | 0.35 | 0.1 | 0.06 | 0.04 | 0.03 | 1 | 1 | 0.32 | 0.26 | 0.24 | 0.25 | True | False | Non Federally-Regulated | 06/01/2021 |  | 07/15/2021
Modalight LLC | modaLIGHT | MPF-EXT-US-W-S1-SOP-24V-27K | Light Emitting Diode | Inseparable Luminaire | Direct Wired | 0-10 VDC Controls | 84.7 | 2700 |  | 97 | 84 | 346 | 1 | Ambient | 50000 |  | 1 | 54000 | 0.01 | 20 | 21 | 0 | 0 | 0 | 0 | 0 | 0 | 1 | 0.35 | 0.1 | 0.06 | 0.04 | 0.03 | 1 | 1 | 0.32 | 0.26 | 0.24 | 0.25 | True | False | Non Federally-Regulated | 06/01/2021 |  | 07/15/2021
Modalight LLC | modaLIGHT | MPF-EXT-US-W-S1-SOP-24V-30K | Light Emitting Diode | Inseparable Luminaire | Direct Wired | 0-10 VDC Controls | 84.7 | 3000 |  | 97 | 84 | 346 | 1 | Ambient | 50000 |  | 1 | 54000 | 0.01 | 20 | 21 | 0 | 0 | 0 | 0 | 0 | 0 | 1 | 0.35 | 0.1 | 0.06 | 0.04 | 0.03 | 1 | 1 | 0.32 | 0.26 | 0.24 | 0.25 | True | False | Non Federally-Regulated | 06/01/2021 |  | 07/15/2021
Modalight LLC | modaLIGHT | MPF-EXT-US-W-S1-SOP-24V-35K | Light Emitting Diode | Inseparable Luminaire | Direct Wired | 0-10 VDC Controls | 84.7 | 3500 |  | 97 | 84 | 346 | 1 | Ambient | 50000 |  | 1 | 54000 | 0.01 | 20 | 21 | 0 | 0 | 0 | 0 | 0 | 0 | 1 | 0.35 | 0.1 | 0.06 | 0.04 | 0.03 | 1 | 1 | 0.32 | 0.26 | 0.24 | 0.25 | True | False | Non Federally-Regulated | 06/01/2021 |  | 07/15/2021
Modalight LLC | modaLIGHT | MPF-EXT-US-W-S1-SOP-24V-40K | Light Emitting Diode | Inseparable Luminaire | Direct Wired | 0-10 VDC Controls | 84.7 | 4000 |  | 97 | 84 | 346 | 1 | Ambient | 50000 |  | 1 | 54000 | 0.01 | 20 | 21 | 0 | 0 | 0 | 0 | 0 | 0 | 1 | 0.35 | 0.1 | 0.06 | 0.04 | 0.03 | 1 | 1 | 0.32 | 0.26 | 0.24 | 0.25 | True | False | Non Federally-Regulated | 06/01/2021 |  | 07/15/2021
Modalight LLC | modaLIGHT | MPF-EXT-EU-W-S1-SOP-24V-22K | Light Emitting Diode | Inseparable Luminaire | Direct Wired | 0-10 VDC Controls | 84.7 | 2200 |  | 97 | 84 | 346 | 1 | Ambient | 50000 |  | 1 | 54000 | 0.01 | 20 | 21 | 0 | 0 | 0 | 0 | 0 | 0 | 1 | 0.35 | 0.1 | 0.06 | 0.04 | 0.03 | 1 | 1 | 0.32 | 0.26 | 0.24 | 0.25 | True | False | Non Federally-Regulated | 06/01/2021 |  | 07/15/2021
Modalight LLC | modaLIGHT | MPF-EXT-EU-W-S1-SOP-24V-24K | Light Emitting Diode | Inseparable Luminaire | Direct Wired | 0-10 VDC Controls | 84.7 | 2400 |  | 97 | 84 | 346 | 1 | Ambient | 50000 |  | 1 | 54000 | 0.01 | 20 | 21 | 0 | 0 | 0 | 0 | 0 | 0 | 1 | 0.35 | 0.1 | 0.06 | 0.04 | 0.03 | 1 | 1 | 0.32 | 0.26 | 0.24 | 0.25 | True | False | Non Federally-Regulated | 06/01/2021 |  | 07/15/2021
Modalight LLC | modaLIGHT | MPF-EXT-EU-W-S1-SOP-24V-27K | Light Emitting Diode | Inseparable Luminaire | Direct Wired | 0-10 VDC Controls | 84.7 | 2700 |  | 97 | 84 | 346 | 1 | Ambient | 50000 |  | 1 | 54000 | 0.01 | 20 | 21 | 0 | 0 | 0 | 0 | 0 | 0 | 1 | 0.35 | 0.1 | 0.06 | 0.04 | 0.03 | 1 | 1 | 0.32 | 0.26 | 0.24 | 0.25 | True | False | Non Federally-Regulated | 06/01/2021 |  | 07/15/2021
Modalight LLC | modaLIGHT | MPF-EXT-EU-W-S1-SOP-24V-30K | Light Emitting Diode | Inseparable Luminaire | Direct Wired | 0-10 VDC Controls | 84.7 | 3000 |  | 97 | 84 | 346 | 1 | Ambient | 50000 |  | 1 | 54000 | 0.01 | 20 | 21 | 0 | 0 | 0 | 0 | 0 | 0 | 1 | 0.35 | 0.1 | 0.06 | 0.04 | 0.03 | 1 | 1 | 0.32 | 0.26 | 0.24 | 0.25 | True | False | Non Federally-Regulated | 06/01/2021 |  | 07/15/2021
Modalight LLC | modaLIGHT | MPF-EXT-EU-W-S1-SOP-24V-35K | Light Emitting Diode | Inseparable Luminaire | Direct Wired | 0-10 VDC Controls | 84.7 | 3500 |  | 97 | 84 | 346 | 1 | Ambient | 50000 |  | 1 | 54000 | 0.01 | 20 | 21 | 0 | 0 | 0 | 0 | 0 | 0 | 1 | 0.35 | 0.1 | 0.06 | 0.04 | 0.03 | 1 | 1 | 0.32 | 0.26 | 0.24 | 0.25 | True | False | Non Federally-Regulated | 06/01/2021 |  | 07/15/2021
Modalight LLC | modaLIGHT | MPF-EXT-EU-W-S1-SOP-24V-40K | Light Emitting Diode | Inseparable Luminaire | Direct Wired | 0-10 VDC Controls | 84.7 | 4000 |  | 97 | 84 | 346 | 1 | Ambient | 50000 |  | 1 | 54000 | 0.01 | 20 | 21 | 0 | 0 | 0 | 0 | 0 | 0 | 1 | 0.35 | 0.1 | 0.06 | 0.04 | 0.03 | 1 | 1 | 0.32 | 0.26 | 0.24 | 0.25 | True | False | Non Federally-Regulated | 06/01/2021 |  | 07/15/2021
Modalight LLC | modaLIGHT | MPF-EXT-US-W-S1-SOP-24V-GD2718 | Light Emitting Diode | Inseparable Luminaire | Direct Wired | 0-10 VDC Controls | 84.7 | 2700 |  | 97 | 84 | 346 | 1 | Ambient | 50000 |  | 1 | 54000 | 0.01 | 20 | 21 | 0 | 0 | 0 | 0 | 0 | 0 | 1 | 0.35 | 0.1 | 0.06 | 0.04 | 0.03 | 1 | 1 | 0.32 | 0.26 | 0.24 | 0.25 | True | False | Non Federally-Regulated | 06/01/2021 |  | 07/15/2021
Modalight LLC | modaLIGHT | MPF-EXT-US-W-S1-SOP-24V-GD3022 | Light Emitting Diode | Inseparable Luminaire | Direct Wired | 0-10 VDC Controls | 84.7 | 3000 |  | 97 | 84 | 346 | 1 | Ambient | 50000 |  | 1 | 54000 | 0.01 | 20 | 21 | 0 | 0 | 0 | 0 | 0 | 0 | 1 | 0.35 | 0.1 | 0.06 | 0.04 | 0.03 | 1 | 1 | 0.32 | 0.26 | 0.24 | 0.25 | True | False | Non Federally-Regulated | 06/01/2021 |  | 07/15/2021
Modalight LLC | modaLIGHT | MPF-EXT-US-W-S1-SOP-24V-GD3522 | Light Emitting Diode | Inseparable Luminaire | Direct Wired | 0-10 VDC Controls | 84.7 | 3500 |  | 97 | 84 | 346 | 1 | Ambient | 50000 |  | 1 | 54000 | 0.01 | 20 | 21 | 0 | 0 | 0 | 0 | 0 | 0 | 1 | 0.35 | 0.1 | 0.06 | 0.04 | 0.03 | 1 | 1 | 0.32 | 0.26 | 0.24 | 0.25 | True | False | Non Federally-Regulated | 06/01/2021 |  | 07/15/2021
Modalight LLC | modaLIGHT | MPF-EXT-EU-W-S1-SOP-24V-GD2718 | Light Emitting Diode | Inseparable Luminaire | Direct Wired | 0-10 VDC Controls | 84.7 | 2700 |  | 97 | 84 | 346 | 1 | Ambient | 50000 |  | 1 | 54000 | 0.01 | 20 | 21 | 0 | 0 | 0 | 0 | 0 | 0 | 1 | 0.35 | 0.1 | 0.06 | 0.04 | 0.03 | 1 | 1 | 0.32 | 0.26 | 0.24 | 0.25 | True | False | Non Federally-Regulated | 06/01/2021 |  | 07/15/2021
Modalight LLC | modaLIGHT | MPF-EXT-EU-W-S1-SOP-24V-GD3022 | Light Emitting Diode | Inseparable Luminaire | Direct Wired | 0-10 VDC Controls | 84.7 | 3000 |  | 97 | 84 | 346 | 1 | Ambient | 50000 |  | 1 | 54000 | 0.01 | 20 | 21 | 0 | 0 | 0 | 0 | 0 | 0 | 1 | 0.35 | 0.1 | 0.06 | 0.04 | 0.03 | 1 | 1 | 0.32 | 0.26 | 0.24 | 0.25 | True | False | Non Federally-Regulated | 06/01/2021 |  | 07/15/2021
Modalight LLC | modaLIGHT | MPF-EXT-EU-W-S1-SOP-24V-GD3522 | Light Emitting Diode | Inseparable Luminaire | Direct Wired | 0-10 VDC Controls | 84.7 | 3500 |  | 97 | 84 | 346 | 1 | Ambient | 50000 |  | 1 | 54000 | 0.01 | 20 | 21 | 0 | 0 | 0 | 0 | 0 | 0 | 1 | 0.35 | 0.1 | 0.06 | 0.04 | 0.03 | 1 | 1 | 0.32 | 0.26 | 0.24 | 0.25 | True | False | Non Federally-Regulated | 06/01/2021 |  | 07/15/2021
Modalight LLC | modaLIGHT | MPF-EXT-US-W-S1-SOP-24V-DWWH | Light Emitting Diode | Inseparable Luminaire | Direct Wired | 0-10 VDC Controls | 84.7 | 2000 |  | 97 | 84 | 346 | 1 | Ambient | 50000 |  | 1 | 54000 | 0.01 | 20 | 21 | 0 | 0 | 0 | 0 | 0 | 0 | 1 | 0.35 | 0.1 | 0.06 | 0.04 | 0.03 | 1 | 1 | 0.32 | 0.26 | 0.24 | 0.25 | True | False | Non Federally-Regulated | 06/01/2021 |  | 07/15/2021
Modalight LLC | modaLIGHT | MPF-EXT-US-W-S1-SOP-24V-DWH | Light Emitting Diode | Inseparable Luminaire | Direct Wired | 0-10 VDC Controls | 84.7 | 2000 |  | 97 | 84 | 346 | 1 | Ambient | 50000 |  | 1 | 54000 | 0.01 | 20 | 21 | 0 | 0 | 0 | 0 | 0 | 0 | 1 | 0.35 | 0.1 | 0.06 | 0.04 | 0.03 | 1 | 1 | 0.32 | 0.26 | 0.24 | 0.25 | True | False | Non Federally-Regulated | 06/01/2021 |  | 07/15/2021
Modalight LLC | modaLIGHT | MPF-EXT-US-W-S1-SOP-24V-DC | Light Emitting Diode | Inseparable Luminaire | Direct Wired | 0-10 VDC Controls | 84.7 | 2000 |  | 97 | 84 | 346 | 1 | Ambient | 50000 |  | 1 | 54000 | 0.01 | 20 | 21 | 0 | 0 | 0 | 0 | 0 | 0 | 1 | 0.35 | 0.1 | 0.06 | 0.04 | 0.03 | 1 | 1 | 0.32 | 0.26 | 0.24 | 0.25 | True | False | Non Federally-Regulated | 06/01/2021 |  | 07/15/2021
Modalight LLC | modaLIGHT | MPF-EXT-EU-W-S1-SOP-24V-DWWH | Light Emitting Diode | Inseparable Luminaire | Direct Wired | 0-10 VDC Controls | 84.7 | 2000 |  | 97 | 84 | 346 | 1 | Ambient | 50000 |  | 1 | 54000 | 0.01 | 20 | 21 | 0 | 0 | 0 | 0 | 0 | 0 | 1 | 0.35 | 0.1 | 0.06 | 0.04 | 0.03 | 1 | 1 | 0.32 | 0.26 | 0.24 | 0.25 | True | False | Non Federally-Regulated | 06/01/2021 |  | 07/15/2021
Modalight LLC | modaLIGHT | MPF-EXT-EU-W-S1-SOP-24V-DWH | Light Emitting Diode | Inseparable Luminaire | Direct Wired | 0-10 VDC Controls | 84.7 | 2000 |  | 97 | 84 | 346 | 1 | Ambient | 50000 |  | 1 | 54000 | 0.01 | 20 | 21 | 0 | 0 | 0 | 0 | 0 | 0 | 1 | 0.35 | 0.1 | 0.06 | 0.04 | 0.03 | 1 | 1 | 0.32 | 0.26 | 0.24 | 0.25 | True | False | Non Federally-Regulated | 06/01/2021 |  | 07/15/2021
Modalight LLC | modaLIGHT | MPF-EXT-EU-W-S1-SOP-24V-DC | Light Emitting Diode | Inseparable Luminaire | Direct Wired | 0-10 VDC Controls | 84.7 | 2000 |  | 97 | 84 | 346 | 1 | Ambient | 50000 |  | 1 | 54000 | 0.01 | 20 | 21 | 0 | 0 | 0 | 0 | 0 | 0 | 1 | 0.35 | 0.1 | 0.06 | 0.04 | 0.03 | 1 | 1 | 0.32 | 0.26 | 0.24 | 0.25 | True | False | Non Federally-Regulated | 06/01/2021 |  | 07/15/2021
Modalight LLC | modaLIGHT | MPF-INT-US-W-S1-HO-24V-22K | Light Emitting Diode | Inseparable Luminaire | Direct Wired | 0-10 VDC Controls | 80 | 2200 |  | 96 | 80 | 344 | 1 | Ambient | 50000 |  | 1 | 54000 | 0.01 | 20 | 20 | 0 | 0 | 0 | 0 | 0 | 0 | 1 | 0.28 | 0.07 | 0.04 | 0.02 | 0.02 | 1 | 1 | 0.41 | 0.33 | 0.33 | 0.36 | True | False | Non Federally-Regulated | 06/01/2021 |  | 07/15/2021
Modalight LLC | modaLIGHT | MPF-INT-US-W-S1-HO-24V-24K | Light Emitting Diode | Inseparable Luminaire | Direct Wired | 0-10 VDC Controls | 80 | 2400 |  | 96 | 80 | 344 | 1 | Ambient | 50000 |  | 1 | 54000 | 0.01 | 20 | 20 | 0 | 0 | 0 | 0 | 0 | 0 | 1 | 0.28 | 0.07 | 0.04 | 0.02 | 0.02 | 1 | 1 | 0.41 | 0.33 | 0.33 | 0.36 | True | False | Non Federally-Regulated | 06/01/2021 |  | 07/15/2021
Modalight LLC | modaLIGHT | MPF-INT-US-W-S1-HO-24V-27K | Light Emitting Diode | Inseparable Luminaire | Direct Wired | 0-10 VDC Controls | 80 | 2700 |  | 96 | 80 | 344 | 1 | Ambient | 50000 |  | 1 | 54000 | 0.01 | 20 | 20 | 0 | 0 | 0 | 0 | 0 | 0 | 1 | 0.28 | 0.07 | 0.04 | 0.02 | 0.02 | 1 | 1 | 0.41 | 0.33 | 0.33 | 0.36 | True | False | Non Federally-Regulated | 06/01/2021 |  | 07/15/2021
Modalight LLC | modaLIGHT | MPF-INT-US-W-S1-HO-24V-30K | Light Emitting Diode | Inseparable Luminaire | Direct Wired | 0-10 VDC Controls | 80 | 3000 |  | 96 | 80 | 344 | 1 | Ambient | 50000 |  | 1 | 54000 | 0.01 | 20 | 20 | 0 | 0 | 0 | 0 | 0 | 0 | 1 | 0.28 | 0.07 | 0.04 | 0.02 | 0.02 | 1 | 1 | 0.41 | 0.33 | 0.33 | 0.36 | True | False | Non Federally-Regulated | 06/01/2021 |  | 07/15/2021
Modalight LLC | modaLIGHT | MPF-INT-US-W-S1-HO-24V-35K | Light Emitting Diode | Inseparable Luminaire | Direct Wired | 0-10 VDC Controls | 80 | 3500 |  | 96 | 80 | 344 | 1 | Ambient | 50000 |  | 1 | 54000 | 0.01 | 20 | 20 | 0 | 0 | 0 | 0 | 0 | 0 | 1 | 0.28 | 0.07 | 0.04 | 0.02 | 0.02 | 1 | 1 | 0.41 | 0.33 | 0.33 | 0.36 | True | False | Non Federally-Regulated | 06/01/2021 |  | 07/15/2021
Modalight LLC | modaLIGHT | MPF-INT-US-W-S1-HO-24V-40K | Light Emitting Diode | Inseparable Luminaire | Direct Wired | 0-10 VDC Controls | 80 | 4000 |  | 96 | 80 | 344 | 1 | Ambient | 50000 |  | 1 | 54000 | 0.01 | 20 | 20 | 0 | 0 | 0 | 0 | 0 | 0 | 1 | 0.28 | 0.07 | 0.04 | 0.02 | 0.02 | 1 | 1 | 0.41 | 0.33 | 0.33 | 0.36 | True | False | Non Federally-Regulated | 06/01/2021 |  | 07/15/2021
Modalight LLC | modaLIGHT | MPF-INT-EU-W-S1-HO-24V-22K | Light Emitting Diode | Inseparable Luminaire | Direct Wired | 0-10 VDC Controls | 80 | 2200 |  | 96 | 80 | 344 | 1 | Ambient | 50000 |  | 1 | 54000 | 0.01 | 20 | 20 | 0 | 0 | 0 | 0 | 0 | 0 | 1 | 0.28 | 0.07 | 0.04 | 0.02 | 0.02 | 1 | 1 | 0.41 | 0.33 | 0.33 | 0.36 | True | False | Non Federally-Regulated | 06/01/2021 |  | 07/15/2021
Modalight LLC | modaLIGHT | MPF-INT-EU-W-S1-HO-24V-24K | Light Emitting Diode | Inseparable Luminaire | Direct Wired | 0-10 VDC Controls | 80 | 2400 |  | 96 | 80 | 344 | 1 | Ambient | 50000 |  | 1 | 54000 | 0.01 | 20 | 20 | 0 | 0 | 0 | 0 | 0 | 0 | 1 | 0.28 | 0.07 | 0.04 | 0.02 | 0.02 | 1 | 1 | 0.41 | 0.33 | 0.33 | 0.36 | True | False | Non Federally-Regulated | 06/01/2021 |  | 07/15/2021
Modalight LLC | modaLIGHT | MPF-INT-EU-W-S1-HO-24V-27K | Light Emitting Diode | Inseparable Luminaire | Direct Wired | 0-10 VDC Controls | 80 | 2700 |  | 96 | 80 | 344 | 1 | Ambient | 50000 |  | 1 | 54000 | 0.01 | 20 | 20 | 0 | 0 | 0 | 0 | 0 | 0 | 1 | 0.28 | 0.07 | 0.04 | 0.02 | 0.02 | 1 | 1 | 0.41 | 0.33 | 0.33 | 0.36 | True | False | Non Federally-Regulated | 06/01/2021 |  | 07/15/2021
Modalight LLC | modaLIGHT | MPF-INT-EU-W-S1-HO-24V-30K | Light Emitting Diode | Inseparable Luminaire | Direct Wired | 0-10 VDC Controls | 80 | 3000 |  | 96 | 80 | 344 | 1 | Ambient | 50000 |  | 1 | 54000 | 0.01 | 20 | 20 | 0 | 0 | 0 | 0 | 0 | 0 | 1 | 0.28 | 0.07 | 0.04 | 0.02 | 0.02 | 1 | 1 | 0.41 | 0.33 | 0.33 | 0.36 | True | False | Non Federally-Regulated | 06/01/2021 |  | 07/15/2021
Modalight LLC | modaLIGHT | MPF-INT-EU-W-S1-HO-24V-35K | Light Emitting Diode | Inseparable Luminaire | Direct Wired | 0-10 VDC Controls | 80 | 3500 |  | 96 | 80 | 344 | 1 | Ambient | 50000 |  | 1 | 54000 | 0.01 | 20 | 20 | 0 | 0 | 0 | 0 | 0 | 0 | 1 | 0.28 | 0.07 | 0.04 | 0.02 | 0.02 | 1 | 1 | 0.41 | 0.33 | 0.33 | 0.36 | True | False | Non Federally-Regulated | 06/01/2021 |  | 07/15/2021
Modalight LLC | modaLIGHT | MPF-INT-EU-W-S1-HO-24V-40K | Light Emitting Diode | Inseparable Luminaire | Direct Wired | 0-10 VDC Controls | 80 | 4000 |  | 96 | 80 | 344 | 1 | Ambient | 50000 |  | 1 | 54000 | 0.01 | 20 | 20 | 0 | 0 | 0 | 0 | 0 | 0 | 1 | 0.28 | 0.07 | 0.04 | 0.02 | 0.02 | 1 | 1 | 0.41 | 0.33 | 0.33 | 0.36 | True | False | Non Federally-Regulated | 06/01/2021 |  | 07/15/2021
Modalight LLC | modaLIGHT | MPF-INT-US-W-S1-HO-24V-GD2718 | Light Emitting Diode | Inseparable Luminaire | Direct Wired | 0-10 VDC Controls | 80 | 2700 |  | 96 | 80 | 344 | 1 | Ambient | 50000 |  | 1 | 54000 | 0.01 | 20 | 20 | 0 | 0 | 0 | 0 | 0 | 0 | 1 | 0.28 | 0.07 | 0.04 | 0.02 | 0.02 | 1 | 1 | 0.41 | 0.33 | 0.33 | 0.36 | True | False | Non Federally-Regulated | 06/01/2021 |  | 07/15/2021
Modalight LLC | modaLIGHT | MPF-INT-US-W-S1-HO-24V-GD3022 | Light Emitting Diode | Inseparable Luminaire | Direct Wired | 0-10 VDC Controls | 80 | 3000 |  | 96 | 80 | 344 | 1 | Ambient | 50000 |  | 1 | 54000 | 0.01 | 20 | 20 | 0 | 0 | 0 | 0 | 0 | 0 | 1 | 0.28 | 0.07 | 0.04 | 0.02 | 0.02 | 1 | 1 | 0.41 | 0.33 | 0.33 | 0.36 | True | False | Non Federally-Regulated | 06/01/2021 |  | 07/15/2021
Modalight LLC | modaLIGHT | MPF-INT-US-W-S1-HO-24V-GD3522 | Light Emitting Diode | Inseparable Luminaire | Direct Wired | 0-10 VDC Controls | 80 | 3500 |  | 96 | 80 | 344 | 1 | Ambient | 50000 |  | 1 | 54000 | 0.01 | 20 | 20 | 0 | 0 | 0 | 0 | 0 | 0 | 1 | 0.28 | 0.07 | 0.04 | 0.02 | 0.02 | 1 | 1 | 0.41 | 0.33 | 0.33 | 0.36 | True | False | Non Federally-Regulated | 06/01/2021 |  | 07/15/2021
Modalight LLC | modaLIGHT | MPF-INT-EU-W-S1-HO-24V-GD2718 | Light Emitting Diode | Inseparable Luminaire | Direct Wired | 0-10 VDC Controls | 80 | 2700 |  | 96 | 80 | 344 | 1 | Ambient | 50000 |  | 1 | 54000 | 0.01 | 20 | 20 | 0 | 0 | 0 | 0 | 0 | 0 | 1 | 0.28 | 0.07 | 0.04 | 0.02 | 0.02 | 1 | 1 | 0.41 | 0.33 | 0.33 | 0.36 | True | False | Non Federally-Regulated | 06/01/2021 |  | 07/15/2021
Modalight LLC | modaLIGHT | MPF-INT-EU-W-S1-HO-24V-GD3022 | Light Emitting Diode | Inseparable Luminaire | Direct Wired | 0-10 VDC Controls | 80 | 3000 |  | 96 | 80 | 344 | 1 | Ambient | 50000 |  | 1 | 54000 | 0.01 | 20 | 20 | 0 | 0 | 0 | 0 | 0 | 0 | 1 | 0.28 | 0.07 | 0.04 | 0.02 | 0.02 | 1 | 1 | 0.41 | 0.33 | 0.33 | 0.36 | True | False | Non Federally-Regulated | 06/01/2021 |  | 07/15/2021
Modalight LLC | modaLIGHT | MPF-INT-EU-W-S1-HO-24V-GD3522 | Light Emitting Diode | Inseparable Luminaire | Direct Wired | 0-10 VDC Controls | 80 | 3500 |  | 96 | 80 | 344 | 1 | Ambient | 50000 |  | 1 | 54000 | 0.01 | 20 | 20 | 0 | 0 | 0 | 0 | 0 | 0 | 1 | 0.28 | 0.07 | 0.04 | 0.02 | 0.02 | 1 | 1 | 0.41 | 0.33 | 0.33 | 0.36 | True | False | Non Federally-Regulated | 06/01/2021 |  | 07/15/2021
Modalight LLC | modaLIGHT | MPF-INT-US-W-S1-HO-24V-DWWH | Light Emitting Diode | Inseparable Luminaire | Direct Wired | 0-10 VDC Controls | 80 | 2200 |  | 96 | 80 | 344 | 1 | Ambient | 50000 |  | 1 | 54000 | 0.01 | 20 | 20 | 0 | 0 | 0 | 0 | 0 | 0 | 1 | 0.28 | 0.07 | 0.04 | 0.02 | 0.02 | 1 | 1 | 0.41 | 0.33 | 0.33 | 0.36 | True | False | Non Federally-Regulated | 06/01/2021 |  | 07/15/2021
Modalight LLC | modaLIGHT | MPF-INT-US-W-S1-HO-24V-DWH | Light Emitting Diode | Inseparable Luminaire | Direct Wired | 0-10 VDC Controls | 80 | 2200 |  | 96 | 80 | 344 | 1 | Ambient | 50000 |  | 1 | 54000 | 0.01 | 20 | 20 | 0 | 0 | 0 | 0 | 0 | 0 | 1 | 0.28 | 0.07 | 0.04 | 0.02 | 0.02 | 1 | 1 | 0.41 | 0.33 | 0.33 | 0.36 | True | False | Non Federally-Regulated | 06/01/2021 |  | 07/15/2021
Modalight LLC | modaLIGHT | MPF-INT-US-W-S1-HO-24V-DC | Light Emitting Diode | Inseparable Luminaire | Direct Wired | 0-10 VDC Controls | 80 | 2200 |  | 96 | 80 | 344 | 1 | Ambient | 50000 |  | 1 | 54000 | 0.01 | 20 | 20 | 0 | 0 | 0 | 0 | 0 | 0 | 1 | 0.28 | 0.07 | 0.04 | 0.02 | 0.02 | 1 | 1 | 0.41 | 0.33 | 0.33 | 0.36 | True | False | Non Federally-Regulated | 06/01/2021 |  | 07/15/2021
Modalight LLC | modaLIGHT | MPF-INT-EU-W-S1-HO-24V-DWWH | Light Emitting Diode | Inseparable Luminaire | Direct Wired | 0-10 VDC Controls | 80 | 2200 |  | 96 | 80 | 344 | 1 | Ambient | 50000 |  | 1 | 54000 | 0.01 | 20 | 20 | 0 | 0 | 0 | 0 | 0 | 0 | 1 | 0.28 | 0.07 | 0.04 | 0.02 | 0.02 | 1 | 1 | 0.41 | 0.33 | 0.33 | 0.36 | True | False | Non Federally-Regulated | 06/01/2021 |  | 07/15/2021
Modalight LLC | modaLIGHT | MPF-INT-EU-W-S1-HO-24V-DWH | Light Emitting Diode | Inseparable Luminaire | Direct Wired | 0-10 VDC Controls | 80 | 2200 |  | 96 | 80 | 344 | 1 | Ambient | 50000 |  | 1 | 54000 | 0.01 | 20 | 20 | 0 | 0 | 0 | 0 | 0 | 0 | 1 | 0.28 | 0.07 | 0.04 | 0.02 | 0.02 | 1 | 1 | 0.41 | 0.33 | 0.33 | 0.36 | True | False | Non Federally-Regulated | 06/01/2021 |  | 07/15/2021
Modalight LLC | modaLIGHT | MPF-INT-EU-W-S1-HO-24V-DC | Light Emitting Diode | Inseparable Luminaire | Direct Wired | 0-10 VDC Controls | 80 | 2200 |  | 96 | 80 | 344 | 1 | Ambient | 50000 |  | 1 | 54000 | 0.01 | 20 | 20 | 0 | 0 | 0 | 0 | 0 | 0 | 1 | 0.28 | 0.07 | 0.04 | 0.02 | 0.02 | 1 | 1 | 0.41 | 0.33 | 0.33 | 0.36 | True | False | Non Federally-Regulated | 06/01/2021 |  | 07/15/2021
Modalight LLC | modaLIGHT | MPF-EXT-US-W-S1-HO-24V-22K | Light Emitting Diode | Inseparable Luminaire | Direct Wired | 0-10 VDC Controls | 80 | 2200 |  | 96 | 80 | 344 | 1 | Ambient | 50000 |  | 1 | 54000 | 0.01 | 20 | 20 | 0 | 0 | 0 | 0 | 0 | 0 | 1 | 0.28 | 0.07 | 0.04 | 0.02 | 0.02 | 1 | 1 | 0.41 | 0.33 | 0.33 | 0.36 | True | False | Non Federally-Regulated | 06/01/2021 |  | 07/15/2021
Modalight LLC | modaLIGHT | MPF-EXT-US-W-S1-HO-24V-24K | Light Emitting Diode | Inseparable Luminaire | Direct Wired | 0-10 VDC Controls | 80 | 2400 |  | 96 | 80 | 344 | 1 | Ambient | 50000 |  | 1 | 54000 | 0.01 | 20 | 20 | 0 | 0 | 0 | 0 | 0 | 0 | 1 | 0.28 | 0.07 | 0.04 | 0.02 | 0.02 | 1 | 1 | 0.41 | 0.33 | 0.33 | 0.36 | True | False | Non Federally-Regulated | 06/01/2021 |  | 07/15/2021
Modalight LLC | modaLIGHT | MPF-EXT-US-W-S1-HO-24V-27K | Light Emitting Diode | Inseparable Luminaire | Direct Wired | 0-10 VDC Controls | 80 | 2700 |  | 96 | 80 | 344 | 1 | Ambient | 50000 |  | 1 | 54000 | 0.01 | 20 | 20 | 0 | 0 | 0 | 0 | 0 | 0 | 1 | 0.28 | 0.07 | 0.04 | 0.02 | 0.02 | 1 | 1 | 0.41 | 0.33 | 0.33 | 0.36 | True | False | Non Federally-Regulated | 06/01/2021 |  | 07/15/2021
Modalight LLC | modaLIGHT | MPF-EXT-US-W-S1-HO-24V-30K | Light Emitting Diode | Inseparable Luminaire | Direct Wired | 0-10 VDC Controls | 80 | 3000 |  | 96 | 80 | 344 | 1 | Ambient | 50000 |  | 1 | 54000 | 0.01 | 20 | 20 | 0 | 0 | 0 | 0 | 0 | 0 | 1 | 0.28 | 0.07 | 0.04 | 0.02 | 0.02 | 1 | 1 | 0.41 | 0.33 | 0.33 | 0.36 | True | False | Non Federally-Regulated | 06/01/2021 |  | 07/15/2021
Modalight LLC | modaLIGHT | MPF-EXT-US-W-S1-HO-24V-35K | Light Emitting Diode | Inseparable Luminaire | Direct Wired | 0-10 VDC Controls | 80 | 3500 |  | 96 | 80 | 344 | 1 | Ambient | 50000 |  | 1 | 54000 | 0.01 | 20 | 20 | 0 | 0 | 0 | 0 | 0 | 0 | 1 | 0.28 | 0.07 | 0.04 | 0.02 | 0.02 | 1 | 1 | 0.41 | 0.33 | 0.33 | 0.36 | True | False | Non Federally-Regulated | 06/01/2021 |  | 07/15/2021
Modalight LLC | modaLIGHT | MPF-EXT-US-W-S1-HO-24V-40K | Light Emitting Diode | Inseparable Luminaire | Direct Wired | 0-10 VDC Controls | 80 | 4000 |  | 96 | 80 | 344 | 1 | Ambient | 50000 |  | 1 | 54000 | 0.01 | 20 | 20 | 0 | 0 | 0 | 0 | 0 | 0 | 1 | 0.28 | 0.07 | 0.04 | 0.02 | 0.02 | 1 | 1 | 0.41 | 0.33 | 0.33 | 0.36 | True | False | Non Federally-Regulated | 06/01/2021 |  | 07/15/2021
Modalight LLC | modaLIGHT | MPF-EXT-EU-W-S1-HO-24V-22K | Light Emitting Diode | Inseparable Luminaire | Direct Wired | 0-10 VDC Controls | 80 | 2200 |  | 96 | 80 | 344 | 1 | Ambient | 50000 |  | 1 | 54000 | 0.01 | 20 | 20 | 0 | 0 | 0 | 0 | 0 | 0 | 1 | 0.28 | 0.07 | 0.04 | 0.02 | 0.02 | 1 | 1 | 0.41 | 0.33 | 0.33 | 0.36 | True | False | Non Federally-Regulated | 06/01/2021 |  | 07/15/2021
Modalight LLC | modaLIGHT | MPF-EXT-EU-W-S1-HO-24V-24K | Light Emitting Diode | Inseparable Luminaire | Direct Wired | 0-10 VDC Controls | 80 | 2400 |  | 96 | 80 | 344 | 1 | Ambient | 50000 |  | 1 | 54000 | 0.01 | 20 | 20 | 0 | 0 | 0 | 0 | 0 | 0 | 1 | 0.28 | 0.07 | 0.04 | 0.02 | 0.02 | 1 | 1 | 0.41 | 0.33 | 0.33 | 0.36 | True | False | Non Federally-Regulated | 06/01/2021 |  | 07/15/2021
Modalight LLC | modaLIGHT | MPF-EXT-EU-W-S1-HO-24V-27K | Light Emitting Diode | Inseparable Luminaire | Direct Wired | 0-10 VDC Controls | 80 | 2700 |  | 96 | 80 | 344 | 1 | Ambient | 50000 |  | 1 | 54000 | 0.01 | 20 | 20 | 0 | 0 | 0 | 0 | 0 | 0 | 1 | 0.28 | 0.07 | 0.04 | 0.02 | 0.02 | 1 | 1 | 0.41 | 0.33 | 0.33 | 0.36 | True | False | Non Federally-Regulated | 06/01/2021 |  | 07/15/2021
Modalight LLC | modaLIGHT | MPF-EXT-EU-W-S1-HO-24V-30K | Light Emitting Diode | Inseparable Luminaire | Direct Wired | 0-10 VDC Controls | 80 | 3000 |  | 96 | 80 | 344 | 1 | Ambient | 50000 |  | 1 | 54000 | 0.01 | 20 | 20 | 0 | 0 | 0 | 0 | 0 | 0 | 1 | 0.28 | 0.07 | 0.04 | 0.02 | 0.02 | 1 | 1 | 0.41 | 0.33 | 0.33 | 0.36 | True | False | Non Federally-Regulated | 06/01/2021 |  | 07/15/2021
Modalight LLC | modaLIGHT | MPF-EXT-EU-W-S1-HO-24V-35K | Light Emitting Diode | Inseparable Luminaire | Direct Wired | 0-10 VDC Controls | 80 | 3500 |  | 96 | 80 | 344 | 1 | Ambient | 50000 |  | 1 | 54000 | 0.01 | 20 | 20 | 0 | 0 | 0 | 0 | 0 | 0 | 1 | 0.28 | 0.07 | 0.04 | 0.02 | 0.02 | 1 | 1 | 0.41 | 0.33 | 0.33 | 0.36 | True | False | Non Federally-Regulated | 06/01/2021 |  | 07/15/2021
Modalight LLC | modaLIGHT | MPF-EXT-EU-W-S1-HO-24V-40K | Light Emitting Diode | Inseparable Luminaire | Direct Wired | 0-10 VDC Controls | 80 | 4000 |  | 96 | 80 | 344 | 1 | Ambient | 50000 |  | 1 | 54000 | 0.01 | 20 | 20 | 0 | 0 | 0 | 0 | 0 | 0 | 1 | 0.28 | 0.07 | 0.04 | 0.02 | 0.02 | 1 | 1 | 0.41 | 0.33 | 0.33 | 0.36 | True | False | Non Federally-Regulated | 06/01/2021 |  | 07/15/2021
Modalight LLC | modaLIGHT | MPF-EXT-US-W-S1-HO-24V-GD2718 | Light Emitting Diode | Inseparable Luminaire | Direct Wired | 0-10 VDC Controls | 80 | 2700 |  | 96 | 80 | 344 | 1 | Ambient | 50000 |  | 1 | 54000 | 0.01 | 20 | 20 | 0 | 0 | 0 | 0 | 0 | 0 | 1 | 0.28 | 0.07 | 0.04 | 0.02 | 0.02 | 1 | 1 | 0.41 | 0.33 | 0.33 | 0.36 | True | False | Non Federally-Regulated | 06/01/2021 |  | 07/15/2021
Modalight LLC | modaLIGHT | MPF-EXT-US-W-S1-HO-24V-GD3022 | Light Emitting Diode | Inseparable Luminaire | Direct Wired | 0-10 VDC Controls | 80 | 3000 |  | 96 | 80 | 344 | 1 | Ambient | 50000 |  | 1 | 54000 | 0.01 | 20 | 20 | 0 | 0 | 0 | 0 | 0 | 0 | 1 | 0.28 | 0.07 | 0.04 | 0.02 | 0.02 | 1 | 1 | 0.41 | 0.33 | 0.33 | 0.36 | True | False | Non Federally-Regulated | 06/01/2021 |  | 07/15/2021
Modalight LLC | modaLIGHT | MPF-EXT-US-W-S1-HO-24V-GD3522 | Light Emitting Diode | Inseparable Luminaire | Direct Wired | 0-10 VDC Controls | 80 | 3500 |  | 96 | 80 | 344 | 1 | Ambient | 50000 |  | 1 | 54000 | 0.01 | 20 | 20 | 0 | 0 | 0 | 0 | 0 | 0 | 1 | 0.28 | 0.07 | 0.04 | 0.02 | 0.02 | 1 | 1 | 0.41 | 0.33 | 0.33 | 0.36 | True | False | Non Federally-Regulated | 06/01/2021 |  | 07/15/2021
Modalight LLC | modaLIGHT | MPF-EXT-EU-W-S1-HO-24V-GD2718 | Light Emitting Diode | Inseparable Luminaire | Direct Wired | 0-10 VDC Controls | 80 | 2700 |  | 96 | 80 | 344 | 1 | Ambient | 50000 |  | 1 | 54000 | 0.01 | 20 | 20 | 0 | 0 | 0 | 0 | 0 | 0 | 1 | 0.28 | 0.07 | 0.04 | 0.02 | 0.02 | 1 | 1 | 0.41 | 0.33 | 0.33 | 0.36 | True | False | Non Federally-Regulated | 06/01/2021 |  | 07/15/2021
Modalight LLC | modaLIGHT | MPF-EXT-EU-W-S1-HO-24V-GD3022 | Light Emitting Diode | Inseparable Luminaire | Direct Wired | 0-10 VDC Controls | 80 | 3000 |  | 96 | 80 | 344 | 1 | Ambient | 50000 |  | 1 | 54000 | 0.01 | 20 | 20 | 0 | 0 | 0 | 0 | 0 | 0 | 1 | 0.28 | 0.07 | 0.04 | 0.02 | 0.02 | 1 | 1 | 0.41 | 0.33 | 0.33 | 0.36 | True | False | Non Federally-Regulated | 06/01/2021 |  | 07/15/2021
Modalight LLC | modaLIGHT | MPF-EXT-EU-W-S1-HO-24V-GD3522 | Light Emitting Diode | Inseparable Luminaire | Direct Wired | 0-10 VDC Controls | 80 | 3500 |  | 96 | 80 | 344 | 1 | Ambient | 50000 |  | 1 | 54000 | 0.01 | 20 | 20 | 0 | 0 | 0 | 0 | 0 | 0 | 1 | 0.28 | 0.07 | 0.04 | 0.02 | 0.02 | 1 | 1 | 0.41 | 0.33 | 0.33 | 0.36 | True | False | Non Federally-Regulated | 06/01/2021 |  | 07/15/2021
Modalight LLC | modaLIGHT | MPF-EXT-US-W-S1-HO-24V-DWWH | Light Emitting Diode | Inseparable Luminaire | Direct Wired | 0-10 VDC Controls | 80 | 2200 |  | 96 | 80 | 344 | 1 | Ambient | 50000 |  | 1 | 54000 | 0.01 | 20 | 20 | 0 | 0 | 0 | 0 | 0 | 0 | 1 | 0.28 | 0.07 | 0.04 | 0.02 | 0.02 | 1 | 1 | 0.41 | 0.33 | 0.33 | 0.36 | True | False | Non Federally-Regulated | 06/01/2021 |  | 07/15/2021
Modalight LLC | modaLIGHT | MPF-EXT-US-W-S1-HO-24V-DWH | Light Emitting Diode | Inseparable Luminaire | Direct Wired | 0-10 VDC Controls | 80 | 2200 |  | 96 | 80 | 344 | 1 | Ambient | 50000 |  | 1 | 54000 | 0.01 | 20 | 20 | 0 | 0 | 0 | 0 | 0 | 0 | 1 | 0.28 | 0.07 | 0.04 | 0.02 | 0.02 | 1 | 1 | 0.41 | 0.33 | 0.33 | 0.36 | True | False | Non Federally-Regulated | 06/01/2021 |  | 07/15/2021
Modalight LLC | modaLIGHT | MPF-EXT-US-W-S1-HO-24V-DC | Light Emitting Diode | Inseparable Luminaire | Direct Wired | 0-10 VDC Controls | 80 | 2200 |  | 96 | 80 | 344 | 1 | Ambient | 50000 |  | 1 | 54000 | 0.01 | 20 | 20 | 0 | 0 | 0 | 0 | 0 | 0 | 1 | 0.28 | 0.07 | 0.04 | 0.02 | 0.02 | 1 | 1 | 0.41 | 0.33 | 0.33 | 0.36 | True | False | Non Federally-Regulated | 06/01/2021 |  | 07/15/2021
Modalight LLC | modaLIGHT | MPF-EXT-EU-W-S1-HO-24V-DWWH | Light Emitting Diode | Inseparable Luminaire | Direct Wired | 0-10 VDC Controls | 80 | 2200 |  | 96 | 80 | 344 | 1 | Ambient | 50000 |  | 1 | 54000 | 0.01 | 20 | 20 | 0 | 0 | 0 | 0 | 0 | 0 | 1 | 0.28 | 0.07 | 0.04 | 0.02 | 0.02 | 1 | 1 | 0.41 | 0.33 | 0.33 | 0.36 | True | False | Non Federally-Regulated | 06/01/2021 |  | 07/15/2021
Modalight LLC | modaLIGHT | MPF-EXT-EU-W-S1-HO-24V-DWH | Light Emitting Diode | Inseparable Luminaire | Direct Wired | 0-10 VDC Controls | 80 | 2200 |  | 96 | 80 | 344 | 1 | Ambient | 50000 |  | 1 | 54000 | 0.01 | 20 | 20 | 0 | 0 | 0 | 0 | 0 | 0 | 1 | 0.28 | 0.07 | 0.04 | 0.02 | 0.02 | 1 | 1 | 0.41 | 0.33 | 0.33 | 0.36 | True | False | Non Federally-Regulated | 06/01/2021 |  | 07/15/2021
Modalight LLC | modaLIGHT | MPF-EXT-EU-W-S1-HO-24V-DC | Light Emitting Diode | Inseparable Luminaire | Direct Wired | 0-10 VDC Controls | 80 | 2200 |  | 96 | 80 | 344 | 1 | Ambient | 50000 |  | 1 | 54000 | 0.01 | 20 | 20 | 0 | 0 | 0 | 0 | 0 | 0 | 1 | 0.28 | 0.07 | 0.04 | 0.02 | 0.02 | 1 | 1 | 0.41 | 0.33 | 0.33 | 0.36 | True | False | Non Federally-Regulated | 06/01/2021 |  | 07/15/2021
Modalight LLC | modaLIGHT | MPF-INT-US-W-S1-HOP-24V-22K | Light Emitting Diode | Inseparable Luminaire | Direct Wired | 0-10 VDC Controls | 68.7 | 2200 |  | 96 | 79 | 362 | 1 | Ambient | 50000 |  | 1 | 54000 | 0.01 | 20 | 21 | 0 | 0 | 0 | 0 | 0 | 0 | 1 | 0.43 | 0.14 | 0.07 | 0.03 | 0.01 | 1 | 1 | 0.47 | 0.35 | 0.3 | 0.35 | True | False | Non Federally-Regulated | 06/01/2021 |  | 07/15/2021
Modalight LLC | modaLIGHT | MPF-INT-US-W-S1-HOP-24V-24K | Light Emitting Diode | Inseparable Luminaire | Direct Wired | 0-10 VDC Controls | 68.7 | 2400 |  | 96 | 79 | 362 | 1 | Ambient | 50000 |  | 1 | 54000 | 0.01 | 20 | 21 | 0 | 0 | 0 | 0 | 0 | 0 | 1 | 0.43 | 0.14 | 0.07 | 0.03 | 0.01 | 1 | 1 | 0.47 | 0.35 | 0.3 | 0.35 | True | False | Non Federally-Regulated | 06/01/2021 |  | 07/15/2021
Modalight LLC | modaLIGHT | MPF-INT-US-W-S1-HOP-24V-27K | Light Emitting Diode | Inseparable Luminaire | Direct Wired | 0-10 VDC Controls | 68.7 | 2700 |  | 96 | 79 | 362 | 1 | Ambient | 50000 |  | 1 | 54000 | 0.01 | 20 | 21 | 0 | 0 | 0 | 0 | 0 | 0 | 1 | 0.43 | 0.14 | 0.07 | 0.03 | 0.01 | 1 | 1 | 0.47 | 0.35 | 0.3 | 0.35 | True | False | Non Federally-Regulated | 06/01/2021 |  | 07/15/2021
Modalight LLC | modaLIGHT | MPF-INT-US-W-S1-HOP-24V-30K | Light Emitting Diode | Inseparable Luminaire | Direct Wired | 0-10 VDC Controls | 68.7 | 3000 |  | 96 | 79 | 362 | 1 | Ambient | 50000 |  | 1 | 54000 | 0.01 | 20 | 21 | 0 | 0 | 0 | 0 | 0 | 0 | 1 | 0.43 | 0.14 | 0.07 | 0.03 | 0.01 | 1 | 1 | 0.47 | 0.35 | 0.3 | 0.35 | True | False | Non Federally-Regulated | 06/01/2021 |  | 07/15/2021
Modalight LLC | modaLIGHT | MPF-INT-US-W-S1-HOP-24V-35K | Light Emitting Diode | Inseparable Luminaire | Direct Wired | 0-10 VDC Controls | 68.7 | 3500 |  | 96 | 79 | 362 | 1 | Ambient | 50000 |  | 1 | 54000 | 0.01 | 20 | 21 | 0 | 0 | 0 | 0 | 0 | 0 | 1 | 0.43 | 0.14 | 0.07 | 0.03 | 0.01 | 1 | 1 | 0.47 | 0.35 | 0.3 | 0.35 | True | False | Non Federally-Regulated | 06/01/2021 |  | 07/15/2021
Modalight LLC | modaLIGHT | MPF-INT-US-W-S1-HOP-24V-40K | Light Emitting Diode | Inseparable Luminaire | Direct Wired | 0-10 VDC Controls | 68.7 | 4000 |  | 96 | 79 | 362 | 1 | Ambient | 50000 |  | 1 | 54000 | 0.01 | 20 | 21 | 0 | 0 | 0 | 0 | 0 | 0 | 1 | 0.43 | 0.14 | 0.07 | 0.03 | 0.01 | 1 | 1 | 0.47 | 0.35 | 0.3 | 0.35 | True | False | Non Federally-Regulated | 06/01/2021 |  | 07/15/2021
Modalight LLC | modaLIGHT | MPF-INT-EU-W-S1-HOP-24V-22K | Light Emitting Diode | Inseparable Luminaire | Direct Wired | 0-10 VDC Controls | 68.7 | 2200 |  | 96 | 79 | 362 | 1 | Ambient | 50000 |  | 1 | 54000 | 0.01 | 20 | 21 | 0 | 0 | 0 | 0 | 0 | 0 | 1 | 0.43 | 0.14 | 0.07 | 0.03 | 0.01 | 1 | 1 | 0.47 | 0.35 | 0.3 | 0.35 | True | False | Non Federally-Regulated | 06/01/2021 |  | 07/15/2021
Modalight LLC | modaLIGHT | MPF-INT-EU-W-S1-HOP-24V-24K | Light Emitting Diode | Inseparable Luminaire | Direct Wired | 0-10 VDC Controls | 68.7 | 2400 |  | 96 | 79 | 362 | 1 | Ambient | 50000 |  | 1 | 54000 | 0.01 | 20 | 21 | 0 | 0 | 0 | 0 | 0 | 0 | 1 | 0.43 | 0.14 | 0.07 | 0.03 | 0.01 | 1 | 1 | 0.47 | 0.35 | 0.3 | 0.35 | True | False | Non Federally-Regulated | 06/01/2021 |  | 07/15/2021
Modalight LLC | modaLIGHT | MPF-INT-EU-W-S1-HOP-24V-27K | Light Emitting Diode | Inseparable Luminaire | Direct Wired | 0-10 VDC Controls | 68.7 | 2700 |  | 96 | 79 | 362 | 1 | Ambient | 50000 |  | 1 | 54000 | 0.01 | 20 | 21 | 0 | 0 | 0 | 0 | 0 | 0 | 1 | 0.43 | 0.14 | 0.07 | 0.03 | 0.01 | 1 | 1 | 0.47 | 0.35 | 0.3 | 0.35 | True | False | Non Federally-Regulated | 06/01/2021 |  | 07/15/2021
Modalight LLC | modaLIGHT | MPF-INT-EU-W-S1-HOP-24V-30K | Light Emitting Diode | Inseparable Luminaire | Direct Wired | 0-10 VDC Controls | 68.7 | 3000 |  | 96 | 79 | 362 | 1 | Ambient | 50000 |  | 1 | 54000 | 0.01 | 20 | 21 | 0 | 0 | 0 | 0 | 0 | 0 | 1 | 0.43 | 0.14 | 0.07 | 0.03 | 0.01 | 1 | 1 | 0.47 | 0.35 | 0.3 | 0.35 | True | False | Non Federally-Regulated | 06/01/2021 |  | 07/15/2021
Modalight LLC | modaLIGHT | MPF-INT-EU-W-S1-HOP-24V-35K | Light Emitting Diode | Inseparable Luminaire | Direct Wired | 0-10 VDC Controls | 68.7 | 3500 |  | 96 | 79 | 362 | 1 | Ambient | 50000 |  | 1 | 54000 | 0.01 | 20 | 21 | 0 | 0 | 0 | 0 | 0 | 0 | 1 | 0.43 | 0.14 | 0.07 | 0.03 | 0.01 | 1 | 1 | 0.47 | 0.35 | 0.3 | 0.35 | True | False | Non Federally-Regulated | 06/01/2021 |  | 07/15/2021
Modalight LLC | modaLIGHT | MPF-INT-EU-W-S1-HOP-24V-40K | Light Emitting Diode | Inseparable Luminaire | Direct Wired | 0-10 VDC Controls | 68.7 | 4000 |  | 96 | 79 | 362 | 1 | Ambient | 50000 |  | 1 | 54000 | 0.01 | 20 | 21 | 0 | 0 | 0 | 0 | 0 | 0 | 1 | 0.43 | 0.14 | 0.07 | 0.03 | 0.01 | 1 | 1 | 0.47 | 0.35 | 0.3 | 0.35 | True | False | Non Federally-Regulated | 06/01/2021 |  | 07/15/2021
Modalight LLC | modaLIGHT | MPF-INT-US-W-S1-HOP-24V-GD2718 | Light Emitting Diode | Inseparable Luminaire | Direct Wired | 0-10 VDC Controls | 68.7 | 2700 |  | 96 | 79 | 362 | 1 | Ambient | 50000 |  | 1 | 54000 | 0.01 | 20 | 21 | 0 | 0 | 0 | 0 | 0 | 0 | 1 | 0.43 | 0.14 | 0.07 | 0.03 | 0.01 | 1 | 1 | 0.47 | 0.35 | 0.3 | 0.35 | True | False | Non Federally-Regulated | 06/01/2021 |  | 07/15/2021
Modalight LLC | modaLIGHT | MPF-INT-US-W-S1-HOP-24V-GD3022 | Light Emitting Diode | Inseparable Luminaire | Direct Wired | 0-10 VDC Controls | 68.7 | 3000 |  | 96 | 79 | 362 | 1 | Ambient | 50000 |  | 1 | 54000 | 0.01 | 20 | 21 | 0 | 0 | 0 | 0 | 0 | 0 | 1 | 0.43 | 0.14 | 0.07 | 0.03 | 0.01 | 1 | 1 | 0.47 | 0.35 | 0.3 | 0.35 | True | False | Non Federally-Regulated | 06/01/2021 |  | 07/15/2021
Modalight LLC | modaLIGHT | MPF-INT-US-W-S1-HOP-24V-GD3522 | Light Emitting Diode | Inseparable Luminaire | Direct Wired | 0-10 VDC Controls | 68.7 | 3500 |  | 96 | 79 | 362 | 1 | Ambient | 50000 |  | 1 | 54000 | 0.01 | 20 | 21 | 0 | 0 | 0 | 0 | 0 | 0 | 1 | 0.43 | 0.14 | 0.07 | 0.03 | 0.01 | 1 | 1 | 0.47 | 0.35 | 0.3 | 0.35 | True | False | Non Federally-Regulated | 06/01/2021 |  | 07/15/2021
Modalight LLC | modaLIGHT | MPF-INT-EU-W-S1-HOP-24V-GD2718 | Light Emitting Diode | Inseparable Luminaire | Direct Wired | 0-10 VDC Controls | 68.7 | 2700 |  | 96 | 79 | 362 | 1 | Ambient | 50000 |  | 1 | 54000 | 0.01 | 20 | 21 | 0 | 0 | 0 | 0 | 0 | 0 | 1 | 0.43 | 0.14 | 0.07 | 0.03 | 0.01 | 1 | 1 | 0.47 | 0.35 | 0.3 | 0.35 | True | False | Non Federally-Regulated | 06/01/2021 |  | 07/15/2021
Modalight LLC | modaLIGHT | MPF-INT-EU-W-S1-HOP-24V-GD3022 | Light Emitting Diode | Inseparable Luminaire | Direct Wired | 0-10 VDC Controls | 68.7 | 3000 |  | 96 | 79 | 362 | 1 | Ambient | 50000 |  | 1 | 54000 | 0.01 | 20 | 21 | 0 | 0 | 0 | 0 | 0 | 0 | 1 | 0.43 | 0.14 | 0.07 | 0.03 | 0.01 | 1 | 1 | 0.47 | 0.35 | 0.3 | 0.35 | True | False | Non Federally-Regulated | 06/01/2021 |  | 07/15/2021
Modalight LLC | modaLIGHT | MPF-INT-EU-W-S1-HOP-24V-GD3522 | Light Emitting Diode | Inseparable Luminaire | Direct Wired | 0-10 VDC Controls | 68.7 | 3500 |  | 96 | 79 | 362 | 1 | Ambient | 50000 |  | 1 | 54000 | 0.01 | 20 | 21 | 0 | 0 | 0 | 0 | 0 | 0 | 1 | 0.43 | 0.14 | 0.07 | 0.03 | 0.01 | 1 | 1 | 0.47 | 0.35 | 0.3 | 0.35 | True | False | Non Federally-Regulated | 06/01/2021 |  | 07/15/2021
Modalight LLC | modaLIGHT | MPF-INT-US-W-S1-HOP-24V-DWWH | Light Emitting Diode | Inseparable Luminaire | Direct Wired | 0-10 VDC Controls | 68.7 | 2200 |  | 96 | 79 | 362 | 1 | Ambient | 50000 |  | 1 | 54000 | 0.01 | 20 | 21 | 0 | 0 | 0 | 0 | 0 | 0 | 1 | 0.43 | 0.14 | 0.07 | 0.03 | 0.01 | 1 | 1 | 0.47 | 0.35 | 0.3 | 0.35 | True | False | Non Federally-Regulated | 06/01/2021 |  | 07/15/2021
Modalight LLC | modaLIGHT | MPF-INT-US-W-S1-HOP-24V-DWH | Light Emitting Diode | Inseparable Luminaire | Direct Wired | 0-10 VDC Controls | 68.7 | 2200 |  | 96 | 79 | 362 | 1 | Ambient | 50000 |  | 1 | 54000 | 0.01 | 20 | 21 | 0 | 0 | 0 | 0 | 0 | 0 | 1 | 0.43 | 0.14 | 0.07 | 0.03 | 0.01 | 1 | 1 | 0.47 | 0.35 | 0.3 | 0.35 | True | False | Non Federally-Regulated | 06/01/2021 |  | 07/15/2021
Modalight LLC | modaLIGHT | MPF-INT-US-W-S1-HOP-24V-DC | Light Emitting Diode | Inseparable Luminaire | Direct Wired | 0-10 VDC Controls | 68.7 | 2200 |  | 96 | 79 | 362 | 1 | Ambient | 50000 |  | 1 | 54000 | 0.01 | 20 | 21 | 0 | 0 | 0 | 0 | 0 | 0 | 1 | 0.43 | 0.14 | 0.07 | 0.03 | 0.01 | 1 | 1 | 0.47 | 0.35 | 0.3 | 0.35 | True | False | Non Federally-Regulated | 06/01/2021 |  | 07/15/2021
Modalight LLC | modaLIGHT | MPF-INT-EU-W-S1-HOP-24V-DWWH | Light Emitting Diode | Inseparable Luminaire | Direct Wired | 0-10 VDC Controls | 68.7 | 2200 |  | 96 | 79 | 362 | 1 | Ambient | 50000 |  | 1 | 54000 | 0.01 | 20 | 21 | 0 | 0 | 0 | 0 | 0 | 0 | 1 | 0.43 | 0.14 | 0.07 | 0.03 | 0.01 | 1 | 1 | 0.47 | 0.35 | 0.3 | 0.35 | True | False | Non Federally-Regulated | 06/01/2021 |  | 07/15/2021
Modalight LLC | modaLIGHT | MPF-INT-EU-W-S1-HOP-24V-DWH | Light Emitting Diode | Inseparable Luminaire | Direct Wired | 0-10 VDC Controls | 68.7 | 2200 |  | 96 | 79 | 362 | 1 | Ambient | 50000 |  | 1 | 54000 | 0.01 | 20 | 21 | 0 | 0 | 0 | 0 | 0 | 0 | 1 | 0.43 | 0.14 | 0.07 | 0.03 | 0.01 | 1 | 1 | 0.47 | 0.35 | 0.3 | 0.35 | True | False | Non Federally-Regulated | 06/01/2021 |  | 07/15/2021
Modalight LLC | modaLIGHT | MPF-INT-EU-W-S1-HOP-24V-DC | Light Emitting Diode | Inseparable Luminaire | Direct Wired | 0-10 VDC Controls | 68.7 | 2200 |  | 96 | 79 | 362 | 1 | Ambient | 50000 |  | 1 | 54000 | 0.01 | 20 | 21 | 0 | 0 | 0 | 0 | 0 | 0 | 1 | 0.43 | 0.14 | 0.07 | 0.03 | 0.01 | 1 | 1 | 0.47 | 0.35 | 0.3 | 0.35 | True | False | Non Federally-Regulated | 06/01/2021 |  | 07/15/2021
Modalight LLC | modaLIGHT | MPF-EXT-US-W-S1-HOP-24V-22K | Light Emitting Diode | Inseparable Luminaire | Direct Wired | 0-10 VDC Controls | 68.7 | 2200 |  | 96 | 79 | 362 | 1 | Ambient | 50000 |  | 1 | 54000 | 0.01 | 20 | 21 | 0 | 0 | 0 | 0 | 0 | 0 | 1 | 0.43 | 0.14 | 0.07 | 0.03 | 0.01 | 1 | 1 | 0.47 | 0.35 | 0.3 | 0.35 | True | False | Non Federally-Regulated | 06/01/2021 |  | 07/15/2021
Modalight LLC | modaLIGHT | MPF-EXT-US-W-S1-HOP-24V-24K | Light Emitting Diode | Inseparable Luminaire | Direct Wired | 0-10 VDC Controls | 68.7 | 2400 |  | 96 | 79 | 362 | 1 | Ambient | 50000 |  | 1 | 54000 | 0.01 | 20 | 21 | 0 | 0 | 0 | 0 | 0 | 0 | 1 | 0.43 | 0.14 | 0.07 | 0.03 | 0.01 | 1 | 1 | 0.47 | 0.35 | 0.3 | 0.35 | True | False | Non Federally-Regulated | 06/01/2021 |  | 07/15/2021
Modalight LLC | modaLIGHT | MPF-EXT-US-W-S1-HOP-24V-27K | Light Emitting Diode | Inseparable Luminaire | Direct Wired | 0-10 VDC Controls | 68.7 | 2700 |  | 96 | 79 | 362 | 1 | Ambient | 50000 |  | 1 | 54000 | 0.01 | 20 | 21 | 0 | 0 | 0 | 0 | 0 | 0 | 1 | 0.43 | 0.14 | 0.07 | 0.03 | 0.01 | 1 | 1 | 0.47 | 0.35 | 0.3 | 0.35 | True | False | Non Federally-Regulated | 06/01/2021 |  | 07/15/2021
Modalight LLC | modaLIGHT | MPF-EXT-US-W-S1-HOP-24V-30K | Light Emitting Diode | Inseparable Luminaire | Direct Wired | 0-10 VDC Controls | 68.7 | 3000 |  | 96 | 79 | 362 | 1 | Ambient | 50000 |  | 1 | 54000 | 0.01 | 20 | 21 | 0 | 0 | 0 | 0 | 0 | 0 | 1 | 0.43 | 0.14 | 0.07 | 0.03 | 0.01 | 1 | 1 | 0.47 | 0.35 | 0.3 | 0.35 | True | False | Non Federally-Regulated | 06/01/2021 |  | 07/15/2021
Modalight LLC | modaLIGHT | MPF-EXT-US-W-S1-HOP-24V-35K | Light Emitting Diode | Inseparable Luminaire | Direct Wired | 0-10 VDC Controls | 68.7 | 3500 |  | 96 | 79 | 362 | 1 | Ambient | 50000 |  | 1 | 54000 | 0.01 | 20 | 21 | 0 | 0 | 0 | 0 | 0 | 0 | 1 | 0.43 | 0.14 | 0.07 | 0.03 | 0.01 | 1 | 1 | 0.47 | 0.35 | 0.3 | 0.35 | True | False | Non Federally-Regulated | 06/01/2021 |  | 07/15/2021
Modalight LLC | modaLIGHT | MPF-EXT-US-W-S1-HOP-24V-40K | Light Emitting Diode | Inseparable Luminaire | Direct Wired | 0-10 VDC Controls | 68.7 | 4000 |  | 96 | 79 | 362 | 1 | Ambient | 50000 |  | 1 | 54000 | 0.01 | 20 | 21 | 0 | 0 | 0 | 0 | 0 | 0 | 1 | 0.43 | 0.14 | 0.07 | 0.03 | 0.01 | 1 | 1 | 0.47 | 0.35 | 0.3 | 0.35 | True | False | Non Federally-Regulated | 06/01/2021 |  | 07/15/2021
Modalight LLC | modaLIGHT | MPF-EXT-EU-W-S1-HOP-24V-22K | Light Emitting Diode | Inseparable Luminaire | Direct Wired | 0-10 VDC Controls | 68.7 | 2200 |  | 96 | 79 | 362 | 1 | Ambient | 50000 |  | 1 | 54000 | 0.01 | 20 | 21 | 0 | 0 | 0 | 0 | 0 | 0 | 1 | 0.43 | 0.14 | 0.07 | 0.03 | 0.01 | 1 | 1 | 0.47 | 0.35 | 0.3 | 0.35 | True | False | Non Federally-Regulated | 06/01/2021 |  | 07/15/2021
Modalight LLC | modaLIGHT | MPF-EXT-EU-W-S1-HOP-24V-24K | Light Emitting Diode | Inseparable Luminaire | Direct Wired | 0-10 VDC Controls | 68.7 | 2400 |  | 96 | 79 | 362 | 1 | Ambient | 50000 |  | 1 | 54000 | 0.01 | 20 | 21 | 0 | 0 | 0 | 0 | 0 | 0 | 1 | 0.43 | 0.14 | 0.07 | 0.03 | 0.01 | 1 | 1 | 0.47 | 0.35 | 0.3 | 0.35 | True | False | Non Federally-Regulated | 06/01/2021 |  | 07/15/2021
Modalight LLC | modaLIGHT | MPF-EXT-EU-W-S1-HOP-24V-27K | Light Emitting Diode | Inseparable Luminaire | Direct Wired | 0-10 VDC Controls | 68.7 | 2700 |  | 96 | 79 | 362 | 1 | Ambient | 50000 |  | 1 | 54000 | 0.01 | 20 | 21 | 0 | 0 | 0 | 0 | 0 | 0 | 1 | 0.43 | 0.14 | 0.07 | 0.03 | 0.01 | 1 | 1 | 0.47 | 0.35 | 0.3 | 0.35 | True | False | Non Federally-Regulated | 06/01/2021 |  | 07/15/2021
Modalight LLC | modaLIGHT | MPF-EXT-EU-W-S1-HOP-24V-30K | Light Emitting Diode | Inseparable Luminaire | Direct Wired | 0-10 VDC Controls | 68.7 | 3000 |  | 96 | 79 | 362 | 1 | Ambient | 50000 |  | 1 | 54000 | 0.01 | 20 | 21 | 0 | 0 | 0 | 0 | 0 | 0 | 1 | 0.43 | 0.14 | 0.07 | 0.03 | 0.01 | 1 | 1 | 0.47 | 0.35 | 0.3 | 0.35 | True | False | Non Federally-Regulated | 06/01/2021 |  | 07/15/2021
Modalight LLC | modaLIGHT | MPF-EXT-EU-W-S1-HOP-24V-35K | Light Emitting Diode | Inseparable Luminaire | Direct Wired | 0-10 VDC Controls | 68.7 | 3500 |  | 96 | 79 | 362 | 1 | Ambient | 50000 |  | 1 | 54000 | 0.01 | 20 | 21 | 0 | 0 | 0 | 0 | 0 | 0 | 1 | 0.43 | 0.14 | 0.07 | 0.03 | 0.01 | 1 | 1 | 0.47 | 0.35 | 0.3 | 0.35 | True | False | Non Federally-Regulated | 06/01/2021 |  | 07/15/2021
Modalight LLC | modaLIGHT | MPF-EXT-EU-W-S1-HOP-24V-40K | Light Emitting Diode | Inseparable Luminaire | Direct Wired | 0-10 VDC Controls | 68.7 | 4000 |  | 96 | 79 | 362 | 1 | Ambient | 50000 |  | 1 | 54000 | 0.01 | 20 | 21 | 0 | 0 | 0 | 0 | 0 | 0 | 1 | 0.43 | 0.14 | 0.07 | 0.03 | 0.01 | 1 | 1 | 0.47 | 0.35 | 0.3 | 0.35 | True | False | Non Federally-Regulated | 06/01/2021 |  | 07/15/2021
Modalight LLC | modaLIGHT | MPF-EXT-US-W-S1-HOP-24V-GD2718 | Light Emitting Diode | Inseparable Luminaire | Direct Wired | 0-10 VDC Controls | 68.7 | 2700 |  | 96 | 79 | 362 | 1 | Ambient | 50000 |  | 1 | 54000 | 0.01 | 20 | 21 | 0 | 0 | 0 | 0 | 0 | 0 | 1 | 0.43 | 0.14 | 0.07 | 0.03 | 0.01 | 1 | 1 | 0.47 | 0.35 | 0.3 | 0.35 | True | False | Non Federally-Regulated | 06/01/2021 |  | 07/15/2021
Modalight LLC | modaLIGHT | MPF-EXT-US-W-S1-HOP-24V-GD3022 | Light Emitting Diode | Inseparable Luminaire | Direct Wired | 0-10 VDC Controls | 68.7 | 3000 |  | 96 | 79 | 362 | 1 | Ambient | 50000 |  | 1 | 54000 | 0.01 | 20 | 21 | 0 | 0 | 0 | 0 | 0 | 0 | 1 | 0.43 | 0.14 | 0.07 | 0.03 | 0.01 | 1 | 1 | 0.47 | 0.35 | 0.3 | 0.35 | True | False | Non Federally-Regulated | 06/01/2021 |  | 07/15/2021
Modalight LLC | modaLIGHT | MPF-EXT-US-W-S1-HOP-24V-GD3522 | Light Emitting Diode | Inseparable Luminaire | Direct Wired | 0-10 VDC Controls | 68.7 | 3500 |  | 96 | 79 | 362 | 1 | Ambient | 50000 |  | 1 | 54000 | 0.01 | 20 | 21 | 0 | 0 | 0 | 0 | 0 | 0 | 1 | 0.43 | 0.14 | 0.07 | 0.03 | 0.01 | 1 | 1 | 0.47 | 0.35 | 0.3 | 0.35 | True | False | Non Federally-Regulated | 06/01/2021 |  | 07/15/2021
Modalight LLC | modaLIGHT | MPF-EXT-EU-W-S1-HOP-24V-GD2718 | Light Emitting Diode | Inseparable Luminaire | Direct Wired | 0-10 VDC Controls | 68.7 | 2700 |  | 96 | 79 | 362 | 1 | Ambient | 50000 |  | 1 | 54000 | 0.01 | 20 | 21 | 0 | 0 | 0 | 0 | 0 | 0 | 1 | 0.43 | 0.14 | 0.07 | 0.03 | 0.01 | 1 | 1 | 0.47 | 0.35 | 0.3 | 0.35 | True | False | Non Federally-Regulated | 06/01/2021 |  | 07/15/2021
Modalight LLC | modaLIGHT | MPF-EXT-EU-W-S1-HOP-24V-GD3022 | Light Emitting Diode | Inseparable Luminaire | Direct Wired | 0-10 VDC Controls | 68.7 | 3000 |  | 96 | 79 | 362 | 1 | Ambient | 50000 |  | 1 | 54000 | 0.01 | 20 | 21 | 0 | 0 | 0 | 0 | 0 | 0 | 1 | 0.43 | 0.14 | 0.07 | 0.03 | 0.01 | 1 | 1 | 0.47 | 0.35 | 0.3 | 0.35 | True | False | Non Federally-Regulated | 06/01/2021 |  | 07/15/2021
Modalight LLC | modaLIGHT | MPF-EXT-EU-W-S1-HOP-24V-GD3522 | Light Emitting Diode | Inseparable Luminaire | Direct Wired | 0-10 VDC Controls | 68.7 | 3500 |  | 96 | 79 | 362 | 1 | Ambient | 50000 |  | 1 | 54000 | 0.01 | 20 | 21 | 0 | 0 | 0 | 0 | 0 | 0 | 1 | 0.43 | 0.14 | 0.07 | 0.03 | 0.01 | 1 | 1 | 0.47 | 0.35 | 0.3 | 0.35 | True | False | Non Federally-Regulated | 06/01/2021 |  | 07/15/2021
Modalight LLC | modaLIGHT | MPF-EXT-US-W-S1-HOP-24V-DWWH | Light Emitting Diode | Inseparable Luminaire | Direct Wired | 0-10 VDC Controls | 68.7 | 2200 |  | 96 | 79 | 362 | 1 | Ambient | 50000 |  | 1 | 54000 | 0.01 | 20 | 21 | 0 | 0 | 0 | 0 | 0 | 0 | 1 | 0.43 | 0.14 | 0.07 | 0.03 | 0.01 | 1 | 1 | 0.47 | 0.35 | 0.3 | 0.35 | True | False | Non Federally-Regulated | 06/01/2021 |  | 07/15/2021
Modalight LLC | modaLIGHT | MPF-EXT-US-W-S1-HOP-24V-DWH | Light Emitting Diode | Inseparable Luminaire | Direct Wired | 0-10 VDC Controls | 68.7 | 2200 |  | 96 | 79 | 362 | 1 | Ambient | 50000 |  | 1 | 54000 | 0.01 | 20 | 21 | 0 | 0 | 0 | 0 | 0 | 0 | 1 | 0.43 | 0.14 | 0.07 | 0.03 | 0.01 | 1 | 1 | 0.47 | 0.35 | 0.3 | 0.35 | True | False | Non Federally-Regulated | 06/01/2021 |  | 07/15/2021
Modalight LLC | modaLIGHT | MPF-EXT-US-W-S1-HOP-24V-DC | Light Emitting Diode | Inseparable Luminaire | Direct Wired | 0-10 VDC Controls | 68.7 | 2200 |  | 96 | 79 | 362 | 1 | Ambient | 50000 |  | 1 | 54000 | 0.01 | 20 | 21 | 0 | 0 | 0 | 0 | 0 | 0 | 1 | 0.43 | 0.14 | 0.07 | 0.03 | 0.01 | 1 | 1 | 0.47 | 0.35 | 0.3 | 0.35 | True | False | Non Federally-Regulated | 06/01/2021 |  | 07/15/2021
Modalight LLC | modaLIGHT | MPF-EXT-EU-W-S1-HOP-24V-DWWH | Light Emitting Diode | Inseparable Luminaire | Direct Wired | 0-10 VDC Controls | 68.7 | 2200 |  | 96 | 79 | 362 | 1 | Ambient | 50000 |  | 1 | 54000 | 0.01 | 20 | 21 | 0 | 0 | 0 | 0 | 0 | 0 | 1 | 0.43 | 0.14 | 0.07 | 0.03 | 0.01 | 1 | 1 | 0.47 | 0.35 | 0.3 | 0.35 | True | False | Non Federally-Regulated | 06/01/2021 |  | 07/15/2021
Modalight LLC | modaLIGHT | MPF-EXT-EU-W-S1-HOP-24V-DWH | Light Emitting Diode | Inseparable Luminaire | Direct Wired | 0-10 VDC Controls | 68.7 | 2200 |  | 96 | 79 | 362 | 1 | Ambient | 50000 |  | 1 | 54000 | 0.01 | 20 | 21 | 0 | 0 | 0 | 0 | 0 | 0 | 1 | 0.43 | 0.14 | 0.07 | 0.03 | 0.01 | 1 | 1 | 0.47 | 0.35 | 0.3 | 0.35 | True | False | Non Federally-Regulated | 06/01/2021 |  | 07/15/2021
Modalight LLC | modaLIGHT | MPF-EXT-EU-W-S1-HOP-24V-DC | Light Emitting Diode | Inseparable Luminaire | Direct Wired | 0-10 VDC Controls | 68.7 | 2200 |  | 96 | 79 | 362 | 1 | Ambient | 50000 |  | 1 | 54000 | 0.01 | 20 | 21 | 0 | 0 | 0 | 0 | 0 | 0 | 1 | 0.43 | 0.14 | 0.07 | 0.03 | 0.01 | 1 | 1 | 0.47 | 0.35 | 0.3 | 0.35 | True | False | Non Federally-Regulated | 06/01/2021 |  | 07/15/2021
Juno Lighting, Inc. | Juno | IC22LWDG4N-3K-1 + 27****** | Light Emitting Diode | Inseparable Luminaire | Direct Wired | Forward Phase Cut Controls | 54 | 3000 | 0.0016 | 93 | 60 | 248 | 1 | Ambient | 42000 |  |  | 42000 | 0 | 19 | 19 | 0.11 | 0.01 | 0.01 | 0 | 0 | 0 | 1 | 0.02 | 0.01 | 0.01 | 0.01 | 0 | 1 | 0.1 | 0.05 | 0.04 | 0.03 | 0.01 | True |  | Non Federally-Regulated | 11/22/2016 |  | 07/27/2021
Juno Lighting, Inc. | Juno | IC22LWDG4N-3K-1 + 24**** | Light Emitting Diode | Inseparable Luminaire | Direct Wired | Forward Phase Cut Controls | 53 | 3000 | 0.0016 | 93 | 60 | 248 | 1 | Ambient | 42000 |  |  | 42000 | 0 | 19 | 19 | 0.11 | 0.01 | 0.01 | 0 | 0 | 0 | 1 | 0.02 | 0.01 | 0.01 | 0.01 | 0 | 1 | 0.1 | 0.05 | 0.04 | 0.03 | 0.01 | True |  | Non Federally-Regulated | 11/22/2016 |  | 07/27/2021
Juno Lighting, Inc. | Juno | IC22LWDG4N-3K-1 + 239-WH | Light Emitting Diode | Inseparable Luminaire | Direct Wired | Forward Phase Cut Controls | 51 | 3000 | 0.0016 | 93 | 60 | 248 | 1 | Ambient | 42000 |  |  | 42000 | 0 | 19 | 19 | 0.11 | 0.01 | 0.01 | 0 | 0 | 0 | 1 | 0.02 | 0.01 | 0.01 | 0.01 | 0 | 1 | 0.1 | 0.05 | 0.04 | 0.03 | 0.01 | True |  | Non Federally-Regulated | 11/22/2016 |  | 07/27/2021
Juno Lighting, Inc. | Juno | IC22RLWDG4N-3K-1 + 27****** | Light Emitting Diode | Inseparable Luminaire | Direct Wired | Forward Phase Cut Controls | 54 | 3000 | 0.0016 | 93 | 60 | 248 | 1 | Ambient | 42000 |  |  | 42000 | 0 | 19 | 19 | 0.11 | 0.01 | 0.01 | 0 | 0 | 0 | 1 | 0.02 | 0.01 | 0.01 | 0.01 | 0 | 1 | 0.1 | 0.05 | 0.04 | 0.03 | 0.01 | True |  | Non Federally-Regulated | 11/22/2016 |  | 07/27/2021
Juno Lighting, Inc. | Juno | IC22RLWDG4N-3K-1 + 24**** | Light Emitting Diode | Inseparable Luminaire | Direct Wired | Forward Phase Cut Controls | 53 | 3000 | 0.0016 | 93 | 60 | 248 | 1 | Ambient | 42000 |  |  | 42000 | 0 | 19 | 19 | 0.11 | 0.01 | 0.01 | 0 | 0 | 0 | 1 | 0.02 | 0.01 | 0.01 | 0.01 | 0 | 1 | 0.1 | 0.05 | 0.04 | 0.03 | 0.01 | True |  | Non Federally-Regulated | 11/22/2016 |  | 07/27/2021
Juno Lighting, Inc. | Juno | IC22RLWDG4N-3K-1 + 239-WH | Light Emitting Diode | Inseparable Luminaire | Direct Wired | Forward Phase Cut Controls | 51 | 3000 | 0.0016 | 93 | 60 | 248 | 1 | Ambient | 42000 |  |  | 42000 | 0 | 19 | 19 | 0.11 | 0.01 | 0.01 | 0 | 0 | 0 | 1 | 0.02 | 0.01 | 0.01 | 0.01 | 0 | 1 | 0.1 | 0.05 | 0.04 | 0.03 | 0.01 | True |  | Non Federally-Regulated | 11/22/2016 |  | 07/27/2021
Juno Lighting, Inc. | Juno | J6RLEG4-**K-6-WH | Light Emitting Diode | Inseparable Luminaire | Direct Wired | Forward Phase Cut Controls | 72 | 2700 | 0.0011 | 92 | 67 | 268 | 1 | Ambient | 50000 |  |  | 50000 | 0.02 | 20 | 19 | 0.08 | 0.01 | 0 | 0 | 0 | 0 | 0.33 | 0.01 | 0.01 | 0.01 | 0 | 0 | 1 | 0.05 | 0.04 | 0.02 | 0.02 | 0.01 | True |  | Non Federally-Regulated | 12/02/2016 |  | 07/27/2021
Juno Lighting, Inc. | Juno | J6RLEG4-**K-9-WH | Light Emitting Diode | Inseparable Luminaire | Direct Wired | Forward Phase Cut Controls | 67 | 2700 | 0.0014 | 92 | 65 | 287 | 1 | Ambient | 50000 |  |  | 50000 | 0.03 | 19 | 19 | 0.08 | 0.01 | 0 | 0 | 0 | 0 | 0.33 | 0.01 | 0.01 | 0.01 | 0 | 0 | 1 | 0.05 | 0.04 | 0.02 | 0.02 | 0.01 | True |  | Non Federally-Regulated | 12/02/2016 |  | 07/27/2021
Juno Lighting, Inc. | Juno | 4RLDG3 06LM **K 90CRI 120 FRPC WWH | Light Emitting Diode | Inseparable Luminaire | Direct Wired | Forward Phase Cut Controls | 72 | 2700 | 0.0016 | 92 | 55 | 120 | 1 | Ambient | 50000 |  |  | 50000 | 0.01 | 15 | 15 | 0.17 | 0.16 | 0.16 | 0.16 | 0.04 | 0.01 | 0.26 | 0.19 | 0.19 | 0.16 | 0.02 | 0.01 | 0.6 | 0.18 | 0.16 | 0.11 | 0.04 | 0.02 | True |  | Non Federally-Regulated | 12/22/2016 |  | 07/27/2021
Juno Lighting, Inc. | Juno | 4RLDG3 09LM **K 90CRI 120 FRPC WWH | Light Emitting Diode | Inseparable Luminaire | Direct Wired | Forward Phase Cut Controls | 69 | 2700 | 0.0011 | 92 | 53 | 100 | 1 | Ambient | 50000 |  |  | 50000 | 0.01 | 15 | 15 | 0.24 | 0.24 | 0.24 | 0.23 | 0.05 | 0.02 | 0.32 | 0.26 | 0.26 | 0.21 | 0.05 | 0.02 | 0.56 | 0.18 | 0.16 | 0.14 | 0.04 | 0.02 | True |  | Non Federally-Regulated | 12/22/2016 |  | 07/27/2021
Juno Lighting, Inc. | Juno | 5RLDG3 07LM **K 90CRI 120 FRPC WWH | Light Emitting Diode | Inseparable Luminaire | Direct Wired | Forward Phase Cut Controls | 74 | 2700 | 0.0016 | 92 | 55 | 120 | 1 | Ambient | 50000 |  |  | 50000 | 0.01 | 15 | 15 | 0.17 | 0.16 | 0.16 | 0.16 | 0.04 | 0.01 | 0.26 | 0.19 | 0.19 | 0.16 | 0.02 | 0.01 | 0.6 | 0.18 | 0.16 | 0.11 | 0.04 | 0.02 | True |  | Non Federally-Regulated | 12/22/2016 |  | 07/27/2021
Juno Lighting, Inc. | Juno | 5RLDG3 09LM **K 90CRI 120 FRPC WWH | Light Emitting Diode | Inseparable Luminaire | Direct Wired | Forward Phase Cut Controls | 72 | 2700 | 0.0011 | 92 | 53 | 100 | 1 | Ambient | 50000 |  |  | 50000 | 0.01 | 15 | 15 | 0.24 | 0.24 | 0.24 | 0.23 | 0.05 | 0.02 | 0.32 | 0.26 | 0.26 | 0.21 | 0.05 | 0.02 | 0.56 | 0.18 | 0.16 | 0.14 | 0.04 | 0.02 | True |  | Non Federally-Regulated | 12/22/2016 |  | 07/27/2021
Juno Lighting, Inc. | Juno | 6RLDG3 07LM **K 90CRI 120 FRPC WWH | Light Emitting Diode | Inseparable Luminaire | Direct Wired | Forward Phase Cut Controls | 75 | 2700 | 0.0016 | 92 | 55 | 120 | 1 | Ambient | 50000 |  |  | 50000 | 0.01 | 15 | 15 | 0.17 | 0.16 | 0.16 | 0.16 | 0.04 | 0.01 | 0.26 | 0.19 | 0.19 | 0.16 | 0.02 | 0.01 | 0.6 | 0.18 | 0.16 | 0.11 | 0.04 | 0.02 | True |  | Non Federally-Regulated | 12/22/2016 |  | 07/27/2021
Juno Lighting, Inc. | Juno | 6RLDG3 10LM **K 90CRI 120 FRPC WWH | Light Emitting Diode | Inseparable Luminaire | Direct Wired | Forward Phase Cut Controls | 73 | 2700 | 0.0011 | 92 | 53 | 100 | 1 | Ambient | 50000 |  |  | 50000 | 0.01 | 15 | 15 | 0.24 | 0.24 | 0.24 | 0.23 | 0.05 | 0.02 | 0.32 | 0.26 | 0.26 | 0.21 | 0.05 | 0.02 | 0.56 | 0.18 | 0.16 | 0.14 | 0.04 | 0.02 | True |  | Non Federally-Regulated | 12/22/2016 |  | 07/27/2021
Juno Lighting, Inc. | Juno | 4RLAG2-9**-6-*-WH | Light Emitting Diode | Inseparable Luminaire | Direct Wired | Forward Phase Cut Controls | 60 | 2700 | 0.0006 | 91 | 51 | 112 | 1 | Ambient | 42000 |  |  | 42000 | 0.01 | 15 | 16 | 0.19 | 0.19 | 0.18 | 0.18 | 0.03 | 0.01 | 0.3 | 0.19 | 0.19 | 0.16 | 0.02 | 0.01 | 0.56 | 0.16 | 0.14 | 0.13 | 0.04 | 0.02 | True |  | Non Federally-Regulated | 12/22/2016 |  | 07/27/2021
Juno Lighting, Inc. | Juno | 5RLAG2-9**-6-*-WH | Light Emitting Diode | Inseparable Luminaire | Direct Wired | Forward Phase Cut Controls | 63 | 2700 | 0.0006 | 91 | 51 | 112 | 1 | Ambient | 42000 |  |  | 42000 | 0.01 | 15 | 16 | 0.19 | 0.19 | 0.18 | 0.18 | 0.03 | 0.01 | 0.3 | 0.19 | 0.19 | 0.16 | 0.02 | 0.01 | 0.56 | 0.16 | 0.14 | 0.13 | 0.04 | 0.02 | True |  | Non Federally-Regulated | 12/22/2016 |  | 07/27/2021
Juno Lighting, Inc. | Juno | 6RLAG2-9**-6-*-WH | Light Emitting Diode | Inseparable Luminaire | Direct Wired | Forward Phase Cut Controls | 64 | 2700 | 0.0006 | 91 | 51 | 112 | 1 | Ambient | 42000 |  |  | 42000 | 0.01 | 15 | 16 | 0.19 | 0.19 | 0.18 | 0.18 | 0.03 | 0.01 | 0.3 | 0.19 | 0.19 | 0.16 | 0.02 | 0.01 | 0.56 | 0.16 | 0.14 | 0.13 | 0.04 | 0.02 | True |  | Non Federally-Regulated | 12/22/2016 |  | 07/27/2021
Juno Lighting, Inc. | Juno | 4RLAG2 06LM **K 90CRI *FL 120 FRPC WH | Light Emitting Diode | Inseparable Luminaire | Direct Wired | Forward Phase Cut Controls | 60 | 2700 | 0.0006 | 91 | 51 | 112 | 1 | Ambient | 42000 |  |  | 42000 | 0.01 | 15 | 16 | 0.19 | 0.19 | 0.18 | 0.18 | 0.03 | 0.01 | 0.3 | 0.19 | 0.19 | 0.16 | 0.02 | 0.01 | 0.56 | 0.16 | 0.14 | 0.13 | 0.04 | 0.02 | True |  | Non Federally-Regulated | 12/22/2016 |  | 07/27/2021
Juno Lighting, Inc. | Juno | 5RLAG2 06LM **K 90CRI *FL 120 FRPC WH | Light Emitting Diode | Inseparable Luminaire | Direct Wired | Forward Phase Cut Controls | 63 | 2700 | 0.0006 | 91 | 51 | 112 | 1 | Ambient | 42000 |  |  | 42000 | 0.01 | 15 | 16 | 0.19 | 0.19 | 0.18 | 0.18 | 0.03 | 0.01 | 0.3 | 0.19 | 0.19 | 0.16 | 0.02 | 0.01 | 0.56 | 0.16 | 0.14 | 0.13 | 0.04 | 0.02 | True |  | Non Federally-Regulated | 12/22/2016 |  | 07/27/2021
Juno Lighting, Inc. | Juno | 6RLAG2 06LM **K 90CRI *FL 120 FRPC WH | Light Emitting Diode | Inseparable Luminaire | Direct Wired | Forward Phase Cut Controls | 64 | 2700 | 0.0006 | 91 | 51 | 112 | 1 | Ambient | 42000 |  |  | 42000 | 0.01 | 15 | 16 | 0.19 | 0.19 | 0.18 | 0.18 | 0.03 | 0.01 | 0.3 | 0.19 | 0.19 | 0.16 | 0.02 | 0.01 | 0.56 | 0.16 | 0.14 | 0.13 | 0.04 | 0.02 | True |  | Non Federally-Regulated | 12/22/2016 |  | 07/27/2021
Juno Lighting, Inc. | Juno | 4RLS G2 07LM **K 90CRI 120 FRPC WH | Light Emitting Diode | Inseparable Luminaire | Direct Wired | Forward Phase Cut Controls | 69 | 2700 | 0.0007 | 94 | 68 | 122 | 1 | Ambient | 50000 |  |  | 50000 | 0.01 | 16 | 20 | 0.25 | 0.25 | 0.25 | 0.22 | 0.03 | 0 | 0.31 | 0.21 | 0.2 | 0.15 | 0.02 | 0.01 | 1 | 0.17 | 0.15 | 0.13 | 0.07 | 0.05 | True |  | Non Federally-Regulated | 12/28/2016 |  | 07/27/2021
Juno Lighting, Inc. | Juno | 6RLS G2 07LM **K 90CRI 120 FRPC WH | Light Emitting Diode | Inseparable Luminaire | Direct Wired | Forward Phase Cut Controls | 70 | 2700 | 0.0003 | 94 | 61 | 108 | 1 | Ambient | 50000 |  |  | 50000 | 0.01 | 16 | 21 | 0.26 | 0.25 | 0.23 | 0.22 | 0.04 | 0.01 | 0.31 | 0.22 | 0.21 | 0.15 | 0.04 | 0.01 | 1 | 0.17 | 0.13 | 0.11 | 0.06 | 0.03 | True |  | Non Federally-Regulated | 12/28/2016 |  | 07/27/2021
Juno Lighting, Inc. | Juno | 6RLS G2 10LM **K 90CRI 120 FRPC WH | Light Emitting Diode | Inseparable Luminaire | Direct Wired | Forward Phase Cut Controls | 70 | 2700 | 0.0009 | 94 | 60 | 108 | 1 | Ambient | 50000 |  |  | 50000 | 0.01 | 16 | 23 | 0.29 | 0.28 | 0.26 | 0.24 | 0.06 | 0.02 | 0.35 | 0.25 | 0.23 | 0.18 | 0.02 | 0 | 1 | 0.19 | 0.15 | 0.12 | 0.06 | 0.05 | True |  | Non Federally-Regulated | 12/28/2016 |  | 07/27/2021
Juno Lighting, Inc. | Juno | UPS09-930-**-*** | Light Emitting Diode | Inseparable Luminaire | Direct Wired | Forward Phase Cut Controls | 59 | 3000 | 0.0007 | 93 | 60 | 408 | 1 | Ambient | 50000 |  |  | 50000 | 0.06 | 15 | 14 | 0.34 | 0.1 | 0.1 | 0.09 | 0.02 | 0.01 | 1 | 0.16 | 0.14 | 0.11 | 0.01 | 0 | 1 | 0.16 | 0.11 | 0.08 | 0.03 | 0.01 | True |  | Non Federally-Regulated | 01/17/2017 |  | 07/27/2021
Juno Lighting, Inc. | Juno | UPS14-930-**-***** | Light Emitting Diode | Inseparable Luminaire | Direct Wired | Forward Phase Cut Controls | 60 | 3000 | 0.0008 | 93 | 60 | 416 | 1 | Ambient | 50000 |  |  | 50000 | 0.06 | 15 | 14 | 0.25 | 0.15 | 0.15 | 0.14 | 0.02 | 0 | 1 | 0.21 | 0.21 | 0.16 | 0.04 | 0.01 | 1 | 0.26 | 0.24 | 0.21 | 0.11 | 0.02 | True |  | Non Federally-Regulated | 01/17/2017 |  | 07/27/2021
Juno Lighting, Inc. | Juno | UPS22-930-******** | Light Emitting Diode | Inseparable Luminaire | Direct Wired | Forward Phase Cut Controls | 62 | 3000 | 0.0008 | 93 | 61 | 380 | 1 | Ambient | 50000 |  |  | 50000 | 0.06 | 15 | 14 | 0.4 | 0.28 | 0.28 | 0.27 | 0.03 | 0.01 | 0.78 | 0.28 | 0.28 | 0.23 | 0.04 | 0.01 | 1 | 0.3 | 0.29 | 0.25 | 0.14 | 0.02 | True |  | Non Federally-Regulated | 01/17/2017 |  | 07/27/2021
Juno Lighting, Inc. | Juno | UPS30-930-******** | Light Emitting Diode | Inseparable Luminaire | Direct Wired | Forward Phase Cut Controls | 65 | 3000 | 0.0008 | 93 | 61 | 432 | 1 | Ambient | 50000 |  |  | 50000 | 0.06 | 15 | 14 | 0.21 | 0.15 | 0.15 | 0.14 | 0.03 | 0.01 | 0.65 | 0.22 | 0.21 | 0.18 | 0.02 | 0 | 1 | 0.23 | 0.22 | 0.19 | 0.11 | 0.02 | True |  | Non Federally-Regulated | 01/17/2017 |  | 07/27/2021
Juno Lighting, Inc. | Juno | UPS40-930-******** | Light Emitting Diode | Inseparable Luminaire | Direct Wired | Forward Phase Cut Controls | 68 | 3000 | 0.0007 | 93 | 60 | 348 | 1 | Ambient | 50000 |  |  | 50000 | 0.06 | 15 | 14 | 0.22 | 0.2 | 0.19 | 0.18 | 0.03 | 0.01 | 0.46 | 0.27 | 0.27 | 0.23 | 0.04 | 0.01 | 1 | 0.28 | 0.27 | 0.24 | 0.14 | 0.02 | True |  | Non Federally-Regulated | 01/17/2017 |  | 07/27/2021
Juno Lighting, Inc. | Juno | UPS09 30K 90CRI ** *** | Light Emitting Diode | Inseparable Luminaire | Direct Wired | Forward Phase Cut Controls | 59 | 3000 | 0.0007 | 93 | 60 | 408 | 1 | Ambient | 50000 |  |  | 50000 | 0.06 | 15 | 14 | 0.34 | 0.1 | 0.1 | 0.09 | 0.02 | 0.01 | 1 | 0.16 | 0.14 | 0.11 | 0.01 | 0 | 1 | 0.16 | 0.11 | 0.08 | 0.03 | 0.01 | True |  | Non Federally-Regulated | 01/17/2017 |  | 07/27/2021
Juno Lighting, Inc. | Juno | UPS14 30K 90CRI ** ****** | Light Emitting Diode | Inseparable Luminaire | Direct Wired | Forward Phase Cut Controls | 60 | 3000 | 0.0008 | 93 | 60 | 416 | 1 | Ambient | 50000 |  |  | 50000 | 0.06 | 15 | 14 | 0.25 | 0.15 | 0.15 | 0.14 | 0.02 | 0 | 1 | 0.21 | 0.21 | 0.16 | 0.04 | 0.01 | 1 | 0.26 | 0.24 | 0.21 | 0.11 | 0.02 | True |  | Non Federally-Regulated | 01/17/2017 |  | 07/27/2021
Juno Lighting, Inc. | Juno | UPS22 30K 90CRI ** ******** | Light Emitting Diode | Inseparable Luminaire | Direct Wired | Forward Phase Cut Controls | 62 | 3000 | 0.0008 | 93 | 61 | 380 | 1 | Ambient | 50000 |  |  | 50000 | 0.06 | 15 | 14 | 0.4 | 0.28 | 0.28 | 0.27 | 0.03 | 0.01 | 0.78 | 0.28 | 0.28 | 0.23 | 0.04 | 0.01 | 1 | 0.3 | 0.29 | 0.25 | 0.14 | 0.02 | True |  | Non Federally-Regulated | 01/17/2017 |  | 07/27/2021
Juno Lighting, Inc. | Juno | UPS30 30K 90CRI ** ******** | Light Emitting Diode | Inseparable Luminaire | Direct Wired | Forward Phase Cut Controls | 65 | 3000 | 0.0008 | 93 | 61 | 432 | 1 | Ambient | 50000 |  |  | 50000 | 0.06 | 15 | 14 | 0.21 | 0.15 | 0.15 | 0.14 | 0.03 | 0.01 | 0.65 | 0.22 | 0.21 | 0.18 | 0.02 | 0 | 1 | 0.23 | 0.22 | 0.19 | 0.11 | 0.02 | True |  | Non Federally-Regulated | 01/17/2017 |  | 07/27/2021
Juno Lighting, Inc. | Juno | UPS40 30K 90CRI ** ******** | Light Emitting Diode | Inseparable Luminaire | Direct Wired | Forward Phase Cut Controls | 68 | 3000 | 0.0007 | 93 | 60 | 348 | 1 | Ambient | 50000 |  |  | 50000 | 0.06 | 15 | 14 | 0.22 | 0.2 | 0.19 | 0.18 | 0.03 | 0.01 | 0.46 | 0.27 | 0.27 | 0.23 | 0.04 | 0.01 | 1 | 0.28 | 0.27 | 0.24 | 0.14 | 0.02 | True |  | Non Federally-Regulated | 01/17/2017 |  | 07/27/2021
Juno Lighting, Inc. | Danalite | SLW424 20FT **K 95CRI + DLDPS 96W ECOS3 | Light Emitting Diode | Inseparable Luminaire | Direct Wired | Direct Digital Controls | 57 | 2700 | 0.0015 | 94 | 79 | 494 | 1 | Ambient | 50000 |  |  | 50000 | 0.01 | 17 | 16 | 0.04 | 0 | 0 | 0 | 0 | 0 | 1 | 0.24 | 0.05 | 0.02 | 0.01 | 0.01 | 1 | 0.78 | 0.25 | 0.13 | 0.06 | 0.03 | True |  | Non Federally-Regulated | 01/30/2017 |  | 07/27/2021
Juno Lighting, Inc. | Danalite | SLW412 20FT **K 95CRI + DLDPS 96W ECOS3 | Light Emitting Diode | Inseparable Luminaire | Direct Wired | Direct Digital Controls | 55 | 2700 | 0.0005 | 95 | 77 | 494 | 1 | Ambient | 50000 |  |  | 50000 | 0.01 | 17 | 16 | 0.04 | 0 | 0 | 0 | 0 | 0 | 1 | 0.24 | 0.05 | 0.02 | 0.01 | 0.01 | 1 | 0.78 | 0.25 | 0.13 | 0.06 | 0.03 | True |  | Non Federally-Regulated | 01/30/2017 |  | 07/27/2021
Juno Lighting, Inc. | Danalite | SL412 20FT **K 95CRI + DLDPS 96W ECOS3 | Light Emitting Diode | Inseparable Luminaire | Direct Wired | Direct Digital Controls | 55 | 2700 | 0.0005 | 93 | 77 | 494 | 1 | Ambient | 50000 |  |  | 50000 | 0.01 | 17 | 16 | 0.04 | 0 | 0 | 0 | 0 | 0 | 1 | 0.24 | 0.05 | 0.02 | 0.01 | 0.01 | 1 | 0.78 | 0.25 | 0.13 | 0.06 | 0.03 | True |  | Non Federally-Regulated | 01/30/2017 |  | 07/27/2021
Juno Lighting, Inc. | Danalite | SLW212 20FT **K 95CRI + DLDPS 96W ECOS3 | Light Emitting Diode | Inseparable Luminaire | Direct Wired | Direct Digital Controls | 56 | 2700 | 0.0014 | 93 | 78 | 494 | 1 | Ambient | 50000 |  |  | 50000 | 0.01 | 17 | 16 | 0.03 | 0 | 0 | 0 | 0 | 0 | 1 | 0.54 | 0.14 | 0.07 | 0.03 | 0.01 | 1 | 0.4 | 0.15 | 0.13 | 0.09 | 0.05 | True |  | Non Federally-Regulated | 01/30/2017 |  | 07/27/2021
Juno Lighting, Inc. | Juno | 2LEDTRIM G2 ADJ **K 90CRI *** ** + 2LEDDRIVER G2 06LM 120 FRPC | Light Emitting Diode | Inseparable Luminaire | Direct Wired | Forward Phase Cut Controls | 67 | 2700 | 0.0016 | 93 | 57 | 328 | 1 | Ambient | 50000 |  |  | 50000 | 0 | 19 | 19 | 0.06 | 0 | 0 | 0 | 0 | 0 | 0.3 | 0.01 | 0.01 | 0.01 | 0 | 0 | 1 | 0.05 | 0.03 | 0.03 | 0.02 | 0.01 | True |  | Non Federally-Regulated | 02/22/2017 |  | 07/27/2021
Juno Lighting, Inc. | Juno | 2LEDTRIM G2 ADJ **K 90CRI *** ** + 2LEDDRIVER G2 06LM MVOLT ZT | Light Emitting Diode | Inseparable Luminaire | Direct Wired | 0-10 VDC Controls | 68 | 2700 | 0.0017 | 93 | 57 | 458 | 1 | Ambient | 50000 |  |  | 50000 | 0.03 | 20 | 19 | 0.06 | 0.02 | 0.02 | 0.02 | 0.01 | 0 | 0.14 | 0.07 | 0.06 | 0.06 | 0.04 | 0.01 | 0.67 | 0.35 | 0.34 | 0.29 | 0.17 | 0.02 | True |  | Non Federally-Regulated | 02/22/2017 |  | 07/27/2021
Juno Lighting, Inc. | Juno | 2LEDTRIM G2 DB **K 90CRI *** ** + 2LEDDRIVER G2 06LM 120 FRPC | Light Emitting Diode | Inseparable Luminaire | Direct Wired | Forward Phase Cut Controls | 62 | 2700 | 0.0016 | 93 | 57 | 328 | 1 | Ambient | 50000 |  |  | 50000 | 0 | 19 | 19 | 0.06 | 0 | 0 | 0 | 0 | 0 | 0.3 | 0.01 | 0.01 | 0.01 | 0 | 0 | 1 | 0.05 | 0.03 | 0.03 | 0.02 | 0.01 | True |  | Non Federally-Regulated | 02/22/2017 |  | 07/27/2021
Juno Lighting, Inc. | Juno | 2LEDTRIM G2 DB **K 90CRI *** ** + 2LEDDRIVER G2 06LM MVOLT ZT | Light Emitting Diode | Inseparable Luminaire | Direct Wired | 0-10 VDC Controls | 63 | 2700 | 0.0017 | 93 | 57 | 458 | 1 | Ambient | 50000 |  |  | 50000 | 0.03 | 20 | 19 | 0.06 | 0.02 | 0.02 | 0.02 | 0.01 | 0 | 0.14 | 0.07 | 0.06 | 0.06 | 0.04 | 0.01 | 0.67 | 0.35 | 0.34 | 0.29 | 0.17 | 0.02 | True |  | Non Federally-Regulated | 02/22/2017 |  | 07/27/2021
Juno Lighting, Inc. | Juno | 2LEDTRIM G2 DC **K 90CRI *** ** + 2LEDDRIVER G2 06LM 120 FRPC | Light Emitting Diode | Inseparable Luminaire | Direct Wired | Forward Phase Cut Controls | 69 | 2700 | 0.0016 | 93 | 57 | 328 | 1 | Ambient | 50000 |  |  | 50000 | 0 | 19 | 19 | 0.06 | 0 | 0 | 0 | 0 | 0 | 0.3 | 0.01 | 0.01 | 0.01 | 0 | 0 | 1 | 0.05 | 0.03 | 0.03 | 0.02 | 0.01 | True |  | Non Federally-Regulated | 02/22/2017 |  | 07/27/2021
Juno Lighting, Inc. | Juno | 2LEDTRIM G2 DC **K 90CRI *** ** + 2LEDDRIVER G2 06LM MVOLT ZT | Light Emitting Diode | Inseparable Luminaire | Direct Wired | 0-10 VDC Controls | 70 | 2700 | 0.0017 | 93 | 57 | 458 | 1 | Ambient | 50000 |  |  | 50000 | 0.03 | 20 | 19 | 0.06 | 0.02 | 0.02 | 0.02 | 0.01 | 0 | 0.14 | 0.07 | 0.06 | 0.06 | 0.04 | 0.01 | 0.67 | 0.35 | 0.34 | 0.29 | 0.17 | 0.02 | True |  | Non Federally-Regulated | 02/22/2017 |  | 07/27/2021
Juno Lighting, Inc. | Juno | 2LEDTRIM G2 SQ **K 90CRI *** ** + 2LEDDRIVER G2 06LM 120 FRPC | Light Emitting Diode | Inseparable Luminaire | Direct Wired | Forward Phase Cut Controls | 58 | 2700 | 0.0016 | 93 | 57 | 328 | 1 | Ambient | 50000 |  |  | 50000 | 0 | 19 | 19 | 0.06 | 0 | 0 | 0 | 0 | 0 | 0.3 | 0.01 | 0.01 | 0.01 | 0 | 0 | 1 | 0.05 | 0.03 | 0.03 | 0.02 | 0.01 | True |  | Non Federally-Regulated | 02/22/2017 |  | 07/27/2021
Juno Lighting, Inc. | Juno | 2LEDTRIM G2 SQ **K 90CRI *** ** + 2LEDDRIVER G2 06LM MVOLT ZT | Light Emitting Diode | Inseparable Luminaire | Direct Wired | 0-10 VDC Controls | 59 | 2700 | 0.0017 | 93 | 57 | 458 | 1 | Ambient | 50000 |  |  | 50000 | 0.03 | 20 | 19 | 0.06 | 0.02 | 0.02 | 0.02 | 0.01 | 0 | 0.14 | 0.07 | 0.06 | 0.06 | 0.04 | 0.01 | 0.67 | 0.35 | 0.34 | 0.29 | 0.17 | 0.02 | True |  | Non Federally-Regulated | 02/22/2017 |  | 07/27/2021
Juno Lighting, Inc. | Juno | 2LEDTRIM G2 SQADJ **K 90CRI *** ** + 2LEDDRIVER G2 06LM 120 FRPC | Light Emitting Diode | Inseparable Luminaire | Direct Wired | Forward Phase Cut Controls | 67 | 2700 | 0.0016 | 93 | 57 | 328 | 1 | Ambient | 50000 |  |  | 50000 | 0 | 19 | 19 | 0.06 | 0 | 0 | 0 | 0 | 0 | 0.3 | 0.01 | 0.01 | 0.01 | 0 | 0 | 1 | 0.05 | 0.03 | 0.03 | 0.02 | 0.01 | True |  | Non Federally-Regulated | 02/22/2017 |  | 07/27/2021
Juno Lighting, Inc. | Juno | 2LEDTRIM G2 SQADJ **K 90CRI *** ** + 2LEDDRIVER G2 06LM MVOLT ZT | Light Emitting Diode | Inseparable Luminaire | Direct Wired | 0-10 VDC Controls | 68 | 2700 | 0.0017 | 93 | 57 | 458 | 1 | Ambient | 50000 |  |  | 50000 | 0.03 | 20 | 19 | 0.06 | 0.02 | 0.02 | 0.02 | 0.01 | 0 | 0.14 | 0.07 | 0.06 | 0.06 | 0.04 | 0.01 | 0.67 | 0.35 | 0.34 | 0.29 | 0.17 | 0.02 | True |  | Non Federally-Regulated | 02/22/2017 |  | 07/27/2021
Juno Lighting, Inc. | Juno | 2LEDTRIM G2 ADJ **K 90CRI *** ** + 2LEDDRIVER G2 10LM 120 FRPC | Light Emitting Diode | Inseparable Luminaire | Direct Wired | Forward Phase Cut Controls | 65 | 2700 | 0.0016 | 93 | 56 | 268 | 1 | Ambient | 50000 |  |  | 50000 | 0.02 | 19 | 19 | 0.06 | 0 | 0 | 0 | 0 | 0 | 0.3 | 0.01 | 0.01 | 0.01 | 0 | 0 | 1 | 0.05 | 0.03 | 0.03 | 0.02 | 0.01 | True |  | Non Federally-Regulated | 02/22/2017 |  | 07/27/2021
Juno Lighting, Inc. | Juno | 2LEDTRIM G2 ADJ **K 90CRI *** ** + 2LEDDRIVER G2 10LM MVOLT ZT | Light Emitting Diode | Inseparable Luminaire | Direct Wired | 0-10 VDC Controls | 65 | 2700 | 0.0016 | 93 | 56 | 446 | 1 | Ambient | 50000 |  |  | 50000 | 0.1 | 19 | 19 | 0.06 | 0.02 | 0.01 | 0.01 | 0.01 | 0 | 0.11 | 0.06 | 0.05 | 0.05 | 0.04 | 0.01 | 0.33 | 0.16 | 0.15 | 0.14 | 0.11 | 0.02 | True |  | Non Federally-Regulated | 02/22/2017 |  | 07/27/2021
Juno Lighting, Inc. | Juno | 2LEDTRIM G2 DB **K 90CRI *** ** + 2LEDDRIVER G2 10LM 120 FRPC | Light Emitting Diode | Inseparable Luminaire | Direct Wired | Forward Phase Cut Controls | 68 | 2700 | 0.0016 | 93 | 56 | 268 | 1 | Ambient | 50000 |  |  | 50000 | 0.02 | 19 | 19 | 0.06 | 0 | 0 | 0 | 0 | 0 | 0.3 | 0.01 | 0.01 | 0.01 | 0 | 0 | 1 | 0.05 | 0.03 | 0.03 | 0.02 | 0.01 | True |  | Non Federally-Regulated | 02/22/2017 |  | 07/27/2021
Juno Lighting, Inc. | Juno | 2LEDTRIM G2 DB **K 90CRI *** ** + 2LEDDRIVER G2 10LM MVOLT ZT | Light Emitting Diode | Inseparable Luminaire | Direct Wired | 0-10 VDC Controls | 68 | 2700 | 0.0016 | 93 | 56 | 446 | 1 | Ambient | 50000 |  |  | 50000 | 0.1 | 19 | 19 | 0.06 | 0.02 | 0.01 | 0.01 | 0.01 | 0 | 0.11 | 0.06 | 0.05 | 0.05 | 0.04 | 0.01 | 0.33 | 0.16 | 0.15 | 0.14 | 0.11 | 0.02 | True |  | Non Federally-Regulated | 02/22/2017 |  | 07/27/2021
Juno Lighting, Inc. | Juno | 2LEDTRIM G2 DC **K 90CRI *** ** + 2LEDDRIVER G2 10LM 120 FRPC | Light Emitting Diode | Inseparable Luminaire | Direct Wired | Forward Phase Cut Controls | 62 | 2700 | 0.0016 | 93 | 56 | 268 | 1 | Ambient | 50000 |  |  | 50000 | 0.02 | 19 | 19 | 0.06 | 0 | 0 | 0 | 0 | 0 | 0.3 | 0.01 | 0.01 | 0.01 | 0 | 0 | 1 | 0.05 | 0.03 | 0.03 | 0.02 | 0.01 | True |  | Non Federally-Regulated | 02/22/2017 |  | 07/27/2021
Juno Lighting, Inc. | Juno | 2LEDTRIM G2 DC **K 90CRI *** ** + 2LEDDRIVER G2 10LM MVOLT ZT | Light Emitting Diode | Inseparable Luminaire | Direct Wired | 0-10 VDC Controls | 62 | 2700 | 0.0016 | 93 | 56 | 446 | 1 | Ambient | 50000 |  |  | 50000 | 0.1 | 19 | 19 | 0.06 | 0.02 | 0.01 | 0.01 | 0.01 | 0 | 0.11 | 0.06 | 0.05 | 0.05 | 0.04 | 0.01 | 0.33 | 0.16 | 0.15 | 0.14 | 0.11 | 0.02 | True |  | Non Federally-Regulated | 02/22/2017 |  | 07/27/2021
Juno Lighting, Inc. | Juno | 2LEDTRIM G2 SQ **K 90CRI *** ** + 2LEDDRIVER G2 10LM 120 FRPC | Light Emitting Diode | Inseparable Luminaire | Direct Wired | Forward Phase Cut Controls | 56 | 2700 | 0.0016 | 93 | 56 | 268 | 1 | Ambient | 50000 |  |  | 50000 | 0.02 | 19 | 19 | 0.06 | 0 | 0 | 0 | 0 | 0 | 0.3 | 0.01 | 0.01 | 0.01 | 0 | 0 | 1 | 0.05 | 0.03 | 0.03 | 0.02 | 0.01 | True |  | Non Federally-Regulated | 02/22/2017 |  | 07/27/2021
Juno Lighting, Inc. | Juno | 2LEDTRIM G2 SQ **K 90CRI *** ** + 2LEDDRIVER G2 10LM MVOLT ZT | Light Emitting Diode | Inseparable Luminaire | Direct Wired | 0-10 VDC Controls | 56 | 2700 | 0.0016 | 93 | 56 | 446 | 1 | Ambient | 50000 |  |  | 50000 | 0.1 | 19 | 19 | 0.06 | 0.02 | 0.01 | 0.01 | 0.01 | 0 | 0.11 | 0.06 | 0.05 | 0.05 | 0.04 | 0.01 | 0.33 | 0.16 | 0.15 | 0.14 | 0.11 | 0.02 | True |  | Non Federally-Regulated | 02/22/2017 |  | 07/27/2021
Juno Lighting, Inc. | Juno | 2LEDTRIM G2 SQADJ **K 90CRI *** ** + 2LEDDRIVER G2 10LM 120 FRPC | Light Emitting Diode | Inseparable Luminaire | Direct Wired | Forward Phase Cut Controls | 65 | 2700 | 0.0016 | 93 | 56 | 268 | 1 | Ambient | 50000 |  |  | 50000 | 0.02 | 19 | 19 | 0.06 | 0 | 0 | 0 | 0 | 0 | 0.3 | 0.01 | 0.01 | 0.01 | 0 | 0 | 1 | 0.05 | 0.03 | 0.03 | 0.02 | 0.01 | True |  | Non Federally-Regulated | 02/22/2017 |  | 07/27/2021
Juno Lighting, Inc. | Juno | 2LEDTRIM G2 SQADJ **K 90CRI *** ** + 2LEDDRIVER G2 10LM MVOLT ZT | Light Emitting Diode | Inseparable Luminaire | Direct Wired | 0-10 VDC Controls | 66 | 2700 | 0.0016 | 93 | 56 | 446 | 1 | Ambient | 50000 |  |  | 50000 | 0.1 | 19 | 19 | 0.06 | 0.02 | 0.01 | 0.01 | 0.01 | 0 | 0.11 | 0.06 | 0.05 | 0.05 | 0.04 | 0.01 | 0.33 | 0.16 | 0.15 | 0.14 | 0.11 | 0.02 | True |  | Non Federally-Regulated | 02/22/2017 |  | 07/27/2021
Juno Lighting, Inc. | Juno | IC1RALED G4N 06LM 120 FRPC + 440LED G4N 06LM **K 90CRI *** | Light Emitting Diode | Inseparable Luminaire | Direct Wired | 0-10 VDC Controls | 71 | 2700 | 0.0023 | 92 | 50 | 480 | 1 | Ambient | 50000 |  |  | 50000 | 0.09 | 19 | 19 | 0.06 | 0.02 | 0.01 | 0.01 | 0.01 | 0 | 0.11 | 0.06 | 0.05 | 0.05 | 0.04 | 0.01 | 0.33 | 0.16 | 0.15 | 0.14 | 0.11 | 0.02 | True |  | Non Federally-Regulated | 02/22/2017 |  | 07/27/2021
Juno Lighting, Inc. | Juno | IC22*LED G4 06LM **K 90CRI 120 FRPC + 24 WWH | Light Emitting Diode | Inseparable Luminaire | Direct Wired | Forward Phase Cut Controls | 71 | 2700 | 0.0016 | 91 | 62 | 292 | 1 | Ambient | 50000 |  |  | 50000 | 0 | 19 | 19 | 0.04 | 0 | 0 | 0 | 0 | 0 | 0.29 | 0.01 | 0.01 | 0.01 | 0 | 0 | 1 | 0.1 | 0.07 | 0.05 | 0.04 | 0.02 | True |  | Non Federally-Regulated | 02/22/2017 |  | 07/27/2021
Juno Lighting, Inc. | Juno | IC22*LED G4 06LM **K 90CRI 120 FRPC + 27 ****** | Light Emitting Diode | Inseparable Luminaire | Direct Wired | Forward Phase Cut Controls | 58 | 2700 | 0.0016 | 91 | 62 | 292 | 1 | Ambient | 50000 |  |  | 50000 | 0 | 19 | 19 | 0.04 | 0 | 0 | 0 | 0 | 0 | 0.29 | 0.01 | 0.01 | 0.01 | 0 | 0 | 1 | 0.1 | 0.07 | 0.05 | 0.04 | 0.02 | True |  | Non Federally-Regulated | 02/22/2017 |  | 07/27/2021
Juno Lighting, Inc. | Juno | IC22*LED G4 06LM **K 90CRI 120 FRPC + 24 B**** | Light Emitting Diode | Inseparable Luminaire | Direct Wired | Forward Phase Cut Controls | 57 | 2700 | 0.0016 | 91 | 62 | 292 | 1 | Ambient | 50000 |  |  | 50000 | 0 | 19 | 19 | 0.04 | 0 | 0 | 0 | 0 | 0 | 0.29 | 0.01 | 0.01 | 0.01 | 0 | 0 | 1 | 0.1 | 0.07 | 0.05 | 0.04 | 0.02 | True |  | Non Federally-Regulated | 02/22/2017 |  | 07/27/2021
Juno Lighting, Inc. | Juno | IC22*LED G4 06LM **K 90CRI 120 FRPC + 239 WH | Light Emitting Diode | Inseparable Luminaire | Direct Wired | Forward Phase Cut Controls | 54 | 2700 | 0.0016 | 91 | 62 | 292 | 1 | Ambient | 50000 |  |  | 50000 | 0 | 19 | 19 | 0.04 | 0 | 0 | 0 | 0 | 0 | 0.29 | 0.01 | 0.01 | 0.01 | 0 | 0 | 1 | 0.1 | 0.07 | 0.05 | 0.04 | 0.02 | True |  | Non Federally-Regulated | 02/22/2017 |  | 07/27/2021
Juno Lighting, Inc. | Juno | IC22*LED G4 06LM **K 90CRI 120 FRPC + 27HYP2 ***** | Light Emitting Diode | Inseparable Luminaire | Direct Wired | Forward Phase Cut Controls | 66 | 2700 | 0.0016 | 91 | 62 | 292 | 1 | Ambient | 50000 |  |  | 50000 | 0 | 19 | 19 | 0.04 | 0 | 0 | 0 | 0 | 0 | 0.29 | 0.01 | 0.01 | 0.01 | 0 | 0 | 1 | 0.1 | 0.07 | 0.05 | 0.04 | 0.02 | True |  | Non Federally-Regulated | 02/22/2017 |  | 07/27/2021
Juno Lighting, Inc. | Juno | IC20*LED G4 06LM **K 90CRI 120 FRPC + 205 WWH | Light Emitting Diode | Inseparable Luminaire | Direct Wired | Forward Phase Cut Controls | 61 | 2700 | 0.0016 | 91 | 62 | 292 | 1 | Ambient | 50000 |  |  | 50000 | 0 | 19 | 19 | 0.04 | 0 | 0 | 0 | 0 | 0 | 0.29 | 0.01 | 0.01 | 0.01 | 0 | 0 | 1 | 0.1 | 0.07 | 0.05 | 0.04 | 0.02 | True |  | Non Federally-Regulated | 02/22/2017 |  | 07/27/2021
Juno Lighting, Inc. | Juno | IC20*LED G4 06LM **K 90CRI 120 FRPC + 204 ****** | Light Emitting Diode | Inseparable Luminaire | Direct Wired | Forward Phase Cut Controls | 48 | 2700 | 0.0016 | 91 | 62 | 292 | 1 | Ambient | 50000 |  |  | 50000 | 0 | 19 | 19 | 0.04 | 0 | 0 | 0 | 0 | 0 | 0.29 | 0.01 | 0.01 | 0.01 | 0 | 0 | 1 | 0.1 | 0.07 | 0.05 | 0.04 | 0.02 | True |  | Non Federally-Regulated | 02/22/2017 |  | 07/27/2021
Juno Lighting, Inc. | Juno | IC20*LED G4 06LM **K 90CRI 120 FRPC + 205 B**** | Light Emitting Diode | Inseparable Luminaire | Direct Wired | Forward Phase Cut Controls | 46 | 2700 | 0.0016 | 91 | 62 | 292 | 1 | Ambient | 50000 |  |  | 50000 | 0 | 19 | 19 | 0.04 | 0 | 0 | 0 | 0 | 0 | 0.29 | 0.01 | 0.01 | 0.01 | 0 | 0 | 1 | 0.1 | 0.07 | 0.05 | 0.04 | 0.02 | True |  | Non Federally-Regulated | 02/22/2017 |  | 07/27/2021
Juno Lighting, Inc. | Juno | IC20*LED G4 06LM **K 90CRI 120 FRPC + 210 **** | Light Emitting Diode | Inseparable Luminaire | Direct Wired | Forward Phase Cut Controls | 45 | 2700 | 0.0016 | 91 | 62 | 292 | 1 | Ambient | 50000 |  |  | 50000 | 0 | 19 | 19 | 0.04 | 0 | 0 | 0 | 0 | 0 | 0.29 | 0.01 | 0.01 | 0.01 | 0 | 0 | 1 | 0.1 | 0.07 | 0.05 | 0.04 | 0.02 | True |  | Non Federally-Regulated | 02/22/2017 |  | 07/27/2021
Juno Lighting, Inc. | Juno | IC20*LED G4 06LM **K 90CRI 120 FRPC + 204HYP2 ***** | Light Emitting Diode | Inseparable Luminaire | Direct Wired | Forward Phase Cut Controls | 57 | 2700 | 0.0016 | 91 | 62 | 292 | 1 | Ambient | 50000 |  |  | 50000 | 0 | 19 | 19 | 0.04 | 0 | 0 | 0 | 0 | 0 | 0.29 | 0.01 | 0.01 | 0.01 | 0 | 0 | 1 | 0.1 | 0.07 | 0.05 | 0.04 | 0.02 | True |  | Non Federally-Regulated | 02/22/2017 |  | 07/27/2021
Juno Lighting, Inc. | Juno | IC4RAL 07LM **K **CRI *** MVOLT ZT + 45L WH | Light Emitting Diode | Inseparable Luminaire | Direct Wired | 0-10 VDC Controls | 51 | 2700 | 0.0015 | 94 | 58 | 432 | 1 | Ambient | 50000 |  |  | 50000 | 0.06 | 18 | 19 | 0.06 | 0.02 | 0.02 | 0.02 | 0.01 | 0 | 0.14 | 0.07 | 0.06 | 0.06 | 0.04 | 0.01 | 0.67 | 0.35 | 0.34 | 0.29 | 0.17 | 0.02 | True |  | Non Federally-Regulated | 02/22/2017 |  | 07/27/2021
Juno Lighting, Inc. | Juno | IC4RAL 07LM **K **CRI *** MVOLT ZT + 41LSQ WH | Light Emitting Diode | Inseparable Luminaire | Direct Wired | 0-10 VDC Controls | 56 | 2700 | 0.0015 | 94 | 58 | 432 | 1 | Ambient | 50000 |  |  | 50000 | 0.06 | 18 | 19 | 0.06 | 0.02 | 0.02 | 0.02 | 0.01 | 0 | 0.14 | 0.07 | 0.06 | 0.06 | 0.04 | 0.01 | 0.67 | 0.35 | 0.34 | 0.29 | 0.17 | 0.02 | True |  | Non Federally-Regulated | 02/22/2017 |  | 07/27/2021
Juno Lighting, Inc. | Juno | IC4RAL 07LM **K **CRI *** MVOLT ZT + 41L **** | Light Emitting Diode | Inseparable Luminaire | Direct Wired | 0-10 VDC Controls | 59 | 2700 | 0.0015 | 94 | 58 | 432 | 1 | Ambient | 50000 |  |  | 50000 | 0.06 | 18 | 19 | 0.06 | 0.02 | 0.02 | 0.02 | 0.01 | 0 | 0.14 | 0.07 | 0.06 | 0.06 | 0.04 | 0.01 | 0.67 | 0.35 | 0.34 | 0.29 | 0.17 | 0.02 | True |  | Non Federally-Regulated | 02/22/2017 |  | 07/27/2021
Juno Lighting, Inc. | Juno | IC4RAL 07LM **K **CRI *** MVOLT ZT + 42LSQ BWH | Light Emitting Diode | Inseparable Luminaire | Direct Wired | 0-10 VDC Controls | 60 | 2700 | 0.0015 | 94 | 58 | 432 | 1 | Ambient | 50000 |  |  | 50000 | 0.06 | 18 | 19 | 0.06 | 0.02 | 0.02 | 0.02 | 0.01 | 0 | 0.14 | 0.07 | 0.06 | 0.06 | 0.04 | 0.01 | 0.67 | 0.35 | 0.34 | 0.29 | 0.17 | 0.02 | True |  | Non Federally-Regulated | 02/22/2017 |  | 07/27/2021
Juno Lighting, Inc. | Juno | IC4RAL 07LM **K **CRI *** MVOLT ZT + 47LSQ BWH | Light Emitting Diode | Inseparable Luminaire | Direct Wired | 0-10 VDC Controls | 64 | 2700 | 0.0015 | 94 | 58 | 432 | 1 | Ambient | 50000 |  |  | 50000 | 0.06 | 18 | 19 | 0.06 | 0.02 | 0.02 | 0.02 | 0.01 | 0 | 0.14 | 0.07 | 0.06 | 0.06 | 0.04 | 0.01 | 0.67 | 0.35 | 0.34 | 0.29 | 0.17 | 0.02 | True |  | Non Federally-Regulated | 02/22/2017 |  | 07/27/2021
Juno Lighting, Inc. | Juno | IC4RAL 07LM **K **CRI *** MVOLT ZT + 46L ******* | Light Emitting Diode | Inseparable Luminaire | Direct Wired | 0-10 VDC Controls | 77 | 2700 | 0.0015 | 94 | 58 | 432 | 1 | Ambient | 50000 |  |  | 50000 | 0.06 | 18 | 19 | 0.06 | 0.02 | 0.02 | 0.02 | 0.01 | 0 | 0.14 | 0.07 | 0.06 | 0.06 | 0.04 | 0.01 | 0.67 | 0.35 | 0.34 | 0.29 | 0.17 | 0.02 | True |  | Non Federally-Regulated | 02/22/2017 |  | 07/27/2021
Juno Lighting, Inc. | Juno | IC4RAL 07LM **K **CRI *** MVOLT ZT + 48L ******* | Light Emitting Diode | Inseparable Luminaire | Direct Wired | 0-10 VDC Controls | 76 | 2700 | 0.0015 | 94 | 58 | 432 | 1 | Ambient | 50000 |  |  | 50000 | 0.06 | 18 | 19 | 0.06 | 0.02 | 0.02 | 0.02 | 0.01 | 0 | 0.14 | 0.07 | 0.06 | 0.06 | 0.04 | 0.01 | 0.67 | 0.35 | 0.34 | 0.29 | 0.17 | 0.02 | True |  | Non Federally-Regulated | 02/22/2017 |  | 07/27/2021
Juno Lighting, Inc. | Juno | IC4RAL 07LM **K **CRI *** MVOLT ZT + 42L BWH | Light Emitting Diode | Inseparable Luminaire | Direct Wired | 0-10 VDC Controls | 68 | 2700 | 0.0015 | 94 | 58 | 432 | 1 | Ambient | 50000 |  |  | 50000 | 0.06 | 18 | 19 | 0.06 | 0.02 | 0.02 | 0.02 | 0.01 | 0 | 0.14 | 0.07 | 0.06 | 0.06 | 0.04 | 0.01 | 0.67 | 0.35 | 0.34 | 0.29 | 0.17 | 0.02 | True |  | Non Federally-Regulated | 02/22/2017 |  | 07/27/2021
Juno Lighting, Inc. | Juno | IC4RAL 07LM **K **CRI *** MVOLT ZT + 47L BWH | Light Emitting Diode | Inseparable Luminaire | Direct Wired | 0-10 VDC Controls | 68 | 2700 | 0.0015 | 94 | 58 | 432 | 1 | Ambient | 50000 |  |  | 50000 | 0.06 | 18 | 19 | 0.06 | 0.02 | 0.02 | 0.02 | 0.01 | 0 | 0.14 | 0.07 | 0.06 | 0.06 | 0.04 | 0.01 | 0.67 | 0.35 | 0.34 | 0.29 | 0.17 | 0.02 | True |  | Non Federally-Regulated | 02/22/2017 |  | 07/27/2021
Juno Lighting, Inc. | Juno | IC4RAL 07LM **K **CRI *** 120 FRPC + 45L WH | Light Emitting Diode | Inseparable Luminaire | Direct Wired | Forward Phase Cut Controls | 47 | 2700 | 0.0015 | 91 | 53 | 460 | 1 | Ambient | 50000 |  |  | 50000 | 0.08 | 13 | 20 | 0.06 | 0 | 0 | 0 | 0 | 0 | 0.3 | 0.01 | 0.01 | 0.01 | 0 | 0 | 1 | 0.05 | 0.03 | 0.03 | 0.02 | 0.01 | True |  | Non Federally-Regulated | 02/22/2017 |  | 07/27/2021
Juno Lighting, Inc. | Juno | IC4RAL 07LM **K **CRI *** 120 FRPC + 41LSQ WH | Light Emitting Diode | Inseparable Luminaire | Direct Wired | Forward Phase Cut Controls | 52 | 2700 | 0.0015 | 91 | 53 | 460 | 1 | Ambient | 50000 |  |  | 50000 | 0.08 | 13 | 20 | 0.06 | 0 | 0 | 0 | 0 | 0 | 0.3 | 0.01 | 0.01 | 0.01 | 0 | 0 | 1 | 0.05 | 0.03 | 0.03 | 0.02 | 0.01 | True |  | Non Federally-Regulated | 02/22/2017 |  | 07/27/2021
Juno Lighting, Inc. | Juno | IC4RAL 07LM **K **CRI *** 120 FRPC + 41L **** | Light Emitting Diode | Inseparable Luminaire | Direct Wired | Forward Phase Cut Controls | 55 | 2700 | 0.0015 | 91 | 53 | 460 | 1 | Ambient | 50000 |  |  | 50000 | 0.08 | 13 | 20 | 0.06 | 0 | 0 | 0 | 0 | 0 | 0.3 | 0.01 | 0.01 | 0.01 | 0 | 0 | 1 | 0.05 | 0.03 | 0.03 | 0.02 | 0.01 | True |  | Non Federally-Regulated | 02/22/2017 |  | 07/27/2021
Juno Lighting, Inc. | Juno | IC4RAL 07LM **K **CRI *** 120 FRPC + 42LSQ BWH | Light Emitting Diode | Inseparable Luminaire | Direct Wired | Forward Phase Cut Controls | 56 | 2700 | 0.0015 | 91 | 53 | 460 | 1 | Ambient | 50000 |  |  | 50000 | 0.08 | 13 | 20 | 0.06 | 0 | 0 | 0 | 0 | 0 | 0.3 | 0.01 | 0.01 | 0.01 | 0 | 0 | 1 | 0.05 | 0.03 | 0.03 | 0.02 | 0.01 | True |  | Non Federally-Regulated | 02/22/2017 |  | 07/27/2021
Juno Lighting, Inc. | Juno | IC4RAL 07LM **K **CRI *** 120 FRPC + 47LSQ BWH | Light Emitting Diode | Inseparable Luminaire | Direct Wired | Forward Phase Cut Controls | 60 | 2700 | 0.0015 | 91 | 53 | 460 | 1 | Ambient | 50000 |  |  | 50000 | 0.08 | 13 | 20 | 0.06 | 0 | 0 | 0 | 0 | 0 | 0.3 | 0.01 | 0.01 | 0.01 | 0 | 0 | 1 | 0.05 | 0.03 | 0.03 | 0.02 | 0.01 | True |  | Non Federally-Regulated | 02/22/2017 |  | 07/27/2021
Juno Lighting, Inc. | Juno | IC4RAL 07LM **K **CRI *** 120 FRPC + 46L ******* | Light Emitting Diode | Inseparable Luminaire | Direct Wired | Forward Phase Cut Controls | 72 | 2700 | 0.0015 | 91 | 53 | 460 | 1 | Ambient | 50000 |  |  | 50000 | 0.08 | 13 | 20 | 0.06 | 0 | 0 | 0 | 0 | 0 | 0.3 | 0.01 | 0.01 | 0.01 | 0 | 0 | 1 | 0.05 | 0.03 | 0.03 | 0.02 | 0.01 | True |  | Non Federally-Regulated | 02/22/2017 |  | 07/27/2021
Juno Lighting, Inc. | Juno | IC4RAL 07LM **K **CRI *** 120 FRPC + 48L ******* | Light Emitting Diode | Inseparable Luminaire | Direct Wired | Forward Phase Cut Controls | 71 | 2700 | 0.0015 | 91 | 53 | 460 | 1 | Ambient | 50000 |  |  | 50000 | 0.08 | 13 | 20 | 0.06 | 0 | 0 | 0 | 0 | 0 | 0.3 | 0.01 | 0.01 | 0.01 | 0 | 0 | 1 | 0.05 | 0.03 | 0.03 | 0.02 | 0.01 | True |  | Non Federally-Regulated | 02/22/2017 |  | 07/27/2021
Juno Lighting, Inc. | Juno | IC4RAL 07LM **K **CRI *** 120 FRPC + 42L BWH | Light Emitting Diode | Inseparable Luminaire | Direct Wired | Forward Phase Cut Controls | 64 | 2700 | 0.0015 | 91 | 53 | 460 | 1 | Ambient | 50000 |  |  | 50000 | 0.08 | 13 | 20 | 0.06 | 0 | 0 | 0 | 0 | 0 | 0.3 | 0.01 | 0.01 | 0.01 | 0 | 0 | 1 | 0.05 | 0.03 | 0.03 | 0.02 | 0.01 | True |  | Non Federally-Regulated | 02/22/2017 |  | 07/27/2021
Juno Lighting, Inc. | Juno | IC4RAL 07LM **K **CRI *** 120 FRPC + 47L BWH | Light Emitting Diode | Inseparable Luminaire | Direct Wired | Forward Phase Cut Controls | 63 | 2700 | 0.0015 | 91 | 53 | 460 | 1 | Ambient | 50000 |  |  | 50000 | 0.08 | 13 | 20 | 0.06 | 0 | 0 | 0 | 0 | 0 | 0.3 | 0.01 | 0.01 | 0.01 | 0 | 0 | 1 | 0.05 | 0.03 | 0.03 | 0.02 | 0.01 | True |  | Non Federally-Regulated | 02/22/2017 |  | 07/27/2021
Juno Lighting, Inc. | Aculux | AX2 ** 08LM 30K 90CRI **D FPC 120 ICAT + 2*** *** **** | Light Emitting Diode | Inseparable Luminaire | Direct Wired | Forward Phase Cut Controls | 54 | 3000 | 0.001 | 91 | 53 | 460 | 1 | Ambient | 42000 |  |  | 42000 | 0.08 | 13 | 20 | 0.03 | 0 | 0 | 0 | 0 | 0 | 0.22 | 0.01 | 0.01 | 0.01 | 0.01 | 0 | 1 | 0.13 | 0.07 | 0.06 | 0.05 | 0.03 | True |  | Non Federally-Regulated | 02/22/2017 |  | 07/27/2021
Juno Lighting, Inc. | Aculux | AX2 ** 08LM 30K 90CRI **D ZT MVOLT ICAT + 2*** *** **** | Light Emitting Diode | Inseparable Luminaire | Direct Wired | 0-10 VDC Controls | 54 | 3000 | 0.0015 | 91 | 50 | 490 | 1 | Ambient | 42000 |  |  | 42000 | 0.05 | 18 | 20 | 0.02 | 0.01 | 0.01 | 0 | 0 | 0 | 0.06 | 0.01 | 0.01 | 0.01 | 0.01 | 0 | 1 | 0.19 | 0.14 | 0.13 | 0.09 | 0.06 | True |  | Non Federally-Regulated | 02/22/2017 |  | 07/27/2021
Juno Lighting, Inc. | Aculux | AX2 ** 12LM 30K 90CRI **D FPC 120 ICAT + 2*** *** **** | Light Emitting Diode | Inseparable Luminaire | Direct Wired | Forward Phase Cut Controls | 48 | 3000 | 0.0003 | 90 | 50 | 224 | 1 | Ambient | 25000 |  |  | 25000 | 0.02 | 18 | 21 | 0.05 | 0 | 0 | 0 | 0 | 0 | 0.27 | 0.01 | 0.01 | 0.01 | 0.01 | 0 | 1 | 0.2 | 0.13 | 0.1 | 0.09 | 0.05 | True |  | Non Federally-Regulated | 02/22/2017 |  | 07/27/2021
Juno Lighting, Inc. | Aculux | AX2 ** 12LM 30K 90CRI **D ZT MVOLT ICAT + 2*** *** **** | Light Emitting Diode | Inseparable Luminaire | Direct Wired | 0-10 VDC Controls | 48 | 3000 | 0.0008 | 91 | 51 | 476 | 1 | Ambient | 25000 |  |  | 25000 | 0.05 | 16 | 20 | 0.04 | 0 | 0 | 0 | 0 | 0 | 0.06 | 0.01 | 0.01 | 0.01 | 0.01 | 0 | 1 | 0.16 | 0.11 | 0.1 | 0.07 | 0.04 | True |  | Non Federally-Regulated | 02/22/2017 |  | 07/27/2021
Juno Lighting, Inc. | Aculux | AX4 A 12LM **K 90CRI **D FPC 120 ICAT | Light Emitting Diode | Inseparable Luminaire | Direct Wired | Forward Phase Cut Controls | 59 | 2700 | 0.0031 | 92 | 53 | 248 | 1 | Ambient | 50000 |  |  | 50000 | 0.02 | 14 | 21 | 0.05 | 0 | 0 | 0 | 0 | 0 | 0.18 | 0.01 | 0.01 | 0.01 | 0.01 | 0 | 0.41 | 0.03 | 0.02 | 0.02 | 0.01 | 0.01 | True |  | Non Federally-Regulated | 02/22/2017 |  | 07/27/2021
Juno Lighting, Inc. | Aculux | AX4 A 17LM **K 90CRI **D FPC 120 ICAT | Light Emitting Diode | Inseparable Luminaire | Direct Wired | Forward Phase Cut Controls | 56 | 2700 | 0.0031 | 92 | 53 | 248 | 1 | Ambient | 50000 |  |  | 50000 | 0.02 | 14 | 21 | 0.05 | 0 | 0 | 0 | 0 | 0 | 0.18 | 0.01 | 0.01 | 0.01 | 0.01 | 0 | 0.41 | 0.03 | 0.02 | 0.02 | 0.01 | 0.01 | True |  | Non Federally-Regulated | 02/22/2017 |  | 07/27/2021
Juno Lighting, Inc. | Aculux | AX4 A 22LM **K 90CRI **D FPC 120 ICAT | Light Emitting Diode | Inseparable Luminaire | Direct Wired | Forward Phase Cut Controls | 52 | 2700 | 0.0031 | 92 | 53 | 248 | 1 | Ambient | 50000 |  |  | 50000 | 0.02 | 14 | 21 | 0.05 | 0 | 0 | 0 | 0 | 0 | 0.18 | 0.01 | 0.01 | 0.01 | 0.01 | 0 | 0.41 | 0.03 | 0.02 | 0.02 | 0.01 | 0.01 | True |  | Non Federally-Regulated | 02/22/2017 |  | 07/27/2021
Juno Lighting, Inc. | Aculux | AX4 A 27LM **K 90CRI **D FPC 120 ICAT | Light Emitting Diode | Inseparable Luminaire | Direct Wired | Forward Phase Cut Controls | 46 | 2700 | 0.0031 | 92 | 53 | 248 | 1 | Ambient | 50000 |  |  | 50000 | 0.02 | 14 | 21 | 0.05 | 0 | 0 | 0 | 0 | 0 | 0.18 | 0.01 | 0.01 | 0.01 | 0.01 | 0 | 0.41 | 0.03 | 0.02 | 0.02 | 0.01 | 0.01 | True |  | Non Federally-Regulated | 02/22/2017 |  | 07/27/2021
Juno Lighting, Inc. | Aculux | AX4SQ A 12LM **K 90CRI **D FPC 120 ICAT | Light Emitting Diode | Inseparable Luminaire | Direct Wired | Forward Phase Cut Controls | 57 | 2700 | 0.0031 | 92 | 53 | 248 | 1 | Ambient | 50000 |  |  | 50000 | 0.02 | 14 | 21 | 0.05 | 0 | 0 | 0 | 0 | 0 | 0.18 | 0.01 | 0.01 | 0.01 | 0.01 | 0 | 0.41 | 0.03 | 0.02 | 0.02 | 0.01 | 0.01 | True |  | Non Federally-Regulated | 02/22/2017 |  | 07/27/2021
Juno Lighting, Inc. | Aculux | AX4SQ A 17LM **K 90CRI **D FPC 120 ICAT | Light Emitting Diode | Inseparable Luminaire | Direct Wired | Forward Phase Cut Controls | 55 | 2700 | 0.0031 | 92 | 53 | 248 | 1 | Ambient | 50000 |  |  | 50000 | 0.02 | 14 | 21 | 0.05 | 0 | 0 | 0 | 0 | 0 | 0.18 | 0.01 | 0.01 | 0.01 | 0.01 | 0 | 0.41 | 0.03 | 0.02 | 0.02 | 0.01 | 0.01 | True |  | Non Federally-Regulated | 02/22/2017 |  | 07/27/2021
Juno Lighting, Inc. | Aculux | AX4SQ A 22LM **K 90CRI **D FPC 120 ICAT | Light Emitting Diode | Inseparable Luminaire | Direct Wired | Forward Phase Cut Controls | 50 | 2700 | 0.0031 | 92 | 53 | 248 | 1 | Ambient | 50000 |  |  | 50000 | 0.02 | 14 | 21 | 0.05 | 0 | 0 | 0 | 0 | 0 | 0.18 | 0.01 | 0.01 | 0.01 | 0.01 | 0 | 0.41 | 0.03 | 0.02 | 0.02 | 0.01 | 0.01 | True |  | Non Federally-Regulated | 02/22/2017 |  | 07/27/2021
Juno Lighting, Inc. | Aculux | AX4SQ A 27LM **K 90CRI **D FPC 120 ICAT | Light Emitting Diode | Inseparable Luminaire | Direct Wired | Forward Phase Cut Controls | 45 | 2700 | 0.0031 | 92 | 53 | 248 | 1 | Ambient | 50000 |  |  | 50000 | 0.02 | 14 | 21 | 0.05 | 0 | 0 | 0 | 0 | 0 | 0.18 | 0.01 | 0.01 | 0.01 | 0.01 | 0 | 0.41 | 0.03 | 0.02 | 0.02 | 0.01 | 0.01 | True |  | Non Federally-Regulated | 02/22/2017 |  | 07/27/2021
Juno Lighting, Inc. | Aculux | AX4 A 12LM **K 90CRI **D DALI MVOLT ICAT | Light Emitting Diode | Inseparable Luminaire | Direct Wired | Direct Digital Controls | 59 | 2700 | 0.0031 | 92 | 53 | 416 | 1 | Ambient | 50000 |  |  | 50000 | 0 | 14 | 18 | 0.09 | 0.02 | 0.01 | 0 | 0 | 0 | 1 | 0.16 | 0.09 | 0.02 | 0 | 0 | 1 | 0.2 | 0.16 | 0.13 | 0.03 | 0.02 | True |  | Non Federally-Regulated | 02/22/2017 |  | 07/27/2021
Juno Lighting, Inc. | Aculux | AX4 A 17LM **K 90CRI **D DALI MVOLT ICAT | Light Emitting Diode | Inseparable Luminaire | Direct Wired | Direct Digital Controls | 56 | 2700 | 0.0031 | 92 | 53 | 416 | 1 | Ambient | 50000 |  |  | 50000 | 0 | 14 | 18 | 0.09 | 0.02 | 0.01 | 0 | 0 | 0 | 1 | 0.16 | 0.09 | 0.02 | 0 | 0 | 1 | 0.2 | 0.16 | 0.13 | 0.03 | 0.02 | True |  | Non Federally-Regulated | 02/22/2017 |  | 07/27/2021
Juno Lighting, Inc. | Aculux | AX4 A 22LM **K 90CRI **D DALI MVOLT ICAT | Light Emitting Diode | Inseparable Luminaire | Direct Wired | Direct Digital Controls | 52 | 2700 | 0.0031 | 92 | 53 | 416 | 1 | Ambient | 50000 |  |  | 50000 | 0 | 14 | 18 | 0.09 | 0.02 | 0.01 | 0 | 0 | 0 | 1 | 0.16 | 0.09 | 0.02 | 0 | 0 | 1 | 0.2 | 0.16 | 0.13 | 0.03 | 0.02 | True |  | Non Federally-Regulated | 02/22/2017 |  | 07/27/2021
Juno Lighting, Inc. | Aculux | AX4 A 27LM **K 90CRI **D DALI MVOLT ICAT | Light Emitting Diode | Inseparable Luminaire | Direct Wired | Direct Digital Controls | 46 | 2700 | 0.0031 | 92 | 53 | 416 | 1 | Ambient | 50000 |  |  | 50000 | 0 | 14 | 18 | 0.09 | 0.02 | 0.01 | 0 | 0 | 0 | 1 | 0.16 | 0.09 | 0.02 | 0 | 0 | 1 | 0.2 | 0.16 | 0.13 | 0.03 | 0.02 | True |  | Non Federally-Regulated | 02/22/2017 |  | 07/27/2021
Juno Lighting, Inc. | Aculux | AX4SQ A 12LM **K 90CRI **D DALI MVOLT ICAT | Light Emitting Diode | Inseparable Luminaire | Direct Wired | Direct Digital Controls | 57 | 2700 | 0.0031 | 92 | 53 | 416 | 1 | Ambient | 50000 |  |  | 50000 | 0 | 14 | 18 | 0.09 | 0.02 | 0.01 | 0 | 0 | 0 | 1 | 0.16 | 0.09 | 0.02 | 0 | 0 | 1 | 0.2 | 0.16 | 0.13 | 0.03 | 0.02 | True |  | Non Federally-Regulated | 02/22/2017 |  | 07/27/2021
Juno Lighting, Inc. | Aculux | AX4SQ A 17LM **K 90CRI **D DALI MVOLT ICAT | Light Emitting Diode | Inseparable Luminaire | Direct Wired | Direct Digital Controls | 55 | 2700 | 0.0031 | 92 | 53 | 416 | 1 | Ambient | 50000 |  |  | 50000 | 0 | 14 | 18 | 0.09 | 0.02 | 0.01 | 0 | 0 | 0 | 1 | 0.16 | 0.09 | 0.02 | 0 | 0 | 1 | 0.2 | 0.16 | 0.13 | 0.03 | 0.02 | True |  | Non Federally-Regulated | 02/22/2017 |  | 07/27/2021
Juno Lighting, Inc. | Aculux | AX4SQ A 22LM **K 90CRI **D DALI MVOLT ICAT | Light Emitting Diode | Inseparable Luminaire | Direct Wired | Direct Digital Controls | 50 | 2700 | 0.0031 | 92 | 53 | 416 | 1 | Ambient | 50000 |  |  | 50000 | 0 | 14 | 18 | 0.09 | 0.02 | 0.01 | 0 | 0 | 0 | 1 | 0.16 | 0.09 | 0.02 | 0 | 0 | 1 | 0.2 | 0.16 | 0.13 | 0.03 | 0.02 | True |  | Non Federally-Regulated | 02/22/2017 |  | 07/27/2021
Juno Lighting, Inc. | Aculux | AX4SQ A 27LM **K 90CRI **D DALI MVOLT ICAT | Light Emitting Diode | Inseparable Luminaire | Direct Wired | Direct Digital Controls | 45 | 2700 | 0.0031 | 92 | 53 | 416 | 1 | Ambient | 50000 |  |  | 50000 | 0 | 14 | 18 | 0.09 | 0.02 | 0.01 | 0 | 0 | 0 | 1 | 0.16 | 0.09 | 0.02 | 0 | 0 | 1 | 0.2 | 0.16 | 0.13 | 0.03 | 0.02 | True |  | Non Federally-Regulated | 02/22/2017 |  | 07/27/2021
Juno Lighting, Inc. | Aculux | AX4 A 12LM **K 90CRI **D DMXR MVOLT ICAT | Light Emitting Diode | Inseparable Luminaire | Direct Wired | Direct Digital Controls | 59 | 2700 | 0.0032 | 92 | 53 | 440 | 1 | Ambient | 50000 |  |  | 50000 | 0 | 14 | 18 | 0.09 | 0.07 | 0.08 | 0.01 | 0 | 0 | 1 | 0.27 | 0.14 | 0.05 | 0.01 | 0.01 | 1 | 0.57 | 0.5 | 0.08 | 0.02 | 0.01 | True |  | Non Federally-Regulated | 02/22/2017 |  | 07/27/2021
Juno Lighting, Inc. | Aculux | AX4 A 17LM **K 90CRI **D DMXR MVOLT ICAT | Light Emitting Diode | Inseparable Luminaire | Direct Wired | Direct Digital Controls | 56 | 2700 | 0.0032 | 92 | 53 | 440 | 1 | Ambient | 50000 |  |  | 50000 | 0 | 14 | 18 | 0.09 | 0.07 | 0.08 | 0.01 | 0 | 0 | 1 | 0.27 | 0.14 | 0.05 | 0.01 | 0.01 | 1 | 0.57 | 0.5 | 0.08 | 0.02 | 0.01 | True |  | Non Federally-Regulated | 02/22/2017 |  | 07/27/2021
Juno Lighting, Inc. | Aculux | AX4 A 22LM **K 90CRI **D DMXR MVOLT ICAT | Light Emitting Diode | Inseparable Luminaire | Direct Wired | Direct Digital Controls | 52 | 2700 | 0.0032 | 92 | 53 | 440 | 1 | Ambient | 50000 |  |  | 50000 | 0 | 14 | 18 | 0.09 | 0.07 | 0.08 | 0.01 | 0 | 0 | 1 | 0.27 | 0.14 | 0.05 | 0.01 | 0.01 | 1 | 0.57 | 0.5 | 0.08 | 0.02 | 0.01 | True |  | Non Federally-Regulated | 02/22/2017 |  | 07/27/2021
Juno Lighting, Inc. | Aculux | AX4 A 27LM **K 90CRI **D DMXR MVOLT ICAT | Light Emitting Diode | Inseparable Luminaire | Direct Wired | Direct Digital Controls | 46 | 2700 | 0.0032 | 92 | 53 | 440 | 1 | Ambient | 50000 |  |  | 50000 | 0 | 14 | 18 | 0.09 | 0.07 | 0.08 | 0.01 | 0 | 0 | 1 | 0.27 | 0.14 | 0.05 | 0.01 | 0.01 | 1 | 0.57 | 0.5 | 0.08 | 0.02 | 0.01 | True |  | Non Federally-Regulated | 02/22/2017 |  | 07/27/2021
Juno Lighting, Inc. | Aculux | AX4SQ A 12LM **K 90CRI **D DMXR MVOLT ICAT | Light Emitting Diode | Inseparable Luminaire | Direct Wired | Direct Digital Controls | 57 | 2700 | 0.0032 | 92 | 53 | 440 | 1 | Ambient | 50000 |  |  | 50000 | 0 | 14 | 18 | 0.09 | 0.07 | 0.08 | 0.01 | 0 | 0 | 1 | 0.27 | 0.14 | 0.05 | 0.01 | 0.01 | 1 | 0.57 | 0.5 | 0.08 | 0.02 | 0.01 | True |  | Non Federally-Regulated | 02/22/2017 |  | 07/27/2021
Juno Lighting, Inc. | Aculux | AX4SQ A 17LM **K 90CRI **D DMXR MVOLT ICAT | Light Emitting Diode | Inseparable Luminaire | Direct Wired | Direct Digital Controls | 55 | 2700 | 0.0032 | 92 | 53 | 440 | 1 | Ambient | 50000 |  |  | 50000 | 0 | 14 | 18 | 0.09 | 0.07 | 0.08 | 0.01 | 0 | 0 | 1 | 0.27 | 0.14 | 0.05 | 0.01 | 0.01 | 1 | 0.57 | 0.5 | 0.08 | 0.02 | 0.01 | True |  | Non Federally-Regulated | 02/22/2017 |  | 07/27/2021
Juno Lighting, Inc. | Aculux | AX4SQ A 22LM **K 90CRI **D DMXR MVOLT ICAT | Light Emitting Diode | Inseparable Luminaire | Direct Wired | Direct Digital Controls | 50 | 2700 | 0.0032 | 92 | 53 | 440 | 1 | Ambient | 50000 |  |  | 50000 | 0 | 14 | 18 | 0.09 | 0.07 | 0.08 | 0.01 | 0 | 0 | 1 | 0.27 | 0.14 | 0.05 | 0.01 | 0.01 | 1 | 0.57 | 0.5 | 0.08 | 0.02 | 0.01 | True |  | Non Federally-Regulated | 02/22/2017 |  | 07/27/2021
Juno Lighting, Inc. | Aculux | AX4SQ A 27LM **K 90CRI **D DMXR MVOLT ICAT | Light Emitting Diode | Inseparable Luminaire | Direct Wired | Direct Digital Controls | 45 | 2700 | 0.0032 | 92 | 53 | 440 | 1 | Ambient | 50000 |  |  | 50000 | 0 | 14 | 18 | 0.09 | 0.07 | 0.08 | 0.01 | 0 | 0 | 1 | 0.27 | 0.14 | 0.05 | 0.01 | 0.01 | 1 | 0.57 | 0.5 | 0.08 | 0.02 | 0.01 | True |  | Non Federally-Regulated | 02/22/2017 |  | 07/27/2021
Juno Lighting, Inc. | Juno | IC22*LED G4 09LM **K 90CRI 120 FRPC + 24 WWH | Light Emitting Diode | Inseparable Luminaire | Direct Wired | Forward Phase Cut Controls | 84 | 2700 | 0.0029 | 93 | 65 | 268 | 1 | Ambient | 50000 |  |  | 50000 | 0.02 | 20 | 19 | 0.08 | 0.01 | 0 | 0 | 0 | 0 | 0.33 | 0.01 | 0.01 | 0.01 | 0 | 0 | 1 | 0.05 | 0.04 | 0.02 | 0.02 | 0.01 | True |  | Non Federally-Regulated | 02/22/2017 |  | 07/27/2021
Juno Lighting, Inc. | Juno | IC22*LED G4 09LM **K 90CRI 120 FRPC + 27 ****** | Light Emitting Diode | Inseparable Luminaire | Direct Wired | Forward Phase Cut Controls | 68 | 2700 | 0.0029 | 93 | 65 | 268 | 1 | Ambient | 50000 |  |  | 50000 | 0.02 | 20 | 19 | 0.08 | 0.01 | 0 | 0 | 0 | 0 | 0.33 | 0.01 | 0.01 | 0.01 | 0 | 0 | 1 | 0.05 | 0.04 | 0.02 | 0.02 | 0.01 | True |  | Non Federally-Regulated | 02/22/2017 |  | 07/27/2021
Juno Lighting, Inc. | Juno | IC22*LED G4 09LM **K 90CRI 120 FRPC + 24 B**** | Light Emitting Diode | Inseparable Luminaire | Direct Wired | Forward Phase Cut Controls | 67 | 2700 | 0.0029 | 93 | 65 | 268 | 1 | Ambient | 50000 |  |  | 50000 | 0.02 | 20 | 19 | 0.08 | 0.01 | 0 | 0 | 0 | 0 | 0.33 | 0.01 | 0.01 | 0.01 | 0 | 0 | 1 | 0.05 | 0.04 | 0.02 | 0.02 | 0.01 | True |  | Non Federally-Regulated | 02/22/2017 |  | 07/27/2021
Juno Lighting, Inc. | Juno | IC22*LED G4 09LM **K 90CRI 120 FRPC + 239 WH | Light Emitting Diode | Inseparable Luminaire | Direct Wired | Forward Phase Cut Controls | 64 | 2700 | 0.0029 | 93 | 65 | 268 | 1 | Ambient | 50000 |  |  | 50000 | 0.02 | 20 | 19 | 0.08 | 0.01 | 0 | 0 | 0 | 0 | 0.33 | 0.01 | 0.01 | 0.01 | 0 | 0 | 1 | 0.05 | 0.04 | 0.02 | 0.02 | 0.01 | True |  | Non Federally-Regulated | 02/22/2017 |  | 07/27/2021
Juno Lighting, Inc. | Juno | IC22*LED G4 09LM **K 90CRI 120 FRPC + 27HYP3 ***** | Light Emitting Diode | Inseparable Luminaire | Direct Wired | Forward Phase Cut Controls | 83 | 2700 | 0.0029 | 93 | 65 | 268 | 1 | Ambient | 50000 |  |  | 50000 | 0.02 | 20 | 19 | 0.08 | 0.01 | 0 | 0 | 0 | 0 | 0.33 | 0.01 | 0.01 | 0.01 | 0 | 0 | 1 | 0.05 | 0.04 | 0.02 | 0.02 | 0.01 | True |  | Non Federally-Regulated | 02/22/2017 |  | 07/27/2021
Juno Lighting, Inc. | Juno | IC20*LED G4 09LM **K 90CRI 120 FRPC + 205 WWH | Light Emitting Diode | Inseparable Luminaire | Direct Wired | Forward Phase Cut Controls | 77 | 2700 | 0.0029 | 93 | 65 | 268 | 1 | Ambient | 50000 |  |  | 50000 | 0.02 | 20 | 19 | 0.08 | 0.01 | 0 | 0 | 0 | 0 | 0.33 | 0.01 | 0.01 | 0.01 | 0 | 0 | 1 | 0.05 | 0.04 | 0.02 | 0.02 | 0.01 | True |  | Non Federally-Regulated | 02/22/2017 |  | 07/27/2021
Juno Lighting, Inc. | Juno | IC20*LED G4 09LM **K 90CRI 120 FRPC + 204 ****** | Light Emitting Diode | Inseparable Luminaire | Direct Wired | Forward Phase Cut Controls | 60 | 2700 | 0.0029 | 93 | 65 | 268 | 1 | Ambient | 50000 |  |  | 50000 | 0.02 | 20 | 19 | 0.08 | 0.01 | 0 | 0 | 0 | 0 | 0.33 | 0.01 | 0.01 | 0.01 | 0 | 0 | 1 | 0.05 | 0.04 | 0.02 | 0.02 | 0.01 | True |  | Non Federally-Regulated | 02/22/2017 |  | 07/27/2021
Juno Lighting, Inc. | Juno | IC20*LED G4 09LM **K 90CRI 120 FRPC + 205 B**** | Light Emitting Diode | Inseparable Luminaire | Direct Wired | Forward Phase Cut Controls | 57 | 2700 | 0.0029 | 93 | 65 | 268 | 1 | Ambient | 50000 |  |  | 50000 | 0.02 | 20 | 19 | 0.08 | 0.01 | 0 | 0 | 0 | 0 | 0.33 | 0.01 | 0.01 | 0.01 | 0 | 0 | 1 | 0.05 | 0.04 | 0.02 | 0.02 | 0.01 | True |  | Non Federally-Regulated | 02/22/2017 |  | 07/27/2021
Juno Lighting, Inc. | Juno | IC20*LED G4 09LM **K 90CRI 120 FRPC + 210 **** | Light Emitting Diode | Inseparable Luminaire | Direct Wired | Forward Phase Cut Controls | 57 | 2700 | 0.0029 | 93 | 65 | 268 | 1 | Ambient | 50000 |  |  | 50000 | 0.02 | 20 | 19 | 0.08 | 0.01 | 0 | 0 | 0 | 0 | 0.33 | 0.01 | 0.01 | 0.01 | 0 | 0 | 1 | 0.05 | 0.04 | 0.02 | 0.02 | 0.01 | True |  | Non Federally-Regulated | 02/22/2017 |  | 07/27/2021
Juno Lighting, Inc. | Juno | IC20*LED G4 09LM **K 90CRI 120 FRPC + 204HYP3 ***** | Light Emitting Diode | Inseparable Luminaire | Direct Wired | Forward Phase Cut Controls | 71 | 2700 | 0.0029 | 93 | 65 | 268 | 1 | Ambient | 50000 |  |  | 50000 | 0.02 | 20 | 19 | 0.08 | 0.01 | 0 | 0 | 0 | 0 | 0.33 | 0.01 | 0.01 | 0.01 | 0 | 0 | 1 | 0.05 | 0.04 | 0.02 | 0.02 | 0.01 | True |  | Non Federally-Regulated | 02/22/2017 |  | 07/27/2021
Juno Lighting, Inc. | Juno | IC926LED WD G4 09LM 30K 90CRI 120 FRPC + 620 ***** | Light Emitting Diode | Inseparable Luminaire | Direct Wired | Reverse Phase Cut Controls | 54 | 3000 | 0.0027 | 94 | 60 | 251 | 1 | Ambient | 25000 |  |  | 25000 | 0.01 | 19 | 19 | 0.08 | 0 | 0 | 0 | 0 | 0 | 1 | 0.02 | 0.01 | 0.01 | 0 | 0 | 1 | 0.06 | 0.03 | 0.02 | 0.01 | 0.01 | True |  | Non Federally-Regulated | 02/22/2017 |  | 07/27/2021
Juno Lighting, Inc. | Juno | IC926LED WD G4 09LM 30K 90CRI 120 FRPC + 614 ***** | Light Emitting Diode | Inseparable Luminaire | Direct Wired | Reverse Phase Cut Controls | 53 | 3000 | 0.0027 | 94 | 60 | 251 | 1 | Ambient | 25000 |  |  | 25000 | 0.01 | 19 | 19 | 0.08 | 0 | 0 | 0 | 0 | 0 | 1 | 0.02 | 0.01 | 0.01 | 0 | 0 | 1 | 0.06 | 0.03 | 0.02 | 0.01 | 0.01 | True |  | Non Federally-Regulated | 02/22/2017 |  | 07/27/2021
Juno Lighting, Inc. | Juno | IC928LED WD G4 09LM 30K 90CRI 120 FRPC + 602 ***** | Light Emitting Diode | Inseparable Luminaire | Direct Wired | Reverse Phase Cut Controls | 55 | 3000 | 0.0027 | 94 | 60 | 251 | 1 | Ambient | 25000 |  |  | 25000 | 0.01 | 19 | 19 | 0.08 | 0 | 0 | 0 | 0 | 0 | 1 | 0.02 | 0.01 | 0.01 | 0 | 0 | 1 | 0.06 | 0.03 | 0.02 | 0.01 | 0.01 | True |  | Non Federally-Regulated | 02/22/2017 |  | 07/27/2021
Juno Lighting, Inc. | Juno | IC928LED WD G4 09LM 30K 90CRI 120 FRPC + 604 **** | Light Emitting Diode | Inseparable Luminaire | Direct Wired | Reverse Phase Cut Controls | 53 | 3000 | 0.0027 | 94 | 60 | 251 | 1 | Ambient | 25000 |  |  | 25000 | 0.01 | 19 | 19 | 0.08 | 0 | 0 | 0 | 0 | 0 | 1 | 0.02 | 0.01 | 0.01 | 0 | 0 | 1 | 0.06 | 0.03 | 0.02 | 0.01 | 0.01 | True |  | Non Federally-Regulated | 02/22/2017 |  | 07/27/2021
Juno Lighting, Inc. | Juno | IC926LED G4 09LM **K 90CRI 120 FRPC + 620 **** | Light Emitting Diode | Inseparable Luminaire | Direct Wired | Forward Phase Cut Controls | 52 | 2700 | 0.0011 | 92 | 66 | 287 | 1 | Ambient | 50000 |  |  | 50000 | 0.03 | 19 | 19 | 0.08 | 0.01 | 0 | 0 | 0 | 0 | 0.33 | 0.01 | 0.01 | 0.01 | 0 | 0 | 1 | 0.05 | 0.04 | 0.02 | 0.02 | 0.01 | True |  | Non Federally-Regulated | 02/22/2017 |  | 07/27/2021
Juno Lighting, Inc. | Juno | IC926LED G4 09LM **K 90CRI 120 FRPC + 614 **** | Light Emitting Diode | Inseparable Luminaire | Direct Wired | Forward Phase Cut Controls | 51 | 2700 | 0.0011 | 92 | 66 | 287 | 1 | Ambient | 50000 |  |  | 50000 | 0.03 | 19 | 19 | 0.08 | 0.01 | 0 | 0 | 0 | 0 | 0.33 | 0.01 | 0.01 | 0.01 | 0 | 0 | 1 | 0.05 | 0.04 | 0.02 | 0.02 | 0.01 | True |  | Non Federally-Regulated | 02/22/2017 |  | 07/27/2021
Juno Lighting, Inc. | Juno | IC928LED G4 09LM **K 90CRI 120 FRPC + 602 **** | Light Emitting Diode | Inseparable Luminaire | Direct Wired | Forward Phase Cut Controls | 54 | 2700 | 0.0011 | 92 | 66 | 287 | 1 | Ambient | 50000 |  |  | 50000 | 0.03 | 19 | 19 | 0.08 | 0.01 | 0 | 0 | 0 | 0 | 0.33 | 0.01 | 0.01 | 0.01 | 0 | 0 | 1 | 0.05 | 0.04 | 0.02 | 0.02 | 0.01 | True |  | Non Federally-Regulated | 02/22/2017 |  | 07/27/2021
Juno Lighting, Inc. | Juno | IC928LED G4 09LM **K 90CRI 120 FRPC + 604 **** | Light Emitting Diode | Inseparable Luminaire | Direct Wired | Forward Phase Cut Controls | 52 | 2700 | 0.0011 | 92 | 66 | 287 | 1 | Ambient | 50000 |  |  | 50000 | 0.03 | 19 | 19 | 0.08 | 0.01 | 0 | 0 | 0 | 0 | 0.33 | 0.01 | 0.01 | 0.01 | 0 | 0 | 1 | 0.05 | 0.04 | 0.02 | 0.02 | 0.01 | True |  | Non Federally-Regulated | 02/22/2017 |  | 07/27/2021
Juno Lighting, Inc. | Juno | IC22LED G4 14LM **K 90CRI 120 FRPC + 27 ****** | Light Emitting Diode | Inseparable Luminaire | Direct Wired | Forward Phase Cut Controls | 53 | 2700 | 0.0002 | 93 | 66 | 245 | 1 | Ambient | 50000 |  |  | 50000 | 0.05 | 21 | 21 | 0.08 | 0.01 | 0 | 0 | 0 | 0 | 0.33 | 0.01 | 0.01 | 0.01 | 0 | 0 | 1 | 0.05 | 0.04 | 0.02 | 0.02 | 0.01 | True |  | Non Federally-Regulated | 02/22/2017 |  | 07/27/2021
Juno Lighting, Inc. | Juno | IC22LED G4 14LM **K 90CRI 120 FRPC + 27HYP3 ****** | Light Emitting Diode | Inseparable Luminaire | Direct Wired | Forward Phase Cut Controls | 60 | 2700 | 0.0002 | 93 | 66 | 245 | 1 | Ambient | 50000 |  |  | 50000 | 0.05 | 21 | 21 | 0.08 | 0.01 | 0 | 0 | 0 | 0 | 0.33 | 0.01 | 0.01 | 0.01 | 0 | 0 | 1 | 0.05 | 0.04 | 0.02 | 0.02 | 0.01 | True |  | Non Federally-Regulated | 02/22/2017 |  | 07/27/2021
Juno Lighting, Inc. | Juno | IC22LED G4 14LM **K 90CRI 120 FRPC + 24 ***** | Light Emitting Diode | Inseparable Luminaire | Direct Wired | Forward Phase Cut Controls | 53 | 2700 | 0.0002 | 93 | 66 | 245 | 1 | Ambient | 50000 |  |  | 50000 | 0.05 | 21 | 21 | 0.08 | 0.01 | 0 | 0 | 0 | 0 | 0.33 | 0.01 | 0.01 | 0.01 | 0 | 0 | 1 | 0.05 | 0.04 | 0.02 | 0.02 | 0.01 | True |  | Non Federally-Regulated | 02/22/2017 |  | 07/27/2021
Juno Lighting, Inc. | Juno | IC22LED G4 14LM **K 90CRI 120 FRPC + 239 WH | Light Emitting Diode | Inseparable Luminaire | Direct Wired | Forward Phase Cut Controls | 50 | 2700 | 0.0002 | 93 | 66 | 245 | 1 | Ambient | 50000 |  |  | 50000 | 0.05 | 21 | 21 | 0.08 | 0.01 | 0 | 0 | 0 | 0 | 0.33 | 0.01 | 0.01 | 0.01 | 0 | 0 | 1 | 0.05 | 0.04 | 0.02 | 0.02 | 0.01 | True |  | Non Federally-Regulated | 02/22/2017 |  | 07/27/2021
Juno Lighting, Inc. | Juno | IC20LED G4 14LM **K 90CRI 120 FRPC + 204 ****** | Light Emitting Diode | Inseparable Luminaire | Direct Wired | Forward Phase Cut Controls | 47 | 2700 | 0.0002 | 93 | 66 | 245 | 1 | Ambient | 50000 |  |  | 50000 | 0.05 | 21 | 21 | 0.08 | 0.01 | 0 | 0 | 0 | 0 | 0.33 | 0.01 | 0.01 | 0.01 | 0 | 0 | 1 | 0.05 | 0.04 | 0.02 | 0.02 | 0.01 | True |  | Non Federally-Regulated | 02/22/2017 |  | 07/27/2021
Juno Lighting, Inc. | Juno | IC20LED G4 14LM **K 90CRI 120 FRPC + 204HYP3 ***** | Light Emitting Diode | Inseparable Luminaire | Direct Wired | Forward Phase Cut Controls | 55 | 2700 | 0.0002 | 93 | 66 | 245 | 1 | Ambient | 50000 |  |  | 50000 | 0.05 | 21 | 21 | 0.08 | 0.01 | 0 | 0 | 0 | 0 | 0.33 | 0.01 | 0.01 | 0.01 | 0 | 0 | 1 | 0.05 | 0.04 | 0.02 | 0.02 | 0.01 | True |  | Non Federally-Regulated | 02/22/2017 |  | 07/27/2021
Juno Lighting, Inc. | Juno | IC20LED G4 14LM **K 90CRI 120 FRPC + 205 ***** | Light Emitting Diode | Inseparable Luminaire | Direct Wired | Forward Phase Cut Controls | 45 | 2700 | 0.0002 | 93 | 66 | 245 | 1 | Ambient | 50000 |  |  | 50000 | 0.05 | 21 | 21 | 0.08 | 0.01 | 0 | 0 | 0 | 0 | 0.33 | 0.01 | 0.01 | 0.01 | 0 | 0 | 1 | 0.05 | 0.04 | 0.02 | 0.02 | 0.01 | True |  | Non Federally-Regulated | 02/22/2017 |  | 07/27/2021
Juno Lighting, Inc. | Juno | IC20LED G4 14LM **K 90CRI 120 FRPC + 210 **** | Light Emitting Diode | Inseparable Luminaire | Direct Wired | Forward Phase Cut Controls | 45 | 2700 | 0.0002 | 93 | 66 | 245 | 1 | Ambient | 50000 |  |  | 50000 | 0.05 | 21 | 21 | 0.08 | 0.01 | 0 | 0 | 0 | 0 | 0.33 | 0.01 | 0.01 | 0.01 | 0 | 0 | 1 | 0.05 | 0.04 | 0.02 | 0.02 | 0.01 | True |  | Non Federally-Regulated | 02/22/2017 |  | 07/27/2021
Juno Lighting, Inc. | Juno | IC926LED G4 14LM **K 90CRI 120 FRPC + 620 **** | Light Emitting Diode | Inseparable Luminaire | Direct Wired | Forward Phase Cut Controls | 60 | 2700 | 0.0002 | 93 | 66 | 245 | 1 | Ambient | 50000 |  |  | 50000 | 0.06 | 21 | 21 | 0.08 | 0.01 | 0 | 0 | 0 | 0 | 0.33 | 0.01 | 0.01 | 0.01 | 0 | 0 | 1 | 0.05 | 0.04 | 0.02 | 0.02 | 0.01 | True |  | Non Federally-Regulated | 02/22/2017 |  | 07/27/2021
Juno Lighting, Inc. | Juno | IC926LED G4 14LM **K 90CRI 120 FRPC + 614 **** | Light Emitting Diode | Inseparable Luminaire | Direct Wired | Forward Phase Cut Controls | 59 | 2700 | 0.0002 | 93 | 66 | 245 | 1 | Ambient | 50000 |  |  | 50000 | 0.06 | 21 | 21 | 0.08 | 0.01 | 0 | 0 | 0 | 0 | 0.33 | 0.01 | 0.01 | 0.01 | 0 | 0 | 1 | 0.05 | 0.04 | 0.02 | 0.02 | 0.01 | True |  | Non Federally-Regulated | 02/22/2017 |  | 07/27/2021
Juno Lighting, Inc. | Juno | IC928LED G4 14LM **K 90CRI 120 FRPC + 602 **** | Light Emitting Diode | Inseparable Luminaire | Direct Wired | Forward Phase Cut Controls | 62 | 2700 | 0.0002 | 93 | 66 | 245 | 1 | Ambient | 50000 |  |  | 50000 | 0.06 | 21 | 21 | 0.08 | 0.01 | 0 | 0 | 0 | 0 | 0.33 | 0.01 | 0.01 | 0.01 | 0 | 0 | 1 | 0.05 | 0.04 | 0.02 | 0.02 | 0.01 | True |  | Non Federally-Regulated | 02/22/2017 |  | 07/27/2021
Juno Lighting, Inc. | Juno | IC928LED G4 14LM **K 90CRI 120 FRPC + 604 **** | Light Emitting Diode | Inseparable Luminaire | Direct Wired | Forward Phase Cut Controls | 60 | 2700 | 0.0002 | 93 | 66 | 245 | 1 | Ambient | 50000 |  |  | 50000 | 0.06 | 21 | 21 | 0.08 | 0.01 | 0 | 0 | 0 | 0 | 0.33 | 0.01 | 0.01 | 0.01 | 0 | 0 | 1 | 0.05 | 0.04 | 0.02 | 0.02 | 0.01 | True |  | Non Federally-Regulated | 02/22/2017 |  | 07/27/2021
Juno Lighting, Inc. | Juno | J6RL G4 D* 06LM **K 90CRI 120 FRPC W**** | Light Emitting Diode | Inseparable Luminaire | Direct Wired | Forward Phase Cut Controls | 60 | 2700 | 0.001 | 91 | 50 | 102 | 1 | Ambient | 50000 |  |  | 50000 | 0.01 | 14 | 15 | 0.18 | 0.17 | 0.17 | 0.17 | 0.04 | 0.01 | 0.28 | 0.2 | 0.2 | 0.16 | 0.03 | 0.01 | 0.75 | 0.16 | 0.14 | 0.12 | 0.04 | 0.01 | True |  | Non Federally-Regulated | 02/22/2017 |  | 07/27/2021
Juno Lighting, Inc. | Juno | J6RL G4 D* 09LM **K 90CRI 120 FRPC CWH | Light Emitting Diode | Inseparable Luminaire | Direct Wired | Forward Phase Cut Controls | 63 | 2700 | 0.001 | 91 | 50 | 102 | 1 | Ambient | 50000 |  |  | 50000 | 0.01 | 14 | 15 | 0.18 | 0.17 | 0.17 | 0.17 | 0.04 | 0.01 | 0.28 | 0.2 | 0.2 | 0.16 | 0.03 | 0.01 | 0.75 | 0.16 | 0.14 | 0.12 | 0.04 | 0.01 | True |  | Non Federally-Regulated | 02/22/2017 |  | 07/27/2021
Juno Lighting, Inc. | Juno | J6RL G4 D* 06LM **K 90CRI 120 FRPC HZWH | Light Emitting Diode | Inseparable Luminaire | Direct Wired | Forward Phase Cut Controls | 63 | 2700 | 0.001 | 91 | 50 | 102 | 1 | Ambient | 50000 |  |  | 50000 | 0.01 | 14 | 15 | 0.18 | 0.17 | 0.17 | 0.17 | 0.04 | 0.01 | 0.28 | 0.2 | 0.2 | 0.16 | 0.03 | 0.01 | 0.75 | 0.16 | 0.14 | 0.12 | 0.04 | 0.01 | True |  | Non Federally-Regulated | 02/22/2017 |  | 07/27/2021
Juno Lighting, Inc. | Juno | J6RL G4 D* 09LM **K 90CRI 120 FRPC W**** | Light Emitting Diode | Inseparable Luminaire | Direct Wired | Forward Phase Cut Controls | 63 | 2700 | 0.0004 | 91 | 50 | 88 | 1 | Ambient | 50000 |  |  | 50000 | 0.01 | 14 | 15 | 0.28 | 0.29 | 0.3 | 0.28 | 0.04 | 0.01 | 0.36 | 0.32 | 0.3 | 0.24 | 0.05 | 0.02 | 0.75 | 0.21 | 0.19 | 0.12 | 0.03 | 0.02 | True |  | Non Federally-Regulated | 02/22/2017 |  | 07/27/2021
Juno Lighting, Inc. | Juno | J6RL G4 D* 06LM **K 90CRI 120 FRPC CWH | Light Emitting Diode | Inseparable Luminaire | Direct Wired | Forward Phase Cut Controls | 66 | 2700 | 0.0004 | 91 | 50 | 88 | 1 | Ambient | 50000 |  |  | 50000 | 0.01 | 14 | 15 | 0.28 | 0.29 | 0.3 | 0.28 | 0.04 | 0.01 | 0.36 | 0.32 | 0.3 | 0.24 | 0.05 | 0.02 | 0.75 | 0.21 | 0.19 | 0.12 | 0.03 | 0.02 | True |  | Non Federally-Regulated | 02/22/2017 |  | 07/27/2021
Juno Lighting, Inc. | Juno | J6RL G4 D* 09LM **K 90CRI 120 FRPC HZWH | Light Emitting Diode | Inseparable Luminaire | Direct Wired | Forward Phase Cut Controls | 66 | 2700 | 0.0004 | 91 | 50 | 88 | 1 | Ambient | 50000 |  |  | 50000 | 0.01 | 14 | 15 | 0.28 | 0.29 | 0.3 | 0.28 | 0.04 | 0.01 | 0.36 | 0.32 | 0.3 | 0.24 | 0.05 | 0.02 | 0.75 | 0.21 | 0.19 | 0.12 | 0.03 | 0.02 | True |  | Non Federally-Regulated | 02/22/2017 |  | 07/27/2021
Juno Lighting, Inc. | Juno | J6RLE G4 06LM **K 90CRI 120 FRPC WH | Light Emitting Diode | Inseparable Luminaire | Direct Wired | Forward Phase Cut Controls | 72 | 2700 | 0.0011 | 92 | 67 | 268 | 1 | Ambient | 50000 |  |  | 50000 | 0.02 | 20 | 19 | 0.08 | 0.01 | 0 | 0 | 0 | 0 | 0.33 | 0.01 | 0.01 | 0.01 | 0 | 0 | 1 | 0.05 | 0.04 | 0.02 | 0.02 | 0.01 | True |  | Non Federally-Regulated | 02/22/2017 |  | 07/27/2021
Juno Lighting, Inc. | Juno | J6RLE G4 09LM **K 90CRI 120 FRPC WH | Light Emitting Diode | Inseparable Luminaire | Direct Wired | Forward Phase Cut Controls | 67 | 2700 | 0.0014 | 92 | 65 | 287 | 1 | Ambient | 50000 |  |  | 50000 | 0.03 | 19 | 19 | 0.08 | 0.01 | 0 | 0 | 0 | 0 | 0.33 | 0.01 | 0.01 | 0.01 | 0 | 0 | 1 | 0.05 | 0.04 | 0.02 | 0.02 | 0.01 | True |  | Non Federally-Regulated | 02/22/2017 |  | 07/27/2021
Juno Lighting, Inc. | Juno | J6RLE WD G4N 06LM 30K 90CRI 120 FRPC WH | Light Emitting Diode | Inseparable Luminaire | Direct Wired | Reverse Phase Cut Controls | 74 | 3000 | 0.0022 | 94 | 63 | 248 | 1 | Ambient | 50000 |  |  | 50000 | 0 | 19 | 19 | 0.06 | 0.02 | 0.01 | 0.01 | 0.01 | 0 | 0.09 | 0.02 | 0 | 0 | 0 | 0 | 0.5 | 0.11 | 0.04 | 0.02 | 0 | 0 | True |  | Non Federally-Regulated | 02/22/2017 |  | 07/27/2021
Juno Lighting, Inc. | Juno | J6RL WD G4N ** 06LM 30K 90CRI 120 FRPC ***** | Light Emitting Diode | Inseparable Luminaire | Direct Wired | Reverse Phase Cut Controls | 67 | 3000 | 0.0015 | 94 | 62 | 248 | 1 | Ambient | 50000 |  |  | 50000 | 0 | 19 | 19 | 0.06 | 0.02 | 0.01 | 0.01 | 0.01 | 0 | 0.09 | 0.02 | 0 | 0 | 0 | 0 | 0.5 | 0.11 | 0.04 | 0.02 | 0 | 0 | True |  | Non Federally-Regulated | 02/22/2017 |  | 07/27/2021
Juno Lighting, Inc. | Juno | R600L**HC*** | Light Emitting Diode | Inseparable Luminaire | Quick Connect | Forward Phase Cut Controls | 52 | 2700 | 0.0001 | 90 | 66 | 367 | 1 | Ambient | 50000 |  |  | 50000 | 0.09 | 20 | 21 | 0.18 | 0.17 | 0.17 | 0.16 | 0.02 | 0 | 0.52 | 0.27 | 0.26 | 0.22 | 0.04 | 0.01 | 1 | 0.24 | 0.21 | 0.17 | 0.08 | 0.02 | True |  | Non Federally-Regulated | 04/03/2017 |  | 07/27/2021
Juno Lighting, Inc. | Juno | R4K3600L**HCU** | Light Emitting Diode | Inseparable Luminaire | Quick Connect | Forward Phase Cut Controls | 52 | 2700 | 0.0001 | 90 | 66 | 367 | 1 | Ambient | 50000 |  |  | 50000 | 0.09 | 20 | 21 | 0.18 | 0.17 | 0.17 | 0.16 | 0.02 | 0 | 0.52 | 0.27 | 0.26 | 0.22 | 0.04 | 0.01 | 1 | 0.24 | 0.21 | 0.17 | 0.08 | 0.02 | True |  | Non Federally-Regulated | 04/03/2017 |  | 07/27/2021
Juno Lighting, Inc. | Juno | R600LG2**HC*** | Light Emitting Diode | Inseparable Luminaire | Quick Connect | Forward Phase Cut Controls | 64 | 2700 | 0.001 | 90 | 62 | 367 | 1 | Ambient | 50000 |  |  | 50000 | 0.09 | 20 | 21 | 0.25 | 0.18 | 0.19 | 0.18 | 0.03 | 0 | 1 | 0.31 | 0.29 | 0.25 | 0.05 | 0.01 | 1 | 0.29 | 0.22 | 0.2 | 0.08 | 0.01 | True |  | Non Federally-Regulated | 04/03/2017 |  | 07/27/2021
Juno Lighting, Inc. | Juno | R600LG2**97*** | Light Emitting Diode | Inseparable Luminaire | Quick Connect | Forward Phase Cut Controls | 62 | 2700 | 0.0008 | 97 | 90 | 367 | 1 | Ambient | 50000 |  |  | 50000 | 0.09 | 20 | 21 | 0.25 | 0.18 | 0.19 | 0.18 | 0.03 | 0 | 1 | 0.31 | 0.29 | 0.25 | 0.05 | 0.01 | 1 | 0.29 | 0.22 | 0.2 | 0.08 | 0.01 | True |  | Non Federally-Regulated | 04/03/2017 |  | 07/27/2021
Juno Lighting, Inc. | Juno | R600L **K 90CRI PDIM *** ** | Light Emitting Diode | Inseparable Luminaire | Quick Connect | Forward Phase Cut Controls | 52 | 2700 | 0.0001 | 90 | 66 | 367 | 1 | Ambient | 50000 |  |  | 50000 | 0.09 | 20 | 21 | 0.18 | 0.17 | 0.17 | 0.16 | 0.02 | 0 | 0.52 | 0.27 | 0.26 | 0.22 | 0.04 | 0.01 | 1 | 0.24 | 0.21 | 0.17 | 0.08 | 0.02 | True |  | Non Federally-Regulated | 04/03/2017 |  | 07/27/2021
Juno Lighting, Inc. | Juno | R4K3600L **K 90CRI PDIM UNF ** | Light Emitting Diode | Inseparable Luminaire | Quick Connect | Forward Phase Cut Controls | 52 | 2700 | 0.0001 | 90 | 66 | 367 | 1 | Ambient | 50000 |  |  | 50000 | 0.09 | 20 | 21 | 0.18 | 0.17 | 0.17 | 0.16 | 0.02 | 0 | 0.52 | 0.27 | 0.26 | 0.22 | 0.04 | 0.01 | 1 | 0.24 | 0.21 | 0.17 | 0.08 | 0.02 | True |  | Non Federally-Regulated | 04/03/2017 |  | 07/27/2021
Juno Lighting, Inc. | Juno | R600L G2 **K 90CRI PDIM *** ** | Light Emitting Diode | Inseparable Luminaire | Quick Connect | Forward Phase Cut Controls | 64 | 2700 | 0.001 | 90 | 62 | 367 | 1 | Ambient | 50000 |  |  | 50000 | 0.09 | 20 | 21 | 0.25 | 0.18 | 0.19 | 0.18 | 0.03 | 0 | 1 | 0.31 | 0.29 | 0.25 | 0.05 | 0.01 | 1 | 0.29 | 0.22 | 0.2 | 0.08 | 0.01 | True |  | Non Federally-Regulated | 04/03/2017 |  | 07/27/2021
Juno Lighting, Inc. | Juno | R600L G2 **K 97CRI PDIM *** ** | Light Emitting Diode | Inseparable Luminaire | Quick Connect | Forward Phase Cut Controls | 62 | 2700 | 0.0008 | 97 | 90 | 367 | 1 | Ambient | 50000 |  |  | 50000 | 0.09 | 20 | 21 | 0.25 | 0.18 | 0.19 | 0.18 | 0.03 | 0 | 1 | 0.31 | 0.29 | 0.25 | 0.05 | 0.01 | 1 | 0.29 | 0.22 | 0.2 | 0.08 | 0.01 | True |  | Non Federally-Regulated | 04/03/2017 |  | 07/27/2021
Juno Lighting, Inc. | Juno | R605L**HC*** | Light Emitting Diode | Inseparable Luminaire | Quick Connect | Forward Phase Cut Controls | 64 | 2700 | 0.0007 | 90 | 62 | 302 | 1 | Ambient | 50000 |  |  | 50000 | 0.1 | 20 | 19 | 0.23 | 0.2 | 0.2 | 0.2 | 0.04 | 0.01 | 1 | 0.35 | 0.35 | 0.28 | 0.06 | 0.02 | 1 | 0.34 | 0.35 | 0.27 | 0.05 | 0.01 | True |  | Non Federally-Regulated | 04/20/2017 |  | 07/27/2021
Juno Lighting, Inc. | Juno | R605L **K 90CRI PDIM *** ** | Light Emitting Diode | Inseparable Luminaire | Quick Connect | Forward Phase Cut Controls | 64 | 2700 | 0.0007 | 90 | 62 | 302 | 1 | Ambient | 50000 |  |  | 50000 | 0.1 | 20 | 19 | 0.23 | 0.2 | 0.2 | 0.2 | 0.04 | 0.01 | 1 | 0.35 | 0.35 | 0.28 | 0.06 | 0.02 | 1 | 0.34 | 0.35 | 0.27 | 0.05 | 0.01 | True |  | Non Federally-Regulated | 04/20/2017 |  | 07/27/2021
Juno Lighting, Inc. | Juno | IC1ALED G4N 06LM MVOLT **** + 440LED G4N 06LM **K 90CRI *** | Light Emitting Diode | Inseparable Luminaire | Direct Wired | 0-10 VDC Controls | 73 | 2700 | 0.0023 | 92 | 50 | 292 | 1 | Ambient | 50000 |  |  | 50000 | 0 | 19 | 19 | 0.06 | 0 | 0 | 0 | 0 | 0 | 0.3 | 0.01 | 0.01 | 0.01 | 0 | 0 | 1 | 0.05 | 0.03 | 0.03 | 0.02 | 0.01 | True |  | Non Federally-Regulated | 07/28/2017 |  | 07/27/2021
Juno Lighting, Inc. | Juno | IC1RALED G4N 06LM MVOLT **** + 440LED G4N 06LM **K 90CRI *** | Light Emitting Diode | Inseparable Luminaire | Direct Wired | 0-10 VDC Controls | 73 | 2700 | 0.0023 | 92 | 50 | 292 | 1 | Ambient | 50000 |  |  | 50000 | 0 | 19 | 19 | 0.06 | 0 | 0 | 0 | 0 | 0 | 0.3 | 0.01 | 0.01 | 0.01 | 0 | 0 | 1 | 0.05 | 0.03 | 0.03 | 0.02 | 0.01 | True |  | Non Federally-Regulated | 07/28/2017 |  | 07/27/2021
Juno Lighting, Inc. | Juno | IC22*LED G4 06LM **K 90CRI MVOLT **** + 24 WWH | Light Emitting Diode | Inseparable Luminaire | Direct Wired | 0-10 VDC Controls | 70 | 2700 | 0.0023 | 92 | 59 | 480 | 1 | Ambient | 50000 |  |  | 50000 | 0.08 | 19 | 19 | 0.05 | 0 | 0 | 0 | 0 | 0 | 0.23 | 0.02 | 0.01 | 0.01 | 0 | 0 | 0.44 | 0.03 | 0.02 | 0.01 | 0.01 | 0.01 | True |  | Non Federally-Regulated | 07/28/2017 |  | 07/27/2021
Juno Lighting, Inc. | Juno | IC22*LED G4 06LM **K 90CRI MVOLT **** + 27 ****** | Light Emitting Diode | Inseparable Luminaire | Direct Wired | 0-10 VDC Controls | 57 | 2700 | 0.0023 | 92 | 59 | 480 | 1 | Ambient | 50000 |  |  | 50000 | 0.08 | 19 | 19 | 0.05 | 0 | 0 | 0 | 0 | 0 | 0.23 | 0.02 | 0.01 | 0.01 | 0 | 0 | 0.44 | 0.03 | 0.02 | 0.01 | 0.01 | 0.01 | True |  | Non Federally-Regulated | 07/28/2017 |  | 07/27/2021
Juno Lighting, Inc. | Juno | IC22*LED G4 06LM **K 90CRI MVOLT **** + 24 B**** | Light Emitting Diode | Inseparable Luminaire | Direct Wired | 0-10 VDC Controls | 56 | 2700 | 0.0023 | 92 | 59 | 480 | 1 | Ambient | 50000 |  |  | 50000 | 0.08 | 19 | 19 | 0.05 | 0 | 0 | 0 | 0 | 0 | 0.23 | 0.02 | 0.01 | 0.01 | 0 | 0 | 0.44 | 0.03 | 0.02 | 0.01 | 0.01 | 0.01 | True |  | Non Federally-Regulated | 07/28/2017 |  | 07/27/2021
Juno Lighting, Inc. | Juno | IC22*LED G4 06LM **K 90CRI MVOLT **** + 239 WH | Light Emitting Diode | Inseparable Luminaire | Direct Wired | 0-10 VDC Controls | 53 | 2700 | 0.0023 | 92 | 59 | 480 | 1 | Ambient | 50000 |  |  | 50000 | 0.08 | 19 | 19 | 0.05 | 0 | 0 | 0 | 0 | 0 | 0.23 | 0.02 | 0.01 | 0.01 | 0 | 0 | 0.44 | 0.03 | 0.02 | 0.01 | 0.01 | 0.01 | True |  | Non Federally-Regulated | 07/28/2017 |  | 07/27/2021
Juno Lighting, Inc. | Juno | IC22*LED G4 06LM **K 90CRI MVOLT **** + 27HYP2 ***** | Light Emitting Diode | Inseparable Luminaire | Direct Wired | 0-10 VDC Controls | 65 | 2700 | 0.0023 | 92 | 59 | 480 | 1 | Ambient | 50000 |  |  | 50000 | 0.08 | 19 | 19 | 0.05 | 0 | 0 | 0 | 0 | 0 | 0.23 | 0.02 | 0.01 | 0.01 | 0 | 0 | 0.44 | 0.03 | 0.02 | 0.01 | 0.01 | 0.01 | True |  | Non Federally-Regulated | 07/28/2017 |  | 07/27/2021
Juno Lighting, Inc. | Juno | IC20*LED G4 06LM **K 90CRI MVOLT **** + 205 WWH | Light Emitting Diode | Inseparable Luminaire | Direct Wired | 0-10 VDC Controls | 60 | 2700 | 0.0023 | 92 | 59 | 480 | 1 | Ambient | 50000 |  |  | 50000 | 0.08 | 19 | 19 | 0.05 | 0 | 0 | 0 | 0 | 0 | 0.23 | 0.02 | 0.01 | 0.01 | 0 | 0 | 0.44 | 0.03 | 0.02 | 0.01 | 0.01 | 0.01 | True |  | Non Federally-Regulated | 07/28/2017 |  | 07/27/2021
Juno Lighting, Inc. | Juno | IC20*LED G4 06LM **K 90CRI MVOLT **** + 204 ****** | Light Emitting Diode | Inseparable Luminaire | Direct Wired | 0-10 VDC Controls | 47 | 2700 | 0.0023 | 92 | 59 | 480 | 1 | Ambient | 50000 |  |  | 50000 | 0.08 | 19 | 19 | 0.05 | 0 | 0 | 0 | 0 | 0 | 0.23 | 0.02 | 0.01 | 0.01 | 0 | 0 | 0.44 | 0.03 | 0.02 | 0.01 | 0.01 | 0.01 | True |  | Non Federally-Regulated | 07/28/2017 |  | 07/27/2021
Juno Lighting, Inc. | Juno | IC20*LED G4 06LM **K 90CRI MVOLT **** + 205 B**** | Light Emitting Diode | Inseparable Luminaire | Direct Wired | 0-10 VDC Controls | 45 | 2700 | 0.0023 | 92 | 59 | 480 | 1 | Ambient | 50000 |  |  | 50000 | 0.08 | 19 | 19 | 0.05 | 0 | 0 | 0 | 0 | 0 | 0.23 | 0.02 | 0.01 | 0.01 | 0 | 0 | 0.44 | 0.03 | 0.02 | 0.01 | 0.01 | 0.01 | True |  | Non Federally-Regulated | 07/28/2017 |  | 07/27/2021
Juno Lighting, Inc. | Juno | IC20*LED G4 06LM **K 90CRI MVOLT **** + 210 **** | Light Emitting Diode | Inseparable Luminaire | Direct Wired | 0-10 VDC Controls | 45 | 2700 | 0.0023 | 92 | 59 | 480 | 1 | Ambient | 50000 |  |  | 50000 | 0.08 | 19 | 19 | 0.05 | 0 | 0 | 0 | 0 | 0 | 0.23 | 0.02 | 0.01 | 0.01 | 0 | 0 | 0.44 | 0.03 | 0.02 | 0.01 | 0.01 | 0.01 | True |  | Non Federally-Regulated | 07/28/2017 |  | 07/27/2021
Juno Lighting, Inc. | Juno | IC20*LED G4 06LM **K 90CRI MVOLT **** + 204HYP2 ***** | Light Emitting Diode | Inseparable Luminaire | Direct Wired | 0-10 VDC Controls | 56 | 2700 | 0.0023 | 92 | 59 | 480 | 1 | Ambient | 50000 |  |  | 50000 | 0.08 | 19 | 19 | 0.05 | 0 | 0 | 0 | 0 | 0 | 0.23 | 0.02 | 0.01 | 0.01 | 0 | 0 | 0.44 | 0.03 | 0.02 | 0.01 | 0.01 | 0.01 | True |  | Non Federally-Regulated | 07/28/2017 |  | 07/27/2021
Juno Lighting, Inc. | Juno | IC22*LED G4 09LM **K 90CRI MVOLT **** + 24 WWH | Light Emitting Diode | Inseparable Luminaire | Direct Wired | 0-10 VDC Controls | 77 | 2700 | 0.0007 | 93 | 62 | 160 | 1 | Ambient | 50000 |  |  | 50000 | 0.06 | 23 | 19 | 0.04 | 0 | 0 | 0 | 0 | 0 | 0.19 | 0.01 | 0.01 | 0.01 | 0 | 0 | 0.42 | 0.03 | 0.02 | 0.01 | 0.01 | 0.01 | True |  | Non Federally-Regulated | 07/28/2017 |  | 07/27/2021
Juno Lighting, Inc. | Juno | IC22*LED G4 09LM **K 90CRI MVOLT **** + 27 ****** | Light Emitting Diode | Inseparable Luminaire | Direct Wired | 0-10 VDC Controls | 62 | 2700 | 0.0007 | 93 | 62 | 160 | 1 | Ambient | 50000 |  |  | 50000 | 0.06 | 23 | 19 | 0.04 | 0 | 0 | 0 | 0 | 0 | 0.19 | 0.01 | 0.01 | 0.01 | 0 | 0 | 0.42 | 0.03 | 0.02 | 0.01 | 0.01 | 0.01 | True |  | Non Federally-Regulated | 07/28/2017 |  | 07/27/2021
Juno Lighting, Inc. | Juno | IC22*LED G4 09LM **K 90CRI MVOLT **** + 24 B**** | Light Emitting Diode | Inseparable Luminaire | Direct Wired | 0-10 VDC Controls | 62 | 2700 | 0.0007 | 93 | 62 | 160 | 1 | Ambient | 50000 |  |  | 50000 | 0.06 | 23 | 19 | 0.04 | 0 | 0 | 0 | 0 | 0 | 0.19 | 0.01 | 0.01 | 0.01 | 0 | 0 | 0.42 | 0.03 | 0.02 | 0.01 | 0.01 | 0.01 | True |  | Non Federally-Regulated | 07/28/2017 |  | 07/27/2021
Juno Lighting, Inc. | Juno | IC22*LED G4 09LM **K 90CRI MVOLT **** + 239 WH | Light Emitting Diode | Inseparable Luminaire | Direct Wired | 0-10 VDC Controls | 58 | 2700 | 0.0007 | 93 | 62 | 160 | 1 | Ambient | 50000 |  |  | 50000 | 0.06 | 23 | 19 | 0.04 | 0 | 0 | 0 | 0 | 0 | 0.19 | 0.01 | 0.01 | 0.01 | 0 | 0 | 0.42 | 0.03 | 0.02 | 0.01 | 0.01 | 0.01 | True |  | Non Federally-Regulated | 07/28/2017 |  | 07/27/2021
Juno Lighting, Inc. | Juno | IC22*LED G4 09LM **K 90CRI MVOLT **** + 27HYP3 ***** | Light Emitting Diode | Inseparable Luminaire | Direct Wired | 0-10 VDC Controls | 76 | 2700 | 0.0007 | 93 | 62 | 160 | 1 | Ambient | 50000 |  |  | 50000 | 0.06 | 23 | 19 | 0.04 | 0 | 0 | 0 | 0 | 0 | 0.19 | 0.01 | 0.01 | 0.01 | 0 | 0 | 0.42 | 0.03 | 0.02 | 0.01 | 0.01 | 0.01 | True |  | Non Federally-Regulated | 07/28/2017 |  | 07/27/2021
Juno Lighting, Inc. | Juno | IC20*LED G4 09LM **K 90CRI MVOLT **** + 205 WWH | Light Emitting Diode | Inseparable Luminaire | Direct Wired | 0-10 VDC Controls | 70 | 2700 | 0.0007 | 93 | 62 | 160 | 1 | Ambient | 50000 |  |  | 50000 | 0.06 | 23 | 19 | 0.04 | 0 | 0 | 0 | 0 | 0 | 0.19 | 0.01 | 0.01 | 0.01 | 0 | 0 | 0.42 | 0.03 | 0.02 | 0.01 | 0.01 | 0.01 | True |  | Non Federally-Regulated | 07/28/2017 |  | 07/27/2021
Juno Lighting, Inc. | Juno | IC20*LED G4 09LM **K 90CRI MVOLT **** + 204 ****** | Light Emitting Diode | Inseparable Luminaire | Direct Wired | 0-10 VDC Controls | 55 | 2700 | 0.0007 | 93 | 62 | 160 | 1 | Ambient | 50000 |  |  | 50000 | 0.06 | 23 | 19 | 0.04 | 0 | 0 | 0 | 0 | 0 | 0.19 | 0.01 | 0.01 | 0.01 | 0 | 0 | 0.42 | 0.03 | 0.02 | 0.01 | 0.01 | 0.01 | True |  | Non Federally-Regulated | 07/28/2017 |  | 07/27/2021
Juno Lighting, Inc. | Juno | IC20*LED G4 09LM **K 90CRI MVOLT **** + 205 B**** | Light Emitting Diode | Inseparable Luminaire | Direct Wired | 0-10 VDC Controls | 53 | 2700 | 0.0007 | 93 | 62 | 160 | 1 | Ambient | 50000 |  |  | 50000 | 0.06 | 23 | 19 | 0.04 | 0 | 0 | 0 | 0 | 0 | 0.19 | 0.01 | 0.01 | 0.01 | 0 | 0 | 0.42 | 0.03 | 0.02 | 0.01 | 0.01 | 0.01 | True |  | Non Federally-Regulated | 07/28/2017 |  | 07/27/2021
Juno Lighting, Inc. | Juno | IC20*LED G4 09LM **K 90CRI MVOLT **** + 210 **** | Light Emitting Diode | Inseparable Luminaire | Direct Wired | 0-10 VDC Controls | 52 | 2700 | 0.0007 | 93 | 62 | 160 | 1 | Ambient | 50000 |  |  | 50000 | 0.06 | 23 | 19 | 0.04 | 0 | 0 | 0 | 0 | 0 | 0.19 | 0.01 | 0.01 | 0.01 | 0 | 0 | 0.42 | 0.03 | 0.02 | 0.01 | 0.01 | 0.01 | True |  | Non Federally-Regulated | 07/28/2017 |  | 07/27/2021
Juno Lighting, Inc. | Juno | IC20*LED G4 09LM **K 90CRI MVOLT **** + 204HYP3 ***** | Light Emitting Diode | Inseparable Luminaire | Direct Wired | 0-10 VDC Controls | 66 | 2700 | 0.0007 | 93 | 62 | 160 | 1 | Ambient | 50000 |  |  | 50000 | 0.06 | 23 | 19 | 0.04 | 0 | 0 | 0 | 0 | 0 | 0.19 | 0.01 | 0.01 | 0.01 | 0 | 0 | 0.42 | 0.03 | 0.02 | 0.01 | 0.01 | 0.01 | True |  | Non Federally-Regulated | 07/28/2017 |  | 07/27/2021
Juno Lighting, Inc. | Juno | IC22LED G4 14LM **K 90CRI MVOLT **** + 27 ****** | Light Emitting Diode | Inseparable Luminaire | Direct Wired | 0-10 VDC Controls | 53 | 2700 | 0.0006 | 93 | 66 | 160 | 1 | Ambient | 50000 |  |  | 50000 | 0.06 | 21 | 21 | 0.06 | 0 | 0 | 0 | 0 | 0 | 0.25 | 0.02 | 0.01 | 0.01 | 0.01 | 0 | 0.56 | 0.03 | 0.02 | 0.01 | 0.01 | 0.01 | True |  | Non Federally-Regulated | 07/28/2017 |  | 07/27/2021
Juno Lighting, Inc. | Juno | IC22LED G4 14LM **K 90CRI MVOLT **** + 27HYP3 ****** | Light Emitting Diode | Inseparable Luminaire | Direct Wired | 0-10 VDC Controls | 60 | 2700 | 0.0006 | 93 | 66 | 160 | 1 | Ambient | 50000 |  |  | 50000 | 0.06 | 21 | 21 | 0.06 | 0 | 0 | 0 | 0 | 0 | 0.25 | 0.02 | 0.01 | 0.01 | 0.01 | 0 | 0.56 | 0.03 | 0.02 | 0.01 | 0.01 | 0.01 | True |  | Non Federally-Regulated | 07/28/2017 |  | 07/27/2021
Juno Lighting, Inc. | Juno | IC22LED G4 14LM **K 90CRI MVOLT **** + 24 ***** | Light Emitting Diode | Inseparable Luminaire | Direct Wired | 0-10 VDC Controls | 53 | 2700 | 0.0006 | 93 | 66 | 160 | 1 | Ambient | 50000 |  |  | 50000 | 0.06 | 21 | 21 | 0.06 | 0 | 0 | 0 | 0 | 0 | 0.25 | 0.02 | 0.01 | 0.01 | 0.01 | 0 | 0.56 | 0.03 | 0.02 | 0.01 | 0.01 | 0.01 | True |  | Non Federally-Regulated | 07/28/2017 |  | 07/27/2021
Juno Lighting, Inc. | Juno | IC22LED G4 14LM **K 90CRI MVOLT **** + 239 WH | Light Emitting Diode | Inseparable Luminaire | Direct Wired | 0-10 VDC Controls | 50 | 2700 | 0.0006 | 93 | 66 | 160 | 1 | Ambient | 50000 |  |  | 50000 | 0.06 | 21 | 21 | 0.06 | 0 | 0 | 0 | 0 | 0 | 0.25 | 0.02 | 0.01 | 0.01 | 0.01 | 0 | 0.56 | 0.03 | 0.02 | 0.01 | 0.01 | 0.01 | True |  | Non Federally-Regulated | 07/28/2017 |  | 07/27/2021
Juno Lighting, Inc. | Juno | IC20LED G4 14LM **K 90CRI MVOLT **** + 240 ****** | Light Emitting Diode | Inseparable Luminaire | Direct Wired | 0-10 VDC Controls | 47 | 2700 | 0.0006 | 93 | 66 | 160 | 1 | Ambient | 50000 |  |  | 50000 | 0.06 | 21 | 21 | 0.06 | 0 | 0 | 0 | 0 | 0 | 0.25 | 0.02 | 0.01 | 0.01 | 0.01 | 0 | 0.56 | 0.03 | 0.02 | 0.01 | 0.01 | 0.01 | True |  | Non Federally-Regulated | 07/28/2017 |  | 07/27/2021
Juno Lighting, Inc. | Juno | IC20LED G4 14LM **K 90CRI MVOLT **** + 204HYP3 ***** | Light Emitting Diode | Inseparable Luminaire | Direct Wired | 0-10 VDC Controls | 55 | 2700 | 0.0006 | 93 | 66 | 160 | 1 | Ambient | 50000 |  |  | 50000 | 0.06 | 21 | 21 | 0.06 | 0 | 0 | 0 | 0 | 0 | 0.25 | 0.02 | 0.01 | 0.01 | 0.01 | 0 | 0.56 | 0.03 | 0.02 | 0.01 | 0.01 | 0.01 | True |  | Non Federally-Regulated | 07/28/2017 |  | 07/27/2021
Juno Lighting, Inc. | Juno | IC20LED G4 14LM **K 90CRI MVOLT **** + 205 ***** | Light Emitting Diode | Inseparable Luminaire | Direct Wired | 0-10 VDC Controls | 45 | 2700 | 0.0006 | 93 | 66 | 160 | 1 | Ambient | 50000 |  |  | 50000 | 0.06 | 21 | 21 | 0.06 | 0 | 0 | 0 | 0 | 0 | 0.25 | 0.02 | 0.01 | 0.01 | 0.01 | 0 | 0.56 | 0.03 | 0.02 | 0.01 | 0.01 | 0.01 | True |  | Non Federally-Regulated | 07/28/2017 |  | 07/27/2021
Juno Lighting, Inc. | Juno | IC20LED G4 14LM **K 90CRI MVOLT **** + 210 **** | Light Emitting Diode | Inseparable Luminaire | Direct Wired | 0-10 VDC Controls | 45 | 2700 | 0.0006 | 93 | 66 | 160 | 1 | Ambient | 50000 |  |  | 50000 | 0.06 | 21 | 21 | 0.06 | 0 | 0 | 0 | 0 | 0 | 0.25 | 0.02 | 0.01 | 0.01 | 0.01 | 0 | 0.56 | 0.03 | 0.02 | 0.01 | 0.01 | 0.01 | True |  | Non Federally-Regulated | 07/28/2017 |  | 07/27/2021
Juno Lighting, Inc. | Juno | IC926LED G4 09LM **K 90CRI MVOLT **** + 620 **** | Light Emitting Diode | Inseparable Luminaire | Direct Wired | 0-10 VDC Controls | 50 | 2700 | 0.0011 | 92 | 66 | 160 | 1 | Ambient | 50000 |  |  | 50000 | 0.06 | 21 | 19 | 0.06 | 0 | 0 | 0 | 0 | 0 | 0.25 | 0.02 | 0.01 | 0.01 | 0.01 | 0 | 0.56 | 0.03 | 0.02 | 0.01 | 0.01 | 0.01 | True |  | Non Federally-Regulated | 07/28/2017 |  | 07/27/2021
Juno Lighting, Inc. | Juno | IC926LED G4 09LM **K 90CRI MVOLT **** + 614 **** | Light Emitting Diode | Inseparable Luminaire | Direct Wired | 0-10 VDC Controls | 49 | 2700 | 0.0011 | 92 | 66 | 160 | 1 | Ambient | 50000 |  |  | 50000 | 0.06 | 21 | 19 | 0.06 | 0 | 0 | 0 | 0 | 0 | 0.25 | 0.02 | 0.01 | 0.01 | 0.01 | 0 | 0.56 | 0.03 | 0.02 | 0.01 | 0.01 | 0.01 | True |  | Non Federally-Regulated | 07/28/2017 |  | 07/27/2021
Juno Lighting, Inc. | Juno | IC928LED G4 09LM **K 90CRI MVOLT **** + 602 **** | Light Emitting Diode | Inseparable Luminaire | Direct Wired | 0-10 VDC Controls | 51 | 2700 | 0.0011 | 92 | 66 | 160 | 1 | Ambient | 50000 |  |  | 50000 | 0.06 | 21 | 19 | 0.06 | 0 | 0 | 0 | 0 | 0 | 0.25 | 0.02 | 0.01 | 0.01 | 0.01 | 0 | 0.56 | 0.03 | 0.02 | 0.01 | 0.01 | 0.01 | True |  | Non Federally-Regulated | 07/28/2017 |  | 07/27/2021
Juno Lighting, Inc. | Juno | IC928LED G4 09LM **K 90CRI MVOLT **** + 604 **** | Light Emitting Diode | Inseparable Luminaire | Direct Wired | 0-10 VDC Controls | 50 | 2700 | 0.0011 | 92 | 66 | 160 | 1 | Ambient | 50000 |  |  | 50000 | 0.06 | 21 | 19 | 0.06 | 0 | 0 | 0 | 0 | 0 | 0.25 | 0.02 | 0.01 | 0.01 | 0.01 | 0 | 0.56 | 0.03 | 0.02 | 0.01 | 0.01 | 0.01 | True |  | Non Federally-Regulated | 07/28/2017 |  | 07/27/2021
Juno Lighting, Inc. | Juno | IC926LED G4 14LM **K 90CRI MVOLT **** + 620 **** | Light Emitting Diode | Inseparable Luminaire | Direct Wired | 0-10 VDC Controls | 60 | 2700 | 0.0006 | 93 | 66 | 160 | 1 | Ambient | 50000 |  |  | 50000 | 0.06 | 21 | 21 | 0.06 | 0 | 0 | 0 | 0 | 0 | 0.25 | 0.02 | 0.01 | 0.01 | 0.01 | 0 | 0.56 | 0.03 | 0.02 | 0.01 | 0.01 | 0.01 | True |  | Non Federally-Regulated | 07/28/2017 |  | 07/27/2021
Juno Lighting, Inc. | Juno | IC926LED G4 14LM **K 90CRI MVOLT **** + 614 **** | Light Emitting Diode | Inseparable Luminaire | Direct Wired | 0-10 VDC Controls | 59 | 2700 | 0.0006 | 93 | 66 | 160 | 1 | Ambient | 50000 |  |  | 50000 | 0.06 | 21 | 21 | 0.06 | 0 | 0 | 0 | 0 | 0 | 0.25 | 0.02 | 0.01 | 0.01 | 0.01 | 0 | 0.56 | 0.03 | 0.02 | 0.01 | 0.01 | 0.01 | True |  | Non Federally-Regulated | 07/28/2017 |  | 07/27/2021
Juno Lighting, Inc. | Juno | IC928LED G4 14LM **K 90CRI MVOLT **** + 602 **** | Light Emitting Diode | Inseparable Luminaire | Direct Wired | 0-10 VDC Controls | 62 | 2700 | 0.0006 | 93 | 66 | 160 | 1 | Ambient | 50000 |  |  | 50000 | 0.06 | 21 | 21 | 0.06 | 0 | 0 | 0 | 0 | 0 | 0.25 | 0.02 | 0.01 | 0.01 | 0.01 | 0 | 0.56 | 0.03 | 0.02 | 0.01 | 0.01 | 0.01 | True |  | Non Federally-Regulated | 07/28/2017 |  | 07/27/2021
Juno Lighting, Inc. | Juno | IC928LED G4 14LM **K 90CRI MVOLT **** + 604 **** | Light Emitting Diode | Inseparable Luminaire | Direct Wired | 0-10 VDC Controls | 60 | 2700 | 0.0006 | 93 | 66 | 160 | 1 | Ambient | 50000 |  |  | 50000 | 0.06 | 21 | 21 | 0.06 | 0 | 0 | 0 | 0 | 0 | 0.25 | 0.02 | 0.01 | 0.01 | 0.01 | 0 | 0.56 | 0.03 | 0.02 | 0.01 | 0.01 | 0.01 | True |  | Non Federally-Regulated | 07/28/2017 |  | 07/27/2021
Juno Lighting, Inc. | Aculux | AX2 A G2 **LM **K 90CRI **D FPC 120 CP ICAT + 2AC *** ******** | Light Emitting Diode | Inseparable Luminaire | Direct Wired | Forward Phase Cut Controls | 50 | 2700 | 0.001 | 90 | 52 | 280 | 1 | Ambient | 50000 |  |  | 50000 | 0.06 | 17 | 17 | 0.07 | 0.01 | 0 | 0 | 0 | 0 | 0.15 | 0.01 | 0.01 | 0.01 | 0 | 0 | 0.32 | 0.02 | 0.02 | 0.01 | 0.01 | 0 | True |  | Non Federally-Regulated | 08/30/2017 |  | 07/27/2021
Juno Lighting, Inc. | Aculux | AX2 D G2 **LM **K 90CRI **D FPC 120 CP ICAT + 2AC *** ******** | Light Emitting Diode | Inseparable Luminaire | Direct Wired | Forward Phase Cut Controls | 50 | 2700 | 0.001 | 90 | 52 | 280 | 1 | Ambient | 50000 |  |  | 50000 | 0.06 | 17 | 17 | 0.07 | 0.01 | 0 | 0 | 0 | 0 | 0.15 | 0.01 | 0.01 | 0.01 | 0 | 0 | 0.32 | 0.02 | 0.02 | 0.01 | 0.01 | 0 | True |  | Non Federally-Regulated | 08/30/2017 |  | 07/27/2021
Juno Lighting, Inc. | Aculux | AX2 A G2 **LM **K 90CRI **D ZT MVOLT CP ICAT + 2AC *** ******** | Light Emitting Diode | Inseparable Luminaire | Direct Wired | 0-10 VDC Controls | 50 | 2700 | 0.001 | 90 | 52 | 458 | 1 | Ambient | 50000 |  |  | 50000 | 0.03 | 18 | 17 | 0.01 | 0.01 | 0.01 | 0.01 | 0 | 0 | 0.13 | 0.01 | 0.01 | 0.01 | 0 | 0 | 1 | 0.12 | 0.02 | 0.05 | 0.05 | 0.01 | True |  | Non Federally-Regulated | 08/30/2017 |  | 07/27/2021
Juno Lighting, Inc. | Aculux | AX2 D G2 **LM **K 90CRI **D ZT MVOLT CP ICAT + 2AC *** ******** | Light Emitting Diode | Inseparable Luminaire | Direct Wired | 0-10 VDC Controls | 50 | 2700 | 0.001 | 90 | 52 | 458 | 1 | Ambient | 50000 |  |  | 50000 | 0.03 | 18 | 17 | 0.01 | 0.01 | 0.01 | 0.01 | 0 | 0 | 0.13 | 0.01 | 0.01 | 0.01 | 0 | 0 | 1 | 0.12 | 0.02 | 0.05 | 0.05 | 0.01 | True |  | Non Federally-Regulated | 08/30/2017 |  | 07/27/2021
Juno Lighting, Inc. | Aculux | AX2 A G2 **LM **K 90CRI **D FPC 120 CP ICAT + 2D* *** ******** | Light Emitting Diode | Inseparable Luminaire | Direct Wired | Forward Phase Cut Controls | 50 | 2700 | 0.001 | 90 | 52 | 280 | 1 | Ambient | 50000 |  |  | 50000 | 0.06 | 17 | 17 | 0.07 | 0.01 | 0 | 0 | 0 | 0 | 0.15 | 0.01 | 0.01 | 0.01 | 0 | 0 | 0.32 | 0.02 | 0.02 | 0.01 | 0.01 | 0 | True |  | Non Federally-Regulated | 08/30/2017 |  | 07/27/2021
Juno Lighting, Inc. | Aculux | AX2 D G2 **LM **K 90CRI **D FPC 120 CP ICAT + 2D* *** ******** | Light Emitting Diode | Inseparable Luminaire | Direct Wired | Forward Phase Cut Controls | 50 | 2700 | 0.001 | 90 | 52 | 280 | 1 | Ambient | 50000 |  |  | 50000 | 0.06 | 17 | 17 | 0.07 | 0.01 | 0 | 0 | 0 | 0 | 0.15 | 0.01 | 0.01 | 0.01 | 0 | 0 | 0.32 | 0.02 | 0.02 | 0.01 | 0.01 | 0 | True |  | Non Federally-Regulated | 08/30/2017 |  | 07/27/2021
Juno Lighting, Inc. | Aculux | AX2 A G2 **LM **K 90CRI **D ZT MVOLT CP ICAT + 2D* *** ******** | Light Emitting Diode | Inseparable Luminaire | Direct Wired | 0-10 VDC Controls | 50 | 2700 | 0.001 | 90 | 52 | 458 | 1 | Ambient | 50000 |  |  | 50000 | 0.03 | 18 | 17 | 0.01 | 0.01 | 0.01 | 0.01 | 0 | 0 | 0.13 | 0.01 | 0.01 | 0.01 | 0 | 0 | 1 | 0.12 | 0.02 | 0.05 | 0.05 | 0.01 | True |  | Non Federally-Regulated | 08/30/2017 |  | 07/27/2021
Juno Lighting, Inc. | Aculux | AX2 D G2 **LM **K 90CRI **D ZT MVOLT CP ICAT + 2D* *** ******** | Light Emitting Diode | Inseparable Luminaire | Direct Wired | 0-10 VDC Controls | 50 | 2700 | 0.001 | 90 | 52 | 458 | 1 | Ambient | 50000 |  |  | 50000 | 0.03 | 18 | 17 | 0.01 | 0.01 | 0.01 | 0.01 | 0 | 0 | 0.13 | 0.01 | 0.01 | 0.01 | 0 | 0 | 1 | 0.12 | 0.02 | 0.05 | 0.05 | 0.01 | True |  | Non Federally-Regulated | 08/30/2017 |  | 07/27/2021
Juno Lighting, Inc. | Aculux | AX2 A G2 **LM **K 90CRI **D FPC 120 CP ICAT + 2ABV *** ******** | Light Emitting Diode | Inseparable Luminaire | Direct Wired | Forward Phase Cut Controls | 50 | 2700 | 0.001 | 90 | 52 | 280 | 1 | Ambient | 50000 |  |  | 50000 | 0.06 | 17 | 17 | 0.07 | 0.01 | 0 | 0 | 0 | 0 | 0.15 | 0.01 | 0.01 | 0.01 | 0 | 0 | 0.32 | 0.02 | 0.02 | 0.01 | 0.01 | 0 | True |  | Non Federally-Regulated | 08/30/2017 |  | 07/27/2021
Juno Lighting, Inc. | Aculux | AX2 D G2 **LM **K 90CRI **D FPC 120 CP ICAT + 2ABV *** ******** | Light Emitting Diode | Inseparable Luminaire | Direct Wired | Forward Phase Cut Controls | 50 | 2700 | 0.001 | 90 | 52 | 280 | 1 | Ambient | 50000 |  |  | 50000 | 0.06 | 17 | 17 | 0.07 | 0.01 | 0 | 0 | 0 | 0 | 0.15 | 0.01 | 0.01 | 0.01 | 0 | 0 | 0.32 | 0.02 | 0.02 | 0.01 | 0.01 | 0 | True |  | Non Federally-Regulated | 08/30/2017 |  | 07/27/2021
Juno Lighting, Inc. | Aculux | AX2 A G2 **LM **K 90CRI **D ZT MVOLT CP ICAT + 2ABV *** ******** | Light Emitting Diode | Inseparable Luminaire | Direct Wired | 0-10 VDC Controls | 50 | 2700 | 0.001 | 90 | 52 | 458 | 1 | Ambient | 50000 |  |  | 50000 | 0.03 | 18 | 17 | 0.01 | 0.01 | 0.01 | 0.01 | 0 | 0 | 0.13 | 0.01 | 0.01 | 0.01 | 0 | 0 | 1 | 0.12 | 0.02 | 0.05 | 0.05 | 0.01 | True |  | Non Federally-Regulated | 08/30/2017 |  | 07/27/2021
Juno Lighting, Inc. | Aculux | AX2 D G2 **LM **K 90CRI **D ZT MVOLT CP ICAT + 2ABV *** ******** | Light Emitting Diode | Inseparable Luminaire | Direct Wired | 0-10 VDC Controls | 50 | 2700 | 0.001 | 90 | 52 | 458 | 1 | Ambient | 50000 |  |  | 50000 | 0.03 | 18 | 17 | 0.01 | 0.01 | 0.01 | 0.01 | 0 | 0 | 0.13 | 0.01 | 0.01 | 0.01 | 0 | 0 | 1 | 0.12 | 0.02 | 0.05 | 0.05 | 0.01 | True |  | Non Federally-Regulated | 08/30/2017 |  | 07/27/2021
Juno Lighting, Inc. | Aculux | AX2 A G2 **LM **K 90CRI **D FPC 120 CP ICAT + 2APIN** *** **** | Light Emitting Diode | Inseparable Luminaire | Direct Wired | Forward Phase Cut Controls | 50 | 2700 | 0.001 | 90 | 52 | 280 | 1 | Ambient | 50000 |  |  | 50000 | 0.06 | 17 | 17 | 0.07 | 0.01 | 0 | 0 | 0 | 0 | 0.15 | 0.01 | 0.01 | 0.01 | 0 | 0 | 0.32 | 0.02 | 0.02 | 0.01 | 0.01 | 0 | True |  | Non Federally-Regulated | 08/30/2017 |  | 07/27/2021
Juno Lighting, Inc. | Aculux | AX2 D G2 **LM **K 90CRI **D FPC 120 CP ICAT + 2APIN** *** **** | Light Emitting Diode | Inseparable Luminaire | Direct Wired | Forward Phase Cut Controls | 50 | 2700 | 0.001 | 90 | 52 | 280 | 1 | Ambient | 50000 |  |  | 50000 | 0.06 | 17 | 17 | 0.07 | 0.01 | 0 | 0 | 0 | 0 | 0.15 | 0.01 | 0.01 | 0.01 | 0 | 0 | 0.32 | 0.02 | 0.02 | 0.01 | 0.01 | 0 | True |  | Non Federally-Regulated | 08/30/2017 |  | 07/27/2021
Juno Lighting, Inc. | Aculux | AX2 A G2 **LM **K 90CRI **D ZT MVOLT CP ICAT + 2APIN** *** **** | Light Emitting Diode | Inseparable Luminaire | Direct Wired | 0-10 VDC Controls | 50 | 2700 | 0.001 | 90 | 52 | 458 | 1 | Ambient | 50000 |  |  | 50000 | 0.03 | 18 | 17 | 0.01 | 0.01 | 0.01 | 0.01 | 0 | 0 | 0.13 | 0.01 | 0.01 | 0.01 | 0 | 0 | 1 | 0.12 | 0.02 | 0.05 | 0.05 | 0.01 | True |  | Non Federally-Regulated | 08/30/2017 |  | 07/27/2021
Juno Lighting, Inc. | Aculux | AX2 D G2 **LM **K 90CRI **D ZT MVOLT CP ICAT + 2APIN** *** **** | Light Emitting Diode | Inseparable Luminaire | Direct Wired | 0-10 VDC Controls | 50 | 2700 | 0.001 | 90 | 52 | 458 | 1 | Ambient | 50000 |  |  | 50000 | 0.03 | 18 | 17 | 0.01 | 0.01 | 0.01 | 0.01 | 0 | 0 | 0.13 | 0.01 | 0.01 | 0.01 | 0 | 0 | 1 | 0.12 | 0.02 | 0.05 | 0.05 | 0.01 | True |  | Non Federally-Regulated | 08/30/2017 |  | 07/27/2021
Juno Lighting, Inc. | Aculux | AX2 A G2 **LM **K 90CRI **D FPC 120 CP ICAT + 2DBV *** **** | Light Emitting Diode | Inseparable Luminaire | Direct Wired | Forward Phase Cut Controls | 50 | 2700 | 0.001 | 90 | 52 | 280 | 1 | Ambient | 50000 |  |  | 50000 | 0.06 | 17 | 17 | 0.07 | 0.01 | 0 | 0 | 0 | 0 | 0.15 | 0.01 | 0.01 | 0.01 | 0 | 0 | 0.32 | 0.02 | 0.02 | 0.01 | 0.01 | 0 | True |  | Non Federally-Regulated | 08/30/2017 |  | 07/27/2021
Juno Lighting, Inc. | Aculux | AX2 D G2 **LM **K 90CRI **D FPC 120 CP ICAT + 2DBV *** **** | Light Emitting Diode | Inseparable Luminaire | Direct Wired | Forward Phase Cut Controls | 50 | 2700 | 0.001 | 90 | 52 | 280 | 1 | Ambient | 50000 |  |  | 50000 | 0.06 | 17 | 17 | 0.07 | 0.01 | 0 | 0 | 0 | 0 | 0.15 | 0.01 | 0.01 | 0.01 | 0 | 0 | 0.32 | 0.02 | 0.02 | 0.01 | 0.01 | 0 | True |  | Non Federally-Regulated | 08/30/2017 |  | 07/27/2021
Juno Lighting, Inc. | Aculux | AX2 A G2 **LM **K 90CRI **D ZT MVOLT CP ICAT + 2DBV *** **** | Light Emitting Diode | Inseparable Luminaire | Direct Wired | 0-10 VDC Controls | 50 | 2700 | 0.001 | 90 | 52 | 458 | 1 | Ambient | 50000 |  |  | 50000 | 0.03 | 18 | 17 | 0.01 | 0.01 | 0.01 | 0.01 | 0 | 0 | 0.13 | 0.01 | 0.01 | 0.01 | 0 | 0 | 1 | 0.12 | 0.02 | 0.05 | 0.05 | 0.01 | True |  | Non Federally-Regulated | 08/30/2017 |  | 07/27/2021
Juno Lighting, Inc. | Aculux | AX2 D G2 **LM **K 90CRI **D ZT MVOLT CP ICAT + 2DBV *** **** | Light Emitting Diode | Inseparable Luminaire | Direct Wired | 0-10 VDC Controls | 50 | 2700 | 0.001 | 90 | 52 | 458 | 1 | Ambient | 50000 |  |  | 50000 | 0.03 | 18 | 17 | 0.01 | 0.01 | 0.01 | 0.01 | 0 | 0 | 0.13 | 0.01 | 0.01 | 0.01 | 0 | 0 | 1 | 0.12 | 0.02 | 0.05 | 0.05 | 0.01 | True |  | Non Federally-Regulated | 08/30/2017 |  | 07/27/2021
Juno Lighting, Inc. | Aculux | AX2SQ * G2 **LM **K 90CRI **D FPC 120 CP ICAT + 2SQD** *** **** | Light Emitting Diode | Inseparable Luminaire | Direct Wired | Forward Phase Cut Controls | 50 | 2700 | 0.001 | 90 | 52 | 280 | 1 | Ambient | 50000 |  |  | 50000 | 0.06 | 17 | 17 | 0.07 | 0.01 | 0 | 0 | 0 | 0 | 0.15 | 0.01 | 0.01 | 0.01 | 0 | 0 | 0.32 | 0.02 | 0.02 | 0.01 | 0.01 | 0 | True |  | Non Federally-Regulated | 08/30/2017 |  | 07/27/2021
Juno Lighting, Inc. | Aculux | AX2SQ * G2 **LM **K 90CRI **D ZT MVOLT CP ICAT + 2SQD** *** **** | Light Emitting Diode | Inseparable Luminaire | Direct Wired | 0-10 VDC Controls | 50 | 2700 | 0.001 | 90 | 52 | 458 | 1 | Ambient | 50000 |  |  | 50000 | 0.03 | 18 | 17 | 0.01 | 0.01 | 0.01 | 0.01 | 0 | 0 | 0.13 | 0.01 | 0.01 | 0.01 | 0 | 0 | 1 | 0.12 | 0.02 | 0.05 | 0.05 | 0.01 | True |  | Non Federally-Regulated | 08/30/2017 |  | 07/27/2021
Juno Lighting, Inc. | Aculux | AX2SQ * G2 **LM **K 90CRI **D FPC 120 CP ICAT + 2SQA** *** ******** | Light Emitting Diode | Inseparable Luminaire | Direct Wired | Forward Phase Cut Controls | 50 | 2700 | 0.001 | 90 | 52 | 280 | 1 | Ambient | 50000 |  |  | 50000 | 0.06 | 17 | 17 | 0.07 | 0.01 | 0 | 0 | 0 | 0 | 0.15 | 0.01 | 0.01 | 0.01 | 0 | 0 | 0.32 | 0.02 | 0.02 | 0.01 | 0.01 | 0 | True |  | Non Federally-Regulated | 08/30/2017 |  | 07/27/2021
Juno Lighting, Inc. | Aculux | AX2SQ * G2 **LM **K 90CRI **D ZT MVOLT CP ICAT + 2SQA** *** ******** | Light Emitting Diode | Inseparable Luminaire | Direct Wired | 0-10 VDC Controls | 50 | 2700 | 0.001 | 90 | 52 | 458 | 1 | Ambient | 50000 |  |  | 50000 | 0.03 | 18 | 17 | 0.01 | 0.01 | 0.01 | 0.01 | 0 | 0 | 0.13 | 0.01 | 0.01 | 0.01 | 0 | 0 | 1 | 0.12 | 0.02 | 0.05 | 0.05 | 0.01 | True |  | Non Federally-Regulated | 08/30/2017 |  | 07/27/2021
Juno Lighting, Inc. | Aculux | AX2SQ * G2 **LM **K 90CRI **D FPC 120 CP ICAT + 2SQAPIN *** **** | Light Emitting Diode | Inseparable Luminaire | Direct Wired | Forward Phase Cut Controls | 50 | 2700 | 0.001 | 90 | 52 | 280 | 1 | Ambient | 50000 |  |  | 50000 | 0.06 | 17 | 17 | 0.07 | 0.01 | 0 | 0 | 0 | 0 | 0.15 | 0.01 | 0.01 | 0.01 | 0 | 0 | 0.32 | 0.02 | 0.02 | 0.01 | 0.01 | 0 | True |  | Non Federally-Regulated | 08/30/2017 |  | 07/27/2021
Juno Lighting, Inc. | Aculux | AX2SQ * G2 **LM **K 90CRI **D ZT MVOLT CP ICAT + 2SQAPIN *** **** | Light Emitting Diode | Inseparable Luminaire | Direct Wired | 0-10 VDC Controls | 50 | 2700 | 0.001 | 90 | 52 | 458 | 1 | Ambient | 50000 |  |  | 50000 | 0.03 | 18 | 17 | 0.01 | 0.01 | 0.01 | 0.01 | 0 | 0 | 0.13 | 0.01 | 0.01 | 0.01 | 0 | 0 | 1 | 0.12 | 0.02 | 0.05 | 0.05 | 0.01 | True |  | Non Federally-Regulated | 08/30/2017 |  | 07/27/2021
Juno Lighting, Inc. | Juno | T275L G2 xxK 90CRI PDIM *** ** | Light Emitting Diode | Inseparable Luminaire | Quick Connect | Forward Phase Cut Controls | 85 | 2700 | 0.0033 | 90 | 50 | 500 | 0.9 | Ambient | 50000 |  |  | 50000 | 0.04 | 19 | 19 | 0.18 | 0.17 | 0.17 | 0.17 | 0.04 | 0.02 | 0.28 | 0.29 | 0.26 | 0.24 | 0.04 | 0.01 | 0.26 | 0.12 | 0.12 | 0.1 | 0.03 | 0.01 | True |  | Non Federally-Regulated | 11/15/2017 |  | 07/27/2021
Juno Lighting, Inc. | Juno | T275L TEK G2 xxK 90CRI PDIM *** ** | Light Emitting Diode | Inseparable Luminaire | Quick Connect | Forward Phase Cut Controls | 85 | 2700 | 0.0033 | 90 | 50 | 500 | 0.9 | Ambient | 50000 |  |  | 50000 | 0.04 | 19 | 19 | 0.18 | 0.17 | 0.17 | 0.17 | 0.04 | 0.02 | 0.28 | 0.29 | 0.26 | 0.24 | 0.04 | 0.01 | 0.26 | 0.12 | 0.12 | 0.1 | 0.03 | 0.01 | True |  | Non Federally-Regulated | 11/15/2017 |  | 07/27/2021
Juno Lighting, Inc. | Juno | SP275MLL G2 xxK 90CRI PDIM *** STN | Light Emitting Diode | Inseparable Luminaire | Quick Connect | Forward Phase Cut Controls | 85 | 2700 | 0.0033 | 90 | 50 | 500 | 0.9 | Ambient | 50000 |  |  | 50000 | 0.04 | 19 | 19 | 0.18 | 0.17 | 0.17 | 0.17 | 0.04 | 0.02 | 0.28 | 0.29 | 0.26 | 0.24 | 0.04 | 0.01 | 0.26 | 0.12 | 0.12 | 0.1 | 0.03 | 0.01 | True |  | Non Federally-Regulated | 11/15/2017 |  | 07/27/2021
Juno Lighting, Inc. | Aculux | AX4 A 12LM **K 90CRI **D *Z* MVOLT ICAT | Light Emitting Diode | Inseparable Luminaire | Direct Wired | 0-10 VDC Controls | 59 | 2700 | 0.0031 | 92 | 53 | 444 | 1 | Ambient | 50000 |  |  | 50000 | 0.01 | 14 | 19 | 0.04 | 0.03 | 0.02 | 0.01 | 0 | 0 | 0.96 | 0.16 | 0.08 | 0.03 | 0.02 | 0.01 | 1 | 0.5 | 0.47 | 0.12 | 0.06 | 0.04 | True |  | Non Federally-Regulated | 05/16/2018 |  | 07/27/2021
Juno Lighting, Inc. | Aculux | AX4 A 17LM **K 90CRI **D *Z* MVOLT ICAT | Light Emitting Diode | Inseparable Luminaire | Direct Wired | 0-10 VDC Controls | 56 | 2700 | 0.0031 | 92 | 53 | 444 | 1 | Ambient | 50000 |  |  | 50000 | 0.01 | 14 | 19 | 0.04 | 0.03 | 0.02 | 0.01 | 0 | 0 | 0.96 | 0.16 | 0.08 | 0.03 | 0.02 | 0.01 | 1 | 0.5 | 0.47 | 0.12 | 0.06 | 0.04 | True |  | Non Federally-Regulated | 05/16/2018 |  | 07/27/2021
Juno Lighting, Inc. | Aculux | AX4 A 22LM **K 90CRI **D *Z* MVOLT ICAT | Light Emitting Diode | Inseparable Luminaire | Direct Wired | 0-10 VDC Controls | 52 | 2700 | 0.0031 | 92 | 53 | 444 | 1 | Ambient | 50000 |  |  | 50000 | 0.01 | 14 | 19 | 0.04 | 0.03 | 0.02 | 0.01 | 0 | 0 | 0.96 | 0.16 | 0.08 | 0.03 | 0.02 | 0.01 | 1 | 0.5 | 0.47 | 0.12 | 0.06 | 0.04 | True |  | Non Federally-Regulated | 05/16/2018 |  | 07/27/2021
Juno Lighting, Inc. | Aculux | AX4 A 27LM **K 90CRI **D *Z* MVOLT ICAT | Light Emitting Diode | Inseparable Luminaire | Direct Wired | 0-10 VDC Controls | 46 | 2700 | 0.0031 | 92 | 53 | 444 | 1 | Ambient | 50000 |  |  | 50000 | 0.01 | 14 | 19 | 0.04 | 0.03 | 0.02 | 0.01 | 0 | 0 | 0.96 | 0.16 | 0.08 | 0.03 | 0.02 | 0.01 | 1 | 0.5 | 0.47 | 0.12 | 0.06 | 0.04 | True |  | Non Federally-Regulated | 05/16/2018 |  | 07/27/2021
Juno Lighting, Inc. | Aculux | AX4SQ A 12LM **K 90CRI **D *Z* MVOLT ICAT | Light Emitting Diode | Inseparable Luminaire | Direct Wired | 0-10 VDC Controls | 57 | 2700 | 0.0031 | 92 | 53 | 444 | 1 | Ambient | 50000 |  |  | 50000 | 0.01 | 14 | 19 | 0.04 | 0.03 | 0.02 | 0.01 | 0 | 0 | 0.96 | 0.16 | 0.08 | 0.03 | 0.02 | 0.01 | 1 | 0.5 | 0.47 | 0.12 | 0.06 | 0.04 | True |  | Non Federally-Regulated | 05/16/2018 |  | 07/27/2021
Juno Lighting, Inc. | Aculux | AX4SQ A 17LM **K 90CRI **D *Z* MVOLT ICAT | Light Emitting Diode | Inseparable Luminaire | Direct Wired | 0-10 VDC Controls | 55 | 2700 | 0.0031 | 92 | 53 | 444 | 1 | Ambient | 50000 |  |  | 50000 | 0.01 | 14 | 19 | 0.04 | 0.03 | 0.02 | 0.01 | 0 | 0 | 0.96 | 0.16 | 0.08 | 0.03 | 0.02 | 0.01 | 1 | 0.5 | 0.47 | 0.12 | 0.06 | 0.04 | True |  | Non Federally-Regulated | 05/16/2018 |  | 07/27/2021
Juno Lighting, Inc. | Aculux | AX4SQ A 22LM **K 90CRI **D *Z* MVOLT ICAT | Light Emitting Diode | Inseparable Luminaire | Direct Wired | 0-10 VDC Controls | 50 | 2700 | 0.0031 | 92 | 53 | 444 | 1 | Ambient | 50000 |  |  | 50000 | 0.01 | 14 | 19 | 0.04 | 0.03 | 0.02 | 0.01 | 0 | 0 | 0.96 | 0.16 | 0.08 | 0.03 | 0.02 | 0.01 | 1 | 0.5 | 0.47 | 0.12 | 0.06 | 0.04 | True |  | Non Federally-Regulated | 05/16/2018 |  | 07/27/2021
Juno Lighting, Inc. | Aculux | AX4SQ A 27LM **K 90CRI **D *Z* MVOLT ICAT | Light Emitting Diode | Inseparable Luminaire | Direct Wired | 0-10 VDC Controls | 45 | 2700 | 0.0031 | 92 | 53 | 444 | 1 | Ambient | 50000 |  |  | 50000 | 0.01 | 14 | 19 | 0.04 | 0.03 | 0.02 | 0.01 | 0 | 0 | 0.96 | 0.16 | 0.08 | 0.03 | 0.02 | 0.01 | 1 | 0.5 | 0.47 | 0.12 | 0.06 | 0.04 | True |  | Non Federally-Regulated | 05/16/2018 |  | 07/27/2021
Juno Lighting, Inc. | Juno | T263L ***** G3 **K 9*CRI PDIM *** ** | Light Emitting Diode | Inseparable Luminaire | Quick Connect | Forward Phase Cut Controls | 68 | 2700 | 0.0017 | 90 | 50 | 500 | 0.9 | Ambient | 50000 |  |  | 50000 | 0.03 | 19 | 19 | 0.18 | 0.17 | 0.17 | 0.17 | 0.04 | 0.01 | 0.24 | 0.24 | 0.23 | 0.22 | 0.04 | 0.01 | 0.14 | 0.12 | 0.13 | 0.1 | 0.01 | 0 | True |  | Non Federally-Regulated | 09/24/2018 |  | 07/27/2021
Juno Lighting, Inc. | Juno | T263L HTEK G3 **K 9*CRI OFF *** ** | Light Emitting Diode | Inseparable Luminaire | Quick Connect | Forward Phase Cut Controls | 68 | 2700 | 0.0017 | 90 | 50 | 500 | 0.9 | Ambient | 50000 |  |  | 50000 | 0.03 | 19 | 19 | 0.18 | 0.17 | 0.17 | 0.17 | 0.04 | 0.01 | 0.24 | 0.24 | 0.23 | 0.22 | 0.04 | 0.01 | 0.14 | 0.12 | 0.13 | 0.1 | 0.01 | 0 | True |  | Non Federally-Regulated | 09/24/2018 |  | 07/27/2021
Juno Lighting, Inc. | Juno | SP263MLL G3 **K 9*CRI PDIM *** ** | Light Emitting Diode | Inseparable Luminaire | Quick Connect | Forward Phase Cut Controls | 68 | 2700 | 0.0017 | 90 | 50 | 500 | 0.9 | Ambient | 50000 |  |  | 50000 | 0.03 | 19 | 19 | 0.18 | 0.17 | 0.17 | 0.17 | 0.04 | 0.01 | 0.24 | 0.24 | 0.23 | 0.22 | 0.04 | 0.01 | 0.14 | 0.12 | 0.13 | 0.1 | 0.01 | 0 | True |  | Non Federally-Regulated | 09/24/2018 |  | 07/27/2021
Juno Lighting, Inc. | Juno | 2CPNC G2 ADJ 06LM **K 90CRI ** 120 FRPC *** | Light Emitting Diode | Inseparable Luminaire | Direct Wired | Forward Phase Cut Controls | 67 | 2700 | 0.0016 | 93 | 57 | 328 | 1 | Ambient | 50000 |  |  | 50000 | 0 | 19 | 19 | 0.06 | 0 | 0 | 0 | 0 | 0 | 0.3 | 0.01 | 0.01 | 0.01 | 0 | 0 | 1 | 0.05 | 0.03 | 0.03 | 0.02 | 0.01 | True |  | Non Federally-Regulated | 02/28/2019 |  | 07/27/2021
Juno Lighting, Inc. | Juno | 2CPNC G2 ADJ 06LM **K 90CRI ** MVOLT ZT *** | Light Emitting Diode | Inseparable Luminaire | Direct Wired | 0-10 VDC Controls | 68 | 2700 | 0.0017 | 93 | 57 | 458 | 1 | Ambient | 50000 |  |  | 50000 | 0.03 | 20 | 19 | 0.06 | 0.02 | 0.02 | 0.02 | 0.01 | 0 | 0.14 | 0.07 | 0.06 | 0.06 | 0.04 | 0.01 | 0.67 | 0.35 | 0.34 | 0.29 | 0.17 | 0.02 | True |  | Non Federally-Regulated | 02/28/2019 |  | 07/27/2021
Juno Lighting, Inc. | Juno | 2CPNC G2 DB 06LM **K 90CRI ** 120 FRPC *** | Light Emitting Diode | Inseparable Luminaire | Direct Wired | Forward Phase Cut Controls | 62 | 2700 | 0.0016 | 93 | 57 | 328 | 1 | Ambient | 50000 |  |  | 50000 | 0 | 19 | 19 | 0.06 | 0 | 0 | 0 | 0 | 0 | 0.3 | 0.01 | 0.01 | 0.01 | 0 | 0 | 1 | 0.05 | 0.03 | 0.03 | 0.02 | 0.01 | True |  | Non Federally-Regulated | 02/28/2019 |  | 07/27/2021
Juno Lighting, Inc. | Juno | 2CPNC G2 DB 06LM **K 90CRI ** MVOLT ZT *** | Light Emitting Diode | Inseparable Luminaire | Direct Wired | 0-10 VDC Controls | 63 | 2700 | 0.0017 | 93 | 57 | 458 | 1 | Ambient | 50000 |  |  | 50000 | 0.03 | 20 | 19 | 0.06 | 0.02 | 0.02 | 0.02 | 0.01 | 0 | 0.14 | 0.07 | 0.06 | 0.06 | 0.04 | 0.01 | 0.67 | 0.35 | 0.34 | 0.29 | 0.17 | 0.02 | True |  | Non Federally-Regulated | 02/28/2019 |  | 07/27/2021
Juno Lighting, Inc. | Juno | 2CPNC G2 DC 06LM **K 90CRI ** 120 FRPC *** | Light Emitting Diode | Inseparable Luminaire | Direct Wired | Forward Phase Cut Controls | 69 | 2700 | 0.0016 | 93 | 57 | 328 | 1 | Ambient | 50000 |  |  | 50000 | 0 | 19 | 19 | 0.06 | 0 | 0 | 0 | 0 | 0 | 0.3 | 0.01 | 0.01 | 0.01 | 0 | 0 | 1 | 0.05 | 0.03 | 0.03 | 0.02 | 0.01 | True |  | Non Federally-Regulated | 02/28/2019 |  | 07/27/2021
Juno Lighting, Inc. | Juno | 2CPNC G2 DC 06LM **K 90CRI ** MVOLT ZT *** | Light Emitting Diode | Inseparable Luminaire | Direct Wired | 0-10 VDC Controls | 70 | 2700 | 0.0017 | 93 | 57 | 458 | 1 | Ambient | 50000 |  |  | 50000 | 0.03 | 20 | 19 | 0.06 | 0.02 | 0.02 | 0.02 | 0.01 | 0 | 0.14 | 0.07 | 0.06 | 0.06 | 0.04 | 0.01 | 0.67 | 0.35 | 0.34 | 0.29 | 0.17 | 0.02 | True |  | Non Federally-Regulated | 02/28/2019 |  | 07/27/2021
Juno Lighting, Inc. | Juno | 2CPNC G2 SQ 06LM **K 90CRI ** 120 FRPC *** | Light Emitting Diode | Inseparable Luminaire | Direct Wired | Forward Phase Cut Controls | 58 | 2700 | 0.0016 | 93 | 57 | 328 | 1 | Ambient | 50000 |  |  | 50000 | 0 | 19 | 19 | 0.06 | 0 | 0 | 0 | 0 | 0 | 0.3 | 0.01 | 0.01 | 0.01 | 0 | 0 | 1 | 0.05 | 0.03 | 0.03 | 0.02 | 0.01 | True |  | Non Federally-Regulated | 02/28/2019 |  | 07/27/2021
Juno Lighting, Inc. | Juno | 2CPNC G2 SQ 06LM **K 90CRI ** MVOLT ZT *** | Light Emitting Diode | Inseparable Luminaire | Direct Wired | 0-10 VDC Controls | 59 | 2700 | 0.0017 | 93 | 57 | 458 | 1 | Ambient | 50000 |  |  | 50000 | 0.03 | 20 | 19 | 0.06 | 0.02 | 0.02 | 0.02 | 0.01 | 0 | 0.14 | 0.07 | 0.06 | 0.06 | 0.04 | 0.01 | 0.67 | 0.35 | 0.34 | 0.29 | 0.17 | 0.02 | True |  | Non Federally-Regulated | 02/28/2019 |  | 07/27/2021
Juno Lighting, Inc. | Juno | 2CPNC G2 SQADJ 06LM **K 90CRI ** 120 FRPC *** | Light Emitting Diode | Inseparable Luminaire | Direct Wired | Forward Phase Cut Controls | 67 | 2700 | 0.0016 | 93 | 57 | 328 | 1 | Ambient | 50000 |  |  | 50000 | 0 | 19 | 19 | 0.06 | 0 | 0 | 0 | 0 | 0 | 0.3 | 0.01 | 0.01 | 0.01 | 0 | 0 | 1 | 0.05 | 0.03 | 0.03 | 0.02 | 0.01 | True |  | Non Federally-Regulated | 02/28/2019 |  | 07/27/2021
Juno Lighting, Inc. | Juno | 2CPNC G2 SQADJ 06LM **K 90CRI ** MVOLT ZT *** | Light Emitting Diode | Inseparable Luminaire | Direct Wired | 0-10 VDC Controls | 68 | 2700 | 0.0017 | 93 | 57 | 458 | 1 | Ambient | 50000 |  |  | 50000 | 0.03 | 20 | 19 | 0.06 | 0.02 | 0.02 | 0.02 | 0.01 | 0 | 0.14 | 0.07 | 0.06 | 0.06 | 0.04 | 0.01 | 0.67 | 0.35 | 0.34 | 0.29 | 0.17 | 0.02 | True |  | Non Federally-Regulated | 02/28/2019 |  | 07/27/2021
Juno Lighting, Inc. | Juno | 2CPNC G2 ADJ 10LM **K 90CRI ** 120 FRPC *** | Light Emitting Diode | Inseparable Luminaire | Direct Wired | Forward Phase Cut Controls | 65 | 2700 | 0.0016 | 93 | 56 | 268 | 1 | Ambient | 50000 |  |  | 50000 | 0.02 | 19 | 19 | 0.06 | 0 | 0 | 0 | 0 | 0 | 0.3 | 0.01 | 0.01 | 0.01 | 0 | 0 | 1 | 0.05 | 0.03 | 0.03 | 0.02 | 0.01 | True |  | Non Federally-Regulated | 02/28/2019 |  | 07/27/2021
Juno Lighting, Inc. | Juno | 2CPNC G2 ADJ 10LM **K 90CRI ** MVOLT ZT *** | Light Emitting Diode | Inseparable Luminaire | Direct Wired | 0-10 VDC Controls | 65 | 2700 | 0.0016 | 93 | 56 | 446 | 1 | Ambient | 50000 |  |  | 50000 | 0.1 | 19 | 19 | 0.06 | 0.02 | 0.01 | 0.01 | 0.01 | 0 | 0.11 | 0.06 | 0.05 | 0.05 | 0.04 | 0.01 | 0.33 | 0.16 | 0.15 | 0.14 | 0.11 | 0.02 | True |  | Non Federally-Regulated | 02/28/2019 |  | 07/27/2021
Juno Lighting, Inc. | Juno | 2CPNC G2 DB 10LM **K 90CRI ** 120 FRPC *** | Light Emitting Diode | Inseparable Luminaire | Direct Wired | Forward Phase Cut Controls | 68 | 2700 | 0.0016 | 93 | 56 | 268 | 1 | Ambient | 50000 |  |  | 50000 | 0.02 | 19 | 19 | 0.06 | 0 | 0 | 0 | 0 | 0 | 0.3 | 0.01 | 0.01 | 0.01 | 0 | 0 | 1 | 0.05 | 0.03 | 0.03 | 0.02 | 0.01 | True |  | Non Federally-Regulated | 02/28/2019 |  | 07/27/2021
Juno Lighting, Inc. | Juno | 2CPNC G2 DB 10LM **K 90CRI ** MVOLT ZT *** | Light Emitting Diode | Inseparable Luminaire | Direct Wired | 0-10 VDC Controls | 68 | 2700 | 0.0016 | 93 | 56 | 446 | 1 | Ambient | 50000 |  |  | 50000 | 0.1 | 19 | 19 | 0.06 | 0.02 | 0.01 | 0.01 | 0.01 | 0 | 0.11 | 0.06 | 0.05 | 0.05 | 0.04 | 0.01 | 0.33 | 0.16 | 0.15 | 0.14 | 0.11 | 0.02 | True |  | Non Federally-Regulated | 02/28/2019 |  | 07/27/2021
Juno Lighting, Inc. | Juno | 2CPNC G2 DC 10LM **K 90CRI ** 120 FRPC *** | Light Emitting Diode | Inseparable Luminaire | Direct Wired | Forward Phase Cut Controls | 62 | 2700 | 0.0016 | 93 | 56 | 268 | 1 | Ambient | 50000 |  |  | 50000 | 0.02 | 19 | 19 | 0.06 | 0 | 0 | 0 | 0 | 0 | 0.3 | 0.01 | 0.01 | 0.01 | 0 | 0 | 1 | 0.05 | 0.03 | 0.03 | 0.02 | 0.01 | True |  | Non Federally-Regulated | 02/28/2019 |  | 07/27/2021
Juno Lighting, Inc. | Juno | 2CPNC G2 DC 10LM **K 90CRI ** MVOLT ZT *** | Light Emitting Diode | Inseparable Luminaire | Direct Wired | 0-10 VDC Controls | 62 | 2700 | 0.0016 | 93 | 56 | 446 | 1 | Ambient | 50000 |  |  | 50000 | 0.1 | 19 | 19 | 0.06 | 0.02 | 0.01 | 0.01 | 0.01 | 0 | 0.11 | 0.06 | 0.05 | 0.05 | 0.04 | 0.01 | 0.33 | 0.16 | 0.15 | 0.14 | 0.11 | 0.02 | True |  | Non Federally-Regulated | 02/28/2019 |  | 07/27/2021
Juno Lighting, Inc. | Juno | 2CPNC G2 SQ 10LM **K 90CRI ** 120 FRPC *** | Light Emitting Diode | Inseparable Luminaire | Direct Wired | Forward Phase Cut Controls | 56 | 2700 | 0.0016 | 93 | 56 | 268 | 1 | Ambient | 50000 |  |  | 50000 | 0.02 | 19 | 19 | 0.06 | 0 | 0 | 0 | 0 | 0 | 0.3 | 0.01 | 0.01 | 0.01 | 0 | 0 | 1 | 0.05 | 0.03 | 0.03 | 0.02 | 0.01 | True |  | Non Federally-Regulated | 02/28/2019 |  | 07/27/2021
Juno Lighting, Inc. | Juno | 2CPNC G2 SQ 10LM **K 90CRI ** MVOLT ZT *** | Light Emitting Diode | Inseparable Luminaire | Direct Wired | 0-10 VDC Controls | 56 | 2700 | 0.0016 | 93 | 56 | 446 | 1 | Ambient | 50000 |  |  | 50000 | 0.1 | 19 | 19 | 0.06 | 0.02 | 0.01 | 0.01 | 0.01 | 0 | 0.11 | 0.06 | 0.05 | 0.05 | 0.04 | 0.01 | 0.33 | 0.16 | 0.15 | 0.14 | 0.11 | 0.02 | True |  | Non Federally-Regulated | 02/28/2019 |  | 07/27/2021
Juno Lighting, Inc. | Juno | 2CPNC G2 SQADJ 10LM **K 90CRI ** 120 FRPC *** | Light Emitting Diode | Inseparable Luminaire | Direct Wired | Forward Phase Cut Controls | 65 | 2700 | 0.0016 | 93 | 56 | 268 | 1 | Ambient | 50000 |  |  | 50000 | 0.02 | 19 | 19 | 0.06 | 0 | 0 | 0 | 0 | 0 | 0.3 | 0.01 | 0.01 | 0.01 | 0 | 0 | 1 | 0.05 | 0.03 | 0.03 | 0.02 | 0.01 | True |  | Non Federally-Regulated | 02/28/2019 |  | 07/27/2021
Juno Lighting, Inc. | Juno | 2CPNC G2 SQADJ 10LM **K 90CRI ** MVOLT ZT *** | Light Emitting Diode | Inseparable Luminaire | Direct Wired | 0-10 VDC Controls | 66 | 2700 | 0.0016 | 93 | 56 | 446 | 1 | Ambient | 50000 |  |  | 50000 | 0.1 | 19 | 19 | 0.06 | 0.02 | 0.01 | 0.01 | 0.01 | 0 | 0.11 | 0.06 | 0.05 | 0.05 | 0.04 | 0.01 | 0.33 | 0.16 | 0.15 | 0.14 | 0.11 | 0.02 | True |  | Non Federally-Regulated | 02/28/2019 |  | 07/27/2021
Juno Lighting, Inc. | Juno | IC1ALED G4N 06LM 120 FRPC ** + 440LED G4N 06LM **K 90CRI *** | Light Emitting Diode | Inseparable Luminaire | Direct Wired | 0-10 VDC Controls | 71 | 2700 | 0.0023 | 92 | 50 | 480 | 1 | Ambient | 50000 |  |  | 50000 | 0.09 | 19 | 19 | 0.06 | 0.02 | 0.01 | 0.01 | 0.01 | 0 | 0.11 | 0.06 | 0.05 | 0.05 | 0.04 | 0.01 | 0.33 | 0.16 | 0.15 | 0.14 | 0.11 | 0.02 | True |  | Non Federally-Regulated | 02/28/2019 |  | 07/27/2021
Juno Lighting, Inc. | Juno | IC1ALED G4N 06LM MVOLT **** ** + 440LED G4N 06LM **K 90CRI *** | Light Emitting Diode | Inseparable Luminaire | Direct Wired | Forward Phase Cut Controls | 73 | 2700 | 0.0023 | 92 | 50 | 292 | 1 | Ambient | 50000 |  |  | 50000 | 0 | 19 | 19 | 0.06 | 0 | 0 | 0 | 0 | 0 | 0.3 | 0.01 | 0.01 | 0.01 | 0 | 0 | 1 | 0.05 | 0.03 | 0.03 | 0.02 | 0.01 | True |  | Non Federally-Regulated | 02/28/2019 |  | 07/27/2021
Juno Lighting, Inc. | Juno | IC1RALED G4N 06LM MVOLT **** + 440LED G4N 06LM **K 90CRI *** | Light Emitting Diode | Inseparable Luminaire | Direct Wired | Forward Phase Cut Controls | 73 | 2700 | 0.0023 | 92 | 50 | 292 | 1 | Ambient | 50000 |  |  | 50000 | 0 | 19 | 19 | 0.06 | 0 | 0 | 0 | 0 | 0 | 0.3 | 0.01 | 0.01 | 0.01 | 0 | 0 | 1 | 0.05 | 0.03 | 0.03 | 0.02 | 0.01 | True |  | Non Federally-Regulated | 02/28/2019 |  | 07/27/2021
Juno Lighting, Inc. | Juno | R606L **** **K 90CRI PDIM *** ** | Light Emitting Diode | Inseparable Luminaire | Quick Connect | Forward Phase Cut Controls | 73 | 2700 | 0.0009 | 90 | 54 | 200 | 0.9 | Ambient | 50000 |  |  | 50000 | 0.01 | 19 | 19 | 0.19 | 0.19 | 0.18 | 0.18 | 0.05 | 0.02 | 0.25 | 0.25 | 0.25 | 0.2 | 0.04 | 0.01 | 0.22 | 0.22 | 0.23 | 0.17 | 0.04 | 0.01 | True |  | Non Federally-Regulated | 06/18/2019 |  | 07/27/2021
Juno Lighting, Inc. | Juno | R620L ***** **K 90CRI PDIM VBS ** | Light Emitting Diode | Inseparable Luminaire | Quick Connect | Forward Phase Cut Controls | 59 | 2700 | 0.0001 | 90 | 62 | 176 | 0.9 | Ambient | 50000 |  |  | 50000 | 0.01 | 19 | 19 | 0.26 | 0.25 | 0.24 | 0.24 | 0.07 | 0.02 | 0.17 | 0.16 | 0.17 | 0.16 | 0.13 | 0.05 | 0.14 | 0.13 | 0.13 | 0.1 | 0.04 | 0.02 | True |  | Non Federally-Regulated | 08/09/2019 |  | 07/27/2021
Juno Lighting, Inc. | Aculux | LN1SQ * 02C **K 90CRI ***D UGZ MVOLT ** *** *** | Light Emitting Diode | Inseparable Luminaire | Direct Wired | Forward Phase Cut Controls | 55.1 | 2700 |  | 90 | 55 | 448 | 0.99 | Ambient | 50000 |  | 1 | 60000 | 0.02 | 19 | 18 | 0.02 | 0.02 | 0.02 | 0.01 | 0.01 | 0.01 | 0.42 | 0.05 | 0.02 | 0.01 | 0.01 | 0 | 0.26 | 0.03 | 0.01 | 0.01 | 0.01 | 0 | True |  | Non Federally-Regulated | 09/17/2019 |  | 07/27/2021
Juno Lighting, Inc. | Aculux | LN1SQ * 04C **K 90CRI ***D UGZ MVOLT ** *** *** | Light Emitting Diode | Inseparable Luminaire | Direct Wired | Forward Phase Cut Controls | 58 | 2700 |  | 90 | 56 | 448 | 0.99 | Ambient | 50000 |  | 1 | 60000 | 0.02 | 19 | 18 | 0.02 | 0.02 | 0.01 | 0.01 | 0.01 | 0.01 | 0.24 | 0.02 | 0.01 | 0.01 | 0 | 0 | 0.21 | 0.01 | 0.01 | 0.01 | 0 | 0 | True |  | Non Federally-Regulated | 09/17/2019 |  | 07/27/2021
Juno Lighting, Inc. | Aculux | LN1SQ * 06C **K 90CRI ***D UGZ MVOLT ** *** *** | Light Emitting Diode | Inseparable Luminaire | Direct Wired | Forward Phase Cut Controls | 59.2 | 2700 |  | 90 | 56 | 448 | 0.99 | Ambient | 50000 |  | 1 | 60000 | 0.02 | 19 | 18 | 0.01 | 0.01 | 0 | 0 | 0 | 0 | 0.17 | 0.05 | 0.02 | 0.01 | 0.01 | 0 | 0.16 | 0.11 | 0.01 | 0.01 | 0.01 | 0 | True |  | Non Federally-Regulated | 09/17/2019 |  | 07/27/2021
Juno Lighting, Inc. | Aculux | LN1SQ * 08C **K 90CRI ***D UGZ MVOLT ** *** *** | Light Emitting Diode | Inseparable Luminaire | Direct Wired | Forward Phase Cut Controls | 59.8 | 2700 |  | 90 | 56 | 448 | 1 | Ambient | 50000 |  | 1 | 60000 | 0.02 | 19 | 18 | 0.01 | 0.01 | 0.01 | 0.01 | 0.01 | 0 | 0.21 | 0.15 | 0.04 | 0.01 | 0.01 | 0.01 | 0.17 | 0.16 | 0.03 | 0.01 | 0.01 | 0 | True |  | Non Federally-Regulated | 09/17/2019 |  | 07/27/2021
Juno Lighting, Inc. | Aculux | LN1SQ * 12C **K 90CRI ***D UGZ MVOLT ** *** *** | Light Emitting Diode | Inseparable Luminaire | Direct Wired | Forward Phase Cut Controls | 63.5 | 2700 |  | 90 | 56 | 448 | 1 | Ambient | 50000 |  | 1 | 60000 | 0.02 | 19 | 18 | 0.03 | 0.03 | 0.03 | 0.03 | 0.03 | 0.03 | 0.26 | 0.22 | 0.04 | 0.02 | 0.01 | 0.01 | 0.17 | 0.13 | 0.04 | 0.02 | 0.01 | 0.01 | True |  | Non Federally-Regulated | 09/17/2019 |  | 07/27/2021
Juno Lighting, Inc. | Juno | IC1JBPF 07LM 120 FRPC + 4JBLDT ** **K 90CRI WWH | Light Emitting Diode | Inseparable Luminaire | Direct Wired | Forward Phase Cut Controls | 76 | 2700 | 0.0004 | 90 | 64 | 460 | 1 | Ambient | 50000 |  | 1 | 50000 | 0.01 | 15 | 20 | 0.02 | 0.01 | 0.01 | 0.01 | 0 | 0 | 0.07 | 0.02 | 0.02 | 0.01 | 0.01 | 0.01 | 0.05 | 0.02 | 0.01 | 0.01 | 0.01 | 0.01 | True |  | Non Federally-Regulated | 10/01/2019 |  | 07/27/2021
Juno Lighting, Inc. | Juno | IC1JBPF 07LM MVOLT **** + 4JBLDT ** **K 90CRI WWH | Light Emitting Diode | Inseparable Luminaire | Direct Wired | 0-10 VDC Controls | 76 | 2700 | 0.0004 | 90 | 64 | 488 | 1 | Ambient | 50000 |  | 1 | 50000 | 0.02 | 14 | 20 | 0.37 | 0.14 | 0.09 | 0.06 | 0.05 | 0.04 | 1 | 0.36 | 0.25 | 0.17 | 0.16 | 0.15 | 1 | 0.27 | 0.21 | 0.2 | 0.18 | 0.18 | True |  | Non Federally-Regulated | 10/01/2019 |  | 07/27/2021
Juno Lighting, Inc. | Juno | IC1JBPF 10LM 120 FRPC + 4JBLDT ** **K 90CRI WWH | Light Emitting Diode | Inseparable Luminaire | Direct Wired | Forward Phase Cut Controls | 71 | 2700 | 0.0002 | 90 | 62 | 460 | 1 | Ambient | 50000 |  | 1 | 50000 | 0.01 | 15 | 21 | 0.02 | 0.01 | 0.01 | 0.01 | 0 | 0 | 0.07 | 0.02 | 0.02 | 0.01 | 0.01 | 0.01 | 0.05 | 0.02 | 0.01 | 0.01 | 0.01 | 0.01 | True |  | Non Federally-Regulated | 10/01/2019 |  | 07/27/2021
Juno Lighting, Inc. | Juno | IC1JBPF 10LM MVOLT **** + 4JBLDT ** **K 90CRI WWH | Light Emitting Diode | Inseparable Luminaire | Direct Wired | 0-10 VDC Controls | 71 | 2700 | 0.0002 | 90 | 62 | 496 | 1 | Ambient | 50000 |  | 1 | 50000 | 0.02 | 14 | 20 | 0.37 | 0.14 | 0.09 | 0.06 | 0.05 | 0.04 | 1 | 0.36 | 0.25 | 0.17 | 0.16 | 0.15 | 1 | 0.27 | 0.21 | 0.2 | 0.18 | 0.18 | True |  | Non Federally-Regulated | 10/01/2019 |  | 07/27/2021
Juno Lighting, Inc. | Juno | IC1AJBPF 06LM MVOLT **** + 440LED G4N 06LM **K 90CRI *** | Light Emitting Diode | Inseparable Luminaire | Direct Wired | 0-10 VDC Controls | 71 | 2700 | 0.0023 | 92 | 50 | 480 | 1 | Ambient | 50000 |  | 1 | 50000 | 0.09 | 19 | 19 | 0.06 | 0.02 | 0.01 | 0.01 | 0.01 | 0 | 0.11 | 0.06 | 0.05 | 0.05 | 0.04 | 0.01 | 0.33 | 0.16 | 0.15 | 0.14 | 0.11 | 0.02 | True |  | Non Federally-Regulated | 10/01/2019 |  | 07/27/2021
Juno Lighting, Inc. | Juno | IC1AJBPF 06LM 120 FRPC + 440LED G4N 06LM **K 90CRI *** | Light Emitting Diode | Inseparable Luminaire | Direct Wired | Forward Phase Cut Controls | 73 | 2700 | 0.0023 | 92 | 50 | 292 | 1 | Ambient | 50000 |  | 1 | 50000 | 0 | 19 | 19 | 0.06 | 0 | 0 | 0 | 0 | 0 | 0.3 | 0.01 | 0.01 | 0.01 | 0 | 0 | 1 | 0.05 | 0.03 | 0.03 | 0.02 | 0.01 | True |  | Non Federally-Regulated | 10/01/2019 |  | 07/27/2021
Juno Lighting, Inc. | Juno | J6AI D* 10LM TUWH 90CRI 120 ***** JBL DWNL L/SKTWHIP | Light Emitting Diode | Inseparable Luminaire | Quick Connect | Forward Phase Cut Controls | 63 | 2700 | 0.0004 | 90 | 52 | 264 | 1 | Ambient | 50000 |  | 1 | 50000 | 0.01 | 19 | 19 | 0.06 | 0.02 | 0.01 | 0.01 | 0.01 | 0.01 | 1 | 0.04 | 0.03 | 0.02 | 0.02 | 0.02 | 1 | 0.26 | 0.12 | 0.11 | 0.09 | 0.08 | True |  | Non Federally-Regulated | 11/01/2019 |  | 07/27/2021
Juno Lighting, Inc. | Juno | J6AI D* 10LM TUWH 90CRI 120 ***** JBL ALXA L/SKTWHIP | Light Emitting Diode | Inseparable Luminaire | Quick Connect | Forward Phase Cut Controls | 45 | 2700 | 0.0014 | 90 | 51 | 288 | 1 | Ambient | 50000 |  | 1 | 50000 | 0.01 | 19 | 19 | 0.09 | 0.03 | 0.02 | 0.01 | 0.01 | 0.01 | 1 | 0.11 | 0.05 | 0.03 | 0.03 | 0.02 | 1 | 0.2 | 0.13 | 0.1 | 0.09 | 0.08 | True |  | Non Federally-Regulated | 11/08/2019 |  | 07/27/2021
Juno Lighting, Inc. | Juno | J6AI D* 10LM TUWH 90CRI 120 ***** JBL SPKR L/SKTWHIP | Light Emitting Diode | Inseparable Luminaire | Quick Connect | Forward Phase Cut Controls | 45 | 2700 | 0.0014 | 90 | 51 | 288 | 1 | Ambient | 50000 |  | 1 | 50000 | 0.01 | 19 | 19 | 0.09 | 0.03 | 0.02 | 0.01 | 0.01 | 0.01 | 1 | 0.11 | 0.05 | 0.03 | 0.03 | 0.02 | 1 | 0.2 | 0.13 | 0.1 | 0.09 | 0.08 | True |  | Non Federally-Regulated | 11/08/2019 |  | 07/27/2021
Juno Lighting, Inc. | Aculux | INIT3 ** 04LM **K 90CRI **D UGZ MVOLT ****** | Light Emitting Diode | Inseparable Luminaire | Direct Wired | Forward Phase Cut Controls | 48 | 2700 |  | 90 | 52 | 468 | 0.99 | Ambient | 50000 |  | 1 | 56000 | 0.03 | 17 | 18 | 0.01 | 0.01 | 0.01 | 0.01 | 0 | 0 | 0.11 | 0.01 | 0.01 | 0.01 | 0 | 0 | 0.05 | 0 | 0 | 0 | 0 | 0 | True |  | Non Federally-Regulated | 03/24/2020 |  | 07/27/2021
Juno Lighting, Inc. | Aculux | INIT3SQ ** 04LM **K 90CRI **D UGZ MVOLT ****** | Light Emitting Diode | Inseparable Luminaire | Direct Wired | Forward Phase Cut Controls | 48 | 2700 |  | 90 | 52 | 468 | 0.99 | Ambient | 50000 |  | 1 | 56000 | 0.03 | 17 | 18 | 0.01 | 0.01 | 0.01 | 0.01 | 0 | 0 | 0.11 | 0.01 | 0.01 | 0.01 | 0 | 0 | 0.05 | 0 | 0 | 0 | 0 | 0 | True |  | Non Federally-Regulated | 03/24/2020 |  | 07/27/2021
Juno Lighting, Inc. | Aculux | INIT3 ** 08LM **K 90CRI **D UGZ MVOLT ****** | Light Emitting Diode | Inseparable Luminaire | Direct Wired | Forward Phase Cut Controls | 48 | 2700 |  | 90 | 52 | 496 | 0.99 | Ambient | 50000 |  | 1 | 56000 | 0.02 | 19 | 19 | 0.01 | 0.01 | 0.01 | 0 | 0 | 0 | 0.12 | 0.01 | 0.01 | 0.01 | 0.01 | 0 | 0.08 | 0.01 | 0 | 0 | 0 | 0 | True |  | Non Federally-Regulated | 03/24/2020 |  | 07/27/2021
Juno Lighting, Inc. | Aculux | INIT3SQ ** 08LM **K 90CRI **D UGZ MVOLT ****** | Light Emitting Diode | Inseparable Luminaire | Direct Wired | Forward Phase Cut Controls | 48 | 2700 |  | 90 | 52 | 496 | 1 | Ambient | 50000 |  | 1 | 56000 | 0.02 | 19 | 19 | 0.01 | 0.01 | 0.01 | 0 | 0 | 0 | 0.12 | 0.01 | 0.01 | 0.01 | 0.01 | 0 | 0.08 | 0.01 | 0 | 0 | 0 | 0 | True |  | Non Federally-Regulated | 03/24/2020 |  | 07/27/2021
Juno Lighting, Inc. | Aculux | INIT3 ** 08LM **K 90CRI **D EZ1 MVOLT ****** | Light Emitting Diode | Inseparable Luminaire | Direct Wired | 0-10 VDC Controls | 48 | 2700 |  | 90 | 52 | 496 | 0.99 | Ambient | 50000 |  | 1 | 56000 | 0.02 | 19 | 19 | 0.11 | 0.11 | 0.1 | 0.03 | 0.02 | 0.02 | 0.6 | 0.16 | 0.12 | 0.02 | 0.02 | 0.02 | 0.92 | 0.21 | 0.06 | 0.04 | 0.02 | 0.01 | True |  | Non Federally-Regulated | 03/24/2020 |  | 07/27/2021
Juno Lighting, Inc. | Aculux | INIT3SQ ** 08LM **K 90CRI **D EZ1 MVOLT ****** | Light Emitting Diode | Inseparable Luminaire | Direct Wired | 0-10 VDC Controls | 48 | 2700 |  | 90 | 52 | 496 | 1 | Ambient | 50000 |  | 1 | 56000 | 0.02 | 19 | 19 | 0.11 | 0.11 | 0.1 | 0.03 | 0.02 | 0.02 | 0.6 | 0.16 | 0.12 | 0.02 | 0.02 | 0.02 | 0.92 | 0.21 | 0.06 | 0.04 | 0.02 | 0.01 | True |  | Non Federally-Regulated | 03/24/2020 |  | 07/27/2021
Juno Lighting, Inc. | Aculux | INIT3 ** 08LM **K 90CRI **D ECO** ***** ****** | Light Emitting Diode | Inseparable Luminaire | Direct Wired | Direct Digital Controls | 48 | 2700 |  | 90 | 52 | 496 | 0.99 | Ambient | 50000 |  | 1 | 56000 | 0.02 | 19 | 19 | 0.03 | 0.03 | 0.02 | 0.02 | 0.01 | 0.01 | 0.06 | 0.04 | 0.03 | 0.02 | 0.01 | 0 | 1 | 1 | 1 | 0.42 | 0.09 | 0.04 | True |  | Non Federally-Regulated | 03/24/2020 |  | 07/27/2021
Juno Lighting, Inc. | Aculux | INIT3SQ ** 08LM **K 90CRI **D ECO** ***** ****** | Light Emitting Diode | Inseparable Luminaire | Direct Wired | Direct Digital Controls | 48 | 2700 |  | 90 | 52 | 496 | 1 | Ambient | 50000 |  | 1 | 56000 | 0.02 | 19 | 19 | 0.03 | 0.03 | 0.02 | 0.02 | 0.01 | 0.01 | 0.06 | 0.04 | 0.03 | 0.02 | 0.01 | 0 | 1 | 1 | 1 | 0.42 | 0.09 | 0.04 | True |  | Non Federally-Regulated | 03/24/2020 |  | 07/27/2021
Juno Lighting, Inc. | Aculux | INIT3 ** 12LM **K 90CRI **D UGZ MVOLT ****** | Light Emitting Diode | Inseparable Luminaire | Direct Wired | Forward Phase Cut Controls | 48 | 2700 |  | 90 | 52 | 496 | 0.99 | Ambient | 50000 |  | 1 | 56000 | 0.02 | 19 | 19 | 0.01 | 0.01 | 0.01 | 0.01 | 0.01 | 0.01 | 0.13 | 0.03 | 0.01 | 0.01 | 0.01 | 0.01 | 0.19 | 0.14 | 0.03 | 0.01 | 0.01 | 0.01 | True |  | Non Federally-Regulated | 03/24/2020 |  | 07/27/2021
Juno Lighting, Inc. | Aculux | INIT3SQ ** 12LM **K 90CRI **D UGZ MVOLT ****** | Light Emitting Diode | Inseparable Luminaire | Direct Wired | Forward Phase Cut Controls | 48 | 2700 |  | 90 | 52 | 496 | 1 | Ambient | 50000 |  | 1 | 56000 | 0.02 | 19 | 19 | 0.01 | 0.01 | 0.01 | 0.01 | 0.01 | 0.01 | 0.13 | 0.03 | 0.01 | 0.01 | 0.01 | 0.01 | 0.19 | 0.14 | 0.03 | 0.01 | 0.01 | 0.01 | True |  | Non Federally-Regulated | 03/24/2020 |  | 07/27/2021
Juno Lighting, Inc. | Aculux | INIT3 ** 12LM **K 90CRI **D EZ1 MVOLT ****** | Light Emitting Diode | Inseparable Luminaire | Direct Wired | 0-10 VDC Controls | 48 | 2700 |  | 90 | 52 | 496 | 0.99 | Ambient | 50000 |  | 1 | 56000 | 0.02 | 19 | 19 | 0.05 | 0.05 | 0.04 | 0.01 | 0.01 | 0.01 | 0.73 | 0.11 | 0.08 | 0.03 | 0.03 | 0.02 | 0.91 | 0.22 | 0.11 | 0.03 | 0.01 | 0.01 | True |  | Non Federally-Regulated | 03/24/2020 |  | 07/27/2021
Juno Lighting, Inc. | Aculux | INIT3SQ ** 12LM **K 90CRI **D EZ1 MVOLT ****** | Light Emitting Diode | Inseparable Luminaire | Direct Wired | 0-10 VDC Controls | 48 | 2700 |  | 90 | 52 | 496 | 1 | Ambient | 50000 |  | 1 | 56000 | 0.02 | 19 | 19 | 0.05 | 0.05 | 0.04 | 0.01 | 0.01 | 0.01 | 0.73 | 0.11 | 0.08 | 0.03 | 0.03 | 0.02 | 0.91 | 0.22 | 0.11 | 0.03 | 0.01 | 0.01 | True |  | Non Federally-Regulated | 03/24/2020 |  | 07/27/2021
Juno Lighting, Inc. | Aculux | INIT3 ** 12LM **K 90CRI **D ECO** ***** ****** | Light Emitting Diode | Inseparable Luminaire | Direct Wired | Direct Digital Controls | 48 | 2700 |  | 90 | 52 | 496 | 0.99 | Ambient | 50000 |  | 1 | 56000 | 0.02 | 19 | 19 | 0.03 | 0.03 | 0.02 | 0.02 | 0.01 | 0.01 | 0.06 | 0.04 | 0.03 | 0.02 | 0.01 | 0 | 1 | 1 | 1 | 0.42 | 0.09 | 0.04 | True |  | Non Federally-Regulated | 03/24/2020 |  | 07/27/2021
Juno Lighting, Inc. | Aculux | INIT3SQ ** 12LM **K 90CRI **D ECO** ***** ****** | Light Emitting Diode | Inseparable Luminaire | Direct Wired | Direct Digital Controls | 48 | 2700 |  | 90 | 52 | 496 | 1 | Ambient | 50000 |  | 1 | 56000 | 0.02 | 19 | 19 | 0.03 | 0.03 | 0.02 | 0.02 | 0.01 | 0.01 | 0.06 | 0.04 | 0.03 | 0.02 | 0.01 | 0 | 1 | 1 | 1 | 0.42 | 0.09 | 0.04 | True |  | Non Federally-Regulated | 03/24/2020 |  | 07/27/2021
Juno Lighting, Inc. | Juno | IC1ALEDFW G4N 06LM MVOLT **** + 440LED** | Light Emitting Diode | Inseparable Luminaire | Direct Wired | 0-10 VDC Controls | 71 | 2700 | 0.0023 | 92 | 50 | 480 | 1 | Ambient | 50000 |  | 1 | 50000 | 0.09 | 19 | 19 | 0.06 | 0.02 | 0.01 | 0.01 | 0.01 | 0 | 0.11 | 0.06 | 0.05 | 0.05 | 0.04 | 0.01 | 0.33 | 0.16 | 0.15 | 0.14 | 0.11 | 0.02 | True |  | Non Federally-Regulated | 08/24/2020 |  | 07/27/2021
Juno Lighting, Inc. | Juno | IC1ALEDFW G4N 06LM 120 FRPC + 440LED** | Light Emitting Diode | Inseparable Luminaire | Direct Wired | Forward Phase Cut Controls | 73 | 2700 | 0.0023 | 92 | 50 | 292 | 1 | Ambient | 50000 |  | 1 | 50000 | 0 | 19 | 19 | 0.06 | 0 | 0 | 0 | 0 | 0 | 0.3 | 0.01 | 0.01 | 0.01 | 0 | 0 | 1 | 0.05 | 0.03 | 0.03 | 0.02 | 0.01 | True |  | Non Federally-Regulated | 08/24/2020 |  | 07/27/2021
Juno Lighting, Inc. | Juno | IC4ALFW 10LM **K 90CRI *** MVOLT **** ** + 41LSQ WH | Light Emitting Diode | Inseparable Luminaire | Direct Wired | 0-10 VDC Controls | 58 | 2700 | 0.003 | 92 | 50 | 496 | 1 | Ambient | 50000 |  | 1 | 50000 | 0.06 | 17 | 18 | 0.06 | 0.2 | 0.18 | 0.19 | 0.03 | 0.01 | 0.19 | 0.15 | 0.14 | 0.15 | 0.04 | 0.01 | 0.19 | 0.15 | 0.14 | 0.15 | 0.04 | 0.01 | True |  | Non Federally-Regulated | 08/24/2020 |  | 07/27/2021
Juno Lighting, Inc. | Juno | IC4ALFW 10LM **K 90CRI *** MVOLT **** ** + 41L ******* | Light Emitting Diode | Inseparable Luminaire | Direct Wired | 0-10 VDC Controls | 58 | 2700 | 0.003 | 92 | 50 | 496 | 1 | Ambient | 50000 |  | 1 | 50000 | 0.06 | 17 | 18 | 0.06 | 0.2 | 0.18 | 0.19 | 0.03 | 0.01 | 0.19 | 0.15 | 0.14 | 0.15 | 0.04 | 0.01 | 0.19 | 0.15 | 0.14 | 0.15 | 0.04 | 0.01 | True |  | Non Federally-Regulated | 08/24/2020 |  | 07/27/2021
Juno Lighting, Inc. | Juno | IC4ALFW 10LM **K 90CRI *** MVOLT **** ** + 42LSQ ****** | Light Emitting Diode | Inseparable Luminaire | Direct Wired | 0-10 VDC Controls | 58 | 2700 | 0.003 | 92 | 50 | 496 | 1 | Ambient | 50000 |  | 1 | 50000 | 0.06 | 17 | 18 | 0.06 | 0.2 | 0.18 | 0.19 | 0.03 | 0.01 | 0.19 | 0.15 | 0.14 | 0.15 | 0.04 | 0.01 | 0.19 | 0.15 | 0.14 | 0.15 | 0.04 | 0.01 | True |  | Non Federally-Regulated | 08/24/2020 |  | 07/27/2021
Juno Lighting, Inc. | Juno | IC4ALFW 10LM **K 90CRI *** MVOLT **** ** + 47LSQ ****** | Light Emitting Diode | Inseparable Luminaire | Direct Wired | 0-10 VDC Controls | 58 | 2700 | 0.003 | 92 | 50 | 496 | 1 | Ambient | 50000 |  | 1 | 50000 | 0.06 | 17 | 18 | 0.06 | 0.2 | 0.18 | 0.19 | 0.03 | 0.01 | 0.19 | 0.15 | 0.14 | 0.15 | 0.04 | 0.01 | 0.19 | 0.15 | 0.14 | 0.15 | 0.04 | 0.01 | True |  | Non Federally-Regulated | 08/24/2020 |  | 07/27/2021
Juno Lighting, Inc. | Juno | IC4ALFW 10LM **K 90CRI *** MVOLT **** ** + 46L ******* | Light Emitting Diode | Inseparable Luminaire | Direct Wired | 0-10 VDC Controls | 58 | 2700 | 0.003 | 92 | 50 | 496 | 1 | Ambient | 50000 |  | 1 | 50000 | 0.06 | 17 | 18 | 0.06 | 0.2 | 0.18 | 0.19 | 0.03 | 0.01 | 0.19 | 0.15 | 0.14 | 0.15 | 0.04 | 0.01 | 0.19 | 0.15 | 0.14 | 0.15 | 0.04 | 0.01 | True |  | Non Federally-Regulated | 08/24/2020 |  | 07/27/2021
Juno Lighting, Inc. | Juno | IC4ALFW 10LM **K 90CRI *** MVOLT **** ** + 48L ******* | Light Emitting Diode | Inseparable Luminaire | Direct Wired | 0-10 VDC Controls | 58 | 2700 | 0.003 | 92 | 50 | 496 | 1 | Ambient | 50000 |  | 1 | 50000 | 0.06 | 17 | 18 | 0.06 | 0.2 | 0.18 | 0.19 | 0.03 | 0.01 | 0.19 | 0.15 | 0.14 | 0.15 | 0.04 | 0.01 | 0.19 | 0.15 | 0.14 | 0.15 | 0.04 | 0.01 | True |  | Non Federally-Regulated | 08/24/2020 |  | 07/27/2021
Juno Lighting, Inc. | Juno | IC4ALFW 10LM **K 90CRI *** MVOLT **** ** + 42L ******* | Light Emitting Diode | Inseparable Luminaire | Direct Wired | 0-10 VDC Controls | 58 | 2700 | 0.003 | 92 | 50 | 496 | 1 | Ambient | 50000 |  | 1 | 50000 | 0.06 | 17 | 18 | 0.06 | 0.2 | 0.18 | 0.19 | 0.03 | 0.01 | 0.19 | 0.15 | 0.14 | 0.15 | 0.04 | 0.01 | 0.19 | 0.15 | 0.14 | 0.15 | 0.04 | 0.01 | True |  | Non Federally-Regulated | 08/24/2020 |  | 07/27/2021
Juno Lighting, Inc. | Juno | IC4ALFW 10LM **K 90CRI *** MVOLT **** ** + 47L ******* | Light Emitting Diode | Inseparable Luminaire | Direct Wired | 0-10 VDC Controls | 58 | 2700 | 0.003 | 92 | 50 | 496 | 1 | Ambient | 50000 |  | 1 | 50000 | 0.06 | 17 | 18 | 0.06 | 0.2 | 0.18 | 0.19 | 0.03 | 0.01 | 0.19 | 0.15 | 0.14 | 0.15 | 0.04 | 0.01 | 0.19 | 0.15 | 0.14 | 0.15 | 0.04 | 0.01 | True |  | Non Federally-Regulated | 08/24/2020 |  | 07/27/2021
Juno Lighting, Inc. | Juno | IC4ALFW 10LM **K 90CRI *** 120 FRPC ** + 45L WH | Light Emitting Diode | Inseparable Luminaire | Direct Wired | Forward Phase Cut Controls | 47 | 2700 | 0.0023 | 91 | 50 | 224 | 1 | Ambient | 50000 |  | 1 | 50000 | 0.04 | 18 | 21 | 0.06 | 0 | 0 | 0 | 0 | 0 | 0.3 | 0.01 | 0.01 | 0.01 | 0 | 0 | 1 | 0.05 | 0.03 | 0.03 | 0.02 | 0.01 | True |  | Non Federally-Regulated | 08/24/2020 |  | 07/27/2021
Juno Lighting, Inc. | Juno | IC4ALFW 10LM **K 90CRI *** 120 FRPC ** + 41LSQ WH | Light Emitting Diode | Inseparable Luminaire | Direct Wired | Forward Phase Cut Controls | 47 | 2700 | 0.0023 | 91 | 50 | 224 | 1 | Ambient | 50000 |  | 1 | 50000 | 0.04 | 18 | 21 | 0.06 | 0 | 0 | 0 | 0 | 0 | 0.3 | 0.01 | 0.01 | 0.01 | 0 | 0 | 1 | 0.05 | 0.03 | 0.03 | 0.02 | 0.01 | True |  | Non Federally-Regulated | 08/24/2020 |  | 07/27/2021
Juno Lighting, Inc. | Juno | IC4ALFW 10LM **K 90CRI *** 120 FRPC ** + 41L ******* | Light Emitting Diode | Inseparable Luminaire | Direct Wired | Forward Phase Cut Controls | 47 | 2700 | 0.0023 | 91 | 50 | 224 | 1 | Ambient | 50000 |  | 1 | 50000 | 0.04 | 18 | 21 | 0.06 | 0 | 0 | 0 | 0 | 0 | 0.3 | 0.01 | 0.01 | 0.01 | 0 | 0 | 1 | 0.05 | 0.03 | 0.03 | 0.02 | 0.01 | True |  | Non Federally-Regulated | 08/24/2020 |  | 07/27/2021
Juno Lighting, Inc. | Juno | IC4ALFW 10LM **K 90CRI *** 120 FRPC ** + 42LSQ ****** | Light Emitting Diode | Inseparable Luminaire | Direct Wired | Forward Phase Cut Controls | 47 | 2700 | 0.0023 | 91 | 50 | 224 | 1 | Ambient | 50000 |  | 1 | 50000 | 0.04 | 18 | 21 | 0.06 | 0 | 0 | 0 | 0 | 0 | 0.3 | 0.01 | 0.01 | 0.01 | 0 | 0 | 1 | 0.05 | 0.03 | 0.03 | 0.02 | 0.01 | True |  | Non Federally-Regulated | 08/24/2020 |  | 07/27/2021
Juno Lighting, Inc. | Juno | IC4ALFW 10LM **K 90CRI *** 120 FRPC ** + 47LSQ ****** | Light Emitting Diode | Inseparable Luminaire | Direct Wired | Forward Phase Cut Controls | 47 | 2700 | 0.0023 | 91 | 50 | 224 | 1 | Ambient | 50000 |  | 1 | 50000 | 0.04 | 18 | 21 | 0.06 | 0 | 0 | 0 | 0 | 0 | 0.3 | 0.01 | 0.01 | 0.01 | 0 | 0 | 1 | 0.05 | 0.03 | 0.03 | 0.02 | 0.01 | True |  | Non Federally-Regulated | 08/24/2020 |  | 07/27/2021
Juno Lighting, Inc. | Juno | IC4ALFW 10LM **K 90CRI *** 120 FRPC ** + 46L ******* | Light Emitting Diode | Inseparable Luminaire | Direct Wired | Forward Phase Cut Controls | 47 | 2700 | 0.0023 | 91 | 50 | 224 | 1 | Ambient | 50000 |  | 1 | 50000 | 0.04 | 18 | 21 | 0.06 | 0 | 0 | 0 | 0 | 0 | 0.3 | 0.01 | 0.01 | 0.01 | 0 | 0 | 1 | 0.05 | 0.03 | 0.03 | 0.02 | 0.01 | True |  | Non Federally-Regulated | 08/24/2020 |  | 07/27/2021
Juno Lighting, Inc. | Juno | IC4ALFW 10LM **K 90CRI *** 120 FRPC ** + 48L ******* | Light Emitting Diode | Inseparable Luminaire | Direct Wired | Forward Phase Cut Controls | 47 | 2700 | 0.0023 | 91 | 50 | 224 | 1 | Ambient | 50000 |  | 1 | 50000 | 0.04 | 18 | 21 | 0.06 | 0 | 0 | 0 | 0 | 0 | 0.3 | 0.01 | 0.01 | 0.01 | 0 | 0 | 1 | 0.05 | 0.03 | 0.03 | 0.02 | 0.01 | True |  | Non Federally-Regulated | 08/24/2020 |  | 07/27/2021
Juno Lighting, Inc. | Juno | IC4ALFW 10LM **K 90CRI *** 120 FRPC ** + 42L******* | Light Emitting Diode | Inseparable Luminaire | Direct Wired | Forward Phase Cut Controls | 47 | 2700 | 0.0023 | 91 | 50 | 224 | 1 | Ambient | 50000 |  | 1 | 50000 | 0.04 | 18 | 21 | 0.06 | 0 | 0 | 0 | 0 | 0 | 0.3 | 0.01 | 0.01 | 0.01 | 0 | 0 | 1 | 0.05 | 0.03 | 0.03 | 0.02 | 0.01 | True |  | Non Federally-Regulated | 08/24/2020 |  | 07/27/2021
Juno Lighting, Inc. | Juno | IC4ALFW 10LM **K 90CRI *** 120 FRPC ** + 47L ******* | Light Emitting Diode | Inseparable Luminaire | Direct Wired | Forward Phase Cut Controls | 47 | 2700 | 0.0023 | 91 | 50 | 224 | 1 | Ambient | 50000 |  | 1 | 50000 | 0.04 | 18 | 21 | 0.06 | 0 | 0 | 0 | 0 | 0 | 0.3 | 0.01 | 0.01 | 0.01 | 0 | 0 | 1 | 0.05 | 0.03 | 0.03 | 0.02 | 0.01 | True |  | Non Federally-Regulated | 08/24/2020 |  | 07/27/2021
Juno Lighting, Inc. | Juno | IC4AL 07LM **K 90CRI *** MVOLT **** ** + 45L WH | Light Emitting Diode | Inseparable Luminaire | Direct Wired | 0-10 VDC Controls | 51 | 2700 | 0.0015 | 94 | 58 | 496 | 1 | Ambient | 50000 |  | 1 | 50000 | 0.06 | 18 | 19 | 0.06 | 0.2 | 0.18 | 0.19 | 0.03 | 0.01 | 0.19 | 0.15 | 0.14 | 0.15 | 0.04 | 0.01 | 0.19 | 0.15 | 0.14 | 0.15 | 0.04 | 0.01 | True |  | Non Federally-Regulated | 08/24/2020 |  | 07/27/2021
Juno Lighting, Inc. | Juno | IC4AL 07LM **K 90CRI *** MVOLT **** ** + 41LSQ WH | Light Emitting Diode | Inseparable Luminaire | Direct Wired | 0-10 VDC Controls | 56 | 2700 | 0.0015 | 94 | 58 | 496 | 1 | Ambient | 50000 |  | 1 | 50000 | 0.06 | 18 | 19 | 0.06 | 0.2 | 0.18 | 0.19 | 0.03 | 0.01 | 0.19 | 0.15 | 0.14 | 0.15 | 0.04 | 0.01 | 0.19 | 0.15 | 0.14 | 0.15 | 0.04 | 0.01 | True |  | Non Federally-Regulated | 08/24/2020 |  | 07/27/2021
Juno Lighting, Inc. | Juno | IC4AL 07LM **K 90CRI *** MVOLT **** ** + 41L **** | Light Emitting Diode | Inseparable Luminaire | Direct Wired | 0-10 VDC Controls | 59 | 2700 | 0.0015 | 94 | 58 | 496 | 1 | Ambient | 50000 |  | 1 | 50000 | 0.06 | 18 | 19 | 0.06 | 0.2 | 0.18 | 0.19 | 0.03 | 0.01 | 0.19 | 0.15 | 0.14 | 0.15 | 0.04 | 0.01 | 0.19 | 0.15 | 0.14 | 0.15 | 0.04 | 0.01 | True |  | Non Federally-Regulated | 08/24/2020 |  | 07/27/2021
Juno Lighting, Inc. | Juno | IC4AL 07LM **K 90CRI *** MVOLT **** ** + 42LSQ BWH | Light Emitting Diode | Inseparable Luminaire | Direct Wired | 0-10 VDC Controls | 60 | 2700 | 0.0015 | 94 | 58 | 496 | 1 | Ambient | 50000 |  | 1 | 50000 | 0.06 | 18 | 19 | 0.06 | 0.2 | 0.18 | 0.19 | 0.03 | 0.01 | 0.19 | 0.15 | 0.14 | 0.15 | 0.04 | 0.01 | 0.19 | 0.15 | 0.14 | 0.15 | 0.04 | 0.01 | True |  | Non Federally-Regulated | 08/24/2020 |  | 07/27/2021
Juno Lighting, Inc. | Juno | IC4AL 07LM **K 90CRI *** MVOLT **** ** + 47LSQ BWH | Light Emitting Diode | Inseparable Luminaire | Direct Wired | 0-10 VDC Controls | 64 | 2700 | 0.0015 | 94 | 58 | 496 | 1 | Ambient | 50000 |  | 1 | 50000 | 0.06 | 18 | 19 | 0.06 | 0.2 | 0.18 | 0.19 | 0.03 | 0.01 | 0.19 | 0.15 | 0.14 | 0.15 | 0.04 | 0.01 | 0.19 | 0.15 | 0.14 | 0.15 | 0.04 | 0.01 | True |  | Non Federally-Regulated | 08/24/2020 |  | 07/27/2021
Juno Lighting, Inc. | Juno | IC4AL 07LM **K 90CRI *** MVOLT **** ** + 46L ******* | Light Emitting Diode | Inseparable Luminaire | Direct Wired | 0-10 VDC Controls | 77 | 2700 | 0.0015 | 94 | 58 | 496 | 1 | Ambient | 50000 |  | 1 | 50000 | 0.06 | 18 | 19 | 0.06 | 0.2 | 0.18 | 0.19 | 0.03 | 0.01 | 0.19 | 0.15 | 0.14 | 0.15 | 0.04 | 0.01 | 0.19 | 0.15 | 0.14 | 0.15 | 0.04 | 0.01 | True |  | Non Federally-Regulated | 08/24/2020 |  | 07/27/2021
Juno Lighting, Inc. | Juno | IC4AL 07LM **K 90CRI *** MVOLT **** ** + 48L ******* | Light Emitting Diode | Inseparable Luminaire | Direct Wired | 0-10 VDC Controls | 76 | 2700 | 0.0015 | 94 | 58 | 496 | 1 | Ambient | 50000 |  | 1 | 50000 | 0.06 | 18 | 19 | 0.06 | 0.2 | 0.18 | 0.19 | 0.03 | 0.01 | 0.19 | 0.15 | 0.14 | 0.15 | 0.04 | 0.01 | 0.19 | 0.15 | 0.14 | 0.15 | 0.04 | 0.01 | True |  | Non Federally-Regulated | 08/24/2020 |  | 07/27/2021
Juno Lighting, Inc. | Juno | IC4AL 07LM **K 90CRI *** MVOLT **** ** + 42L BWH | Light Emitting Diode | Inseparable Luminaire | Direct Wired | 0-10 VDC Controls | 68 | 2700 | 0.0015 | 94 | 58 | 496 | 1 | Ambient | 50000 |  | 1 | 50000 | 0.06 | 18 | 19 | 0.06 | 0.2 | 0.18 | 0.19 | 0.03 | 0.01 | 0.19 | 0.15 | 0.14 | 0.15 | 0.04 | 0.01 | 0.19 | 0.15 | 0.14 | 0.15 | 0.04 | 0.01 | True |  | Non Federally-Regulated | 08/24/2020 |  | 07/27/2021
Juno Lighting, Inc. | Juno | IC4AL 07LM **K 90CRI *** MVOLT **** ** + 47L BWH | Light Emitting Diode | Inseparable Luminaire | Direct Wired | 0-10 VDC Controls | 68 | 2700 | 0.0015 | 94 | 58 | 496 | 1 | Ambient | 50000 |  | 1 | 50000 | 0.06 | 18 | 19 | 0.06 | 0.2 | 0.18 | 0.19 | 0.03 | 0.01 | 0.19 | 0.15 | 0.14 | 0.15 | 0.04 | 0.01 | 0.19 | 0.15 | 0.14 | 0.15 | 0.04 | 0.01 | True |  | Non Federally-Regulated | 08/24/2020 |  | 07/27/2021
Juno Lighting, Inc. | Juno | IC4AL 07LM **K 90CRI *** 120 FRPC ** + 45L WH | Light Emitting Diode | Inseparable Luminaire | Direct Wired | Forward Phase Cut Controls | 47 | 2700 | 0.0015 | 91 | 53 | 460 | 1 | Ambient | 50000 |  | 1 | 50000 | 0.08 | 13 | 20 | 0.06 | 0 | 0 | 0 | 0 | 0 | 0.3 | 0.01 | 0.01 | 0.01 | 0 | 0 | 1 | 0.05 | 0.03 | 0.03 | 0.02 | 0.01 | True |  | Non Federally-Regulated | 08/24/2020 |  | 07/27/2021
Juno Lighting, Inc. | Juno | IC4AL 07LM **K 90CRI *** 120 FRPC ** + 41LSQ WH | Light Emitting Diode | Inseparable Luminaire | Direct Wired | Forward Phase Cut Controls | 52 | 2700 | 0.0015 | 91 | 53 | 460 | 1 | Ambient | 50000 |  | 1 | 50000 | 0.08 | 13 | 20 | 0.06 | 0 | 0 | 0 | 0 | 0 | 0.3 | 0.01 | 0.01 | 0.01 | 0 | 0 | 1 | 0.05 | 0.03 | 0.03 | 0.02 | 0.01 | True |  | Non Federally-Regulated | 08/24/2020 |  | 07/27/2021
Juno Lighting, Inc. | Juno | IC4AL 07LM **K 90CRI *** 120 FRPC ** + 41L **** | Light Emitting Diode | Inseparable Luminaire | Direct Wired | Forward Phase Cut Controls | 55 | 2700 | 0.0015 | 91 | 53 | 460 | 1 | Ambient | 50000 |  | 1 | 50000 | 0.08 | 13 | 20 | 0.06 | 0 | 0 | 0 | 0 | 0 | 0.3 | 0.01 | 0.01 | 0.01 | 0 | 0 | 1 | 0.05 | 0.03 | 0.03 | 0.02 | 0.01 | True |  | Non Federally-Regulated | 08/24/2020 |  | 07/27/2021
Juno Lighting, Inc. | Juno | IC4AL 07LM **K 90CRI *** 120 FRPC ** + 42LSQ BWH | Light Emitting Diode | Inseparable Luminaire | Direct Wired | Forward Phase Cut Controls | 56 | 2700 | 0.0015 | 91 | 53 | 460 | 1 | Ambient | 50000 |  | 1 | 50000 | 0.08 | 13 | 20 | 0.06 | 0 | 0 | 0 | 0 | 0 | 0.3 | 0.01 | 0.01 | 0.01 | 0 | 0 | 1 | 0.05 | 0.03 | 0.03 | 0.02 | 0.01 | True |  | Non Federally-Regulated | 08/24/2020 |  | 07/27/2021
Juno Lighting, Inc. | Juno | IC4AL 07LM **K 90CRI *** 120 FRPC ** + 47LSQ BWH | Light Emitting Diode | Inseparable Luminaire | Direct Wired | Forward Phase Cut Controls | 60 | 2700 | 0.0015 | 91 | 53 | 460 | 1 | Ambient | 50000 |  | 1 | 50000 | 0.08 | 13 | 20 | 0.06 | 0 | 0 | 0 | 0 | 0 | 0.3 | 0.01 | 0.01 | 0.01 | 0 | 0 | 1 | 0.05 | 0.03 | 0.03 | 0.02 | 0.01 | True |  | Non Federally-Regulated | 08/24/2020 |  | 07/27/2021
Juno Lighting, Inc. | Juno | IC4AL 07LM **K 90CRI *** 120 FRPC ** + 46L ******* | Light Emitting Diode | Inseparable Luminaire | Direct Wired | Forward Phase Cut Controls | 72 | 2700 | 0.0015 | 91 | 53 | 460 | 1 | Ambient | 50000 |  | 1 | 50000 | 0.08 | 13 | 20 | 0.06 | 0 | 0 | 0 | 0 | 0 | 0.3 | 0.01 | 0.01 | 0.01 | 0 | 0 | 1 | 0.05 | 0.03 | 0.03 | 0.02 | 0.01 | True |  | Non Federally-Regulated | 08/24/2020 |  | 07/27/2021
Juno Lighting, Inc. | Juno | IC4AL 07LM **K 90CRI *** 120 FRPC ** + 48L ******* | Light Emitting Diode | Inseparable Luminaire | Direct Wired | Forward Phase Cut Controls | 71 | 2700 | 0.0015 | 91 | 53 | 460 | 1 | Ambient | 50000 |  | 1 | 50000 | 0.08 | 13 | 20 | 0.06 | 0 | 0 | 0 | 0 | 0 | 0.3 | 0.01 | 0.01 | 0.01 | 0 | 0 | 1 | 0.05 | 0.03 | 0.03 | 0.02 | 0.01 | True |  | Non Federally-Regulated | 08/24/2020 |  | 07/27/2021
Juno Lighting, Inc. | Juno | IC4AL 07LM **K 90CRI *** 120 FRPC ** + 42L BWH | Light Emitting Diode | Inseparable Luminaire | Direct Wired | Forward Phase Cut Controls | 64 | 2700 | 0.0015 | 91 | 53 | 460 | 1 | Ambient | 50000 |  | 1 | 50000 | 0.08 | 13 | 20 | 0.06 | 0 | 0 | 0 | 0 | 0 | 0.3 | 0.01 | 0.01 | 0.01 | 0 | 0 | 1 | 0.05 | 0.03 | 0.03 | 0.02 | 0.01 | True |  | Non Federally-Regulated | 08/24/2020 |  | 07/27/2021
Juno Lighting, Inc. | Juno | IC4AL 07LM **K 90CRI *** 120 FRPC ** + 47L BWH | Light Emitting Diode | Inseparable Luminaire | Direct Wired | Forward Phase Cut Controls | 63 | 2700 | 0.0015 | 91 | 53 | 460 | 1 | Ambient | 50000 |  | 1 | 50000 | 0.08 | 13 | 20 | 0.06 | 0 | 0 | 0 | 0 | 0 | 0.3 | 0.01 | 0.01 | 0.01 | 0 | 0 | 1 | 0.05 | 0.03 | 0.03 | 0.02 | 0.01 | True |  | Non Federally-Regulated | 08/24/2020 |  | 07/27/2021
Juno Lighting, Inc. | Juno | IC4AL 10LM **K 90CRI *** MVOLT **** ** + 41LSQ WH | Light Emitting Diode | Inseparable Luminaire | Direct Wired | 0-10 VDC Controls | 48 | 2700 | 0.003 | 93 | 56 | 496 | 1 | Ambient | 50000 |  | 1 | 50000 | 0.06 | 16 | 19 | 0.06 | 0.2 | 0.18 | 0.19 | 0.03 | 0.01 | 0.19 | 0.15 | 0.14 | 0.15 | 0.04 | 0.01 | 0.19 | 0.15 | 0.14 | 0.15 | 0.04 | 0.01 | True |  | Non Federally-Regulated | 08/24/2020 |  | 07/27/2021
Juno Lighting, Inc. | Juno | IC4AL 10LM **K 90CRI *** MVOLT **** ** + 41L ******* | Light Emitting Diode | Inseparable Luminaire | Direct Wired | 0-10 VDC Controls | 50 | 2700 | 0.003 | 93 | 56 | 496 | 1 | Ambient | 50000 |  | 1 | 50000 | 0.06 | 16 | 19 | 0.06 | 0.2 | 0.18 | 0.19 | 0.03 | 0.01 | 0.19 | 0.15 | 0.14 | 0.15 | 0.04 | 0.01 | 0.19 | 0.15 | 0.14 | 0.15 | 0.04 | 0.01 | True |  | Non Federally-Regulated | 08/24/2020 |  | 07/27/2021
Juno Lighting, Inc. | Juno | IC4AL 10LM **K 90CRI *** MVOLT **** ** + 42LSQ ****** | Light Emitting Diode | Inseparable Luminaire | Direct Wired | 0-10 VDC Controls | 51 | 2700 | 0.003 | 93 | 56 | 496 | 1 | Ambient | 50000 |  | 1 | 50000 | 0.06 | 16 | 19 | 0.06 | 0.2 | 0.18 | 0.19 | 0.03 | 0.01 | 0.19 | 0.15 | 0.14 | 0.15 | 0.04 | 0.01 | 0.19 | 0.15 | 0.14 | 0.15 | 0.04 | 0.01 | True |  | Non Federally-Regulated | 08/24/2020 |  | 07/27/2021
Juno Lighting, Inc. | Juno | IC4AL 10LM **K 90CRI *** MVOLT **** ** + 47LSQ ****** | Light Emitting Diode | Inseparable Luminaire | Direct Wired | 0-10 VDC Controls | 55 | 2700 | 0.003 | 93 | 56 | 496 | 1 | Ambient | 50000 |  | 1 | 50000 | 0.06 | 16 | 19 | 0.06 | 0.2 | 0.18 | 0.19 | 0.03 | 0.01 | 0.19 | 0.15 | 0.14 | 0.15 | 0.04 | 0.01 | 0.19 | 0.15 | 0.14 | 0.15 | 0.04 | 0.01 | True |  | Non Federally-Regulated | 08/24/2020 |  | 07/27/2021
Juno Lighting, Inc. | Juno | IC4AL 10LM **K 90CRI *** MVOLT **** ** + 46L ******* | Light Emitting Diode | Inseparable Luminaire | Direct Wired | 0-10 VDC Controls | 65 | 2700 | 0.003 | 93 | 56 | 496 | 1 | Ambient | 50000 |  | 1 | 50000 | 0.06 | 16 | 19 | 0.06 | 0.2 | 0.18 | 0.19 | 0.03 | 0.01 | 0.19 | 0.15 | 0.14 | 0.15 | 0.04 | 0.01 | 0.19 | 0.15 | 0.14 | 0.15 | 0.04 | 0.01 | True |  | Non Federally-Regulated | 08/24/2020 |  | 07/27/2021
Juno Lighting, Inc. | Juno | IC4AL 10LM **K 90CRI *** MVOLT **** ** + 48L ******* | Light Emitting Diode | Inseparable Luminaire | Direct Wired | 0-10 VDC Controls | 65 | 2700 | 0.003 | 91 | 56 | 496 | 1 | Ambient | 50000 |  | 1 | 50000 | 0.06 | 16 | 19 | 0.06 | 0.2 | 0.18 | 0.19 | 0.03 | 0.01 | 0.19 | 0.15 | 0.14 | 0.15 | 0.04 | 0.01 | 0.19 | 0.15 | 0.14 | 0.15 | 0.04 | 0.01 | True |  | Non Federally-Regulated | 08/24/2020 |  | 07/27/2021
Juno Lighting, Inc. | Juno | IC4AL 10LM **K 90CRI *** MVOLT **** ** + 42L ******* | Light Emitting Diode | Inseparable Luminaire | Direct Wired | 0-10 VDC Controls | 47 | 2700 | 0.003 | 91 | 56 | 496 | 1 | Ambient | 50000 |  | 1 | 50000 | 0.06 | 16 | 19 | 0.06 | 0.2 | 0.18 | 0.19 | 0.03 | 0.01 | 0.19 | 0.15 | 0.14 | 0.15 | 0.04 | 0.01 | 0.19 | 0.15 | 0.14 | 0.15 | 0.04 | 0.01 | True |  | Non Federally-Regulated | 08/24/2020 |  | 07/27/2021
Juno Lighting, Inc. | Juno | IC4AL 10LM **K 90CRI *** MVOLT **** ** + 47L ******* | Light Emitting Diode | Inseparable Luminaire | Direct Wired | 0-10 VDC Controls | 58 | 2700 | 0.003 | 93 | 56 | 496 | 1 | Ambient | 50000 |  | 1 | 50000 | 0.06 | 16 | 19 | 0.06 | 0.2 | 0.18 | 0.19 | 0.03 | 0.01 | 0.19 | 0.15 | 0.14 | 0.15 | 0.04 | 0.01 | 0.19 | 0.15 | 0.14 | 0.15 | 0.04 | 0.01 | True |  | Non Federally-Regulated | 08/24/2020 |  | 07/27/2021
Juno Lighting, Inc. | Juno | IC4AL 10LM **K 90CRI *** 120 FRPC ** + 45L WH | Light Emitting Diode | Inseparable Luminaire | Direct Wired | Forward Phase Cut Controls | 47 | 2700 | 0.0023 | 91 | 50 | 224 | 1 | Ambient | 50000 |  | 1 | 50000 | 0.04 | 18 | 21 | 0.06 | 0 | 0 | 0 | 0 | 0 | 0.3 | 0.01 | 0.01 | 0.01 | 0 | 0 | 1 | 0.05 | 0.03 | 0.03 | 0.02 | 0.01 | True |  | Non Federally-Regulated | 08/24/2020 |  | 07/27/2021
Juno Lighting, Inc. | Juno | IC4AL 10LM **K 90CRI *** 120 FRPC ** + 41LSQ WH | Light Emitting Diode | Inseparable Luminaire | Direct Wired | Forward Phase Cut Controls | 52 | 2700 | 0.0023 | 91 | 50 | 224 | 1 | Ambient | 50000 |  | 1 | 50000 | 0.04 | 18 | 21 | 0.06 | 0 | 0 | 0 | 0 | 0 | 0.3 | 0.01 | 0.01 | 0.01 | 0 | 0 | 1 | 0.05 | 0.03 | 0.03 | 0.02 | 0.01 | True |  | Non Federally-Regulated | 08/24/2020 |  | 07/27/2021
Juno Lighting, Inc. | Juno | IC4AL 10LM **K 90CRI *** 120 FRPC ** + 41L ******* | Light Emitting Diode | Inseparable Luminaire | Direct Wired | Forward Phase Cut Controls | 54 | 2700 | 0.0023 | 91 | 50 | 224 | 1 | Ambient | 50000 |  | 1 | 50000 | 0.04 | 18 | 21 | 0.06 | 0 | 0 | 0 | 0 | 0 | 0.3 | 0.01 | 0.01 | 0.01 | 0 | 0 | 1 | 0.05 | 0.03 | 0.03 | 0.02 | 0.01 | True |  | Non Federally-Regulated | 08/24/2020 |  | 07/27/2021
Juno Lighting, Inc. | Juno | IC4AL 10LM **K 90CRI *** 120 FRPC ** + 42LSQ ****** | Light Emitting Diode | Inseparable Luminaire | Direct Wired | Forward Phase Cut Controls | 55 | 2700 | 0.0023 | 91 | 50 | 224 | 1 | Ambient | 50000 |  | 1 | 50000 | 0.04 | 18 | 21 | 0.06 | 0 | 0 | 0 | 0 | 0 | 0.3 | 0.01 | 0.01 | 0.01 | 0 | 0 | 1 | 0.05 | 0.03 | 0.03 | 0.02 | 0.01 | True |  | Non Federally-Regulated | 08/24/2020 |  | 07/27/2021
Juno Lighting, Inc. | Juno | IC4AL 10LM **K 90CRI *** 120 FRPC ** + 47LSQ ****** | Light Emitting Diode | Inseparable Luminaire | Direct Wired | Forward Phase Cut Controls | 60 | 2700 | 0.0023 | 91 | 50 | 224 | 1 | Ambient | 50000 |  | 1 | 50000 | 0.04 | 18 | 21 | 0.06 | 0 | 0 | 0 | 0 | 0 | 0.3 | 0.01 | 0.01 | 0.01 | 0 | 0 | 1 | 0.05 | 0.03 | 0.03 | 0.02 | 0.01 | True |  | Non Federally-Regulated | 08/24/2020 |  | 07/27/2021
Juno Lighting, Inc. | Juno | IC4AL 10LM **K 90CRI *** 120 FRPC ** + 46L ******* | Light Emitting Diode | Inseparable Luminaire | Direct Wired | Forward Phase Cut Controls | 71 | 2700 | 0.0023 | 91 | 50 | 224 | 1 | Ambient | 50000 |  | 1 | 50000 | 0.04 | 18 | 21 | 0.06 | 0 | 0 | 0 | 0 | 0 | 0.3 | 0.01 | 0.01 | 0.01 | 0 | 0 | 1 | 0.05 | 0.03 | 0.03 | 0.02 | 0.01 | True |  | Non Federally-Regulated | 08/24/2020 |  | 07/27/2021
Juno Lighting, Inc. | Juno | IC4AL 10LM **K 90CRI *** 120 FRPC ** + 48L ******* | Light Emitting Diode | Inseparable Luminaire | Direct Wired | Forward Phase Cut Controls | 71 | 2700 | 0.0023 | 91 | 50 | 224 | 1 | Ambient | 50000 |  | 1 | 50000 | 0.04 | 18 | 21 | 0.06 | 0 | 0 | 0 | 0 | 0 | 0.3 | 0.01 | 0.01 | 0.01 | 0 | 0 | 1 | 0.05 | 0.03 | 0.03 | 0.02 | 0.01 | True |  | Non Federally-Regulated | 08/24/2020 |  | 07/27/2021
Juno Lighting, Inc. | Juno | IC4AL 10LM **K 90CRI *** 120 FRPC ** + 42L******* | Light Emitting Diode | Inseparable Luminaire | Direct Wired | Forward Phase Cut Controls | 63 | 2700 | 0.0023 | 91 | 50 | 224 | 1 | Ambient | 50000 |  | 1 | 50000 | 0.04 | 18 | 21 | 0.06 | 0 | 0 | 0 | 0 | 0 | 0.3 | 0.01 | 0.01 | 0.01 | 0 | 0 | 1 | 0.05 | 0.03 | 0.03 | 0.02 | 0.01 | True |  | Non Federally-Regulated | 08/24/2020 |  | 07/27/2021
Juno Lighting, Inc. | Juno | IC4AL 10LM **K 90CRI *** 120 FRPC ** + 47L ******* | Light Emitting Diode | Inseparable Luminaire | Direct Wired | Forward Phase Cut Controls | 63 | 2700 | 0.0023 | 91 | 50 | 224 | 1 | Ambient | 50000 |  | 1 | 50000 | 0.04 | 18 | 21 | 0.06 | 0 | 0 | 0 | 0 | 0 | 0.3 | 0.01 | 0.01 | 0.01 | 0 | 0 | 1 | 0.05 | 0.03 | 0.03 | 0.02 | 0.01 | True |  | Non Federally-Regulated | 08/24/2020 |  | 07/27/2021
Juno Lighting, Inc. | Juno | IC4ALFW 07LM **K 90CRI *** MVOLT **** ** + 45L WH | Light Emitting Diode | Inseparable Luminaire | Direct Wired | 0-10 VDC Controls | 58 | 2700 | 0.0015 | 92 | 50 | 496 | 1 | Ambient | 50000 |  | 1 | 50000 | 0.06 | 17 | 18 | 0.19 | 0.2 | 0.18 | 0.19 | 0.03 | 0.01 | 0.19 | 0.15 | 0.14 | 0.15 | 0.04 | 0.01 | 0.19 | 0.15 | 0.14 | 0.15 | 0.04 | 0.01 | True |  | Non Federally-Regulated | 08/24/2020 |  | 07/27/2021
Juno Lighting, Inc. | Juno | IC4ALFW 07LM **K 90CRI *** MVOLT **** ** + 41LSQ WH | Light Emitting Diode | Inseparable Luminaire | Direct Wired | 0-10 VDC Controls | 58 | 2700 | 0.0015 | 92 | 50 | 496 | 1 | Ambient | 50000 |  | 1 | 50000 | 0.06 | 17 | 18 | 0.06 | 0.2 | 0.18 | 0.19 | 0.03 | 0.01 | 0.19 | 0.15 | 0.14 | 0.15 | 0.04 | 0.01 | 0.19 | 0.15 | 0.14 | 0.15 | 0.04 | 0.01 | True |  | Non Federally-Regulated | 08/24/2020 |  | 07/27/2021
Juno Lighting, Inc. | Juno | IC4ALFW 07LM **K 90CRI *** MVOLT **** ** + 41L **** | Light Emitting Diode | Inseparable Luminaire | Direct Wired | 0-10 VDC Controls | 58 | 2700 | 0.0015 | 92 | 50 | 496 | 1 | Ambient | 50000 |  | 1 | 50000 | 0.06 | 17 | 18 | 0.06 | 0.2 | 0.18 | 0.19 | 0.03 | 0.01 | 0.19 | 0.15 | 0.14 | 0.15 | 0.04 | 0.01 | 0.19 | 0.15 | 0.14 | 0.15 | 0.04 | 0.01 | True |  | Non Federally-Regulated | 08/24/2020 |  | 07/27/2021
Juno Lighting, Inc. | Juno | IC4ALFW 07LM **K 90CRI *** MVOLT **** ** + 42LSQ BWH | Light Emitting Diode | Inseparable Luminaire | Direct Wired | 0-10 VDC Controls | 58 | 2700 | 0.0015 | 92 | 50 | 496 | 1 | Ambient | 50000 |  | 1 | 50000 | 0.06 | 17 | 18 | 0.06 | 0.2 | 0.18 | 0.19 | 0.03 | 0.01 | 0.19 | 0.15 | 0.14 | 0.15 | 0.04 | 0.01 | 0.19 | 0.15 | 0.14 | 0.15 | 0.04 | 0.01 | True |  | Non Federally-Regulated | 08/24/2020 |  | 07/27/2021
Juno Lighting, Inc. | Juno | IC4ALFW 07LM **K 90CRI *** MVOLT **** ** + 47LSQ BWH | Light Emitting Diode | Inseparable Luminaire | Direct Wired | 0-10 VDC Controls | 58 | 2700 | 0.0015 | 92 | 50 | 496 | 1 | Ambient | 50000 |  | 1 | 50000 | 0.06 | 17 | 18 | 0.06 | 0.2 | 0.18 | 0.19 | 0.03 | 0.01 | 0.19 | 0.15 | 0.14 | 0.15 | 0.04 | 0.01 | 0.19 | 0.15 | 0.14 | 0.15 | 0.04 | 0.01 | True |  | Non Federally-Regulated | 08/24/2020 |  | 07/27/2021
Juno Lighting, Inc. | Juno | IC4ALFW 07LM **K 90CRI *** MVOLT **** ** + 46L ******* | Light Emitting Diode | Inseparable Luminaire | Direct Wired | 0-10 VDC Controls | 58 | 2700 | 0.0015 | 92 | 50 | 496 | 1 | Ambient | 50000 |  | 1 | 50000 | 0.06 | 17 | 18 | 0.06 | 0.2 | 0.18 | 0.19 | 0.03 | 0.01 | 0.19 | 0.15 | 0.14 | 0.15 | 0.04 | 0.01 | 0.19 | 0.15 | 0.14 | 0.15 | 0.04 | 0.01 | True |  | Non Federally-Regulated | 08/24/2020 |  | 07/27/2021
Juno Lighting, Inc. | Juno | IC4ALFW 07LM **K 90CRI *** MVOLT **** ** + 48L ******* | Light Emitting Diode | Inseparable Luminaire | Direct Wired | 0-10 VDC Controls | 58 | 2700 | 0.0015 | 92 | 50 | 496 | 1 | Ambient | 50000 |  | 1 | 50000 | 0.06 | 17 | 18 | 0.06 | 0.2 | 0.18 | 0.19 | 0.03 | 0.01 | 0.19 | 0.15 | 0.14 | 0.15 | 0.04 | 0.01 | 0.19 | 0.15 | 0.14 | 0.15 | 0.04 | 0.01 | True |  | Non Federally-Regulated | 08/24/2020 |  | 07/27/2021
Juno Lighting, Inc. | Juno | IC4ALFW 07LM **K 90CRI *** MVOLT **** ** + 42L BWH | Light Emitting Diode | Inseparable Luminaire | Direct Wired | 0-10 VDC Controls | 58 | 2700 | 0.0015 | 92 | 50 | 496 | 1 | Ambient | 50000 |  | 1 | 50000 | 0.06 | 17 | 18 | 0.06 | 0.2 | 0.18 | 0.19 | 0.03 | 0.01 | 0.19 | 0.15 | 0.14 | 0.15 | 0.04 | 0.01 | 0.19 | 0.15 | 0.14 | 0.15 | 0.04 | 0.01 | True |  | Non Federally-Regulated | 08/24/2020 |  | 07/27/2021
Juno Lighting, Inc. | Juno | IC4ALFW 07LM **K 90CRI *** MVOLT **** ** + 47L BWH | Light Emitting Diode | Inseparable Luminaire | Direct Wired | 0-10 VDC Controls | 58 | 2700 | 0.0015 | 92 | 50 | 496 | 1 | Ambient | 50000 |  | 1 | 50000 | 0.06 | 17 | 18 | 0.06 | 0.2 | 0.18 | 0.19 | 0.03 | 0.01 | 0.19 | 0.15 | 0.14 | 0.15 | 0.04 | 0.01 | 0.19 | 0.15 | 0.14 | 0.15 | 0.04 | 0.01 | True |  | Non Federally-Regulated | 08/24/2020 |  | 07/27/2021
Juno Lighting, Inc. | Juno | IC4ALFW 07LM **K 90CRI *** 120 FRPC ** + 45L WH | Light Emitting Diode | Inseparable Luminaire | Direct Wired | Forward Phase Cut Controls | 47 | 2700 | 0.0015 | 91 | 53 | 460 | 1 | Ambient | 50000 |  | 1 | 50000 | 0.08 | 13 | 20 | 0.06 | 0 | 0 | 0 | 0 | 0 | 0.3 | 0.01 | 0.01 | 0.01 | 0 | 0 | 1 | 0.05 | 0.03 | 0.03 | 0.02 | 0.01 | True |  | Non Federally-Regulated | 08/24/2020 |  | 07/27/2021
Juno Lighting, Inc. | Juno | IC4ALFW 07LM **K 90CRI *** 120 FRPC ** + 41LSQ WH | Light Emitting Diode | Inseparable Luminaire | Direct Wired | Forward Phase Cut Controls | 47 | 2700 | 0.0015 | 91 | 53 | 460 | 1 | Ambient | 50000 |  | 1 | 50000 | 0.08 | 13 | 20 | 0.06 | 0 | 0 | 0 | 0 | 0 | 0.3 | 0.01 | 0.01 | 0.01 | 0 | 0 | 1 | 0.05 | 0.03 | 0.03 | 0.02 | 0.01 | True |  | Non Federally-Regulated | 08/24/2020 |  | 07/27/2021
Juno Lighting, Inc. | Juno | IC4ALFW 07LM **K 90CRI *** 120 FRPC ** + 41L **** | Light Emitting Diode | Inseparable Luminaire | Direct Wired | Forward Phase Cut Controls | 47 | 2700 | 0.0015 | 91 | 53 | 460 | 1 | Ambient | 50000 |  | 1 | 50000 | 0.08 | 13 | 20 | 0.06 | 0 | 0 | 0 | 0 | 0 | 0.3 | 0.01 | 0.01 | 0.01 | 0 | 0 | 1 | 0.05 | 0.03 | 0.03 | 0.02 | 0.01 | True |  | Non Federally-Regulated | 08/24/2020 |  | 07/27/2021
Juno Lighting, Inc. | Juno | IC4ALFW 07LM **K 90CRI *** 120 FRPC ** + 42LSQ BWH | Light Emitting Diode | Inseparable Luminaire | Direct Wired | Forward Phase Cut Controls | 47 | 2700 | 0.0015 | 91 | 53 | 460 | 1 | Ambient | 50000 |  | 1 | 50000 | 0.08 | 13 | 20 | 0.06 | 0 | 0 | 0 | 0 | 0 | 0.3 | 0.01 | 0.01 | 0.01 | 0 | 0 | 1 | 0.05 | 0.03 | 0.03 | 0.02 | 0.01 | True |  | Non Federally-Regulated | 08/24/2020 |  | 07/27/2021
Juno Lighting, Inc. | Juno | IC4ALFW 07LM **K 90CRI *** 120 FRPC ** + 47LSQ BWH | Light Emitting Diode | Inseparable Luminaire | Direct Wired | Forward Phase Cut Controls | 47 | 2700 | 0.0015 | 91 | 53 | 460 | 1 | Ambient | 50000 |  | 1 | 50000 | 0.08 | 13 | 20 | 0.06 | 0 | 0 | 0 | 0 | 0 | 0.3 | 0.01 | 0.01 | 0.01 | 0 | 0 | 1 | 0.05 | 0.03 | 0.03 | 0.02 | 0.01 | True |  | Non Federally-Regulated | 08/24/2020 |  | 07/27/2021
Juno Lighting, Inc. | Juno | IC4ALFW 07LM **K 90CRI *** 120 FRPC ** + 46L ******* | Light Emitting Diode | Inseparable Luminaire | Direct Wired | Forward Phase Cut Controls | 47 | 2700 | 0.0015 | 91 | 53 | 460 | 1 | Ambient | 50000 |  | 1 | 50000 | 0.08 | 13 | 20 | 0.06 | 0 | 0 | 0 | 0 | 0 | 0.3 | 0.01 | 0.01 | 0.01 | 0 | 0 | 1 | 0.05 | 0.03 | 0.03 | 0.02 | 0.01 | True |  | Non Federally-Regulated | 08/24/2020 |  | 07/27/2021
Juno Lighting, Inc. | Juno | IC4ALFW 07LM **K 90CRI *** 120 FRPC ** + 48L ******* | Light Emitting Diode | Inseparable Luminaire | Direct Wired | Forward Phase Cut Controls | 47 | 2700 | 0.0015 | 91 | 53 | 460 | 1 | Ambient | 50000 |  | 1 | 50000 | 0.08 | 13 | 20 | 0.06 | 0 | 0 | 0 | 0 | 0 | 0.3 | 0.01 | 0.01 | 0.01 | 0 | 0 | 1 | 0.05 | 0.03 | 0.03 | 0.02 | 0.01 | True |  | Non Federally-Regulated | 08/24/2020 |  | 07/27/2021
Juno Lighting, Inc. | Juno | IC4ALFW 07LM **K 90CRI *** 120 FRPC ** + 42L BWH | Light Emitting Diode | Inseparable Luminaire | Direct Wired | Forward Phase Cut Controls | 47 | 2700 | 0.0015 | 91 | 53 | 460 | 1 | Ambient | 50000 |  | 1 | 50000 | 0.08 | 13 | 20 | 0.06 | 0 | 0 | 0 | 0 | 0 | 0.3 | 0.01 | 0.01 | 0.01 | 0 | 0 | 1 | 0.05 | 0.03 | 0.03 | 0.02 | 0.01 | True |  | Non Federally-Regulated | 08/24/2020 |  | 07/27/2021
Juno Lighting, Inc. | Juno | IC4ALFW 07LM **K 90CRI *** 120 FRPC ** + 47L BWH | Light Emitting Diode | Inseparable Luminaire | Direct Wired | Forward Phase Cut Controls | 47 | 2700 | 0.0015 | 91 | 53 | 460 | 1 | Ambient | 50000 |  | 1 | 50000 | 0.08 | 13 | 20 | 0.06 | 0 | 0 | 0 | 0 | 0 | 0.3 | 0.01 | 0.01 | 0.01 | 0 | 0 | 1 | 0.05 | 0.03 | 0.03 | 0.02 | 0.01 | True |  | Non Federally-Regulated | 08/24/2020 |  | 07/27/2021
Juno Lighting, Inc. | Juno | T381L G2 ***** **K 90CRI PDIM *** ** | Light Emitting Diode | Inseparable Luminaire | Pin Base | Forward Phase Cut Controls | 73 | 2700 | 0.0031 | 90 | 59 | 488 | 1 | Ambient | 50000 |  | 1 | 50000 | 0.03 | 17 | 17 | 0.01 | 0.01 | 0.01 | 0.01 | 0 | 0 | 0.09 | 0.01 | 0.01 | 0.01 | 0.01 | 0.01 | 0.07 | 0.01 | 0.01 | 0 | 0 | 0 | True |  | Non Federally-Regulated | 10/07/2020 |  | 07/27/2021
Juno Lighting, Inc. | Juno | SP381MLL G2 **K 90CRI PDIM *** STN | Light Emitting Diode | Inseparable Luminaire | Pin Base | Forward Phase Cut Controls | 73 | 2700 | 0.0031 | 90 | 59 | 488 | 1 | Ambient | 50000 |  | 1 | 50000 | 0.03 | 17 | 17 | 0.01 | 0.01 | 0.01 | 0.01 | 0 | 0 | 0.09 | 0.01 | 0.01 | 0.01 | 0.01 | 0.01 | 0.07 | 0.01 | 0.01 | 0 | 0 | 0 | True |  | Non Federally-Regulated | 10/07/2020 |  | 07/27/2021
Juno Lighting, Inc. | Juno | T382L G2 ***** **K 90CRI PDIM *** ** | Light Emitting Diode | Inseparable Luminaire | Pin Base | Forward Phase Cut Controls | 70 | 2700 | 0.0025 | 90 | 56 | 425 | 1 | Ambient | 50000 |  | 1 | 50000 | 0.02 | 20 | 20 | 0.01 | 0.01 | 0.01 | 0.01 | 0 | 0 | 0.1 | 0.02 | 0.02 | 0.01 | 0.01 | 0.01 | 0.14 | 0.11 | 0.02 | 0.01 | 0.01 | 0.01 | True |  | Non Federally-Regulated | 10/07/2020 |  | 07/27/2021
Juno Lighting, Inc. | Juno | SP382MLL G2 **K 90CRI PDIM *** STN | Light Emitting Diode | Inseparable Luminaire | Pin Base | Forward Phase Cut Controls | 70 | 2700 | 0.0025 | 90 | 56 | 425 | 1 | Ambient | 50000 |  | 1 | 50000 | 0.02 | 20 | 20 | 0.01 | 0.01 | 0.01 | 0.01 | 0 | 0 | 0.1 | 0.02 | 0.02 | 0.01 | 0.01 | 0.01 | 0.14 | 0.11 | 0.02 | 0.01 | 0.01 | 0.01 | True |  | Non Federally-Regulated | 10/07/2020 |  | 07/27/2021
Juno Lighting, Inc. | Juno | T383L G2 ***** **K 90CRI PDIM *** ** | Light Emitting Diode | Inseparable Luminaire | Pin Base | Forward Phase Cut Controls | 64 | 2700 | 0.0022 | 90 | 52 | 396 | 1 | Ambient | 50000 |  | 1 | 50000 | 0.02 | 20 | 20 | 0.01 | 0.01 | 0.01 | 0.01 | 0 | 0 | 0.4 | 0.4 | 0.02 | 0.02 | 0.01 | 0.01 | 0.38 | 0.3 | 0.06 | 0.02 | 0.01 | 0.01 | True |  | Non Federally-Regulated | 10/07/2020 |  | 07/27/2021
Juno Lighting, Inc. | Juno | SP383MLL G2 **K 90CRI PDIM *** STN | Light Emitting Diode | Inseparable Luminaire | Pin Base | Forward Phase Cut Controls | 64 | 2700 | 0.0022 | 90 | 52 | 396 | 1 | Ambient | 50000 |  | 1 | 50000 | 0.02 | 20 | 20 | 0.01 | 0.01 | 0.01 | 0.01 | 0 | 0 | 0.4 | 0.4 | 0.02 | 0.02 | 0.01 | 0.01 | 0.38 | 0.3 | 0.06 | 0.02 | 0.01 | 0.01 | True |  | Non Federally-Regulated | 10/07/2020 |  | 07/27/2021
Juno Lighting, Inc. | Juno | T385L G2 ***** **K 90CRI PDIM *** ** | Light Emitting Diode | Inseparable Luminaire | Pin Base | Forward Phase Cut Controls | 76 | 2700 | 0.0019 | 90 | 51 | 396 | 1 | Ambient | 50000 |  | 1 | 50000 | 0.03 | 20 | 20 | 0.01 | 0.01 | 0.01 | 0.01 | 0 | 0 | 0.4 | 0.4 | 0.02 | 0.02 | 0.01 | 0.01 | 0.38 | 0.3 | 0.06 | 0.02 | 0.01 | 0.01 | True |  | Non Federally-Regulated | 10/07/2020 |  | 07/27/2021
Juno Lighting, Inc. | Juno | T387L G2 ***** **K 90CRI PDIM *** ** | Light Emitting Diode | Inseparable Luminaire | Pin Base | Forward Phase Cut Controls | 75 | 3000 | 0.0017 | 90 | 52 | 368 | 1 | Ambient | 50000 |  | 1 | 50000 | 0.03 | 17 | 18 | 0.01 | 0.01 | 0.01 | 0.01 | 0 | 0 | 0.26 | 0.22 | 0.03 | 0.02 | 0.01 | 0.01 | 0.2 | 0.15 | 0.01 | 0.01 | 0.01 | 0.01 | True |  | Non Federally-Regulated | 10/07/2020 |  | 07/27/2021
Juno Lighting, Inc. | Juno | T388L ***** **K 90CRI PDIM *** ** | Light Emitting Diode | Inseparable Luminaire | Pin Base | Forward Phase Cut Controls | 78 | 3000 | 0.0009 | 90 | 50 | 368 | 1 | Ambient | 50000 |  | 1 | 50000 | 0.03 | 17 | 18 | 0.01 | 0.01 | 0.01 | 0.01 | 0 | 0 | 0.26 | 0.22 | 0.03 | 0.02 | 0.01 | 0.01 | 0.2 | 0.15 | 0.01 | 0.01 | 0.01 | 0.01 | True |  | Non Federally-Regulated | 10/07/2020 |  | 07/27/2021
Juno Lighting, Inc. | Juno | IC1FW 07LM **K 90CRI *** 120 FRPC + 17 ****** | Light Emitting Diode | Inseparable Luminaire | Direct Wired | Forward Phase Cut Controls | 64 | 2700 | 0.0021 | 91 | 58 | 480 | 1 | Ambient | 50000 |  | 1 | 50000 | 0 | 19 | 19 | 0.04 | 0.01 | 0 | 0 | 0 | 0 | 0.29 | 0.02 | 0.02 | 0.02 | 0.01 | 0.01 | 1 | 0.1 | 0.07 | 0.05 | 0.04 | 0.02 | True |  | Non Federally-Regulated | 10/13/2020 |  | 07/27/2021
Juno Lighting, Inc. | Juno | IC1FW 07LM **K 90CRI *** 120 FRPC + 14 ***** | Light Emitting Diode | Inseparable Luminaire | Direct Wired | Forward Phase Cut Controls | 64 | 2700 | 0.0021 | 91 | 58 | 480 | 1 | Ambient | 50000 |  | 1 | 50000 | 0 | 19 | 19 | 0.04 | 0.01 | 0 | 0 | 0 | 0 | 0.29 | 0.02 | 0.02 | 0.02 | 0.01 | 0.01 | 1 | 0.1 | 0.07 | 0.05 | 0.04 | 0.02 | True |  | Non Federally-Regulated | 10/13/2020 |  | 07/27/2021
Juno Lighting, Inc. | Juno | IC1FW 07LM **K 90CRI *** 120 FRPC + 12 WWH | Light Emitting Diode | Inseparable Luminaire | Direct Wired | Forward Phase Cut Controls | 62 | 2700 | 0.0021 | 91 | 58 | 480 | 1 | Ambient | 50000 |  | 1 | 50000 | 0 | 19 | 19 | 0.04 | 0.01 | 0 | 0 | 0 | 0 | 0.29 | 0.02 | 0.02 | 0.02 | 0.01 | 0.01 | 1 | 0.1 | 0.07 | 0.05 | 0.04 | 0.02 | True |  | Non Federally-Regulated | 10/13/2020 |  | 07/27/2021
Juno Lighting, Inc. | Juno | IC1FW 07LM **K 90CRI *** 120 FRPC + 41** *** | Light Emitting Diode | Inseparable Luminaire | Direct Wired | Forward Phase Cut Controls | 62 | 2700 | 0.0021 | 91 | 58 | 480 | 1 | Ambient | 50000 |  | 1 | 50000 | 0 | 19 | 19 | 0.04 | 0.01 | 0 | 0 | 0 | 0 | 0.29 | 0.02 | 0.02 | 0.02 | 0.01 | 0.01 | 1 | 0.1 | 0.07 | 0.05 | 0.04 | 0.02 | True |  | Non Federally-Regulated | 10/13/2020 |  | 07/27/2021
Juno Lighting, Inc. | Juno | IC1FW 07LM **K 90CRI *** 120 FRPC + 17HYP2 ***** | Light Emitting Diode | Inseparable Luminaire | Direct Wired | Forward Phase Cut Controls | 59 | 2700 | 0.0021 | 91 | 58 | 480 | 1 | Ambient | 50000 |  | 1 | 50000 | 0 | 19 | 19 | 0.04 | 0.01 | 0 | 0 | 0 | 0 | 0.29 | 0.02 | 0.02 | 0.02 | 0.01 | 0.01 | 1 | 0.1 | 0.07 | 0.05 | 0.04 | 0.02 | True |  | Non Federally-Regulated | 10/13/2020 |  | 07/27/2021
Juno Lighting, Inc. | Juno | IC1FW 07LM **K 90CRI *** 120 FRPC + 17SQ **** | Light Emitting Diode | Inseparable Luminaire | Direct Wired | Forward Phase Cut Controls | 58 | 2700 | 0.0021 | 91 | 58 | 480 | 1 | Ambient | 50000 |  | 1 | 50000 | 0 | 19 | 19 | 0.04 | 0.01 | 0 | 0 | 0 | 0 | 0.29 | 0.02 | 0.02 | 0.02 | 0.01 | 0.01 | 1 | 0.1 | 0.07 | 0.05 | 0.04 | 0.02 | True |  | Non Federally-Regulated | 10/13/2020 |  | 07/27/2021
Juno Lighting, Inc. | Juno | IC1FW 07LM **K 90CRI *** 120 FRPC + 12SQ **** | Light Emitting Diode | Inseparable Luminaire | Direct Wired | Forward Phase Cut Controls | 60 | 2700 | 0.0021 | 91 | 58 | 480 | 1 | Ambient | 50000 |  | 1 | 50000 | 0 | 19 | 19 | 0.04 | 0.01 | 0 | 0 | 0 | 0 | 0.29 | 0.02 | 0.02 | 0.02 | 0.01 | 0.01 | 1 | 0.1 | 0.07 | 0.05 | 0.04 | 0.02 | True |  | Non Federally-Regulated | 10/13/2020 |  | 07/27/2021
Juno Lighting, Inc. | Juno | IC1FW 07LM **K 90CRI *** MVOLT **** + 17 ****** | Light Emitting Diode | Inseparable Luminaire | Direct Wired | 0-10 VDC Controls | 63 | 2700 | 0.0021 | 91 | 58 | 480 | 1 | Ambient | 50000 |  | 1 | 50000 | 0.08 | 19 | 19 | 0.09 | 0.09 | 0.09 | 0.02 | 0.01 | 0.01 | 1 | 0.14 | 0.12 | 0.02 | 0.02 | 0.01 | 0.92 | 0.14 | 0.11 | 0.07 | 0.02 | 0.02 | True |  | Non Federally-Regulated | 10/13/2020 |  | 07/27/2021
Juno Lighting, Inc. | Juno | IC1FW 07LM **K 90CRI *** MVOLT **** + 14 ***** | Light Emitting Diode | Inseparable Luminaire | Direct Wired | 0-10 VDC Controls | 63 | 2700 | 0.0021 | 91 | 58 | 480 | 1 | Ambient | 50000 |  | 1 | 50000 | 0.08 | 19 | 19 | 0.09 | 0.09 | 0.09 | 0.02 | 0.01 | 0.01 | 1 | 0.14 | 0.12 | 0.02 | 0.02 | 0.01 | 0.92 | 0.14 | 0.11 | 0.07 | 0.02 | 0.02 | True |  | Non Federally-Regulated | 10/13/2020 |  | 07/27/2021
Juno Lighting, Inc. | Juno | IC1FW 07LM **K 90CRI *** MVOLT **** + 12 WWH | Light Emitting Diode | Inseparable Luminaire | Direct Wired | 0-10 VDC Controls | 61 | 2700 | 0.0021 | 91 | 58 | 480 | 1 | Ambient | 50000 |  | 1 | 50000 | 0.08 | 19 | 19 | 0.09 | 0.09 | 0.09 | 0.02 | 0.01 | 0.01 | 1 | 0.14 | 0.12 | 0.02 | 0.02 | 0.01 | 0.92 | 0.14 | 0.11 | 0.07 | 0.02 | 0.02 | True |  | Non Federally-Regulated | 10/13/2020 |  | 07/27/2021
Juno Lighting, Inc. | Juno | IC1FW 07LM **K 90CRI *** MVOLT **** + 41** *** | Light Emitting Diode | Inseparable Luminaire | Direct Wired | 0-10 VDC Controls | 61 | 2700 | 0.0021 | 91 | 58 | 480 | 1 | Ambient | 50000 |  | 1 | 50000 | 0.08 | 19 | 19 | 0.09 | 0.09 | 0.09 | 0.02 | 0.01 | 0.01 | 1 | 0.14 | 0.12 | 0.02 | 0.02 | 0.01 | 0.92 | 0.14 | 0.11 | 0.07 | 0.02 | 0.02 | True |  | Non Federally-Regulated | 10/13/2020 |  | 07/27/2021
Juno Lighting, Inc. | Juno | IC1FW 07LM **K 90CRI *** MVOLT **** + 17HYP2 ***** | Light Emitting Diode | Inseparable Luminaire | Direct Wired | 0-10 VDC Controls | 58 | 2700 | 0.0021 | 91 | 58 | 480 | 1 | Ambient | 50000 |  | 1 | 50000 | 0.08 | 19 | 19 | 0.09 | 0.09 | 0.09 | 0.02 | 0.01 | 0.01 | 1 | 0.14 | 0.12 | 0.02 | 0.02 | 0.01 | 0.92 | 0.14 | 0.11 | 0.07 | 0.02 | 0.02 | True |  | Non Federally-Regulated | 10/13/2020 |  | 07/27/2021
Juno Lighting, Inc. | Juno | IC1FW 07LM **K 90CRI *** MVOLT **** + 17SQ **** | Light Emitting Diode | Inseparable Luminaire | Direct Wired | 0-10 VDC Controls | 57 | 2700 | 0.0021 | 91 | 58 | 480 | 1 | Ambient | 50000 |  | 1 | 50000 | 0.08 | 19 | 19 | 0.09 | 0.09 | 0.09 | 0.02 | 0.01 | 0.01 | 1 | 0.14 | 0.12 | 0.02 | 0.02 | 0.01 | 0.92 | 0.14 | 0.11 | 0.07 | 0.02 | 0.02 | True |  | Non Federally-Regulated | 10/13/2020 |  | 07/27/2021
Juno Lighting, Inc. | Juno | IC1FW 07LM **K 90CRI *** MVOLT **** + 12SQ **** | Light Emitting Diode | Inseparable Luminaire | Direct Wired | 0-10 VDC Controls | 59 | 2700 | 0.0021 | 91 | 58 | 480 | 1 | Ambient | 50000 |  | 1 | 50000 | 0.08 | 19 | 19 | 0.09 | 0.09 | 0.09 | 0.02 | 0.01 | 0.01 | 1 | 0.14 | 0.12 | 0.02 | 0.02 | 0.01 | 0.92 | 0.14 | 0.11 | 0.07 | 0.02 | 0.02 | True |  | Non Federally-Regulated | 10/13/2020 |  | 07/27/2021
Juno Lighting, Inc. | Juno | IC1LEDFW 10LM **K 90CRI *** 120 FRPC ** + 17 ****** | Light Emitting Diode | Inseparable Luminaire | Direct Wired | Forward Phase Cut Controls | 66 | 2700 | 0.0008 | 92 | 60 | 268 | 1 | Ambient | 50000 |  | 1 | 50000 | 0.02 | 19 | 19 | 0.08 | 0.01 | 0 | 0 | 0 | 0 | 0.33 | 0.02 | 0.02 | 0.02 | 0.01 | 0.01 | 1 | 0.05 | 0.04 | 0.04 | 0.04 | 0.04 | True |  | Non Federally-Regulated | 10/13/2020 |  | 07/27/2021
Juno Lighting, Inc. | Juno | IC1LEDFW 10LM **K 90CRI *** 120 FRPC ** + 14 **** | Light Emitting Diode | Inseparable Luminaire | Direct Wired | Forward Phase Cut Controls | 65 | 2700 | 0.0008 | 92 | 60 | 268 | 1 | Ambient | 50000 |  | 1 | 50000 | 0.02 | 19 | 19 | 0.08 | 0.01 | 0 | 0 | 0 | 0 | 0.33 | 0.02 | 0.02 | 0.02 | 0.01 | 0.01 | 1 | 0.05 | 0.04 | 0.04 | 0.04 | 0.04 | True |  | Non Federally-Regulated | 10/13/2020 |  | 07/27/2021
Juno Lighting, Inc. | Juno | IC1LEDFW 10LM **K 90CRI *** 120 FRPC ** + 12 WWH | Light Emitting Diode | Inseparable Luminaire | Direct Wired | Forward Phase Cut Controls | 63 | 2700 | 0.0008 | 92 | 60 | 268 | 1 | Ambient | 50000 |  | 1 | 50000 | 0.02 | 19 | 19 | 0.08 | 0.01 | 0 | 0 | 0 | 0 | 0.33 | 0.02 | 0.02 | 0.02 | 0.01 | 0.01 | 1 | 0.05 | 0.04 | 0.04 | 0.04 | 0.04 | True |  | Non Federally-Regulated | 10/13/2020 |  | 07/27/2021
Juno Lighting, Inc. | Juno | IC1LEDFW 10LM **K 90CRI *** 120 FRPC ** + 39 ***** | Light Emitting Diode | Inseparable Luminaire | Direct Wired | Forward Phase Cut Controls | 65 | 2700 | 0.0008 | 92 | 60 | 268 | 1 | Ambient | 50000 |  | 1 | 50000 | 0.02 | 19 | 19 | 0.08 | 0.01 | 0 | 0 | 0 | 0 | 0.33 | 0.02 | 0.02 | 0.02 | 0.01 | 0.01 | 1 | 0.05 | 0.04 | 0.04 | 0.04 | 0.04 | True |  | Non Federally-Regulated | 10/13/2020 |  | 07/27/2021
Juno Lighting, Inc. | Juno | IC1LEDFW 10LM **K 90CRI *** 120 FRPC ** + 17SQ WWH | Light Emitting Diode | Inseparable Luminaire | Direct Wired | Forward Phase Cut Controls | 57 | 2700 | 0.0008 | 92 | 60 | 268 | 1 | Ambient | 50000 |  | 1 | 50000 | 0.02 | 19 | 19 | 0.08 | 0.01 | 0 | 0 | 0 | 0 | 0.33 | 0.02 | 0.02 | 0.02 | 0.01 | 0.01 | 1 | 0.05 | 0.04 | 0.04 | 0.04 | 0.04 | True |  | Non Federally-Regulated | 10/13/2020 |  | 07/27/2021
Juno Lighting, Inc. | Juno | IC1LEDFW 10LM **K 90CRI *** 120 FRPC ** + 12SQ WWH | Light Emitting Diode | Inseparable Luminaire | Direct Wired | Forward Phase Cut Controls | 61 | 2700 | 0.0008 | 92 | 60 | 268 | 1 | Ambient | 50000 |  | 1 | 50000 | 0.02 | 19 | 19 | 0.08 | 0.01 | 0 | 0 | 0 | 0 | 0.33 | 0.02 | 0.02 | 0.02 | 0.01 | 0.01 | 1 | 0.05 | 0.04 | 0.04 | 0.04 | 0.04 | True |  | Non Federally-Regulated | 10/13/2020 |  | 07/27/2021
Juno Lighting, Inc. | Juno | IC1LEDFW 10LM **K 90CRI *** 120 FRPC ** + 17HYP2 ***** | Light Emitting Diode | Inseparable Luminaire | Direct Wired | Forward Phase Cut Controls | 59 | 2700 | 0.0008 | 92 | 60 | 268 | 1 | Ambient | 50000 |  | 1 | 50000 | 0.02 | 19 | 19 | 0.08 | 0.01 | 0 | 0 | 0 | 0 | 0.33 | 0.02 | 0.02 | 0.02 | 0.01 | 0.01 | 1 | 0.05 | 0.04 | 0.04 | 0.04 | 0.04 | True |  | Non Federally-Regulated | 10/13/2020 |  | 07/27/2021
Juno Lighting, Inc. | Juno | IC1LEDFW 10LM **K 90CRI *** 120 FRPC ** + 410 ****** | Light Emitting Diode | Inseparable Luminaire | Direct Wired | Forward Phase Cut Controls | 63 | 2700 | 0.0008 | 92 | 60 | 268 | 1 | Ambient | 50000 |  | 1 | 50000 | 0.02 | 19 | 19 | 0.08 | 0.01 | 0 | 0 | 0 | 0 | 0.33 | 0.02 | 0.02 | 0.02 | 0.01 | 0.01 | 1 | 0.05 | 0.04 | 0.04 | 0.04 | 0.04 | True |  | Non Federally-Regulated | 10/13/2020 |  | 07/27/2021
Juno Lighting, Inc. | Juno | IC1LEDFW 10LM **K 90CRI *** MVOLT **** + 17 ****** | Light Emitting Diode | Inseparable Luminaire | Direct Wired | 0-10 VDC Controls | 63 | 2700 | 0.0008 | 92 | 60 | 160 | 1 | Ambient | 50000 |  | 1 | 50000 | 0.06 | 23 | 19 | 0.07 | 0.06 | 0.06 | 0.02 | 0.01 | 0 | 0.68 | 0.11 | 0.05 | 0.02 | 0.01 | 0.01 | 0.92 | 0.14 | 0.11 | 0.07 | 0.02 | 0.02 | True |  | Non Federally-Regulated | 10/13/2020 |  | 07/27/2021
Juno Lighting, Inc. | Juno | IC1LEDFW 10LM **K 90CRI *** MVOLT **** + 14 **** | Light Emitting Diode | Inseparable Luminaire | Direct Wired | 0-10 VDC Controls | 62 | 2700 | 0.0008 | 92 | 60 | 160 | 1 | Ambient | 50000 |  | 1 | 50000 | 0.06 | 23 | 19 | 0.07 | 0.06 | 0.06 | 0.02 | 0.01 | 0 | 0.68 | 0.11 | 0.05 | 0.02 | 0.01 | 0.01 | 0.92 | 0.14 | 0.11 | 0.07 | 0.02 | 0.02 | True |  | Non Federally-Regulated | 10/13/2020 |  | 07/27/2021
Juno Lighting, Inc. | Juno | IC1LEDFW 10LM **K 90CRI *** MVOLT **** + 12 WWH | Light Emitting Diode | Inseparable Luminaire | Direct Wired | 0-10 VDC Controls | 60 | 2700 | 0.0008 | 92 | 60 | 160 | 1 | Ambient | 50000 |  | 1 | 50000 | 0.06 | 23 | 19 | 0.07 | 0.06 | 0.06 | 0.02 | 0.01 | 0 | 0.68 | 0.11 | 0.05 | 0.02 | 0.01 | 0.01 | 0.92 | 0.14 | 0.11 | 0.07 | 0.02 | 0.02 | True |  | Non Federally-Regulated | 10/13/2020 |  | 07/27/2021
Juno Lighting, Inc. | Juno | IC1LEDFW 10LM **K 90CRI *** MVOLT **** + 39 ***** | Light Emitting Diode | Inseparable Luminaire | Direct Wired | 0-10 VDC Controls | 61 | 2700 | 0.0008 | 92 | 60 | 160 | 1 | Ambient | 50000 |  | 1 | 50000 | 0.06 | 23 | 19 | 0.07 | 0.06 | 0.06 | 0.02 | 0.01 | 0 | 0.68 | 0.11 | 0.05 | 0.02 | 0.01 | 0.01 | 0.92 | 0.14 | 0.11 | 0.07 | 0.02 | 0.02 | True |  | Non Federally-Regulated | 10/13/2020 |  | 07/27/2021
Juno Lighting, Inc. | Juno | IC1LEDFW 10LM **K 90CRI *** MVOLT **** + 17SQ WWH | Light Emitting Diode | Inseparable Luminaire | Direct Wired | 0-10 VDC Controls | 54 | 2700 | 0.0008 | 92 | 60 | 160 | 1 | Ambient | 50000 |  | 1 | 50000 | 0.06 | 23 | 19 | 0.07 | 0.06 | 0.06 | 0.02 | 0.01 | 0 | 0.68 | 0.11 | 0.05 | 0.02 | 0.01 | 0.01 | 0.92 | 0.14 | 0.11 | 0.07 | 0.02 | 0.02 | True |  | Non Federally-Regulated | 10/13/2020 |  | 07/27/2021
Juno Lighting, Inc. | Juno | IC1LEDFW 10LM **K 90CRI *** MVOLT **** + 12SQ WWH | Light Emitting Diode | Inseparable Luminaire | Direct Wired | 0-10 VDC Controls | 58 | 2700 | 0.0008 | 92 | 60 | 160 | 1 | Ambient | 50000 |  | 1 | 50000 | 0.06 | 23 | 19 | 0.07 | 0.06 | 0.06 | 0.02 | 0.01 | 0 | 0.68 | 0.11 | 0.05 | 0.02 | 0.01 | 0.01 | 0.92 | 0.14 | 0.11 | 0.07 | 0.02 | 0.02 | True |  | Non Federally-Regulated | 10/13/2020 |  | 07/27/2021
Juno Lighting, Inc. | Juno | IC1LEDFW 10LM **K 90CRI *** MVOLT **** + 17HYP2 ***** | Light Emitting Diode | Inseparable Luminaire | Direct Wired | 0-10 VDC Controls | 56 | 2700 | 0.0008 | 92 | 60 | 160 | 1 | Ambient | 50000 |  | 1 | 50000 | 0.06 | 23 | 19 | 0.07 | 0.06 | 0.06 | 0.02 | 0.01 | 0 | 0.68 | 0.11 | 0.05 | 0.02 | 0.01 | 0.01 | 0.92 | 0.14 | 0.11 | 0.07 | 0.02 | 0.02 | True |  | Non Federally-Regulated | 10/13/2020 |  | 07/27/2021
Juno Lighting, Inc. | Juno | IC1LEDFW 10LM **K 90CRI *** MVOLT **** + 410 ****** | Light Emitting Diode | Inseparable Luminaire | Direct Wired | 0-10 VDC Controls | 60 | 2700 | 0.0008 | 92 | 60 | 160 | 1 | Ambient | 50000 |  | 1 | 50000 | 0.06 | 23 | 19 | 0.07 | 0.06 | 0.06 | 0.02 | 0.01 | 0 | 0.68 | 0.11 | 0.05 | 0.02 | 0.01 | 0.01 | 0.92 | 0.14 | 0.11 | 0.07 | 0.02 | 0.02 | True |  | Non Federally-Regulated | 10/13/2020 |  | 07/27/2021
Juno Lighting, Inc. | Juno | IC1LEDFW G4 14LM **K 90CRI *** 120 FRPC ** + 17 ****** | Light Emitting Diode | Inseparable Luminaire | Direct Wired | Forward Phase Cut Controls | 60 | 2700 | 0.0006 | 93 | 55 | 268 | 1 | Ambient | 50000 |  | 1 | 50000 | 0.03 | 19 | 19 | 0.08 | 0.01 | 0 | 0 | 0 | 0 | 0.33 | 0.02 | 0.02 | 0.02 | 0.01 | 0.01 | 1 | 0.05 | 0.04 | 0.04 | 0.04 | 0.04 | True |  | Non Federally-Regulated | 10/13/2020 |  | 07/27/2021
Juno Lighting, Inc. | Juno | IC1LEDFW G4 14LM **K 90CRI *** 120 FRPC ** + 14 **** | Light Emitting Diode | Inseparable Luminaire | Direct Wired | Forward Phase Cut Controls | 59 | 2700 | 0.0006 | 93 | 55 | 268 | 1 | Ambient | 50000 |  | 1 | 50000 | 0.03 | 19 | 19 | 0.08 | 0.01 | 0 | 0 | 0 | 0 | 0.33 | 0.02 | 0.02 | 0.02 | 0.01 | 0.01 | 1 | 0.05 | 0.04 | 0.04 | 0.04 | 0.04 | True |  | Non Federally-Regulated | 10/13/2020 |  | 07/27/2021
Juno Lighting, Inc. | Juno | IC1LEDFW G4 14LM **K 90CRI *** 120 FRPC ** + 12 WWH | Light Emitting Diode | Inseparable Luminaire | Direct Wired | Forward Phase Cut Controls | 57 | 2700 | 0.0006 | 93 | 55 | 268 | 1 | Ambient | 50000 |  | 1 | 50000 | 0.03 | 19 | 19 | 0.08 | 0.01 | 0 | 0 | 0 | 0 | 0.33 | 0.02 | 0.02 | 0.02 | 0.01 | 0.01 | 1 | 0.05 | 0.04 | 0.04 | 0.04 | 0.04 | True |  | Non Federally-Regulated | 10/13/2020 |  | 07/27/2021
Juno Lighting, Inc. | Juno | IC1LEDFW G4 14LM **K 90CRI *** 120 FRPC ** + 39 ***** | Light Emitting Diode | Inseparable Luminaire | Direct Wired | Forward Phase Cut Controls | 59 | 2700 | 0.0006 | 93 | 55 | 268 | 1 | Ambient | 50000 |  | 1 | 50000 | 0.03 | 19 | 19 | 0.08 | 0.01 | 0 | 0 | 0 | 0 | 0.33 | 0.02 | 0.02 | 0.02 | 0.01 | 0.01 | 1 | 0.05 | 0.04 | 0.04 | 0.04 | 0.04 | True |  | Non Federally-Regulated | 10/13/2020 |  | 07/27/2021
Juno Lighting, Inc. | Juno | IC1LEDFW G4 14LM **K 90CRI *** 120 FRPC ** + 17SQ WWH | Light Emitting Diode | Inseparable Luminaire | Direct Wired | Forward Phase Cut Controls | 51 | 2700 | 0.0006 | 93 | 55 | 268 | 1 | Ambient | 50000 |  | 1 | 50000 | 0.03 | 19 | 19 | 0.08 | 0.01 | 0 | 0 | 0 | 0 | 0.33 | 0.02 | 0.02 | 0.02 | 0.01 | 0.01 | 1 | 0.05 | 0.04 | 0.04 | 0.04 | 0.04 | True |  | Non Federally-Regulated | 10/13/2020 |  | 07/27/2021
Juno Lighting, Inc. | Juno | IC1LEDFW G4 14LM **K 90CRI *** 120 FRPC ** + 12SQ WWH | Light Emitting Diode | Inseparable Luminaire | Direct Wired | Forward Phase Cut Controls | 55 | 2700 | 0.0006 | 93 | 55 | 268 | 1 | Ambient | 50000 |  | 1 | 50000 | 0.03 | 19 | 19 | 0.08 | 0.01 | 0 | 0 | 0 | 0 | 0.33 | 0.02 | 0.02 | 0.02 | 0.01 | 0.01 | 1 | 0.05 | 0.04 | 0.04 | 0.04 | 0.04 | True |  | Non Federally-Regulated | 10/13/2020 |  | 07/27/2021
Juno Lighting, Inc. | Juno | IC1LEDFW G4 14LM **K 90CRI *** 120 FRPC ** + 17HYP2 ***** | Light Emitting Diode | Inseparable Luminaire | Direct Wired | Forward Phase Cut Controls | 53 | 2700 | 0.0006 | 93 | 55 | 268 | 1 | Ambient | 50000 |  | 1 | 50000 | 0.03 | 19 | 19 | 0.08 | 0.01 | 0 | 0 | 0 | 0 | 0.33 | 0.02 | 0.02 | 0.02 | 0.01 | 0.01 | 1 | 0.05 | 0.04 | 0.04 | 0.04 | 0.04 | True |  | Non Federally-Regulated | 10/13/2020 |  | 07/27/2021
Juno Lighting, Inc. | Juno | IC1LEDFW G4 14LM **K 90CRI *** 120 FRPC ** + 410 ****** | Light Emitting Diode | Inseparable Luminaire | Direct Wired | Forward Phase Cut Controls | 57 | 2700 | 0.0006 | 93 | 55 | 268 | 1 | Ambient | 50000 |  | 1 | 50000 | 0.03 | 19 | 19 | 0.08 | 0.01 | 0 | 0 | 0 | 0 | 0.33 | 0.02 | 0.02 | 0.02 | 0.01 | 0.01 | 1 | 0.05 | 0.04 | 0.04 | 0.04 | 0.04 | True |  | Non Federally-Regulated | 10/13/2020 |  | 07/27/2021
Juno Lighting, Inc. | Juno | IC1LEDFW G4 14LM **K 90CRI *** MVOLT **** ** + 17 ****** | Light Emitting Diode | Inseparable Luminaire | Direct Wired | 0-10 VDC Controls | 60 | 2700 | 0.0006 | 93 | 55 | 268 | 1 | Ambient | 50000 |  | 1 | 50000 | 0.03 | 19 | 19 | 0.08 | 0.01 | 0 | 0 | 0 | 0 | 0.33 | 0.02 | 0.02 | 0.02 | 0.01 | 0.01 | 1 | 0.05 | 0.04 | 0.04 | 0.04 | 0.04 | True |  | Non Federally-Regulated | 10/13/2020 |  | 07/27/2021
Juno Lighting, Inc. | Juno | IC1LEDFW G4 14LM **K 90CRI *** MVOLT **** ** + 14 **** | Light Emitting Diode | Inseparable Luminaire | Direct Wired | 0-10 VDC Controls | 59 | 2700 | 0.0006 | 93 | 55 | 268 | 1 | Ambient | 50000 |  | 1 | 50000 | 0.03 | 19 | 19 | 0.08 | 0.01 | 0 | 0 | 0 | 0 | 0.33 | 0.02 | 0.02 | 0.02 | 0.01 | 0.01 | 1 | 0.05 | 0.04 | 0.04 | 0.04 | 0.04 | True |  | Non Federally-Regulated | 10/13/2020 |  | 07/27/2021
Juno Lighting, Inc. | Juno | IC1LEDFW G4 14LM **K 90CRI *** MVOLT **** ** + 12 WWH | Light Emitting Diode | Inseparable Luminaire | Direct Wired | 0-10 VDC Controls | 57 | 2700 | 0.0006 | 93 | 55 | 268 | 1 | Ambient | 50000 |  | 1 | 50000 | 0.03 | 19 | 19 | 0.08 | 0.01 | 0 | 0 | 0 | 0 | 0.33 | 0.02 | 0.02 | 0.02 | 0.01 | 0.01 | 1 | 0.05 | 0.04 | 0.04 | 0.04 | 0.04 | True |  | Non Federally-Regulated | 10/13/2020 |  | 07/27/2021
Juno Lighting, Inc. | Juno | IC1LEDFW G4 14LM **K 90CRI *** MVOLT **** ** + 39 ***** | Light Emitting Diode | Inseparable Luminaire | Direct Wired | 0-10 VDC Controls | 59 | 2700 | 0.0006 | 93 | 55 | 268 | 1 | Ambient | 50000 |  | 1 | 50000 | 0.03 | 19 | 19 | 0.08 | 0.01 | 0 | 0 | 0 | 0 | 0.33 | 0.02 | 0.02 | 0.02 | 0.01 | 0.01 | 1 | 0.05 | 0.04 | 0.04 | 0.04 | 0.04 | True |  | Non Federally-Regulated | 10/13/2020 |  | 07/27/2021
Juno Lighting, Inc. | Juno | IC1LEDFW G4 14LM **K 90CRI *** MVOLT **** ** + 17SQ WWH | Light Emitting Diode | Inseparable Luminaire | Direct Wired | 0-10 VDC Controls | 51 | 2700 | 0.0006 | 93 | 55 | 268 | 1 | Ambient | 50000 |  | 1 | 50000 | 0.03 | 19 | 19 | 0.08 | 0.01 | 0 | 0 | 0 | 0 | 0.33 | 0.02 | 0.02 | 0.02 | 0.01 | 0.01 | 1 | 0.05 | 0.04 | 0.04 | 0.04 | 0.04 | True |  | Non Federally-Regulated | 10/13/2020 |  | 07/27/2021
Juno Lighting, Inc. | Juno | IC1LEDFW G4 14LM **K 90CRI *** MVOLT **** ** + 12SQ WWH | Light Emitting Diode | Inseparable Luminaire | Direct Wired | 0-10 VDC Controls | 55 | 2700 | 0.0006 | 93 | 55 | 268 | 1 | Ambient | 50000 |  | 1 | 50000 | 0.03 | 19 | 19 | 0.08 | 0.01 | 0 | 0 | 0 | 0 | 0.33 | 0.02 | 0.02 | 0.02 | 0.01 | 0.01 | 1 | 0.05 | 0.04 | 0.04 | 0.04 | 0.04 | True |  | Non Federally-Regulated | 10/13/2020 |  | 07/27/2021
Juno Lighting, Inc. | Juno | IC1LEDFW G4 14LM **K 90CRI *** MVOLT **** ** + 17HYP2 ***** | Light Emitting Diode | Inseparable Luminaire | Direct Wired | 0-10 VDC Controls | 53 | 2700 | 0.0006 | 93 | 55 | 268 | 1 | Ambient | 50000 |  | 1 | 50000 | 0.03 | 19 | 19 | 0.08 | 0.01 | 0 | 0 | 0 | 0 | 0.33 | 0.02 | 0.02 | 0.02 | 0.01 | 0.01 | 1 | 0.05 | 0.04 | 0.04 | 0.04 | 0.04 | True |  | Non Federally-Regulated | 10/13/2020 |  | 07/27/2021
Juno Lighting, Inc. | Juno | IC1LEDFW G4 14LM **K 90CRI *** MVOLT **** ** + 410 ****** | Light Emitting Diode | Inseparable Luminaire | Direct Wired | 0-10 VDC Controls | 57 | 2700 | 0.0006 | 93 | 55 | 268 | 1 | Ambient | 50000 |  | 1 | 50000 | 0.03 | 19 | 19 | 0.08 | 0.01 | 0 | 0 | 0 | 0 | 0.33 | 0.02 | 0.02 | 0.02 | 0.01 | 0.01 | 1 | 0.05 | 0.04 | 0.04 | 0.04 | 0.04 | True |  | Non Federally-Regulated | 10/13/2020 |  | 07/27/2021
Juno Lighting, Inc. | Aculux | INIT3** ** 08LM WDIM HALR 90CRI **D FPC 120 IC** ** | Light Emitting Diode | Inseparable Luminaire | Direct Wired | Forward Phase Cut Controls | 61 | 3000 |  | 90 | 60 | 428 | 0.99 | Ambient | 50000 |  | 1 | 55000 | 0.01 | 17 | 17 | 0.01 | 0.01 | 0.01 | 0.01 | 0.01 | 0.01 | 0.05 | 0.02 | 0.01 | 0.01 | 0.01 | 0.01 | 0.07 | 0.05 | 0.02 | 0.01 | 0.01 | 0.01 | True |  | Non Federally-Regulated | 11/05/2020 |  | 07/27/2021
Juno Lighting, Inc. | Aculux | INIT3** ** 08LM WDIM HALR 90CRI **D UGZ MVOLT IC** ** | Light Emitting Diode | Inseparable Luminaire | Direct Wired | Forward Phase Cut Controls | 59 | 3000 |  | 90 | 60 | 456 | 0.99 | Ambient | 50000 |  | 1 | 55000 | 0.01 | 17 | 17 | 0.01 | 0.01 | 0.01 | 0.01 | 0.01 | 0.01 | 0.05 | 0.01 | 0.01 | 0.01 | 0.01 | 0 | 0.07 | 0.05 | 0.01 | 0.01 | 0.01 | 0.01 | True |  | Non Federally-Regulated | 11/05/2020 |  | 07/27/2021
Juno Lighting, Inc. | Aculux | INIT3** ** 08LM WDIM HALR 90CRI **D EZ1 MVOLT IC** ** | Light Emitting Diode | Inseparable Luminaire | Direct Wired | 0-10 VDC Controls | 58 | 3000 |  | 90 | 60 | 496 | 0.99 | Ambient | 50000 |  | 1 | 55000 | 0.01 | 18 | 18 | 0.07 | 0.04 | 0.03 | 0.02 | 0.01 | 0.01 | 0.67 | 0.11 | 0.07 | 0.02 | 0.02 | 0.01 | 0.95 | 0.26 | 0.09 | 0.05 | 0.02 | 0.01 | True |  | Non Federally-Regulated | 11/05/2020 |  | 07/27/2021
Juno Lighting, Inc. | Aculux | INIT3** ** 08LM WDIM HALR 90CRI **D ECOD MVOLT IC** ** | Light Emitting Diode | Inseparable Luminaire | Direct Wired | Direct Digital Controls | 55 | 3000 |  | 90 | 60 | 356 | 1 | Ambient | 50000 |  | 1 | 55000 | 0.01 | 19 | 19 | 0.04 | 0.03 | 0.02 | 0.02 | 0.01 | 0 | 0.02 | 0.01 | 0.01 | 0.01 | 0 | 0 | 1 | 1 | 1 | 1 | 0.27 | 0.11 | True |  | Non Federally-Regulated | 11/05/2020 |  | 07/27/2021
Juno Lighting, Inc. | Juno | R610L ***** **K 90CRI PDIM *** ** | Light Emitting Diode | Inseparable Luminaire | Pin Base | Forward Phase Cut Controls | 86.3 | 2700 | 0.0003 | 90 | 51 | 188 | 1 | Ambient | 50000 |  | 1 | 50000 | 0.05 | 18 | 19 | 0.2 | 0.19 | 0.18 | 0.14 | 0.06 | 0.02 | 0.11 | 0.1 | 0.09 | 0.09 | 0.03 | 0.02 | 0.07 | 0.06 | 0.06 | 0.06 | 0.02 | 0.02 | True |  | Non Federally-Regulated | 01/27/2021 |  | 07/27/2021
Juno Lighting, Inc. | Juno | R612L ***** **K 90CRI PDIM *** ** | Light Emitting Diode | Inseparable Luminaire | Pin Base | Forward Phase Cut Controls | 74.9 | 2700 | 0.0011 | 90 | 51 | 148 | 1 | Ambient | 50000 |  | 1 | 50000 | 0.05 | 18 | 19 | 0.13 | 0.12 | 0.12 | 0.09 | 0.02 | 0.01 | 0.07 | 0.06 | 0.06 | 0.06 | 0.02 | 0.01 | 0.1 | 0.08 | 0.08 | 0.07 | 0.03 | 0.02 | True |  | Non Federally-Regulated | 02/23/2021 |  | 07/27/2021
Luminii Corp | Luminii | LL42WET-T-HO-19K | Light Emitting Diode | Strip Lighting | Direct Wired | Forward Phase Cut Controls | 48.4 | 1895 | 0.0002 | 96 | 97 | 427 | 0.99 | Ambient | 54000 |  | 1 | 54000 | 0.01 | 19 | 18 | 1 | 0.09 | 0.04 | 0.02 | 0.01 | 0.01 | 1 | 0.97 | 0.44 | 0.21 | 0.12 | 0.07 | 1 | 0.72 | 0.31 | 0.13 | 0.07 | 0.04 | True | False | Non Federally-Regulated | 06/23/2021 |  | 07/28/2021
Luminii Corp | Luminii | LL42WET-T-VHO-19K | Light Emitting Diode | Strip Lighting | Direct Wired | Forward Phase Cut Controls | 53.1 | 1895 | 0.0002 | 96 | 97 | 427 | 0.99 | Ambient | 54000 |  | 1 | 54000 | 0.01 | 19 | 18 | 1 | 0.09 | 0.04 | 0.02 | 0.01 | 0.01 | 1 | 0.97 | 0.44 | 0.21 | 0.12 | 0.07 | 1 | 0.72 | 0.31 | 0.13 | 0.07 | 0.04 | True | False | Non Federally-Regulated | 06/23/2021 |  | 07/28/2021
Luminii Corp | Luminii | LL72WET-T-VHO-19K | Light Emitting Diode | Strip Lighting | Direct Wired | Forward Phase Cut Controls | 47.6 | 1895 | 0.0002 | 96 | 97 | 425 | 0.99 | Ambient | 54000 |  | 1 | 54000 | 0.01 | 19 | 19 | 1 | 0.04 | 0.02 | 0.01 | 0.01 | 0 | 1 | 0.15 | 0.07 | 0.04 | 0.03 | 0.01 | 1 | 0.26 | 0.11 | 0.06 | 0.04 | 0.03 | True | False | Non Federally-Regulated | 06/23/2021 |  | 07/28/2021
Luminii Corp | Luminii | LL42WET-T-SO-22K | Light Emitting Diode | Strip Lighting | Direct Wired | Forward Phase Cut Controls | 51 | 2272 | 0.0007 | 97 | 94 | 427 | 0.96 | Ambient | 54000 |  | 1 | 54000 | 0.01 | 19 | 18 | 1 | 0.09 | 0.04 | 0.02 | 0.01 | 0.01 | 1 | 0.97 | 0.44 | 0.21 | 0.12 | 0.07 | 1 | 0.72 | 0.31 | 0.13 | 0.07 | 0.04 | True | False | Non Federally-Regulated | 06/23/2021 |  | 07/28/2021
Luminii Corp | Luminii | LL42WET-T-HO-22K | Light Emitting Diode | Strip Lighting | Direct Wired | Forward Phase Cut Controls | 56.6 | 2272 | 0.0007 | 97 | 94 | 427 | 0.96 | Ambient | 54000 |  | 1 | 54000 | 0.01 | 19 | 18 | 1 | 0.09 | 0.04 | 0.02 | 0.01 | 0.01 | 1 | 0.97 | 0.44 | 0.21 | 0.12 | 0.07 | 1 | 0.72 | 0.31 | 0.13 | 0.07 | 0.04 | True | False | Non Federally-Regulated | 06/23/2021 |  | 07/28/2021
Luminii Corp | Luminii | LL42WET-T-VHO-22K | Light Emitting Diode | Strip Lighting | Direct Wired | Forward Phase Cut Controls | 62.2 | 2272 | 0.0007 | 97 | 94 | 427 | 0.99 | Ambient | 54000 |  | 1 | 54000 | 0.01 | 19 | 18 | 1 | 0.09 | 0.04 | 0.02 | 0.01 | 0.01 | 1 | 0.97 | 0.44 | 0.21 | 0.12 | 0.07 | 1 | 0.72 | 0.31 | 0.13 | 0.07 | 0.04 | True | False | Non Federally-Regulated | 06/23/2021 |  | 07/28/2021
Luminii Corp | Luminii | LL72WET-T-SO-22K | Light Emitting Diode | Strip Lighting | Direct Wired | Forward Phase Cut Controls | 49.3 | 2272 | 0.0007 | 97 | 94 | 425 | 0.96 | Ambient | 54000 |  | 1 | 54000 | 0.01 | 19 | 19 | 1 | 0.04 | 0.02 | 0.01 | 0.01 | 0 | 1 | 0.15 | 0.07 | 0.04 | 0.03 | 0.01 | 1 | 0.26 | 0.11 | 0.06 | 0.04 | 0.03 | True | False | Non Federally-Regulated | 06/23/2021 |  | 07/28/2021
Luminii Corp | Luminii | LL72WET-T-HO-22K | Light Emitting Diode | Strip Lighting | Direct Wired | Forward Phase Cut Controls | 52.5 | 2272 | 0.0007 | 97 | 94 | 425 | 0.96 | Ambient | 54000 |  | 1 | 54000 | 0.01 | 19 | 19 | 1 | 0.04 | 0.02 | 0.01 | 0.01 | 0 | 1 | 0.15 | 0.07 | 0.04 | 0.03 | 0.01 | 1 | 0.26 | 0.11 | 0.06 | 0.04 | 0.03 | True | False | Non Federally-Regulated | 06/23/2021 |  | 07/28/2021
Luminii Corp | Luminii | LL72WET-T-VHO-22K | Light Emitting Diode | Strip Lighting | Direct Wired | Forward Phase Cut Controls | 55.6 | 2272 | 0.0007 | 97 | 94 | 425 | 0.99 | Ambient | 54000 |  | 1 | 54000 | 0.01 | 19 | 19 | 1 | 0.04 | 0.02 | 0.01 | 0.01 | 0 | 1 | 0.15 | 0.07 | 0.04 | 0.03 | 0.01 | 1 | 0.26 | 0.11 | 0.06 | 0.04 | 0.03 | True | False | Non Federally-Regulated | 06/23/2021 |  | 07/28/2021
Luminii Corp | Luminii | LL42WET-T-SO-24K | Light Emitting Diode | Strip Lighting | Direct Wired | Forward Phase Cut Controls | 51.9 | 2272 | 0.0007 | 97 | 94 | 427 | 0.96 | Ambient | 54000 |  | 1 | 54000 | 0.01 | 19 | 18 | 1 | 0.09 | 0.04 | 0.02 | 0.01 | 0.01 | 1 | 0.97 | 0.44 | 0.21 | 0.12 | 0.07 | 1 | 0.72 | 0.31 | 0.13 | 0.07 | 0.04 | True | False | Non Federally-Regulated | 06/23/2021 |  | 07/28/2021
Luminii Corp | Luminii | LL42WET-T-HO-24K | Light Emitting Diode | Strip Lighting | Direct Wired | Forward Phase Cut Controls | 57.6 | 2272 | 0.0007 | 97 | 94 | 427 | 0.96 | Ambient | 54000 |  | 1 | 54000 | 0.01 | 19 | 18 | 1 | 0.09 | 0.04 | 0.02 | 0.01 | 0.01 | 1 | 0.97 | 0.44 | 0.21 | 0.12 | 0.07 | 1 | 0.72 | 0.31 | 0.13 | 0.07 | 0.04 | True | False | Non Federally-Regulated | 06/23/2021 |  | 07/28/2021
Luminii Corp | Luminii | LL42WET-T-VHO-24K | Light Emitting Diode | Strip Lighting | Direct Wired | Forward Phase Cut Controls | 63.2 | 2272 | 0.0007 | 97 | 94 | 427 | 0.99 | Ambient | 54000 |  | 1 | 54000 | 0.01 | 19 | 18 | 1 | 0.09 | 0.04 | 0.02 | 0.01 | 0.01 | 1 | 0.97 | 0.44 | 0.21 | 0.12 | 0.07 | 1 | 0.72 | 0.31 | 0.13 | 0.07 | 0.04 | True | False | Non Federally-Regulated | 06/23/2021 |  | 07/28/2021
Luminii Corp | Luminii | LL72WET-T-SO-24K | Light Emitting Diode | Strip Lighting | Direct Wired | Forward Phase Cut Controls | 50.1 | 2272 | 0.0007 | 97 | 94 | 425 | 0.96 | Ambient | 54000 |  | 1 | 54000 | 0.01 | 19 | 19 | 1 | 0.04 | 0.02 | 0.01 | 0.01 | 0 | 1 | 0.15 | 0.07 | 0.04 | 0.03 | 0.01 | 1 | 0.26 | 0.11 | 0.06 | 0.04 | 0.03 | True | False | Non Federally-Regulated | 06/23/2021 |  | 07/28/2021
Luminii Corp | Luminii | LL72WET-T-HO-24K | Light Emitting Diode | Strip Lighting | Direct Wired | Forward Phase Cut Controls | 53.3 | 2272 | 0.0007 | 97 | 94 | 425 | 0.96 | Ambient | 54000 |  | 1 | 54000 | 0.01 | 19 | 19 | 1 | 0.04 | 0.02 | 0.01 | 0.01 | 0 | 1 | 0.15 | 0.07 | 0.04 | 0.03 | 0.01 | 1 | 0.26 | 0.11 | 0.06 | 0.04 | 0.03 | True | False | Non Federally-Regulated | 06/23/2021 |  | 07/28/2021
Luminii Corp | Luminii | LL72WET-T-VHO-24K | Light Emitting Diode | Strip Lighting | Direct Wired | Forward Phase Cut Controls | 56.6 | 2272 | 0.0007 | 97 | 94 | 425 | 0.99 | Ambient | 54000 |  | 1 | 54000 | 0.01 | 19 | 19 | 1 | 0.04 | 0.02 | 0.01 | 0.01 | 0 | 1 | 0.15 | 0.07 | 0.04 | 0.03 | 0.01 | 1 | 0.26 | 0.11 | 0.06 | 0.04 | 0.03 | True | False | Non Federally-Regulated | 06/23/2021 |  | 07/28/2021
Luminii Corp | Luminii | LL42WET-T-SO-27K | Light Emitting Diode | Strip Lighting | Direct Wired | Forward Phase Cut Controls | 52.7 | 2622 | 0.0004 | 98 | 96 | 427 | 0.96 | Ambient | 54000 |  | 1 | 54000 | 0.01 | 19 | 18 | 1 | 0.09 | 0.04 | 0.02 | 0.01 | 0.01 | 1 | 0.97 | 0.44 | 0.21 | 0.12 | 0.07 | 1 | 0.72 | 0.31 | 0.13 | 0.07 | 0.04 | True | False | Non Federally-Regulated | 06/23/2021 |  | 07/28/2021
Luminii Corp | Luminii | LL42WET-T-HO-27K | Light Emitting Diode | Strip Lighting | Direct Wired | Forward Phase Cut Controls | 58.5 | 2622 | 0.0004 | 98 | 96 | 427 | 0.96 | Ambient | 54000 |  | 1 | 54000 | 0.01 | 19 | 18 | 1 | 0.09 | 0.04 | 0.02 | 0.01 | 0.01 | 1 | 0.97 | 0.44 | 0.21 | 0.12 | 0.07 | 1 | 0.72 | 0.31 | 0.13 | 0.07 | 0.04 | True | False | Non Federally-Regulated | 06/23/2021 |  | 07/28/2021
Luminii Corp | Luminii | LL42WET-T-VHO-27K | Light Emitting Diode | Strip Lighting | Direct Wired | Forward Phase Cut Controls | 64.3 | 2622 | 0.0004 | 98 | 96 | 427 | 0.99 | Ambient | 54000 |  | 1 | 54000 | 0.01 | 19 | 18 | 1 | 0.09 | 0.04 | 0.02 | 0.01 | 0.01 | 1 | 0.97 | 0.44 | 0.21 | 0.12 | 0.07 | 1 | 0.72 | 0.31 | 0.13 | 0.07 | 0.04 | True | False | Non Federally-Regulated | 06/23/2021 |  | 07/28/2021
Luminii Corp | Luminii | LL72WET-T-SO-27K | Light Emitting Diode | Strip Lighting | Direct Wired | Forward Phase Cut Controls | 50.9 | 2622 | 0.0004 | 98 | 96 | 425 | 0.96 | Ambient | 54000 |  | 1 | 54000 | 0.01 | 19 | 19 | 1 | 0.04 | 0.02 | 0.01 | 0.01 | 0 | 1 | 0.15 | 0.07 | 0.04 | 0.03 | 0.01 | 1 | 0.26 | 0.11 | 0.06 | 0.04 | 0.03 | True | False | Non Federally-Regulated | 06/23/2021 |  | 07/28/2021
Luminii Corp | Luminii | LL72WET-T-HO-27K | Light Emitting Diode | Strip Lighting | Direct Wired | Forward Phase Cut Controls | 54.2 | 2622 | 0.0004 | 98 | 96 | 425 | 0.96 | Ambient | 54000 |  | 1 | 54000 | 0.01 | 19 | 19 | 1 | 0.04 | 0.02 | 0.01 | 0.01 | 0 | 1 | 0.15 | 0.07 | 0.04 | 0.03 | 0.01 | 1 | 0.26 | 0.11 | 0.06 | 0.04 | 0.03 | True | False | Non Federally-Regulated | 06/23/2021 |  | 07/28/2021
Luminii Corp | Luminii | LL72WET-T-VHO-27K | Light Emitting Diode | Strip Lighting | Direct Wired | Forward Phase Cut Controls | 57.5 | 2622 | 0.0004 | 98 | 96 | 425 | 0.99 | Ambient | 54000 |  | 1 | 54000 | 0.01 | 19 | 19 | 1 | 0.04 | 0.02 | 0.01 | 0.01 | 0 | 1 | 0.15 | 0.07 | 0.04 | 0.03 | 0.01 | 1 | 0.26 | 0.11 | 0.06 | 0.04 | 0.03 | True | False | Non Federally-Regulated | 06/23/2021 |  | 07/28/2021
Luminii Corp | Luminii | LL42WET-T-SO-29K | Light Emitting Diode | Strip Lighting | Direct Wired | Forward Phase Cut Controls | 55.1 | 2889 | 0.0004 | 99 | 98 | 427 | 0.96 | Ambient | 54000 |  | 1 | 54000 | 0.01 | 19 | 18 | 1 | 0.09 | 0.04 | 0.02 | 0.01 | 0.01 | 1 | 0.97 | 0.44 | 0.21 | 0.12 | 0.07 | 1 | 0.72 | 0.31 | 0.13 | 0.07 | 0.04 | True | False | Non Federally-Regulated | 06/23/2021 |  | 07/28/2021
Luminii Corp | Luminii | LL42WET-T-HO-29K | Light Emitting Diode | Strip Lighting | Direct Wired | Forward Phase Cut Controls | 61.1 | 2889 | 0.0004 | 99 | 98 | 427 | 0.96 | Ambient | 54000 |  | 1 | 54000 | 0.01 | 19 | 18 | 1 | 0.09 | 0.04 | 0.02 | 0.01 | 0.01 | 1 | 0.97 | 0.44 | 0.21 | 0.12 | 0.07 | 1 | 0.72 | 0.31 | 0.13 | 0.07 | 0.04 | True | False | Non Federally-Regulated | 06/23/2021 |  | 07/28/2021
Luminii Corp | Luminii | LL42WET-T-VHO-29K | Light Emitting Diode | Strip Lighting | Direct Wired | Forward Phase Cut Controls | 67.2 | 2889 | 0.0004 | 99 | 98 | 427 | 0.99 | Ambient | 54000 |  | 1 | 54000 | 0.01 | 19 | 18 | 1 | 0.09 | 0.04 | 0.02 | 0.01 | 0.01 | 1 | 0.97 | 0.44 | 0.21 | 0.12 | 0.07 | 1 | 0.72 | 0.31 | 0.13 | 0.07 | 0.04 | True | False | Non Federally-Regulated | 06/23/2021 |  | 07/28/2021
Luminii Corp | Luminii | LL72WET-T-SO-29K | Light Emitting Diode | Strip Lighting | Direct Wired | Forward Phase Cut Controls | 53.2 | 2889 | 0.0004 | 99 | 98 | 425 | 0.96 | Ambient | 54000 |  | 1 | 54000 | 0.01 | 19 | 19 | 1 | 0.04 | 0.02 | 0.01 | 0.01 | 0 | 1 | 0.15 | 0.07 | 0.04 | 0.03 | 0.01 | 1 | 0.26 | 0.11 | 0.06 | 0.04 | 0.03 | True | False | Non Federally-Regulated | 06/23/2021 |  | 07/28/2021
Luminii Corp | Luminii | LL72WET-T-HO-29K | Light Emitting Diode | Strip Lighting | Direct Wired | Forward Phase Cut Controls | 56.7 | 2889 | 0.0004 | 99 | 98 | 425 | 0.96 | Ambient | 54000 |  | 1 | 54000 | 0.01 | 19 | 19 | 1 | 0.04 | 0.02 | 0.01 | 0.01 | 0 | 1 | 0.15 | 0.07 | 0.04 | 0.03 | 0.01 | 1 | 0.26 | 0.11 | 0.06 | 0.04 | 0.03 | True | False | Non Federally-Regulated | 06/23/2021 |  | 07/28/2021
Luminii Corp | Luminii | LL72WET-T-VHO-29K | Light Emitting Diode | Strip Lighting | Direct Wired | Forward Phase Cut Controls | 60.1 | 2889 | 0.0004 | 99 | 98 | 425 | 0.99 | Ambient | 54000 |  | 1 | 54000 | 0.01 | 19 | 19 | 1 | 0.04 | 0.02 | 0.01 | 0.01 | 0 | 1 | 0.15 | 0.07 | 0.04 | 0.03 | 0.01 | 1 | 0.26 | 0.11 | 0.06 | 0.04 | 0.03 | True | False | Non Federally-Regulated | 06/23/2021 |  | 07/28/2021
Luminii Corp | Luminii | LL42WET-T-SO-30K | Light Emitting Diode | Strip Lighting | Direct Wired | Forward Phase Cut Controls | 55.4 | 3039 | 0.0015 | 96 | 97 | 427 | 0.96 | Ambient | 54000 |  | 1 | 54000 | 0.01 | 19 | 18 | 1 | 0.09 | 0.04 | 0.02 | 0.01 | 0.01 | 1 | 0.97 | 0.44 | 0.21 | 0.12 | 0.07 | 1 | 0.72 | 0.31 | 0.13 | 0.07 | 0.04 | True | False | Non Federally-Regulated | 06/23/2021 |  | 07/28/2021
Luminii Corp | Luminii | LL42WET-T-HO-30K | Light Emitting Diode | Strip Lighting | Direct Wired | Forward Phase Cut Controls | 61.5 | 3039 | 0.0015 | 96 | 97 | 427 | 0.96 | Ambient | 54000 |  | 1 | 54000 | 0.01 | 19 | 18 | 1 | 0.09 | 0.04 | 0.02 | 0.01 | 0.01 | 1 | 0.97 | 0.44 | 0.21 | 0.12 | 0.07 | 1 | 0.72 | 0.31 | 0.13 | 0.07 | 0.04 | True | False | Non Federally-Regulated | 06/23/2021 |  | 07/28/2021
Luminii Corp | Luminii | LL42WET-T-VHO-30K | Light Emitting Diode | Strip Lighting | Direct Wired | Forward Phase Cut Controls | 67.5 | 3041 | 0.002 | 97 | 99 | 427 | 0.99 | Ambient | 54000 |  | 1 | 54000 | 0.01 | 19 | 18 | 1 | 0.09 | 0.04 | 0.02 | 0.01 | 0.01 | 1 | 0.97 | 0.44 | 0.21 | 0.12 | 0.07 | 1 | 0.72 | 0.31 | 0.13 | 0.07 | 0.04 | True | False | Non Federally-Regulated | 06/23/2021 |  | 07/28/2021
Luminii Corp | Luminii | LL72WET-T-SO-30K | Light Emitting Diode | Strip Lighting | Direct Wired | Forward Phase Cut Controls | 53.5 | 3009 | 0.0019 | 97 | 97 | 425 | 0.96 | Ambient | 54000 |  | 1 | 54000 | 0.01 | 19 | 19 | 1 | 0.04 | 0.02 | 0.01 | 0.01 | 0 | 1 | 0.15 | 0.07 | 0.04 | 0.03 | 0.01 | 1 | 0.26 | 0.11 | 0.06 | 0.04 | 0.03 | True | False | Non Federally-Regulated | 06/23/2021 |  | 07/28/2021
Luminii Corp | Luminii | LL72WET-T-HO-30K | Light Emitting Diode | Strip Lighting | Direct Wired | Forward Phase Cut Controls | 57 | 3009 | 0.0019 | 97 | 97 | 425 | 0.96 | Ambient | 54000 |  | 1 | 54000 | 0.01 | 19 | 19 | 1 | 0.04 | 0.02 | 0.01 | 0.01 | 0 | 1 | 0.15 | 0.07 | 0.04 | 0.03 | 0.01 | 1 | 0.26 | 0.11 | 0.06 | 0.04 | 0.03 | True | False | Non Federally-Regulated | 06/23/2021 |  | 07/28/2021
Luminii Corp | Luminii | LL72WET-T-VHO-30K | Light Emitting Diode | Strip Lighting | Direct Wired | Forward Phase Cut Controls | 60.4 | 3014 | 0.0028 | 97 | 99 | 425 | 0.99 | Ambient | 54000 |  | 1 | 54000 | 0.01 | 19 | 19 | 1 | 0.04 | 0.02 | 0.01 | 0.01 | 0 | 1 | 0.15 | 0.07 | 0.04 | 0.03 | 0.01 | 1 | 0.26 | 0.11 | 0.06 | 0.04 | 0.03 | True | False | Non Federally-Regulated | 06/23/2021 |  | 07/28/2021
Luminii Corp | Luminii | LL42WET-T-SO-35K | Light Emitting Diode | Strip Lighting | Direct Wired | Forward Phase Cut Controls | 55.4 | 3039 | 0.0015 | 96 | 97 | 427 | 0.96 | Ambient | 54000 |  | 1 | 54000 | 0.01 | 19 | 18 | 1 | 0.09 | 0.04 | 0.02 | 0.01 | 0.01 | 1 | 0.97 | 0.44 | 0.21 | 0.12 | 0.07 | 1 | 0.72 | 0.31 | 0.13 | 0.07 | 0.04 | True | False | Non Federally-Regulated | 06/23/2021 |  | 07/28/2021
Luminii Corp | Luminii | LL42WET-T-HO-35K | Light Emitting Diode | Strip Lighting | Direct Wired | Forward Phase Cut Controls | 61.5 | 3039 | 0.0015 | 96 | 97 | 427 | 0.96 | Ambient | 54000 |  | 1 | 54000 | 0.01 | 19 | 18 | 1 | 0.09 | 0.04 | 0.02 | 0.01 | 0.01 | 1 | 0.97 | 0.44 | 0.21 | 0.12 | 0.07 | 1 | 0.72 | 0.31 | 0.13 | 0.07 | 0.04 | True | False | Non Federally-Regulated | 06/23/2021 |  | 07/28/2021
Luminii Corp | Luminii | LL42WET-T-VHO-35K | Light Emitting Diode | Strip Lighting | Direct Wired | Forward Phase Cut Controls | 67.5 | 3041 | 0.002 | 97 | 99 | 427 | 0.99 | Ambient | 54000 |  | 1 | 54000 | 0.01 | 19 | 18 | 1 | 0.09 | 0.04 | 0.02 | 0.01 | 0.01 | 1 | 0.97 | 0.44 | 0.21 | 0.12 | 0.07 | 1 | 0.72 | 0.31 | 0.13 | 0.07 | 0.04 | True | False | Non Federally-Regulated | 06/23/2021 |  | 07/28/2021
Luminii Corp | Luminii | LL72WET-T-SO-35K | Light Emitting Diode | Strip Lighting | Direct Wired | Forward Phase Cut Controls | 53.5 | 3009 | 0.0019 | 97 | 97 | 425 | 0.96 | Ambient | 54000 |  | 1 | 54000 | 0.01 | 19 | 19 | 1 | 0.04 | 0.02 | 0.01 | 0.01 | 0 | 1 | 0.15 | 0.07 | 0.04 | 0.03 | 0.01 | 1 | 0.26 | 0.11 | 0.06 | 0.04 | 0.03 | True | False | Non Federally-Regulated | 06/23/2021 |  | 07/28/2021
Luminii Corp | Luminii | LL72WET-T-HO-35K | Light Emitting Diode | Strip Lighting | Direct Wired | Forward Phase Cut Controls | 57 | 3009 | 0.0019 | 97 | 97 | 425 | 0.96 | Ambient | 54000 |  | 1 | 54000 | 0.01 | 19 | 19 | 1 | 0.04 | 0.02 | 0.01 | 0.01 | 0 | 1 | 0.15 | 0.07 | 0.04 | 0.03 | 0.01 | 1 | 0.26 | 0.11 | 0.06 | 0.04 | 0.03 | True | False | Non Federally-Regulated | 06/23/2021 |  | 07/28/2021
Luminii Corp | Luminii | LL72WET-T-VHO-35K | Light Emitting Diode | Strip Lighting | Direct Wired | Forward Phase Cut Controls | 60.4 | 3014 | 0.0028 | 97 | 99 | 425 | 0.99 | Ambient | 54000 |  | 1 | 54000 | 0.01 | 19 | 19 | 1 | 0.04 | 0.02 | 0.01 | 0.01 | 0 | 1 | 0.15 | 0.07 | 0.04 | 0.03 | 0.01 | 1 | 0.26 | 0.11 | 0.06 | 0.04 | 0.03 | True | False | Non Federally-Regulated | 06/23/2021 |  | 07/28/2021
Luminii Corp | Luminii | LL42-SO-19K | Light Emitting Diode | Strip Lighting | Direct Wired | Forward Phase Cut Controls | 47.5 | 1895 | 0.0002 | 96 | 97 | 427 | 0.96 | Ambient | 54000 |  | 1 | 54000 | 0.01 | 19 | 18 | 1 | 0.09 | 0.04 | 0.02 | 0.01 | 0.01 | 1 | 0.97 | 0.44 | 0.21 | 0.12 | 0.07 | 1 | 0.72 | 0.31 | 0.13 | 0.07 | 0.04 | True | False | Non Federally-Regulated | 06/23/2021 |  | 07/28/2021
Luminii Corp | Luminii | LL42-HO-19K | Light Emitting Diode | Strip Lighting | Direct Wired | Forward Phase Cut Controls | 52.7 | 1895 | 0.0002 | 96 | 97 | 427 | 0.96 | Ambient | 54000 |  | 1 | 54000 | 0.01 | 19 | 18 | 1 | 0.09 | 0.04 | 0.02 | 0.01 | 0.01 | 1 | 0.97 | 0.44 | 0.21 | 0.12 | 0.07 | 1 | 0.72 | 0.31 | 0.13 | 0.07 | 0.04 | True | False | Non Federally-Regulated | 06/23/2021 |  | 07/28/2021
Luminii Corp | Luminii | LL42-VHO-19K | Light Emitting Diode | Strip Lighting | Direct Wired | Forward Phase Cut Controls | 57.9 | 1895 | 0.0002 | 96 | 97 | 427 | 0.99 | Ambient | 54000 |  | 1 | 54000 | 0.01 | 19 | 18 | 1 | 0.09 | 0.04 | 0.02 | 0.01 | 0.01 | 1 | 0.97 | 0.44 | 0.21 | 0.12 | 0.07 | 1 | 0.72 | 0.31 | 0.13 | 0.07 | 0.04 | True | False | Non Federally-Regulated | 06/23/2021 |  | 07/28/2021
Luminii Corp | Luminii | LL72-SO-19K | Light Emitting Diode | Strip Lighting | Direct Wired | Forward Phase Cut Controls | 45.9 | 1895 | 0.0002 | 96 | 97 | 425 | 0.96 | Ambient | 54000 |  | 1 | 54000 | 0.01 | 19 | 19 | 1 | 0.04 | 0.02 | 0.01 | 0.01 | 0 | 1 | 0.15 | 0.07 | 0.04 | 0.03 | 0.01 | 1 | 0.26 | 0.11 | 0.06 | 0.04 | 0.03 | True | False | Non Federally-Regulated | 06/23/2021 |  | 07/28/2021
Luminii Corp | Luminii | LL72-HO-19K | Light Emitting Diode | Strip Lighting | Direct Wired | Forward Phase Cut Controls | 48.9 | 1895 | 0.0002 | 96 | 97 | 425 | 0.96 | Ambient | 54000 |  | 1 | 54000 | 0.01 | 19 | 19 | 1 | 0.04 | 0.02 | 0.01 | 0.01 | 0 | 1 | 0.15 | 0.07 | 0.04 | 0.03 | 0.01 | 1 | 0.26 | 0.11 | 0.06 | 0.04 | 0.03 | True | False | Non Federally-Regulated | 06/23/2021 |  | 07/28/2021
Luminii Corp | Luminii | LL72-VHO-19K | Light Emitting Diode | Strip Lighting | Direct Wired | Forward Phase Cut Controls | 51.8 | 1895 | 0.0002 | 96 | 97 | 425 | 0.99 | Ambient | 54000 |  | 1 | 54000 | 0.01 | 19 | 19 | 1 | 0.04 | 0.02 | 0.01 | 0.01 | 0 | 1 | 0.15 | 0.07 | 0.04 | 0.03 | 0.01 | 1 | 0.26 | 0.11 | 0.06 | 0.04 | 0.03 | True | False | Non Federally-Regulated | 06/23/2021 |  | 07/28/2021
Luminii Corp | Luminii | LL42-SO-22K | Light Emitting Diode | Strip Lighting | Direct Wired | Forward Phase Cut Controls | 55.6 | 2272 | 0.0007 | 97 | 94 | 427 | 0.96 | Ambient | 54000 |  | 1 | 54000 | 0.01 | 19 | 18 | 1 | 0.09 | 0.04 | 0.02 | 0.01 | 0.01 | 1 | 0.97 | 0.44 | 0.21 | 0.12 | 0.07 | 1 | 0.72 | 0.31 | 0.13 | 0.07 | 0.04 | True | False | Non Federally-Regulated | 06/23/2021 |  | 07/28/2021
Luminii Corp | Luminii | LL42-HO-22K | Light Emitting Diode | Strip Lighting | Direct Wired | Forward Phase Cut Controls | 61.7 | 2272 | 0.0007 | 97 | 94 | 427 | 0.96 | Ambient | 54000 |  | 1 | 54000 | 0.01 | 19 | 18 | 1 | 0.09 | 0.04 | 0.02 | 0.01 | 0.01 | 1 | 0.97 | 0.44 | 0.21 | 0.12 | 0.07 | 1 | 0.72 | 0.31 | 0.13 | 0.07 | 0.04 | True | False | Non Federally-Regulated | 06/23/2021 |  | 07/28/2021
Luminii Corp | Luminii | LL42-VHO-22K | Light Emitting Diode | Strip Lighting | Direct Wired | Forward Phase Cut Controls | 67.8 | 2272 | 0.0007 | 97 | 94 | 427 | 0.99 | Ambient | 54000 |  | 1 | 54000 | 0.01 | 19 | 18 | 1 | 0.09 | 0.04 | 0.02 | 0.01 | 0.01 | 1 | 0.97 | 0.44 | 0.21 | 0.12 | 0.07 | 1 | 0.72 | 0.31 | 0.13 | 0.07 | 0.04 | True | False | Non Federally-Regulated | 06/23/2021 |  | 07/28/2021
Luminii Corp | Luminii | LL72-SO-22K | Light Emitting Diode | Strip Lighting | Direct Wired | Forward Phase Cut Controls | 53.7 | 2272 | 0.0007 | 97 | 94 | 425 | 0.96 | Ambient | 54000 |  | 1 | 54000 | 0.01 | 19 | 19 | 1 | 0.04 | 0.02 | 0.01 | 0.01 | 0 | 1 | 0.15 | 0.07 | 0.04 | 0.03 | 0.01 | 1 | 0.26 | 0.11 | 0.06 | 0.04 | 0.03 | True | False | Non Federally-Regulated | 06/23/2021 |  | 07/28/2021
Luminii Corp | Luminii | LL72-HO-22K | Light Emitting Diode | Strip Lighting | Direct Wired | Forward Phase Cut Controls | 57.2 | 2272 | 0.0007 | 97 | 94 | 425 | 0.96 | Ambient | 54000 |  | 1 | 54000 | 0.01 | 19 | 19 | 1 | 0.04 | 0.02 | 0.01 | 0.01 | 0 | 1 | 0.15 | 0.07 | 0.04 | 0.03 | 0.01 | 1 | 0.26 | 0.11 | 0.06 | 0.04 | 0.03 | True | False | Non Federally-Regulated | 06/23/2021 |  | 07/28/2021
Luminii Corp | Luminii | LL72-VHO-22K | Light Emitting Diode | Strip Lighting | Direct Wired | Forward Phase Cut Controls | 60.6 | 2272 | 0.0007 | 97 | 94 | 425 | 0.99 | Ambient | 54000 |  | 1 | 54000 | 0.01 | 19 | 19 | 1 | 0.04 | 0.02 | 0.01 | 0.01 | 0 | 1 | 0.15 | 0.07 | 0.04 | 0.03 | 0.01 | 1 | 0.26 | 0.11 | 0.06 | 0.04 | 0.03 | True | False | Non Federally-Regulated | 06/23/2021 |  | 07/28/2021
Luminii Corp | Luminii | LL42-SO-24K | Light Emitting Diode | Strip Lighting | Direct Wired | Forward Phase Cut Controls | 56.5 | 2272 | 0.0007 | 97 | 94 | 427 | 0.96 | Ambient | 54000 |  | 1 | 54000 | 0.01 | 19 | 18 | 1 | 0.09 | 0.04 | 0.02 | 0.01 | 0.01 | 1 | 0.97 | 0.44 | 0.21 | 0.12 | 0.07 | 1 | 0.72 | 0.31 | 0.13 | 0.07 | 0.04 | True | False | Non Federally-Regulated | 06/23/2021 |  | 07/28/2021
Luminii Corp | Luminii | LL42-HO-24K | Light Emitting Diode | Strip Lighting | Direct Wired | Forward Phase Cut Controls | 62.7 | 2272 | 0.0007 | 97 | 94 | 427 | 0.96 | Ambient | 54000 |  | 1 | 54000 | 0.01 | 19 | 18 | 1 | 0.09 | 0.04 | 0.02 | 0.01 | 0.01 | 1 | 0.97 | 0.44 | 0.21 | 0.12 | 0.07 | 1 | 0.72 | 0.31 | 0.13 | 0.07 | 0.04 | True | False | Non Federally-Regulated | 06/23/2021 |  | 07/28/2021
Luminii Corp | Luminii | LL42-VHO-24K | Light Emitting Diode | Strip Lighting | Direct Wired | Forward Phase Cut Controls | 68.9 | 2272 | 0.0007 | 97 | 94 | 427 | 0.99 | Ambient | 54000 |  | 1 | 54000 | 0.01 | 19 | 18 | 1 | 0.09 | 0.04 | 0.02 | 0.01 | 0.01 | 1 | 0.97 | 0.44 | 0.21 | 0.12 | 0.07 | 1 | 0.72 | 0.31 | 0.13 | 0.07 | 0.04 | True | False | Non Federally-Regulated | 06/23/2021 |  | 07/28/2021
Luminii Corp | Luminii | LL72-SO-24K | Light Emitting Diode | Strip Lighting | Direct Wired | Forward Phase Cut Controls | 55.5 | 2272 | 0.0007 | 97 | 94 | 425 | 0.96 | Ambient | 54000 |  | 1 | 54000 | 0.01 | 19 | 19 | 1 | 0.04 | 0.02 | 0.01 | 0.01 | 0 | 1 | 0.15 | 0.07 | 0.04 | 0.03 | 0.01 | 1 | 0.26 | 0.11 | 0.06 | 0.04 | 0.03 | True | False | Non Federally-Regulated | 06/23/2021 |  | 07/28/2021
Luminii Corp | Luminii | LL72-HO-24K | Light Emitting Diode | Strip Lighting | Direct Wired | Forward Phase Cut Controls | 58.1 | 2272 | 0.0007 | 97 | 94 | 425 | 0.96 | Ambient | 54000 |  | 1 | 54000 | 0.01 | 19 | 19 | 1 | 0.04 | 0.02 | 0.01 | 0.01 | 0 | 1 | 0.15 | 0.07 | 0.04 | 0.03 | 0.01 | 1 | 0.26 | 0.11 | 0.06 | 0.04 | 0.03 | True | False | Non Federally-Regulated | 06/23/2021 |  | 07/28/2021
Luminii Corp | Luminii | LL72-VHO-24K | Light Emitting Diode | Strip Lighting | Direct Wired | Forward Phase Cut Controls | 61.6 | 2272 | 0.0007 | 97 | 94 | 425 | 0.99 | Ambient | 54000 |  | 1 | 54000 | 0.01 | 19 | 19 | 1 | 0.04 | 0.02 | 0.01 | 0.01 | 0 | 1 | 0.15 | 0.07 | 0.04 | 0.03 | 0.01 | 1 | 0.26 | 0.11 | 0.06 | 0.04 | 0.03 | True | False | Non Federally-Regulated | 06/23/2021 |  | 07/28/2021
Luminii Corp | Luminii | LL42-SO-27K | Light Emitting Diode | Strip Lighting | Direct Wired | Forward Phase Cut Controls | 57.5 | 2622 | 0.0004 | 98 | 96 | 427 | 0.96 | Ambient | 54000 |  | 1 | 54000 | 0.01 | 19 | 18 | 1 | 0.09 | 0.04 | 0.02 | 0.01 | 0.01 | 1 | 0.97 | 0.44 | 0.21 | 0.12 | 0.07 | 1 | 0.72 | 0.31 | 0.13 | 0.07 | 0.04 | True | False | Non Federally-Regulated | 06/23/2021 |  | 07/28/2021
Luminii Corp | Luminii | LL42-HO-27K | Light Emitting Diode | Strip Lighting | Direct Wired | Forward Phase Cut Controls | 63.7 | 2622 | 0.0004 | 98 | 96 | 427 | 0.96 | Ambient | 54000 |  | 1 | 54000 | 0.01 | 19 | 18 | 1 | 0.09 | 0.04 | 0.02 | 0.01 | 0.01 | 1 | 0.97 | 0.44 | 0.21 | 0.12 | 0.07 | 1 | 0.72 | 0.31 | 0.13 | 0.07 | 0.04 | True | False | Non Federally-Regulated | 06/23/2021 |  | 07/28/2021
Luminii Corp | Luminii | LL42-VHO-27K | Light Emitting Diode | Strip Lighting | Direct Wired | Forward Phase Cut Controls | 70 | 2622 | 0.0004 | 98 | 96 | 427 | 0.99 | Ambient | 54000 |  | 1 | 54000 | 0.01 | 19 | 18 | 1 | 0.09 | 0.04 | 0.02 | 0.01 | 0.01 | 1 | 0.97 | 0.44 | 0.21 | 0.12 | 0.07 | 1 | 0.72 | 0.31 | 0.13 | 0.07 | 0.04 | True | False | Non Federally-Regulated | 06/23/2021 |  | 07/28/2021
Luminii Corp | Luminii | LL72-SO-27K | Light Emitting Diode | Strip Lighting | Direct Wired | Forward Phase Cut Controls | 55.5 | 2622 | 0.0004 | 98 | 96 | 425 | 0.96 | Ambient | 54000 |  | 1 | 54000 | 0.01 | 19 | 19 | 1 | 0.04 | 0.02 | 0.01 | 0.01 | 0 | 1 | 0.15 | 0.07 | 0.04 | 0.03 | 0.01 | 1 | 0.26 | 0.11 | 0.06 | 0.04 | 0.03 | True | False | Non Federally-Regulated | 06/23/2021 |  | 07/28/2021
Luminii Corp | Luminii | LL72-HO-27K | Light Emitting Diode | Strip Lighting | Direct Wired | Forward Phase Cut Controls | 59.1 | 2622 | 0.0004 | 98 | 96 | 425 | 0.96 | Ambient | 54000 |  | 1 | 54000 | 0.01 | 19 | 19 | 1 | 0.04 | 0.02 | 0.01 | 0.01 | 0 | 1 | 0.15 | 0.07 | 0.04 | 0.03 | 0.01 | 1 | 0.26 | 0.11 | 0.06 | 0.04 | 0.03 | True | False | Non Federally-Regulated | 06/23/2021 |  | 07/28/2021
Luminii Corp | Luminii | LL72-VHO-27K | Light Emitting Diode | Strip Lighting | Direct Wired | Forward Phase Cut Controls | 62.7 | 2622 | 0.0004 | 98 | 96 | 425 | 0.99 | Ambient | 54000 |  | 1 | 54000 | 0.01 | 19 | 19 | 1 | 0.04 | 0.02 | 0.01 | 0.01 | 0 | 1 | 0.15 | 0.07 | 0.04 | 0.03 | 0.01 | 1 | 0.26 | 0.11 | 0.06 | 0.04 | 0.03 | True | False | Non Federally-Regulated | 06/23/2021 |  | 07/28/2021
Luminii Corp | Luminii | LL42-SO-29K | Light Emitting Diode | Strip Lighting | Direct Wired | Forward Phase Cut Controls | 60.1 | 2889 | 0.0004 | 99 | 98 | 427 | 0.96 | Ambient | 54000 |  | 1 | 54000 | 0.01 | 19 | 18 | 1 | 0.09 | 0.04 | 0.02 | 0.01 | 0.01 | 1 | 0.97 | 0.44 | 0.21 | 0.12 | 0.07 | 1 | 0.72 | 0.31 | 0.13 | 0.07 | 0.04 | True | False | Non Federally-Regulated | 06/23/2021 |  | 07/28/2021
Luminii Corp | Luminii | LL42-HO-29K | Light Emitting Diode | Strip Lighting | Direct Wired | Forward Phase Cut Controls | 66.6 | 2889 | 0.0004 | 99 | 98 | 427 | 0.96 | Ambient | 54000 |  | 1 | 54000 | 0.01 | 19 | 18 | 1 | 0.09 | 0.04 | 0.02 | 0.01 | 0.01 | 1 | 0.97 | 0.44 | 0.21 | 0.12 | 0.07 | 1 | 0.72 | 0.31 | 0.13 | 0.07 | 0.04 | True | False | Non Federally-Regulated | 06/23/2021 |  | 07/28/2021
Luminii Corp | Luminii | LL42-VHO-29K | Light Emitting Diode | Strip Lighting | Direct Wired | Forward Phase Cut Controls | 73.2 | 2889 | 0.0004 | 99 | 98 | 427 | 0.99 | Ambient | 54000 |  | 1 | 54000 | 0.01 | 19 | 18 | 1 | 0.09 | 0.04 | 0.02 | 0.01 | 0.01 | 1 | 0.97 | 0.44 | 0.21 | 0.12 | 0.07 | 1 | 0.72 | 0.31 | 0.13 | 0.07 | 0.04 | True | False | Non Federally-Regulated | 06/23/2021 |  | 07/28/2021
Luminii Corp | Luminii | LL72-SO-29K | Light Emitting Diode | Strip Lighting | Direct Wired | Forward Phase Cut Controls | 58 | 2889 | 0.0004 | 99 | 98 | 425 | 0.96 | Ambient | 54000 |  | 1 | 54000 | 0.01 | 19 | 19 | 1 | 0.04 | 0.02 | 0.01 | 0.01 | 0 | 1 | 0.15 | 0.07 | 0.04 | 0.03 | 0.01 | 1 | 0.26 | 0.11 | 0.06 | 0.04 | 0.03 | True | False | Non Federally-Regulated | 06/23/2021 |  | 07/28/2021
Luminii Corp | Luminii | LL72-HO-29K | Light Emitting Diode | Strip Lighting | Direct Wired | Forward Phase Cut Controls | 61.7 | 2889 | 0.0004 | 99 | 98 | 425 | 0.96 | Ambient | 54000 |  | 1 | 54000 | 0.01 | 19 | 19 | 1 | 0.04 | 0.02 | 0.01 | 0.01 | 0 | 1 | 0.15 | 0.07 | 0.04 | 0.03 | 0.01 | 1 | 0.26 | 0.11 | 0.06 | 0.04 | 0.03 | True | False | Non Federally-Regulated | 06/23/2021 |  | 07/28/2021
Luminii Corp | Luminii | LL72-VHO-29K | Light Emitting Diode | Strip Lighting | Direct Wired | Forward Phase Cut Controls | 65.5 | 2889 | 0.0004 | 99 | 98 | 425 | 0.99 | Ambient | 54000 |  | 1 | 54000 | 0.01 | 19 | 19 | 1 | 0.04 | 0.02 | 0.01 | 0.01 | 0 | 1 | 0.15 | 0.07 | 0.04 | 0.03 | 0.01 | 1 | 0.26 | 0.11 | 0.06 | 0.04 | 0.03 | True | False | Non Federally-Regulated | 06/23/2021 |  | 07/28/2021
Luminii Corp | Luminii | LL42-SO-30K | Light Emitting Diode | Strip Lighting | Direct Wired | Forward Phase Cut Controls | 60.4 | 3081 | 0.0018 | 97 | 99 | 427 | 0.96 | Ambient | 54000 |  | 1 | 54000 | 0.01 | 19 | 18 | 1 | 0.09 | 0.04 | 0.02 | 0.01 | 0.01 | 1 | 0.97 | 0.44 | 0.21 | 0.12 | 0.07 | 1 | 0.72 | 0.31 | 0.13 | 0.07 | 0.04 | True | False | Non Federally-Regulated | 06/23/2021 |  | 07/28/2021
Luminii Corp | Luminii | LL42-HO-30K | Light Emitting Diode | Strip Lighting | Direct Wired | Forward Phase Cut Controls | 67 | 3081 | 0.0018 | 97 | 99 | 427 | 0.96 | Ambient | 54000 |  | 1 | 54000 | 0.01 | 19 | 18 | 1 | 0.09 | 0.04 | 0.02 | 0.01 | 0.01 | 1 | 0.97 | 0.44 | 0.21 | 0.12 | 0.07 | 1 | 0.72 | 0.31 | 0.13 | 0.07 | 0.04 | True | False | Non Federally-Regulated | 06/23/2021 |  | 07/28/2021
Luminii Corp | Luminii | LL42-VHO-30K | Light Emitting Diode | Strip Lighting | Direct Wired | Forward Phase Cut Controls | 73.6 | 3081 | 0.0018 | 97 | 99 | 427 | 0.99 | Ambient | 54000 |  | 1 | 54000 | 0.01 | 19 | 18 | 1 | 0.09 | 0.04 | 0.02 | 0.01 | 0.01 | 1 | 0.97 | 0.44 | 0.21 | 0.12 | 0.07 | 1 | 0.72 | 0.31 | 0.13 | 0.07 | 0.04 | True | False | Non Federally-Regulated | 06/23/2021 |  | 07/28/2021
Luminii Corp | Luminii | LL72-SO-30K | Light Emitting Diode | Strip Lighting | Direct Wired | Forward Phase Cut Controls | 58.3 | 3081 | 0.0018 | 97 | 99 | 425 | 0.96 | Ambient | 54000 |  | 1 | 54000 | 0.01 | 19 | 19 | 1 | 0.04 | 0.02 | 0.01 | 0.01 | 0 | 1 | 0.15 | 0.07 | 0.04 | 0.03 | 0.01 | 1 | 0.26 | 0.11 | 0.06 | 0.04 | 0.03 | True | False | Non Federally-Regulated | 06/23/2021 |  | 07/28/2021
Luminii Corp | Luminii | LL72-HO-30K | Light Emitting Diode | Strip Lighting | Direct Wired | Forward Phase Cut Controls | 62.1 | 3081 | 0.0018 | 97 | 99 | 425 | 0.96 | Ambient | 54000 |  | 1 | 54000 | 0.01 | 19 | 19 | 1 | 0.04 | 0.02 | 0.01 | 0.01 | 0 | 1 | 0.15 | 0.07 | 0.04 | 0.03 | 0.01 | 1 | 0.26 | 0.11 | 0.06 | 0.04 | 0.03 | True | False | Non Federally-Regulated | 06/23/2021 |  | 07/28/2021
Luminii Corp | Luminii | LL72-VHO-30K | Light Emitting Diode | Strip Lighting | Direct Wired | Forward Phase Cut Controls | 65.8 | 3081 | 0.0018 | 97 | 99 | 425 | 0.99 | Ambient | 54000 |  | 1 | 54000 | 0.01 | 19 | 19 | 1 | 0.04 | 0.02 | 0.01 | 0.01 | 0 | 1 | 0.15 | 0.07 | 0.04 | 0.03 | 0.01 | 1 | 0.26 | 0.11 | 0.06 | 0.04 | 0.03 | True | False | Non Federally-Regulated | 06/23/2021 |  | 07/28/2021
Luminii Corp | Luminii | LL42-SO-35K | Light Emitting Diode | Strip Lighting | Direct Wired | Forward Phase Cut Controls | 60.4 | 3081 | 0.0018 | 97 | 99 | 427 | 0.96 | Ambient | 54000 |  | 1 | 54000 | 0.01 | 19 | 18 | 1 | 0.09 | 0.04 | 0.02 | 0.01 | 0.01 | 1 | 0.97 | 0.44 | 0.21 | 0.12 | 0.07 | 1 | 0.72 | 0.31 | 0.13 | 0.07 | 0.04 | True | False | Non Federally-Regulated | 06/23/2021 |  | 07/28/2021
Luminii Corp | Luminii | LL42-HO-35K | Light Emitting Diode | Strip Lighting | Direct Wired | Forward Phase Cut Controls | 67 | 3081 | 0.0018 | 97 | 99 | 427 | 0.96 | Ambient | 54000 |  | 1 | 54000 | 0.01 | 19 | 18 | 1 | 0.09 | 0.04 | 0.02 | 0.01 | 0.01 | 1 | 0.97 | 0.44 | 0.21 | 0.12 | 0.07 | 1 | 0.72 | 0.31 | 0.13 | 0.07 | 0.04 | True | False | Non Federally-Regulated | 06/23/2021 |  | 07/28/2021
Luminii Corp | Luminii | LL42-VHO-35K | Light Emitting Diode | Strip Lighting | Direct Wired | Forward Phase Cut Controls | 73.6 | 3081 | 0.0018 | 97 | 99 | 427 | 0.99 | Ambient | 54000 |  | 1 | 54000 | 0.01 | 19 | 18 | 1 | 0.09 | 0.04 | 0.02 | 0.01 | 0.01 | 1 | 0.97 | 0.44 | 0.21 | 0.12 | 0.07 | 1 | 0.72 | 0.31 | 0.13 | 0.07 | 0.04 | True | False | Non Federally-Regulated | 06/23/2021 |  | 07/28/2021
Luminii Corp | Luminii | LL72-SO-35K | Light Emitting Diode | Strip Lighting | Direct Wired | Forward Phase Cut Controls | 58.3 | 3081 | 0.0018 | 97 | 99 | 425 | 0.96 | Ambient | 54000 |  | 1 | 54000 | 0.01 | 19 | 19 | 1 | 0.04 | 0.02 | 0.01 | 0.01 | 0 | 1 | 0.15 | 0.07 | 0.04 | 0.03 | 0.01 | 1 | 0.26 | 0.11 | 0.06 | 0.04 | 0.03 | True | False | Non Federally-Regulated | 06/23/2021 |  | 07/28/2021
Luminii Corp | Luminii | LL72-HO-35K | Light Emitting Diode | Strip Lighting | Direct Wired | Forward Phase Cut Controls | 62.1 | 3081 | 0.0018 | 97 | 99 | 425 | 0.96 | Ambient | 54000 |  | 1 | 54000 | 0.01 | 19 | 19 | 1 | 0.04 | 0.02 | 0.01 | 0.01 | 0 | 1 | 0.15 | 0.07 | 0.04 | 0.03 | 0.01 | 1 | 0.26 | 0.11 | 0.06 | 0.04 | 0.03 | True | False | Non Federally-Regulated | 06/23/2021 |  | 07/28/2021
Luminii Corp | Luminii | LL72-VHO-35K | Light Emitting Diode | Strip Lighting | Direct Wired | Forward Phase Cut Controls | 65.8 | 3081 | 0.0018 | 97 | 99 | 425 | 0.99 | Ambient | 54000 |  | 1 | 54000 | 0.01 | 19 | 19 | 1 | 0.04 | 0.02 | 0.01 | 0.01 | 0 | 1 | 0.15 | 0.07 | 0.04 | 0.03 | 0.01 | 1 | 0.26 | 0.11 | 0.06 | 0.04 | 0.03 | True | False | Non Federally-Regulated | 06/23/2021 |  | 07/28/2021
Foshan Topday Optoelectronics Technology Co.,Ltd | Topday | 809856 | Light Emitting Diode | Inseparable Luminaire | Direct Wired | Forward Phase Cut Controls | 87.4 | 3005 |  | 91 | 53 | 100 | 0.95 | Ambient | 50000 |  | 0.98 | 54000 | 0.1 | 17 | 17 | 0.15 | 0.15 | 0.15 | 0.14 | 0 | 0 | 0.29 | 0.29 | 0.3 | 0.23 | 0.01 | 0 | 0.29 | 0.29 | 0.29 | 0.22 | 0.01 | 0.01 | True | False | Non Federally-Regulated | 06/16/2020 |  | 07/28/2021
Foshan Topday Optoelectronics Technology Co.,Ltd | Topday | 809857 | Light Emitting Diode | Inseparable Luminaire | Direct Wired | Forward Phase Cut Controls | 82.3 | 3016 |  | 91 | 53 | 104 | 0.96 | Ambient | 50000 |  | 0.98 | 54000 | 0.1 | 17 | 17 | 0.15 | 0.15 | 0.14 | 0.14 | 0 | 0 | 0.29 | 0.29 | 0.29 | 0.23 | 0.01 | 0 | 0.28 | 0.28 | 0.29 | 0.22 | 0.01 | 0 | True | False | Non Federally-Regulated | 06/16/2020 |  | 07/28/2021
Foshan Topday Optoelectronics Technology Co.,Ltd | Topday | 2592342 | Light Emitting Diode | Inseparable Luminaire | Direct Wired | Forward Phase Cut Controls | 82.3 | 3016 |  | 91 | 53 | 104 | 0.96 | Ambient | 50000 |  | 0.98 | 54000 | 0.1 | 17 | 17 | 0.15 | 0.15 | 0.14 | 0.14 | 0 | 0 | 0.29 | 0.29 | 0.29 | 0.23 | 0.01 | 0 | 0.28 | 0.28 | 0.29 | 0.22 | 0.01 | 0 | True | False | Non Federally-Regulated | 06/16/2020 |  | 07/28/2021
Foshan Topday Optoelectronics Technology Co.,Ltd | Topday | 972562 | Light Emitting Diode | Inseparable Luminaire | Direct Wired | Forward Phase Cut Controls | 73.8 | 2962 |  | 92 | 54 | 144 | 0.96 | Ambient | 50000 |  | 0.97 | 60000 | 0.1 | 18 | 18 | 0.24 | 0.23 | 0.22 | 0.21 | 0 | 0 | 0.32 | 0.32 | 0.32 | 0.26 | 0.01 | 0 | 0.28 | 0.28 | 0.28 | 0.21 | 0.01 | 0 | True | False | Non Federally-Regulated | 06/16/2020 |  | 07/28/2021
Foshan Topday Optoelectronics Technology Co.,Ltd | Topday | 972564 | Light Emitting Diode | Inseparable Luminaire | Direct Wired | Forward Phase Cut Controls | 63.5 | 3032 |  | 92 | 56 | 128 | 0.96 | Ambient | 50000 |  | 0.98 | 60000 | 0.1 | 16 | 16 | 0.26 | 0.27 | 0.24 | 0.22 | 0 | 0 | 0.35 | 0.35 | 0.35 | 0.28 | 0.01 | 0 | 0.3 | 0.3 | 0.3 | 0.23 | 0.01 | 0.01 | True | False | Non Federally-Regulated | 06/16/2020 |  | 07/28/2021
Foshan Topday Optoelectronics Technology Co.,Ltd | Topday | 972563 | Light Emitting Diode | Inseparable Luminaire | Direct Wired | Forward Phase Cut Controls | 82.2 | 3000 |  | 93 | 58 | 220 | 0.99 | Ambient | 50000 |  | 0.98 | 60000 | 0.1 | 15 | 15 | 0.25 | 0.24 | 0.23 | 0.22 | 0 | 0 | 0.26 | 0.26 | 0.26 | 0.21 | 0.01 | 0 | 0.2 | 0.2 | 0.2 | 0.15 | 0.01 | 0.01 | True | False | Non Federally-Regulated | 06/16/2020 |  | 07/28/2021
Foshan Topday Optoelectronics Technology Co.,Ltd | Topday | 1157847 | Light Emitting Diode | Inseparable Luminaire | Direct Wired | Forward Phase Cut Controls | 81.7 | 2983 |  | 92 | 59 | 224 | 0.99 | Ambient | 50000 |  | 0.98 | 54000 | 0.1 | 16 | 15 | 0.12 | 0.12 | 0.12 | 0.11 | 0 | 0 | 0.18 | 0.18 | 0.18 | 0.15 | 0 | 0 | 0.15 | 0.15 | 0.15 | 0.12 | 0 | 0 | True | False | Non Federally-Regulated | 06/16/2020 |  | 07/28/2021
Foshan Topday Optoelectronics Technology Co.,Ltd | Topday | 972565 | Light Emitting Diode | Inseparable Luminaire | Direct Wired | Forward Phase Cut Controls | 79 | 2980 |  | 92 | 60 | 236 | 0.99 | Ambient | 50000 |  | 0.97 | 60000 | 0.1 | 16 | 16 | 0.21 | 0.21 | 0.2 | 0.19 | 0 | 0 | 0.27 | 0.27 | 0.27 | 0.22 | 0 | 0 | 0.22 | 0.21 | 0.22 | 0.17 | 0.02 | 0.01 | True | False | Non Federally-Regulated | 06/16/2020 |  | 07/28/2021
Foshan Topday Optoelectronics Technology Co.,Ltd | Topday | 808105 | Light Emitting Diode | Inseparable Luminaire | Direct Wired | Forward Phase Cut Controls | 85 | 3016 |  | 91 | 55 | 220 | 0.99 | Ambient | 50000 |  | 0.98 | 54000 | 0.1 | 16 | 16 | 0.12 | 0.12 | 0.12 | 0.11 | 0 | 0 | 0.18 | 0.18 | 0.18 | 0.15 | 0 | 0 | 0.16 | 0.16 | 0.16 | 0.13 | 0.02 | 0.02 | True | False | Non Federally-Regulated | 06/16/2020 |  | 07/28/2021
Foshan Topday Optoelectronics Technology Co.,Ltd | Topday | 808107 | Light Emitting Diode | Inseparable Luminaire | Direct Wired | Forward Phase Cut Controls | 85 | 3016 |  | 91 | 55 | 220 | 0.99 | Ambient | 50000 |  | 0.98 | 54000 | 0.1 | 16 | 16 | 0.12 | 0.12 | 0.12 | 0.11 | 0 | 0 | 0.18 | 0.18 | 0.18 | 0.15 | 0 | 0 | 0.16 | 0.16 | 0.16 | 0.13 | 0.02 | 0.02 | True | False | Non Federally-Regulated | 06/16/2020 |  | 07/28/2021
Acuity Brands Lighting | Lithonia | LDN4 ALO1 SWW1 *R **4 **** *** ***** UGZ 90CRI ** *** ** | Light Emitting Diode | Inseparable Luminaire | Direct Wired | Forward Phase Cut Controls | 78 | 3000 | 0.002 | 92 | 50 | 392 | 1 | Ambient | 50000 |  | 1 | 50000 | 0.1 | 17 | 17 | 0.27 | 0.23 | 0.22 | 0.22 | 0.05 | 0.01 | 0.4 | 0.34 | 0.34 | 0.27 | 0.11 | 0.04 | 0.44 | 0.32 | 0.32 | 0.25 | 0.06 | 0.03 | True |  | Non Federally-Regulated | 01/21/2021 |  | 08/10/2021
Acuity Brands Lighting | Lithonia | LDN6 ALO1 SWW1 *R **4 **** *** ***** UGZ 90CRI ** *** ** | Light Emitting Diode | Inseparable Luminaire | Direct Wired | Forward Phase Cut Controls | 78 | 3000 | 0.002 | 92 | 50 | 392 | 1 | Ambient | 50000 |  | 1 | 50000 | 0.1 | 17 | 17 | 0.27 | 0.23 | 0.22 | 0.22 | 0.05 | 0.01 | 0.4 | 0.34 | 0.34 | 0.27 | 0.11 | 0.04 | 0.44 | 0.32 | 0.32 | 0.25 | 0.06 | 0.03 | True |  | Non Federally-Regulated | 01/21/2021 |  | 08/10/2021
Acuity Brands Lighting | Lithonia | LDN8 ALO1 SWW1 *R **4 **** *** ***** UGZ 90CRI ** *** ** | Light Emitting Diode | Inseparable Luminaire | Direct Wired | Forward Phase Cut Controls | 78 | 3000 | 0.002 | 92 | 50 | 392 | 1 | Ambient | 50000 |  | 1 | 50000 | 0.1 | 17 | 17 | 0.27 | 0.23 | 0.22 | 0.22 | 0.05 | 0.01 | 0.4 | 0.34 | 0.34 | 0.27 | 0.11 | 0.04 | 0.44 | 0.32 | 0.32 | 0.25 | 0.06 | 0.03 | True |  | Non Federally-Regulated | 01/21/2021 |  | 08/10/2021
Acuity Brands Lighting | Lithonia | LBR4 ALO1 SWW1 *R **** LSS MWD ***** UGZ 90CRI ** *** ** ** | Light Emitting Diode | Inseparable Luminaire | Direct Wired | Forward Phase Cut Controls | 78 | 3000 | 0.002 | 92 | 50 | 392 | 1 | Ambient | 50000 |  | 1 | 50000 | 0.1 | 17 | 17 | 0.27 | 0.23 | 0.22 | 0.22 | 0.05 | 0.01 | 0.4 | 0.34 | 0.34 | 0.27 | 0.11 | 0.04 | 0.44 | 0.32 | 0.32 | 0.25 | 0.06 | 0.03 | True |  | Non Federally-Regulated | 01/21/2021 |  | 08/10/2021
Acuity Brands Lighting | Lithonia | LBR6 ALO1 SWW1 *R **** LSS MWD ***** UGZ 90CRI ** *** ** ** | Light Emitting Diode | Inseparable Luminaire | Direct Wired | Forward Phase Cut Controls | 78 | 3000 | 0.002 | 92 | 50 | 392 | 1 | Ambient | 50000 |  | 1 | 50000 | 0.1 | 17 | 17 | 0.27 | 0.23 | 0.22 | 0.22 | 0.05 | 0.01 | 0.4 | 0.34 | 0.34 | 0.27 | 0.11 | 0.04 | 0.44 | 0.32 | 0.32 | 0.25 | 0.06 | 0.03 | True |  | Non Federally-Regulated | 01/21/2021 |  | 08/10/2021
Acuity Brands Lighting | Lithonia | LBR8 ALO1 SWW1 *R **** LSS MWD ***** UGZ 90CRI ** *** ** ** | Light Emitting Diode | Inseparable Luminaire | Direct Wired | Forward Phase Cut Controls | 78 | 3000 | 0.002 | 92 | 50 | 392 | 1 | Ambient | 50000 |  | 1 | 50000 | 0.1 | 17 | 17 | 0.27 | 0.23 | 0.22 | 0.22 | 0.05 | 0.01 | 0.4 | 0.34 | 0.34 | 0.27 | 0.11 | 0.04 | 0.44 | 0.32 | 0.32 | 0.25 | 0.06 | 0.03 | True |  | Non Federally-Regulated | 01/21/2021 |  | 08/10/2021
Acuity Brands Lighting | Lithonia | LBR4WW ALO1 SWW1 *R **** LSS WW ***** UGZ 90CRI ** *** ** ** | Light Emitting Diode | Inseparable Luminaire | Direct Wired | Forward Phase Cut Controls | 66 | 3000 | 0.002 | 91 | 50 | 392 | 1 | Ambient | 50000 |  | 1 | 50000 | 0.1 | 17 | 17 | 0.27 | 0.23 | 0.22 | 0.22 | 0.05 | 0.01 | 0.4 | 0.34 | 0.34 | 0.27 | 0.11 | 0.04 | 0.44 | 0.32 | 0.32 | 0.25 | 0.06 | 0.03 | True |  | Non Federally-Regulated | 01/21/2021 |  | 08/10/2021
Acuity Brands Lighting | Lithonia | LBR6WW ALO1 SWW1 *R **** LSS WW ***** UGZ 90CRI ** *** ** ** | Light Emitting Diode | Inseparable Luminaire | Direct Wired | Forward Phase Cut Controls | 66 | 3000 | 0.002 | 91 | 50 | 392 | 1 | Ambient | 50000 |  | 1 | 50000 | 0.1 | 17 | 17 | 0.27 | 0.23 | 0.22 | 0.22 | 0.05 | 0.01 | 0.4 | 0.34 | 0.34 | 0.27 | 0.11 | 0.04 | 0.44 | 0.32 | 0.32 | 0.25 | 0.06 | 0.03 | True |  | Non Federally-Regulated | 01/21/2021 |  | 08/10/2021
Acuity Brands Lighting | Lithonia | LBR8WW ALO1 SWW1 *R **** LSS WW ***** UGZ 90CRI ** *** ** ** | Light Emitting Diode | Inseparable Luminaire | Direct Wired | Forward Phase Cut Controls | 66 | 3000 | 0.002 | 91 | 50 | 392 | 1 | Ambient | 50000 |  | 1 | 50000 | 0.1 | 17 | 17 | 0.27 | 0.23 | 0.22 | 0.22 | 0.05 | 0.01 | 0.4 | 0.34 | 0.34 | 0.27 | 0.11 | 0.04 | 0.44 | 0.32 | 0.32 | 0.25 | 0.06 | 0.03 | True |  | Non Federally-Regulated | 01/21/2021 |  | 08/10/2021
Acuity Brands Lighting | Lithonia | LBR4 0*LM **K *R **** LSS MWD **** UGZ 90CRI ** *** ** ** | Light Emitting Diode | Inseparable Luminaire | Direct Wired | Forward Phase Cut Controls | 78 | 3000 | 0.002 | 92 | 50 | 392 | 1 | Ambient | 50000 |  | 1 | 50000 | 0.1 | 17 | 17 | 0.27 | 0.23 | 0.22 | 0.22 | 0.05 | 0.01 | 0.4 | 0.34 | 0.34 | 0.27 | 0.11 | 0.04 | 0.44 | 0.32 | 0.32 | 0.25 | 0.06 | 0.03 | True |  | Non Federally-Regulated | 01/21/2021 |  | 08/10/2021
Acuity Brands Lighting | Lithonia | LBR6 0*LM **K *R **** LSS MWD **** UGZ 90CRI ** *** ** ** | Light Emitting Diode | Inseparable Luminaire | Direct Wired | Forward Phase Cut Controls | 78 | 3000 | 0.002 | 92 | 50 | 392 | 1 | Ambient | 50000 |  | 1 | 50000 | 0.1 | 17 | 17 | 0.27 | 0.23 | 0.22 | 0.22 | 0.05 | 0.01 | 0.4 | 0.34 | 0.34 | 0.27 | 0.11 | 0.04 | 0.44 | 0.32 | 0.32 | 0.25 | 0.06 | 0.03 | True |  | Non Federally-Regulated | 01/21/2021 |  | 08/10/2021
Acuity Brands Lighting | Lithonia | LBR8 0*LM **K *R **** LSS MWD **** UGZ 90CRI ** *** ** ** | Light Emitting Diode | Inseparable Luminaire | Direct Wired | Forward Phase Cut Controls | 78 | 3000 | 0.002 | 92 | 50 | 392 | 1 | Ambient | 50000 |  | 1 | 50000 | 0.1 | 17 | 17 | 0.27 | 0.23 | 0.22 | 0.22 | 0.05 | 0.01 | 0.4 | 0.34 | 0.34 | 0.27 | 0.11 | 0.04 | 0.44 | 0.32 | 0.32 | 0.25 | 0.06 | 0.03 | True |  | Non Federally-Regulated | 01/21/2021 |  | 08/10/2021
Acuity Brands Lighting | Lithonia | LBR4WW 0*LM **K *R **** LSS WW **** UGZ 90CRI ** *** ** | Light Emitting Diode | Inseparable Luminaire | Direct Wired | Forward Phase Cut Controls | 66 | 3000 | 0.002 | 91 | 50 | 392 | 1 | Ambient | 50000 |  | 1 | 50000 | 0.1 | 17 | 17 | 0.27 | 0.23 | 0.22 | 0.22 | 0.05 | 0.01 | 0.4 | 0.34 | 0.34 | 0.27 | 0.11 | 0.04 | 0.44 | 0.32 | 0.32 | 0.25 | 0.06 | 0.03 | True |  | Non Federally-Regulated | 01/21/2021 |  | 08/10/2021
Acuity Brands Lighting | Lithonia | LBR6WW 0*LM **K *R **** LSS WW **** UGZ 90CRI ** *** ** | Light Emitting Diode | Inseparable Luminaire | Direct Wired | Forward Phase Cut Controls | 66 | 3000 | 0.002 | 91 | 50 | 392 | 1 | Ambient | 50000 |  | 1 | 50000 | 0.1 | 17 | 17 | 0.27 | 0.23 | 0.22 | 0.22 | 0.05 | 0.01 | 0.4 | 0.34 | 0.34 | 0.27 | 0.11 | 0.04 | 0.44 | 0.32 | 0.32 | 0.25 | 0.06 | 0.03 | True |  | Non Federally-Regulated | 01/21/2021 |  | 08/10/2021
Acuity Brands Lighting | Lithonia | LBR8WW 0*LM **K *R **** LSS WW **** UGZ 90CRI ** *** ** | Light Emitting Diode | Inseparable Luminaire | Direct Wired | Forward Phase Cut Controls | 66 | 3000 | 0.002 | 91 | 50 | 392 | 1 | Ambient | 50000 |  | 1 | 50000 | 0.1 | 17 | 17 | 0.27 | 0.23 | 0.22 | 0.22 | 0.05 | 0.01 | 0.4 | 0.34 | 0.34 | 0.27 | 0.11 | 0.04 | 0.44 | 0.32 | 0.32 | 0.25 | 0.06 | 0.03 | True |  | Non Federally-Regulated | 01/21/2021 |  | 08/10/2021
Acuity Brands Lighting | Juno | JSBC 5IN 27K 90CRI | Light Emitting Diode | Inseparable Luminaire | Direct Wired | Forward Phase Cut Controls | 59 | 2700 | 0.0034 | 92 | 56 | 119 | 0.99 | Ambient | 50000 |  | 1 | 54000 | 0.1 | 19 | 19 | 0.31 | 0.3 | 0.28 | 0.27 | 0.02 | 0 | 0.19 | 0.18 | 0.18 | 0.13 | 0.04 | 0 | 0.08 | 0.08 | 0.08 | 0.07 | 0 | 0 | True | False | Non Federally-Regulated | 12/13/2019 |  | 08/19/2021
Acuity Brands Lighting | Juno | JSBC 5IN 30K 90CRI | Light Emitting Diode | Inseparable Luminaire | Direct Wired | Forward Phase Cut Controls | 59 | 3000 | 0.0034 | 92 | 56 | 119 | 0.99 | Ambient | 50000 |  | 1 | 54000 | 0.1 | 19 | 19 | 0.31 | 0.3 | 0.28 | 0.27 | 0.02 | 0 | 0.19 | 0.18 | 0.18 | 0.13 | 0.04 | 0 | 0.08 | 0.08 | 0.08 | 0.07 | 0 | 0 | True | False | Non Federally-Regulated | 12/13/2019 |  | 08/19/2021
Acuity Brands Lighting | Juno | JSBC 5IN 35K 90CRI | Light Emitting Diode | Inseparable Luminaire | Direct Wired | Forward Phase Cut Controls | 59 | 3500 | 0.0034 | 92 | 56 | 119 | 0.99 | Ambient | 50000 |  | 1 | 54000 | 0.1 | 19 | 19 | 0.31 | 0.3 | 0.28 | 0.27 | 0.02 | 0 | 0.19 | 0.18 | 0.18 | 0.13 | 0.04 | 0 | 0.08 | 0.08 | 0.08 | 0.07 | 0 | 0 | True | False | Non Federally-Regulated | 12/13/2019 |  | 08/19/2021
Acuity Brands Lighting | Juno | JSBC 5IN 40K 90CRI | Light Emitting Diode | Inseparable Luminaire | Direct Wired | Forward Phase Cut Controls | 59 | 4000 | 0.0034 | 92 | 56 | 119 | 0.99 | Ambient | 50000 |  | 1 | 54000 | 0.1 | 19 | 19 | 0.31 | 0.3 | 0.28 | 0.27 | 0.02 | 0 | 0.19 | 0.18 | 0.18 | 0.13 | 0.04 | 0 | 0.08 | 0.08 | 0.08 | 0.07 | 0 | 0 | True | False | Non Federally-Regulated | 12/13/2019 |  | 08/19/2021
Acuity Brands Lighting | Juno | JSBC 7IN 27K 90CRI | Light Emitting Diode | Inseparable Luminaire | Direct Wired | Forward Phase Cut Controls | 61.5 | 2700 | 0.0024 | 93 | 58 | 102 | 0.99 | Ambient | 50000 |  | 1 | 54000 | 0.1 | 19 | 19 | 0.32 | 0.3 | 0.29 | 0.28 | 0.02 | 0 | 0.22 | 0.21 | 0.21 | 0.15 | 0.05 | 0 | 0.08 | 0.08 | 0.08 | 0.06 | 0.02 | 0 | True | False | Non Federally-Regulated | 12/13/2019 |  | 08/19/2021
Acuity Brands Lighting | Juno | JSBC 7IN 30K 90CRI | Light Emitting Diode | Inseparable Luminaire | Direct Wired | Forward Phase Cut Controls | 61.5 | 3000 | 0.0024 | 93 | 58 | 102 | 0.99 | Ambient | 50000 |  | 1 | 54000 | 0.1 | 19 | 19 | 0.32 | 0.3 | 0.29 | 0.28 | 0.02 | 0 | 0.22 | 0.21 | 0.21 | 0.15 | 0.05 | 0 | 0.08 | 0.08 | 0.08 | 0.06 | 0.02 | 0 | True | False | Non Federally-Regulated | 12/13/2019 |  | 08/19/2021
Acuity Brands Lighting | Juno | JSBC 7IN 35K 90CRI | Light Emitting Diode | Inseparable Luminaire | Direct Wired | Forward Phase Cut Controls | 61.5 | 3500 | 0.0024 | 93 | 58 | 102 | 0.99 | Ambient | 50000 |  | 1 | 54000 | 0.1 | 19 | 19 | 0.32 | 0.3 | 0.29 | 0.28 | 0.02 | 0 | 0.22 | 0.21 | 0.21 | 0.15 | 0.05 | 0 | 0.08 | 0.08 | 0.08 | 0.06 | 0.02 | 0 | True | False | Non Federally-Regulated | 12/13/2019 |  | 08/19/2021
Acuity Brands Lighting | Juno | JSBC 7IN 40K 90CRI | Light Emitting Diode | Inseparable Luminaire | Direct Wired | Forward Phase Cut Controls | 61.5 | 4000 | 0.0024 | 93 | 58 | 102 | 0.99 | Ambient | 50000 |  | 1 | 54000 | 0.1 | 19 | 19 | 0.32 | 0.3 | 0.29 | 0.28 | 0.02 | 0 | 0.22 | 0.21 | 0.21 | 0.15 | 0.05 | 0 | 0.08 | 0.08 | 0.08 | 0.06 | 0.02 | 0 | True | False | Non Federally-Regulated | 12/13/2019 |  | 08/19/2021
Acuity Brands Lighting | Juno | 4RLD G4 06LM 27K 90CRI 120 FRPC WWH | Light Emitting Diode | Directional Lamp | Edison Screw Base | Forward Phase Cut Controls | 86.1 | 2700 | -0.0019 | 94 | 64 | 52 | 0.96 | Ambient | 50000 | 0.985 | 1 | 50000 | 0.04 | 17 | 17 | 0.02 | 0.02 | 0.02 | 0.02 | 0 | 0 | 0.02 | 0.02 | 0.02 | 0.01 | 0 | 0 | 0.01 | 0.01 | 0.01 | 0.01 | 0 | 0 | True | True | Non Federally-Regulated | 01/27/2021 |  | 08/19/2021
Acuity Brands Lighting | Juno | 4RLD G4 06LM 30K 90CRI 120 FRPC WWH | Light Emitting Diode | Directional Lamp | Edison Screw Base | Forward Phase Cut Controls | 87.9 | 3000 | -0.0017 | 94 | 67 | 52 | 0.96 | Ambient | 50000 | 0.985 | 1 | 50000 | 0.04 | 17 | 17 | 0.02 | 0.02 | 0.02 | 0.02 | 0 | 0 | 0.02 | 0.02 | 0.02 | 0.01 | 0 | 0 | 0.01 | 0.01 | 0.01 | 0.01 | 0 | 0 | True | True | Non Federally-Regulated | 01/27/2021 |  | 08/19/2021
Acuity Brands Lighting | Juno | 5RLD G4 07LM 27K 90CRI 120 FRPC WWH | Light Emitting Diode | Directional Lamp | Edison Screw Base | Forward Phase Cut Controls | 86.5 | 2700 | -0.003 | 93 | 61 | 52 | 0.96 | Ambient | 50000 | 0.985 | 1 | 50000 | 0.04 | 17 | 17 | 0.02 | 0.02 | 0.02 | 0.02 | 0 | 0 | 0.02 | 0.02 | 0.02 | 0.01 | 0 | 0 | 0.01 | 0.01 | 0.01 | 0.01 | 0 | 0 | True | True | Non Federally-Regulated | 01/27/2021 |  | 08/19/2021
Acuity Brands Lighting | Juno | 5RLD G4 07LM 30K 90CRI 120 FRPC WWH | Light Emitting Diode | Directional Lamp | Edison Screw Base | Forward Phase Cut Controls | 92.3 | 3000 | -0.0018 | 94 | 67 | 52 | 0.96 | Ambient | 50000 | 0.985 | 1 | 50000 | 0.04 | 17 | 17 | 0.02 | 0.02 | 0.02 | 0.02 | 0 | 0 | 0.02 | 0.02 | 0.02 | 0.01 | 0 | 0 | 0.01 | 0.01 | 0.01 | 0.01 | 0 | 0 | True | True | Non Federally-Regulated | 01/27/2021 |  | 08/19/2021
Acuity Brands Lighting | Juno | 6RLD G4 07LM 27K 90CRI 120 FRPC WWH | Light Emitting Diode | Directional Lamp | Edison Screw Base | Forward Phase Cut Controls | 86.3 | 2700 | -0.0025 | 93 | 61 | 52 | 0.96 | Ambient | 50000 | 0.985 | 1 | 50000 | 0.04 | 17 | 17 | 0.02 | 0.02 | 0.02 | 0.02 | 0 | 0 | 0.02 | 0.02 | 0.02 | 0.01 | 0 | 0 | 0.01 | 0.01 | 0.01 | 0.01 | 0 | 0 | True | True | Non Federally-Regulated | 01/27/2021 |  | 08/19/2021
Acuity Brands Lighting | Juno | 6RLD G4 07LM 30K 90CRI 120 FRPC WWH | Light Emitting Diode | Directional Lamp | Edison Screw Base | Forward Phase Cut Controls | 92.9 | 3000 | -0.0017 | 94 | 67 | 52 | 0.96 | Ambient | 50000 | 0.985 | 1 | 50000 | 0.04 | 17 | 17 | 0.02 | 0.02 | 0.02 | 0.02 | 0 | 0 | 0.02 | 0.02 | 0.02 | 0.01 | 0 | 0 | 0.01 | 0.01 | 0.01 | 0.01 | 0 | 0 | True | True | Non Federally-Regulated | 01/27/2021 |  | 08/19/2021
Acuity Brands Lighting | Juno | 4RLD G4 09LM 27K 90CRI 120 FRPC WWH | Light Emitting Diode | Directional Lamp | Edison Screw Base | Forward Phase Cut Controls | 83 | 2700 | -0.0019 | 94 | 63 | 40 | 0.98 | Ambient | 50000 | 0.985 | 1 | 50000 | 0.02 | 17 | 17 | 0.13 | 0.11 | 0.08 | 0.06 | 0 | 0 | 0.03 | 0.03 | 0.03 | 0.02 | 0.01 | 0 | 0.02 | 0.01 | 0.01 | 0.01 | 0.01 | 0.01 | True | True | Non Federally-Regulated | 01/27/2021 |  | 08/19/2021
Acuity Brands Lighting | Juno | 4RLD G4 09LM 30K 90CRI 120 FRPC WWH | Light Emitting Diode | Directional Lamp | Edison Screw Base | Forward Phase Cut Controls | 87.6 | 3000 | -0.0017 | 93 | 65 | 40 | 0.98 | Ambient | 50000 | 0.985 | 1 | 50000 | 0.02 | 17 | 17 | 0.13 | 0.11 | 0.08 | 0.06 | 0 | 0 | 0.03 | 0.03 | 0.03 | 0.02 | 0.01 | 0 | 0.02 | 0.01 | 0.01 | 0.01 | 0.01 | 0.01 | True | True | Non Federally-Regulated | 01/27/2021 |  | 08/19/2021
Acuity Brands Lighting | Juno | 6RLD G4 10LM 27K 90CRI 120 FRPC WWH | Light Emitting Diode | Directional Lamp | Edison Screw Base | Forward Phase Cut Controls | 90.1 | 2700 | -0.0019 | 94 | 65 | 40 | 0.98 | Ambient | 50000 | 0.985 | 1 | 50000 | 0.02 | 17 | 17 | 0.13 | 0.11 | 0.08 | 0.06 | 0 | 0 | 0.03 | 0.03 | 0.03 | 0.02 | 0.01 | 0 | 0.02 | 0.01 | 0.01 | 0.01 | 0.01 | 0.01 | True | True | Non Federally-Regulated | 01/27/2021 |  | 08/19/2021
Acuity Brands Lighting | Juno | 6RLD G4 10LM 30K 90CRI 120 FRPC WWH | Light Emitting Diode | Directional Lamp | Edison Screw Base | Forward Phase Cut Controls | 92.9 | 3000 | -0.0016 | 94 | 66 | 40 | 0.98 | Ambient | 50000 | 0.985 | 1 | 50000 | 0.02 | 17 | 17 | 0.13 | 0.11 | 0.08 | 0.06 | 0 | 0 | 0.03 | 0.03 | 0.03 | 0.02 | 0.01 | 0 | 0.02 | 0.01 | 0.01 | 0.01 | 0.01 | 0.01 | True | True | Non Federally-Regulated | 01/27/2021 |  | 08/19/2021
Acuity Brands Lighting | Juno | JPDZ4 ** ALO10 SWW5WD 90CRI ********* 120 FRPC ***** | Light Emitting Diode | Inseparable Luminaire | Direct Wired | Forward Phase Cut Controls | 56.7 | 2700 | 0.0009 | 93 | 51 | 176 | 1 | Ambient | 36000 |  | 1 | 36000 | 0.1 | 15 | 15 | 0.16 | 0.15 | 0.13 | 0.12 | 0.04 | 0.01 | 0.04 | 0.02 | 0.02 | 0.02 | 0.01 | 0 | 0.06 | 0.04 | 0.04 | 0.04 | 0.02 | 0.01 | True |  | Non Federally-Regulated | 01/29/2021 |  | 08/19/2021
Acuity Brands Lighting | Juno | JPDZ5 ** ALO10 SWW5WD 90CRI ********* 120 FRPC ***** | Light Emitting Diode | Inseparable Luminaire | Direct Wired | Forward Phase Cut Controls | 56.7 | 2700 | 0.0009 | 93 | 51 | 176 | 1 | Ambient | 36000 |  | 1 | 36000 | 0.1 | 15 | 15 | 0.16 | 0.15 | 0.13 | 0.12 | 0.04 | 0.01 | 0.04 | 0.02 | 0.02 | 0.02 | 0.01 | 0 | 0.06 | 0.04 | 0.04 | 0.04 | 0.02 | 0.01 | True |  | Non Federally-Regulated | 01/29/2021 |  | 08/19/2021
Acuity Brands Lighting | Juno | JPDZ6 ** ALO10 SWW5WD 90CRI ********* 120 FRPC ***** | Light Emitting Diode | Inseparable Luminaire | Direct Wired | Forward Phase Cut Controls | 56.7 | 2700 | 0.0009 | 93 | 51 | 176 | 1 | Ambient | 36000 |  | 1 | 36000 | 0.1 | 15 | 15 | 0.16 | 0.15 | 0.13 | 0.12 | 0.04 | 0.01 | 0.04 | 0.02 | 0.02 | 0.02 | 0.01 | 0 | 0.06 | 0.04 | 0.04 | 0.04 | 0.02 | 0.01 | True |  | Non Federally-Regulated | 01/29/2021 |  | 08/19/2021
Acuity Brands Lighting | Juno | JPDZ4 ** ALO10 SWW5WD 90CRI ********* MVOLT ZT10 ***** | Light Emitting Diode | Inseparable Luminaire | Direct Wired | Forward Phase Cut Controls | 56.7 | 2700 | 0.0009 | 93 | 51 | 204 | 1 | Ambient | 36000 |  | 1 | 36000 | 0.1 | 18 | 17 | 0.16 | 0.15 | 0.13 | 0.12 | 0.04 | 0.01 | 0.04 | 0.02 | 0.02 | 0.02 | 0.01 | 0 | 0.06 | 0.04 | 0.04 | 0.04 | 0.02 | 0.01 | True |  | Non Federally-Regulated | 01/29/2021 |  | 08/19/2021
Acuity Brands Lighting | Juno | JPDZ5 ** ALO10 SWW5WD 90CRI ********* MVOLT ZT10 ***** | Light Emitting Diode | Inseparable Luminaire | Direct Wired | Forward Phase Cut Controls | 56.7 | 2700 | 0.0009 | 93 | 51 | 204 | 1 | Ambient | 36000 |  | 1 | 36000 | 0.1 | 18 | 17 | 0.16 | 0.15 | 0.13 | 0.12 | 0.04 | 0.01 | 0.04 | 0.02 | 0.02 | 0.02 | 0.01 | 0 | 0.06 | 0.04 | 0.04 | 0.04 | 0.02 | 0.01 | True |  | Non Federally-Regulated | 01/29/2021 |  | 08/19/2021
Acuity Brands Lighting | Juno | JPDZ6 ** ALO10 SWW5WD 90CRI ********* MVOLT ZT10 ***** | Light Emitting Diode | Inseparable Luminaire | Direct Wired | Forward Phase Cut Controls | 56.7 | 2700 | 0.0009 | 93 | 51 | 204 | 1 | Ambient | 36000 |  | 1 | 36000 | 0.1 | 18 | 17 | 0.16 | 0.15 | 0.13 | 0.12 | 0.04 | 0.01 | 0.04 | 0.02 | 0.02 | 0.02 | 0.01 | 0 | 0.06 | 0.04 | 0.04 | 0.04 | 0.02 | 0.01 | True |  | Non Federally-Regulated | 01/29/2021 |  | 08/19/2021
Acuity Brands Lighting | Juno | JSBT 4IN 30K 90CRI MW WL M6 | Light Emitting Diode | Inseparable Luminaire | Direct Wired | Forward Phase Cut Controls | 71.6 | 3000 |  | 94 | 65 | 101 | 0.91 | Ambient | 50000 |  | 1 | 54000 | 0.1 | 21 | 20 | 0.25 | 0.24 | 0.23 | 0.21 | 0 | 0 | 0.24 | 0.23 | 0.22 | 0.18 | 0.03 | 0.03 | 0 | 0 | 0.01 | 0.01 | 0 | 0 | True | False | Non Federally-Regulated | 03/30/2021 |  | 08/19/2021
Acuity Brands Lighting | Juno | JSBT 6IN 30K 90CRI MW WL M6 | Light Emitting Diode | Inseparable Luminaire | Direct Wired | Forward Phase Cut Controls | 68.3 | 3000 |  | 93 | 64 | 61 | 0.9 | Ambient | 50000 |  | 1 | 54000 | 0.1 | 21 | 21 | 0.27 | 0.26 | 0.25 | 0.23 | 0 | 0 | 0.27 | 0.25 | 0.24 | 0.19 | 0.02 | 0.02 | 0 | 0 | 0.01 | 0.01 | 0 | 0 | True | False | Non Federally-Regulated | 03/30/2021 |  | 08/19/2021
Globe Electric Co., Inc. | Commercial Electric | 91472 | Light Emitting Diode | Inseparable Luminaire | Direct Wired | Forward Phase Cut Controls | 75 | 2700 | -0.0004 | 93 | 93 | 414 | 0.95 | Ambient | 50000 |  | 1 | 60000 | 0.1 | 19 | 20 | 0.1 | 0.09 | 0.09 | 0.09 | 0.02 | 0 | 0.15 | 0.15 | 0.15 | 0.12 | 0.01 | 0.01 | 0.14 | 0.13 | 0.13 | 0.1 | 0.02 | 0.01 | True |  | Non Federally-Regulated | 09/18/2019 |  | 08/20/2021
Globe Electric Co., Inc. | Commercial Electric | 91471 | Light Emitting Diode | Inseparable Luminaire | Direct Wired | Forward Phase Cut Controls | 75 | 2700 | -0.0004 | 93 | 93 | 414 | 0.95 | Ambient | 50000 |  | 1 | 60000 | 0.1 | 19 | 20 | 0.1 | 0.09 | 0.09 | 0.09 | 0.02 | 0 | 0.15 | 0.15 | 0.15 | 0.12 | 0.01 | 0.01 | 0.14 | 0.13 | 0.13 | 0.1 | 0.02 | 0.01 | True |  | Non Federally-Regulated | 09/18/2019 |  | 08/20/2021
Globe Electric Co., Inc. | Commercial Electric | 91469 | Light Emitting Diode | Inseparable Luminaire | Direct Wired | Forward Phase Cut Controls | 75 | 2700 | -0.0004 | 93 | 93 | 414 | 0.95 | Ambient | 50000 |  | 1 | 60000 | 0.1 | 19 | 20 | 0.1 | 0.09 | 0.09 | 0.09 | 0.02 | 0 | 0.15 | 0.15 | 0.15 | 0.12 | 0.01 | 0.01 | 0.14 | 0.13 | 0.13 | 0.1 | 0.02 | 0.01 | True |  | Non Federally-Regulated | 09/18/2019 |  | 08/20/2021
Globe Electric Co., Inc. | Commercial Electric | 91470 | Light Emitting Diode | Inseparable Luminaire | Direct Wired | Forward Phase Cut Controls | 75 | 2700 | -0.0004 | 93 | 93 | 414 | 0.95 | Ambient | 50000 |  | 1 | 60000 | 0.1 | 19 | 20 | 0.1 | 0.09 | 0.09 | 0.09 | 0.02 | 0 | 0.15 | 0.15 | 0.15 | 0.12 | 0.01 | 0.01 | 0.14 | 0.13 | 0.13 | 0.1 | 0.02 | 0.01 | True |  | Non Federally-Regulated | 09/18/2019 |  | 08/20/2021
Globe Electric Co., Inc. | Commercial Electric | 91475 | Light Emitting Diode | Inseparable Luminaire | Direct Wired | Forward Phase Cut Controls | 64 | 2700 | -0.0005 | 93 | 60 | 443 | 0.95 | Ambient | 50000 |  | 1 | 60000 | 0.1 | 20 | 21 | 0.1 | 0.1 | 0.1 | 0.09 | 0.02 | 0 | 0.15 | 0.14 | 0.15 | 0.11 | 0.02 | 0.01 | 0.13 | 0.07 | 0.06 | 0.04 | 0.02 | 0.01 | True |  | Non Federally-Regulated | 09/18/2019 |  | 08/20/2021
Globe Electric Co., Inc. | Commercial Electric | 91474 | Light Emitting Diode | Inseparable Luminaire | Direct Wired | Forward Phase Cut Controls | 64 | 2700 | -0.0005 | 93 | 60 | 443 | 0.95 | Ambient | 50000 |  | 1 | 60000 | 0.1 | 20 | 21 | 0.1 | 0.1 | 0.1 | 0.09 | 0.02 | 0 | 0.15 | 0.14 | 0.15 | 0.11 | 0.02 | 0.01 | 0.13 | 0.07 | 0.06 | 0.04 | 0.02 | 0.01 | True |  | Non Federally-Regulated | 09/18/2019 |  | 08/20/2021
Globe Electric Co., Inc. | Commercial Electric | 91477 | Light Emitting Diode | Inseparable Luminaire | Direct Wired | Forward Phase Cut Controls | 81 | 2700 | -0.0001 | 93 | 61 | 328 | 0.97 | Ambient | 50000 |  | 1 | 60000 | 0.1 | 19 | 19 | 0.14 | 0.14 | 0.14 | 0.14 | 0.02 | 0 | 0.24 | 0.23 | 0.24 | 0.19 | 0.03 | 0.01 | 0.22 | 0.21 | 0.21 | 0.16 | 0.31 | 0.01 | True |  | Non Federally-Regulated | 09/18/2019 |  | 08/20/2021
Globe Electric Co., Inc. | Commercial Electric | 91478 | Light Emitting Diode | Inseparable Luminaire | Direct Wired | Forward Phase Cut Controls | 81 | 2700 | -0.0001 | 93 | 61 | 328 | 0.97 | Ambient | 50000 |  | 1 | 60000 | 0.1 | 19 | 19 | 0.14 | 0.14 | 0.14 | 0.14 | 0.02 | 0 | 0.24 | 0.23 | 0.24 | 0.19 | 0.03 | 0.01 | 0.22 | 0.21 | 0.21 | 0.16 | 0.31 | 0.01 | True |  | Non Federally-Regulated | 09/18/2019 |  | 08/20/2021
Globe Electric Co., Inc. | Commercial Electric | 91480 | Light Emitting Diode | Inseparable Luminaire | Direct Wired | Forward Phase Cut Controls | 77 | 2700 | 0.0001 | 94 | 61 | 281 | 0.96 | Ambient | 50000 |  | 1 | 60000 | 0.1 | 20 | 20 | 0.18 | 0.18 | 0.18 | 0.17 | 0.03 | 0 | 0.26 | 0.16 | 0.27 | 0.21 | 0.03 | 0.01 | 0.19 | 0.18 | 0.18 | 0.13 | 0.03 | 0.01 | True |  | Non Federally-Regulated | 09/18/2019 |  | 08/20/2021
Globe Electric Co., Inc. | Commercial Electric | 91479 | Light Emitting Diode | Inseparable Luminaire | Direct Wired | Forward Phase Cut Controls | 77 | 2700 | 0.0001 | 94 | 61 | 281 | 0.96 | Ambient | 50000 |  | 1 | 60000 | 0.1 | 20 | 20 | 0.18 | 0.18 | 0.18 | 0.17 | 0.03 | 0 | 0.26 | 0.16 | 0.27 | 0.21 | 0.03 | 0.01 | 0.19 | 0.18 | 0.18 | 0.13 | 0.03 | 0.01 | True |  | Non Federally-Regulated | 09/18/2019 |  | 08/20/2021
Globe Electric Co., Inc. | Commercial Electric | 91476 | Light Emitting Diode | Inseparable Luminaire | Direct Wired | Forward Phase Cut Controls | 62 | 2700 | -0.0001 | 94 | 62 | 364 | 0.94 | Ambient | 50000 |  | 1 | 60000 | 0.1 | 21 | 20 | 0.14 | 0.14 | 0.14 | 0.13 | 0.02 | 0 | 0.24 | 0.23 | 0.24 | 0.19 | 0.03 | 0.01 | 0.17 | 0.13 | 0.12 | 0.09 | 0.03 | 0.01 | True |  | Non Federally-Regulated | 09/18/2019 |  | 08/20/2021
Con-Tech Lighting | ConTech Lighting | [CTL,HTL,LTL,PTL,NCTL]9050[S,F,WF][27C,3C,35C,4C]D-[B,P,S] | Light Emitting Diode | Inseparable Luminaire | Direct Wired | Forward Phase Cut Controls | 76 | 2819 | 0.0009 | 91 | 65 | 114 | 0.98 | Ambient | 55000 |  | 1 | 55000 | 0.01 | 17 | 17 | 0.21 | 0.2 | 0.19 | 0.19 | 0.02 | 0.8 | 0 | 0 | 0 | 0 | 0 | 0 | 0.09 | 0.09 | 0.01 | 0.08 | 0.05 | 0.01 | True | False | Non Federally-Regulated | 07/08/2020 |  | 08/24/2021
Con-Tech Lighting | ConTech Lighting | [CTL,HTL,LTL,PTL,NCTL]905[1,2,3,4][M,F,WF][27C,3C,35C,4C]D-[B,P,S] | Light Emitting Diode | Inseparable Luminaire | Direct Wired | Forward Phase Cut Controls | 76 | 2819 | 0.0009 | 91 | 65 | 114 | 0.98 | Ambient | 55000 |  | 1 | 55000 | 0.01 | 17 | 17 | 0.21 | 0.2 | 0.19 | 0.19 | 0.02 | 0.8 | 0 | 0 | 0 | 0 | 0 | 0 | 0.09 | 0.09 | 0.01 | 0.08 | 0.05 | 0.01 | True | False | Non Federally-Regulated | 07/08/2020 |  | 08/24/2021
MaxLite | MaxLite | 6.5MRGD927FL/JA8/G2 | Light Emitting Diode | Small Diameter Directional Lam | Pin Base | Forward Phase Cut Controls | 87.2 | 2709 | -0.0008 | 93 | 56 | 58 | 0.95 | Ambient | 25000 |  | 1 | 25000 | 0.1 | 18 | 18 | 0.06 | 0.06 | 0.06 | 0.06 | 0.02 | 0.02 | 0.09 | 0.09 | 0.09 | 0.08 | 0.05 | 0.04 | 0.02 | 0.03 | 0.03 | 0.02 | 0.06 | 0.02 | True | True | Non Federally-Regulated | 04/14/2021 |  | 10/08/2021
MaxLite | MaxLite | 6.5MRGD930FL/JA8/G2 | Light Emitting Diode | Small Diameter Directional Lam | Pin Base | Forward Phase Cut Controls | 95.3 | 3035 | 0.0005 | 94 | 55 | 58 | 0.95 | Ambient | 25000 |  | 1 | 25000 | 0.1 | 18 | 18 | 0.06 | 0.06 | 0.06 | 0.06 | 0.02 | 0.02 | 0.09 | 0.09 | 0.09 | 0.08 | 0.05 | 0.04 | 0.02 | 0.03 | 0.03 | 0.02 | 0.06 | 0.02 | True | True | Non Federally-Regulated | 04/14/2021 |  | 10/08/2021
Veev | Veev | VSL-TW-XX-YY-ZZ | Light Emitting Diode | Inseparable Luminaire | Direct Wired | Forward Phase Cut Controls | 98 | 3500 | -0.0051 | 96 | 84 | 300 | 0.98 | Ambient | 36000 |  | 1 | 60000 | 0.1 | 13 | 13 | 0.02 | 0.01 | 0.01 | 0.01 | 0 | 0 | 1 | 0.04 | 0.01 | 0 | 0 | 0 | 1 | 1 | 0.09 | 0.05 | 0.03 | 0.02 | True |  | Non Federally-Regulated | 04/22/2021 |  | 11/15/2021
Veev | Veev | VSL-W-WW-ZZ | Light Emitting Diode | Inseparable Luminaire | Direct Wired | Forward Phase Cut Controls | 95 | 2700 | 0.0012 | 93 | 66 | 284 | 0.98 | Ambient | 36000 |  | 1 | 60000 | 0.1 | 14 | 16 | 0.02 | 0.01 | 0.01 | 0.01 | 0 | 0 | 0.99 | 0.08 | 0.02 | 0.01 | 0 | 0 | 0.99 | 0.16 | 0.06 | 0.03 | 0.01 | 0 | True |  | Non Federally-Regulated | 04/22/2021 |  | 11/15/2021
Veev | Veev | VSL-W-W-ZZ | Light Emitting Diode | Inseparable Luminaire | Direct Wired | Forward Phase Cut Controls | 95 | 3000 | 0.0012 | 93 | 66 | 284 | 0.98 | Ambient | 36000 |  | 1 | 60000 | 0.1 | 14 | 16 | 0.02 | 0.01 | 0.01 | 0.01 | 0 | 0 | 0.99 | 0.08 | 0.02 | 0.01 | 0 | 0 | 0.99 | 0.16 | 0.06 | 0.03 | 0.01 | 0 | True |  | Non Federally-Regulated | 04/22/2021 |  | 11/15/2021
Veev | Veev | VSL-W-NW-ZZ | Light Emitting Diode | Inseparable Luminaire | Direct Wired | Forward Phase Cut Controls | 95 | 4000 | 0.0012 | 93 | 66 | 284 | 0.98 | Ambient | 36000 |  | 1 | 60000 | 0.1 | 14 | 16 | 0.02 | 0.01 | 0.01 | 0.01 | 0 | 0 | 0.99 | 0.08 | 0.02 | 0.01 | 0 | 0 | 0.99 | 0.16 | 0.06 | 0.03 | 0.01 | 0 | True |  | Non Federally-Regulated | 04/22/2021 |  | 11/15/2021
HONGKONG KALEEC TRADE CO LIMITED. | EarthTronics | LSLIM6CCTWH2 | Light Emitting Diode | Directional Lamp | Direct Wired | Forward Phase Cut Controls | 81 | 2700 | -0.0005 | 93 | 58 | 216 | 0.96 | Ambient | 50000 |  | 1 | 54000 | 0.1 | 16 | 16 | 0.28 | 0.27 | 0.26 | 0.25 | 0.01 | 0 | 0.27 | 0.27 | 0.27 | 0.22 | 0.04 | 0.04 | 0 | 0.21 | 0.21 | 0.17 | 0.06 | 0.06 | True |  | Non Federally-Regulated | 11/30/2021 |  | 12/01/2021
EarthTronics, Inc, | EarthTronics | LSLIM6CCTWH2 | Light Emitting Diode | Inseparable Luminaire | Direct Wired | Forward Phase Cut Controls | 84 | 2700 | 0.0004 | 92 | 53 | 248 | 0.97 | Ambient | 50000 |  | 1 | 60000 | 0.1 | 20 | 20 | 0.01 | 0 | 0 | 0 | 0 | 0 | 0.01 | 0 | 0 | 0 | 0 | 0 | 0.01 | 0 | 0 | 0 | 0 | 0 | True |  | Non Federally-Regulated | 09/12/2019 |  | 12/03/2021
Acuity Brands Lighting | Aculux | INIT3 ** 04LM **K 90CRI **D UGZ MVOLT ****** | Light Emitting Diode | Inseparable Luminaire | Direct Wired | Forward Phase Cut Controls | 48 | 2700 |  | 90 | 52 | 468 | 0.99 | Ambient | 50000 |  | 1 | 56000 | 0.03 | 17 | 18 | 0.01 | 0.01 | 0.01 | 0.01 | 0 | 0 | 0.11 | 0.01 | 0.01 | 0.01 | 0 | 0 | 0.05 | 0 | 0 | 0 | 0 | 0 | True |  | Non Federally-Regulated | 03/24/2020 |  | 12/06/2021
Acuity Brands Lighting | Aculux | INIT3SQ ** 04LM **K 90CRI **D UGZ MVOLT ****** | Light Emitting Diode | Inseparable Luminaire | Direct Wired | Forward Phase Cut Controls | 48 | 2700 |  | 90 | 52 | 468 | 0.99 | Ambient | 50000 |  | 1 | 56000 | 0.03 | 17 | 18 | 0.01 | 0.01 | 0.01 | 0.01 | 0 | 0 | 0.11 | 0.01 | 0.01 | 0.01 | 0 | 0 | 0.05 | 0 | 0 | 0 | 0 | 0 | True |  | Non Federally-Regulated | 03/24/2020 |  | 12/06/2021
Acuity Brands Lighting | Aculux | INIT3 ** 08LM **K 90CRI **D UGZ MVOLT ****** | Light Emitting Diode | Inseparable Luminaire | Direct Wired | Forward Phase Cut Controls | 48 | 2700 |  | 90 | 52 | 496 | 0.99 | Ambient | 50000 |  | 1 | 56000 | 0.02 | 19 | 19 | 0.01 | 0.01 | 0.01 | 0 | 0 | 0 | 0.12 | 0.01 | 0.01 | 0.01 | 0.01 | 0 | 0.08 | 0.01 | 0 | 0 | 0 | 0 | True |  | Non Federally-Regulated | 03/24/2020 |  | 12/06/2021
Acuity Brands Lighting | Aculux | INIT3SQ ** 08LM **K 90CRI **D UGZ MVOLT ****** | Light Emitting Diode | Inseparable Luminaire | Direct Wired | Forward Phase Cut Controls | 48 | 2700 |  | 90 | 52 | 496 | 1 | Ambient | 50000 |  | 1 | 56000 | 0.02 | 19 | 19 | 0.01 | 0.01 | 0.01 | 0 | 0 | 0 | 0.12 | 0.01 | 0.01 | 0.01 | 0.01 | 0 | 0.08 | 0.01 | 0 | 0 | 0 | 0 | True |  | Non Federally-Regulated | 03/24/2020 |  | 12/06/2021
Acuity Brands Lighting | Aculux | INIT3 ** 08LM **K 90CRI **D EZ1 MVOLT ****** | Light Emitting Diode | Inseparable Luminaire | Direct Wired | 0-10 VDC Controls | 48 | 2700 |  | 90 | 52 | 496 | 0.99 | Ambient | 50000 |  | 1 | 56000 | 0.02 | 19 | 19 | 0.11 | 0.11 | 0.1 | 0.03 | 0.02 | 0.02 | 0.6 | 0.16 | 0.12 | 0.02 | 0.02 | 0.02 | 0.92 | 0.21 | 0.06 | 0.04 | 0.02 | 0.01 | True |  | Non Federally-Regulated | 03/24/2020 |  | 12/06/2021
Acuity Brands Lighting | Aculux | INIT3SQ ** 08LM **K 90CRI **D EZ1 MVOLT ****** | Light Emitting Diode | Inseparable Luminaire | Direct Wired | 0-10 VDC Controls | 48 | 2700 |  | 90 | 52 | 496 | 1 | Ambient | 50000 |  | 1 | 56000 | 0.02 | 19 | 19 | 0.11 | 0.11 | 0.1 | 0.03 | 0.02 | 0.02 | 0.6 | 0.16 | 0.12 | 0.02 | 0.02 | 0.02 | 0.92 | 0.21 | 0.06 | 0.04 | 0.02 | 0.01 | True |  | Non Federally-Regulated | 03/24/2020 |  | 12/06/2021
Acuity Brands Lighting | Aculux | INIT3 ** 08LM **K 90CRI **D ECO** ***** ****** | Light Emitting Diode | Inseparable Luminaire | Direct Wired | Direct Digital Controls | 48 | 2700 |  | 90 | 52 | 496 | 0.99 | Ambient | 50000 |  | 1 | 56000 | 0.02 | 19 | 19 | 0.03 | 0.03 | 0.02 | 0.02 | 0.01 | 0.01 | 0.06 | 0.04 | 0.03 | 0.02 | 0.01 | 0 | 1 | 1 | 1 | 0.42 | 0.09 | 0.04 | True |  | Non Federally-Regulated | 03/24/2020 |  | 12/06/2021
Acuity Brands Lighting | Aculux | INIT3SQ ** 08LM **K 90CRI **D ECO** ***** ****** | Light Emitting Diode | Inseparable Luminaire | Direct Wired | Direct Digital Controls | 48 | 2700 |  | 90 | 52 | 496 | 1 | Ambient | 50000 |  | 1 | 56000 | 0.02 | 19 | 19 | 0.03 | 0.03 | 0.02 | 0.02 | 0.01 | 0.01 | 0.06 | 0.04 | 0.03 | 0.02 | 0.01 | 0 | 1 | 1 | 1 | 0.42 | 0.09 | 0.04 | True |  | Non Federally-Regulated | 03/24/2020 |  | 12/06/2021
Acuity Brands Lighting | Aculux | INIT3 ** 12LM **K 90CRI **D UGZ MVOLT ****** | Light Emitting Diode | Inseparable Luminaire | Direct Wired | Forward Phase Cut Controls | 48 | 2700 |  | 90 | 52 | 496 | 0.99 | Ambient | 50000 |  | 1 | 56000 | 0.02 | 19 | 19 | 0.01 | 0.01 | 0.01 | 0.01 | 0.01 | 0.01 | 0.13 | 0.03 | 0.01 | 0.01 | 0.01 | 0.01 | 0.19 | 0.14 | 0.03 | 0.01 | 0.01 | 0.01 | True |  | Non Federally-Regulated | 03/24/2020 |  | 12/06/2021
Acuity Brands Lighting | Aculux | INIT3SQ ** 12LM **K 90CRI **D UGZ MVOLT ****** | Light Emitting Diode | Inseparable Luminaire | Direct Wired | Forward Phase Cut Controls | 48 | 2700 |  | 90 | 52 | 496 | 1 | Ambient | 50000 |  | 1 | 56000 | 0.02 | 19 | 19 | 0.01 | 0.01 | 0.01 | 0.01 | 0.01 | 0.01 | 0.13 | 0.03 | 0.01 | 0.01 | 0.01 | 0.01 | 0.19 | 0.14 | 0.03 | 0.01 | 0.01 | 0.01 | True |  | Non Federally-Regulated | 03/24/2020 |  | 12/06/2021
Acuity Brands Lighting | Aculux | INIT3 ** 12LM **K 90CRI **D EZ1 MVOLT ****** | Light Emitting Diode | Inseparable Luminaire | Direct Wired | 0-10 VDC Controls | 48 | 2700 |  | 90 | 52 | 496 | 0.99 | Ambient | 50000 |  | 1 | 56000 | 0.02 | 19 | 19 | 0.05 | 0.05 | 0.04 | 0.01 | 0.01 | 0.01 | 0.73 | 0.11 | 0.08 | 0.03 | 0.03 | 0.02 | 0.91 | 0.22 | 0.11 | 0.03 | 0.01 | 0.01 | True |  | Non Federally-Regulated | 03/24/2020 |  | 12/06/2021
Acuity Brands Lighting | Aculux | INIT3SQ ** 12LM **K 90CRI **D EZ1 MVOLT ****** | Light Emitting Diode | Inseparable Luminaire | Direct Wired | 0-10 VDC Controls | 48 | 2700 |  | 90 | 52 | 496 | 1 | Ambient | 50000 |  | 1 | 56000 | 0.02 | 19 | 19 | 0.05 | 0.05 | 0.04 | 0.01 | 0.01 | 0.01 | 0.73 | 0.11 | 0.08 | 0.03 | 0.03 | 0.02 | 0.91 | 0.22 | 0.11 | 0.03 | 0.01 | 0.01 | True |  | Non Federally-Regulated | 03/24/2020 |  | 12/06/2021
Acuity Brands Lighting | Aculux | INIT3 ** 12LM **K 90CRI **D ECO** ***** ****** | Light Emitting Diode | Inseparable Luminaire | Direct Wired | Direct Digital Controls | 48 | 2700 |  | 90 | 52 | 496 | 0.99 | Ambient | 50000 |  | 1 | 56000 | 0.02 | 19 | 19 | 0.03 | 0.03 | 0.02 | 0.02 | 0.01 | 0.01 | 0.06 | 0.04 | 0.03 | 0.02 | 0.01 | 0 | 1 | 1 | 1 | 0.42 | 0.09 | 0.04 | True |  | Non Federally-Regulated | 03/24/2020 |  | 12/06/2021
Acuity Brands Lighting | Aculux | INIT3SQ ** 12LM **K 90CRI **D ECO** ***** ****** | Light Emitting Diode | Inseparable Luminaire | Direct Wired | Direct Digital Controls | 48 | 2700 |  | 90 | 52 | 496 | 1 | Ambient | 50000 |  | 1 | 56000 | 0.02 | 19 | 19 | 0.03 | 0.03 | 0.02 | 0.02 | 0.01 | 0.01 | 0.06 | 0.04 | 0.03 | 0.02 | 0.01 | 0 | 1 | 1 | 1 | 0.42 | 0.09 | 0.04 | True |  | Non Federally-Regulated | 03/24/2020 |  | 12/06/2021
Acuity Brands Lighting | Aculux | INIT3** ** 08LM WDIM HALR 90CRI **D FPC 120 IC** ** | Light Emitting Diode | Inseparable Luminaire | Direct Wired | Forward Phase Cut Controls | 61 | 3000 |  | 90 | 60 | 428 | 0.99 | Ambient | 50000 |  | 1 | 55000 | 0.01 | 17 | 17 | 0.01 | 0.01 | 0.01 | 0.01 | 0.01 | 0.01 | 0.05 | 0.02 | 0.01 | 0.01 | 0.01 | 0.01 | 0.07 | 0.05 | 0.02 | 0.01 | 0.01 | 0.01 | True |  | Non Federally-Regulated | 11/05/2020 |  | 12/06/2021
Acuity Brands Lighting | Aculux | INIT3** ** 08LM WDIM HALR 90CRI **D UGZ MVOLT IC** ** | Light Emitting Diode | Inseparable Luminaire | Direct Wired | Forward Phase Cut Controls | 59 | 3000 |  | 90 | 60 | 456 | 0.99 | Ambient | 50000 |  | 1 | 55000 | 0.01 | 17 | 17 | 0.01 | 0.01 | 0.01 | 0.01 | 0.01 | 0.01 | 0.05 | 0.01 | 0.01 | 0.01 | 0.01 | 0 | 0.07 | 0.05 | 0.01 | 0.01 | 0.01 | 0.01 | True |  | Non Federally-Regulated | 11/05/2020 |  | 12/06/2021
Acuity Brands Lighting | Aculux | INIT3** ** 08LM WDIM HALR 90CRI **D EZ1 MVOLT IC** ** | Light Emitting Diode | Inseparable Luminaire | Direct Wired | 0-10 VDC Controls | 58 | 3000 |  | 90 | 60 | 496 | 0.99 | Ambient | 50000 |  | 1 | 55000 | 0.01 | 18 | 18 | 0.07 | 0.04 | 0.03 | 0.02 | 0.01 | 0.01 | 0.67 | 0.11 | 0.07 | 0.02 | 0.02 | 0.01 | 0.95 | 0.26 | 0.09 | 0.05 | 0.02 | 0.01 | True |  | Non Federally-Regulated | 11/05/2020 |  | 12/06/2021
Acuity Brands Lighting | Aculux | INIT3** ** 08LM WDIM HALR 90CRI **D ECOD MVOLT IC** ** | Light Emitting Diode | Inseparable Luminaire | Direct Wired | Direct Digital Controls | 55 | 3000 |  | 90 | 60 | 356 | 1 | Ambient | 50000 |  | 1 | 55000 | 0.01 | 19 | 19 | 0.04 | 0.03 | 0.02 | 0.02 | 0.01 | 0 | 0.02 | 0.01 | 0.01 | 0.01 | 0 | 0 | 1 | 1 | 1 | 1 | 0.27 | 0.11 | True |  | Non Federally-Regulated | 11/05/2020 |  | 12/06/2021
DMF LIGHTING | DRD5 | DRD5S4R**930* | Light Emitting Diode | Inseparable Luminaire | Direct Wired | Forward Phase Cut Controls | 80 | 3000 | 0.003 | 93 | 77 | 422 | 0.9 | Elevated | 50000 |  |  | 80000 | 0.05 | 18 | 19 | 0.33 | 0.31 | 0.3 | 0.29 | 0.04 | 0.01 | 0.33 | 0.32 | 0.32 | 0.28 | 0.03 | 0.09 | 0.19 | 0.19 | 0.19 | 0.15 | 0.02 | 0.02 | True |  | Non Federally-Regulated | 01/31/2018 |  | 01/07/2022
Luminii Corp | Luminii | LL48HE-LO-1W-27K-**-**-*** | Light Emitting Diode | Light Engine | Direct Wired | 0-10 VDC Controls | 108.4 | 2690 | 0.0034 | 93 | 61 | 0 | 0.99 | Ambient | 60000 |  | 1 | 60000 | 0.05 | 18 | 18 | 1 | 0.05 | 0.05 | 0.04 | 0.3 | 0.02 | 0.3 | 0.03 | 0.02 | 0.02 | 0.01 | 0.01 | 0.56 | 0.04 | 0.03 | 0.03 | 0.01 | 0.01 | True | False | Non Federally-Regulated | 11/24/2020 |  | 01/10/2022
Luminii Corp | Luminii | LL48HE-LO-1W-30K-**-**-*** | Light Emitting Diode | Light Engine | Direct Wired | 0-10 VDC Controls | 114.2 | 3000 | 0.004 | 92 | 56 | 0 | 0.99 | Ambient | 60000 |  | 1 | 60000 | 0.05 | 18 | 18 | 1 | 0.05 | 0.05 | 0.04 | 0.3 | 0.02 | 0.3 | 0.03 | 0.02 | 0.02 | 0.01 | 0.01 | 0.56 | 0.04 | 0.03 | 0.03 | 0.01 | 0.01 | True | False | Non Federally-Regulated | 11/24/2020 |  | 01/10/2022
Luminii Corp | Luminii | LL48HE-LO-1W-35K-**-**-*** | Light Emitting Diode | Light Engine | Direct Wired | 0-10 VDC Controls | 116.5 | 3500 | 0.004 | 92 | 56 | 0 | 0.99 | Ambient | 60000 |  | 1 | 60000 | 0.05 | 18 | 18 | 1 | 0.05 | 0.05 | 0.04 | 0.3 | 0.02 | 0.3 | 0.03 | 0.02 | 0.02 | 0.01 | 0.01 | 0.56 | 0.04 | 0.03 | 0.03 | 0.01 | 0.01 | True | False | Non Federally-Regulated | 11/24/2020 |  | 01/10/2022
Luminii Corp | Luminii | LL48HE-LO-1W-40K-**-**-*** | Light Emitting Diode | Light Engine | Direct Wired | 0-10 VDC Controls | 116.5 | 4024 | 0.0051 | 91 | 80 | 0 | 0.99 | Ambient | 60000 |  | 1 | 60000 | 0.05 | 18 | 18 | 1 | 0.05 | 0.05 | 0.04 | 0.3 | 0.02 | 0.3 | 0.03 | 0.02 | 0.02 | 0.01 | 0.01 | 0.56 | 0.04 | 0.03 | 0.03 | 0.01 | 0.01 | True | False | Non Federally-Regulated | 11/24/2020 |  | 01/10/2022
Luminii Corp | Luminii | LL48HE-LO-27K-**-**-*** | Light Emitting Diode | Light Engine | Direct Wired | 0-10 VDC Controls | 109.2 | 2690 | 0.0034 | 93 | 61 | 0 | 0.99 | Ambient | 60000 |  | 1 | 60000 | 0.05 | 18 | 18 | 1 | 0.05 | 0.05 | 0.04 | 0.3 | 0.02 | 0.3 | 0.03 | 0.02 | 0.02 | 0.01 | 0.01 | 0.56 | 0.04 | 0.03 | 0.03 | 0.01 | 0.01 | True | False | Non Federally-Regulated | 11/24/2020 |  | 01/10/2022
Luminii Corp | Luminii | LL48HE-LO-30K-**-**-*** | Light Emitting Diode | Light Engine | Direct Wired | 0-10 VDC Controls | 115.1 | 3000 | 0.004 | 92 | 56 | 0 | 0.99 | Ambient | 60000 |  | 1 | 60000 | 0.05 | 18 | 18 | 1 | 0.05 | 0.05 | 0.04 | 0.3 | 0.02 | 0.3 | 0.03 | 0.02 | 0.02 | 0.01 | 0.01 | 0.56 | 0.04 | 0.03 | 0.03 | 0.01 | 0.01 | True | False | Non Federally-Regulated | 11/24/2020 |  | 01/10/2022
Luminii Corp | Luminii | LL48HE-LO-35K-**-**-*** | Light Emitting Diode | Light Engine | Direct Wired | 0-10 VDC Controls | 117.4 | 3500 | 0.004 | 92 | 56 | 0 | 0.99 | Ambient | 60000 |  | 1 | 60000 | 0.05 | 18 | 18 | 1 | 0.05 | 0.05 | 0.04 | 0.3 | 0.02 | 0.3 | 0.03 | 0.02 | 0.02 | 0.01 | 0.01 | 0.56 | 0.04 | 0.03 | 0.03 | 0.01 | 0.01 | True | False | Non Federally-Regulated | 11/24/2020 |  | 01/10/2022
Luminii Corp | Luminii | LL48HE-LO-40K-**-**-*** | Light Emitting Diode | Light Engine | Direct Wired | 0-10 VDC Controls | 117.4 | 4024 | 0.0051 | 91 | 80 | 0 | 0.99 | Ambient | 60000 |  | 1 | 60000 | 0.05 | 18 | 18 | 1 | 0.05 | 0.05 | 0.04 | 0.3 | 0.02 | 0.3 | 0.03 | 0.02 | 0.02 | 0.01 | 0.01 | 0.56 | 0.04 | 0.03 | 0.03 | 0.01 | 0.01 | True | False | Non Federally-Regulated | 11/24/2020 |  | 01/10/2022
Luminii Corp | Luminii | LL48HE-SO-27K-**-**-*** | Light Emitting Diode | Light Engine | Direct Wired | 0-10 VDC Controls | 110.9 | 2690 | 0.0034 | 93 | 61 | 0 | 0.99 | Ambient | 60000 |  | 1 | 60000 | 0.05 | 18 | 18 | 1 | 0.05 | 0.05 | 0.04 | 0.3 | 0.02 | 0.3 | 0.03 | 0.02 | 0.02 | 0.01 | 0.01 | 0.56 | 0.04 | 0.03 | 0.03 | 0.01 | 0.01 | True | False | Non Federally-Regulated | 11/24/2020 |  | 01/10/2022
Luminii Corp | Luminii | LL48HE-SO-30K-**-**-*** | Light Emitting Diode | Light Engine | Direct Wired | 0-10 VDC Controls | 116.9 | 3000 | 0.004 | 92 | 56 | 0 | 0.99 | Ambient | 60000 |  | 1 | 60000 | 0.05 | 18 | 18 | 1 | 0.05 | 0.05 | 0.04 | 0.3 | 0.02 | 0.3 | 0.03 | 0.02 | 0.02 | 0.01 | 0.01 | 0.56 | 0.04 | 0.03 | 0.03 | 0.01 | 0.01 | True | False | Non Federally-Regulated | 11/24/2020 |  | 01/10/2022
Luminii Corp | Luminii | LL48HE-SO-35K-**-**-*** | Light Emitting Diode | Light Engine | Direct Wired | 0-10 VDC Controls | 119.2 | 3500 | 0.004 | 92 | 56 | 0 | 0.99 | Ambient | 60000 |  | 1 | 60000 | 0.05 | 18 | 18 | 1 | 0.05 | 0.05 | 0.04 | 0.3 | 0.02 | 0.3 | 0.03 | 0.02 | 0.02 | 0.01 | 0.01 | 0.56 | 0.04 | 0.03 | 0.03 | 0.01 | 0.01 | True | False | Non Federally-Regulated | 11/24/2020 |  | 01/10/2022
Luminii Corp | Luminii | LL48HE-SO-40K-**-**-*** | Light Emitting Diode | Light Engine | Direct Wired | 0-10 VDC Controls | 119.2 | 4024 | 0.0051 | 91 | 80 | 0 | 0.99 | Ambient | 60000 |  | 1 | 60000 | 0.05 | 18 | 18 | 1 | 0.05 | 0.05 | 0.04 | 0.3 | 0.02 | 0.3 | 0.03 | 0.02 | 0.02 | 0.01 | 0.01 | 0.56 | 0.04 | 0.03 | 0.03 | 0.01 | 0.01 | True | False | Non Federally-Regulated | 11/24/2020 |  | 01/10/2022
Luminii Corp | Luminii | LL48HE-MO-27K-**-**-*** | Light Emitting Diode | Light Engine | Direct Wired | 0-10 VDC Controls | 111.8 | 2690 | 0.0034 | 93 | 61 | 0 | 0.99 | Ambient | 60000 |  | 1 | 60000 | 0.05 | 18 | 18 | 1 | 0.05 | 0.05 | 0.04 | 0.3 | 0.02 | 0.3 | 0.03 | 0.02 | 0.02 | 0.01 | 0.01 | 0.56 | 0.04 | 0.03 | 0.03 | 0.01 | 0.01 | True | False | Non Federally-Regulated | 11/24/2020 |  | 01/10/2022
Luminii Corp | Luminii | LL48HE-MO-30K-**-**-*** | Light Emitting Diode | Light Engine | Direct Wired | 0-10 VDC Controls | 117.8 | 3000 | 0.004 | 92 | 56 | 0 | 0.99 | Ambient | 60000 |  | 1 | 60000 | 0.05 | 18 | 18 | 1 | 0.05 | 0.05 | 0.04 | 0.3 | 0.02 | 0.3 | 0.03 | 0.02 | 0.02 | 0.01 | 0.01 | 0.56 | 0.04 | 0.03 | 0.03 | 0.01 | 0.01 | True | False | Non Federally-Regulated | 11/24/2020 |  | 01/10/2022
Luminii Corp | Luminii | LL48HE-MO-35K-**-**-*** | Light Emitting Diode | Light Engine | Direct Wired | 0-10 VDC Controls | 120.2 | 3500 | 0.004 | 92 | 56 | 0 | 0.99 | Ambient | 60000 |  | 1 | 60000 | 0.05 | 18 | 18 | 1 | 0.05 | 0.05 | 0.04 | 0.3 | 0.02 | 0.3 | 0.03 | 0.02 | 0.02 | 0.01 | 0.01 | 0.56 | 0.04 | 0.03 | 0.03 | 0.01 | 0.01 | True | False | Non Federally-Regulated | 11/24/2020 |  | 01/10/2022
Luminii Corp | Luminii | LL48HE-MO-40K-**-**-*** | Light Emitting Diode | Light Engine | Direct Wired | 0-10 VDC Controls | 120.2 | 4024 | 0.0051 | 91 | 80 | 0 | 0.99 | Ambient | 60000 |  | 1 | 60000 | 0.05 | 18 | 18 | 1 | 0.05 | 0.05 | 0.04 | 0.3 | 0.02 | 0.3 | 0.03 | 0.02 | 0.02 | 0.01 | 0.01 | 0.56 | 0.04 | 0.03 | 0.03 | 0.01 | 0.01 | True | False | Non Federally-Regulated | 11/24/2020 |  | 01/10/2022
Luminii Corp | Luminii | LL48HE-HO-27K-**-**-*** | Light Emitting Diode | Light Engine | Direct Wired | 0-10 VDC Controls | 100.9 | 2705 | 0.0027 | 92 | 56 | 0 | 0.97 | Ambient | 60000 |  | 1 | 60000 | 0.05 | 18 | 18 | 1 | 0.05 | 0.05 | 0.04 | 0.3 | 0.02 | 0.3 | 0.03 | 0.02 | 0.02 | 0.01 | 0.01 | 0.56 | 0.04 | 0.03 | 0.03 | 0.01 | 0.01 | True | False | Non Federally-Regulated | 11/24/2020 |  | 01/10/2022
Luminii Corp | Luminii | LL48HE-HO-30K-**-**-*** | Light Emitting Diode | Light Engine | Direct Wired | 0-10 VDC Controls | 106.4 | 3000 | 0.004 | 92 | 56 | 0 | 0.97 | Ambient | 60000 |  | 1 | 60000 | 0.05 | 18 | 18 | 1 | 0.05 | 0.05 | 0.04 | 0.3 | 0.02 | 0.3 | 0.03 | 0.02 | 0.02 | 0.01 | 0.01 | 0.56 | 0.04 | 0.03 | 0.03 | 0.01 | 0.01 | True | False | Non Federally-Regulated | 11/24/2020 |  | 01/10/2022
Luminii Corp | Luminii | LL48HE-HO-35K-**-**-*** | Light Emitting Diode | Light Engine | Direct Wired | 0-10 VDC Controls | 108.5 | 3500 | 0.004 | 92 | 56 | 0 | 0.97 | Ambient | 60000 |  | 1 | 60000 | 0.05 | 18 | 18 | 1 | 0.05 | 0.05 | 0.04 | 0.3 | 0.02 | 0.3 | 0.03 | 0.02 | 0.02 | 0.01 | 0.01 | 0.56 | 0.04 | 0.03 | 0.03 | 0.01 | 0.01 | True | False | Non Federally-Regulated | 11/24/2020 |  | 01/10/2022
Luminii Corp | Luminii | LL48HE-HO-40K-**-**-*** | Light Emitting Diode | Light Engine | Direct Wired | 0-10 VDC Controls | 108.5 | 4024 | 0.0051 | 91 | 80 | 0 | 0.97 | Ambient | 60000 |  | 1 | 60000 | 0.05 | 18 | 18 | 1 | 0.05 | 0.05 | 0.04 | 0.3 | 0.02 | 0.3 | 0.03 | 0.02 | 0.02 | 0.01 | 0.01 | 0.56 | 0.04 | 0.03 | 0.03 | 0.01 | 0.01 | True | False | Non Federally-Regulated | 11/24/2020 |  | 01/10/2022
Luminii Corp | Luminii | LL48HEWET-T-LO-27K-****-****-*** | Light Emitting Diode | Light Engine | Direct Wired | 0-10 VDC Controls | 94.7 | 2690 | 0.0034 | 93 | 61 | 0 | 0.99 | Ambient | 60000 |  | 1 | 60000 | 0.05 | 18 | 18 | 1 | 0.05 | 0.05 | 0.04 | 0.3 | 0.02 | 0.3 | 0.03 | 0.02 | 0.02 | 0.01 | 0.01 | 0.56 | 0.04 | 0.03 | 0.03 | 0.01 | 0.01 | True | False | Non Federally-Regulated | 11/24/2020 |  | 01/10/2022
Luminii Corp | Luminii | LL48HEWET-T-LO-30K-****-****-*** | Light Emitting Diode | Light Engine | Direct Wired | 0-10 VDC Controls | 100.7 | 3000 | 0.004 | 92 | 56 | 0 | 0.99 | Ambient | 60000 |  | 1 | 60000 | 0.05 | 18 | 18 | 1 | 0.05 | 0.05 | 0.04 | 0.3 | 0.02 | 0.3 | 0.03 | 0.02 | 0.02 | 0.01 | 0.01 | 0.56 | 0.04 | 0.03 | 0.03 | 0.01 | 0.01 | True | False | Non Federally-Regulated | 11/24/2020 |  | 01/10/2022
Luminii Corp | Luminii | LL48HEWET-T-LO-35K-****-****-*** | Light Emitting Diode | Light Engine | Direct Wired | 0-10 VDC Controls | 102.8 | 3500 | 0.004 | 92 | 56 | 0 | 0.99 | Ambient | 60000 |  | 1 | 60000 | 0.05 | 18 | 18 | 1 | 0.05 | 0.05 | 0.04 | 0.3 | 0.02 | 0.3 | 0.03 | 0.02 | 0.02 | 0.01 | 0.01 | 0.56 | 0.04 | 0.03 | 0.03 | 0.01 | 0.01 | True | False | Non Federally-Regulated | 11/24/2020 |  | 01/10/2022
Luminii Corp | Luminii | LL48HEWET-T-LO-40K-****-****-*** | Light Emitting Diode | Light Engine | Direct Wired | 0-10 VDC Controls | 102.8 | 4024 | 0.0051 | 91 | 80 | 0 | 0.99 | Ambient | 60000 |  | 1 | 60000 | 0.05 | 18 | 18 | 1 | 0.05 | 0.05 | 0.04 | 0.3 | 0.02 | 0.3 | 0.03 | 0.02 | 0.02 | 0.01 | 0.01 | 0.56 | 0.04 | 0.03 | 0.03 | 0.01 | 0.01 | True | False | Non Federally-Regulated | 11/24/2020 |  | 01/10/2022
Luminii Corp | Luminii | LL48HEWET-T-SO-27K-****-****-*** | Light Emitting Diode | Light Engine | Direct Wired | 0-10 VDC Controls | 96.3 | 2690 | 0.0034 | 93 | 61 | 0 | 0.99 | Ambient | 60000 |  | 1 | 60000 | 0.05 | 18 | 18 | 1 | 0.05 | 0.05 | 0.04 | 0.3 | 0.02 | 0.3 | 0.03 | 0.02 | 0.02 | 0.01 | 0.01 | 0.56 | 0.04 | 0.03 | 0.03 | 0.01 | 0.01 | True | False | Non Federally-Regulated | 11/24/2020 |  | 01/10/2022
Luminii Corp | Luminii | LL48HEWET-T-SO-30K-****-****-*** | Light Emitting Diode | Light Engine | Direct Wired | 0-10 VDC Controls | 102.4 | 3000 | 0.004 | 92 | 56 | 0 | 0.99 | Ambient | 60000 |  | 1 | 60000 | 0.05 | 18 | 18 | 1 | 0.05 | 0.05 | 0.04 | 0.3 | 0.02 | 0.3 | 0.03 | 0.02 | 0.02 | 0.01 | 0.01 | 0.56 | 0.04 | 0.03 | 0.03 | 0.01 | 0.01 | True | False | Non Federally-Regulated | 11/24/2020 |  | 01/10/2022
Luminii Corp | Luminii | LL48HEWET-T-SO-35K-****-****-*** | Light Emitting Diode | Light Engine | Direct Wired | 0-10 VDC Controls | 104.4 | 3500 | 0.004 | 92 | 56 | 0 | 0.99 | Ambient | 60000 |  | 1 | 60000 | 0.05 | 18 | 18 | 1 | 0.05 | 0.05 | 0.04 | 0.3 | 0.02 | 0.3 | 0.03 | 0.02 | 0.02 | 0.01 | 0.01 | 0.56 | 0.04 | 0.03 | 0.03 | 0.01 | 0.01 | True | False | Non Federally-Regulated | 11/24/2020 |  | 01/10/2022
Luminii Corp | Luminii | LL48HEWET-T-SO-40K-****-****-*** | Light Emitting Diode | Light Engine | Direct Wired | 0-10 VDC Controls | 104.4 | 4024 | 0.0051 | 91 | 80 | 0 | 0.99 | Ambient | 60000 |  | 1 | 60000 | 0.05 | 18 | 18 | 1 | 0.05 | 0.05 | 0.04 | 0.3 | 0.02 | 0.3 | 0.03 | 0.02 | 0.02 | 0.01 | 0.01 | 0.56 | 0.04 | 0.03 | 0.03 | 0.01 | 0.01 | True | False | Non Federally-Regulated | 11/24/2020 |  | 01/10/2022
Luminii Corp | Luminii | LL48HEWET-T-MO-27K-****-****-*** | Light Emitting Diode | Light Engine | Direct Wired | 0-10 VDC Controls | 97.1 | 2677 | 0.003 | 92 | 57 | 0 | 0.99 | Ambient | 60000 |  | 1 | 60000 | 0.05 | 18 | 18 | 1 | 0.05 | 0.05 | 0.04 | 0.3 | 0.02 | 0.3 | 0.03 | 0.02 | 0.02 | 0.01 | 0.01 | 0.56 | 0.04 | 0.03 | 0.03 | 0.01 | 0.01 | True | False | Non Federally-Regulated | 11/24/2020 |  | 01/10/2022
Luminii Corp | Luminii | LL48HEWET-T-MO-30K-****-****-*** | Light Emitting Diode | Light Engine | Direct Wired | 0-10 VDC Controls | 103.3 | 3000 | 0.004 | 92 | 56 | 0 | 0.99 | Ambient | 60000 |  | 1 | 60000 | 0.05 | 18 | 18 | 1 | 0.05 | 0.05 | 0.04 | 0.3 | 0.02 | 0.3 | 0.03 | 0.02 | 0.02 | 0.01 | 0.01 | 0.56 | 0.04 | 0.03 | 0.03 | 0.01 | 0.01 | True | False | Non Federally-Regulated | 11/24/2020 |  | 01/10/2022
Luminii Corp | Luminii | LL48HEWET-T-MO-35K-****-****-*** | Light Emitting Diode | Light Engine | Direct Wired | 0-10 VDC Controls | 105.4 | 3500 | 0.004 | 92 | 56 | 0 | 0.99 | Ambient | 60000 |  | 1 | 60000 | 0.05 | 18 | 18 | 1 | 0.05 | 0.05 | 0.04 | 0.3 | 0.02 | 0.3 | 0.03 | 0.02 | 0.02 | 0.01 | 0.01 | 0.56 | 0.04 | 0.03 | 0.03 | 0.01 | 0.01 | True | False | Non Federally-Regulated | 11/24/2020 |  | 01/10/2022
Luminii Corp | Luminii | LL48HEWET-T-MO-40K-****-****-*** | Light Emitting Diode | Light Engine | Direct Wired | 0-10 VDC Controls | 105.4 | 4024 | 0.0051 | 91 | 80 | 0 | 0.99 | Ambient | 60000 |  | 1 | 60000 | 0.05 | 18 | 18 | 1 | 0.05 | 0.05 | 0.04 | 0.3 | 0.02 | 0.3 | 0.03 | 0.02 | 0.02 | 0.01 | 0.01 | 0.56 | 0.04 | 0.03 | 0.03 | 0.01 | 0.01 | True | False | Non Federally-Regulated | 11/24/2020 |  | 01/10/2022
USAI Lighting | USAI Lighting | Z1RD*-09X1M-27KH-35-M0-BL-IC-RM-UNV-D6A | Light Emitting Diode | Inseparable Luminaire | Direct Wired | 0-10 VDC Controls | 48 | 2700 | 0.001 | 91 | 52 | 433 | 0.96 | Ambient | 50000 |  | 1 | 99999 | 0.01 | 13 | 4 | 0.01 | 0.01 | 0 | 0 | 0 | 0 | 0.09 | 0.02 | 0 | 0 | 0 | 0 | 0.85 | 0 | 0 | 0 | 0 | 0 | True | False | Non Federally-Regulated | 12/15/2021 |  | 01/17/2022
USAI Lighting | USAI Lighting | Z1RD*-09X1M-27KH-35-M0-BL-IC-RM-UNV-D6B | Light Emitting Diode | Inseparable Luminaire | Direct Wired | 0-10 VDC Controls | 48 | 2700 | 0.001 | 91 | 52 | 433 | 0.96 | Ambient | 50000 |  | 1 | 99999 | 0.01 | 13 | 4 | 0.01 | 0.01 | 0 | 0 | 0 | 0 | 0.09 | 0.02 | 0 | 0 | 0 | 0 | 0.85 | 0 | 0 | 0 | 0 | 0 | True | False | Non Federally-Regulated | 12/15/2021 |  | 01/17/2022
USAI Lighting | USAI Lighting | Z1RD*-09X1M-27KH-35-M0-BL-IC-RM-UNV-D6E | Light Emitting Diode | Inseparable Luminaire | Direct Wired | 0-10 VDC Controls | 48 | 2700 | 0.001 | 91 | 52 | 433 | 0.96 | Ambient | 50000 |  | 1 | 99999 | 0.01 | 13 | 4 | 0.01 | 0.01 | 0 | 0 | 0 | 0 | 0.09 | 0.02 | 0 | 0 | 0 | 0 | 0.85 | 0 | 0 | 0 | 0 | 0 | True | False | Non Federally-Regulated | 12/15/2021 |  | 01/17/2022
USAI Lighting | USAI Lighting | Z1RD*-09X1M-27KH-35-M0-BL-IC-RM-UNV-D6F | Light Emitting Diode | Inseparable Luminaire | Direct Wired | 0-10 VDC Controls | 48 | 2700 | 0.001 | 91 | 52 | 433 | 0.96 | Ambient | 50000 |  | 1 | 99999 | 0.01 | 13 | 4 | 0.01 | 0.01 | 0 | 0 | 0 | 0 | 0.09 | 0.02 | 0 | 0 | 0 | 0 | 0.85 | 0 | 0 | 0 | 0 | 0 | True | False | Non Federally-Regulated | 12/15/2021 |  | 01/17/2022
USAI Lighting | USAI Lighting | Z1RD*-09X1M-27KH-35-M0-BL-IC-RM-120V-D19 | Light Emitting Diode | Inseparable Luminaire | Direct Wired | 0-10 VDC Controls | 48 | 2700 | 0.001 | 91 | 52 | 433 | 0.96 | Ambient | 50000 |  | 1 | 99999 | 0.01 | 16 | 17 | 0.01 | 0.01 | 0.01 | 0.01 | 0 | 0 | 0.01 | 0.01 | 0.01 | 0.01 | 0 | 0 | 0.01 | 0.01 | 0.01 | 0.01 | 0 | 0 | True | False | Non Federally-Regulated | 12/15/2021 |  | 01/17/2022
USAI Lighting | USAI Lighting | Z1RD*-09X1M-27KH-35-M0-BG-IC-RM-UNV-D6A | Light Emitting Diode | Inseparable Luminaire | Direct Wired | 0-10 VDC Controls | 48 | 2700 | 0.001 | 91 | 52 | 433 | 0.96 | Ambient | 50000 |  | 1 | 99999 | 0.01 | 13 | 4 | 0.01 | 0.01 | 0 | 0 | 0 | 0 | 0.09 | 0.02 | 0 | 0 | 0 | 0 | 0.85 | 0 | 0 | 0 | 0 | 0 | True | False | Non Federally-Regulated | 12/15/2021 |  | 01/17/2022
USAI Lighting | USAI Lighting | Z1RD*-09X1M-27KH-35-M0-BG-IC-RM-UNV-D6B | Light Emitting Diode | Inseparable Luminaire | Direct Wired | 0-10 VDC Controls | 48 | 2700 | 0.001 | 91 | 52 | 433 | 0.96 | Ambient | 50000 |  | 1 | 99999 | 0.01 | 13 | 4 | 0.01 | 0.01 | 0 | 0 | 0 | 0 | 0.09 | 0.02 | 0 | 0 | 0 | 0 | 0.85 | 0 | 0 | 0 | 0 | 0 | True | False | Non Federally-Regulated | 12/15/2021 |  | 01/17/2022
USAI Lighting | USAI Lighting | Z1RD*-09X1M-27KH-35-M0-BG-IC-RM-UNV-D6E | Light Emitting Diode | Inseparable Luminaire | Direct Wired | 0-10 VDC Controls | 48 | 2700 | 0.001 | 91 | 52 | 433 | 0.96 | Ambient | 50000 |  | 1 | 99999 | 0.01 | 13 | 4 | 0.01 | 0.01 | 0 | 0 | 0 | 0 | 0.09 | 0.02 | 0 | 0 | 0 | 0 | 0.85 | 0 | 0 | 0 | 0 | 0 | True | False | Non Federally-Regulated | 12/15/2021 |  | 01/17/2022
USAI Lighting | USAI Lighting | Z1RD*-09X1M-27KH-35-M0-BG-IC-RM-UNV-D6F | Light Emitting Diode | Inseparable Luminaire | Direct Wired | 0-10 VDC Controls | 48 | 2700 | 0.001 | 91 | 52 | 433 | 0.96 | Ambient | 50000 |  | 1 | 99999 | 0.01 | 13 | 4 | 0.01 | 0.01 | 0 | 0 | 0 | 0 | 0.09 | 0.02 | 0 | 0 | 0 | 0 | 0.85 | 0 | 0 | 0 | 0 | 0 | True | False | Non Federally-Regulated | 12/15/2021 |  | 01/17/2022
USAI Lighting | USAI Lighting | Z1RD*-09X1M-27KH-35-M0-BG-IC-RM-120V-D19 | Light Emitting Diode | Inseparable Luminaire | Direct Wired | 0-10 VDC Controls | 48 | 2700 | 0.001 | 91 | 52 | 433 | 0.96 | Ambient | 50000 |  | 1 | 99999 | 0.01 | 16 | 17 | 0.01 | 0.01 | 0.01 | 0.01 | 0 | 0 | 0.01 | 0.01 | 0.01 | 0.01 | 0 | 0 | 0.01 | 0.01 | 0.01 | 0.01 | 0 | 0 | True | False | Non Federally-Regulated | 12/15/2021 |  | 01/17/2022
USAI Lighting | USAI Lighting | Z1RD*-09X1M-30KH-35-M0-BL-IC-RM-UNV-D6A | Light Emitting Diode | Inseparable Luminaire | Direct Wired | 0-10 VDC Controls | 52 | 3000 | 0.001 | 91 | 52 | 433 | 0.96 | Ambient | 50000 |  | 1 | 99999 | 0.01 | 13 | 4 | 0.01 | 0.01 | 0 | 0 | 0 | 0 | 0.09 | 0.02 | 0 | 0 | 0 | 0 | 0.85 | 0 | 0 | 0 | 0 | 0 | True | False | Non Federally-Regulated | 12/15/2021 |  | 01/17/2022
USAI Lighting | USAI Lighting | Z1RD*-09X1M-30KH-35-M0-BL-IC-RM-UNV-D6B | Light Emitting Diode | Inseparable Luminaire | Direct Wired | 0-10 VDC Controls | 52 | 3000 | 0.001 | 91 | 52 | 433 | 0.96 | Ambient | 50000 |  | 1 | 99999 | 0.01 | 13 | 4 | 0.01 | 0.01 | 0 | 0 | 0 | 0 | 0.09 | 0.02 | 0 | 0 | 0 | 0 | 0.85 | 0 | 0 | 0 | 0 | 0 | True | False | Non Federally-Regulated | 12/15/2021 |  | 01/17/2022
USAI Lighting | USAI Lighting | Z1RD*-09X1M-30KH-35-M0-BL-IC-RM-UNV-D6E | Light Emitting Diode | Inseparable Luminaire | Direct Wired | 0-10 VDC Controls | 52 | 3000 | 0.001 | 91 | 52 | 433 | 0.96 | Ambient | 50000 |  | 1 | 99999 | 0.01 | 13 | 4 | 0.01 | 0.01 | 0 | 0 | 0 | 0 | 0.09 | 0.02 | 0 | 0 | 0 | 0 | 0.85 | 0 | 0 | 0 | 0 | 0 | True | False | Non Federally-Regulated | 12/15/2021 |  | 01/17/2022
USAI Lighting | USAI Lighting | Z1RD*-09X1M-30KH-35-M0-BL-IC-RM-UNV-D6F | Light Emitting Diode | Inseparable Luminaire | Direct Wired | 0-10 VDC Controls | 52 | 3000 | 0.001 | 91 | 52 | 433 | 0.96 | Ambient | 50000 |  | 1 | 99999 | 0.01 | 13 | 4 | 0.01 | 0.01 | 0 | 0 | 0 | 0 | 0.09 | 0.02 | 0 | 0 | 0 | 0 | 0.85 | 0 | 0 | 0 | 0 | 0 | True | False | Non Federally-Regulated | 12/15/2021 |  | 01/17/2022
USAI Lighting | USAI Lighting | Z1RD*-09X1M-30KH-35-M0-BL-IC-RM-120V-D19 | Light Emitting Diode | Inseparable Luminaire | Direct Wired | 0-10 VDC Controls | 52 | 3000 | 0.001 | 91 | 52 | 433 | 0.96 | Ambient | 50000 |  | 1 | 99999 | 0.01 | 16 | 17 | 0.01 | 0.01 | 0.01 | 0.01 | 0 | 0 | 0.01 | 0.01 | 0.01 | 0.01 | 0 | 0 | 0.01 | 0.01 | 0.01 | 0.01 | 0 | 0 | True | False | Non Federally-Regulated | 12/15/2021 |  | 01/17/2022
USAI Lighting | USAI Lighting | Z1RD*-09X1M-30KH-35-M0-BG-IC-RM-UNV-D6A | Light Emitting Diode | Inseparable Luminaire | Direct Wired | 0-10 VDC Controls | 52 | 3000 | 0.001 | 91 | 52 | 433 | 0.96 | Ambient | 50000 |  | 1 | 99999 | 0.01 | 13 | 4 | 0.01 | 0.01 | 0 | 0 | 0 | 0 | 0.09 | 0.02 | 0 | 0 | 0 | 0 | 0.85 | 0 | 0 | 0 | 0 | 0 | True | False | Non Federally-Regulated | 12/15/2021 |  | 01/17/2022
USAI Lighting | USAI Lighting | Z1RD*-09X1M-30KH-35-M0-BG-IC-RM-UNV-D6B | Light Emitting Diode | Inseparable Luminaire | Direct Wired | 0-10 VDC Controls | 52 | 3000 | 0.001 | 91 | 52 | 433 | 0.96 | Ambient | 50000 |  | 1 | 99999 | 0.01 | 13 | 4 | 0.01 | 0.01 | 0 | 0 | 0 | 0 | 0.09 | 0.02 | 0 | 0 | 0 | 0 | 0.85 | 0 | 0 | 0 | 0 | 0 | True | False | Non Federally-Regulated | 12/15/2021 |  | 01/17/2022
USAI Lighting | USAI Lighting | Z1RD*-09X1M-30KH-35-M0-BG-IC-RM-UNV-D6E | Light Emitting Diode | Inseparable Luminaire | Direct Wired | 0-10 VDC Controls | 52 | 3000 | 0.001 | 91 | 52 | 433 | 0.96 | Ambient | 50000 |  | 1 | 99999 | 0.01 | 13 | 4 | 0.01 | 0.01 | 0 | 0 | 0 | 0 | 0.09 | 0.02 | 0 | 0 | 0 | 0 | 0.85 | 0 | 0 | 0 | 0 | 0 | True | False | Non Federally-Regulated | 12/15/2021 |  | 01/17/2022
USAI Lighting | USAI Lighting | Z1RD*-09X1M-30KH-35-M0-BG-IC-RM-UNV-D6F | Light Emitting Diode | Inseparable Luminaire | Direct Wired | 0-10 VDC Controls | 52 | 3000 | 0.001 | 91 | 52 | 433 | 0.96 | Ambient | 50000 |  | 1 | 99999 | 0.01 | 13 | 4 | 0.01 | 0.01 | 0 | 0 | 0 | 0 | 0.09 | 0.02 | 0 | 0 | 0 | 0 | 0.85 | 0 | 0 | 0 | 0 | 0 | True | False | Non Federally-Regulated | 12/15/2021 |  | 01/17/2022
USAI Lighting | USAI Lighting | Z1RD*-09X1M-30KH-35-M0-BG-IC-RM-120V-D19 | Light Emitting Diode | Inseparable Luminaire | Direct Wired | 0-10 VDC Controls | 52 | 3000 | 0.001 | 91 | 52 | 433 | 0.96 | Ambient | 50000 |  | 1 | 99999 | 0.01 | 16 | 17 | 0.01 | 0.01 | 0.01 | 0.01 | 0 | 0 | 0.01 | 0.01 | 0.01 | 0.01 | 0 | 0 | 0.01 | 0.01 | 0.01 | 0.01 | 0 | 0 | True | False | Non Federally-Regulated | 12/15/2021 |  | 01/17/2022
USAI Lighting | USAI Lighting | Z1RD*-09X1M-35KH-35-M0-BL-IC-RM-UNV-D6A | Light Emitting Diode | Inseparable Luminaire | Direct Wired | 0-10 VDC Controls | 52 | 3500 | 0.001 | 91 | 52 | 433 | 0.96 | Ambient | 50000 |  | 1 | 99999 | 0.01 | 13 | 4 | 0.01 | 0.01 | 0 | 0 | 0 | 0 | 0.09 | 0.02 | 0 | 0 | 0 | 0 | 0.85 | 0 | 0 | 0 | 0 | 0 | True | False | Non Federally-Regulated | 12/15/2021 |  | 01/17/2022
USAI Lighting | USAI Lighting | Z1RD*-09X1M-35KH-35-M0-BL-IC-RM-UNV-D6B | Light Emitting Diode | Inseparable Luminaire | Direct Wired | 0-10 VDC Controls | 52 | 3500 | 0.001 | 91 | 52 | 433 | 0.96 | Ambient | 50000 |  | 1 | 99999 | 0.01 | 13 | 4 | 0.01 | 0.01 | 0 | 0 | 0 | 0 | 0.09 | 0.02 | 0 | 0 | 0 | 0 | 0.85 | 0 | 0 | 0 | 0 | 0 | True | False | Non Federally-Regulated | 12/15/2021 |  | 01/17/2022
USAI Lighting | USAI Lighting | Z1RD*-09X1M-35KH-35-M0-BL-IC-RM-UNV-D6E | Light Emitting Diode | Inseparable Luminaire | Direct Wired | 0-10 VDC Controls | 52 | 3500 | 0.001 | 91 | 52 | 433 | 0.96 | Ambient | 50000 |  | 1 | 99999 | 0.01 | 13 | 4 | 0.01 | 0.01 | 0 | 0 | 0 | 0 | 0.09 | 0.02 | 0 | 0 | 0 | 0 | 0.85 | 0 | 0 | 0 | 0 | 0 | True | False | Non Federally-Regulated | 12/15/2021 |  | 01/17/2022
USAI Lighting | USAI Lighting | Z1RD*-09X1M-35KH-35-M0-BL-IC-RM-UNV-D6F | Light Emitting Diode | Inseparable Luminaire | Direct Wired | 0-10 VDC Controls | 52 | 3500 | 0.001 | 91 | 52 | 433 | 0.96 | Ambient | 50000 |  | 1 | 99999 | 0.01 | 13 | 4 | 0.01 | 0.01 | 0 | 0 | 0 | 0 | 0.09 | 0.02 | 0 | 0 | 0 | 0 | 0.85 | 0 | 0 | 0 | 0 | 0 | True | False | Non Federally-Regulated | 12/15/2021 |  | 01/17/2022
USAI Lighting | USAI Lighting | Z1RD*-09X1M-35KH-35-M0-BL-IC-RM-120V-D19 | Light Emitting Diode | Inseparable Luminaire | Direct Wired | 0-10 VDC Controls | 52 | 3500 | 0.001 | 91 | 52 | 433 | 0.96 | Ambient | 50000 |  | 1 | 99999 | 0.01 | 16 | 17 | 0.01 | 0.01 | 0.01 | 0.01 | 0 | 0 | 0.01 | 0.01 | 0.01 | 0.01 | 0 | 0 | 0.01 | 0.01 | 0.01 | 0.01 | 0 | 0 | True | False | Non Federally-Regulated | 12/15/2021 |  | 01/17/2022
USAI Lighting | USAI Lighting | Z1RD*-09X1M-35KH-35-M0-BG-IC-RM-UNV-D6A | Light Emitting Diode | Inseparable Luminaire | Direct Wired | 0-10 VDC Controls | 52 | 3500 | 0.001 | 91 | 52 | 433 | 0.96 | Ambient | 50000 |  | 1 | 99999 | 0.01 | 13 | 4 | 0.01 | 0.01 | 0 | 0 | 0 | 0 | 0.09 | 0.02 | 0 | 0 | 0 | 0 | 0.85 | 0 | 0 | 0 | 0 | 0 | True | False | Non Federally-Regulated | 12/15/2021 |  | 01/17/2022
USAI Lighting | USAI Lighting | Z1RD*-09X1M-35KH-35-M0-BG-IC-RM-UNV-D6B | Light Emitting Diode | Inseparable Luminaire | Direct Wired | 0-10 VDC Controls | 52 | 3500 | 0.001 | 91 | 52 | 433 | 0.96 | Ambient | 50000 |  | 1 | 99999 | 0.01 | 13 | 4 | 0.01 | 0.01 | 0 | 0 | 0 | 0 | 0.09 | 0.02 | 0 | 0 | 0 | 0 | 0.85 | 0 | 0 | 0 | 0 | 0 | True | False | Non Federally-Regulated | 12/15/2021 |  | 01/17/2022
USAI Lighting | USAI Lighting | Z1RD*-09X1M-35KH-35-M0-BG-IC-RM-UNV-D6E | Light Emitting Diode | Inseparable Luminaire | Direct Wired | 0-10 VDC Controls | 52 | 3500 | 0.001 | 91 | 52 | 433 | 0.96 | Ambient | 50000 |  | 1 | 99999 | 0.01 | 13 | 4 | 0.01 | 0.01 | 0 | 0 | 0 | 0 | 0.09 | 0.02 | 0 | 0 | 0 | 0 | 0.85 | 0 | 0 | 0 | 0 | 0 | True | False | Non Federally-Regulated | 12/15/2021 |  | 01/17/2022
USAI Lighting | USAI Lighting | Z1RD*-09X1M-35KH-35-M0-BG-IC-RM-UNV-D6F | Light Emitting Diode | Inseparable Luminaire | Direct Wired | 0-10 VDC Controls | 52 | 3500 | 0.001 | 91 | 52 | 433 | 0.96 | Ambient | 50000 |  | 1 | 99999 | 0.01 | 13 | 4 | 0.01 | 0.01 | 0 | 0 | 0 | 0 | 0.09 | 0.02 | 0 | 0 | 0 | 0 | 0.85 | 0 | 0 | 0 | 0 | 0 | True | False | Non Federally-Regulated | 12/15/2021 |  | 01/17/2022
USAI Lighting | USAI Lighting | Z1RD*-09X1M-35KH-35-M0-BG-IC-RM-120V-D19 | Light Emitting Diode | Inseparable Luminaire | Direct Wired | 0-10 VDC Controls | 52 | 3500 | 0.001 | 91 | 52 | 433 | 0.96 | Ambient | 50000 |  | 1 | 99999 | 0.01 | 16 | 17 | 0.01 | 0.01 | 0.01 | 0.01 | 0 | 0 | 0.01 | 0.01 | 0.01 | 0.01 | 0 | 0 | 0.01 | 0.01 | 0.01 | 0.01 | 0 | 0 | True | False | Non Federally-Regulated | 12/15/2021 |  | 01/17/2022
USAI Lighting | USAI Lighting | Z1RD*-09X1M-40KH-35-M0-BL-IC-RM-UNV-D6A | Light Emitting Diode | Inseparable Luminaire | Direct Wired | 0-10 VDC Controls | 56 | 4000 | 0.001 | 91 | 52 | 433 | 0.96 | Ambient | 50000 |  | 1 | 99999 | 0.01 | 13 | 4 | 0.01 | 0.01 | 0 | 0 | 0 | 0 | 0.09 | 0.02 | 0 | 0 | 0 | 0 | 0.85 | 0 | 0 | 0 | 0 | 0 | True | False | Non Federally-Regulated | 12/15/2021 |  | 01/17/2022
USAI Lighting | USAI Lighting | Z1RD*-09X1M-40KH-35-M0-BL-IC-RM-UNV-D6B | Light Emitting Diode | Inseparable Luminaire | Direct Wired | 0-10 VDC Controls | 56 | 4000 | 0.001 | 91 | 52 | 433 | 0.96 | Ambient | 50000 |  | 1 | 99999 | 0.01 | 13 | 4 | 0.01 | 0.01 | 0 | 0 | 0 | 0 | 0.09 | 0.02 | 0 | 0 | 0 | 0 | 0.85 | 0 | 0 | 0 | 0 | 0 | True | False | Non Federally-Regulated | 12/15/2021 |  | 01/17/2022
USAI Lighting | USAI Lighting | Z1RD*-09X1M-40KH-35-M0-BL-IC-RM-UNV-D6E | Light Emitting Diode | Inseparable Luminaire | Direct Wired | 0-10 VDC Controls | 56 | 4000 | 0.001 | 91 | 52 | 433 | 0.96 | Ambient | 50000 |  | 1 | 99999 | 0.01 | 13 | 4 | 0.01 | 0.01 | 0 | 0 | 0 | 0 | 0.09 | 0.02 | 0 | 0 | 0 | 0 | 0.85 | 0 | 0 | 0 | 0 | 0 | True | False | Non Federally-Regulated | 12/15/2021 |  | 01/17/2022
USAI Lighting | USAI Lighting | Z1RD*-09X1M-40KH-35-M0-BL-IC-RM-UNV-D6F | Light Emitting Diode | Inseparable Luminaire | Direct Wired | 0-10 VDC Controls | 56 | 4000 | 0.001 | 91 | 52 | 433 | 0.96 | Ambient | 50000 |  | 1 | 99999 | 0.01 | 13 | 4 | 0.01 | 0.01 | 0 | 0 | 0 | 0 | 0.09 | 0.02 | 0 | 0 | 0 | 0 | 0.85 | 0 | 0 | 0 | 0 | 0 | True | False | Non Federally-Regulated | 12/15/2021 |  | 01/17/2022
USAI Lighting | USAI Lighting | Z1RD*-09X1M-40KH-35-M0-BL-IC-RM-120V-D19 | Light Emitting Diode | Inseparable Luminaire | Direct Wired | 0-10 VDC Controls | 56 | 4000 | 0.001 | 91 | 52 | 433 | 0.96 | Ambient | 50000 |  | 1 | 99999 | 0.01 | 16 | 17 | 0.01 | 0.01 | 0.01 | 0.01 | 0 | 0 | 0.01 | 0.01 | 0.01 | 0.01 | 0 | 0 | 0.01 | 0.01 | 0.01 | 0.01 | 0 | 0 | True | False | Non Federally-Regulated | 12/15/2021 |  | 01/17/2022
USAI Lighting | USAI Lighting | Z1RD*-09X1M-40KH-35-M0-BG-IC-RM-UNV-D6A | Light Emitting Diode | Inseparable Luminaire | Direct Wired | 0-10 VDC Controls | 56 | 4000 | 0.001 | 91 | 52 | 433 | 0.96 | Ambient | 50000 |  | 1 | 99999 | 0.01 | 13 | 4 | 0.01 | 0.01 | 0 | 0 | 0 | 0 | 0.09 | 0.02 | 0 | 0 | 0 | 0 | 0.85 | 0 | 0 | 0 | 0 | 0 | True | False | Non Federally-Regulated | 12/15/2021 |  | 01/17/2022
USAI Lighting | USAI Lighting | Z1RD*-09X1M-40KH-35-M0-BG-IC-RM-UNV-D6B | Light Emitting Diode | Inseparable Luminaire | Direct Wired | 0-10 VDC Controls | 56 | 4000 | 0.001 | 91 | 52 | 433 | 0.96 | Ambient | 50000 |  | 1 | 99999 | 0.01 | 13 | 4 | 0.01 | 0.01 | 0 | 0 | 0 | 0 | 0.09 | 0.02 | 0 | 0 | 0 | 0 | 0.85 | 0 | 0 | 0 | 0 | 0 | True | False | Non Federally-Regulated | 12/15/2021 |  | 01/17/2022
USAI Lighting | USAI Lighting | Z1RD*-09X1M-40KH-35-M0-BG-IC-RM-UNV-D6E | Light Emitting Diode | Inseparable Luminaire | Direct Wired | 0-10 VDC Controls | 56 | 4000 | 0.001 | 91 | 52 | 433 | 0.96 | Ambient | 50000 |  | 1 | 99999 | 0.01 | 13 | 4 | 0.01 | 0.01 | 0 | 0 | 0 | 0 | 0.09 | 0.02 | 0 | 0 | 0 | 0 | 0.85 | 0 | 0 | 0 | 0 | 0 | True | False | Non Federally-Regulated | 12/15/2021 |  | 01/17/2022
USAI Lighting | USAI Lighting | Z1RD*-09X1M-40KH-35-M0-BG-IC-RM-UNV-D6F | Light Emitting Diode | Inseparable Luminaire | Direct Wired | 0-10 VDC Controls | 56 | 4000 | 0.001 | 91 | 52 | 433 | 0.96 | Ambient | 50000 |  | 1 | 99999 | 0.01 | 13 | 4 | 0.01 | 0.01 | 0 | 0 | 0 | 0 | 0.09 | 0.02 | 0 | 0 | 0 | 0 | 0.85 | 0 | 0 | 0 | 0 | 0 | True | False | Non Federally-Regulated | 12/15/2021 |  | 01/17/2022
USAI Lighting | USAI Lighting | Z1RD*-09X1M-40KH-35-M0-BG-IC-RM-120V-D19 | Light Emitting Diode | Inseparable Luminaire | Direct Wired | 0-10 VDC Controls | 56 | 4000 | 0.001 | 91 | 52 | 433 | 0.96 | Ambient | 50000 |  | 1 | 99999 | 0.01 | 16 | 17 | 0.01 | 0.01 | 0.01 | 0.01 | 0 | 0 | 0.01 | 0.01 | 0.01 | 0.01 | 0 | 0 | 0.01 | 0.01 | 0.01 | 0.01 | 0 | 0 | True | False | Non Federally-Regulated | 12/15/2021 |  | 01/17/2022
USAI Lighting | USAI Lighting | Z1RD*-15X1M-27KH-35-M0-BL-IC-RM-UNV-D6A | Light Emitting Diode | Inseparable Luminaire | Direct Wired | 0-10 VDC Controls | 47 | 2700 | 0.001 | 91 | 52 | 433 | 0.96 | Ambient | 50000 |  | 1 | 99999 | 0.01 | 13 | 4 | 0.01 | 0.01 | 0 | 0 | 0 | 0 | 0.09 | 0.02 | 0 | 0 | 0 | 0 | 0.85 | 0 | 0 | 0 | 0 | 0 | True | False | Non Federally-Regulated | 12/15/2021 |  | 01/17/2022
USAI Lighting | USAI Lighting | Z1RD*-15X1M-27KH-35-M0-BL-IC-RM-UNV-D6B | Light Emitting Diode | Inseparable Luminaire | Direct Wired | 0-10 VDC Controls | 47 | 2700 | 0.001 | 91 | 52 | 433 | 0.96 | Ambient | 50000 |  | 1 | 99999 | 0.01 | 13 | 4 | 0.01 | 0.01 | 0 | 0 | 0 | 0 | 0.09 | 0.02 | 0 | 0 | 0 | 0 | 0.85 | 0 | 0 | 0 | 0 | 0 | True | False | Non Federally-Regulated | 12/15/2021 |  | 01/17/2022
USAI Lighting | USAI Lighting | Z1RD*-15X1M-27KH-35-M0-BL-IC-RM-UNV-D6E | Light Emitting Diode | Inseparable Luminaire | Direct Wired | 0-10 VDC Controls | 47 | 2700 | 0.001 | 91 | 52 | 433 | 0.96 | Ambient | 50000 |  | 1 | 99999 | 0.01 | 13 | 4 | 0.01 | 0.01 | 0 | 0 | 0 | 0 | 0.09 | 0.02 | 0 | 0 | 0 | 0 | 0.85 | 0 | 0 | 0 | 0 | 0 | True | False | Non Federally-Regulated | 12/15/2021 |  | 01/17/2022
USAI Lighting | USAI Lighting | Z1RD*-15X1M-27KH-35-M0-BL-IC-RM-UNV-D6F | Light Emitting Diode | Inseparable Luminaire | Direct Wired | 0-10 VDC Controls | 47 | 2700 | 0.001 | 91 | 52 | 433 | 0.96 | Ambient | 50000 |  | 1 | 99999 | 0.01 | 13 | 4 | 0.01 | 0.01 | 0 | 0 | 0 | 0 | 0.09 | 0.02 | 0 | 0 | 0 | 0 | 0.85 | 0 | 0 | 0 | 0 | 0 | True | False | Non Federally-Regulated | 12/15/2021 |  | 01/17/2022
USAI Lighting | USAI Lighting | Z1RD*-15X1M-27KH-35-M0-BG-IC-RM-UNV-D6A | Light Emitting Diode | Inseparable Luminaire | Direct Wired | 0-10 VDC Controls | 47 | 2700 | 0.001 | 91 | 52 | 433 | 0.96 | Ambient | 50000 |  | 1 | 99999 | 0.01 | 13 | 4 | 0.01 | 0.01 | 0 | 0 | 0 | 0 | 0.09 | 0.02 | 0 | 0 | 0 | 0 | 0.85 | 0 | 0 | 0 | 0 | 0 | True | False | Non Federally-Regulated | 12/15/2021 |  | 01/17/2022
USAI Lighting | USAI Lighting | Z1RD*-15X1M-27KH-35-M0-BG-IC-RM-UNV-D6B | Light Emitting Diode | Inseparable Luminaire | Direct Wired | 0-10 VDC Controls | 47 | 2700 | 0.001 | 91 | 52 | 433 | 0.96 | Ambient | 50000 |  | 1 | 99999 | 0.01 | 13 | 4 | 0.01 | 0.01 | 0 | 0 | 0 | 0 | 0.09 | 0.02 | 0 | 0 | 0 | 0 | 0.85 | 0 | 0 | 0 | 0 | 0 | True | False | Non Federally-Regulated | 12/15/2021 |  | 01/17/2022
USAI Lighting | USAI Lighting | Z1RD*-15X1M-27KH-35-M0-BG-IC-RM-UNV-D6E | Light Emitting Diode | Inseparable Luminaire | Direct Wired | 0-10 VDC Controls | 47 | 2700 | 0.001 | 91 | 52 | 433 | 0.96 | Ambient | 50000 |  | 1 | 99999 | 0.01 | 13 | 4 | 0.01 | 0.01 | 0 | 0 | 0 | 0 | 0.09 | 0.02 | 0 | 0 | 0 | 0 | 0.85 | 0 | 0 | 0 | 0 | 0 | True | False | Non Federally-Regulated | 12/15/2021 |  | 01/17/2022
USAI Lighting | USAI Lighting | Z1RD*-15X1M-27KH-35-M0-BG-IC-RM-UNV-D6F | Light Emitting Diode | Inseparable Luminaire | Direct Wired | 0-10 VDC Controls | 47 | 2700 | 0.001 | 91 | 52 | 433 | 0.96 | Ambient | 50000 |  | 1 | 99999 | 0.01 | 13 | 4 | 0.01 | 0.01 | 0 | 0 | 0 | 0 | 0.09 | 0.02 | 0 | 0 | 0 | 0 | 0.85 | 0 | 0 | 0 | 0 | 0 | True | False | Non Federally-Regulated | 12/15/2021 |  | 01/17/2022
USAI Lighting | USAI Lighting | Z1RD*-15X1M-30KH-35-M0-BL-IC-RM-UNV-D6A | Light Emitting Diode | Inseparable Luminaire | Direct Wired | 0-10 VDC Controls | 50 | 3000 | 0.001 | 91 | 52 | 433 | 0.96 | Ambient | 50000 |  | 1 | 99999 | 0.01 | 13 | 4 | 0.01 | 0.01 | 0 | 0 | 0 | 0 | 0.09 | 0.02 | 0 | 0 | 0 | 0 | 0.85 | 0 | 0 | 0 | 0 | 0 | True | False | Non Federally-Regulated | 12/15/2021 |  | 01/17/2022
USAI Lighting | USAI Lighting | Z1RD*-15X1M-30KH-35-M0-BL-IC-RM-UNV-D6B | Light Emitting Diode | Inseparable Luminaire | Direct Wired | 0-10 VDC Controls | 50 | 3000 | 0.001 | 91 | 52 | 433 | 0.96 | Ambient | 50000 |  | 1 | 99999 | 0.01 | 13 | 4 | 0.01 | 0.01 | 0 | 0 | 0 | 0 | 0.09 | 0.02 | 0 | 0 | 0 | 0 | 0.85 | 0 | 0 | 0 | 0 | 0 | True | False | Non Federally-Regulated | 12/15/2021 |  | 01/17/2022
USAI Lighting | USAI Lighting | Z1RD*-15X1M-30KH-35-M0-BL-IC-RM-UNV-D6E | Light Emitting Diode | Inseparable Luminaire | Direct Wired | 0-10 VDC Controls | 50 | 3000 | 0.001 | 91 | 52 | 433 | 0.96 | Ambient | 50000 |  | 1 | 99999 | 0.01 | 13 | 4 | 0.01 | 0.01 | 0 | 0 | 0 | 0 | 0.09 | 0.02 | 0 | 0 | 0 | 0 | 0.85 | 0 | 0 | 0 | 0 | 0 | True | False | Non Federally-Regulated | 12/15/2021 |  | 01/17/2022
USAI Lighting | USAI Lighting | Z1RD*-15X1M-30KH-35-M0-BL-IC-RM-UNV-D6F | Light Emitting Diode | Inseparable Luminaire | Direct Wired | 0-10 VDC Controls | 50 | 3000 | 0.001 | 91 | 52 | 433 | 0.96 | Ambient | 50000 |  | 1 | 99999 | 0.01 | 13 | 4 | 0.01 | 0.01 | 0 | 0 | 0 | 0 | 0.09 | 0.02 | 0 | 0 | 0 | 0 | 0.85 | 0 | 0 | 0 | 0 | 0 | True | False | Non Federally-Regulated | 12/15/2021 |  | 01/17/2022
USAI Lighting | USAI Lighting | Z1RD*-15X1M-30KH-35-M0-BG-IC-RM-UNV-D6A | Light Emitting Diode | Inseparable Luminaire | Direct Wired | 0-10 VDC Controls | 50 | 3000 | 0.001 | 91 | 52 | 433 | 0.96 | Ambient | 50000 |  | 1 | 99999 | 0.01 | 13 | 4 | 0.01 | 0.01 | 0 | 0 | 0 | 0 | 0.09 | 0.02 | 0 | 0 | 0 | 0 | 0.85 | 0 | 0 | 0 | 0 | 0 | True | False | Non Federally-Regulated | 12/15/2021 |  | 01/17/2022
USAI Lighting | USAI Lighting | Z1RD*-15X1M-30KH-35-M0-BG-IC-RM-UNV-D6B | Light Emitting Diode | Inseparable Luminaire | Direct Wired | 0-10 VDC Controls | 50 | 3000 | 0.001 | 91 | 52 | 433 | 0.96 | Ambient | 50000 |  | 1 | 99999 | 0.01 | 13 | 4 | 0.01 | 0.01 | 0 | 0 | 0 | 0 | 0.09 | 0.02 | 0 | 0 | 0 | 0 | 0.85 | 0 | 0 | 0 | 0 | 0 | True | False | Non Federally-Regulated | 12/15/2021 |  | 01/17/2022
USAI Lighting | USAI Lighting | Z1RD*-15X1M-30KH-35-M0-BG-IC-RM-UNV-D6E | Light Emitting Diode | Inseparable Luminaire | Direct Wired | 0-10 VDC Controls | 50 | 3000 | 0.001 | 91 | 52 | 433 | 0.96 | Ambient | 50000 |  | 1 | 99999 | 0.01 | 13 | 4 | 0.01 | 0.01 | 0 | 0 | 0 | 0 | 0.09 | 0.02 | 0 | 0 | 0 | 0 | 0.85 | 0 | 0 | 0 | 0 | 0 | True | False | Non Federally-Regulated | 12/15/2021 |  | 01/17/2022
USAI Lighting | USAI Lighting | Z1RD*-15X1M-30KH-35-M0-BG-IC-RM-UNV-D6F | Light Emitting Diode | Inseparable Luminaire | Direct Wired | 0-10 VDC Controls | 50 | 3000 | 0.001 | 91 | 52 | 433 | 0.96 | Ambient | 50000 |  | 1 | 99999 | 0.01 | 13 | 4 | 0.01 | 0.01 | 0 | 0 | 0 | 0 | 0.09 | 0.02 | 0 | 0 | 0 | 0 | 0.85 | 0 | 0 | 0 | 0 | 0 | True | False | Non Federally-Regulated | 12/15/2021 |  | 01/17/2022
USAI Lighting | USAI Lighting | Z1RD*-15X1M-35KH-35-M0-BL-IC-RM-UNV-D6A | Light Emitting Diode | Inseparable Luminaire | Direct Wired | 0-10 VDC Controls | 50 | 3500 | 0.001 | 91 | 52 | 433 | 0.96 | Ambient | 50000 |  | 1 | 99999 | 0.01 | 13 | 4 | 0.01 | 0.01 | 0 | 0 | 0 | 0 | 0.09 | 0.02 | 0 | 0 | 0 | 0 | 0.85 | 0 | 0 | 0 | 0 | 0 | True | False | Non Federally-Regulated | 12/15/2021 |  | 01/17/2022
USAI Lighting | USAI Lighting | Z1RD*-15X1M-35KH-35-M0-BL-IC-RM-UNV-D6B | Light Emitting Diode | Inseparable Luminaire | Direct Wired | 0-10 VDC Controls | 50 | 3500 | 0.001 | 91 | 52 | 433 | 0.96 | Ambient | 50000 |  | 1 | 99999 | 0.01 | 13 | 4 | 0.01 | 0.01 | 0 | 0 | 0 | 0 | 0.09 | 0.02 | 0 | 0 | 0 | 0 | 0.85 | 0 | 0 | 0 | 0 | 0 | True | False | Non Federally-Regulated | 12/15/2021 |  | 01/17/2022
USAI Lighting | USAI Lighting | Z1RD*-15X1M-35KH-35-M0-BL-IC-RM-UNV-D6E | Light Emitting Diode | Inseparable Luminaire | Direct Wired | 0-10 VDC Controls | 50 | 3500 | 0.001 | 91 | 52 | 433 | 0.96 | Ambient | 50000 |  | 1 | 99999 | 0.01 | 13 | 4 | 0.01 | 0.01 | 0 | 0 | 0 | 0 | 0.09 | 0.02 | 0 | 0 | 0 | 0 | 0.85 | 0 | 0 | 0 | 0 | 0 | True | False | Non Federally-Regulated | 12/15/2021 |  | 01/17/2022
USAI Lighting | USAI Lighting | Z1RD*-15X1M-35KH-35-M0-BL-IC-RM-UNV-D6F | Light Emitting Diode | Inseparable Luminaire | Direct Wired | 0-10 VDC Controls | 50 | 3500 | 0.001 | 91 | 52 | 433 | 0.96 | Ambient | 50000 |  | 1 | 99999 | 0.01 | 13 | 4 | 0.01 | 0.01 | 0 | 0 | 0 | 0 | 0.09 | 0.02 | 0 | 0 | 0 | 0 | 0.85 | 0 | 0 | 0 | 0 | 0 | True | False | Non Federally-Regulated | 12/15/2021 |  | 01/17/2022
USAI Lighting | USAI Lighting | Z1RD*-15X1M-35KH-35-M0-BG-IC-RM-UNV-D6A | Light Emitting Diode | Inseparable Luminaire | Direct Wired | 0-10 VDC Controls | 50 | 3500 | 0.001 | 91 | 52 | 433 | 0.96 | Ambient | 50000 |  | 1 | 99999 | 0.01 | 13 | 4 | 0.01 | 0.01 | 0 | 0 | 0 | 0 | 0.09 | 0.02 | 0 | 0 | 0 | 0 | 0.85 | 0 | 0 | 0 | 0 | 0 | True | False | Non Federally-Regulated | 12/15/2021 |  | 01/17/2022
USAI Lighting | USAI Lighting | Z1RD*-15X1M-35KH-35-M0-BG-IC-RM-UNV-D6B | Light Emitting Diode | Inseparable Luminaire | Direct Wired | 0-10 VDC Controls | 50 | 3500 | 0.001 | 91 | 52 | 433 | 0.96 | Ambient | 50000 |  | 1 | 99999 | 0.01 | 13 | 4 | 0.01 | 0.01 | 0 | 0 | 0 | 0 | 0.09 | 0.02 | 0 | 0 | 0 | 0 | 0.85 | 0 | 0 | 0 | 0 | 0 | True | False | Non Federally-Regulated | 12/15/2021 |  | 01/17/2022
USAI Lighting | USAI Lighting | Z1RD*-15X1M-35KH-35-M0-BG-IC-RM-UNV-D6E | Light Emitting Diode | Inseparable Luminaire | Direct Wired | 0-10 VDC Controls | 50 | 3500 | 0.001 | 91 | 52 | 433 | 0.96 | Ambient | 50000 |  | 1 | 99999 | 0.01 | 13 | 4 | 0.01 | 0.01 | 0 | 0 | 0 | 0 | 0.09 | 0.02 | 0 | 0 | 0 | 0 | 0.85 | 0 | 0 | 0 | 0 | 0 | True | False | Non Federally-Regulated | 12/15/2021 |  | 01/17/2022
USAI Lighting | USAI Lighting | Z1RD*-15X1M-35KH-35-M0-BG-IC-RM-UNV-D6F | Light Emitting Diode | Inseparable Luminaire | Direct Wired | 0-10 VDC Controls | 50 | 3500 | 0.001 | 91 | 52 | 433 | 0.96 | Ambient | 50000 |  | 1 | 99999 | 0.01 | 13 | 4 | 0.01 | 0.01 | 0 | 0 | 0 | 0 | 0.09 | 0.02 | 0 | 0 | 0 | 0 | 0.85 | 0 | 0 | 0 | 0 | 0 | True | False | Non Federally-Regulated | 12/15/2021 |  | 01/17/2022
USAI Lighting | USAI Lighting | Z1RD*-15X1M-40KH-35-M0-BL-IC-RM-UNV-D6A | Light Emitting Diode | Inseparable Luminaire | Direct Wired | 0-10 VDC Controls | 53 | 4000 | 0.001 | 91 | 52 | 433 | 0.96 | Ambient | 50000 |  | 1 | 99999 | 0.01 | 13 | 4 | 0.01 | 0.01 | 0 | 0 | 0 | 0 | 0.09 | 0.02 | 0 | 0 | 0 | 0 | 0.85 | 0 | 0 | 0 | 0 | 0 | True | False | Non Federally-Regulated | 12/15/2021 |  | 01/17/2022
USAI Lighting | USAI Lighting | Z1RD*-15X1M-40KH-35-M0-BL-IC-RM-UNV-D6B | Light Emitting Diode | Inseparable Luminaire | Direct Wired | 0-10 VDC Controls | 53 | 4000 | 0.001 | 91 | 52 | 433 | 0.96 | Ambient | 50000 |  | 1 | 99999 | 0.01 | 13 | 4 | 0.01 | 0.01 | 0 | 0 | 0 | 0 | 0.09 | 0.02 | 0 | 0 | 0 | 0 | 0.85 | 0 | 0 | 0 | 0 | 0 | True | False | Non Federally-Regulated | 12/15/2021 |  | 01/17/2022
USAI Lighting | USAI Lighting | Z1RD*-15X1M-40KH-35-M0-BL-IC-RM-UNV-D6E | Light Emitting Diode | Inseparable Luminaire | Direct Wired | 0-10 VDC Controls | 53 | 4000 | 0.001 | 91 | 52 | 433 | 0.96 | Ambient | 50000 |  | 1 | 99999 | 0.01 | 13 | 4 | 0.01 | 0.01 | 0 | 0 | 0 | 0 | 0.09 | 0.02 | 0 | 0 | 0 | 0 | 0.85 | 0 | 0 | 0 | 0 | 0 | True | False | Non Federally-Regulated | 12/15/2021 |  | 01/17/2022
USAI Lighting | USAI Lighting | Z1RD*-15X1M-40KH-35-M0-BL-IC-RM-UNV-D6F | Light Emitting Diode | Inseparable Luminaire | Direct Wired | 0-10 VDC Controls | 53 | 4000 | 0.001 | 91 | 52 | 433 | 0.96 | Ambient | 50000 |  | 1 | 99999 | 0.01 | 13 | 4 | 0.01 | 0.01 | 0 | 0 | 0 | 0 | 0.09 | 0.02 | 0 | 0 | 0 | 0 | 0.85 | 0 | 0 | 0 | 0 | 0 | True | False | Non Federally-Regulated | 12/15/2021 |  | 01/17/2022
USAI Lighting | USAI Lighting | Z1RD*-15X1M-40KH-35-M0-BG-IC-RM-UNV-D6A | Light Emitting Diode | Inseparable Luminaire | Direct Wired | 0-10 VDC Controls | 53 | 4000 | 0.001 | 91 | 52 | 433 | 0.96 | Ambient | 50000 |  | 1 | 99999 | 0.01 | 13 | 4 | 0.01 | 0.01 | 0 | 0 | 0 | 0 | 0.09 | 0.02 | 0 | 0 | 0 | 0 | 0.85 | 0 | 0 | 0 | 0 | 0 | True | False | Non Federally-Regulated | 12/15/2021 |  | 01/17/2022
USAI Lighting | USAI Lighting | Z1RD*-15X1M-40KH-35-M0-BG-IC-RM-UNV-D6B | Light Emitting Diode | Inseparable Luminaire | Direct Wired | 0-10 VDC Controls | 53 | 4000 | 0.001 | 91 | 52 | 433 | 0.96 | Ambient | 50000 |  | 1 | 99999 | 0.01 | 13 | 4 | 0.01 | 0.01 | 0 | 0 | 0 | 0 | 0.09 | 0.02 | 0 | 0 | 0 | 0 | 0.85 | 0 | 0 | 0 | 0 | 0 | True | False | Non Federally-Regulated | 12/15/2021 |  | 01/17/2022
USAI Lighting | USAI Lighting | Z1RD*-15X1M-40KH-35-M0-BG-IC-RM-UNV-D6E | Light Emitting Diode | Inseparable Luminaire | Direct Wired | 0-10 VDC Controls | 53 | 4000 | 0.001 | 91 | 52 | 433 | 0.96 | Ambient | 50000 |  | 1 | 99999 | 0.01 | 13 | 4 | 0.01 | 0.01 | 0 | 0 | 0 | 0 | 0.09 | 0.02 | 0 | 0 | 0 | 0 | 0.85 | 0 | 0 | 0 | 0 | 0 | True | False | Non Federally-Regulated | 12/15/2021 |  | 01/17/2022
USAI Lighting | USAI Lighting | Z1RD*-15X1M-40KH-35-M0-BG-IC-RM-UNV-D6F | Light Emitting Diode | Inseparable Luminaire | Direct Wired | 0-10 VDC Controls | 53 | 4000 | 0.001 | 91 | 52 | 433 | 0.96 | Ambient | 50000 |  | 1 | 99999 | 0.01 | 13 | 4 | 0.01 | 0.01 | 0 | 0 | 0 | 0 | 0.09 | 0.02 | 0 | 0 | 0 | 0 | 0.85 | 0 | 0 | 0 | 0 | 0 | True | False | Non Federally-Regulated | 12/15/2021 |  | 01/17/2022
USAI Lighting | USAI Lighting | Z1RD*-07X4C-27KH-35-M0-BL-IC-RM-04-UNV-D6E | Light Emitting Diode | Inseparable Luminaire | Direct Wired | 0-10 VDC Controls | 49 | 2700 | 0.001 | 91 | 52 | 433 | 0.96 | Ambient | 50000 |  | 1 | 99999 | 0.01 | 13 | 4 | 0.01 | 0.01 | 0 | 0 | 0 | 0 | 0.09 | 0.02 | 0 | 0 | 0 | 0 | 0.85 | 0 | 0 | 0 | 0 | 0 | True | False | Non Federally-Regulated | 12/15/2021 |  | 01/17/2022
USAI Lighting | USAI Lighting | Z1RD*-07X4C-27KH-35-M0-BL-IC-RM-04-UNV-D6F | Light Emitting Diode | Inseparable Luminaire | Direct Wired | 0-10 VDC Controls | 49 | 2700 | 0.001 | 91 | 52 | 433 | 0.96 | Ambient | 50000 |  | 1 | 99999 | 0.01 | 13 | 4 | 0.01 | 0.01 | 0 | 0 | 0 | 0 | 0.09 | 0.02 | 0 | 0 | 0 | 0 | 0.85 | 0 | 0 | 0 | 0 | 0 | True | False | Non Federally-Regulated | 12/15/2021 |  | 01/17/2022
USAI Lighting | USAI Lighting | Z1RD*-07X4C-27KH-35-M0-BG-IC-RM-04-UNV-D6E | Light Emitting Diode | Inseparable Luminaire | Direct Wired | 0-10 VDC Controls | 49 | 2700 | 0.001 | 91 | 52 | 433 | 0.96 | Ambient | 50000 |  | 1 | 99999 | 0.01 | 13 | 4 | 0.01 | 0.01 | 0 | 0 | 0 | 0 | 0.09 | 0.02 | 0 | 0 | 0 | 0 | 0.85 | 0 | 0 | 0 | 0 | 0 | True | False | Non Federally-Regulated | 12/15/2021 |  | 01/17/2022
USAI Lighting | USAI Lighting | Z1RD*-07X4C-27KH-35-M0-BG-IC-RM-04-UNV-D6F | Light Emitting Diode | Inseparable Luminaire | Direct Wired | 0-10 VDC Controls | 49 | 2700 | 0.001 | 91 | 52 | 433 | 0.96 | Ambient | 50000 |  | 1 | 99999 | 0.01 | 13 | 4 | 0.01 | 0.01 | 0 | 0 | 0 | 0 | 0.09 | 0.02 | 0 | 0 | 0 | 0 | 0.85 | 0 | 0 | 0 | 0 | 0 | True | False | Non Federally-Regulated | 12/15/2021 |  | 01/17/2022
USAI Lighting | USAI Lighting | Z1RD*-07X4C-30KH-35-M0-BL-IC-RM-04-UNV-D6E | Light Emitting Diode | Inseparable Luminaire | Direct Wired | 0-10 VDC Controls | 53 | 3000 | 0.001 | 91 | 52 | 433 | 0.96 | Ambient | 50000 |  | 1 | 99999 | 0.01 | 13 | 4 | 0.01 | 0.01 | 0 | 0 | 0 | 0 | 0.09 | 0.02 | 0 | 0 | 0 | 0 | 0.85 | 0 | 0 | 0 | 0 | 0 | True | False | Non Federally-Regulated | 12/15/2021 |  | 01/17/2022
USAI Lighting | USAI Lighting | Z1RD*-07X4C-30KH-35-M0-BL-IC-RM-04-UNV-D6F | Light Emitting Diode | Inseparable Luminaire | Direct Wired | 0-10 VDC Controls | 53 | 3000 | 0.001 | 91 | 52 | 433 | 0.96 | Ambient | 50000 |  | 1 | 99999 | 0.01 | 13 | 4 | 0.01 | 0.01 | 0 | 0 | 0 | 0 | 0.09 | 0.02 | 0 | 0 | 0 | 0 | 0.85 | 0 | 0 | 0 | 0 | 0 | True | False | Non Federally-Regulated | 12/15/2021 |  | 01/17/2022
USAI Lighting | USAI Lighting | Z1RD*-07X4C-30KH-35-M0-BG-IC-RM-04-UNV-D6E | Light Emitting Diode | Inseparable Luminaire | Direct Wired | 0-10 VDC Controls | 53 | 3000 | 0.001 | 91 | 52 | 433 | 0.96 | Ambient | 50000 |  | 1 | 99999 | 0.01 | 13 | 4 | 0.01 | 0.01 | 0 | 0 | 0 | 0 | 0.09 | 0.02 | 0 | 0 | 0 | 0 | 0.85 | 0 | 0 | 0 | 0 | 0 | True | False | Non Federally-Regulated | 12/15/2021 |  | 01/17/2022
USAI Lighting | USAI Lighting | Z1RD*-07X4C-30KH-35-M0-BG-IC-RM-04-UNV-D6F | Light Emitting Diode | Inseparable Luminaire | Direct Wired | 0-10 VDC Controls | 53 | 3000 | 0.001 | 91 | 52 | 433 | 0.96 | Ambient | 50000 |  | 1 | 99999 | 0.01 | 13 | 4 | 0.01 | 0.01 | 0 | 0 | 0 | 0 | 0.09 | 0.02 | 0 | 0 | 0 | 0 | 0.85 | 0 | 0 | 0 | 0 | 0 | True | False | Non Federally-Regulated | 12/15/2021 |  | 01/17/2022
USAI Lighting | USAI Lighting | Z1RD*-07X4C-35KH-35-M0-BL-IC-RM-04-UNV-D6E | Light Emitting Diode | Inseparable Luminaire | Direct Wired | 0-10 VDC Controls | 55 | 3500 | 0.001 | 91 | 52 | 433 | 0.96 | Ambient | 50000 |  | 1 | 99999 | 0.01 | 13 | 4 | 0.01 | 0.01 | 0 | 0 | 0 | 0 | 0.09 | 0.02 | 0 | 0 | 0 | 0 | 0.85 | 0 | 0 | 0 | 0 | 0 | True | False | Non Federally-Regulated | 12/15/2021 |  | 01/17/2022
USAI Lighting | USAI Lighting | Z1RD*-07X4C-35KH-35-M0-BL-IC-RM-04-UNV-D6F | Light Emitting Diode | Inseparable Luminaire | Direct Wired | 0-10 VDC Controls | 55 | 3500 | 0.001 | 91 | 52 | 433 | 0.96 | Ambient | 50000 |  | 1 | 99999 | 0.01 | 13 | 4 | 0.01 | 0.01 | 0 | 0 | 0 | 0 | 0.09 | 0.02 | 0 | 0 | 0 | 0 | 0.85 | 0 | 0 | 0 | 0 | 0 | True | False | Non Federally-Regulated | 12/15/2021 |  | 01/17/2022
USAI Lighting | USAI Lighting | Z1RD*-07X4C-35KH-35-M0-BG-IC-RM-04-UNV-D6E | Light Emitting Diode | Inseparable Luminaire | Direct Wired | 0-10 VDC Controls | 55 | 3500 | 0.001 | 91 | 52 | 433 | 0.96 | Ambient | 50000 |  | 1 | 99999 | 0.01 | 13 | 4 | 0.01 | 0.01 | 0 | 0 | 0 | 0 | 0.09 | 0.02 | 0 | 0 | 0 | 0 | 0.85 | 0 | 0 | 0 | 0 | 0 | True | False | Non Federally-Regulated | 12/15/2021 |  | 01/17/2022
USAI Lighting | USAI Lighting | Z1RD*-07X4C-35KH-35-M0-BG-IC-RM-04-UNV-D6F | Light Emitting Diode | Inseparable Luminaire | Direct Wired | 0-10 VDC Controls | 55 | 3500 | 0.001 | 91 | 52 | 433 | 0.96 | Ambient | 50000 |  | 1 | 99999 | 0.01 | 13 | 4 | 0.01 | 0.01 | 0 | 0 | 0 | 0 | 0.09 | 0.02 | 0 | 0 | 0 | 0 | 0.85 | 0 | 0 | 0 | 0 | 0 | True | False | Non Federally-Regulated | 12/15/2021 |  | 01/17/2022
USAI Lighting | USAI Lighting | Z1RD*-07X4C-40KH-35-M0-BL-IC-RM-04-UNV-D6E | Light Emitting Diode | Inseparable Luminaire | Direct Wired | 0-10 VDC Controls | 57 | 4000 | 0.001 | 91 | 52 | 433 | 0.96 | Ambient | 50000 |  | 1 | 99999 | 0.01 | 13 | 4 | 0.01 | 0.01 | 0 | 0 | 0 | 0 | 0.09 | 0.02 | 0 | 0 | 0 | 0 | 0.85 | 0 | 0 | 0 | 0 | 0 | True | False | Non Federally-Regulated | 12/15/2021 |  | 01/17/2022
USAI Lighting | USAI Lighting | Z1RD*-07X4C-40KH-35-M0-BL-IC-RM-04-UNV-D6F | Light Emitting Diode | Inseparable Luminaire | Direct Wired | 0-10 VDC Controls | 57 | 4000 | 0.001 | 91 | 52 | 433 | 0.96 | Ambient | 50000 |  | 1 | 99999 | 0.01 | 13 | 4 | 0.01 | 0.01 | 0 | 0 | 0 | 0 | 0.09 | 0.02 | 0 | 0 | 0 | 0 | 0.85 | 0 | 0 | 0 | 0 | 0 | True | False | Non Federally-Regulated | 12/15/2021 |  | 01/17/2022
USAI Lighting | USAI Lighting | Z1RD*-07X4C-40KH-35-M0-BG-IC-RM-04-UNV-D6E | Light Emitting Diode | Inseparable Luminaire | Direct Wired | 0-10 VDC Controls | 57 | 4000 | 0.001 | 91 | 52 | 433 | 0.96 | Ambient | 50000 |  | 1 | 99999 | 0.01 | 13 | 4 | 0.01 | 0.01 | 0 | 0 | 0 | 0 | 0.09 | 0.02 | 0 | 0 | 0 | 0 | 0.85 | 0 | 0 | 0 | 0 | 0 | True | False | Non Federally-Regulated | 12/15/2021 |  | 01/17/2022
USAI Lighting | USAI Lighting | Z1RD*-07X4C-40KH-35-M0-BG-IC-RM-04-UNV-D6F | Light Emitting Diode | Inseparable Luminaire | Direct Wired | 0-10 VDC Controls | 57 | 4000 | 0.001 | 91 | 52 | 433 | 0.96 | Ambient | 50000 |  | 1 | 99999 | 0.01 | 13 | 4 | 0.01 | 0.01 | 0 | 0 | 0 | 0 | 0.09 | 0.02 | 0 | 0 | 0 | 0 | 0.85 | 0 | 0 | 0 | 0 | 0 | True | False | Non Federally-Regulated | 12/15/2021 |  | 01/17/2022
USAI Lighting | USAI Lighting | Z1RD*-11X4C-27KH-35-M0-BL-IC-RM-04-UNV-D6E | Light Emitting Diode | Inseparable Luminaire | Direct Wired | 0-10 VDC Controls | 45 | 2700 | 0.001 | 91 | 52 | 433 | 0.96 | Ambient | 50000 |  | 1 | 99999 | 0.01 | 13 | 4 | 0.01 | 0.01 | 0 | 0 | 0 | 0 | 0.09 | 0.02 | 0 | 0 | 0 | 0 | 0.85 | 0 | 0 | 0 | 0 | 0 | True | False | Non Federally-Regulated | 12/15/2021 |  | 01/17/2022
USAI Lighting | USAI Lighting | Z1RD*-11X4C-27KH-35-M0-BL-IC-RM-04-UNV-D6F | Light Emitting Diode | Inseparable Luminaire | Direct Wired | 0-10 VDC Controls | 45 | 2700 | 0.001 | 91 | 52 | 433 | 0.96 | Ambient | 50000 |  | 1 | 99999 | 0.01 | 13 | 4 | 0.01 | 0.01 | 0 | 0 | 0 | 0 | 0.09 | 0.02 | 0 | 0 | 0 | 0 | 0.85 | 0 | 0 | 0 | 0 | 0 | True | False | Non Federally-Regulated | 12/15/2021 |  | 01/17/2022
USAI Lighting | USAI Lighting | Z1RD*-11X4C-27KH-35-M0-BG-IC-RM-04-UNV-D6E | Light Emitting Diode | Inseparable Luminaire | Direct Wired | 0-10 VDC Controls | 45 | 2700 | 0.001 | 91 | 52 | 433 | 0.96 | Ambient | 50000 |  | 1 | 99999 | 0.01 | 13 | 4 | 0.01 | 0.01 | 0 | 0 | 0 | 0 | 0.09 | 0.02 | 0 | 0 | 0 | 0 | 0.85 | 0 | 0 | 0 | 0 | 0 | True | False | Non Federally-Regulated | 12/15/2021 |  | 01/17/2022
USAI Lighting | USAI Lighting | Z1RD*-11X4C-27KH-35-M0-BG-IC-RM-04-UNV-D6F | Light Emitting Diode | Inseparable Luminaire | Direct Wired | 0-10 VDC Controls | 45 | 2700 | 0.001 | 91 | 52 | 433 | 0.96 | Ambient | 50000 |  | 1 | 99999 | 0.01 | 13 | 4 | 0.01 | 0.01 | 0 | 0 | 0 | 0 | 0.09 | 0.02 | 0 | 0 | 0 | 0 | 0.85 | 0 | 0 | 0 | 0 | 0 | True | False | Non Federally-Regulated | 12/15/2021 |  | 01/17/2022
USAI Lighting | USAI Lighting | Z1RD*-11X4C-30KH-35-M0-BL-IC-RM-04-UNV-D6E | Light Emitting Diode | Inseparable Luminaire | Direct Wired | 0-10 VDC Controls | 47 | 3000 | 0.001 | 91 | 52 | 433 | 0.96 | Ambient | 50000 |  | 1 | 99999 | 0.01 | 13 | 4 | 0.01 | 0.01 | 0 | 0 | 0 | 0 | 0.09 | 0.02 | 0 | 0 | 0 | 0 | 0.85 | 0 | 0 | 0 | 0 | 0 | True | False | Non Federally-Regulated | 12/15/2021 |  | 01/17/2022
USAI Lighting | USAI Lighting | Z1RD*-11X4C-30KH-35-M0-BL-IC-RM-04-UNV-D6F | Light Emitting Diode | Inseparable Luminaire | Direct Wired | 0-10 VDC Controls | 47 | 3000 | 0.001 | 91 | 52 | 433 | 0.96 | Ambient | 50000 |  | 1 | 99999 | 0.01 | 13 | 4 | 0.01 | 0.01 | 0 | 0 | 0 | 0 | 0.09 | 0.02 | 0 | 0 | 0 | 0 | 0.85 | 0 | 0 | 0 | 0 | 0 | True | False | Non Federally-Regulated | 12/15/2021 |  | 01/17/2022
USAI Lighting | USAI Lighting | Z1RD*-11X4C-30KH-35-M0-BG-IC-RM-04-UNV-D6E | Light Emitting Diode | Inseparable Luminaire | Direct Wired | 0-10 VDC Controls | 47 | 3000 | 0.001 | 91 | 52 | 433 | 0.96 | Ambient | 50000 |  | 1 | 99999 | 0.01 | 13 | 4 | 0.01 | 0.01 | 0 | 0 | 0 | 0 | 0.09 | 0.02 | 0 | 0 | 0 | 0 | 0.85 | 0 | 0 | 0 | 0 | 0 | True | False | Non Federally-Regulated | 12/15/2021 |  | 01/17/2022
USAI Lighting | USAI Lighting | Z1RD*-11X4C-30KH-35-M0-BG-IC-RM-04-UNV-D6F | Light Emitting Diode | Inseparable Luminaire | Direct Wired | 0-10 VDC Controls | 47 | 3000 | 0.001 | 91 | 52 | 433 | 0.96 | Ambient | 50000 |  | 1 | 99999 | 0.01 | 13 | 4 | 0.01 | 0.01 | 0 | 0 | 0 | 0 | 0.09 | 0.02 | 0 | 0 | 0 | 0 | 0.85 | 0 | 0 | 0 | 0 | 0 | True | False | Non Federally-Regulated | 12/15/2021 |  | 01/17/2022
USAI Lighting | USAI Lighting | Z1RD*-11X4C-35KH-35-M0-BL-IC-RM-04-UNV-D6E | Light Emitting Diode | Inseparable Luminaire | Direct Wired | 0-10 VDC Controls | 49 | 3500 | 0.001 | 91 | 52 | 433 | 0.96 | Ambient | 50000 |  | 1 | 99999 | 0.01 | 13 | 4 | 0.01 | 0.01 | 0 | 0 | 0 | 0 | 0.09 | 0.02 | 0 | 0 | 0 | 0 | 0.85 | 0 | 0 | 0 | 0 | 0 | True | False | Non Federally-Regulated | 12/15/2021 |  | 01/17/2022
USAI Lighting | USAI Lighting | Z1RD*-11X4C-35KH-35-M0-BL-IC-RM-04-UNV-D6F | Light Emitting Diode | Inseparable Luminaire | Direct Wired | 0-10 VDC Controls | 49 | 3500 | 0.001 | 91 | 52 | 433 | 0.96 | Ambient | 50000 |  | 1 | 99999 | 0.01 | 13 | 4 | 0.01 | 0.01 | 0 | 0 | 0 | 0 | 0.09 | 0.02 | 0 | 0 | 0 | 0 | 0.85 | 0 | 0 | 0 | 0 | 0 | True | False | Non Federally-Regulated | 12/15/2021 |  | 01/17/2022
USAI Lighting | USAI Lighting | Z1RD*-11X4C-35KH-35-M0-BG-IC-RM-04-UNV-D6E | Light Emitting Diode | Inseparable Luminaire | Direct Wired | 0-10 VDC Controls | 49 | 3500 | 0.001 | 91 | 52 | 433 | 0.96 | Ambient | 50000 |  | 1 | 99999 | 0.01 | 13 | 4 | 0.01 | 0.01 | 0 | 0 | 0 | 0 | 0.09 | 0.02 | 0 | 0 | 0 | 0 | 0.85 | 0 | 0 | 0 | 0 | 0 | True | False | Non Federally-Regulated | 12/15/2021 |  | 01/17/2022
USAI Lighting | USAI Lighting | Z1RD*-11X4C-35KH-35-M0-BG-IC-RM-04-UNV-D6F | Light Emitting Diode | Inseparable Luminaire | Direct Wired | 0-10 VDC Controls | 49 | 3500 | 0.001 | 91 | 52 | 433 | 0.96 | Ambient | 50000 |  | 1 | 99999 | 0.01 | 13 | 4 | 0.01 | 0.01 | 0 | 0 | 0 | 0 | 0.09 | 0.02 | 0 | 0 | 0 | 0 | 0.85 | 0 | 0 | 0 | 0 | 0 | True | False | Non Federally-Regulated | 12/15/2021 |  | 01/17/2022
USAI Lighting | USAI Lighting | Z1RD*-11X4C-40KH-35-M0-BL-IC-RM-04-UNV-D6E | Light Emitting Diode | Inseparable Luminaire | Direct Wired | 0-10 VDC Controls | 50 | 4000 | 0.001 | 91 | 52 | 433 | 0.96 | Ambient | 50000 |  | 1 | 99999 | 0.01 | 13 | 4 | 0.01 | 0.01 | 0 | 0 | 0 | 0 | 0.09 | 0.02 | 0 | 0 | 0 | 0 | 0.85 | 0 | 0 | 0 | 0 | 0 | True | False | Non Federally-Regulated | 12/15/2021 |  | 01/17/2022
USAI Lighting | USAI Lighting | Z1RD*-11X4C-40KH-35-M0-BL-IC-RM-04-UNV-D6F | Light Emitting Diode | Inseparable Luminaire | Direct Wired | 0-10 VDC Controls | 50 | 4000 | 0.001 | 91 | 52 | 433 | 0.96 | Ambient | 50000 |  | 1 | 99999 | 0.01 | 13 | 4 | 0.01 | 0.01 | 0 | 0 | 0 | 0 | 0.09 | 0.02 | 0 | 0 | 0 | 0 | 0.85 | 0 | 0 | 0 | 0 | 0 | True | False | Non Federally-Regulated | 12/15/2021 |  | 01/17/2022
USAI Lighting | USAI Lighting | Z1RD*-11X4C-40KH-35-M0-BG-IC-RM-04-UNV-D6E | Light Emitting Diode | Inseparable Luminaire | Direct Wired | 0-10 VDC Controls | 50 | 4000 | 0.001 | 91 | 52 | 433 | 0.96 | Ambient | 50000 |  | 1 | 99999 | 0.01 | 13 | 4 | 0.01 | 0.01 | 0 | 0 | 0 | 0 | 0.09 | 0.02 | 0 | 0 | 0 | 0 | 0.85 | 0 | 0 | 0 | 0 | 0 | True | False | Non Federally-Regulated | 12/15/2021 |  | 01/17/2022
USAI Lighting | USAI Lighting | Z1RD*-11X4C-40KH-35-M0-BG-IC-RM-04-UNV-D6F | Light Emitting Diode | Inseparable Luminaire | Direct Wired | 0-10 VDC Controls | 50 | 4000 | 0.001 | 91 | 52 | 433 | 0.96 | Ambient | 50000 |  | 1 | 99999 | 0.01 | 13 | 4 | 0.01 | 0.01 | 0 | 0 | 0 | 0 | 0.09 | 0.02 | 0 | 0 | 0 | 0 | 0.85 | 0 | 0 | 0 | 0 | 0 | True | False | Non Federally-Regulated | 12/15/2021 |  | 01/17/2022
LTF Technology | Sunlight2 | MR168W12V3018KWD115S | Light Emitting Diode | Directional Lamp | GU Base | 0-10 VDC Controls | 55 | 3000 | -0.0022 | 97 | 95 | 44 | 1 | Ambient | 50000 | 0.98 | 1 | 0 | 0 | 0 | 0 | 0 | 0 | 0 | 0 | 0 | 0 | 0 | 0 | 0 | 0 | 0 | 0 | 0 | 0 | 0 | 0 | 0 | 0 | True |  | Non Federally-Regulated | 09/28/2021 |  | 01/18/2022
LTF Technology | Sunlight2 | MR168W12V3018KWD115W | Light Emitting Diode | Directional Lamp | GU Base | 0-10 VDC Controls | 55 | 3000 | -0.0022 | 97 | 95 | 44 | 1 | Ambient | 50000 | 0.98 | 1 | 0 | 0 | 0 | 0 | 0 | 0 | 0 | 0 | 0 | 0 | 0 | 0 | 0 | 0 | 0 | 0 | 0 | 0 | 0 | 0 | 0 | 0 | True |  | Non Federally-Regulated | 09/28/2021 |  | 01/18/2022
LTF Technology | Sunlight2 | MR168W12V3018KWD115B | Light Emitting Diode | Directional Lamp | GU Base | 0-10 VDC Controls | 55 | 3000 | -0.0022 | 97 | 95 | 44 | 1 | Ambient | 50000 | 0.98 | 1 | 0 | 0 | 0 | 0 | 0 | 0 | 0 | 0 | 0 | 0 | 0 | 0 | 0 | 0 | 0 | 0 | 0 | 0 | 0 | 0 | 0 | 0 | True |  | Non Federally-Regulated | 09/28/2021 |  | 01/18/2022
LTF Technology | Sunlight2 | MR168W12V3018KWD124S | Light Emitting Diode | Directional Lamp | GU Base | 0-10 VDC Controls | 55 | 3000 | -0.0022 | 97 | 95 | 44 | 1 | Ambient | 50000 | 0.98 | 1 | 0 | 0 | 0 | 0 | 0 | 0 | 0 | 0 | 0 | 0 | 0 | 0 | 0 | 0 | 0 | 0 | 0 | 0 | 0 | 0 | 0 | 0 | True |  | Non Federally-Regulated | 09/28/2021 |  | 01/18/2022
LTF Technology | Sunlight2 | MR168W12V3018KWD124W | Light Emitting Diode | Directional Lamp | GU Base | 0-10 VDC Controls | 55 | 3000 | -0.0022 | 97 | 95 | 44 | 1 | Ambient | 50000 | 0.98 | 1 | 0 | 0 | 0 | 0 | 0 | 0 | 0 | 0 | 0 | 0 | 0 | 0 | 0 | 0 | 0 | 0 | 0 | 0 | 0 | 0 | 0 | 0 | True |  | Non Federally-Regulated | 09/28/2021 |  | 01/18/2022
LTF Technology | Sunlight2 | MR168W12V3018KWD124B | Light Emitting Diode | Directional Lamp | GU Base | 0-10 VDC Controls | 55 | 3000 | -0.0022 | 97 | 95 | 44 | 1 | Ambient | 50000 | 0.98 | 1 | 0 | 0 | 0 | 0 | 0 | 0 | 0 | 0 | 0 | 0 | 0 | 0 | 0 | 0 | 0 | 0 | 0 | 0 | 0 | 0 | 0 | 0 | True |  | Non Federally-Regulated | 09/28/2021 |  | 01/18/2022
LTF Technology | Sunlight2 | MR168W12V2700K115S | Light Emitting Diode | Directional Lamp | GU Base | 0-10 VDC Controls | 61 | 2700 | -0.0033 | 97 | 94 | 44 | 0.91 | Ambient | 50000 | 0.98 | 1 | 0 | 0 | 0 | 0 | 0 | 0 | 0 | 0 | 0 | 0 | 0 | 0 | 0 | 0 | 0 | 0 | 0 | 0 | 0 | 0 | 0 | 0 | True |  | Non Federally-Regulated | 09/28/2021 |  | 01/18/2022
LTF Technology | Sunlight2 | MR168W12V3000K115S | Light Emitting Diode | Directional Lamp | GU Base | 0-10 VDC Controls | 61 | 3000 | -0.0033 | 97 | 94 | 44 | 0.91 | Ambient | 50000 | 0.98 | 1 | 0 | 0 | 0 | 0 | 0 | 0 | 0 | 0 | 0 | 0 | 0 | 0 | 0 | 0 | 0 | 0 | 0 | 0 | 0 | 0 | 0 | 0 | True |  | Non Federally-Regulated | 09/28/2021 |  | 01/18/2022
LTF Technology | Sunlight2 | MR168W12V4000K115S | Light Emitting Diode | Directional Lamp | GU Base | 0-10 VDC Controls | 61 | 4000 | -0.0033 | 97 | 94 | 44 | 0.91 | Ambient | 50000 | 0.98 | 1 | 0 | 0 | 0 | 0 | 0 | 0 | 0 | 0 | 0 | 0 | 0 | 0 | 0 | 0 | 0 | 0 | 0 | 0 | 0 | 0 | 0 | 0 | True |  | Non Federally-Regulated | 09/28/2021 |  | 01/18/2022
LTF Technology | Sunlight2 | MR168W12V2700K115W | Light Emitting Diode | Directional Lamp | GU Base | 0-10 VDC Controls | 61 | 2700 | -0.0033 | 97 | 94 | 44 | 0.91 | Ambient | 50000 | 0.98 | 1 | 0 | 0 | 0 | 0 | 0 | 0 | 0 | 0 | 0 | 0 | 0 | 0 | 0 | 0 | 0 | 0 | 0 | 0 | 0 | 0 | 0 | 0 | True |  | Non Federally-Regulated | 09/28/2021 |  | 01/18/2022
LTF Technology | Sunlight2 | MR168W12V3000K115W | Light Emitting Diode | Directional Lamp | GU Base | 0-10 VDC Controls | 61 | 3000 | -0.0033 | 97 | 94 | 44 | 0.91 | Ambient | 50000 | 0.98 | 1 | 0 | 0 | 0 | 0 | 0 | 0 | 0 | 0 | 0 | 0 | 0 | 0 | 0 | 0 | 0 | 0 | 0 | 0 | 0 | 0 | 0 | 0 | True |  | Non Federally-Regulated | 09/28/2021 |  | 01/18/2022
LTF Technology | Sunlight2 | MR168W12V4000K115W | Light Emitting Diode | Directional Lamp | GU Base | 0-10 VDC Controls | 61 | 4000 | -0.0033 | 97 | 94 | 44 | 0.91 | Ambient | 50000 | 0.98 | 1 | 0 | 0 | 0 | 0 | 0 | 0 | 0 | 0 | 0 | 0 | 0 | 0 | 0 | 0 | 0 | 0 | 0 | 0 | 0 | 0 | 0 | 0 | True |  | Non Federally-Regulated | 09/28/2021 |  | 01/18/2022
LTF Technology | Sunlight2 | MR168W12V2700K115B | Light Emitting Diode | Directional Lamp | GU Base | 0-10 VDC Controls | 61 | 2700 | -0.0033 | 97 | 94 | 44 | 0.91 | Ambient | 50000 | 0.98 | 1 | 0 | 0 | 0 | 0 | 0 | 0 | 0 | 0 | 0 | 0 | 0 | 0 | 0 | 0 | 0 | 0 | 0 | 0 | 0 | 0 | 0 | 0 | True |  | Non Federally-Regulated | 09/28/2021 |  | 01/18/2022
LTF Technology | Sunlight2 | MR168W12V3000K115B | Light Emitting Diode | Directional Lamp | GU Base | 0-10 VDC Controls | 61 | 3000 | -0.0033 | 97 | 94 | 44 | 0.91 | Ambient | 50000 | 0.98 | 1 | 0 | 0 | 0 | 0 | 0 | 0 | 0 | 0 | 0 | 0 | 0 | 0 | 0 | 0 | 0 | 0 | 0 | 0 | 0 | 0 | 0 | 0 | True |  | Non Federally-Regulated | 09/28/2021 |  | 01/18/2022
LTF Technology | Sunlight2 | MR168W12V4000K115B | Light Emitting Diode | Directional Lamp | GU Base | 0-10 VDC Controls | 61 | 4000 | -0.0033 | 97 | 94 | 44 | 0.91 | Ambient | 50000 | 0.98 | 1 | 0 | 0 | 0 | 0 | 0 | 0 | 0 | 0 | 0 | 0 | 0 | 0 | 0 | 0 | 0 | 0 | 0 | 0 | 0 | 0 | 0 | 0 | True |  | Non Federally-Regulated | 09/28/2021 |  | 01/18/2022
LTF Technology | Sunlight2 | MR168W12V2700K124S | Light Emitting Diode | Directional Lamp | GU Base | 0-10 VDC Controls | 61 | 2700 | -0.0033 | 97 | 94 | 44 | 0.91 | Ambient | 50000 | 0.98 | 1 | 0 | 0 | 0 | 0 | 0 | 0 | 0 | 0 | 0 | 0 | 0 | 0 | 0 | 0 | 0 | 0 | 0 | 0 | 0 | 0 | 0 | 0 | True |  | Non Federally-Regulated | 09/28/2021 |  | 01/18/2022
LTF Technology | Sunlight2 | MR168W12V3000K124S | Light Emitting Diode | Directional Lamp | GU Base | 0-10 VDC Controls | 68 | 3000 | -0.0025 | 98 | 98 | 44 | 0.92 | Ambient | 50000 | 0.98 | 1 | 0 | 0 | 0 | 0 | 0 | 0 | 0 | 0 | 0 | 0 | 0 | 0 | 0 | 0 | 0 | 0 | 0 | 0 | 0 | 0 | 0 | 0 | True |  | Non Federally-Regulated | 09/28/2021 |  | 01/18/2022
LTF Technology | Sunlight2 | MR168W12V4000K124S | Light Emitting Diode | Directional Lamp | GU Base | 0-10 VDC Controls | 68 | 4000 | -0.0025 | 98 | 98 | 44 | 0.92 | Ambient | 50000 | 0.98 | 1 | 0 | 0 | 0 | 0 | 0 | 0 | 0 | 0 | 0 | 0 | 0 | 0 | 0 | 0 | 0 | 0 | 0 | 0 | 0 | 0 | 0 | 0 | True |  | Non Federally-Regulated | 09/28/2021 |  | 01/18/2022
LTF Technology | Sunlight2 | MR168W12V2700K124W | Light Emitting Diode | Directional Lamp | GU Base | 0-10 VDC Controls | 68 | 2700 | -0.0025 | 98 | 98 | 44 | 0.92 | Ambient | 50000 | 0.98 | 1 | 0 | 0 | 0 | 0 | 0 | 0 | 0 | 0 | 0 | 0 | 0 | 0 | 0 | 0 | 0 | 0 | 0 | 0 | 0 | 0 | 0 | 0 | True |  | Non Federally-Regulated | 09/28/2021 |  | 01/18/2022
LTF Technology | Sunlight2 | MR168W12V3000K124W | Light Emitting Diode | Directional Lamp | GU Base | 0-10 VDC Controls | 68 | 3000 | -0.0025 | 98 | 98 | 44 | 0.92 | Ambient | 50000 | 0.98 | 1 | 0 | 0 | 0 | 0 | 0 | 0 | 0 | 0 | 0 | 0 | 0 | 0 | 0 | 0 | 0 | 0 | 0 | 0 | 0 | 0 | 0 | 0 | True |  | Non Federally-Regulated | 09/28/2021 |  | 01/18/2022
LTF Technology | Sunlight2 | MR168W12V4000K124W | Light Emitting Diode | Directional Lamp | GU Base | 0-10 VDC Controls | 68 | 4000 | -0.0025 | 98 | 98 | 44 | 0.92 | Ambient | 50000 | 0.98 | 1 | 0 | 0 | 0 | 0 | 0 | 0 | 0 | 0 | 0 | 0 | 0 | 0 | 0 | 0 | 0 | 0 | 0 | 0 | 0 | 0 | 0 | 0 | True |  | Non Federally-Regulated | 09/28/2021 |  | 01/18/2022
LTF Technology | Sunlight2 | MR168W12V2700K124B | Light Emitting Diode | Directional Lamp | GU Base | 0-10 VDC Controls | 68 | 2700 | -0.0025 | 98 | 98 | 44 | 0.92 | Ambient | 50000 | 0.98 | 1 | 0 | 0 | 0 | 0 | 0 | 0 | 0 | 0 | 0 | 0 | 0 | 0 | 0 | 0 | 0 | 0 | 0 | 0 | 0 | 0 | 0 | 0 | True |  | Non Federally-Regulated | 09/28/2021 |  | 01/18/2022
LTF Technology | Sunlight2 | MR168W12V3000K124B | Light Emitting Diode | Directional Lamp | GU Base | 0-10 VDC Controls | 68 | 3000 | -0.0025 | 98 | 98 | 44 | 0.92 | Ambient | 50000 | 0.98 | 1 | 0 | 0 | 0 | 0 | 0 | 0 | 0 | 0 | 0 | 0 | 0 | 0 | 0 | 0 | 0 | 0 | 0 | 0 | 0 | 0 | 0 | 0 | True |  | Non Federally-Regulated | 09/28/2021 |  | 01/18/2022
LTF Technology | Sunlight2 | MR168W12V4000K124B | Light Emitting Diode | Directional Lamp | GU Base | 0-10 VDC Controls | 68 | 4000 | -0.0025 | 98 | 98 | 44 | 0.92 | Ambient | 50000 | 0.98 | 1 | 0 | 0 | 0 | 0 | 0 | 0 | 0 | 0 | 0 | 0 | 0 | 0 | 0 | 0 | 0 | 0 | 0 | 0 | 0 | 0 | 0 | 0 | True |  | Non Federally-Regulated | 09/28/2021 |  | 01/18/2022
LTF Technology | Sunlight2 | MR168W12V2700K136S | Light Emitting Diode | Directional Lamp | GU Base | 0-10 VDC Controls | 62 | 2700 | -0.0027 | 97 | 96 | 44 | 0.92 | Ambient | 50000 | 0.98 | 1 | 0 | 0 | 0 | 0 | 0 | 0 | 0 | 0 | 0 | 0 | 0 | 0 | 0 | 0 | 0 | 0 | 0 | 0 | 0 | 0 | 0 | 0 | True |  | Non Federally-Regulated | 09/28/2021 |  | 01/18/2022
LTF Technology | Sunlight2 | MR168W12V3000K136S | Light Emitting Diode | Directional Lamp | GU Base | 0-10 VDC Controls | 64 | 3000 | -0.0026 | 98 | 97 | 44 | 0.91 | Ambient | 50000 | 0.98 | 1 | 0 | 0 | 0 | 0 | 0 | 0 | 0 | 0 | 0 | 0 | 0 | 0 | 0 | 0 | 0 | 0 | 0 | 0 | 0 | 0 | 0 | 0 | True |  | Non Federally-Regulated | 09/28/2021 |  | 01/18/2022
LTF Technology | Sunlight2 | MR168W12V4000K136S | Light Emitting Diode | Directional Lamp | GU Base | 0-10 VDC Controls | 64 | 4000 | -0.0026 | 98 | 97 | 44 | 0.91 | Ambient | 50000 | 0.98 | 1 | 0 | 0 | 0 | 0 | 0 | 0 | 0 | 0 | 0 | 0 | 0 | 0 | 0 | 0 | 0 | 0 | 0 | 0 | 0 | 0 | 0 | 0 | True |  | Non Federally-Regulated | 09/28/2021 |  | 01/18/2022
LTF Technology | Sunlight2 | MR168W12V2700K136W | Light Emitting Diode | Directional Lamp | GU Base | 0-10 VDC Controls | 64 | 2700 | -0.0026 | 98 | 97 | 44 | 0.91 | Ambient | 50000 | 0.98 | 1 | 0 | 0 | 0 | 0 | 0 | 0 | 0 | 0 | 0 | 0 | 0 | 0 | 0 | 0 | 0 | 0 | 0 | 0 | 0 | 0 | 0 | 0 | True |  | Non Federally-Regulated | 09/28/2021 |  | 01/18/2022
LTF Technology | Sunlight2 | MR168W12V3000K136W | Light Emitting Diode | Directional Lamp | GU Base | 0-10 VDC Controls | 64 | 3000 | -0.0026 | 98 | 97 | 44 | 0.91 | Ambient | 50000 | 0.98 | 1 | 0 | 0 | 0 | 0 | 0 | 0 | 0 | 0 | 0 | 0 | 0 | 0 | 0 | 0 | 0 | 0 | 0 | 0 | 0 | 0 | 0 | 0 | True |  | Non Federally-Regulated | 09/28/2021 |  | 01/18/2022
LTF Technology | Sunlight2 | MR168W12V4000K136W | Light Emitting Diode | Directional Lamp | GU Base | 0-10 VDC Controls | 64 | 4000 | -0.0026 | 98 | 97 | 44 | 0.91 | Ambient | 50000 | 0.98 | 1 | 0 | 0 | 0 | 0 | 0 | 0 | 0 | 0 | 0 | 0 | 0 | 0 | 0 | 0 | 0 | 0 | 0 | 0 | 0 | 0 | 0 | 0 | True |  | Non Federally-Regulated | 09/28/2021 |  | 01/18/2022
LTF Technology | Sunlight2 | MR168W12V2700K136B | Light Emitting Diode | Directional Lamp | GU Base | 0-10 VDC Controls | 64 | 2700 | -0.0026 | 98 | 97 | 44 | 0.91 | Ambient | 50000 | 0.98 | 1 | 0 | 0 | 0 | 0 | 0 | 0 | 0 | 0 | 0 | 0 | 0 | 0 | 0 | 0 | 0 | 0 | 0 | 0 | 0 | 0 | 0 | 0 | True |  | Non Federally-Regulated | 09/28/2021 |  | 01/18/2022
LTF Technology | Sunlight2 | MR168W12V3000K136B | Light Emitting Diode | Directional Lamp | GU Base | 0-10 VDC Controls | 64 | 3000 | -0.0026 | 98 | 97 | 44 | 0.91 | Ambient | 50000 | 0.98 | 1 | 0 | 0 | 0 | 0 | 0 | 0 | 0 | 0 | 0 | 0 | 0 | 0 | 0 | 0 | 0 | 0 | 0 | 0 | 0 | 0 | 0 | 0 | True |  | Non Federally-Regulated | 09/28/2021 |  | 01/18/2022
LTF Technology | Sunlight2 | MR168W12V4000K136B | Light Emitting Diode | Directional Lamp | GU Base | 0-10 VDC Controls | 64 | 4000 | -0.0026 | 98 | 97 | 44 | 0.91 | Ambient | 50000 | 0.98 | 1 | 0 | 0 | 0 | 0 | 0 | 0 | 0 | 0 | 0 | 0 | 0 | 0 | 0 | 0 | 0 | 0 | 0 | 0 | 0 | 0 | 0 | 0 | True |  | Non Federally-Regulated | 09/28/2021 |  | 01/18/2022
LTF Technology | Sunlight2 | MR168W12V2700K160S | Light Emitting Diode | Directional Lamp | GU Base | 0-10 VDC Controls | 60 | 2700 | -0.0032 | 96 | 97 | 44 | 0.92 | Ambient | 50000 | 0.98 | 1 | 0 | 0 | 0 | 0 | 0 | 0 | 0 | 0 | 0 | 0 | 0 | 0 | 0 | 0 | 0 | 0 | 0 | 0 | 0 | 0 | 0 | 0 | True |  | Non Federally-Regulated | 09/28/2021 |  | 01/18/2022
LTF Technology | Sunlight2 | MR168W12V3000K160S | Light Emitting Diode | Directional Lamp | GU Base | 0-10 VDC Controls | 60 | 3000 | -0.0032 | 96 | 97 | 44 | 0.92 | Ambient | 50000 | 0.98 | 1 | 0 | 0 | 0 | 0 | 0 | 0 | 0 | 0 | 0 | 0 | 0 | 0 | 0 | 0 | 0 | 0 | 0 | 0 | 0 | 0 | 0 | 0 | True |  | Non Federally-Regulated | 09/28/2021 |  | 01/18/2022
LTF Technology | Sunlight2 | MR168W12V4000K160S | Light Emitting Diode | Directional Lamp | GU Base | 0-10 VDC Controls | 60 | 4000 | -0.0032 | 96 | 97 | 44 | 0.92 | Ambient | 50000 | 0.98 | 1 | 0 | 0 | 0 | 0 | 0 | 0 | 0 | 0 | 0 | 0 | 0 | 0 | 0 | 0 | 0 | 0 | 0 | 0 | 0 | 0 | 0 | 0 | True |  | Non Federally-Regulated | 09/28/2021 |  | 01/18/2022
LTF Technology | Sunlight2 | MR168W12V2700K160W | Light Emitting Diode | Directional Lamp | GU Base | 0-10 VDC Controls | 60 | 2700 | -0.0032 | 96 | 97 | 44 | 0.92 | Ambient | 50000 | 0.98 | 1 | 0 | 0 | 0 | 0 | 0 | 0 | 0 | 0 | 0 | 0 | 0 | 0 | 0 | 0 | 0 | 0 | 0 | 0 | 0 | 0 | 0 | 0 | True |  | Non Federally-Regulated | 09/28/2021 |  | 01/18/2022
LTF Technology | Sunlight2 | MR168W12V3000K160W | Light Emitting Diode | Directional Lamp | GU Base | 0-10 VDC Controls | 60 | 3000 | -0.0032 | 96 | 97 | 44 | 0.92 | Ambient | 50000 | 0.98 | 1 | 0 | 0 | 0 | 0 | 0 | 0 | 0 | 0 | 0 | 0 | 0 | 0 | 0 | 0 | 0 | 0 | 0 | 0 | 0 | 0 | 0 | 0 | True |  | Non Federally-Regulated | 09/28/2021 |  | 01/18/2022
LTF Technology | Sunlight2 | MR168W12V4000K160W | Light Emitting Diode | Directional Lamp | GU Base | 0-10 VDC Controls | 60 | 4000 | -0.0032 | 96 | 97 | 44 | 0.92 | Ambient | 50000 | 0.98 | 1 | 0 | 0 | 0 | 0 | 0 | 0 | 0 | 0 | 0 | 0 | 0 | 0 | 0 | 0 | 0 | 0 | 0 | 0 | 0 | 0 | 0 | 0 | True |  | Non Federally-Regulated | 09/28/2021 |  | 01/18/2022
LTF Technology | Sunlight2 | MR168W12V2700K160B | Light Emitting Diode | Directional Lamp | GU Base | 0-10 VDC Controls | 60 | 2700 | -0.0032 | 96 | 97 | 44 | 0.92 | Ambient | 50000 | 0.98 | 1 | 0 | 0 | 0 | 0 | 0 | 0 | 0 | 0 | 0 | 0 | 0 | 0 | 0 | 0 | 0 | 0 | 0 | 0 | 0 | 0 | 0 | 0 | True |  | Non Federally-Regulated | 09/28/2021 |  | 01/18/2022
LTF Technology | Sunlight2 | MR168W12V3000K160B | Light Emitting Diode | Directional Lamp | GU Base | 0-10 VDC Controls | 60 | 3000 | -0.0032 | 96 | 97 | 44 | 0.92 | Ambient | 50000 | 0.98 | 1 | 0 | 0 | 0 | 0 | 0 | 0 | 0 | 0 | 0 | 0 | 0 | 0 | 0 | 0 | 0 | 0 | 0 | 0 | 0 | 0 | 0 | 0 | True |  | Non Federally-Regulated | 09/28/2021 |  | 01/18/2022
LTF Technology | Sunlight2 | MR168W12V4000K160B | Light Emitting Diode | Directional Lamp | GU Base | 0-10 VDC Controls | 60 | 4000 | -0.0032 | 96 | 97 | 44 | 0.92 | Ambient | 50000 | 0.98 | 1 | 0 | 0 | 0 | 0 | 0 | 0 | 0 | 0 | 0 | 0 | 0 | 0 | 0 | 0 | 0 | 0 | 0 | 0 | 0 | 0 | 0 | 0 | True |  | Non Federally-Regulated | 09/28/2021 |  | 01/18/2022
SONLITE & STELLARLITE LIGHTING CO LTD | LITELINE | DL6-15W-C-************** | Light Emitting Diode | Inseparable Luminaire | Direct Wired | 0-10 VDC Controls | 82.4 | 2700 | 0.0016 | 93 | 57 | 256 | 0.99 | Ambient | 50000 | 0.96 | 1 | 60000 | 0.06 | 16 | 17 | 0.15 | 0.15 | 0.15 | 0.15 | 0 | 0 | 0.11 | 0.11 | 0.11 | 0.11 | 0 | 0 | 0.16 | 0.14 | 0.15 | 0.11 | 0 | 0 | True | False | Non Federally-Regulated | 11/30/2021 |  | 01/18/2022
Wenzhou Yongtai Electric | Yoti | LDR612-291* | Light Emitting Diode | Inseparable Luminaire | Direct Wired | Forward Phase Cut Controls | 66.1 | 2737 | -0.002 | 94 | 61 | 30 | 0.9 | Ambient | 50000 |  |  | 54000 | 0.04 | 20 | 19 | 0.26 | 0.25 | 0.24 | 0.23 | 0.01 | 0 | 0.29 | 0.29 | 0.29 | 0.22 | 0.02 | 0.01 | 0.14 | 0.14 | 0.13 | 0.09 | 0.01 | 0.01 | True |  | Non Federally-Regulated | 12/11/2017 |  | 01/20/2022
Wenzhou Yongtai Electric | Yoti | LDR612-391* | Light Emitting Diode | Inseparable Luminaire | Direct Wired | Forward Phase Cut Controls | 69.7 | 3055 | -0.0003 | 93 | 60 | 30 | 0.9 | Ambient | 50000 |  |  | 54000 | 0.04 | 20 | 19 | 0.26 | 0.25 | 0.24 | 0.23 | 0.01 | 0 | 0.29 | 0.29 | 0.29 | 0.22 | 0.02 | 0.01 | 0.14 | 0.14 | 0.13 | 0.09 | 0.01 | 0.01 | True |  | Non Federally-Regulated | 12/11/2017 |  | 01/20/2022
Wenzhou Yongtai Electric | Yoti | LDR612-491* | Light Emitting Diode | Inseparable Luminaire | Direct Wired | Forward Phase Cut Controls | 72.2 | 3924 | -0.0001 | 93 | 82 | 30 | 0.9 | Ambient | 50000 |  |  | 54000 | 0.04 | 20 | 19 | 0.26 | 0.25 | 0.24 | 0.23 | 0.01 | 0 | 0.29 | 0.29 | 0.29 | 0.22 | 0.02 | 0.01 | 0.14 | 0.14 | 0.13 | 0.09 | 0.01 | 0.01 | True |  | Non Federally-Regulated | 12/11/2017 |  | 01/20/2022
Wenzhou Yongtai Electric | Yoti | LDR614-391* | Light Emitting Diode | Inseparable Luminaire | Direct Wired | Forward Phase Cut Controls | 72.1 | 3037 | -0.002 | 93 | 64 | 36 | 0.92 | Ambient | 50000 |  |  | 54000 | 0.03 | 20 | 19 | 0.25 | 0.25 | 0.24 | 0.21 | 0.01 | 0 | 0.28 | 0.28 | 0.28 | 0.23 | 0.02 | 0.01 | 0.14 | 0.14 | 0.13 | 0.09 | 0.01 | 0.01 | True |  | Non Federally-Regulated | 12/11/2017 |  | 01/20/2022
Wenzhou Yongtai Electric | Yoti | LDR614-491* | Light Emitting Diode | Inseparable Luminaire | Direct Wired | Forward Phase Cut Controls | 67.8 | 3880 | -0.0003 | 94 | 83 | 36 | 0.9 | Ambient | 50000 |  |  | 54000 | 0.03 | 20 | 19 | 0.25 | 0.25 | 0.24 | 0.21 | 0.01 | 0 | 0.28 | 0.28 | 0.28 | 0.23 | 0.02 | 0.01 | 0.14 | 0.14 | 0.13 | 0.09 | 0.01 | 0.01 | True |  | Non Federally-Regulated | 12/11/2017 |  | 01/20/2022
Wenzhou Yongtai Electric | Yoti | LDR410-391* | Light Emitting Diode | Inseparable Luminaire | Direct Wired | Forward Phase Cut Controls | 66.8 | 3085 | -0.0018 | 93 | 60 | 54 | 0.9 | Ambient | 50000 |  |  | 54000 | 0.04 | 23 | 20 | 0.18 | 0.18 | 0.17 | 0.16 | 0.01 | 0 | 0.19 | 0.19 | 0.19 | 0.14 | 0.01 | 0 | 0.11 | 0.11 | 0.1 | 0.08 | 0.01 | 0.01 | True |  | Non Federally-Regulated | 12/12/2017 |  | 01/20/2022
Wenzhou Yongtai Electric | Yoti | LDR410-491* | Light Emitting Diode | Inseparable Luminaire | Direct Wired | Forward Phase Cut Controls | 73.7 | 4014 | -0.0012 | 96 | 84 | 54 | 0.9 | Ambient | 50000 |  |  | 54000 | 0.04 | 23 | 20 | 0.18 | 0.18 | 0.17 | 0.16 | 0.01 | 0 | 0.19 | 0.19 | 0.19 | 0.14 | 0.01 | 0 | 0.11 | 0.11 | 0.1 | 0.08 | 0.01 | 0.01 | True |  | Non Federally-Regulated | 12/12/2017 |  | 01/20/2022
Wenzhou Yongtai Electric | Yoti | CDR830A-291-WH-08 | Light Emitting Diode | Inseparable Luminaire | Direct Wired | Forward Phase Cut Controls | 57.7 | 2659 | 0.0011 | 92 | 58 | 56 | 0.98 | Ambient | 50000 |  |  | 57000 | 0.01 | 19 | 19 | 0.11 | 0.11 | 0.12 | 0.1 | 0.01 | 0 | 0.33 | 0.31 | 0.29 | 0.28 | 0.02 | 0.01 | 0.23 | 0.21 | 0.21 | 0.16 | 0.01 | 0.01 | True |  | Non Federally-Regulated | 12/24/2018 |  | 01/20/2022
Wenzhou Yongtai Electric | Yoti | CDR830A-391-WH-08 | Light Emitting Diode | Inseparable Luminaire | Direct Wired | Forward Phase Cut Controls | 62.8 | 2996 | 0.0004 | 93 | 61 | 56 | 0.98 | Ambient | 50000 |  |  | 57000 | 0.01 | 19 | 19 | 0.11 | 0.11 | 0.12 | 0.1 | 0.01 | 0 | 0.33 | 0.31 | 0.29 | 0.28 | 0.02 | 0.01 | 0.23 | 0.21 | 0.21 | 0.16 | 0.01 | 0.01 | True |  | Non Federally-Regulated | 12/24/2018 |  | 01/20/2022
Wenzhou Yongtai Electric | Yoti | CDR830A-491-WH-08 | Light Emitting Diode | Inseparable Luminaire | Direct Wired | Forward Phase Cut Controls | 62.8 | 3862 | 0.0005 | 94 | 67 | 56 | 0.98 | Ambient | 50000 |  |  | 57000 | 0.01 | 19 | 19 | 0.11 | 0.11 | 0.12 | 0.1 | 0.01 | 0 | 0.33 | 0.31 | 0.29 | 0.28 | 0.02 | 0.01 | 0.23 | 0.21 | 0.21 | 0.16 | 0.01 | 0.01 | True |  | Non Federally-Regulated | 12/24/2018 |  | 01/20/2022
Wenzhou Yongtai Electric | Yoti | CDR830A-291-**-08 | Light Emitting Diode | Inseparable Luminaire | Direct Wired | Forward Phase Cut Controls | 57.7 | 2659 | 0.0011 | 92 | 58 | 56 | 0.98 | Ambient | 50000 |  |  | 57000 | 0.01 | 19 | 19 | 0.11 | 0.11 | 0.12 | 0.1 | 0.01 | 0 | 0.33 | 0.31 | 0.29 | 0.28 | 0.02 | 0.01 | 0.23 | 0.21 | 0.21 | 0.16 | 0.01 | 0.01 | True |  | Non Federally-Regulated | 12/31/2018 |  | 01/20/2022
Wenzhou Yongtai Electric | Yoti | CDR830A-391-**-08 | Light Emitting Diode | Inseparable Luminaire | Direct Wired | Forward Phase Cut Controls | 62.8 | 2996 | 0.0004 | 93 | 61 | 56 | 0.98 | Ambient | 50000 |  |  | 57000 | 0.01 | 19 | 19 | 0.11 | 0.11 | 0.12 | 0.1 | 0.01 | 0 | 0.33 | 0.31 | 0.29 | 0.28 | 0.02 | 0.01 | 0.23 | 0.21 | 0.21 | 0.16 | 0.01 | 0.01 | True |  | Non Federally-Regulated | 12/31/2018 |  | 01/20/2022
Wenzhou Yongtai Electric | Yoti | CDR830A-491-**-08 | Light Emitting Diode | Inseparable Luminaire | Direct Wired | Forward Phase Cut Controls | 62.8 | 3862 | 0.0005 | 94 | 67 | 56 | 0.98 | Ambient | 50000 |  |  | 57000 | 0.01 | 19 | 19 | 0.11 | 0.11 | 0.12 | 0.1 | 0.01 | 0 | 0.33 | 0.31 | 0.29 | 0.28 | 0.02 | 0.01 | 0.23 | 0.21 | 0.21 | 0.16 | 0.01 | 0.01 | True |  | Non Federally-Regulated | 12/31/2018 |  | 01/20/2022
LEDVANCE LLC - Massachusetts | Sylvania | LED5PAR16GU10DIM930FL4022YRP | Light Emitting Diode | Directional Lamp | GU Base | Forward Phase Cut Controls | 95.1 | 2986 | -0.0019 | 93 | 59 | 99 | 0.9 | Ambient | 25000 | 0.93 | 1 |  | 0.1 | 21 | 22 | 0.25 | 0.25 | 0.24 | 0.23 | 0 | 0 | 0.2 | 0.19 | 0.19 | 0.15 | 0 | 0 | 0.13 | 0.13 | 0.12 | 0.09 | 0 | 0 | True |  | Non Federally-Regulated | 01/12/2018 |  | 03/03/2022
LEDVANCE LLC - Massachusetts | Sylvania | LED5.5PAR20DIM930FL4022YRP | Light Emitting Diode | Directional Lamp | Edison Screw Base | Forward Phase Cut Controls | 94 | 2972 | -0.0023 | 92 | 57 | 83 | 1 | Ambient | 25000 | 0.93 | 1 |  | 0.1 | 22 | 22 | 0.32 | 0.31 | 0.3 | 0.29 | 0 | 0 | 0.32 | 0.31 | 0.31 | 0.23 | 0.01 | 0 | 0.22 | 0.22 | 0.21 | 0.14 | 0.01 | 0 | True |  | Non Federally-Regulated | 01/12/2018 |  | 03/03/2022
LEDVANCE LLC - Massachusetts | Sylvania | LED10PAR30LNDIM930FL4022YRP | Light Emitting Diode | Directional Lamp | Edison Screw Base | Forward Phase Cut Controls | 97 | 2979 | -0.0015 | 92 | 54 | 91 | 0.97 | Ambient | 25000 | 0.93 | 1 |  | 0.1 | 22 | 22 | 0.27 | 0.26 | 0.26 | 0.24 | 0 | 0 | 0.23 | 0.22 | 0.22 | 0.17 | 0 | 0 | 0.16 | 0.16 | 0.15 | 0.11 | 0 | 0 | True |  | Non Federally-Regulated | 01/12/2018 |  | 03/03/2022
LEDVANCE LLC - Massachusetts | Sylvania | LED12PAR38DIM930FL4022YRP | Light Emitting Diode | Directional Lamp | Edison Screw Base | Forward Phase Cut Controls | 99 | 2967 | -0.0012 | 92 | 53 | 116 | 1 | Ambient | 25000 | 0.93 | 1 |  | 0.1 | 21 | 22 | 0.21 | 0.21 | 0.2 | 0.19 | 0 | 0 | 0.18 | 0.18 | 0.18 | 0.14 | 0 | 0 | 0.13 | 0.13 | 0.13 | 0.09 | 0 | 0 | True |  | Non Federally-Regulated | 01/12/2018 |  | 03/03/2022
LEDVANCE LLC - Massachusetts | Sylvania | LED13PAR38DIM935TLFL40GLRP | Light Emitting Diode | Directional Lamp | Edison Screw Base | Forward Phase Cut Controls | 91.9 | 3500 | 0.0013 | 93 | 52 | 132 | 0.98 | Elevated | 25000 | 0.946 | 1 |  | 0.01 | 22 | 21 | 0.18 | 0.17 | 0.17 | 0.15 | 0 | 0 | 0.26 | 0.25 | 0.25 | 0.2 | 0 | 0 | 0.2 | 0.19 | 0.19 | 0.14 | 0.01 | 0 | True | True | Non Federally-Regulated | 08/16/2021 |  | 03/03/2022
LEDVANCE LLC - Massachusetts | Sylvania | LED15.5PAR38DIM935TLFL40GLRP | Light Emitting Diode | Directional Lamp | Edison Screw Base | Forward Phase Cut Controls | 95.7 | 3500 | -0.0002 | 92 | 50 | 141 | 0.99 | Elevated | 25000 | 0.941 | 1 |  | 0.01 | 23 | 21 | 0.16 | 0.16 | 0.15 | 0.14 | 0 | 0 | 0.23 | 0.22 | 0.22 | 0.18 | 0 | 0 | 0.17 | 0.16 | 0.16 | 0.12 | 0.01 | 0.01 | True | True | Non Federally-Regulated | 08/16/2021 |  | 03/03/2022
LEDVANCE LLC - Massachusetts | Sylvania | LED6.5PAR20DIM935TLFL40GLRP | Light Emitting Diode | Directional Lamp | Edison Screw Base | Forward Phase Cut Controls | 95.4 | 3500 | 0.002 | 92 | 51 | 156 | 0.94 | Elevated | 25000 | 0.946 | 1 |  | 0.01 | 22 | 22 | 0.18 | 0.17 | 0.17 | 0.16 | 0 | 0 | 0.24 | 0.22 | 0.22 | 0.18 | 0.01 | 0.01 | 0.13 | 0.12 | 0.13 | 0.1 | 0 | 0 | True | True | Non Federally-Regulated | 08/16/2021 |  | 03/03/2022
LEDVANCE LLC - Massachusetts | Sylvania | LED10PAR30DIM935TLFL40GLRP | Light Emitting Diode | Directional Lamp | Edison Screw Base | Forward Phase Cut Controls | 95.6 | 3500 | 0.0015 | 92 | 51 | 110 | 0.97 | Elevated | 25000 | 0.946 | 1 |  | 0.01 | 22 | 22 | 0.22 | 0.21 | 0.21 | 0.19 | 0 | 0 | 0.3 | 0.28 | 0.28 | 0.24 | 0.03 | 0.03 | 0.12 | 0.12 | 0.12 | 0.09 | 0.01 | 0.01 | True | True | Non Federally-Regulated | 08/16/2021 |  | 03/03/2022
Lighting Spot 26 Inc. | PORTOR LIGHTING | PT-DDL-6I-15W-5CCT | Light Emitting Diode | Inseparable Luminaire | Direct Wired | Forward Phase Cut Controls | 63.2 | 2700 |  | 93 | 58 | 400 | 0.92 | Elevated | 50000 | 0.963 | 1 |  | 0.05 | 19 | 20 | 0.29 | 0.28 | 0.27 | 0.25 | 0.01 | 0 | 0.26 | 0.25 | 0.25 | 0.2 | 0.01 | 0.01 | 0.14 | 0.14 | 0.14 | 0.11 | 0.02 | 0.02 | True | False | Non Federally-Regulated | 02/27/2022 |  | 03/07/2022
Lighting Spot 26 Inc. | PORTOR LIGHTING | PT-DDL-4I-10W-5CCT | Light Emitting Diode | Inseparable Luminaire | Direct Wired | Forward Phase Cut Controls | 63.1 | 2700 |  | 94 | 65 | 219 | 0.93 | Elevated | 50000 | 0.963 | 1 |  | 0.05 | 19 | 20 | 0 | 0 | 0 | 0 | 0 | 0 | 0.02 | 0.02 | 0.02 | 0.02 | 0.02 | 0.02 | 0.05 | 0.03 | 0.03 | 0.03 | 0.03 | 0.03 | True | False | Non Federally-Regulated | 02/27/2022 |  | 03/07/2022
American Lighting | Adision | HP2XH-5CCT-** | Light Emitting Diode | Inseparable Luminaire | Direct Wired | Forward Phase Cut Controls | 67.6 | 2700 |  | 95 | 66 | 64 | 0.96 | Ambient | 50000 |  | 1 | 50000 | 0.1 | 20 | 20 | 0.15 | 0.14 | 0.13 | 0.07 | 0 | 0 | 0.01 | 0.01 | 0.01 | 0.01 | 0 | 0 | 0.01 | 0.01 | 0.01 | 0.01 | 0 | 0 | True | False | Non Federally-Regulated | 04/10/2022 |  | 04/15/2022
American Lighting | Adision | A2-5CCT-** | Light Emitting Diode | Inseparable Luminaire | Direct Wired | Forward Phase Cut Controls | 83 | 2700 |  | 96 | 75 | 116 | 0.96 | Ambient | 50000 |  | 1 | 50000 | 0.1 | 22 | 22 | 0.23 | 0.21 | 0.17 | 0.1 | 0 | 0 | 0.02 | 0.02 | 0.02 | 0.02 | 0.01 | 0 | 0.02 | 0.02 | 0.02 | 0.02 | 0.01 | 0 | True | False | Non Federally-Regulated | 04/10/2022 |  | 04/15/2022
American Lighting | Adision | A3-5CCT-** | Light Emitting Diode | Inseparable Luminaire | Direct Wired | Forward Phase Cut Controls | 73 | 2700 |  | 96 | 76 | 146 | 0.98 | Ambient | 50000 |  | 1 | 50000 | 0.1 | 21 | 22 | 0.14 | 0.12 | 0.11 | 0.06 | 0 | 0 | 0.01 | 0.01 | 0.01 | 0.01 | 0 | 0 | 0.01 | 0.01 | 0.01 | 0 | 0 | 0 | True | False | Non Federally-Regulated | 04/10/2022 |  | 04/15/2022
PureEdge Lighting LLC | Solais | LCN-1-***-927-700-**-**-*** | Light Emitting Diode | Inseparable Luminaire | Quick Connect | Forward Phase Cut Controls | 84.2 | 2839 | -0.0005 | 95 | 62 | 283 | 0.97 | Ambient | 52300 | 0.973 | 1 | 52300 | 0.09 | 0 | 0 | 0.01 | 0 | 0 | 0 | 0 | 0 | 0.04 | 0.01 | 0.01 | 0.01 | 0.01 | 0 | 0.06 | 0.01 | 0.01 | 0.01 | 0.01 | 0 | True | False | Non Federally-Regulated | 05/09/2022 |  | 05/09/2022
PureEdge Lighting LLC | Solais | LCN-1-***-930-700-**-**-*** | Light Emitting Diode | Inseparable Luminaire | Quick Connect | Forward Phase Cut Controls | 86.5 | 3130 | -0.0002 | 94 | 65 | 283 | 0.97 | Ambient | 52300 | 0.973 | 1 | 52300 | 0.09 | 0 | 0 | 0.01 | 0 | 0 | 0 | 0 | 0 | 0.04 | 0.01 | 0.01 | 0.01 | 0.01 | 0 | 0.06 | 0.01 | 0.01 | 0.01 | 0.01 | 0 | True | False | Non Federally-Regulated | 05/09/2022 |  | 05/09/2022
PureEdge Lighting LLC | Solais | LCN-1-***-935-700-**-**-*** | Light Emitting Diode | Inseparable Luminaire | Quick Connect | Forward Phase Cut Controls | 90.4 | 3614 | 0.0002 | 93 | 70 | 283 | 0.97 | Ambient | 52300 | 0.973 | 1 | 52300 | 0.09 | 0 | 0 | 0.01 | 0 | 0 | 0 | 0 | 0 | 0.04 | 0.01 | 0.01 | 0.01 | 0.01 | 0 | 0.06 | 0.01 | 0.01 | 0.01 | 0.01 | 0 | True | False | Non Federally-Regulated | 05/09/2022 |  | 05/09/2022
PureEdge Lighting LLC | Solais | LCN-1-***-940-700-**-**-*** | Light Emitting Diode | Inseparable Luminaire | Quick Connect | Forward Phase Cut Controls | 94.3 | 4098 | 0.0006 | 92 | 75 | 283 | 0.97 | Ambient | 52300 | 0.973 | 1 | 52300 | 0.09 | 0 | 0 | 0.01 | 0 | 0 | 0 | 0 | 0 | 0.04 | 0.01 | 0.01 | 0.01 | 0.01 | 0 | 0.06 | 0.01 | 0.01 | 0.01 | 0.01 | 0 | True | False | Non Federally-Regulated | 05/09/2022 |  | 05/09/2022
PureEdge Lighting LLC | Solais | LCN-2-***-927-700-**-**-*** | Light Emitting Diode | Inseparable Luminaire | Direct Wired | 0-10 VDC Controls | 80.8 | 2846 | -0.0004 | 95 | 62 | 326 | 0.97 | Ambient | 52300 | 0.973 | 1 | 52300 | 0.07 | 0 | 0 | 0.01 | 0.01 | 0.01 | 0.01 | 0.01 | 0.01 | 0.04 | 0.01 | 0.01 | 0.01 | 0.01 | 0.01 | 0.11 | 0.01 | 0.01 | 0.01 | 0.01 | 0 | True | False | Non Federally-Regulated | 05/09/2022 |  | 05/09/2022
PureEdge Lighting LLC | Solais | LCN-2-***-930-700-**-**-*** | Light Emitting Diode | Inseparable Luminaire | Direct Wired | 0-10 VDC Controls | 83 | 3137 | -0.0002 | 94 | 65 | 326 | 0.97 | Ambient | 52300 | 0.973 | 1 | 52300 | 0.07 | 0 | 0 | 0.01 | 0.01 | 0.01 | 0.01 | 0.01 | 0.01 | 0.04 | 0.01 | 0.01 | 0.01 | 0.01 | 0.01 | 0.11 | 0.01 | 0.01 | 0.01 | 0.01 | 0 | True | False | Non Federally-Regulated | 05/09/2022 |  | 05/09/2022
PureEdge Lighting LLC | Solais | LCN-2-***-935-700-**-**-*** | Light Emitting Diode | Inseparable Luminaire | Direct Wired | 0-10 VDC Controls | 86.8 | 3623 | 0.0001 | 93 | 70 | 326 | 0.97 | Ambient | 52300 | 0.973 | 1 | 52300 | 0.07 | 0 | 0 | 0.01 | 0.01 | 0.01 | 0.01 | 0.01 | 0.01 | 0.04 | 0.01 | 0.01 | 0.01 | 0.01 | 0.01 | 0.11 | 0.01 | 0.01 | 0.01 | 0.01 | 0 | True | False | Non Federally-Regulated | 05/09/2022 |  | 05/09/2022
PureEdge Lighting LLC | Solais | LCN-2-***-940-700-**-**-*** | Light Emitting Diode | Inseparable Luminaire | Direct Wired | 0-10 VDC Controls | 90.5 | 4108 | 0.0005 | 92 | 75 | 326 | 0.97 | Ambient | 52300 | 0.973 | 1 | 52300 | 0.07 | 0 | 0 | 0.01 | 0.01 | 0.01 | 0.01 | 0.01 | 0.01 | 0.04 | 0.01 | 0.01 | 0.01 | 0.01 | 0.01 | 0.11 | 0.01 | 0.01 | 0.01 | 0.01 | 0 | True | False | Non Federally-Regulated | 05/09/2022 |  | 05/09/2022
Leedarson Lighting Co., Ltd | Commercial Electric | CA8aA018ER125 | Light Emitting Diode | Inseparable Luminaire | Direct Wired | Forward Phase Cut Controls | 71.5 | 2700 |  | 94 | 61 | 100 | 0.99 | Ambient | 50000 |  | 1 | 60000 | 0.1 | 22 | 22 | 0.28 | 0.25 | 0.22 | 0.1 | 0.03 | 0 | 0.08 | 0.06 | 0.05 | 0.03 | 0 | 0 | 0.05 | 0.02 | 0.01 | 0.01 | 0 | 0 | True | False | Non Federally-Regulated | 07/27/2020 |  | 05/10/2022
Leedarson Lighting Co., Ltd | Commercial Electric | CA8aA022FR125 | Light Emitting Diode | Inseparable Luminaire | Direct Wired | Forward Phase Cut Controls | 63.1 | 2700 |  | 95 | 67 | 82 | 0.98 | Ambient | 50000 |  | 1 | 72000 | 0.1 | 22 | 22 | 0.2 | 0.14 | 0.14 | 0.13 | 0 | 0 | 0.14 | 0.09 | 0.09 | 0.07 | 0 | 0 | 0.1 | 0.05 | 0.05 | 0.04 | 0 | 0 | True | False | Non Federally-Regulated | 07/27/2020 |  | 05/10/2022
Visual Comfort & Company | Tech Lighting | ESSF060********9****1 | Light Emitting Diode | Inseparable Luminaire | Direct Wired | Forward Phase Cut Controls | 104 | 2989 | 0.0019 | 98 | 97 | 130 | 0.99 | Ambient | 54000 |  | 1 | 54000 | 0.1 | 18 | 18 | 1 | 0.15 | 0.11 | 0.09 | 0.08 | 0.07 | 1 | 0.01 | 0.01 | 0.01 | 0.01 | 0.01 | 1 | 0.02 | 0.01 | 0.01 | 0.01 | 0.01 | True | False | Non Federally-Regulated | 11/03/2020 |  | 05/20/2022
Visual Comfort & Company | Tech Lighting | ES45U***3759***** | Light Emitting Diode | Inseparable Luminaire | Direct Wired | Forward Phase Cut Controls | 104 | 2989 | 0.0019 | 98 | 97 | 130 | 0.99 | Ambient | 54000 |  | 1 | 54000 | 0.1 | 18 | 18 | 1 | 0.15 | 0.11 | 0.09 | 0.08 | 0.07 | 1 | 0.01 | 0.01 | 0.01 | 0.01 | 0.01 | 1 | 0.02 | 0.01 | 0.01 | 0.01 | 0.01 | True | False | Non Federally-Regulated | 11/03/2020 |  | 05/20/2022
Visual Comfort & Company | Tech Lighting | ES45P******9***** | Light Emitting Diode | Inseparable Luminaire | Direct Wired | Forward Phase Cut Controls | 104 | 2989 | 0.0019 | 98 | 97 | 130 | 0.99 | Ambient | 54000 |  | 1 | 54000 | 0.1 | 18 | 18 | 1 | 0.15 | 0.11 | 0.09 | 0.08 | 0.07 | 1 | 0.01 | 0.01 | 0.01 | 0.01 | 0.01 | 1 | 0.02 | 0.01 | 0.01 | 0.01 | 0.01 | True | False | Non Federally-Regulated | 11/03/2020 |  | 05/20/2022
Visual Comfort & Company | Tech Lighting | ESRW0606*******9****1 | Light Emitting Diode | Inseparable Luminaire | Direct Wired | Forward Phase Cut Controls | 104 | 2989 | 0.0019 | 98 | 97 | 130 | 0.99 | Ambient | 54000 |  | 1 | 54000 | 0.1 | 18 | 18 | 1 | 0.15 | 0.11 | 0.09 | 0.08 | 0.07 | 1 | 0.01 | 0.01 | 0.01 | 0.01 | 0.01 | 1 | 0.02 | 0.01 | 0.01 | 0.01 | 0.01 | True | False | Non Federally-Regulated | 11/03/2020 |  | 05/20/2022
Visual Comfort & Company | Tech Lighting | ESSF060********9****1 | Light Emitting Diode | Inseparable Luminaire | Direct Wired | 0-10 VDC Controls | 104 | 2989 | 0.0019 | 98 | 97 | 130 | 0.99 | Ambient | 54000 |  | 1 | 54000 | 0.05 | 18 | 18 | 1 | 0.15 | 0.11 | 0.09 | 0.08 | 0.07 | 1 | 0.92 | 0.06 | 0.03 | 0.01 | 0.01 | 1 | 0.02 | 0.01 | 0.01 | 0.01 | 0.01 | True | False | Non Federally-Regulated | 03/17/2021 |  | 05/20/2022
Visual Comfort & Company | Tech Lighting | ES45U***3759***** | Light Emitting Diode | Inseparable Luminaire | Direct Wired | 0-10 VDC Controls | 104 | 2989 | 0.0019 | 98 | 97 | 130 | 0.99 | Ambient | 54000 |  | 1 | 54000 | 0.05 | 18 | 18 | 1 | 0.15 | 0.11 | 0.09 | 0.08 | 0.07 | 1 | 0.92 | 0.06 | 0.03 | 0.01 | 0.01 | 1 | 0.02 | 0.01 | 0.01 | 0.01 | 0.01 | True | False | Non Federally-Regulated | 03/17/2021 |  | 05/20/2022
Visual Comfort & Company | Tech Lighting | ES45P******9***** | Light Emitting Diode | Inseparable Luminaire | Direct Wired | 0-10 VDC Controls | 104 | 2989 | 0.0019 | 98 | 97 | 130 | 0.99 | Ambient | 54000 |  | 1 | 54000 | 0.05 | 18 | 18 | 1 | 0.15 | 0.11 | 0.09 | 0.08 | 0.07 | 1 | 0.92 | 0.06 | 0.03 | 0.01 | 0.01 | 1 | 0.02 | 0.01 | 0.01 | 0.01 | 0.01 | True | False | Non Federally-Regulated | 03/17/2021 |  | 05/20/2022
Visual Comfort & Company | Tech Lighting | ESRW0606*******9****1 | Light Emitting Diode | Inseparable Luminaire | Direct Wired | 0-10 VDC Controls | 104 | 2989 | 0.0019 | 98 | 97 | 130 | 0.99 | Ambient | 54000 |  | 1 | 54000 | 0.05 | 18 | 18 | 1 | 0.15 | 0.11 | 0.09 | 0.08 | 0.07 | 1 | 0.92 | 0.06 | 0.03 | 0.01 | 0.01 | 1 | 0.02 | 0.01 | 0.01 | 0.01 | 0.01 | True | False | Non Federally-Regulated | 03/17/2021 |  | 05/20/2022
Globe Electric Co., Inc. | Commercial Electric | 50604 | Light Emitting Diode | Inseparable Luminaire | Direct Wired | Direct Digital Controls | 67 | 4000 | -0.004 | 96 | 84 | 297 | 0.95 | Ambient | 50000 |  | 1 | 54000 | 0.1 | 19 | 20 | 0.02 | 0 | 0 | 0 | 0 | 0 | 1 | 0.99 | 0.02 | 0.02 | 0.02 | 0.02 | 1 | 0.96 | 0.02 | 0.02 | 0.02 | 0.02 | True | False | Non Federally-Regulated | 04/24/2022 |  | 05/24/2022
Globe Electric Co., Inc. | Commercial Electric | 50605 | Light Emitting Diode | Inseparable Luminaire | Direct Wired | Direct Digital Controls | 73 | 4000 | -0.004 | 97 | 88 | 267 | 0.97 | Ambient | 50000 |  | 1 | 54000 | 0.1 | 19 | 19 | 0.01 | 0 | 0 | 0 | 0 | 0 | 1 | 0.89 | 0.02 | 0.01 | 0.01 | 0.01 | 1 | 0.96 | 0.04 | 0.03 | 0.02 | 0.02 | True | False | Non Federally-Regulated | 04/24/2022 |  | 05/24/2022
Southland Lighting, LLC | Abra Lighting | 40010MR | Light Emitting Diode | Inseparable Luminaire | Direct Wired | Forward Phase Cut Controls | 59.7 | 3000 |  | 96 | 75 | 91 | 0.99 | Ambient | 50000 |  | 1 | 54000 | 0.1 | 20 | 21 | 1 | 0.28 | 0.25 | 0.23 | 0.04 | 0.01 | 1 | 0.34 | 0.24 | 0.19 | 0.04 | 0.01 | 1 | 0.34 | 0.23 | 0.18 | 0.11 | 0.07 | True | False | Non Federally-Regulated | 06/12/2022 |  | 06/12/2022
Southland Lighting, LLC | Abra Lighting | 40011MR | Light Emitting Diode | Inseparable Luminaire | Direct Wired | Forward Phase Cut Controls | 59.8 | 3000 |  | 96 | 75 | 93 | 0.99 | Ambient | 50000 |  | 1 | 54000 | 0.1 | 21 | 21 | 0.99 | 0.29 | 0.26 | 0.24 | 0.01 | 0 | 1 | 0.37 | 0.22 | 0.16 | 0.04 | 0.01 | 1 | 0.44 | 0.22 | 0.16 | 0.07 | 0.02 | True | False | Non Federally-Regulated | 06/12/2022 |  | 06/12/2022
Maxim Lighting International, Inc. | Maxim | E24591-93** | Light Emitting Diode | Inseparable Luminaire | Direct Wired | Forward Phase Cut Controls | 70.9 | 3000 |  | 92 | 59 | 124 | 0.95 | Ambient | 50000 |  | 1 | 54000 | 0.05 | 20 | 21 | 0.25 | 0.25 | 0.25 | 0.24 | 0 | 0 | 0.36 | 0.36 | 0.37 | 0.29 | 0.01 | 0 | 0.27 | 0.26 | 0.26 | 0.2 | 0.01 | 0 | True | False | Non Federally-Regulated | 11/10/2020 |  | 06/14/2022
Maxim Lighting International, Inc. | Maxim | E24590-93** | Light Emitting Diode | Inseparable Luminaire | Direct Wired | Forward Phase Cut Controls | 70.9 | 3000 |  | 92 | 59 | 124 | 0.95 | Ambient | 50000 |  | 1 | 54000 | 0.05 | 20 | 21 | 0.25 | 0.25 | 0.25 | 0.24 | 0 | 0 | 0.36 | 0.36 | 0.37 | 0.29 | 0.01 | 0 | 0.27 | 0.26 | 0.26 | 0.2 | 0.01 | 0 | True | False | Non Federally-Regulated | 11/10/2020 |  | 06/14/2022
Laite Lumens Co., LTD | Laite | 20747-XXXSF | Light Emitting Diode | Inseparable Luminaire | Direct Wired | Forward Phase Cut Controls | 82 | 3000 | -0.0019 | 93 | 64 | 148 | 0.99 | Ambient | 50000 |  | 0.99 | 54000 | 0.1 | 17 | 17 | 0.53 | 0.01 | 0 | 0 | 0 | 0 | 0.02 | 0.01 | 0.01 | 0.01 | 0.01 | 0 | 0.03 | 0.01 | 0.01 | 0.01 | 0 | 0 | True | False | Non Federally-Regulated | 07/12/2022 |  | 07/20/2022
MaxLite | MaxLite | L8-BR30DG-9W-27K | Light Emitting Diode | Directional Lamp | Edison Screw Base | Forward Phase Cut Controls | 99.9 | 2700 | -0.0003 | 93 | 59 | 31 | 1 | Ambient | 25000 | 0.933 | 1 |  | 0.1 | 19 | 20 | 0.26 | 0.26 | 0.25 | 0.23 | 0 | 0 | 0.25 | 0.25 | 0.26 | 0.2 | 0.02 | 0.02 | 0.19 | 0.19 | 0.19 | 0.15 | 0 | 0 | True | False | Non Federally-Regulated | 07/10/2022 |  | 07/24/2022
MaxLite | MaxLite | L8-BR30DG-9W-30K | Light Emitting Diode | Directional Lamp | Edison Screw Base | Forward Phase Cut Controls | 99.9 | 3000 | -0.0003 | 93 | 66 | 31 | 1 | Ambient | 25000 | 0.933 | 1 |  | 0.1 | 19 | 20 | 0.26 | 0.26 | 0.25 | 0.23 | 0 | 0 | 0.25 | 0.25 | 0.26 | 0.2 | 0.02 | 0.02 | 0.19 | 0.19 | 0.19 | 0.15 | 0 | 0 | True | False | Non Federally-Regulated | 07/10/2022 |  | 07/24/2022
Tom Dixon | Tom Dixon | LEDS05*UL | Light Emitting Diode | Inseparable Luminaire | Direct Wired | Forward Phase Cut Controls | 64.3 | 2971 | 0.0021 | 94 | 65 | 289 | 0.94 | Ambient | 50000 |  | 1 | 54000 | 0.1 | 18 | 18 | 0.2 | 0.22 | 0.2 | 0.13 | 0.02 | 0.01 | 0.28 | 0.27 | 0.25 | 0.19 | 0.04 | 0.01 | 0.16 | 0.15 | 0.13 | 0.12 | 0.04 | 0.01 | True | False | Non Federally-Regulated | 07/20/2022 |  | 07/28/2022
ACCESS LIGHTING CORPORATION | Access Lighting | 20826LEDD-***/*** | Light Emitting Diode | Inseparable Luminaire | Edison Screw Base | Forward Phase Cut Controls | 60 | 3000 | 0.0004 | 94 | 68 | 88 | 0.9 | Ambient | 50000 |  | 1 | 60000 | 0.1 | 21 | 21 | 0.33 | 0.32 | 0.31 | 0.28 | 0.1 | 0.01 | 0.3 | 0.29 | 0.28 | 0.24 | 0.01 | 0 | 0.27 | 0.27 | 0.26 | 0.19 | 0.01 | 0 | True | False | Non Federally-Regulated | 07/14/2021 |  | 07/28/2022
ACCESS LIGHTING CORPORATION | Access Lighting | 20825LEDD-***/*** | Light Emitting Diode | Inseparable Luminaire | Edison Screw Base | Forward Phase Cut Controls | 60 | 3000 | 0.0004 | 94 | 68 | 88 | 0.9 | Ambient | 50000 |  | 1 | 60000 | 0.1 | 21 | 21 | 0.33 | 0.32 | 0.31 | 0.28 | 0.1 | 0.01 | 0.3 | 0.29 | 0.28 | 0.24 | 0.01 | 0 | 0.27 | 0.27 | 0.26 | 0.19 | 0.01 | 0 | True | False | Non Federally-Regulated | 03/16/2021 |  | 07/28/2022
Taizhou JiaoGuang Lighting Co.Ltd. | Light the future | D228-20W-90-CCT-**-NMS | Light Emitting Diode | Inseparable Luminaire | Direct Wired | Forward Phase Cut Controls | 71 | 2700 | 0.0025 | 92 | 58 | 200 | 0.93 | Ambient | 50000 |  | 0.99 | 54000 | 0.1 | 16 | 17 | 0.01 | 0.01 | 0.01 | 0.01 | 0 | 0 | 0.01 | 0.01 | 0.01 | 0.01 | 0 | 0 | 0.19 | 0.02 | 0.01 | 0.01 | 0 | 0 | True | False | Non Federally-Regulated | 07/21/2022 |  | 07/31/2022
Maxim Lighting International, Inc. | Maxim | 57690WT** | Light Emitting Diode | Inseparable Luminaire | Direct Wired | Forward Phase Cut Controls | 73.2 | 3000 |  | 92 | 57 | 41 | 0.9 | Ambient | 50000 |  | 1 | 59000 | 0.05 | 21 | 21 | 0.02 | 0.01 | 0.01 | 0.01 | 0 | 0 | 0.01 | 0.01 | 0.01 | 0.01 | 0 | 0 | 0.03 | 0.01 | 0.01 | 0 | 0 | 0 | True | False | Non Federally-Regulated | 09/18/2019 |  | 08/02/2022
Maxim Lighting International, Inc. | Maxim | 57692WT** | Light Emitting Diode | Inseparable Luminaire | Direct Wired | Forward Phase Cut Controls | 70.4 | 3000 |  | 93 | 59 | 31 | 0.9 | Ambient | 50000 |  | 1 | 59000 | 0.05 | 20 | 21 | 0.02 | 0.02 | 0.02 | 0.02 | 0 | 0 | 0.02 | 0.01 | 0.01 | 0.01 | 0 | 0 | 0.03 | 0.01 | 0.01 | 0 | 0 | 0 | True | False | Non Federally-Regulated | 09/18/2019 |  | 08/02/2022
Leedarson Lighting Co., Ltd | OREiN | CE41a150012021 | Light Emitting Diode | Inseparable Luminaire | Direct Wired | Forward Phase Cut Controls | 83.9 | 2700 |  | 93 | 63 | 129 | 0.97 | Ambient | 50000 |  | 1 | 72000 | 0.1 | 20 | 20 | 0.05 | 0.02 | 0.01 | 0.01 | 0 | 0 | 0.08 | 0.01 | 0.01 | 0.01 | 0 | 0 | 0.1 | 0.01 | 0.01 | 0.01 | 0 | 0 | True | False | Non Federally-Regulated | 01/20/2022 |  | 08/17/2022
WAC Lighting Co. | WAC Lighting | MT-4115L-927-**** | Light Emitting Diode | Inseparable Luminaire | Direct Wired | Reverse Phase Cut Controls | 56.8 | 2747 | 0.001 | 93 | 72 | 200 | 0.99 | Ambient | 55000 | 0.93 | 1 |  | 0.01 | 22 | 21 | 0.2 | 0.2 | 0.2 | 0.2 | 0 | 0 | 0.32 | 0.32 | 0.32 | 0.25 | 0.01 | 0 | 0.11 | 0.12 | 0.11 | 0.08 | 0.01 | 0.01 | True |  | Non Federally-Regulated | 10/22/2018 |  | 08/18/2022
WAC Lighting Co. | WAC Lighting | MT-4115L-930-**** | Light Emitting Diode | Inseparable Luminaire | Direct Wired | Reverse Phase Cut Controls | 56.8 | 3000 | 0.001 | 93 | 72 | 200 | 0.99 | Ambient | 55000 | 0.93 | 1 |  | 0.01 | 22 | 21 | 0.2 | 0.2 | 0.2 | 0.2 | 0 | 0 | 0.32 | 0.32 | 0.32 | 0.25 | 0.01 | 0 | 0.11 | 0.12 | 0.11 | 0.08 | 0.01 | 0.01 | True |  | Non Federally-Regulated | 10/22/2018 |  | 08/18/2022
WAC Lighting Co. | WAC Lighting | MT-4115L-935-**** | Light Emitting Diode | Inseparable Luminaire | Direct Wired | Reverse Phase Cut Controls | 56.8 | 3500 | 0.001 | 93 | 72 | 200 | 0.99 | Ambient | 55000 | 0.93 | 1 |  | 0.01 | 22 | 21 | 0.2 | 0.2 | 0.2 | 0.2 | 0 | 0 | 0.32 | 0.32 | 0.32 | 0.25 | 0.01 | 0 | 0.11 | 0.12 | 0.11 | 0.08 | 0.01 | 0.01 | True |  | Non Federally-Regulated | 10/22/2018 |  | 08/18/2022
WAC Lighting Co. | WAC Lighting | MT-4115L-940-**** | Light Emitting Diode | Inseparable Luminaire | Direct Wired | Reverse Phase Cut Controls | 56.8 | 4000 | 0.001 | 93 | 72 | 200 | 0.99 | Ambient | 55000 | 0.93 | 1 |  | 0.01 | 22 | 21 | 0.2 | 0.2 | 0.2 | 0.2 | 0 | 0 | 0.32 | 0.32 | 0.32 | 0.25 | 0.01 | 0 | 0.11 | 0.12 | 0.11 | 0.08 | 0.01 | 0.01 | True |  | Non Federally-Regulated | 10/22/2018 |  | 08/18/2022
WAC Lighting Co. | WAC Lighting | MT-4115T-927-**** | Light Emitting Diode | Inseparable Luminaire | Direct Wired | Reverse Phase Cut Controls | 56.8 | 2747 | 0.001 | 93 | 72 | 200 | 0.99 | Ambient | 55000 | 0.93 | 1 |  | 0.01 | 22 | 21 | 0.2 | 0.2 | 0.2 | 0.2 | 0 | 0 | 0.32 | 0.32 | 0.32 | 0.25 | 0.01 | 0 | 0.11 | 0.12 | 0.11 | 0.08 | 0.01 | 0.01 | True |  | Non Federally-Regulated | 10/22/2018 |  | 08/18/2022
WAC Lighting Co. | WAC Lighting | MT-4115T-930-**** | Light Emitting Diode | Inseparable Luminaire | Direct Wired | Reverse Phase Cut Controls | 56.8 | 3000 | 0.001 | 93 | 72 | 200 | 0.99 | Ambient | 55000 | 0.93 | 1 |  | 0.01 | 22 | 21 | 0.2 | 0.2 | 0.2 | 0.2 | 0 | 0 | 0.32 | 0.32 | 0.32 | 0.25 | 0.01 | 0 | 0.11 | 0.12 | 0.11 | 0.08 | 0.01 | 0.01 | True |  | Non Federally-Regulated | 10/22/2018 |  | 08/18/2022
WAC Lighting Co. | WAC Lighting | MT-4115T-935-**** | Light Emitting Diode | Inseparable Luminaire | Direct Wired | Reverse Phase Cut Controls | 56.8 | 3500 | 0.001 | 93 | 72 | 200 | 0.99 | Ambient | 55000 | 0.93 | 1 |  | 0.01 | 22 | 21 | 0.2 | 0.2 | 0.2 | 0.2 | 0 | 0 | 0.32 | 0.32 | 0.32 | 0.25 | 0.01 | 0 | 0.11 | 0.12 | 0.11 | 0.08 | 0.01 | 0.01 | True |  | Non Federally-Regulated | 10/22/2018 |  | 08/18/2022
WAC Lighting Co. | WAC Lighting | MT-4115T-940-**** | Light Emitting Diode | Inseparable Luminaire | Direct Wired | Reverse Phase Cut Controls | 56.8 | 4000 | 0.001 | 93 | 72 | 200 | 0.99 | Ambient | 55000 | 0.93 | 1 |  | 0.01 | 22 | 21 | 0.2 | 0.2 | 0.2 | 0.2 | 0 | 0 | 0.32 | 0.32 | 0.32 | 0.25 | 0.01 | 0 | 0.11 | 0.12 | 0.11 | 0.08 | 0.01 | 0.01 | True |  | Non Federally-Regulated | 10/22/2018 |  | 08/18/2022
WAC Lighting Co. | WAC Lighting | MT-4415T-927-**** | Light Emitting Diode | Inseparable Luminaire | Direct Wired | Reverse Phase Cut Controls | 53.6 | 2772 | 0.0005 | 93 | 74 | 184 | 0.99 | Ambient | 55000 | 0.93 | 1 |  | 0.02 | 22 | 22 | 0.21 | 0.21 | 0.21 | 0.21 | 0.01 | 0 | 0.32 | 0.32 | 0.32 | 0.25 | 0.01 | 0 | 0.11 | 0.12 | 0.11 | 0.08 | 0.01 | 0.01 | True |  | Non Federally-Regulated | 10/01/2018 |  | 08/18/2022
WAC Lighting Co. | WAC Lighting | MT-4415T-930-**** | Light Emitting Diode | Inseparable Luminaire | Direct Wired | Reverse Phase Cut Controls | 53.6 | 3000 | 0.0005 | 93 | 74 | 184 | 0.99 | Ambient | 55000 | 0.93 | 1 |  | 0.02 | 22 | 22 | 0.21 | 0.21 | 0.21 | 0.21 | 0.01 | 0 | 0.32 | 0.32 | 0.32 | 0.25 | 0.01 | 0 | 0.11 | 0.12 | 0.11 | 0.08 | 0.01 | 0.01 | True |  | Non Federally-Regulated | 10/01/2018 |  | 08/18/2022
WAC Lighting Co. | WAC Lighting | MT-4415T-935-**** | Light Emitting Diode | Inseparable Luminaire | Direct Wired | Reverse Phase Cut Controls | 53.6 | 3500 | 0.0005 | 93 | 74 | 184 | 0.99 | Ambient | 55000 | 0.93 | 1 |  | 0.02 | 22 | 22 | 0.21 | 0.21 | 0.21 | 0.21 | 0.01 | 0 | 0.32 | 0.32 | 0.32 | 0.25 | 0.01 | 0 | 0.11 | 0.12 | 0.11 | 0.08 | 0.01 | 0.01 | True |  | Non Federally-Regulated | 10/01/2018 |  | 08/18/2022
WAC Lighting Co. | WAC Lighting | MT-4415T-940-**** | Light Emitting Diode | Inseparable Luminaire | Direct Wired | Reverse Phase Cut Controls | 53.6 | 4000 | 0.0005 | 93 | 74 | 184 | 0.99 | Ambient | 55000 | 0.93 | 1 |  | 0.02 | 22 | 22 | 0.21 | 0.21 | 0.21 | 0.21 | 0.01 | 0 | 0.32 | 0.32 | 0.32 | 0.25 | 0.01 | 0 | 0.11 | 0.12 | 0.11 | 0.08 | 0.01 | 0.01 | True |  | Non Federally-Regulated | 10/01/2018 |  | 08/18/2022
WAC Lighting Co. | WAC Lighting | MT-4415L-927-**** | Light Emitting Diode | Inseparable Luminaire | Direct Wired | Reverse Phase Cut Controls | 53.6 | 2772 | 0.0005 | 93 | 74 | 184 | 0.99 | Ambient | 55000 | 0.93 | 1 |  | 0.02 | 22 | 22 | 0.21 | 0.21 | 0.21 | 0.21 | 0.01 | 0 | 0.32 | 0.32 | 0.32 | 0.25 | 0.01 | 0 | 0.11 | 0.12 | 0.11 | 0.08 | 0.01 | 0.01 | True |  | Non Federally-Regulated | 10/01/2018 |  | 08/18/2022
WAC Lighting Co. | WAC Lighting | MT-4415L-930-**** | Light Emitting Diode | Inseparable Luminaire | Direct Wired | Reverse Phase Cut Controls | 53.6 | 3000 | 0.0005 | 93 | 74 | 184 | 0.99 | Ambient | 55000 | 0.93 | 1 |  | 0.02 | 22 | 22 | 0.21 | 0.21 | 0.21 | 0.21 | 0.01 | 0 | 0.32 | 0.32 | 0.32 | 0.25 | 0.01 | 0 | 0.11 | 0.12 | 0.11 | 0.08 | 0.01 | 0.01 | True |  | Non Federally-Regulated | 10/01/2018 |  | 08/18/2022
WAC Lighting Co. | WAC Lighting | MT-4415L-935-**** | Light Emitting Diode | Inseparable Luminaire | Direct Wired | Reverse Phase Cut Controls | 53.6 | 3500 | 0.0005 | 93 | 74 | 184 | 0.99 | Ambient | 55000 | 0.93 | 1 |  | 0.02 | 22 | 22 | 0.21 | 0.21 | 0.21 | 0.21 | 0.01 | 0 | 0.32 | 0.32 | 0.32 | 0.25 | 0.01 | 0 | 0.11 | 0.12 | 0.11 | 0.08 | 0.01 | 0.01 | True |  | Non Federally-Regulated | 10/01/2018 |  | 08/18/2022
WAC Lighting Co. | WAC Lighting | MT-4415L-940-**** | Light Emitting Diode | Inseparable Luminaire | Direct Wired | Reverse Phase Cut Controls | 53.6 | 4000 | 0.0005 | 93 | 74 | 184 | 0.99 | Ambient | 55000 | 0.93 | 1 |  | 0.02 | 22 | 22 | 0.21 | 0.21 | 0.21 | 0.21 | 0.01 | 0 | 0.32 | 0.32 | 0.32 | 0.25 | 0.01 | 0 | 0.11 | 0.12 | 0.11 | 0.08 | 0.01 | 0.01 | True |  | Non Federally-Regulated | 10/01/2018 |  | 08/18/2022
WAC Lighting Co. | WAC Lighting | MT-4315T-927-**** | Light Emitting Diode | Inseparable Luminaire | Direct Wired | Reverse Phase Cut Controls | 53.7 | 2767 | 0.0005 | 93 | 74 | 200 | 0.99 | Ambient | 55000 | 0.93 | 1 |  | 0.02 | 21 | 22 | 0.21 | 0.21 | 0.21 | 0.21 | 0 | 0 | 0.32 | 0.32 | 0.32 | 0.26 | 0.01 | 0 | 0.11 | 0.12 | 0.1 | 0.08 | 0.01 | 0.01 | True |  | Non Federally-Regulated | 10/01/2018 |  | 08/18/2022
WAC Lighting Co. | WAC Lighting | MT-4315T-930-**** | Light Emitting Diode | Inseparable Luminaire | Direct Wired | Reverse Phase Cut Controls | 53.7 | 3000 | 0.0005 | 93 | 74 | 200 | 0.99 | Ambient | 55000 | 0.93 | 1 |  | 0.02 | 21 | 22 | 0.21 | 0.21 | 0.21 | 0.21 | 0 | 0 | 0.32 | 0.32 | 0.32 | 0.26 | 0.01 | 0 | 0.11 | 0.12 | 0.1 | 0.08 | 0.01 | 0.01 | True |  | Non Federally-Regulated | 10/01/2018 |  | 08/18/2022
WAC Lighting Co. | WAC Lighting | MT-4315T-935-**** | Light Emitting Diode | Inseparable Luminaire | Direct Wired | Reverse Phase Cut Controls | 53.7 | 3500 | 0.0005 | 93 | 74 | 200 | 0.99 | Ambient | 55000 | 0.93 | 1 |  | 0.02 | 21 | 22 | 0.21 | 0.21 | 0.21 | 0.21 | 0 | 0 | 0.32 | 0.32 | 0.32 | 0.26 | 0.01 | 0 | 0.11 | 0.12 | 0.1 | 0.08 | 0.01 | 0.01 | True |  | Non Federally-Regulated | 10/01/2018 |  | 08/18/2022
WAC Lighting Co. | WAC Lighting | MT-4315T-940-**** | Light Emitting Diode | Inseparable Luminaire | Direct Wired | Reverse Phase Cut Controls | 53.7 | 4000 | 0.0005 | 93 | 74 | 200 | 0.99 | Ambient | 55000 | 0.93 | 1 |  | 0.02 | 21 | 22 | 0.21 | 0.21 | 0.21 | 0.21 | 0 | 0 | 0.32 | 0.32 | 0.32 | 0.26 | 0.01 | 0 | 0.11 | 0.12 | 0.1 | 0.08 | 0.01 | 0.01 | True |  | Non Federally-Regulated | 10/01/2018 |  | 08/18/2022
WAC Lighting Co. | WAC Lighting | MT-4315L-927-**** | Light Emitting Diode | Inseparable Luminaire | Direct Wired | Reverse Phase Cut Controls | 53.7 | 2767 | 0.0005 | 93 | 74 | 200 | 0.99 | Ambient | 55000 | 0.93 | 1 |  | 0.02 | 21 | 22 | 0.21 | 0.21 | 0.21 | 0.21 | 0 | 0 | 0.32 | 0.32 | 0.32 | 0.26 | 0.01 | 0 | 0.11 | 0.12 | 0.1 | 0.08 | 0.01 | 0.01 | True |  | Non Federally-Regulated | 10/01/2018 |  | 08/18/2022
WAC Lighting Co. | WAC Lighting | MT-4315L-930-**** | Light Emitting Diode | Inseparable Luminaire | Direct Wired | Reverse Phase Cut Controls | 53.7 | 3000 | 0.0005 | 93 | 74 | 200 | 0.99 | Ambient | 55000 | 0.93 | 1 |  | 0.02 | 21 | 22 | 0.21 | 0.21 | 0.21 | 0.21 | 0 | 0 | 0.32 | 0.32 | 0.32 | 0.26 | 0.01 | 0 | 0.11 | 0.12 | 0.1 | 0.08 | 0.01 | 0.01 | True |  | Non Federally-Regulated | 10/01/2018 |  | 08/18/2022
WAC Lighting Co. | WAC Lighting | MT-4315L-935-**** | Light Emitting Diode | Inseparable Luminaire | Direct Wired | Reverse Phase Cut Controls | 53.7 | 3500 | 0.0005 | 93 | 74 | 200 | 0.99 | Ambient | 55000 | 0.93 | 1 |  | 0.02 | 21 | 22 | 0.21 | 0.21 | 0.21 | 0.21 | 0 | 0 | 0.32 | 0.32 | 0.32 | 0.26 | 0.01 | 0 | 0.11 | 0.12 | 0.1 | 0.08 | 0.01 | 0.01 | True |  | Non Federally-Regulated | 10/01/2018 |  | 08/18/2022
WAC Lighting Co. | WAC Lighting | MT-4315L-940-**** | Light Emitting Diode | Inseparable Luminaire | Direct Wired | Reverse Phase Cut Controls | 53.7 | 4000 | 0.0005 | 93 | 74 | 200 | 0.99 | Ambient | 55000 | 0.93 | 1 |  | 0.02 | 21 | 22 | 0.21 | 0.21 | 0.21 | 0.21 | 0 | 0 | 0.32 | 0.32 | 0.32 | 0.26 | 0.01 | 0 | 0.11 | 0.12 | 0.1 | 0.08 | 0.01 | 0.01 | True |  | Non Federally-Regulated | 10/01/2018 |  | 08/18/2022
WAC Lighting Co. | WAC Lighting | MT-4215T-927-**** | Light Emitting Diode | Inseparable Luminaire | Direct Wired | Reverse Phase Cut Controls | 55.3 | 2758 | 0.0004 | 93 | 74 | 200 | 0.98 | Ambient | 55000 | 0.93 | 1 |  | 0.01 | 22 | 23 | 0.2 | 0.2 | 0.2 | 0.2 | 0 | 0 | 0.32 | 0.32 | 0.32 | 0.25 | 0.01 | 0 | 0.11 | 0.12 | 0.11 | 0.08 | 0.01 | 0.01 | True |  | Non Federally-Regulated | 10/01/2018 |  | 08/18/2022
WAC Lighting Co. | WAC Lighting | MT-4215T-930-**** | Light Emitting Diode | Inseparable Luminaire | Direct Wired | Reverse Phase Cut Controls | 55.3 | 3000 | 0.0004 | 93 | 74 | 200 | 0.98 | Ambient | 55000 | 0.93 | 1 |  | 0.01 | 22 | 23 | 0.2 | 0.2 | 0.2 | 0.2 | 0 | 0 | 0.32 | 0.32 | 0.32 | 0.25 | 0.01 | 0 | 0.11 | 0.12 | 0.11 | 0.08 | 0.01 | 0.01 | True |  | Non Federally-Regulated | 10/01/2018 |  | 08/18/2022
WAC Lighting Co. | WAC Lighting | MT-4215T-935-**** | Light Emitting Diode | Inseparable Luminaire | Direct Wired | Reverse Phase Cut Controls | 55.3 | 3500 | 0.0004 | 93 | 74 | 200 | 0.98 | Ambient | 55000 | 0.93 | 1 |  | 0.01 | 22 | 23 | 0.2 | 0.2 | 0.2 | 0.2 | 0 | 0 | 0.32 | 0.32 | 0.32 | 0.25 | 0.01 | 0 | 0.11 | 0.12 | 0.11 | 0.08 | 0.01 | 0.01 | True |  | Non Federally-Regulated | 10/01/2018 |  | 08/18/2022
WAC Lighting Co. | WAC Lighting | MT-4215T-940-**** | Light Emitting Diode | Inseparable Luminaire | Direct Wired | Reverse Phase Cut Controls | 55.3 | 4000 | 0.0004 | 93 | 74 | 200 | 0.98 | Ambient | 55000 | 0.93 | 1 |  | 0.01 | 22 | 23 | 0.2 | 0.2 | 0.2 | 0.2 | 0 | 0 | 0.32 | 0.32 | 0.32 | 0.25 | 0.01 | 0 | 0.11 | 0.12 | 0.11 | 0.08 | 0.01 | 0.01 | True |  | Non Federally-Regulated | 10/01/2018 |  | 08/18/2022
WAC Lighting Co. | WAC Lighting | MT-4215L-927-**** | Light Emitting Diode | Inseparable Luminaire | Direct Wired | Reverse Phase Cut Controls | 55.3 | 2758 | 0.0004 | 93 | 74 | 200 | 0.98 | Ambient | 55000 | 0.93 | 1 |  | 0.01 | 22 | 23 | 0.2 | 0.2 | 0.2 | 0.2 | 0 | 0 | 0.32 | 0.32 | 0.32 | 0.25 | 0.01 | 0 | 0.11 | 0.12 | 0.11 | 0.08 | 0.01 | 0.01 | True |  | Non Federally-Regulated | 10/01/2018 |  | 08/18/2022
WAC Lighting Co. | WAC Lighting | MT-4215L-930-**** | Light Emitting Diode | Inseparable Luminaire | Direct Wired | Reverse Phase Cut Controls | 55.3 | 3000 | 0.0004 | 93 | 74 | 200 | 0.98 | Ambient | 55000 | 0.93 | 1 |  | 0.01 | 22 | 23 | 0.2 | 0.2 | 0.2 | 0.2 | 0 | 0 | 0.32 | 0.32 | 0.32 | 0.25 | 0.01 | 0 | 0.11 | 0.12 | 0.11 | 0.08 | 0.01 | 0.01 | True |  | Non Federally-Regulated | 10/01/2018 |  | 08/18/2022
WAC Lighting Co. | WAC Lighting | MT-4215L-935-**** | Light Emitting Diode | Inseparable Luminaire | Direct Wired | Reverse Phase Cut Controls | 55.3 | 3500 | 0.0004 | 93 | 74 | 200 | 0.98 | Ambient | 55000 | 0.93 | 1 |  | 0.01 | 22 | 23 | 0.2 | 0.2 | 0.2 | 0.2 | 0 | 0 | 0.32 | 0.32 | 0.32 | 0.25 | 0.01 | 0 | 0.11 | 0.12 | 0.11 | 0.08 | 0.01 | 0.01 | True |  | Non Federally-Regulated | 10/01/2018 |  | 08/18/2022
WAC Lighting Co. | WAC Lighting | MT-4215L-940-**** | Light Emitting Diode | Inseparable Luminaire | Direct Wired | Reverse Phase Cut Controls | 55.3 | 4000 | 0.0004 | 93 | 74 | 200 | 0.98 | Ambient | 55000 | 0.93 | 1 |  | 0.01 | 22 | 23 | 0.2 | 0.2 | 0.2 | 0.2 | 0 | 0 | 0.32 | 0.32 | 0.32 | 0.25 | 0.01 | 0 | 0.11 | 0.12 | 0.11 | 0.08 | 0.01 | 0.01 | True |  | Non Federally-Regulated | 10/01/2018 |  | 08/18/2022
Halco Lighting Technologies | Halco | A19FR6-927-DIM-LED4-T20 | Light Emitting Diode | Omnidirectional Lamp | Edison Screw Base | Forward Phase Cut Controls | 106 | 2700 |  | 92 | 56 | 113 | 0.92 | Elevated | 25000 | 0.931 | 1 |  | 0.1 | 19 | 20 | 0.28 | 0.27 | 0.26 | 0.25 | 0.02 | 0 | 0.16 | 0.15 | 0.14 | 0.06 | 0.04 | 0 | 0.13 | 0.13 | 0.12 | 0.11 | 0.02 | 0 | True | True | Non Federally-Regulated | 07/07/2021 |  | 08/28/2022
Halco Lighting Technologies | Halco | A19FR6-930-DIM-LED4-T20 | Light Emitting Diode | Omnidirectional Lamp | Edison Screw Base | Forward Phase Cut Controls | 101.8 | 3000 |  | 94 | 54 | 113 | 0.92 | Elevated | 25000 | 0.931 | 1 |  | 0.1 | 19 | 20 | 0.28 | 0.27 | 0.26 | 0.25 | 0.02 | 0 | 0.16 | 0.15 | 0.14 | 0.06 | 0.04 | 0 | 0.13 | 0.13 | 0.12 | 0.11 | 0.02 | 0 | True | True | Non Federally-Regulated | 07/07/2021 |  | 08/28/2022
Halco Lighting Technologies | Halco | A19FR6-940-DIM-LED4-T20 | Light Emitting Diode | Omnidirectional Lamp | Edison Screw Base | Forward Phase Cut Controls | 96.8 | 4000 |  | 95 | 76 | 113 | 0.92 | Elevated | 25000 | 0.931 | 1 |  | 0.1 | 19 | 20 | 0.28 | 0.27 | 0.26 | 0.25 | 0.02 | 0 | 0.16 | 0.15 | 0.14 | 0.06 | 0.04 | 0 | 0.13 | 0.13 | 0.12 | 0.11 | 0.02 | 0 | True | True | Non Federally-Regulated | 07/07/2021 |  | 08/28/2022
Halco Lighting Technologies | Halco | A19FR9-927-DIM-LED4-T20 | Light Emitting Diode | Omnidirectional Lamp | Edison Screw Base | Forward Phase Cut Controls | 97 | 2700 |  | 92 | 56 | 93 | 0.95 | Elevated | 25000 | 0.931 | 1 |  | 0.1 | 20 | 20 | 0.24 | 0.24 | 0.23 | 0.21 | 0.01 | 0 | 0.23 | 0.22 | 0.21 | 0.14 | 0.05 | 0 | 0.12 | 0.12 | 0.1 | 0.05 | 0.04 | 0 | True | True | Non Federally-Regulated | 07/07/2021 |  | 08/28/2022
Halco Lighting Technologies | Halco | A19FR9-930-DIM-LED4-T20 | Light Emitting Diode | Omnidirectional Lamp | Edison Screw Base | Forward Phase Cut Controls | 99.7 | 3000 |  | 93 | 56 | 93 | 0.95 | Elevated | 25000 | 0.931 | 1 |  | 0.1 | 20 | 20 | 0.24 | 0.24 | 0.23 | 0.21 | 0.01 | 0 | 0.23 | 0.22 | 0.21 | 0.14 | 0.05 | 0 | 0.12 | 0.12 | 0.1 | 0.05 | 0.04 | 0 | True | True | Non Federally-Regulated | 07/07/2021 |  | 08/28/2022
Halco Lighting Technologies | Halco | A19FR9-940-DIM-LED4-T20 | Light Emitting Diode | Omnidirectional Lamp | Edison Screw Base | Forward Phase Cut Controls | 97.3 | 4000 |  | 93 | 56 | 93 | 0.95 | Elevated | 25000 | 0.931 | 1 |  | 0.1 | 20 | 20 | 0.24 | 0.24 | 0.23 | 0.21 | 0.01 | 0 | 0.23 | 0.22 | 0.21 | 0.14 | 0.05 | 0 | 0.12 | 0.12 | 0.1 | 0.05 | 0.04 | 0 | True | True | Non Federally-Regulated | 07/07/2021 |  | 08/28/2022
Halco Lighting Technologies | Halco | A19FR9-927-DIM-LED4-T20-6pk | Light Emitting Diode | Omnidirectional Lamp | Edison Screw Base | Forward Phase Cut Controls | 97 | 2700 |  | 92 | 56 | 93 | 0.95 | Elevated | 25000 | 0.931 | 1 |  | 0.1 | 20 | 20 | 0.24 | 0.24 | 0.23 | 0.21 | 0.01 | 0 | 0.23 | 0.22 | 0.21 | 0.14 | 0.05 | 0 | 0.12 | 0.12 | 0.1 | 0.05 | 0.04 | 0 | True | True | Non Federally-Regulated | 07/07/2021 |  | 08/28/2022
Halco Lighting Technologies | Halco | A19FR9-930-DIM-LED4-T20-6pk | Light Emitting Diode | Omnidirectional Lamp | Edison Screw Base | Forward Phase Cut Controls | 99.7 | 3000 |  | 93 | 56 | 93 | 0.95 | Elevated | 25000 | 0.931 | 1 |  | 0.1 | 20 | 20 | 0.24 | 0.24 | 0.23 | 0.21 | 0.01 | 0 | 0.23 | 0.22 | 0.21 | 0.14 | 0.05 | 0 | 0.12 | 0.12 | 0.1 | 0.05 | 0.04 | 0 | True | True | Non Federally-Regulated | 07/07/2021 |  | 08/28/2022
Halco Lighting Technologies | Halco | A19FR9-940-DIM-LED4-T20-6pk | Light Emitting Diode | Omnidirectional Lamp | Edison Screw Base | Forward Phase Cut Controls | 97.3 | 4000 |  | 93 | 56 | 93 | 0.95 | Elevated | 25000 | 0.931 | 1 |  | 0.1 | 20 | 20 | 0.24 | 0.24 | 0.23 | 0.21 | 0.01 | 0 | 0.23 | 0.22 | 0.21 | 0.14 | 0.05 | 0 | 0.12 | 0.12 | 0.1 | 0.05 | 0.04 | 0 | True | True | Non Federally-Regulated | 07/07/2021 |  | 08/28/2022
Halco Lighting Technologies | Halco | A19FR12-927-DIM-LED4-T20 | Light Emitting Diode | Omnidirectional Lamp | Edison Screw Base | Forward Phase Cut Controls | 105.8 | 2700 |  | 92 | 52 | 32 | 0.97 | Elevated | 25000 | 0.931 | 1 |  | 0.1 | 20 | 20 | 0.2 | 0.2 | 0.19 | 0.18 | 0.01 | 0 | 0.24 | 0.23 | 0.24 | 0.19 | 0.04 | 0 | 0.19 | 0.18 | 0.18 | 0.14 | 0.04 | 0 | True | True | Non Federally-Regulated | 07/07/2021 |  | 08/28/2022
Halco Lighting Technologies | Halco | A19FR12-930-DIM-LED4-T20 | Light Emitting Diode | Omnidirectional Lamp | Edison Screw Base | Forward Phase Cut Controls | 102.3 | 3000 |  | 93 | 55 | 32 | 0.96 | Elevated | 25000 | 0.931 | 1 |  | 0.1 | 20 | 20 | 0.2 | 0.2 | 0.19 | 0.18 | 0.01 | 0 | 0.24 | 0.23 | 0.24 | 0.19 | 0.04 | 0 | 0.19 | 0.18 | 0.18 | 0.14 | 0.04 | 0 | True | True | Non Federally-Regulated | 07/07/2021 |  | 08/28/2022
Halco Lighting Technologies | Halco | A19FR12-940-DIM-LED4-T20 | Light Emitting Diode | Omnidirectional Lamp | Edison Screw Base | Forward Phase Cut Controls | 101.6 | 4000 |  | 92 | 64 | 32 | 0.96 | Elevated | 25000 | 0.931 | 1 |  | 0.1 | 20 | 20 | 0.2 | 0.2 | 0.19 | 0.18 | 0.01 | 0 | 0.24 | 0.23 | 0.24 | 0.19 | 0.04 | 0 | 0.19 | 0.18 | 0.18 | 0.14 | 0.04 | 0 | True | True | Non Federally-Regulated | 07/07/2021 |  | 08/28/2022
AFX Lighting, Inc. | Artika | PLU22-1445T-830/40/50 | Light Emitting Diode | Inseparable Luminaire | Direct Wired | Forward Phase Cut Controls | 79.8 | 3000 |  | 92 | 56 | 131 | 1 | Ambient | 50000 |  | 1 | 60000 | 0.1 | 20 | 21 | 0.17 | 0.17 | 0.16 | 0.15 | 0 | 0 | 0.2 | 0.2 | 0.2 | 0.16 | 0.02 | 0.01 | 0.16 | 0.16 | 0.16 | 0.12 | 0.01 | 0 | True | False | Non Federally-Regulated | 08/02/2022 |  | 08/31/2022
AFX Lighting, Inc. | Artika | LGNL4812LAJD4BK | Light Emitting Diode | Inseparable Luminaire | Direct Wired | Forward Phase Cut Controls | 79.8 | 3000 |  | 92 | 56 | 131 | 1 | Ambient | 50000 |  | 1 | 60000 | 0.1 | 20 | 21 | 0.17 | 0.17 | 0.16 | 0.15 | 0 | 0 | 0.2 | 0.2 | 0.2 | 0.16 | 0.02 | 0.01 | 0.16 | 0.16 | 0.16 | 0.12 | 0.01 | 0 | True | False | Non Federally-Regulated | 08/02/2022 |  | 08/31/2022
AFX Lighting, Inc. | Artika | LGNL4812LAJD4WH | Light Emitting Diode | Inseparable Luminaire | Direct Wired | Forward Phase Cut Controls | 79.8 | 3000 |  | 92 | 56 | 131 | 1 | Ambient | 50000 |  | 1 | 60000 | 0.1 | 20 | 21 | 0.17 | 0.17 | 0.16 | 0.15 | 0 | 0 | 0.2 | 0.2 | 0.2 | 0.16 | 0.02 | 0.01 | 0.16 | 0.16 | 0.16 | 0.12 | 0.01 | 0 | True | False | Non Federally-Regulated | 08/02/2022 |  | 08/31/2022
AFX Lighting, Inc. | TWINSEL | PLU22-1445T-830/40/50 | Light Emitting Diode | Inseparable Luminaire | Direct Wired | Forward Phase Cut Controls | 79.8 | 3000 |  | 92 | 56 | 131 | 1 | Ambient | 50000 |  | 1 | 60000 | 0.1 | 20 | 21 | 0.17 | 0.17 | 0.16 | 0.15 | 0 | 0 | 0.2 | 0.2 | 0.2 | 0.16 | 0.02 | 0.01 | 0.16 | 0.16 | 0.16 | 0.12 | 0.01 | 0 | True | False | Non Federally-Regulated | 08/02/2022 |  | 08/31/2022
AFX Lighting, Inc. | TWINSEL | LGNL4812LAJD4BK | Light Emitting Diode | Inseparable Luminaire | Direct Wired | Forward Phase Cut Controls | 79.8 | 3000 |  | 92 | 56 | 131 | 1 | Ambient | 50000 |  | 1 | 60000 | 0.1 | 20 | 21 | 0.17 | 0.17 | 0.16 | 0.15 | 0 | 0 | 0.2 | 0.2 | 0.2 | 0.16 | 0.02 | 0.01 | 0.16 | 0.16 | 0.16 | 0.12 | 0.01 | 0 | True | False | Non Federally-Regulated | 08/02/2022 |  | 08/31/2022
AFX Lighting, Inc. | TWINSEL | LGNL4812LAJD4WH | Light Emitting Diode | Inseparable Luminaire | Direct Wired | Forward Phase Cut Controls | 79.8 | 3000 |  | 92 | 56 | 131 | 1 | Ambient | 50000 |  | 1 | 60000 | 0.1 | 20 | 21 | 0.17 | 0.17 | 0.16 | 0.15 | 0 | 0 | 0.2 | 0.2 | 0.2 | 0.16 | 0.02 | 0.01 | 0.16 | 0.16 | 0.16 | 0.12 | 0.01 | 0 | True | False | Non Federally-Regulated | 08/02/2022 |  | 08/31/2022
AFX Lighting, Inc. | SHUANGYU | PLU22-1445T-830/40/50 | Light Emitting Diode | Inseparable Luminaire | Direct Wired | Forward Phase Cut Controls | 79.8 | 3000 |  | 92 | 56 | 131 | 1 | Ambient | 50000 |  | 1 | 60000 | 0.1 | 20 | 21 | 0.17 | 0.17 | 0.16 | 0.15 | 0 | 0 | 0.2 | 0.2 | 0.2 | 0.16 | 0.02 | 0.01 | 0.16 | 0.16 | 0.16 | 0.12 | 0.01 | 0 | True | False | Non Federally-Regulated | 08/03/2022 |  | 08/31/2022
AFX Lighting, Inc. | SHUANGYU | LGNL4812LAJD4BK | Light Emitting Diode | Inseparable Luminaire | Direct Wired | Forward Phase Cut Controls | 79.8 | 3000 |  | 92 | 56 | 131 | 1 | Ambient | 50000 |  | 1 | 60000 | 0.1 | 20 | 21 | 0.17 | 0.17 | 0.16 | 0.15 | 0 | 0 | 0.2 | 0.2 | 0.2 | 0.16 | 0.02 | 0.01 | 0.16 | 0.16 | 0.16 | 0.12 | 0.01 | 0 | True | False | Non Federally-Regulated | 08/03/2022 |  | 08/31/2022
AFX Lighting, Inc. | SHUANGYU | LGNL4812LAJD4WH | Light Emitting Diode | Inseparable Luminaire | Direct Wired | Forward Phase Cut Controls | 79.8 | 3000 |  | 92 | 56 | 131 | 1 | Ambient | 50000 |  | 1 | 60000 | 0.1 | 20 | 21 | 0.17 | 0.17 | 0.16 | 0.15 | 0 | 0 | 0.2 | 0.2 | 0.2 | 0.16 | 0.02 | 0.01 | 0.16 | 0.16 | 0.16 | 0.12 | 0.01 | 0 | True | False | Non Federally-Regulated | 08/03/2022 |  | 08/31/2022
AFX Lighting, Inc. | Artika | PLU22-2245T-830/40/50 | Light Emitting Diode | Inseparable Luminaire | Direct Wired | Forward Phase Cut Controls | 82.8 | 3000 |  | 92 | 56 | 140 | 1 | Ambient | 50000 |  | 1 | 60000 | 0.1 | 21 | 21 | 0.29 | 0.29 | 0.28 | 0.27 | 0 | 0 | 0.28 | 0.28 | 0.28 | 0.22 | 0.01 | 0 | 0.22 | 0.22 | 0.22 | 0.17 | 0.02 | 0.02 | True | False | Non Federally-Regulated | 08/02/2022 |  | 08/31/2022
AFX Lighting, Inc. | Artika | LGNL2424LAJD4WH | Light Emitting Diode | Inseparable Luminaire | Direct Wired | Forward Phase Cut Controls | 82.8 | 3000 |  | 92 | 56 | 140 | 1 | Ambient | 50000 |  | 1 | 60000 | 0.1 | 21 | 21 | 0.29 | 0.29 | 0.28 | 0.27 | 0 | 0 | 0.28 | 0.28 | 0.28 | 0.22 | 0.01 | 0 | 0.22 | 0.22 | 0.22 | 0.17 | 0.02 | 0.02 | True | False | Non Federally-Regulated | 08/02/2022 |  | 08/31/2022
AFX Lighting, Inc. | Artika | LGNL2424LAJD4BK | Light Emitting Diode | Inseparable Luminaire | Direct Wired | Forward Phase Cut Controls | 82.8 | 3000 |  | 92 | 56 | 140 | 1 | Ambient | 50000 |  | 1 | 60000 | 0.1 | 21 | 21 | 0.29 | 0.29 | 0.28 | 0.27 | 0 | 0 | 0.28 | 0.28 | 0.28 | 0.22 | 0.01 | 0 | 0.22 | 0.22 | 0.22 | 0.17 | 0.02 | 0.02 | True | False | Non Federally-Regulated | 08/02/2022 |  | 08/31/2022
AFX Lighting, Inc. | TWINSEL | PLU22-2245T-830/40/50 | Light Emitting Diode | Inseparable Luminaire | Direct Wired | Forward Phase Cut Controls | 82.8 | 3000 |  | 92 | 56 | 140 | 1 | Ambient | 50000 |  | 1 | 60000 | 0.1 | 21 | 21 | 0.29 | 0.29 | 0.28 | 0.27 | 0 | 0 | 0.28 | 0.28 | 0.28 | 0.22 | 0.01 | 0 | 0.22 | 0.22 | 0.22 | 0.17 | 0.02 | 0.02 | True | False | Non Federally-Regulated | 08/02/2022 |  | 08/31/2022
AFX Lighting, Inc. | TWINSEL | LGNL2424LAJD4WH | Light Emitting Diode | Inseparable Luminaire | Direct Wired | Forward Phase Cut Controls | 82.8 | 3000 |  | 92 | 56 | 140 | 1 | Ambient | 50000 |  | 1 | 60000 | 0.1 | 21 | 21 | 0.29 | 0.29 | 0.28 | 0.27 | 0 | 0 | 0.28 | 0.28 | 0.28 | 0.22 | 0.01 | 0 | 0.22 | 0.22 | 0.22 | 0.17 | 0.02 | 0.02 | True | False | Non Federally-Regulated | 08/02/2022 |  | 08/31/2022
AFX Lighting, Inc. | TWINSEL | LGNL2424LAJD4BK | Light Emitting Diode | Inseparable Luminaire | Direct Wired | Forward Phase Cut Controls | 82.8 | 3000 |  | 92 | 56 | 140 | 1 | Ambient | 50000 |  | 1 | 60000 | 0.1 | 21 | 21 | 0.29 | 0.29 | 0.28 | 0.27 | 0 | 0 | 0.28 | 0.28 | 0.28 | 0.22 | 0.01 | 0 | 0.22 | 0.22 | 0.22 | 0.17 | 0.02 | 0.02 | True | False | Non Federally-Regulated | 08/02/2022 |  | 08/31/2022
AFX Lighting, Inc. | SHUANGYU | PLU22-2245T-830/40/50 | Light Emitting Diode | Inseparable Luminaire | Direct Wired | Forward Phase Cut Controls | 82.8 | 3000 |  | 92 | 56 | 140 | 1 | Ambient | 50000 |  | 1 | 60000 | 0.1 | 21 | 21 | 0.29 | 0.29 | 0.28 | 0.27 | 0 | 0 | 0.28 | 0.28 | 0.28 | 0.22 | 0.01 | 0 | 0.22 | 0.22 | 0.22 | 0.17 | 0.02 | 0.02 | True | False | Non Federally-Regulated | 08/03/2022 |  | 08/31/2022
AFX Lighting, Inc. | SHUANGYU | LGNL2424LAJD4WH | Light Emitting Diode | Inseparable Luminaire | Direct Wired | Forward Phase Cut Controls | 82.8 | 3000 |  | 92 | 56 | 140 | 1 | Ambient | 50000 |  | 1 | 60000 | 0.1 | 21 | 21 | 0.29 | 0.29 | 0.28 | 0.27 | 0 | 0 | 0.28 | 0.28 | 0.28 | 0.22 | 0.01 | 0 | 0.22 | 0.22 | 0.22 | 0.17 | 0.02 | 0.02 | True | False | Non Federally-Regulated | 08/03/2022 |  | 08/31/2022
AFX Lighting, Inc. | SHUANGYU | LGNL2424LAJD4BK | Light Emitting Diode | Inseparable Luminaire | Direct Wired | Forward Phase Cut Controls | 82.8 | 3000 |  | 92 | 56 | 140 | 1 | Ambient | 50000 |  | 1 | 60000 | 0.1 | 21 | 21 | 0.29 | 0.29 | 0.28 | 0.27 | 0 | 0 | 0.28 | 0.28 | 0.28 | 0.22 | 0.01 | 0 | 0.22 | 0.22 | 0.22 | 0.17 | 0.02 | 0.02 | True | False | Non Federally-Regulated | 08/03/2022 |  | 08/31/2022
AFX Lighting, Inc. | Artika | PLU22-1225T-830/40/50 | Light Emitting Diode | Inseparable Luminaire | Direct Wired | Forward Phase Cut Controls | 74.8 | 3000 |  | 92 | 55 | 104 | 0.99 | Ambient | 50000 |  | 1 | 60000 | 0.1 | 20 | 21 | 0.15 | 0.15 | 0.14 | 0.14 | 0 | 0 | 0.19 | 0.18 | 0.19 | 0.14 | 0.01 | 0.01 | 0.15 | 0.15 | 0.15 | 0.11 | 0.01 | 0.01 | True | False | Non Federally-Regulated | 08/02/2022 |  | 08/31/2022
AFX Lighting, Inc. | Artika | LGNL2412LAJD4BK | Light Emitting Diode | Inseparable Luminaire | Direct Wired | Forward Phase Cut Controls | 74.8 | 3000 |  | 92 | 55 | 104 | 0.99 | Ambient | 50000 |  | 1 | 60000 | 0.1 | 20 | 21 | 0.15 | 0.15 | 0.14 | 0.14 | 0 | 0 | 0.19 | 0.18 | 0.19 | 0.14 | 0.01 | 0.01 | 0.15 | 0.15 | 0.15 | 0.11 | 0.01 | 0.01 | True | False | Non Federally-Regulated | 08/02/2022 |  | 08/31/2022
AFX Lighting, Inc. | Artika | LGNL2412LAJD4WH | Light Emitting Diode | Inseparable Luminaire | Direct Wired | Forward Phase Cut Controls | 74.8 | 3000 |  | 92 | 55 | 104 | 0.99 | Ambient | 50000 |  | 1 | 60000 | 0.1 | 20 | 21 | 0.15 | 0.15 | 0.14 | 0.14 | 0 | 0 | 0.19 | 0.18 | 0.19 | 0.14 | 0.01 | 0.01 | 0.15 | 0.15 | 0.15 | 0.11 | 0.01 | 0.01 | True | False | Non Federally-Regulated | 08/02/2022 |  | 08/31/2022
AFX Lighting, Inc. | TWINSEL | PLU22-1225T-830/40/50 | Light Emitting Diode | Inseparable Luminaire | Direct Wired | Forward Phase Cut Controls | 74.8 | 3000 |  | 92 | 55 | 104 | 0.99 | Ambient | 50000 |  | 1 | 60000 | 0.1 | 20 | 21 | 0.15 | 0.15 | 0.14 | 0.14 | 0 | 0 | 0.19 | 0.18 | 0.19 | 0.14 | 0.01 | 0.01 | 0.15 | 0.15 | 0.15 | 0.11 | 0.01 | 0.01 | True | False | Non Federally-Regulated | 08/02/2022 |  | 08/31/2022
AFX Lighting, Inc. | TWINSEL | LGNL2412LAJD4BK | Light Emitting Diode | Inseparable Luminaire | Direct Wired | Forward Phase Cut Controls | 74.8 | 3000 |  | 92 | 55 | 104 | 0.99 | Ambient | 50000 |  | 1 | 60000 | 0.1 | 20 | 21 | 0.15 | 0.15 | 0.14 | 0.14 | 0 | 0 | 0.19 | 0.18 | 0.19 | 0.14 | 0.01 | 0.01 | 0.15 | 0.15 | 0.15 | 0.11 | 0.01 | 0.01 | True | False | Non Federally-Regulated | 08/02/2022 |  | 08/31/2022
AFX Lighting, Inc. | TWINSEL | LGNL2412LAJD4WH | Light Emitting Diode | Inseparable Luminaire | Direct Wired | Forward Phase Cut Controls | 74.8 | 3000 |  | 92 | 55 | 104 | 0.99 | Ambient | 50000 |  | 1 | 60000 | 0.1 | 20 | 21 | 0.15 | 0.15 | 0.14 | 0.14 | 0 | 0 | 0.19 | 0.18 | 0.19 | 0.14 | 0.01 | 0.01 | 0.15 | 0.15 | 0.15 | 0.11 | 0.01 | 0.01 | True | False | Non Federally-Regulated | 08/02/2022 |  | 08/31/2022
AFX Lighting, Inc. | SHUANGYU | PLU22-1225T-830/40/50 | Light Emitting Diode | Inseparable Luminaire | Direct Wired | Forward Phase Cut Controls | 74.8 | 3000 |  | 92 | 55 | 104 | 0.99 | Ambient | 50000 |  | 1 | 60000 | 0.1 | 20 | 21 | 0.15 | 0.15 | 0.14 | 0.14 | 0 | 0 | 0.19 | 0.18 | 0.19 | 0.14 | 0.01 | 0.01 | 0.15 | 0.15 | 0.15 | 0.11 | 0.01 | 0.01 | True | False | Non Federally-Regulated | 08/03/2022 |  | 08/31/2022
AFX Lighting, Inc. | SHUANGYU | LGNL2412LAJD4BK | Light Emitting Diode | Inseparable Luminaire | Direct Wired | Forward Phase Cut Controls | 74.8 | 3000 |  | 92 | 55 | 104 | 0.99 | Ambient | 50000 |  | 1 | 60000 | 0.1 | 20 | 21 | 0.15 | 0.15 | 0.14 | 0.14 | 0 | 0 | 0.19 | 0.18 | 0.19 | 0.14 | 0.01 | 0.01 | 0.15 | 0.15 | 0.15 | 0.11 | 0.01 | 0.01 | True | False | Non Federally-Regulated | 08/03/2022 |  | 08/31/2022
AFX Lighting, Inc. | SHUANGYU | LGNL2412LAJD4WH | Light Emitting Diode | Inseparable Luminaire | Direct Wired | Forward Phase Cut Controls | 74.8 | 3000 |  | 92 | 55 | 104 | 0.99 | Ambient | 50000 |  | 1 | 60000 | 0.1 | 20 | 21 | 0.15 | 0.15 | 0.14 | 0.14 | 0 | 0 | 0.19 | 0.18 | 0.19 | 0.14 | 0.01 | 0.01 | 0.15 | 0.15 | 0.15 | 0.11 | 0.01 | 0.01 | True | False | Non Federally-Regulated | 08/03/2022 |  | 08/31/2022
DongGuan JiaSheng Lighting Technology Co.,Ltd | Ferguson | FLSATLOLEDCCT*** | Light Emitting Diode | Inseparable Luminaire | Direct Wired | Forward Phase Cut Controls | 83.7 | 2742 | 0.0004 | 92 | 55 | 228 | 0.99 | Ambient | 50000 |  | 0.99 | 54000 | 0.1 | 21 | 18 | 0 | 0 | 0 | 0 | 0 | 0 | 0.32 | 0.32 | 0.33 | 0.26 | 0.01 | 0.01 | 0.32 | 0.31 | 0.32 | 0.24 | 0.01 | 0.01 | True | False | Non Federally-Regulated | 01/21/2021 |  | 08/31/2022
DongGuan JiaSheng Lighting Technology Co.,Ltd | Ferguson | FLSATLOLEDCCT | Light Emitting Diode | Inseparable Luminaire | Direct Wired | Forward Phase Cut Controls | 83.7 | 2742 | 0.0004 | 92 | 55 | 228 | 0.99 | Ambient | 50000 |  | 0.99 | 54000 | 0.1 | 21 | 18 | 0 | 0 | 0 | 0 | 0 | 0 | 0.32 | 0.32 | 0.33 | 0.26 | 0.01 | 0.01 | 0.32 | 0.31 | 0.32 | 0.24 | 0.01 | 0.01 | True | False | Non Federally-Regulated | 01/21/2021 |  | 08/31/2022
Nora Lighting | Nora Lighting | NLCBCSFB-45*10**** | Light Emitting Diode | Inseparable Luminaire | Direct Wired | Forward Phase Cut Controls | 62.7 | 2730 | 0.0003 | 92 | 56 | 150 | 0.99 | Ambient | 50000 |  |  | 61000 | 0.1 | 20 | 20 | 0.16 | 0.19 | 0.19 | 0.19 | 0.01 | 0 | 0.24 | 0.15 | 0.15 | 0.15 | 0.01 | 0.01 | 0.1 | 0.1 | 0.1 | 0.1 | 0.01 | 0 | True |  | Non Federally-Regulated | 10/19/2017 |  | 09/08/2022
Nora Lighting | Nora Lighting | NLCBCSFB-45W*10**** | Light Emitting Diode | Inseparable Luminaire | Direct Wired | Forward Phase Cut Controls | 62.7 | 2730 | 0.0003 | 92 | 56 | 150 | 0.99 | Ambient | 50000 |  |  | 61000 | 0.1 | 20 | 20 | 0.16 | 0.19 | 0.19 | 0.19 | 0.01 | 0 | 0.24 | 0.15 | 0.15 | 0.15 | 0.01 | 0.01 | 0.1 | 0.1 | 0.1 | 0.1 | 0.01 | 0 | True |  | Non Federally-Regulated | 10/19/2017 |  | 09/08/2022
Nora Lighting | Nora Lighting | NLCBSFB-45*12**** | Light Emitting Diode | Inseparable Luminaire | Direct Wired | Forward Phase Cut Controls | 80 | 2716 | 0 | 93 | 58 | 150 | 0.99 | Ambient | 50000 |  |  | 61000 | 0.1 | 20 | 20 | 0.16 | 0.19 | 0.19 | 0.19 | 0.01 | 0 | 0.24 | 0.15 | 0.15 | 0.15 | 0.01 | 0.01 | 0.1 | 0.1 | 0.1 | 0.1 | 0.01 | 0 | True |  | Non Federally-Regulated | 10/20/2017 |  | 09/08/2022
Nora Lighting | Nora Lighting | NLCBSFB-45W5*12**** | Light Emitting Diode | Inseparable Luminaire | Direct Wired | Forward Phase Cut Controls | 80 | 2716 | 0 | 93 | 58 | 150 | 0.99 | Ambient | 50000 |  |  | 61000 | 0.1 | 20 | 20 | 0.16 | 0.19 | 0.19 | 0.19 | 0.01 | 0 | 0.24 | 0.15 | 0.15 | 0.15 | 0.01 | 0.01 | 0.1 | 0.1 | 0.1 | 0.1 | 0.01 | 0 | True |  | Non Federally-Regulated | 10/20/2017 |  | 09/08/2022
Delta Light USA LLC | DELTALIGHT | 6 25117 9*** | Light Emitting Diode | Inseparable Luminaire | Direct Wired | 0-10 VDC Controls | 53 | 2678 | 0.0013 | 92 | 69 | 365 | 0.9 | Elevated | 55000 | 0.966 | 1 | 55000 | 0.02 | 18 | 18 | 0.01 | 0.01 | 0.01 | 0.01 | 0.01 | 0.01 | 0.05 | 0.01 | 0.01 | 0.01 | 0.01 | 0.01 | 0.41 | 0.12 | 0.11 | 0.09 | 0.08 | 0.06 | True |  | Non Federally-Regulated | 09/26/2022 |  | 09/26/2022
Targetti USA | Targetti | DLES39O22HC24 | Light Emitting Diode | Inseparable Luminaire | Direct Wired | 0-10 VDC Controls | 52.7 | 2593 | 0.0019 | 97 | 93 | 294 | 0.99 | Ambient | 60000 |  | 1 | 60000 | 0.04 | 17 | 17 | 0.27 | 0.04 | 0.02 | 0.02 | 0.01 | 0.01 | 1 | 0.24 | 0.19 | 0.16 | 0.08 | 0.06 | 1 | 0.15 | 0.12 | 0.1 | 0.08 | 0.04 | True | False | Non Federally-Regulated | 09/26/2022 |  | 09/27/2022
WAC Lighting Co. | WAC | H-2010-930-** | Light Emitting Diode | Inseparable Luminaire | Direct Wired | Reverse Phase Cut Controls | 62.1 | 3048 | 0.0005 | 93 | 73 | 264 | 0.99 | Ambient | 55000 | 0.95 | 1 |  | 0 | 21 | 21 | 0 | 0 | 0 | 0 | 0 | 0 | 0.06 | 0.01 | 0.01 | 0 | 0 | 0 | 0 | 0 | 0 | 0 | 0 | 0 | True | False | Non Federally-Regulated | 09/22/2022 |  | 09/28/2022
WAC Lighting Co. | WAC | L-2010-930-** | Light Emitting Diode | Inseparable Luminaire | Direct Wired | Reverse Phase Cut Controls | 62.1 | 3048 | 0.0005 | 93 | 73 | 264 | 0.99 | Ambient | 55000 | 0.95 | 1 |  | 0 | 21 | 21 | 0 | 0 | 0 | 0 | 0 | 0 | 0.06 | 0.01 | 0.01 | 0 | 0 | 0 | 0 | 0 | 0 | 0 | 0 | 0 | True | False | Non Federally-Regulated | 09/22/2022 |  | 09/28/2022
WAC Lighting Co. | WAC | J-2010-930-** | Light Emitting Diode | Inseparable Luminaire | Direct Wired | Reverse Phase Cut Controls | 62.1 | 3048 | 0.0005 | 93 | 73 | 264 | 0.99 | Ambient | 55000 | 0.95 | 1 |  | 0 | 21 | 21 | 0 | 0 | 0 | 0 | 0 | 0 | 0.06 | 0.01 | 0.01 | 0 | 0 | 0 | 0 | 0 | 0 | 0 | 0 | 0 | True | False | Non Federally-Regulated | 09/22/2022 |  | 09/28/2022
WAC Lighting Co. | WAC | HM1-2010-930-** | Light Emitting Diode | Inseparable Luminaire | Direct Wired | Reverse Phase Cut Controls | 62.1 | 3048 | 0.0005 | 93 | 73 | 264 | 0.99 | Ambient | 55000 | 0.95 | 1 |  | 0 | 21 | 21 | 0 | 0 | 0 | 0 | 0 | 0 | 0.06 | 0.01 | 0.01 | 0 | 0 | 0 | 0 | 0 | 0 | 0 | 0 | 0 | True | False | Non Federally-Regulated | 09/22/2022 |  | 09/28/2022
WAC Lighting Co. | WAC | MO-2010-930-** | Light Emitting Diode | Inseparable Luminaire | Direct Wired | Reverse Phase Cut Controls | 62.1 | 3048 | 0.0005 | 93 | 73 | 264 | 0.99 | Ambient | 55000 | 0.95 | 1 |  | 0 | 21 | 21 | 0 | 0 | 0 | 0 | 0 | 0 | 0.06 | 0.01 | 0.01 | 0 | 0 | 0 | 0 | 0 | 0 | 0 | 0 | 0 | True | False | Non Federally-Regulated | 09/22/2022 |  | 09/28/2022
WAC Lighting Co. | Silo X10 | H-2010-927-** | Light Emitting Diode | Directional Lamp | Direct Wired | Reverse Phase Cut Controls | 64 | 2700 | 0.0021 | 90 | 61 | 196 | 1 | Ambient | 55000 | 0.96 | 1 |  | 0.03 | 21 | 21 | 0.01 | 0.01 | 0.01 | 0.01 | 0.01 | 0.01 | 0.04 | 0.01 | 0.01 | 0.01 | 0.01 | 0.01 | 0.07 | 0.01 | 0.01 | 0.01 | 0.01 | 0.01 | True |  | Non Federally-Regulated | 12/14/2016 |  | 09/28/2022
WAC Lighting Co. | Silo X10 | H-2010-930-** | Light Emitting Diode | Directional Lamp | Direct Wired | Reverse Phase Cut Controls | 65 | 3000 | 0.0021 | 90 | 61 | 196 | 1 | Ambient | 55000 | 0.96 | 1 |  | 0.03 | 21 | 21 | 0.01 | 0.01 | 0.01 | 0.01 | 0.01 | 0.01 | 0.04 | 0.01 | 0.01 | 0.01 | 0.01 | 0.01 | 0.07 | 0.01 | 0.01 | 0.01 | 0.01 | 0.01 | True |  | Non Federally-Regulated | 12/14/2016 |  | 09/28/2022
WAC Lighting Co. | Silo X10 | H-2010-935-** | Light Emitting Diode | Inseparable Luminaire | Direct Wired | Reverse Phase Cut Controls | 66 | 3500 | 0.0021 | 90 | 61 | 196 | 1 | Ambient | 55000 | 0.96 | 1 |  | 0.03 | 21 | 21 | 0.01 | 0.01 | 0.01 | 0.01 | 0.01 | 0.01 | 0.04 | 0.01 | 0.01 | 0.01 | 0.01 | 0.01 | 0.07 | 0.01 | 0.01 | 0.01 | 0.01 | 0.01 | True |  | Non Federally-Regulated | 12/19/2016 |  | 09/28/2022
WAC Lighting Co. | WAC Lighting | H-2010-940-** | Light Emitting Diode | Inseparable Luminaire | Direct Wired | Reverse Phase Cut Controls | 64.4 | 4000 | 0.0021 | 90 | 61 | 196 | 1 | Ambient | 55000 | 0.96 | 1 |  | 0.03 | 21 | 21 | 0.01 | 0 | 0 | 0 | 0 | 0 | 0.04 | 0.01 | 0.01 | 0 | 0 | 0 | 0.07 | 0.01 | 0.01 | 0.01 | 0 | 0 | True |  | Non Federally-Regulated | 11/30/2018 |  | 09/28/2022
WAC Lighting Co. | Silo X10 | HM1-2010-927-** | Light Emitting Diode | Directional Lamp | Direct Wired | Reverse Phase Cut Controls | 64 | 2700 | 0.0021 | 90 | 61 | 196 | 1 | Ambient | 55000 | 0.96 | 1 |  | 0.03 | 21 | 21 | 0.01 | 0.01 | 0.01 | 0.01 | 0.01 | 0.01 | 0.04 | 0.01 | 0.01 | 0.01 | 0.01 | 0.01 | 0.07 | 0.01 | 0.01 | 0.01 | 0.01 | 0.01 | True |  | Non Federally-Regulated | 12/14/2016 |  | 09/28/2022
WAC Lighting Co. | Silo X10 | HM1-2010-930-** | Light Emitting Diode | Directional Lamp | Direct Wired | Reverse Phase Cut Controls | 65 | 3000 | 0.0021 | 90 | 61 | 196 | 1 | Ambient | 55000 | 0.96 | 1 |  | 0.03 | 21 | 21 | 0.01 | 0.01 | 0.01 | 0.01 | 0.01 | 0.01 | 0.04 | 0.01 | 0.01 | 0.01 | 0.01 | 0.01 | 0.07 | 0.01 | 0.01 | 0.01 | 0.01 | 0.01 | True |  | Non Federally-Regulated | 12/14/2016 |  | 09/28/2022
WAC Lighting Co. | Silo X10 | HM1-2010-935-** | Light Emitting Diode | Inseparable Luminaire | Direct Wired | Reverse Phase Cut Controls | 66 | 3500 | 0.0021 | 90 | 61 | 196 | 1 | Ambient | 55000 | 0.96 | 1 |  | 0.03 | 21 | 21 | 0.01 | 0.01 | 0.01 | 0.01 | 0.01 | 0.01 | 0.04 | 0.01 | 0.01 | 0.01 | 0.01 | 0.01 | 0.07 | 0.01 | 0.01 | 0.01 | 0.01 | 0.01 | True |  | Non Federally-Regulated | 12/19/2016 |  | 09/28/2022
WAC Lighting Co. | WAC Lighting | HM1-2010-940-** | Light Emitting Diode | Inseparable Luminaire | Direct Wired | Reverse Phase Cut Controls | 64.4 | 4000 | 0.0021 | 90 | 61 | 196 | 1 | Ambient | 55000 | 0.96 | 1 |  | 0.03 | 21 | 21 | 0.01 | 0 | 0 | 0 | 0 | 0 | 0.04 | 0.01 | 0.01 | 0 | 0 | 0 | 0.07 | 0.01 | 0.01 | 0.01 | 0 | 0 | True |  | Non Federally-Regulated | 11/30/2018 |  | 09/28/2022
WAC Lighting Co. | Silo X10 | J-2010-927-** | Light Emitting Diode | Directional Lamp | Direct Wired | Reverse Phase Cut Controls | 64 | 2700 | 0.0021 | 90 | 61 | 196 | 1 | Ambient | 55000 | 0.96 | 1 |  | 0.03 | 21 | 21 | 0.01 | 0.01 | 0.01 | 0.01 | 0.01 | 0.01 | 0.04 | 0.01 | 0.01 | 0.01 | 0.01 | 0.01 | 0.07 | 0.01 | 0.01 | 0.01 | 0.01 | 0.01 | True |  | Non Federally-Regulated | 12/14/2016 |  | 09/28/2022
WAC Lighting Co. | Silo X10 | J-2010-930-** | Light Emitting Diode | Directional Lamp | Direct Wired | Reverse Phase Cut Controls | 65 | 3000 | 0.0021 | 90 | 61 | 196 | 1 | Ambient | 55000 | 0.96 | 1 |  | 0.03 | 21 | 21 | 0.01 | 0.01 | 0.01 | 0.01 | 0.01 | 0.01 | 0.04 | 0.01 | 0.01 | 0.01 | 0.01 | 0.01 | 0.07 | 0.01 | 0.01 | 0.01 | 0.01 | 0.01 | True |  | Non Federally-Regulated | 12/14/2016 |  | 09/28/2022
WAC Lighting Co. | Silo X10 | J-2010-935-** | Light Emitting Diode | Inseparable Luminaire | Direct Wired | Reverse Phase Cut Controls | 66 | 3500 | 0.0021 | 90 | 61 | 196 | 1 | Ambient | 55000 | 0.96 | 1 |  | 0.03 | 21 | 21 | 0.01 | 0.01 | 0.01 | 0.01 | 0.01 | 0.01 | 0.04 | 0.01 | 0.01 | 0.01 | 0.01 | 0.01 | 0.07 | 0.01 | 0.01 | 0.01 | 0.01 | 0.01 | True |  | Non Federally-Regulated | 12/19/2016 |  | 09/28/2022
WAC Lighting Co. | WAC Lighting | J-2010-940-** | Light Emitting Diode | Inseparable Luminaire | Direct Wired | Reverse Phase Cut Controls | 64.4 | 4000 | 0.0021 | 90 | 61 | 196 | 1 | Ambient | 55000 | 0.96 | 1 |  | 0.03 | 21 | 21 | 0.01 | 0 | 0 | 0 | 0 | 0 | 0.04 | 0.01 | 0.01 | 0 | 0 | 0 | 0.07 | 0.01 | 0.01 | 0.01 | 0 | 0 | True |  | Non Federally-Regulated | 11/30/2018 |  | 09/28/2022
WAC Lighting Co. | Silo X10 | L-2010-927-** | Light Emitting Diode | Directional Lamp | Direct Wired | Reverse Phase Cut Controls | 64 | 2700 | 0.0021 | 90 | 61 | 196 | 1 | Ambient | 55000 | 0.96 | 1 |  | 0.03 | 21 | 21 | 0.01 | 0.01 | 0.01 | 0.01 | 0.01 | 0.01 | 0.04 | 0.01 | 0.01 | 0.01 | 0.01 | 0.01 | 0.07 | 0.01 | 0.01 | 0.01 | 0.01 | 0.01 | True |  | Non Federally-Regulated | 12/14/2016 |  | 09/28/2022
WAC Lighting Co. | Silo X10 | L-2010-930-** | Light Emitting Diode | Directional Lamp | Direct Wired | Reverse Phase Cut Controls | 65 | 3000 | 0.0021 | 90 | 61 | 196 | 1 | Ambient | 55000 | 0.96 | 1 |  | 0.03 | 21 | 21 | 0.01 | 0.01 | 0.01 | 0.01 | 0.01 | 0.01 | 0.04 | 0.01 | 0.01 | 0.01 | 0.01 | 0.01 | 0.07 | 0.01 | 0.01 | 0.01 | 0.01 | 0.01 | True |  | Non Federally-Regulated | 12/14/2016 |  | 09/28/2022
WAC Lighting Co. | Silo X10 | L-2010-935-** | Light Emitting Diode | Inseparable Luminaire | Direct Wired | Reverse Phase Cut Controls | 66 | 3500 | 0.0021 | 90 | 61 | 196 | 1 | Ambient | 55000 | 0.96 | 1 |  | 0.03 | 21 | 21 | 0.01 | 0.01 | 0.01 | 0.01 | 0.01 | 0.01 | 0.04 | 0.01 | 0.01 | 0.01 | 0.01 | 0.01 | 0.07 | 0.01 | 0.01 | 0.01 | 0.01 | 0.01 | True |  | Non Federally-Regulated | 12/19/2016 |  | 09/28/2022
WAC Lighting Co. | Silo X10 | MO-2010-927-** | Light Emitting Diode | Directional Lamp | Direct Wired | Reverse Phase Cut Controls | 64 | 2700 | 0.0021 | 90 | 61 | 196 | 1 | Ambient | 55000 | 0.96 | 1 |  | 0.03 | 21 | 21 | 0.01 | 0.01 | 0.01 | 0.01 | 0.01 | 0.01 | 0.04 | 0.01 | 0.01 | 0.01 | 0.01 | 0.01 | 0.07 | 0.01 | 0.01 | 0.01 | 0.01 | 0.01 | True |  | Non Federally-Regulated | 12/14/2016 |  | 09/28/2022
WAC Lighting Co. | Silo X10 | MO-2010-930-** | Light Emitting Diode | Directional Lamp | Direct Wired | Reverse Phase Cut Controls | 65 | 3000 | 0.0021 | 90 | 61 | 196 | 1 | Ambient | 55000 | 0.96 | 1 |  | 0.03 | 21 | 21 | 0.01 | 0.01 | 0.01 | 0.01 | 0.01 | 0.01 | 0.04 | 0.01 | 0.01 | 0.01 | 0.01 | 0.01 | 0.07 | 0.01 | 0.01 | 0.01 | 0.01 | 0.01 | True |  | Non Federally-Regulated | 12/14/2016 |  | 09/28/2022
WAC Lighting Co. | Silo X10 | MO-2010-935-** | Light Emitting Diode | Inseparable Luminaire | Direct Wired | Reverse Phase Cut Controls | 66 | 3500 | 0.0021 | 90 | 61 | 196 | 1 | Ambient | 55000 | 0.96 | 1 |  | 0.03 | 21 | 21 | 0.01 | 0.01 | 0.01 | 0.01 | 0.01 | 0.01 | 0.04 | 0.01 | 0.01 | 0.01 | 0.01 | 0.01 | 0.07 | 0.01 | 0.01 | 0.01 | 0.01 | 0.01 | True |  | Non Federally-Regulated | 12/19/2016 |  | 09/28/2022
WAC Lighting Co. | WAC Lighting | L-2010-940-** | Light Emitting Diode | Inseparable Luminaire | Direct Wired | Reverse Phase Cut Controls | 64.4 | 4000 | 0.0021 | 90 | 61 | 196 | 1 | Ambient | 55000 | 0.96 | 1 |  | 0.03 | 21 | 21 | 0.01 | 0 | 0 | 0 | 0 | 0 | 0.04 | 0.01 | 0.01 | 0 | 0 | 0 | 0.07 | 0.01 | 0.01 | 0.01 | 0 | 0 | True |  | Non Federally-Regulated | 11/30/2018 |  | 09/28/2022
WAC Lighting Co. | WAC Lighting | MO-2010-940-** | Light Emitting Diode | Inseparable Luminaire | Direct Wired | Reverse Phase Cut Controls | 64.4 | 4000 | 0.0021 | 90 | 61 | 196 | 1 | Ambient | 55000 | 0.96 | 1 |  | 0.03 | 21 | 21 | 0.01 | 0 | 0 | 0 | 0 | 0 | 0.04 | 0.01 | 0.01 | 0 | 0 | 0 | 0.07 | 0.01 | 0.01 | 0.01 | 0 | 0 | True |  | Non Federally-Regulated | 11/30/2018 |  | 09/28/2022
WAC Lighting Co. | WAC Lighting | H-2020-930-** | Light Emitting Diode | Inseparable Luminaire | Direct Wired | Reverse Phase Cut Controls | 48 | 2951 | -0.0001 | 92 | 67 | 244 | 0.99 | Ambient | 49500 | 0.953 | 1 |  | 0 | 23 | 23 | 0 | 0 | 0 | 0 | 0 | 0 | 0.01 | 0 | 0 | 0 | 0 | 0 | 0 | 0 | 0 | 0 | 0 | 0 | True |  | Non Federally-Regulated | 08/25/2017 |  | 09/28/2022
WAC Lighting Co. | WAC Lighting | L-2020-930-** | Light Emitting Diode | Inseparable Luminaire | Direct Wired | Reverse Phase Cut Controls | 48 | 2951 | -0.0001 | 92 | 67 | 244 | 0.99 | Ambient | 49500 | 0.953 | 1 |  | 0 | 23 | 23 | 0 | 0 | 0 | 0 | 0 | 0 | 0.01 | 0 | 0 | 0 | 0 | 0 | 0 | 0 | 0 | 0 | 0 | 0 | True |  | Non Federally-Regulated | 08/25/2017 |  | 09/28/2022
WAC Lighting Co. | WAC Lighting | J-2020-930-** | Light Emitting Diode | Inseparable Luminaire | Direct Wired | Reverse Phase Cut Controls | 48 | 2951 | -0.0001 | 92 | 67 | 244 | 0.99 | Ambient | 49500 | 0.953 | 1 |  | 0 | 23 | 23 | 0 | 0 | 0 | 0 | 0 | 0 | 0.01 | 0 | 0 | 0 | 0 | 0 | 0 | 0 | 0 | 0 | 0 | 0 | True |  | Non Federally-Regulated | 08/25/2017 |  | 09/28/2022
WAC Lighting Co. | WAC Lighting | WTK-2020-930-** | Light Emitting Diode | Inseparable Luminaire | Direct Wired | Reverse Phase Cut Controls | 48 | 2951 | -0.0001 | 92 | 67 | 244 | 0.99 | Ambient | 49500 | 0.953 | 1 |  | 0 | 23 | 23 | 0 | 0 | 0 | 0 | 0 | 0 | 0.01 | 0 | 0 | 0 | 0 | 0 | 0 | 0 | 0 | 0 | 0 | 0 | True |  | Non Federally-Regulated | 08/25/2017 |  | 09/28/2022
WAC Lighting Co. | WAC Lighting | HM1-2020-930-** | Light Emitting Diode | Inseparable Luminaire | Direct Wired | Reverse Phase Cut Controls | 48 | 2951 | -0.0001 | 92 | 67 | 244 | 0.99 | Ambient | 49500 | 0.953 | 1 |  | 0 | 23 | 23 | 0 | 0 | 0 | 0 | 0 | 0 | 0.01 | 0 | 0 | 0 | 0 | 0 | 0 | 0 | 0 | 0 | 0 | 0 | True |  | Non Federally-Regulated | 08/25/2017 |  | 09/28/2022
WAC Lighting Co. | WAC Lighting | MO-2020-930-** | Light Emitting Diode | Inseparable Luminaire | Direct Wired | Reverse Phase Cut Controls | 48 | 2951 | -0.0001 | 92 | 67 | 244 | 0.99 | Ambient | 49500 | 0.953 | 1 |  | 0 | 23 | 23 | 0 | 0 | 0 | 0 | 0 | 0 | 0.01 | 0 | 0 | 0 | 0 | 0 | 0 | 0 | 0 | 0 | 0 | 0 | True |  | Non Federally-Regulated | 08/25/2017 |  | 09/28/2022
WAC Lighting Co. | WAC Lighting | H-2020-935-** | Light Emitting Diode | Inseparable Luminaire | Direct Wired | Reverse Phase Cut Controls | 50 | 3377 | 0.0004 | 91 | 66 | 244 | 0.99 | Ambient | 49500 | 0.953 | 1 |  | 0 | 23 | 23 | 0 | 0 | 0 | 0 | 0 | 0 | 0.01 | 0 | 0 | 0 | 0 | 0 | 0 | 0 | 0 | 0 | 0 | 0 | True |  | Non Federally-Regulated | 08/25/2017 |  | 09/28/2022
WAC Lighting Co. | WAC Lighting | L-2020-935-** | Light Emitting Diode | Inseparable Luminaire | Direct Wired | Reverse Phase Cut Controls | 50 | 3377 | 0.0004 | 91 | 66 | 244 | 0.99 | Ambient | 49500 | 0.953 | 1 |  | 0 | 23 | 23 | 0 | 0 | 0 | 0 | 0 | 0 | 0.01 | 0 | 0 | 0 | 0 | 0 | 0 | 0 | 0 | 0 | 0 | 0 | True |  | Non Federally-Regulated | 08/25/2017 |  | 09/28/2022
WAC Lighting Co. | WAC Lighting | J-2020-935-** | Light Emitting Diode | Inseparable Luminaire | Direct Wired | Reverse Phase Cut Controls | 50 | 3377 | 0.0004 | 91 | 66 | 244 | 0.99 | Ambient | 49500 | 0.953 | 1 |  | 0 | 23 | 23 | 0 | 0 | 0 | 0 | 0 | 0 | 0.01 | 0 | 0 | 0 | 0 | 0 | 0 | 0 | 0 | 0 | 0 | 0 | True |  | Non Federally-Regulated | 08/25/2017 |  | 09/28/2022
WAC Lighting Co. | WAC Lighting | WTK-2020-935-** | Light Emitting Diode | Inseparable Luminaire | Direct Wired | Reverse Phase Cut Controls | 50 | 3377 | 0.0004 | 91 | 66 | 244 | 0.99 | Ambient | 49500 | 0.953 | 1 |  | 0 | 23 | 23 | 0 | 0 | 0 | 0 | 0 | 0 | 0.01 | 0 | 0 | 0 | 0 | 0 | 0 | 0 | 0 | 0 | 0 | 0 | True |  | Non Federally-Regulated | 08/25/2017 |  | 09/28/2022
WAC Lighting Co. | WAC Lighting | HM1-2020-935-** | Light Emitting Diode | Inseparable Luminaire | Direct Wired | Reverse Phase Cut Controls | 50 | 3377 | 0.0004 | 91 | 66 | 244 | 0.99 | Ambient | 49500 | 0.953 | 1 |  | 0 | 23 | 23 | 0 | 0 | 0 | 0 | 0 | 0 | 0.01 | 0 | 0 | 0 | 0 | 0 | 0 | 0 | 0 | 0 | 0 | 0 | True |  | Non Federally-Regulated | 08/25/2017 |  | 09/28/2022
WAC Lighting Co. | WAC Lighting | MO-2020-935-** | Light Emitting Diode | Inseparable Luminaire | Direct Wired | Reverse Phase Cut Controls | 50 | 3377 | 0.0004 | 91 | 66 | 244 | 0.99 | Ambient | 49500 | 0.953 | 1 |  | 0 | 23 | 23 | 0 | 0 | 0 | 0 | 0 | 0 | 0.01 | 0 | 0 | 0 | 0 | 0 | 0 | 0 | 0 | 0 | 0 | 0 | True |  | Non Federally-Regulated | 08/25/2017 |  | 09/28/2022
WAC Lighting Co. | WAC Lighting | H-2020-940-** | Light Emitting Diode | Inseparable Luminaire | Direct Wired | Reverse Phase Cut Controls | 50 | 3847 | 0.0024 | 90 | 62 | 244 | 0.99 | Ambient | 49500 | 0.953 | 1 |  | 0 | 23 | 23 | 0 | 0 | 0 | 0 | 0 | 0 | 0.01 | 0 | 0 | 0 | 0 | 0 | 0 | 0 | 0 | 0 | 0 | 0 | True |  | Non Federally-Regulated | 08/25/2017 |  | 09/28/2022
WAC Lighting Co. | WAC Lighting | L-2020-940-** | Light Emitting Diode | Inseparable Luminaire | Direct Wired | Reverse Phase Cut Controls | 50 | 3847 | 0.0024 | 90 | 62 | 244 | 0.99 | Ambient | 49500 | 0.953 | 1 |  | 0 | 23 | 23 | 0 | 0 | 0 | 0 | 0 | 0 | 0.01 | 0 | 0 | 0 | 0 | 0 | 0 | 0 | 0 | 0 | 0 | 0 | True |  | Non Federally-Regulated | 08/25/2017 |  | 09/28/2022
WAC Lighting Co. | WAC Lighting | J-2020-940-** | Light Emitting Diode | Inseparable Luminaire | Direct Wired | Reverse Phase Cut Controls | 50 | 3847 | 0.0024 | 90 | 62 | 244 | 0.99 | Ambient | 49500 | 0.953 | 1 |  | 0 | 23 | 23 | 0 | 0 | 0 | 0 | 0 | 0 | 0.01 | 0 | 0 | 0 | 0 | 0 | 0 | 0 | 0 | 0 | 0 | 0 | True |  | Non Federally-Regulated | 08/25/2017 |  | 09/28/2022
WAC Lighting Co. | WAC Lighting | WTK-2020-940-** | Light Emitting Diode | Inseparable Luminaire | Direct Wired | Reverse Phase Cut Controls | 50 | 3847 | 0.0024 | 90 | 62 | 244 | 0.99 | Ambient | 49500 | 0.953 | 1 |  | 0 | 23 | 23 | 0 | 0 | 0 | 0 | 0 | 0 | 0.01 | 0 | 0 | 0 | 0 | 0 | 0 | 0 | 0 | 0 | 0 | 0 | True |  | Non Federally-Regulated | 08/25/2017 |  | 09/28/2022
WAC Lighting Co. | WAC Lighting | HM1-2020-940-** | Light Emitting Diode | Inseparable Luminaire | Direct Wired | Reverse Phase Cut Controls | 50 | 3847 | 0.0024 | 90 | 62 | 244 | 0.99 | Ambient | 49500 | 0.953 | 1 |  | 0 | 23 | 23 | 0 | 0 | 0 | 0 | 0 | 0 | 0.01 | 0 | 0 | 0 | 0 | 0 | 0 | 0 | 0 | 0 | 0 | 0 | True |  | Non Federally-Regulated | 08/25/2017 |  | 09/28/2022
WAC Lighting Co. | WAC Lighting | MO-2020-940-** | Light Emitting Diode | Inseparable Luminaire | Direct Wired | Reverse Phase Cut Controls | 50 | 3847 | 0.0024 | 90 | 62 | 244 | 0.99 | Ambient | 49500 | 0.953 | 1 |  | 0 | 23 | 23 | 0 | 0 | 0 | 0 | 0 | 0 | 0.01 | 0 | 0 | 0 | 0 | 0 | 0 | 0 | 0 | 0 | 0 | 0 | True |  | Non Federally-Regulated | 08/25/2017 |  | 09/28/2022
Feit Electric Company, Inc. | FEIT | CEOM100/930/4 (N2) | Light Emitting Diode | Omnidirectional Lamp | Edison Screw Base | Forward Phase Cut Controls | 110.9 | 3000 | 0.0017 | 94 | 54 | 262 | 0.97 | Elevated | 15000 | 0.897 | 1 |  | 0.05 | 19 | 20 | 0.2 | 0.19 | 0.19 | 0.17 | 0 | 0 | 0.22 | 0.22 | 0.22 | 0.17 | 0.01 | 0.01 | 0.13 | 0.12 | 0.13 | 0.09 | 0 | 0 | True | True | Non Federally-Regulated | 02/26/2021 |  | 09/29/2022
Feit Electric Company, Inc. | FEIT | LEDR56SCP/930CA | Light Emitting Diode | Inseparable Luminaire | Quick Connect | Forward Phase Cut Controls | 86.5 | 3000 | 0.0006 | 92 | 56 | 30 | 0.93 | Ambient | 30000 |  |  | 54000 | 0.05 | 22 | 22 | 0.12 | 0.12 | 0.12 | 0.13 | 0.01 | 0 | 0.23 | 0.22 | 0.22 | 0.19 | 0.02 | 0 | 0.14 | 0.13 | 0.14 | 0.11 | 0.02 | 0 | True |  | Non Federally-Regulated | 04/05/2018 |  | 09/29/2022
Feit Electric Company, Inc. | FEIT | LEDR56SCP/930CA/* | Light Emitting Diode | Inseparable Luminaire | Quick Connect | Forward Phase Cut Controls | 86.5 | 3000 | 0.0006 | 92 | 56 | 30 | 0.93 | Ambient | 30000 |  |  | 54000 | 0.05 | 22 | 22 | 0.12 | 0.12 | 0.12 | 0.13 | 0.01 | 0 | 0.23 | 0.22 | 0.22 | 0.19 | 0.02 | 0 | 0.14 | 0.13 | 0.14 | 0.11 | 0.02 | 0 | True |  | Non Federally-Regulated | 04/05/2018 |  | 09/29/2022
Feit Electric Company, Inc. | FEIT | LEDR4FP/927 | Light Emitting Diode | Inseparable Luminaire | Quick Connect | Forward Phase Cut Controls | 95 | 2700 | -0.0002 | 93 | 60 | 244 | 0.9 | Ambient | 50000 |  |  | 59000 | 0.05 | 21 | 21 | 0.27 | 0.26 | 0.26 | 0.25 | 0 | 0 | 0.17 | 0.16 | 0.15 | 0.14 | 0 | 0 | 0.09 | 0.08 | 0.08 | 0.07 | 0.01 | 0.01 | True |  | Non Federally-Regulated | 08/09/2019 |  | 09/29/2022
Feit Electric Company, Inc. | FEIT | CELEDR56FP/927 | Light Emitting Diode | Inseparable Luminaire | Quick Connect | Forward Phase Cut Controls | 101.2 | 2700 | 0.0002 | 93 | 58 | 147 | 0.9 | Ambient | 50000 |  |  | 59000 | 0.05 | 20 | 21 | 0.25 | 0.25 | 0.25 | 0.22 | 0 | 0 | 0.15 | 0.14 | 0.14 | 0.12 | 0 | 0 | 0.12 | 0.1 | 0.1 | 0.08 | 0.06 | 0.05 | True |  | Non Federally-Regulated | 08/09/2019 |  | 09/29/2022
Feit Electric Company, Inc. | FEIT | LEDR56FP/927 | Light Emitting Diode | Inseparable Luminaire | Quick Connect | Forward Phase Cut Controls | 101.2 | 2700 | 0.0002 | 93 | 58 | 147 | 0.9 | Ambient | 50000 |  |  | 59000 | 0.05 | 20 | 21 | 0.25 | 0.25 | 0.25 | 0.22 | 0 | 0 | 0.15 | 0.14 | 0.14 | 0.12 | 0 | 0 | 0.12 | 0.1 | 0.1 | 0.08 | 0.06 | 0.05 | True |  | Non Federally-Regulated | 08/09/2019 |  | 09/29/2022
Feit Electric Company, Inc. | FEIT | LEDR56/927CA(C) | Light Emitting Diode | Inseparable Luminaire | Quick Connect | Forward Phase Cut Controls | 96.1 | 2700 | -0.0002 | 95 | 58 | 86 | 0.93 | Ambient | 50000 |  | 1 | 56000 | 0.05 | 21 | 21 | 0.29 | 0.29 | 0.28 | 0.26 | 0 | 0 | 0.28 | 0.28 | 0.28 | 0.22 | 0 | 0 | 0.14 | 0.14 | 0.12 | 0.09 | 0.01 | 0 | True | True | Non Federally-Regulated | 10/25/2019 |  | 09/29/2022
Feit Electric Company, Inc. | FEIT | LEDR56/930CA(C) | Light Emitting Diode | Inseparable Luminaire | Quick Connect | Forward Phase Cut Controls | 99.3 | 3000 | -0.0001 | 95 | 77 | 70 | 0.91 | Ambient | 50000 |  | 1 | 54000 | 0.05 | 20 | 21 | 0.32 | 0.31 | 0.3 | 0.27 | 0 | 0 | 0.35 | 0.35 | 0.35 | 0.27 | 0.01 | 0 | 0.17 | 0.17 | 0.16 | 0.11 | 0.01 | 0 | True | True | Non Federally-Regulated | 10/25/2019 |  | 09/29/2022
Feit Electric Company, Inc. | FEIT | LEDR56B/927CA/MP/6(C) | Light Emitting Diode | Inseparable Luminaire | Quick Connect | Forward Phase Cut Controls | 96.2 | 2700 | -0.0002 | 95 | 58 | 86 | 0.93 | Ambient | 50000 |  | 1 | 56000 | 0.05 | 21 | 21 | 0.29 | 0.29 | 0.28 | 0.26 | 0 | 0 | 0.28 | 0.28 | 0.28 | 0.22 | 0 | 0 | 0.14 | 0.14 | 0.12 | 0.09 | 0.01 | 0 | True | True | Non Federally-Regulated | 10/25/2019 |  | 09/29/2022
Feit Electric Company, Inc. | FEIT | CELEDR6/927/2 (C) | Light Emitting Diode | Inseparable Luminaire | Quick Connect | Forward Phase Cut Controls | 98.1 | 2700 | -0.0011 | 95 | 73 | 69 | 0.91 | Ambient | 50000 |  | 1 | 56000 | 0.05 | 21 | 21 | 0.29 | 0.28 | 0.27 | 0.25 | 0 | 0 | 0.38 | 0.32 | 0.32 | 0.25 | 0.01 | 0.01 | 0.16 | 0.16 | 0.15 | 0.11 | 0.02 | 0.02 | True | True | Non Federally-Regulated | 10/25/2019 |  | 09/29/2022
Feit Electric Company, Inc. | Utilitech | 1500764 | Light Emitting Diode | Inseparable Luminaire | Direct Wired | Forward Phase Cut Controls | 70.1 | 2700 | -0.0019 | 94 | 68 | 126 | 0.95 | Ambient | 50000 |  | 1 | 59000 | 0.05 | 20 | 21 | 0.11 | 0.1 | 0.1 | 0.09 | 0 | 0 | 0.21 | 0.2 | 0.2 | 0.17 | 0.04 | 0.03 | 0.31 | 0.29 | 0.3 | 0.26 | 0.16 | 0.15 | True | False | Non Federally-Regulated | 10/25/2019 |  | 09/29/2022
Feit Electric Company, Inc. | Utilitech | 1500771 | Light Emitting Diode | Inseparable Luminaire | Direct Wired | Forward Phase Cut Controls | 77.5 | 2700 | -0.0017 | 93 | 61 | 77 | 0.92 | Ambient | 50000 |  | 1 | 59000 | 0.05 | 21 | 21 | 0.21 | 0.2 | 0.19 | 0.18 | 0 | 0 | 0.34 | 0.34 | 0.34 | 0.28 | 0.04 | 0 | 0.27 | 0.26 | 0.26 | 0.21 | 0.05 | 0 | True | False | Non Federally-Regulated | 10/25/2019 |  | 09/29/2022
Feit Electric Company, Inc. | Utilitech | 1500763 | Light Emitting Diode | Inseparable Luminaire | Direct Wired | Forward Phase Cut Controls | 70.4 | 2700 | -0.0007 | 94 | 69 | 72 | 0.93 | Ambient | 50000 |  | 1 | 56000 | 0.05 | 20 | 21 | 0.22 | 0.22 | 0.21 | 0.19 | 0 | 0 | 0.38 | 0.35 | 0.35 | 0.29 | 0.04 | 0.04 | 0.32 | 0.31 | 0.32 | 0.26 | 0.09 | 0.09 | True | False | Non Federally-Regulated | 10/25/2019 |  | 09/29/2022
Feit Electric Company, Inc. | Utilitech | 1500768 | Light Emitting Diode | Inseparable Luminaire | Direct Wired | Forward Phase Cut Controls | 70.4 | 2700 | -0.0007 | 94 | 69 | 72 | 0.93 | Ambient | 50000 |  | 1 | 56000 | 0.05 | 20 | 21 | 0.22 | 0.22 | 0.21 | 0.19 | 0 | 0 | 0.38 | 0.35 | 0.35 | 0.29 | 0.04 | 0.04 | 0.32 | 0.31 | 0.32 | 0.26 | 0.09 | 0.09 | True | False | Non Federally-Regulated | 10/25/2019 |  | 09/29/2022
Feit Electric Company, Inc. | Utilitech | 1500770 | Light Emitting Diode | Inseparable Luminaire | Direct Wired | Forward Phase Cut Controls | 78.2 | 2700 | -0.0007 | 95 | 64 | 99 | 0.91 | Ambient | 50000 |  | 1 | 53000 | 0.05 | 20 | 20 | 0.12 | 0.12 | 0.11 | 0.11 | 0 | 0 | 0.26 | 0.25 | 0.25 | 0.21 | 0.05 | 0.04 | 0.24 | 0.23 | 0.23 | 0.19 | 0.07 | 0.07 | True | False | Non Federally-Regulated | 10/25/2019 |  | 09/29/2022
Feit Electric Company, Inc. | Utilitech | 1500762 | Light Emitting Diode | Inseparable Luminaire | Direct Wired | Forward Phase Cut Controls | 67.1 | 2700 | -0.001 | 94 | 65 | 74 | 0.93 | Ambient | 50000 |  | 1 | 59000 | 0.05 | 20 | 21 | 0.19 | 0.18 | 0.17 | 0.16 | 0 | 0 | 0.32 | 0.32 | 0.32 | 0.26 | 0.05 | 0.04 | 0.23 | 0.22 | 0.22 | 0.16 | 0.02 | 0.02 | True | False | Non Federally-Regulated | 10/25/2019 |  | 09/29/2022
Feit Electric Company, Inc. | Utilitech | 1500761 | Light Emitting Diode | Inseparable Luminaire | Direct Wired | Forward Phase Cut Controls | 76.5 | 2700 | -0.001 | 94 | 69 | 79 | 0.94 | Ambient | 50000 |  | 1 | 56000 | 0.05 | 20 | 21 | 0.2 | 0.19 | 0.18 | 0.17 | 0 | 0 | 0.33 | 0.33 | 0.33 | 0.27 | 0.06 | 0.05 | 0.3 | 0.28 | 0.28 | 0.23 | 0.09 | 0.09 | True | False | Non Federally-Regulated | 10/25/2019 |  | 09/29/2022
Feit Electric Company, Inc. | Utilitech | 1500767 | Light Emitting Diode | Inseparable Luminaire | Direct Wired | Forward Phase Cut Controls | 76.5 | 2700 | -0.001 | 94 | 69 | 79 | 0.94 | Ambient | 50000 |  | 1 | 56000 | 0.05 | 20 | 21 | 0.2 | 0.19 | 0.18 | 0.17 | 0 | 0 | 0.33 | 0.33 | 0.33 | 0.27 | 0.06 | 0.05 | 0.3 | 0.28 | 0.28 | 0.23 | 0.09 | 0.09 | True | False | Non Federally-Regulated | 10/25/2019 |  | 09/29/2022
Feit Electric Company, Inc. | Utilitech | 1500769 | Light Emitting Diode | Inseparable Luminaire | Direct Wired | Forward Phase Cut Controls | 79.1 | 2700 | -0.0007 | 95 | 64 | 61 | 0.94 | Ambient | 50000 |  | 1 | 56000 | 0.05 | 21 | 21 | 0.22 | 0.22 | 0.21 | 0.19 | 0 | 0 | 0.4 | 0.35 | 0.36 | 0.29 | 0.03 | 0.03 | 0.28 | 0.27 | 0.27 | 0.22 | 0.06 | 0 | True | False | Non Federally-Regulated | 10/25/2019 |  | 09/29/2022
Feit Electric Company, Inc. | Utilitech | 1500760 | Light Emitting Diode | Inseparable Luminaire | Direct Wired | Forward Phase Cut Controls | 78.5 | 2700 | -0.0011 | 94 | 67 | 83 | 0.98 | Ambient | 50000 |  | 1 | 56000 | 0.05 | 20 | 21 | 0.2 | 0.19 | 0.19 | 0.18 | 0 | 0 | 0.27 | 0.27 | 0.27 | 0.22 | 0 | 0 | 0.19 | 0.19 | 0.19 | 0.14 | 0.02 | 0.01 | True | False | Non Federally-Regulated | 10/25/2019 |  | 09/29/2022
Feit Electric Company, Inc. | Utilitech | 1500759 | Light Emitting Diode | Inseparable Luminaire | Direct Wired | Forward Phase Cut Controls | 84.8 | 2700 | -0.0009 | 94 | 67 | 96 | 0.98 | Ambient | 50000 |  | 1 | 56000 | 0.05 | 21 | 21 | 0.27 | 0.26 | 0.25 | 0.24 | 0 | 0 | 0.34 | 0.34 | 0.34 | 0.27 | 0.01 | 0.01 | 0.22 | 0.21 | 0.21 | 0.16 | 0.01 | 0 | True | False | Non Federally-Regulated | 10/25/2019 |  | 09/29/2022
Feit Electric Company, Inc. | FEIT | LEDR56HO/930CA (C) | Light Emitting Diode | Inseparable Luminaire | Quick Connect | Forward Phase Cut Controls | 98.1 | 3000 | -0.0018 | 94 | 75 | 71 | 0.95 | Elevated | 50000 |  | 1 | 54000 | 0.05 | 21 | 21 | 0.22 | 0.22 | 0.21 | 0.19 | 0 | 0 | 0.23 | 0.22 | 0.23 | 0.17 | 0 | 0 | 0.1 | 0.1 | 0.09 | 0.06 | 0 | 0 | True | True | Non Federally-Regulated | 12/03/2019 |  | 09/29/2022
Feit Electric Company, Inc. | FEIT | LEDR4SCP/930CA/SP (C) | Light Emitting Diode | Inseparable Luminaire | Quick Connect | Forward Phase Cut Controls | 97.5 | 3000 | -0.0002 | 94 | 59 | 89 | 0.95 | Ambient | 50000 |  | 1 | 56000 | 0.05 | 21 | 22 | 0.06 | 0.06 | 0.04 | 0.02 | 0 | 0 | 0 | 0 | 0 | 0 | 0 | 0 | 0.02 | 0.01 | 0.01 | 0.01 | 0.01 | 0.01 | True | True | Non Federally-Regulated | 12/26/2019 |  | 09/29/2022
Feit Electric Company, Inc. | FEIT | LEDR56/4WYCA (C) | Light Emitting Diode | Inseparable Luminaire | Quick Connect | Forward Phase Cut Controls | 100.7 | 3000 | -0.0001 | 95 | 66 | 105 | 0.93 | Ambient | 50000 |  | 1 | 54000 | 0.05 | 20 | 21 | 0.22 | 0.21 | 0.2 | 0.19 | 0 | 0 | 0.27 | 0.27 | 0.27 | 0.21 | 0.01 | 0.01 | 0.17 | 0.17 | 0.16 | 0.12 | 0 | 0 | True | True | Non Federally-Regulated | 12/26/2019 |  | 09/29/2022
Feit Electric Company, Inc. | FEIT | LEDR56HO/927CA (C) | Light Emitting Diode | Inseparable Luminaire | Quick Connect | Forward Phase Cut Controls | 100.4 | 2700 | 0.0006 | 93 | 56 | 132 | 0.97 | Ambient | 50000 |  | 1 | 54000 | 0.05 | 20 | 21 | 0.32 | 0.32 | 0.31 | 0.29 | 0 | 0 | 0.32 | 0.32 | 0.33 | 0.25 | 0 | 0 | 0.18 | 0.18 | 0.17 | 0.12 | 0 | 0 | True | True | Non Federally-Regulated | 02/19/2020 |  | 09/29/2022
Feit Electric Company, Inc. | FEIT | LEDR4HO/930CA (C) | Light Emitting Diode | Inseparable Luminaire | Edison Screw Base | Forward Phase Cut Controls | 97.3 | 3000 | 0.0002 | 95 | 62 | 150 | 0.93 | Ambient | 50000 |  | 1 | 56000 | 0.05 | 20 | 21 | 0.34 | 0.33 | 0.31 | 0.29 | 0 | 0 | 0.34 | 0.34 | 0.34 | 0.28 | 0 | 0 | 0.2 | 0.2 | 0.2 | 0.16 | 0.02 | 0.02 | True | True | Non Federally-Regulated | 06/29/2020 |  | 09/29/2022
Feit Electric Company, Inc. | FEIT | LEDR4JBX/930 (C) | Light Emitting Diode | Inseparable Luminaire | Direct Wired | Forward Phase Cut Controls | 75.5 | 3000 | -0.0015 | 92 | 57 | 97 | 0.96 | Ambient | 50000 |  | 1 | 54000 | 0.05 | 20 | 21 | 0.29 | 0.28 | 0.27 | 0.26 | 0 | 0 | 0.34 | 0.33 | 0.34 | 0.26 | 0 | 0 | 0.18 | 0.19 | 0.17 | 0.12 | 0.01 | 0 | True | False | Non Federally-Regulated | 06/29/2020 |  | 09/29/2022
Feit Electric Company, Inc. | FEIT | LEDR56JBX/930 (C) | Light Emitting Diode | Inseparable Luminaire | Direct Wired | Forward Phase Cut Controls | 82.5 | 3000 | -0.0011 | 93 | 59 | 121 | 0.97 | Ambient | 50000 |  | 1 | 56000 | 0.05 | 20 | 21 | 0.29 | 0.28 | 0.27 | 0.25 | 0 | 0 | 0.32 | 0.32 | 0.33 | 0.25 | 0 | 0 | 0.17 | 0.18 | 0.16 | 0.11 | 0.01 | 0 | True | False | Non Federally-Regulated | 06/29/2020 |  | 09/29/2022
Feit Electric Company, Inc. | FEIT | LEDR4JBX/6WYCA | Light Emitting Diode | Inseparable Luminaire | Direct Wired | Forward Phase Cut Controls | 80.5 | 2700 | -0.0004 | 92 | 55 | 198 | 0.96 | Ambient | 50000 |  | 1 | 56000 | 0.05 | 20 | 21 | 0.23 | 0.23 | 0.22 | 0.22 | 0 | 0 | 0.32 | 0.31 | 0.3 | 0.28 | 0 | 0 | 0.37 | 0.36 | 0.37 | 0.29 | 0.01 | 0 | True | False | Non Federally-Regulated | 07/28/2020 |  | 09/29/2022
Feit Electric Company, Inc. | FEIT | LEDR56JBX/6WYCA | Light Emitting Diode | Inseparable Luminaire | Direct Wired | Forward Phase Cut Controls | 76.2 | 2700 | -0.0002 | 92 | 57 | 210 | 0.97 | Ambient | 50000 |  | 1 | 56000 | 0.05 | 20 | 21 | 0.28 | 0.29 | 0.24 | 0.24 | 0 | 0 | 0.35 | 0.35 | 0.35 | 0.28 | 0 | 0 | 0.27 | 0.28 | 0.27 | 0.2 | 0.03 | 0.03 | True | False | Non Federally-Regulated | 07/28/2020 |  | 09/29/2022
Feit Electric Company, Inc. | FEIT | LEDR4/4WYCA (C) | Light Emitting Diode | Inseparable Luminaire | Edison Screw Base | Forward Phase Cut Controls | 101.1 | 3000 | 0 | 94 | 64 | 175 | 0.95 | Ambient | 50000 |  | 1 | 56000 | 0.05 | 21 | 22 | 0.42 | 0.35 | 0.36 | 0.29 | 0.02 | 0.01 | 0.39 | 0.31 | 0.31 | 0.24 | 0 | 0 | 0.34 | 0.25 | 0.25 | 0.19 | 0.04 | 0.03 | True | True | Non Federally-Regulated | 08/14/2020 |  | 09/29/2022
Feit Electric Company, Inc. | FEIT | LEDR4XT/ADJ/6WYCA | Light Emitting Diode | Inseparable Luminaire | Direct Wired | Forward Phase Cut Controls | 76.5 | 2700 | -0.0001 | 93 | 52 | 72 | 0.92 | Ambient | 50000 |  | 1 | 53000 | 0.05 | 21 | 21 | 0.17 | 0.16 | 0.15 | 0.14 | 0 | 0 | 0.28 | 0.28 | 0.28 | 0.22 | 0 | 0 | 0.24 | 0.22 | 0.22 | 0.16 | 0.01 | 0 | True | False | Non Federally-Regulated | 10/02/2020 |  | 09/29/2022
Feit Electric Company, Inc. | FEIT | LEDR6XT/ADJ/6WYCA | Light Emitting Diode | Inseparable Luminaire | Direct Wired | Forward Phase Cut Controls | 81.1 | 2700 | 0.0002 | 93 | 53 | 62 | 0.93 | Ambient | 50000 |  | 1 | 56000 | 0.05 | 21 | 21 | 0.21 | 0.2 | 0.19 | 0.18 | 0 | 0 | 0.33 | 0.32 | 0.33 | 0.26 | 0 | 0 | 0.23 | 0.23 | 0.23 | 0.17 | 0 | 0 | True | False | Non Federally-Regulated | 10/02/2020 |  | 09/29/2022
Feit Electric Company, Inc. | FEIT | LEDR6XT/HO/NL/5CCTCA | Light Emitting Diode | Inseparable Luminaire | Direct Wired | Forward Phase Cut Controls | 85.3 | 2700 | 0 | 92 | 57 | 129 | 0.98 | Ambient | 50000 |  | 1 | 59000 | 0.05 | 21 | 21 | 0.25 | 0.24 | 0.23 | 0.22 | 0 | 0 | 0.32 | 0.31 | 0.32 | 0.25 | 0 | 0 | 0.21 | 0.2 | 0.21 | 0.17 | 0.05 | 0.05 | True | False | Non Federally-Regulated | 10/02/2020 |  | 09/29/2022
Feit Electric Company, Inc. | FEIT | LEDR4HOJBX/6WYCA | Light Emitting Diode | Inseparable Luminaire | Direct Wired | Forward Phase Cut Controls | 77.5 | 2700 | -0.0001 | 93 | 57 | 240 | 0.97 | Ambient | 50000 |  | 1 | 59000 | 0.05 | 21 | 21 | 0.23 | 0.23 | 0.22 | 0.2 | 0 | 0 | 0.31 | 0.31 | 0.31 | 0.24 | 0 | 0 | 0.25 | 0.25 | 0.25 | 0.18 | 0.01 | 0 | True | False | Non Federally-Regulated | 10/02/2020 |  | 09/29/2022
Feit Electric Company, Inc. | FEIT | LEDR4/NL/5CCTCA | Light Emitting Diode | Inseparable Luminaire | Edison Screw Base | Forward Phase Cut Controls | 97.3 | 2700 | 0 | 93 | 61 | 158 | 0.92 | Ambient | 50000 |  | 1 | 56000 | 0.05 | 20 | 21 | 0.29 | 0.28 | 0.27 | 0.26 | 0 | 0 | 0.32 | 0.31 | 0.31 | 0.26 | 0 | 0 | 0.2 | 0.2 | 0.2 | 0.15 | 0.02 | 0.02 | True | True | Non Federally-Regulated | 10/02/2020 |  | 09/29/2022
Feit Electric Company, Inc. | FEIT | LEDR56/NL/5CCTCA | Light Emitting Diode | Inseparable Luminaire | Edison Screw Base | Forward Phase Cut Controls | 97.1 | 2700 | 0.0001 | 93 | 60 | 112 | 0.95 | Ambient | 50000 |  | 1 | 56000 | 0.05 | 20 | 21 | 0.31 | 0.3 | 0.29 | 0.28 | 0 | 0 | 0.35 | 0.35 | 0.35 | 0.28 | 0 | 0 | 0.23 | 0.23 | 0.23 | 0.17 | 0.01 | 0 | True | True | Non Federally-Regulated | 10/02/2020 |  | 09/29/2022
Feit Electric Company, Inc. | FEIT | LEDR56HOJBX/6WYCA | Light Emitting Diode | Inseparable Luminaire | Direct Wired | Forward Phase Cut Controls | 81.5 | 2700 | -0.0003 | 93 | 61 | 162 | 0.98 | Ambient | 50000 |  | 1 | 56000 | 0.05 | 21 | 21 | 0.2 | 0.19 | 0.18 | 0.17 | 0 | 0 | 0.23 | 0.23 | 0.23 | 0.19 | 0 | 0 | 0.16 | 0.15 | 0.15 | 0.11 | 0 | 0 | True | False | Non Federally-Regulated | 10/02/2020 |  | 09/29/2022
Feit Electric Company, Inc. | FEIT | LEDR4XT/HO/NL/5CCTCA | Light Emitting Diode | Inseparable Luminaire | Direct Wired | Forward Phase Cut Controls | 67.5 | 2700 | -0.0001 | 92 | 56 | 128 | 0.98 | Ambient | 50000 |  | 1 | 59000 | 0.05 | 21 | 21 | 0.2 | 0.19 | 0.18 | 0.17 | 0 | 0 | 0.27 | 0.27 | 0.27 | 0.21 | 0 | 0 | 0.21 | 0.21 | 0.21 | 0.15 | 0.01 | 0.01 | True | False | Non Federally-Regulated | 10/02/2020 |  | 09/29/2022
Feit Electric Company, Inc. | FEIT | LEDR56DB/6WYCA | Light Emitting Diode | Inseparable Luminaire | Edison Screw Base | Forward Phase Cut Controls | 96.5 | 2700 | 0.0006 | 93 | 55 | 198 | 0.96 | Ambient | 50000 |  | 1 | 56000 | 0.05 | 21 | 21 | 0.3 | 0.29 | 0.28 | 0.27 | 0 | 0 | 0.3 | 0.3 | 0.3 | 0.23 | 0 | 0 | 0.21 | 0.2 | 0.2 | 0.14 | 0 | 0 | True | True | Non Federally-Regulated | 10/16/2020 |  | 09/29/2022
Feit Electric Company, Inc. | FEIT | LEDR56/927CA/MED (C) | Light Emitting Diode | Inseparable Luminaire | Edison Screw Base | Forward Phase Cut Controls | 95.4 | 2700 | 0 | 94 | 62 | 138 | 0.98 | Ambient | 50000 |  | 1 | 56000 | 0.05 | 20 | 21 | 0.28 | 0.28 | 0.27 | 0.26 | 0 | 0 | 0.35 | 0.35 | 0.35 | 0.27 | 0 | 0 | 0.2 | 0.2 | 0.19 | 0.13 | 0.01 | 0 | True | True | Non Federally-Regulated | 11/20/2020 |  | 09/29/2022
Feit Electric Company, Inc. | FEIT | LEDR56/927CA/MED/2 (C) | Light Emitting Diode | Inseparable Luminaire | Edison Screw Base | Forward Phase Cut Controls | 94.4 | 2700 | 0 | 94 | 62 | 138 | 0.98 | Ambient | 50000 |  | 1 | 56000 | 0.05 | 20 | 21 | 0.28 | 0.28 | 0.27 | 0.26 | 0 | 0 | 0.35 | 0.35 | 0.35 | 0.27 | 0 | 0 | 0.2 | 0.2 | 0.19 | 0.13 | 0.01 | 0 | True | True | Non Federally-Regulated | 11/20/2020 |  | 09/29/2022
Feit Electric Company, Inc. | FEIT | LEDR56SCP/930CA/SP (C) | Light Emitting Diode | Inseparable Luminaire | Edison Screw Base | Forward Phase Cut Controls | 101.8 | 3000 | 0.0007 | 92 | 57 | 112 | 0.96 | Ambient | 50000 |  | 1 | 56000 | 0.05 | 20 | 21 | 0.29 | 0.28 | 0.27 | 0.26 | 0 | 0 | 0.33 | 0.33 | 0.33 | 0.26 | 0.01 | 0.01 | 0.19 | 0.19 | 0.18 | 0.13 | 0.01 | 0 | True | True | Non Federally-Regulated | 03/03/2021 |  | 09/29/2022
Delta Light USA LLC | DELTALIGHT | 6 28510 9* | Light Emitting Diode | Inseparable Luminaire | Direct Wired | 0-10 VDC Controls | 68 | 2693 | 0.0009 | 90 | 62 | 365 | 1 | Elevated | 55000 | 0.966 | 1 | 55000 | 0.02 | 18 | 18 | 0.01 | 0.01 | 0.01 | 0.01 | 0.01 | 0.01 | 0.05 | 0.01 | 0.01 | 0.01 | 0.01 | 0.01 | 0.41 | 0.12 | 0.11 | 0.09 | 0.08 | 0.06 | True |  | Non Federally-Regulated | 10/06/2022 |  | 10/06/2022
Delta Light USA LLC | DELTALIGHT | 6 28543 9* | Light Emitting Diode | Inseparable Luminaire | Direct Wired | 0-10 VDC Controls | 68 | 2693 | 0.0009 | 90 | 62 | 365 | 1 | Elevated | 55000 | 0.966 | 1 | 55000 | 0.02 | 18 | 18 | 0.01 | 0.01 | 0.01 | 0.01 | 0.01 | 0.01 | 0.05 | 0.01 | 0.01 | 0.01 | 0.01 | 0.01 | 0.41 | 0.12 | 0.11 | 0.09 | 0.08 | 0.06 | True |  | Non Federally-Regulated | 10/06/2022 |  | 10/06/2022
Delta Light USA LLC | DELTALIGHT | 6 28514 9* | Light Emitting Diode | Inseparable Luminaire | Direct Wired | 0-10 VDC Controls | 68 | 2693 | 0.0009 | 90 | 62 | 365 | 1 | Elevated | 55000 | 0.966 | 1 | 55000 | 0.02 | 18 | 18 | 0.01 | 0.01 | 0.01 | 0.01 | 0.01 | 0.01 | 0.05 | 0.01 | 0.01 | 0.01 | 0.01 | 0.01 | 0.41 | 0.12 | 0.11 | 0.09 | 0.08 | 0.06 | True |  | Non Federally-Regulated | 10/06/2022 |  | 10/06/2022
Delta Light USA LLC | DELTALIGHT | 6 28439 9**** | Light Emitting Diode | Inseparable Luminaire | Direct Wired | 0-10 VDC Controls | 56 | 2766 | 0.0003 | 90 | 64 | 365 | 0.9 | Elevated | 55000 | 0.966 | 1 | 55000 | 0.02 | 18 | 18 | 0.01 | 0.01 | 0.01 | 0.01 | 0.01 | 0.01 | 0.05 | 0.01 | 0.01 | 0.01 | 0.01 | 0.01 | 0.41 | 0.12 | 0.11 | 0.09 | 0.08 | 0.07 | True |  | Non Federally-Regulated | 09/27/2022 |  | 10/06/2022
Ledra Brands, Inc. | Alphabet | NU4-RA-SW-15LM-27K-90-15D-NA-DL-**-**-IC-***-ELV1 | Light Emitting Diode | Inseparable Luminaire | Quick Connect | Reverse Phase Cut Controls | 46.6 | 2700 | 0 | 91 | 50 | 315 | 1 | Ambient | 50000 | 0.98 | 1 |  | 0.01 | 21 | 21 | 0.02 | 0.01 | 0.01 | 0.01 | 0 | 0 | 0.06 | 0.03 | 0.03 | 0.02 | 0 | 0 | 0.5 | 0.17 | 0.16 | 0.14 | 0.02 | 0.01 | True | False | Non Federally-Regulated | 10/03/2022 |  | 10/14/2022
Ledra Brands, Inc. | Alphabet | NU4-RA-SW-15LM-30K-90-15D-NA-DL-**-**-IC-***-ELV1 | Light Emitting Diode | Inseparable Luminaire | Quick Connect | Reverse Phase Cut Controls | 48.9 | 3000 | 0 | 91 | 50 | 315 | 1 | Ambient | 50000 | 0.98 | 1 |  | 0.01 | 21 | 21 | 0.02 | 0.01 | 0.01 | 0.01 | 0 | 0 | 0.06 | 0.03 | 0.03 | 0.02 | 0 | 0 | 0.5 | 0.17 | 0.16 | 0.14 | 0.02 | 0.01 | True | False | Non Federally-Regulated | 10/03/2022 |  | 10/14/2022
Ledra Brands, Inc. | Alphabet | NU4-RA-SW-15LM-35K-90-15D-NA-DL-**-**-IC-***-ELV1 | Light Emitting Diode | Inseparable Luminaire | Quick Connect | Reverse Phase Cut Controls | 53.1 | 3500 | 0 | 91 | 50 | 315 | 1 | Ambient | 50000 | 0.98 | 1 |  | 0.01 | 21 | 21 | 0.02 | 0.01 | 0.01 | 0.01 | 0 | 0 | 0.06 | 0.03 | 0.03 | 0.02 | 0 | 0 | 0.5 | 0.17 | 0.16 | 0.14 | 0.02 | 0.01 | True | False | Non Federally-Regulated | 10/03/2022 |  | 10/14/2022
Ledra Brands, Inc. | Alphabet | NU4-RA-SW-15LM-40K-90-15D-NA-DL-**-**-IC-***-ELV1 | Light Emitting Diode | Inseparable Luminaire | Quick Connect | Reverse Phase Cut Controls | 59.7 | 4000 | 0 | 91 | 50 | 315 | 1 | Ambient | 50000 | 0.98 | 1 |  | 0.01 | 21 | 21 | 0.02 | 0.01 | 0.01 | 0.01 | 0 | 0 | 0.06 | 0.03 | 0.03 | 0.02 | 0 | 0 | 0.5 | 0.17 | 0.16 | 0.14 | 0.02 | 0.01 | True | False | Non Federally-Regulated | 10/03/2022 |  | 10/14/2022
Ledra Brands, Inc. | Alphabet | NU4-RA-SW-10LM-27K-90-15D-NA-DL-**-**-IC-***-ELV1 | Light Emitting Diode | Inseparable Luminaire | Quick Connect | Reverse Phase Cut Controls | 64.6 | 2700 | 0 | 91 | 50 | 315 | 1 | Ambient | 50000 | 0.98 | 1 |  | 0.01 | 21 | 21 | 0.02 | 0.01 | 0.01 | 0.01 | 0 | 0 | 0.06 | 0.03 | 0.03 | 0.02 | 0 | 0 | 0.5 | 0.17 | 0.16 | 0.14 | 0.02 | 0.01 | True | False | Non Federally-Regulated | 10/03/2022 |  | 10/14/2022
Ledra Brands, Inc. | Alphabet | NU4-RA-SW-10LM-30K-90-15D-NA-DL-**-**-IC-***-ELV1 | Light Emitting Diode | Inseparable Luminaire | Quick Connect | Reverse Phase Cut Controls | 67.8 | 3000 | 0 | 91 | 50 | 315 | 1 | Ambient | 50000 | 0.98 | 1 |  | 0.01 | 21 | 21 | 0.02 | 0.01 | 0.01 | 0.01 | 0 | 0 | 0.06 | 0.03 | 0.03 | 0.02 | 0 | 0 | 0.5 | 0.17 | 0.16 | 0.14 | 0.02 | 0.01 | True | False | Non Federally-Regulated | 10/03/2022 |  | 10/14/2022
Ledra Brands, Inc. | Alphabet | NU4-RA-SW-10LM-35K-90-15D-NA-DL-**-**-IC-***-ELV1 | Light Emitting Diode | Inseparable Luminaire | Quick Connect | Reverse Phase Cut Controls | 73.7 | 3500 | 0 | 91 | 50 | 315 | 1 | Ambient | 50000 | 0.98 | 1 |  | 0.01 | 21 | 21 | 0.02 | 0.01 | 0.01 | 0.01 | 0 | 0 | 0.06 | 0.03 | 0.03 | 0.02 | 0 | 0 | 0.5 | 0.17 | 0.16 | 0.14 | 0.02 | 0.01 | True | False | Non Federally-Regulated | 10/03/2022 |  | 10/14/2022
Ledra Brands, Inc. | Alphabet | NU4-RA-SW-10LM-40K-90-15D-NA-DL-**-**-IC-***-ELV1 | Light Emitting Diode | Inseparable Luminaire | Quick Connect | Reverse Phase Cut Controls | 82.8 | 4000 | 0 | 91 | 50 | 315 | 1 | Ambient | 50000 | 0.98 | 1 |  | 0.01 | 21 | 21 | 0.02 | 0.01 | 0.01 | 0.01 | 0 | 0 | 0.06 | 0.03 | 0.03 | 0.02 | 0 | 0 | 0.5 | 0.17 | 0.16 | 0.14 | 0.02 | 0.01 | True | False | Non Federally-Regulated | 10/03/2022 |  | 10/14/2022
Ledra Brands, Inc. | Alphabet | NU4-RA-SW-15LM-27K-90-15D-NA-CL-**-**-IC-***-ELV1 | Light Emitting Diode | Inseparable Luminaire | Quick Connect | Reverse Phase Cut Controls | 47.1 | 2700 | 0 | 91 | 50 | 315 | 1 | Ambient | 50000 | 0.98 | 1 |  | 0.01 | 21 | 21 | 0.02 | 0.01 | 0.01 | 0.01 | 0 | 0 | 0.06 | 0.03 | 0.03 | 0.02 | 0 | 0 | 0.5 | 0.17 | 0.16 | 0.14 | 0.02 | 0.01 | True | False | Non Federally-Regulated | 10/03/2022 |  | 10/14/2022
Ledra Brands, Inc. | Alphabet | NU4-RA-SW-15LM-30K-90-15D-NA-CL-**-**-IC-***-ELV1 | Light Emitting Diode | Inseparable Luminaire | Quick Connect | Reverse Phase Cut Controls | 49.4 | 3000 | 0 | 91 | 50 | 315 | 1 | Ambient | 50000 | 0.98 | 1 |  | 0.01 | 21 | 21 | 0.02 | 0.01 | 0.01 | 0.01 | 0 | 0 | 0.06 | 0.03 | 0.03 | 0.02 | 0 | 0 | 0.5 | 0.17 | 0.16 | 0.14 | 0.02 | 0.01 | True | False | Non Federally-Regulated | 10/03/2022 |  | 10/14/2022
Ledra Brands, Inc. | Alphabet | NU4-RA-SW-15LM-35K-90-15D-NA-CL-**-**-IC-***-ELV1 | Light Emitting Diode | Inseparable Luminaire | Quick Connect | Reverse Phase Cut Controls | 53.7 | 3500 | 0 | 91 | 50 | 315 | 1 | Ambient | 50000 | 0.98 | 1 |  | 0.01 | 21 | 21 | 0.02 | 0.01 | 0.01 | 0.01 | 0 | 0 | 0.06 | 0.03 | 0.03 | 0.02 | 0 | 0 | 0.5 | 0.17 | 0.16 | 0.14 | 0.02 | 0.01 | True | False | Non Federally-Regulated | 10/03/2022 |  | 10/14/2022
Ledra Brands, Inc. | Alphabet | NU4-RA-SW-15LM-40K-90-15D-NA-CL-**-**-IC-***-ELV1 | Light Emitting Diode | Inseparable Luminaire | Quick Connect | Reverse Phase Cut Controls | 60.4 | 4000 | 0 | 91 | 50 | 315 | 1 | Ambient | 50000 | 0.98 | 1 |  | 0.01 | 21 | 21 | 0.02 | 0.01 | 0.01 | 0.01 | 0 | 0 | 0.06 | 0.03 | 0.03 | 0.02 | 0 | 0 | 0.5 | 0.17 | 0.16 | 0.14 | 0.02 | 0.01 | True | False | Non Federally-Regulated | 10/03/2022 |  | 10/14/2022
Ledra Brands, Inc. | Alphabet | NU4-RA-SW-10LM-27K-90-15D-NA-CL-**-**-IC-***-ELV1 | Light Emitting Diode | Inseparable Luminaire | Quick Connect | Reverse Phase Cut Controls | 65.3 | 2700 | 0 | 91 | 50 | 315 | 1 | Ambient | 50000 | 0.98 | 1 |  | 0.01 | 21 | 21 | 0.02 | 0.01 | 0.01 | 0.01 | 0 | 0 | 0.06 | 0.03 | 0.03 | 0.02 | 0 | 0 | 0.5 | 0.17 | 0.16 | 0.14 | 0.02 | 0.01 | True | False | Non Federally-Regulated | 10/03/2022 |  | 10/14/2022
Ledra Brands, Inc. | Alphabet | NU4-RA-SW-10LM-30K-90-15D-NA-CL-**-**-IC-***-ELV1 | Light Emitting Diode | Inseparable Luminaire | Quick Connect | Reverse Phase Cut Controls | 68.5 | 3000 | 0 | 91 | 50 | 315 | 1 | Ambient | 50000 | 0.98 | 1 |  | 0.01 | 21 | 21 | 0.02 | 0.01 | 0.01 | 0.01 | 0 | 0 | 0.06 | 0.03 | 0.03 | 0.02 | 0 | 0 | 0.5 | 0.17 | 0.16 | 0.14 | 0.02 | 0.01 | True | False | Non Federally-Regulated | 10/03/2022 |  | 10/14/2022
Ledra Brands, Inc. | Alphabet | NU4-RA-SW-10LM-35K-90-15D-NA-CL-**-**-IC-***-ELV1 | Light Emitting Diode | Inseparable Luminaire | Quick Connect | Reverse Phase Cut Controls | 74.5 | 3500 | 0 | 91 | 50 | 315 | 1 | Ambient | 50000 | 0.98 | 1 |  | 0.01 | 21 | 21 | 0.02 | 0.01 | 0.01 | 0.01 | 0 | 0 | 0.06 | 0.03 | 0.03 | 0.02 | 0 | 0 | 0.5 | 0.17 | 0.16 | 0.14 | 0.02 | 0.01 | True | False | Non Federally-Regulated | 10/03/2022 |  | 10/14/2022
Ledra Brands, Inc. | Alphabet | NU4-RA-SW-10LM-40K-90-15D-NA-CL-**-**-IC-***-ELV1 | Light Emitting Diode | Inseparable Luminaire | Quick Connect | Reverse Phase Cut Controls | 83.7 | 4000 | 0 | 91 | 50 | 315 | 1 | Ambient | 50000 | 0.98 | 1 |  | 0.01 | 21 | 21 | 0.02 | 0.01 | 0.01 | 0.01 | 0 | 0 | 0.06 | 0.03 | 0.03 | 0.02 | 0 | 0 | 0.5 | 0.17 | 0.16 | 0.14 | 0.02 | 0.01 | True | False | Non Federally-Regulated | 10/03/2022 |  | 10/14/2022
Ledra Brands, Inc. | Alphabet | NU4-RA-SW-15LM-27K-90-15D-NA-HET-**-**-IC-***-ELV1 | Light Emitting Diode | Inseparable Luminaire | Quick Connect | Reverse Phase Cut Controls | 47.1 | 2700 | 0 | 91 | 50 | 315 | 1 | Ambient | 50000 | 0.98 | 1 |  | 0.01 | 21 | 21 | 0.02 | 0.01 | 0.01 | 0.01 | 0 | 0 | 0.06 | 0.03 | 0.03 | 0.02 | 0 | 0 | 0.5 | 0.17 | 0.16 | 0.14 | 0.02 | 0.01 | True | False | Non Federally-Regulated | 10/03/2022 |  | 10/14/2022
Ledra Brands, Inc. | Alphabet | NU4-RA-SW-15LM-30K-90-15D-NA-HET-**-**-IC-***-ELV1 | Light Emitting Diode | Inseparable Luminaire | Quick Connect | Reverse Phase Cut Controls | 49.4 | 3000 | 0 | 91 | 50 | 315 | 1 | Ambient | 50000 | 0.98 | 1 |  | 0.01 | 21 | 21 | 0.02 | 0.01 | 0.01 | 0.01 | 0 | 0 | 0.06 | 0.03 | 0.03 | 0.02 | 0 | 0 | 0.5 | 0.17 | 0.16 | 0.14 | 0.02 | 0.01 | True | False | Non Federally-Regulated | 10/03/2022 |  | 10/14/2022
Ledra Brands, Inc. | Alphabet | NU4-RA-SW-15LM-35K-90-15D-NA-HET-**-**-IC-***-ELV1 | Light Emitting Diode | Inseparable Luminaire | Quick Connect | Reverse Phase Cut Controls | 53.7 | 3500 | 0 | 91 | 50 | 315 | 1 | Ambient | 50000 | 0.98 | 1 |  | 0.01 | 21 | 21 | 0.02 | 0.01 | 0.01 | 0.01 | 0 | 0 | 0.06 | 0.03 | 0.03 | 0.02 | 0 | 0 | 0.5 | 0.17 | 0.16 | 0.14 | 0.02 | 0.01 | True | False | Non Federally-Regulated | 10/03/2022 |  | 10/14/2022
Ledra Brands, Inc. | Alphabet | NU4-RA-SW-15LM-40K-90-15D-NA-HET-**-**-IC-***-ELV1 | Light Emitting Diode | Inseparable Luminaire | Quick Connect | Reverse Phase Cut Controls | 60.4 | 4000 | 0 | 91 | 50 | 315 | 1 | Ambient | 50000 | 0.98 | 1 |  | 0.01 | 21 | 21 | 0.02 | 0.01 | 0.01 | 0.01 | 0 | 0 | 0.06 | 0.03 | 0.03 | 0.02 | 0 | 0 | 0.5 | 0.17 | 0.16 | 0.14 | 0.02 | 0.01 | True | False | Non Federally-Regulated | 10/03/2022 |  | 10/14/2022
Ledra Brands, Inc. | Alphabet | NU4-RA-SW-10LM-27K-90-15D-NA-HET-**-**-IC-***-ELV1 | Light Emitting Diode | Inseparable Luminaire | Quick Connect | Reverse Phase Cut Controls | 65.3 | 2700 | 0 | 91 | 50 | 315 | 1 | Ambient | 50000 | 0.98 | 1 |  | 0.01 | 21 | 21 | 0.02 | 0.01 | 0.01 | 0.01 | 0 | 0 | 0.06 | 0.03 | 0.03 | 0.02 | 0 | 0 | 0.5 | 0.17 | 0.16 | 0.14 | 0.02 | 0.01 | True | False | Non Federally-Regulated | 10/03/2022 |  | 10/14/2022
Ledra Brands, Inc. | Alphabet | NU4-RA-SW-10LM-30K-90-15D-NA-HET-**-**-IC-***-ELV1 | Light Emitting Diode | Inseparable Luminaire | Quick Connect | Reverse Phase Cut Controls | 68.5 | 3000 | 0 | 91 | 50 | 315 | 1 | Ambient | 50000 | 0.98 | 1 |  | 0.01 | 21 | 21 | 0.02 | 0.01 | 0.01 | 0.01 | 0 | 0 | 0.06 | 0.03 | 0.03 | 0.02 | 0 | 0 | 0.5 | 0.17 | 0.16 | 0.14 | 0.02 | 0.01 | True | False | Non Federally-Regulated | 10/03/2022 |  | 10/14/2022
Ledra Brands, Inc. | Alphabet | NU4-RA-SW-10LM-35K-90-15D-NA-HET-**-**-IC-***-ELV1 | Light Emitting Diode | Inseparable Luminaire | Quick Connect | Reverse Phase Cut Controls | 74.5 | 3500 | 0 | 91 | 50 | 315 | 1 | Ambient | 50000 | 0.98 | 1 |  | 0.01 | 21 | 21 | 0.02 | 0.01 | 0.01 | 0.01 | 0 | 0 | 0.06 | 0.03 | 0.03 | 0.02 | 0 | 0 | 0.5 | 0.17 | 0.16 | 0.14 | 0.02 | 0.01 | True | False | Non Federally-Regulated | 10/03/2022 |  | 10/14/2022
Ledra Brands, Inc. | Alphabet | NU4-RA-SW-10LM-40K-90-15D-NA-HET-**-**-IC-***-ELV1 | Light Emitting Diode | Inseparable Luminaire | Quick Connect | Reverse Phase Cut Controls | 83.7 | 4000 | 0 | 91 | 50 | 315 | 1 | Ambient | 50000 | 0.98 | 1 |  | 0.01 | 21 | 21 | 0.02 | 0.01 | 0.01 | 0.01 | 0 | 0 | 0.06 | 0.03 | 0.03 | 0.02 | 0 | 0 | 0.5 | 0.17 | 0.16 | 0.14 | 0.02 | 0.01 | True | False | Non Federally-Regulated | 10/03/2022 |  | 10/14/2022
Ledra Brands, Inc. | Alphabet | NU4-RA-SW-15LM-27K-90-15D-NA-SBL-**-**-IC-***-ELV1 | Light Emitting Diode | Inseparable Luminaire | Quick Connect | Reverse Phase Cut Controls | 47.1 | 2700 | 0 | 91 | 50 | 315 | 1 | Ambient | 50000 | 0.98 | 1 |  | 0.01 | 21 | 21 | 0.02 | 0.01 | 0.01 | 0.01 | 0 | 0 | 0.06 | 0.03 | 0.03 | 0.02 | 0 | 0 | 0.5 | 0.17 | 0.16 | 0.14 | 0.02 | 0.01 | True | False | Non Federally-Regulated | 10/03/2022 |  | 10/14/2022
Ledra Brands, Inc. | Alphabet | NU4-RA-SW-15LM-30K-90-15D-NA-SBL-**-**-IC-***-ELV1 | Light Emitting Diode | Inseparable Luminaire | Quick Connect | Reverse Phase Cut Controls | 49.4 | 3000 | 0 | 91 | 50 | 315 | 1 | Ambient | 50000 | 0.98 | 1 |  | 0.01 | 21 | 21 | 0.02 | 0.01 | 0.01 | 0.01 | 0 | 0 | 0.06 | 0.03 | 0.03 | 0.02 | 0 | 0 | 0.5 | 0.17 | 0.16 | 0.14 | 0.02 | 0.01 | True | False | Non Federally-Regulated | 10/03/2022 |  | 10/14/2022
Ledra Brands, Inc. | Alphabet | NU4-RA-SW-15LM-35K-90-15D-NA-SBL-**-**-IC-***-ELV1 | Light Emitting Diode | Inseparable Luminaire | Quick Connect | Reverse Phase Cut Controls | 53.7 | 3500 | 0 | 91 | 50 | 315 | 1 | Ambient | 50000 | 0.98 | 1 |  | 0.01 | 21 | 21 | 0.02 | 0.01 | 0.01 | 0.01 | 0 | 0 | 0.06 | 0.03 | 0.03 | 0.02 | 0 | 0 | 0.5 | 0.17 | 0.16 | 0.14 | 0.02 | 0.01 | True | False | Non Federally-Regulated | 10/03/2022 |  | 10/14/2022
Ledra Brands, Inc. | Alphabet | NU4-RA-SW-15LM-40K-90-15D-NA-SBL-**-**-IC-***-ELV1 | Light Emitting Diode | Inseparable Luminaire | Quick Connect | Reverse Phase Cut Controls | 60.4 | 4000 | 0 | 91 | 50 | 315 | 1 | Ambient | 50000 | 0.98 | 1 |  | 0.01 | 21 | 21 | 0.02 | 0.01 | 0.01 | 0.01 | 0 | 0 | 0.06 | 0.03 | 0.03 | 0.02 | 0 | 0 | 0.5 | 0.17 | 0.16 | 0.14 | 0.02 | 0.01 | True | False | Non Federally-Regulated | 10/03/2022 |  | 10/14/2022
Ledra Brands, Inc. | Alphabet | NU4-RA-SW-10LM-27K-90-15D-NA-SBL-**-**-IC-***-ELV1 | Light Emitting Diode | Inseparable Luminaire | Quick Connect | Reverse Phase Cut Controls | 65.3 | 2700 | 0 | 91 | 50 | 315 | 1 | Ambient | 50000 | 0.98 | 1 |  | 0.01 | 21 | 21 | 0.02 | 0.01 | 0.01 | 0.01 | 0 | 0 | 0.06 | 0.03 | 0.03 | 0.02 | 0 | 0 | 0.5 | 0.17 | 0.16 | 0.14 | 0.02 | 0.01 | True | False | Non Federally-Regulated | 10/03/2022 |  | 10/14/2022
Ledra Brands, Inc. | Alphabet | NU4-RA-SW-10LM-30K-90-15D-NA-SBL-**-**-IC-***-ELV1 | Light Emitting Diode | Inseparable Luminaire | Quick Connect | Reverse Phase Cut Controls | 68.5 | 3000 | 0 | 91 | 50 | 315 | 1 | Ambient | 50000 | 0.98 | 1 |  | 0.01 | 21 | 21 | 0.02 | 0.01 | 0.01 | 0.01 | 0 | 0 | 0.06 | 0.03 | 0.03 | 0.02 | 0 | 0 | 0.5 | 0.17 | 0.16 | 0.14 | 0.02 | 0.01 | True | False | Non Federally-Regulated | 10/03/2022 |  | 10/14/2022
Ledra Brands, Inc. | Alphabet | NU4-RA-SW-10LM-35K-90-15D-NA-SBL-**-**-IC-***-ELV1 | Light Emitting Diode | Inseparable Luminaire | Quick Connect | Reverse Phase Cut Controls | 74.5 | 3500 | 0 | 91 | 50 | 315 | 1 | Ambient | 50000 | 0.98 | 1 |  | 0.01 | 21 | 21 | 0.02 | 0.01 | 0.01 | 0.01 | 0 | 0 | 0.06 | 0.03 | 0.03 | 0.02 | 0 | 0 | 0.5 | 0.17 | 0.16 | 0.14 | 0.02 | 0.01 | True | False | Non Federally-Regulated | 10/03/2022 |  | 10/14/2022
Ledra Brands, Inc. | Alphabet | NU4-RA-SW-10LM-40K-90-15D-NA-SBL-**-**-IC-***-ELV1 | Light Emitting Diode | Inseparable Luminaire | Quick Connect | Reverse Phase Cut Controls | 83.7 | 4000 | 0 | 91 | 50 | 315 | 1 | Ambient | 50000 | 0.98 | 1 |  | 0.01 | 21 | 21 | 0.02 | 0.01 | 0.01 | 0.01 | 0 | 0 | 0.06 | 0.03 | 0.03 | 0.02 | 0 | 0 | 0.5 | 0.17 | 0.16 | 0.14 | 0.02 | 0.01 | True | False | Non Federally-Regulated | 10/03/2022 |  | 10/14/2022
Ledra Brands, Inc. | Alphabet | NU4-RA-SW-15LM-27K-90-15D-NA-DL-**-**-IC-***-LTE | Light Emitting Diode | Inseparable Luminaire | Quick Connect | Forward Phase Cut Controls | 46.6 | 2700 | 0 | 91 | 50 | 315 | 1 | Ambient | 50000 | 0.98 | 1 |  | 0.04 | 20 | 22 | 0.03 | 0.01 | 0 | 0 | 0 | 0 | 0.08 | 0.01 | 0.01 | 0.01 | 0.01 | 0 | 0.36 | 0.04 | 0.03 | 0.03 | 0.02 | 0.01 | True | False | Non Federally-Regulated | 10/03/2022 |  | 10/14/2022
Ledra Brands, Inc. | Alphabet | NU4-RA-SW-15LM-30K-90-15D-NA-DL-**-**-IC-***-LTE | Light Emitting Diode | Inseparable Luminaire | Quick Connect | Forward Phase Cut Controls | 48.9 | 3000 | 0 | 91 | 50 | 315 | 1 | Ambient | 50000 | 0.98 | 1 |  | 0.04 | 20 | 22 | 0.03 | 0.01 | 0 | 0 | 0 | 0 | 0.08 | 0.01 | 0.01 | 0.01 | 0.01 | 0 | 0.36 | 0.04 | 0.03 | 0.03 | 0.02 | 0.01 | True | False | Non Federally-Regulated | 10/03/2022 |  | 10/14/2022
Ledra Brands, Inc. | Alphabet | NU4-RA-SW-15LM-35K-90-15D-NA-DL-**-**-IC-***-LTE | Light Emitting Diode | Inseparable Luminaire | Quick Connect | Forward Phase Cut Controls | 53.1 | 3500 | 0 | 91 | 50 | 315 | 1 | Ambient | 50000 | 0.98 | 1 |  | 0.04 | 20 | 22 | 0.03 | 0.01 | 0 | 0 | 0 | 0 | 0.08 | 0.01 | 0.01 | 0.01 | 0.01 | 0 | 0.36 | 0.04 | 0.03 | 0.03 | 0.02 | 0.01 | True | False | Non Federally-Regulated | 10/03/2022 |  | 10/14/2022
Ledra Brands, Inc. | Alphabet | NU4-RA-SW-15LM-40K-90-15D-NA-DL-**-**-IC-***-LTE | Light Emitting Diode | Inseparable Luminaire | Quick Connect | Forward Phase Cut Controls | 59.7 | 4000 | 0 | 91 | 50 | 315 | 1 | Ambient | 50000 | 0.98 | 1 |  | 0.04 | 20 | 22 | 0.03 | 0.01 | 0 | 0 | 0 | 0 | 0.08 | 0.01 | 0.01 | 0.01 | 0.01 | 0 | 0.36 | 0.04 | 0.03 | 0.03 | 0.02 | 0.01 | True | False | Non Federally-Regulated | 10/03/2022 |  | 10/14/2022
Ledra Brands, Inc. | Alphabet | NU4-RA-SW-10LM-27K-90-15D-NA-DL-**-**-IC-***-LTE | Light Emitting Diode | Inseparable Luminaire | Quick Connect | Forward Phase Cut Controls | 64.6 | 2700 | 0 | 91 | 50 | 315 | 1 | Ambient | 50000 | 0.98 | 1 |  | 0.04 | 20 | 22 | 0.03 | 0.01 | 0 | 0 | 0 | 0 | 0.08 | 0.01 | 0.01 | 0.01 | 0.01 | 0 | 0.36 | 0.04 | 0.03 | 0.03 | 0.02 | 0.01 | True | False | Non Federally-Regulated | 10/03/2022 |  | 10/14/2022
Ledra Brands, Inc. | Alphabet | NU4-RA-SW-10LM-30K-90-15D-NA-DL-**-**-IC-***-LTE | Light Emitting Diode | Inseparable Luminaire | Quick Connect | Forward Phase Cut Controls | 67.8 | 3000 | 0 | 91 | 50 | 315 | 1 | Ambient | 50000 | 0.98 | 1 |  | 0.04 | 20 | 22 | 0.03 | 0.01 | 0 | 0 | 0 | 0 | 0.08 | 0.01 | 0.01 | 0.01 | 0.01 | 0 | 0.36 | 0.04 | 0.03 | 0.03 | 0.02 | 0.01 | True | False | Non Federally-Regulated | 10/03/2022 |  | 10/14/2022
Ledra Brands, Inc. | Alphabet | NU4-RA-SW-10LM-35K-90-15D-NA-DL-**-**-IC-***-LTE | Light Emitting Diode | Inseparable Luminaire | Quick Connect | Forward Phase Cut Controls | 73.7 | 3500 | 0 | 91 | 50 | 315 | 1 | Ambient | 50000 | 0.98 | 1 |  | 0.04 | 20 | 22 | 0.03 | 0.01 | 0 | 0 | 0 | 0 | 0.08 | 0.01 | 0.01 | 0.01 | 0.01 | 0 | 0.36 | 0.04 | 0.03 | 0.03 | 0.02 | 0.01 | True | False | Non Federally-Regulated | 10/03/2022 |  | 10/14/2022
Ledra Brands, Inc. | Alphabet | NU4-RA-SW-10LM-40K-90-15D-NA-DL-**-**-IC-***-LTE | Light Emitting Diode | Inseparable Luminaire | Quick Connect | Forward Phase Cut Controls | 82.8 | 4000 | 0 | 91 | 50 | 315 | 1 | Ambient | 50000 | 0.98 | 1 |  | 0.04 | 20 | 22 | 0.03 | 0.01 | 0 | 0 | 0 | 0 | 0.08 | 0.01 | 0.01 | 0.01 | 0.01 | 0 | 0.36 | 0.04 | 0.03 | 0.03 | 0.02 | 0.01 | True | False | Non Federally-Regulated | 10/03/2022 |  | 10/14/2022
Ledra Brands, Inc. | Alphabet | NU4-RA-SW-15LM-27K-90-15D-NA-CL-**-**-IC-***-LTE | Light Emitting Diode | Inseparable Luminaire | Quick Connect | Forward Phase Cut Controls | 47.1 | 2700 | 0 | 91 | 50 | 315 | 1 | Ambient | 50000 | 0.98 | 1 |  | 0.04 | 20 | 22 | 0.03 | 0.01 | 0 | 0 | 0 | 0 | 0.08 | 0.01 | 0.01 | 0.01 | 0.01 | 0 | 0.36 | 0.04 | 0.03 | 0.03 | 0.02 | 0.01 | True | False | Non Federally-Regulated | 10/03/2022 |  | 10/14/2022
Ledra Brands, Inc. | Alphabet | NU4-RA-SW-15LM-30K-90-15D-NA-CL-**-**-IC-***-LTE | Light Emitting Diode | Inseparable Luminaire | Quick Connect | Forward Phase Cut Controls | 49.4 | 3000 | 0 | 91 | 50 | 315 | 1 | Ambient | 50000 | 0.98 | 1 |  | 0.04 | 20 | 22 | 0.03 | 0.01 | 0 | 0 | 0 | 0 | 0.08 | 0.01 | 0.01 | 0.01 | 0.01 | 0 | 0.36 | 0.04 | 0.03 | 0.03 | 0.02 | 0.01 | True | False | Non Federally-Regulated | 10/03/2022 |  | 10/14/2022
Ledra Brands, Inc. | Alphabet | NU4-RA-SW-15LM-35K-90-15D-NA-CL-**-**-IC-***-LTE | Light Emitting Diode | Inseparable Luminaire | Quick Connect | Forward Phase Cut Controls | 53.7 | 3500 | 0 | 91 | 50 | 315 | 1 | Ambient | 50000 | 0.98 | 1 |  | 0.04 | 20 | 22 | 0.03 | 0.01 | 0 | 0 | 0 | 0 | 0.08 | 0.01 | 0.01 | 0.01 | 0.01 | 0 | 0.36 | 0.04 | 0.03 | 0.03 | 0.02 | 0.01 | True | False | Non Federally-Regulated | 10/03/2022 |  | 10/14/2022
Ledra Brands, Inc. | Alphabet | NU4-RA-SW-15LM-40K-90-15D-NA-CL-**-**-IC-***-LTE | Light Emitting Diode | Inseparable Luminaire | Quick Connect | Forward Phase Cut Controls | 60.4 | 4000 | 0 | 91 | 50 | 315 | 1 | Ambient | 50000 | 0.98 | 1 |  | 0.04 | 20 | 22 | 0.03 | 0.01 | 0 | 0 | 0 | 0 | 0.08 | 0.01 | 0.01 | 0.01 | 0.01 | 0 | 0.36 | 0.04 | 0.03 | 0.03 | 0.02 | 0.01 | True | False | Non Federally-Regulated | 10/03/2022 |  | 10/14/2022
Ledra Brands, Inc. | Alphabet | NU4-RA-SW-10LM-27K-90-15D-NA-CL-**-**-IC-***-LTE | Light Emitting Diode | Inseparable Luminaire | Quick Connect | Forward Phase Cut Controls | 65.3 | 2700 | 0 | 91 | 50 | 315 | 1 | Ambient | 50000 | 0.98 | 1 |  | 0.04 | 20 | 22 | 0.03 | 0.01 | 0 | 0 | 0 | 0 | 0.08 | 0.01 | 0.01 | 0.01 | 0.01 | 0 | 0.36 | 0.04 | 0.03 | 0.03 | 0.02 | 0.01 | True | False | Non Federally-Regulated | 10/03/2022 |  | 10/14/2022
Ledra Brands, Inc. | Alphabet | NU4-RA-SW-10LM-30K-90-15D-NA-CL-**-**-IC-***-LTE | Light Emitting Diode | Inseparable Luminaire | Quick Connect | Forward Phase Cut Controls | 68.5 | 3000 | 0 | 91 | 50 | 315 | 1 | Ambient | 50000 | 0.98 | 1 |  | 0.04 | 20 | 22 | 0.03 | 0.01 | 0 | 0 | 0 | 0 | 0.08 | 0.01 | 0.01 | 0.01 | 0.01 | 0 | 0.36 | 0.04 | 0.03 | 0.03 | 0.02 | 0.01 | True | False | Non Federally-Regulated | 10/03/2022 |  | 10/14/2022
Ledra Brands, Inc. | Alphabet | NU4-RA-SW-10LM-35K-90-15D-NA-CL-**-**-IC-***-LTE | Light Emitting Diode | Inseparable Luminaire | Quick Connect | Forward Phase Cut Controls | 74.5 | 3500 | 0 | 91 | 50 | 315 | 1 | Ambient | 50000 | 0.98 | 1 |  | 0.04 | 20 | 22 | 0.03 | 0.01 | 0 | 0 | 0 | 0 | 0.08 | 0.01 | 0.01 | 0.01 | 0.01 | 0 | 0.36 | 0.04 | 0.03 | 0.03 | 0.02 | 0.01 | True | False | Non Federally-Regulated | 10/03/2022 |  | 10/14/2022
Ledra Brands, Inc. | Alphabet | NU4-RA-SW-10LM-40K-90-15D-NA-CL-**-**-IC-***-LTE | Light Emitting Diode | Inseparable Luminaire | Quick Connect | Forward Phase Cut Controls | 83.7 | 4000 | 0 | 91 | 50 | 315 | 1 | Ambient | 50000 | 0.98 | 1 |  | 0.04 | 20 | 22 | 0.03 | 0.01 | 0 | 0 | 0 | 0 | 0.08 | 0.01 | 0.01 | 0.01 | 0.01 | 0 | 0.36 | 0.04 | 0.03 | 0.03 | 0.02 | 0.01 | True | False | Non Federally-Regulated | 10/03/2022 |  | 10/14/2022
Ledra Brands, Inc. | Alphabet | NU4-RA-SW-15LM-27K-90-15D-NA-HET-**-**-IC-***-LTE | Light Emitting Diode | Inseparable Luminaire | Quick Connect | Forward Phase Cut Controls | 47.1 | 2700 | 0 | 91 | 50 | 315 | 1 | Ambient | 50000 | 0.98 | 1 |  | 0.04 | 20 | 22 | 0.03 | 0.01 | 0 | 0 | 0 | 0 | 0.08 | 0.01 | 0.01 | 0.01 | 0.01 | 0 | 0.36 | 0.04 | 0.03 | 0.03 | 0.02 | 0.01 | True | False | Non Federally-Regulated | 10/03/2022 |  | 10/14/2022
Ledra Brands, Inc. | Alphabet | NU4-RA-SW-15LM-30K-90-15D-NA-HET-**-**-IC-***-LTE | Light Emitting Diode | Inseparable Luminaire | Quick Connect | Forward Phase Cut Controls | 49.4 | 3000 | 0 | 91 | 50 | 315 | 1 | Ambient | 50000 | 0.98 | 1 |  | 0.04 | 20 | 22 | 0.03 | 0.01 | 0 | 0 | 0 | 0 | 0.08 | 0.01 | 0.01 | 0.01 | 0.01 | 0 | 0.36 | 0.04 | 0.03 | 0.03 | 0.02 | 0.01 | True | False | Non Federally-Regulated | 10/03/2022 |  | 10/14/2022
Ledra Brands, Inc. | Alphabet | NU4-RA-SW-15LM-35K-90-15D-NA-HET-**-**-IC-***-LTE | Light Emitting Diode | Inseparable Luminaire | Quick Connect | Forward Phase Cut Controls | 53.7 | 3500 | 0 | 91 | 50 | 315 | 1 | Ambient | 50000 | 0.98 | 1 |  | 0.04 | 20 | 22 | 0.03 | 0.01 | 0 | 0 | 0 | 0 | 0.08 | 0.01 | 0.01 | 0.01 | 0.01 | 0 | 0.36 | 0.04 | 0.03 | 0.03 | 0.02 | 0.01 | True | False | Non Federally-Regulated | 10/03/2022 |  | 10/14/2022
Ledra Brands, Inc. | Alphabet | NU4-RA-SW-15LM-40K-90-15D-NA-HET-**-**-IC-***-LTE | Light Emitting Diode | Inseparable Luminaire | Quick Connect | Forward Phase Cut Controls | 60.4 | 4000 | 0 | 91 | 50 | 315 | 1 | Ambient | 50000 | 0.98 | 1 |  | 0.04 | 20 | 22 | 0.03 | 0.01 | 0 | 0 | 0 | 0 | 0.08 | 0.01 | 0.01 | 0.01 | 0.01 | 0 | 0.36 | 0.04 | 0.03 | 0.03 | 0.02 | 0.01 | True | False | Non Federally-Regulated | 10/03/2022 |  | 10/14/2022
Ledra Brands, Inc. | Alphabet | NU4-RA-SW-10LM-27K-90-15D-NA-HET-**-**-IC-***-LTE | Light Emitting Diode | Inseparable Luminaire | Quick Connect | Forward Phase Cut Controls | 65.3 | 2700 | 0 | 91 | 50 | 315 | 1 | Ambient | 50000 | 0.98 | 1 |  | 0.04 | 20 | 22 | 0.03 | 0.01 | 0 | 0 | 0 | 0 | 0.08 | 0.01 | 0.01 | 0.01 | 0.01 | 0 | 0.36 | 0.04 | 0.03 | 0.03 | 0.02 | 0.01 | True | False | Non Federally-Regulated | 10/03/2022 |  | 10/14/2022
Ledra Brands, Inc. | Alphabet | NU4-RA-SW-10LM-30K-90-15D-NA-HET-**-**-IC-***-LTE | Light Emitting Diode | Inseparable Luminaire | Quick Connect | Forward Phase Cut Controls | 68.5 | 3000 | 0 | 91 | 50 | 315 | 1 | Ambient | 50000 | 0.98 | 1 |  | 0.04 | 20 | 22 | 0.03 | 0.01 | 0 | 0 | 0 | 0 | 0.08 | 0.01 | 0.01 | 0.01 | 0.01 | 0 | 0.36 | 0.04 | 0.03 | 0.03 | 0.02 | 0.01 | True | False | Non Federally-Regulated | 10/03/2022 |  | 10/14/2022
Ledra Brands, Inc. | Alphabet | NU4-RA-SW-10LM-35K-90-15D-NA-HET-**-**-IC-***-LTE | Light Emitting Diode | Inseparable Luminaire | Quick Connect | Forward Phase Cut Controls | 74.5 | 3500 | 0 | 91 | 50 | 315 | 1 | Ambient | 50000 | 0.98 | 1 |  | 0.04 | 20 | 22 | 0.03 | 0.01 | 0 | 0 | 0 | 0 | 0.08 | 0.01 | 0.01 | 0.01 | 0.01 | 0 | 0.36 | 0.04 | 0.03 | 0.03 | 0.02 | 0.01 | True | False | Non Federally-Regulated | 10/03/2022 |  | 10/14/2022
Ledra Brands, Inc. | Alphabet | NU4-RA-SW-10LM-40K-90-15D-NA-HET-**-**-IC-***-LTE | Light Emitting Diode | Inseparable Luminaire | Quick Connect | Forward Phase Cut Controls | 83.7 | 4000 | 0 | 91 | 50 | 315 | 1 | Ambient | 50000 | 0.98 | 1 |  | 0.04 | 20 | 22 | 0.03 | 0.01 | 0 | 0 | 0 | 0 | 0.08 | 0.01 | 0.01 | 0.01 | 0.01 | 0 | 0.36 | 0.04 | 0.03 | 0.03 | 0.02 | 0.01 | True | False | Non Federally-Regulated | 10/03/2022 |  | 10/14/2022
Ledra Brands, Inc. | Alphabet | NU4-RA-SW-15LM-27K-90-15D-NA-SBL-**-**-IC-***-LTE | Light Emitting Diode | Inseparable Luminaire | Quick Connect | Forward Phase Cut Controls | 47.1 | 2700 | 0 | 91 | 50 | 315 | 1 | Ambient | 50000 | 0.98 | 1 |  | 0.04 | 20 | 22 | 0.03 | 0.01 | 0 | 0 | 0 | 0 | 0.08 | 0.01 | 0.01 | 0.01 | 0.01 | 0 | 0.36 | 0.04 | 0.03 | 0.03 | 0.02 | 0.01 | True | False | Non Federally-Regulated | 10/03/2022 |  | 10/14/2022
Ledra Brands, Inc. | Alphabet | NU4-RA-SW-15LM-30K-90-15D-NA-SBL-**-**-IC-***-LTE | Light Emitting Diode | Inseparable Luminaire | Quick Connect | Forward Phase Cut Controls | 49.4 | 3000 | 0 | 91 | 50 | 315 | 1 | Ambient | 50000 | 0.98 | 1 |  | 0.04 | 20 | 22 | 0.03 | 0.01 | 0 | 0 | 0 | 0 | 0.08 | 0.01 | 0.01 | 0.01 | 0.01 | 0 | 0.36 | 0.04 | 0.03 | 0.03 | 0.02 | 0.01 | True | False | Non Federally-Regulated | 10/03/2022 |  | 10/14/2022
Ledra Brands, Inc. | Alphabet | NU4-RA-SW-15LM-35K-90-15D-NA-SBL-**-**-IC-***-LTE | Light Emitting Diode | Inseparable Luminaire | Quick Connect | Forward Phase Cut Controls | 53.7 | 3500 | 0 | 91 | 50 | 315 | 1 | Ambient | 50000 | 0.98 | 1 |  | 0.04 | 20 | 22 | 0.03 | 0.01 | 0 | 0 | 0 | 0 | 0.08 | 0.01 | 0.01 | 0.01 | 0.01 | 0 | 0.36 | 0.04 | 0.03 | 0.03 | 0.02 | 0.01 | True | False | Non Federally-Regulated | 10/03/2022 |  | 10/14/2022
Ledra Brands, Inc. | Alphabet | NU4-RA-SW-15LM-40K-90-15D-NA-SBL-**-**-IC-***-LTE | Light Emitting Diode | Inseparable Luminaire | Quick Connect | Forward Phase Cut Controls | 60.4 | 4000 | 0 | 91 | 50 | 315 | 1 | Ambient | 50000 | 0.98 | 1 |  | 0.04 | 20 | 22 | 0.03 | 0.01 | 0 | 0 | 0 | 0 | 0.08 | 0.01 | 0.01 | 0.01 | 0.01 | 0 | 0.36 | 0.04 | 0.03 | 0.03 | 0.02 | 0.01 | True | False | Non Federally-Regulated | 10/03/2022 |  | 10/14/2022
Ledra Brands, Inc. | Alphabet | NU4-RA-SW-10LM-27K-90-15D-NA-SBL-**-**-IC-***-LTE | Light Emitting Diode | Inseparable Luminaire | Quick Connect | Forward Phase Cut Controls | 65.3 | 2700 | 0 | 91 | 50 | 315 | 1 | Ambient | 50000 | 0.98 | 1 |  | 0.04 | 20 | 22 | 0.03 | 0.01 | 0 | 0 | 0 | 0 | 0.08 | 0.01 | 0.01 | 0.01 | 0.01 | 0 | 0.36 | 0.04 | 0.03 | 0.03 | 0.02 | 0.01 | True | False | Non Federally-Regulated | 10/03/2022 |  | 10/14/2022
Ledra Brands, Inc. | Alphabet | NU4-RA-SW-10LM-30K-90-15D-NA-SBL-**-**-IC-***-LTE | Light Emitting Diode | Inseparable Luminaire | Quick Connect | Forward Phase Cut Controls | 68.5 | 3000 | 0 | 91 | 50 | 315 | 1 | Ambient | 50000 | 0.98 | 1 |  | 0.04 | 20 | 22 | 0.03 | 0.01 | 0 | 0 | 0 | 0 | 0.08 | 0.01 | 0.01 | 0.01 | 0.01 | 0 | 0.36 | 0.04 | 0.03 | 0.03 | 0.02 | 0.01 | True | False | Non Federally-Regulated | 10/03/2022 |  | 10/14/2022
Ledra Brands, Inc. | Alphabet | NU4-RA-SW-10LM-35K-90-15D-NA-SBL-**-**-IC-***-LTE | Light Emitting Diode | Inseparable Luminaire | Quick Connect | Forward Phase Cut Controls | 74.5 | 3500 | 0 | 91 | 50 | 315 | 1 | Ambient | 50000 | 0.98 | 1 |  | 0.04 | 20 | 22 | 0.03 | 0.01 | 0 | 0 | 0 | 0 | 0.08 | 0.01 | 0.01 | 0.01 | 0.01 | 0 | 0.36 | 0.04 | 0.03 | 0.03 | 0.02 | 0.01 | True | False | Non Federally-Regulated | 10/03/2022 |  | 10/14/2022
Ledra Brands, Inc. | Alphabet | NU4-RA-SW-10LM-40K-90-15D-NA-SBL-**-**-IC-***-LTE | Light Emitting Diode | Inseparable Luminaire | Quick Connect | Forward Phase Cut Controls | 83.7 | 4000 | 0 | 91 | 50 | 315 | 1 | Ambient | 50000 | 0.98 | 1 |  | 0.04 | 20 | 22 | 0.03 | 0.01 | 0 | 0 | 0 | 0 | 0.08 | 0.01 | 0.01 | 0.01 | 0.01 | 0 | 0.36 | 0.04 | 0.03 | 0.03 | 0.02 | 0.01 | True | False | Non Federally-Regulated | 10/03/2022 |  | 10/14/2022
Ledra Brands, Inc. | Alphabet | NU4-RA-SW-25LM-27K-90-20D-NA-DL-**-**-IC-***-ELV1 | Light Emitting Diode | Inseparable Luminaire | Quick Connect | Reverse Phase Cut Controls | 65 | 2700 | 0.0003 | 92 | 63 | 310 | 0.99 | Ambient | 50000 | 0.981 | 1 | 66000 | 0.02 | 20 | 20 | 0.01 | 0.01 | 0.01 | 0.01 | 0.01 | 0.01 | 0.01 | 0.01 | 0.01 | 0.01 | 0.01 | 0.01 | 0.16 | 0.1 | 0.1 | 0.09 | 0.01 | 0.01 | True | False | Non Federally-Regulated | 10/03/2022 |  | 10/14/2022
Ledra Brands, Inc. | Alphabet | NU4-RA-SW-25LM-30K-90-20D-NA-DL-**-**-IC-***-ELV1 | Light Emitting Diode | Inseparable Luminaire | Quick Connect | Reverse Phase Cut Controls | 67.8 | 3000 | -0.0003 | 92 | 63 | 310 | 0.99 | Ambient | 50000 | 0.981 | 1 | 66000 | 0.02 | 20 | 20 | 0.01 | 0.01 | 0.01 | 0.01 | 0.01 | 0.01 | 0.01 | 0.01 | 0.01 | 0.01 | 0.01 | 0.01 | 0.16 | 0.1 | 0.1 | 0.09 | 0.01 | 0.01 | True | False | Non Federally-Regulated | 10/03/2022 |  | 10/14/2022
Ledra Brands, Inc. | Alphabet | NU4-RA-SW-25LM-35K-90-20D-NA-DL-**-**-IC-***-ELV1 | Light Emitting Diode | Inseparable Luminaire | Quick Connect | Reverse Phase Cut Controls | 73.6 | 3500 | -0.0003 | 92 | 63 | 310 | 0.99 | Ambient | 50000 | 0.981 | 1 | 66000 | 0.02 | 20 | 20 | 0.01 | 0.01 | 0.01 | 0.01 | 0.01 | 0.01 | 0.01 | 0.01 | 0.01 | 0.01 | 0.01 | 0.01 | 0.16 | 0.1 | 0.1 | 0.09 | 0.01 | 0.01 | True | False | Non Federally-Regulated | 10/03/2022 |  | 10/14/2022
Ledra Brands, Inc. | Alphabet | NU4-RA-SW-25LM-40K-90-20D-NA-DL-**-**-IC-***-ELV1 | Light Emitting Diode | Inseparable Luminaire | Quick Connect | Reverse Phase Cut Controls | 82.7 | 4000 | -0.0003 | 92 | 63 | 310 | 0.99 | Ambient | 50000 | 0.981 | 1 | 66000 | 0.02 | 20 | 20 | 0.01 | 0.01 | 0.01 | 0.01 | 0.01 | 0.01 | 0.01 | 0.01 | 0.01 | 0.01 | 0.01 | 0.01 | 0.16 | 0.1 | 0.1 | 0.09 | 0.01 | 0.01 | True | False | Non Federally-Regulated | 10/03/2022 |  | 10/14/2022
Ledra Brands, Inc. | Alphabet | NU4-RA-SW-20LM-27K-90-20D-NA-DL-**-**-IC-***-ELV1 | Light Emitting Diode | Inseparable Luminaire | Quick Connect | Reverse Phase Cut Controls | 64.6 | 2700 | -0.0003 | 92 | 63 | 310 | 0.99 | Ambient | 50000 | 0.981 | 1 | 66000 | 0.02 | 20 | 20 | 0.01 | 0.01 | 0.01 | 0.01 | 0.01 | 0.01 | 0.01 | 0.01 | 0.01 | 0.01 | 0.01 | 0.01 | 0.16 | 0.1 | 0.1 | 0.09 | 0.01 | 0.01 | True | False | Non Federally-Regulated | 10/03/2022 |  | 10/14/2022
Ledra Brands, Inc. | Alphabet | NU4-RA-SW-20LM-30K-90-20D-NA-DL-**-**-IC-***-ELV1 | Light Emitting Diode | Inseparable Luminaire | Quick Connect | Reverse Phase Cut Controls | 67.8 | 3000 | -0.0003 | 92 | 63 | 310 | 0.99 | Ambient | 50000 | 0.981 | 1 | 66000 | 0.02 | 20 | 20 | 0.01 | 0.01 | 0.01 | 0.01 | 0.01 | 0.01 | 0.01 | 0.01 | 0.01 | 0.01 | 0.01 | 0.01 | 0.16 | 0.1 | 0.1 | 0.09 | 0.01 | 0.01 | True | False | Non Federally-Regulated | 10/03/2022 |  | 10/14/2022
Ledra Brands, Inc. | Alphabet | NU4-RA-SW-20LM-35K-90-20D-NA-DL-**-**-IC-***-ELV1 | Light Emitting Diode | Inseparable Luminaire | Quick Connect | Reverse Phase Cut Controls | 73.6 | 3500 | -0.0003 | 92 | 63 | 310 | 0.99 | Ambient | 50000 | 0.981 | 1 | 66000 | 0.02 | 20 | 20 | 0.01 | 0.01 | 0.01 | 0.01 | 0.01 | 0.01 | 0.01 | 0.01 | 0.01 | 0.01 | 0.01 | 0.01 | 0.16 | 0.1 | 0.1 | 0.09 | 0.01 | 0.01 | True | False | Non Federally-Regulated | 10/03/2022 |  | 10/14/2022
Ledra Brands, Inc. | Alphabet | NU4-RA-SW-20LM-40K-90-20D-NA-DL-**-**-IC-***-ELV1 | Light Emitting Diode | Inseparable Luminaire | Quick Connect | Reverse Phase Cut Controls | 82.7 | 4000 | -0.0003 | 92 | 63 | 310 | 0.99 | Ambient | 50000 | 0.981 | 1 | 66000 | 0.02 | 20 | 20 | 0.01 | 0.01 | 0.01 | 0.01 | 0.01 | 0.01 | 0.01 | 0.01 | 0.01 | 0.01 | 0.01 | 0.01 | 0.16 | 0.1 | 0.1 | 0.09 | 0.01 | 0.01 | True | False | Non Federally-Regulated | 10/03/2022 |  | 10/14/2022
Ledra Brands, Inc. | Alphabet | NU4-RA-SW-15LM-27K-90-20D-NA-DL-**-**-IC-***-ELV1 | Light Emitting Diode | Inseparable Luminaire | Quick Connect | Reverse Phase Cut Controls | 64.6 | 2700 | -0.0003 | 92 | 63 | 310 | 0.99 | Ambient | 50000 | 0.981 | 1 | 66000 | 0.02 | 20 | 20 | 0.01 | 0.01 | 0.01 | 0.01 | 0.01 | 0.01 | 0.01 | 0.01 | 0.01 | 0.01 | 0.01 | 0.01 | 0.16 | 0.1 | 0.1 | 0.09 | 0.01 | 0.01 | True | False | Non Federally-Regulated | 10/03/2022 |  | 10/14/2022
Ledra Brands, Inc. | Alphabet | NU4-RA-SW-15LM-30K-90-20D-NA-DL-**-**-IC-***-ELV1 | Light Emitting Diode | Inseparable Luminaire | Quick Connect | Reverse Phase Cut Controls | 67.8 | 3000 | -0.0003 | 92 | 63 | 310 | 0.99 | Ambient | 50000 | 0.981 | 1 | 66000 | 0.02 | 20 | 20 | 0.01 | 0.01 | 0.01 | 0.01 | 0.01 | 0.01 | 0.01 | 0.01 | 0.01 | 0.01 | 0.01 | 0.01 | 0.16 | 0.1 | 0.1 | 0.09 | 0.01 | 0.01 | True | False | Non Federally-Regulated | 10/03/2022 |  | 10/14/2022
Ledra Brands, Inc. | Alphabet | NU4-RA-SW-15LM-35K-90-20D-NA-DL-**-**-IC-***-ELV1 | Light Emitting Diode | Inseparable Luminaire | Quick Connect | Reverse Phase Cut Controls | 73.6 | 3500 | -0.0003 | 92 | 63 | 310 | 0.99 | Ambient | 50000 | 0.981 | 1 | 66000 | 0.02 | 20 | 20 | 0.01 | 0.01 | 0.01 | 0.01 | 0.01 | 0.01 | 0.01 | 0.01 | 0.01 | 0.01 | 0.01 | 0.01 | 0.16 | 0.1 | 0.1 | 0.09 | 0.01 | 0.01 | True | False | Non Federally-Regulated | 10/03/2022 |  | 10/14/2022
Ledra Brands, Inc. | Alphabet | NU4-RA-SW-15LM-40K-90-20D-NA-DL-**-**-IC-***-ELV1 | Light Emitting Diode | Inseparable Luminaire | Quick Connect | Reverse Phase Cut Controls | 82.7 | 4000 | -0.0003 | 92 | 63 | 310 | 0.99 | Ambient | 50000 | 0.981 | 1 | 66000 | 0.02 | 20 | 20 | 0.01 | 0.01 | 0.01 | 0.01 | 0.01 | 0.01 | 0.01 | 0.01 | 0.01 | 0.01 | 0.01 | 0.01 | 0.16 | 0.1 | 0.1 | 0.09 | 0.01 | 0.01 | True | False | Non Federally-Regulated | 10/03/2022 |  | 10/14/2022
Ledra Brands, Inc. | Alphabet | NU4-RA-SW-10LM-27K-90-20D-NA-DL-**-**-IC-***-ELV1 | Light Emitting Diode | Inseparable Luminaire | Quick Connect | Reverse Phase Cut Controls | 64.6 | 2700 | -0.0003 | 92 | 63 | 310 | 0.99 | Ambient | 50000 | 0.981 | 1 | 66000 | 0.02 | 20 | 20 | 0.01 | 0.01 | 0.01 | 0.01 | 0.01 | 0.01 | 0.01 | 0.01 | 0.01 | 0.01 | 0.01 | 0.01 | 0.16 | 0.1 | 0.1 | 0.09 | 0.01 | 0.01 | True | False | Non Federally-Regulated | 10/03/2022 |  | 10/14/2022
Ledra Brands, Inc. | Alphabet | NU4-RA-SW-10LM-30K-90-20D-NA-DL-**-**-IC-***-ELV1 | Light Emitting Diode | Inseparable Luminaire | Quick Connect | Reverse Phase Cut Controls | 67.8 | 3000 | -0.0003 | 92 | 63 | 310 | 0.99 | Ambient | 50000 | 0.981 | 1 | 66000 | 0.02 | 20 | 20 | 0.01 | 0.01 | 0.01 | 0.01 | 0.01 | 0.01 | 0.01 | 0.01 | 0.01 | 0.01 | 0.01 | 0.01 | 0.16 | 0.1 | 0.1 | 0.09 | 0.01 | 0.01 | True | False | Non Federally-Regulated | 10/03/2022 |  | 10/14/2022
Ledra Brands, Inc. | Alphabet | NU4-RA-SW-10LM-35K-90-20D-NA-DL-**-**-IC-***-ELV1 | Light Emitting Diode | Inseparable Luminaire | Quick Connect | Reverse Phase Cut Controls | 73.6 | 3500 | -0.0003 | 92 | 63 | 310 | 0.99 | Ambient | 50000 | 0.981 | 1 | 66000 | 0.02 | 20 | 20 | 0.01 | 0.01 | 0.01 | 0.01 | 0.01 | 0.01 | 0.01 | 0.01 | 0.01 | 0.01 | 0.01 | 0.01 | 0.16 | 0.1 | 0.1 | 0.09 | 0.01 | 0.01 | True | False | Non Federally-Regulated | 10/03/2022 |  | 10/14/2022
Ledra Brands, Inc. | Alphabet | NU4-RA-SW-10LM-40K-90-20D-NA-DL-**-**-IC-***-ELV1 | Light Emitting Diode | Inseparable Luminaire | Quick Connect | Reverse Phase Cut Controls | 82.7 | 4000 | -0.0003 | 92 | 63 | 310 | 0.99 | Ambient | 50000 | 0.981 | 1 | 66000 | 0.02 | 20 | 20 | 0.01 | 0.01 | 0.01 | 0.01 | 0.01 | 0.01 | 0.01 | 0.01 | 0.01 | 0.01 | 0.01 | 0.01 | 0.16 | 0.1 | 0.1 | 0.09 | 0.01 | 0.01 | True | False | Non Federally-Regulated | 10/03/2022 |  | 10/14/2022
Ledra Brands, Inc. | Alphabet | NU4-RA-SW-25LM-27K-90- 25D-NA-DL-**-**-IC-***-ELV1 | Light Emitting Diode | Inseparable Luminaire | Quick Connect | Reverse Phase Cut Controls | 66.7 | 2700 | -0.0003 | 92 | 63 | 310 | 0.99 | Ambient | 50000 | 0.981 | 1 | 66000 | 0.02 | 20 | 20 | 0.01 | 0.01 | 0.01 | 0.01 | 0.01 | 0.01 | 0.01 | 0.01 | 0.01 | 0.01 | 0.01 | 0.01 | 0.16 | 0.1 | 0.1 | 0.09 | 0.01 | 0.01 | True | False | Non Federally-Regulated | 10/03/2022 |  | 10/14/2022
Ledra Brands, Inc. | Alphabet | NU4-RA-SW-25LM-30K-90- 25D-NA-DL-**-**-IC-***-ELV1 | Light Emitting Diode | Inseparable Luminaire | Quick Connect | Reverse Phase Cut Controls | 70 | 3000 | -0.0003 | 92 | 63 | 310 | 0.99 | Ambient | 50000 | 0.981 | 1 | 66000 | 0.02 | 20 | 20 | 0.01 | 0.01 | 0.01 | 0.01 | 0.01 | 0.01 | 0.01 | 0.01 | 0.01 | 0.01 | 0.01 | 0.01 | 0.16 | 0.1 | 0.1 | 0.09 | 0.01 | 0.01 | True | False | Non Federally-Regulated | 10/03/2022 |  | 10/14/2022
Ledra Brands, Inc. | Alphabet | NU4-RA-SW-25LM-35K-90- 25D-NA-DL-**-**-IC-***-ELV1 | Light Emitting Diode | Inseparable Luminaire | Quick Connect | Reverse Phase Cut Controls | 76 | 3500 | -0.0003 | 92 | 63 | 310 | 0.99 | Ambient | 50000 | 0.981 | 1 | 66000 | 0.02 | 20 | 20 | 0.01 | 0.01 | 0.01 | 0.01 | 0.01 | 0.01 | 0.01 | 0.01 | 0.01 | 0.01 | 0.01 | 0.01 | 0.16 | 0.1 | 0.1 | 0.09 | 0.01 | 0.01 | True | False | Non Federally-Regulated | 10/03/2022 |  | 10/14/2022
Ledra Brands, Inc. | Alphabet | NU4-RA-SW-25LM-40K-90- 25D-NA-DL-**-**-IC-***-ELV1 | Light Emitting Diode | Inseparable Luminaire | Quick Connect | Reverse Phase Cut Controls | 85.4 | 4000 | -0.0003 | 92 | 63 | 310 | 0.99 | Ambient | 50000 | 0.981 | 1 | 66000 | 0.02 | 20 | 20 | 0.01 | 0.01 | 0.01 | 0.01 | 0.01 | 0.01 | 0.01 | 0.01 | 0.01 | 0.01 | 0.01 | 0.01 | 0.16 | 0.1 | 0.1 | 0.09 | 0.01 | 0.01 | True | False | Non Federally-Regulated | 10/03/2022 |  | 10/14/2022
Ledra Brands, Inc. | Alphabet | NU4-RA-SW-20LM-27K-90- 25D-NA-DL-**-**-IC-***-ELV1 | Light Emitting Diode | Inseparable Luminaire | Quick Connect | Reverse Phase Cut Controls | 66.7 | 2700 | -0.0003 | 92 | 63 | 310 | 0.99 | Ambient | 50000 | 0.981 | 1 | 66000 | 0.02 | 20 | 20 | 0.01 | 0.01 | 0.01 | 0.01 | 0.01 | 0.01 | 0.01 | 0.01 | 0.01 | 0.01 | 0.01 | 0.01 | 0.16 | 0.1 | 0.1 | 0.09 | 0.01 | 0.01 | True | False | Non Federally-Regulated | 10/03/2022 |  | 10/14/2022
Ledra Brands, Inc. | Alphabet | NU4-RA-SW-20LM-30K-90- 25D-NA-DL-**-**-IC-***-ELV1 | Light Emitting Diode | Inseparable Luminaire | Quick Connect | Reverse Phase Cut Controls | 70 | 3000 | -0.0003 | 92 | 63 | 310 | 0.99 | Ambient | 50000 | 0.981 | 1 | 66000 | 0.02 | 20 | 20 | 0.01 | 0.01 | 0.01 | 0.01 | 0.01 | 0.01 | 0.01 | 0.01 | 0.01 | 0.01 | 0.01 | 0.01 | 0.16 | 0.1 | 0.1 | 0.09 | 0.01 | 0.01 | True | False | Non Federally-Regulated | 10/03/2022 |  | 10/14/2022
Ledra Brands, Inc. | Alphabet | NU4-RA-SW-20LM-35K-90- 25D-NA-DL-**-**-IC-***-ELV1 | Light Emitting Diode | Inseparable Luminaire | Quick Connect | Reverse Phase Cut Controls | 76 | 3500 | -0.0003 | 92 | 63 | 310 | 0.99 | Ambient | 50000 | 0.981 | 1 | 66000 | 0.02 | 20 | 20 | 0.01 | 0.01 | 0.01 | 0.01 | 0.01 | 0.01 | 0.01 | 0.01 | 0.01 | 0.01 | 0.01 | 0.01 | 0.16 | 0.1 | 0.1 | 0.09 | 0.01 | 0.01 | True | False | Non Federally-Regulated | 10/03/2022 |  | 10/14/2022
Ledra Brands, Inc. | Alphabet | NU4-RA-SW-20LM-40K-90- 25D-NA-DL-**-**-IC-***-ELV1 | Light Emitting Diode | Inseparable Luminaire | Quick Connect | Reverse Phase Cut Controls | 85.4 | 4000 | -0.0003 | 92 | 63 | 310 | 0.99 | Ambient | 50000 | 0.981 | 1 | 66000 | 0.02 | 20 | 20 | 0.01 | 0.01 | 0.01 | 0.01 | 0.01 | 0.01 | 0.01 | 0.01 | 0.01 | 0.01 | 0.01 | 0.01 | 0.16 | 0.1 | 0.1 | 0.09 | 0.01 | 0.01 | True | False | Non Federally-Regulated | 10/03/2022 |  | 10/14/2022
Ledra Brands, Inc. | Alphabet | NU4-RA-SW-15LM-27K-90- 25D-NA-DL-**-**-IC-***-ELV1 | Light Emitting Diode | Inseparable Luminaire | Quick Connect | Reverse Phase Cut Controls | 66.7 | 2700 | -0.0003 | 92 | 63 | 310 | 0.99 | Ambient | 50000 | 0.981 | 1 | 66000 | 0.02 | 20 | 20 | 0.01 | 0.01 | 0.01 | 0.01 | 0.01 | 0.01 | 0.01 | 0.01 | 0.01 | 0.01 | 0.01 | 0.01 | 0.16 | 0.1 | 0.1 | 0.09 | 0.01 | 0.01 | True | False | Non Federally-Regulated | 10/03/2022 |  | 10/14/2022
Ledra Brands, Inc. | Alphabet | NU4-RA-SW-15LM-30K-90- 25D-NA-DL-**-**-IC-***-ELV1 | Light Emitting Diode | Inseparable Luminaire | Quick Connect | Reverse Phase Cut Controls | 70 | 3000 | -0.0003 | 92 | 63 | 310 | 0.99 | Ambient | 50000 | 0.981 | 1 | 66000 | 0.02 | 20 | 20 | 0.01 | 0.01 | 0.01 | 0.01 | 0.01 | 0.01 | 0.01 | 0.01 | 0.01 | 0.01 | 0.01 | 0.01 | 0.16 | 0.1 | 0.1 | 0.09 | 0.01 | 0.01 | True | False | Non Federally-Regulated | 10/03/2022 |  | 10/14/2022
Ledra Brands, Inc. | Alphabet | NU4-RA-SW-15LM-35K-90- 25D-NA-DL-**-**-IC-***-ELV1 | Light Emitting Diode | Inseparable Luminaire | Quick Connect | Reverse Phase Cut Controls | 76 | 3500 | -0.0003 | 92 | 63 | 310 | 0.99 | Ambient | 50000 | 0.981 | 1 | 66000 | 0.02 | 20 | 20 | 0.01 | 0.01 | 0.01 | 0.01 | 0.01 | 0.01 | 0.01 | 0.01 | 0.01 | 0.01 | 0.01 | 0.01 | 0.16 | 0.1 | 0.1 | 0.09 | 0.01 | 0.01 | True | False | Non Federally-Regulated | 10/03/2022 |  | 10/14/2022
Ledra Brands, Inc. | Alphabet | NU4-RA-SW-15LM-40K-90- 25D-NA-DL-**-**-IC-***-ELV1 | Light Emitting Diode | Inseparable Luminaire | Quick Connect | Reverse Phase Cut Controls | 85.4 | 4000 | -0.0003 | 92 | 63 | 310 | 0.99 | Ambient | 50000 | 0.981 | 1 | 66000 | 0.02 | 20 | 20 | 0.01 | 0.01 | 0.01 | 0.01 | 0.01 | 0.01 | 0.01 | 0.01 | 0.01 | 0.01 | 0.01 | 0.01 | 0.16 | 0.1 | 0.1 | 0.09 | 0.01 | 0.01 | True | False | Non Federally-Regulated | 10/03/2022 |  | 10/14/2022
Ledra Brands, Inc. | Alphabet | NU4-RA-SW-10LM-27K-90- 25D-NA-DL-**-**-IC-***-ELV1 | Light Emitting Diode | Inseparable Luminaire | Quick Connect | Reverse Phase Cut Controls | 66.7 | 2700 | -0.0003 | 92 | 63 | 310 | 0.99 | Ambient | 50000 | 0.981 | 1 | 66000 | 0.02 | 20 | 20 | 0.01 | 0.01 | 0.01 | 0.01 | 0.01 | 0.01 | 0.01 | 0.01 | 0.01 | 0.01 | 0.01 | 0.01 | 0.16 | 0.1 | 0.1 | 0.09 | 0.01 | 0.01 | True | False | Non Federally-Regulated | 10/03/2022 |  | 10/14/2022
Ledra Brands, Inc. | Alphabet | NU4-RA-SW-10LM-30K-90- 25D-NA-DL-**-**-IC-***-ELV1 | Light Emitting Diode | Inseparable Luminaire | Quick Connect | Reverse Phase Cut Controls | 70 | 3000 | -0.0003 | 92 | 63 | 310 | 0.99 | Ambient | 50000 | 0.981 | 1 | 66000 | 0.02 | 20 | 20 | 0.01 | 0.01 | 0.01 | 0.01 | 0.01 | 0.01 | 0.01 | 0.01 | 0.01 | 0.01 | 0.01 | 0.01 | 0.16 | 0.1 | 0.1 | 0.09 | 0.01 | 0.01 | True | False | Non Federally-Regulated | 10/03/2022 |  | 10/14/2022
Ledra Brands, Inc. | Alphabet | NU4-RA-SW-10LM-35K-90- 25D-NA-DL-**-**-IC-***-ELV1 | Light Emitting Diode | Inseparable Luminaire | Quick Connect | Reverse Phase Cut Controls | 76 | 3500 | -0.0003 | 92 | 63 | 310 | 0.99 | Ambient | 50000 | 0.981 | 1 | 66000 | 0.02 | 20 | 20 | 0.01 | 0.01 | 0.01 | 0.01 | 0.01 | 0.01 | 0.01 | 0.01 | 0.01 | 0.01 | 0.01 | 0.01 | 0.16 | 0.1 | 0.1 | 0.09 | 0.01 | 0.01 | True | False | Non Federally-Regulated | 10/03/2022 |  | 10/14/2022
Ledra Brands, Inc. | Alphabet | NU4-RA-SW-10LM-40K-90- 25D-NA-DL-**-**-IC-***-ELV1 | Light Emitting Diode | Inseparable Luminaire | Quick Connect | Reverse Phase Cut Controls | 85.4 | 4000 | -0.0003 | 92 | 63 | 310 | 0.99 | Ambient | 50000 | 0.981 | 1 | 66000 | 0.02 | 20 | 20 | 0.01 | 0.01 | 0.01 | 0.01 | 0.01 | 0.01 | 0.01 | 0.01 | 0.01 | 0.01 | 0.01 | 0.01 | 0.16 | 0.1 | 0.1 | 0.09 | 0.01 | 0.01 | True | False | Non Federally-Regulated | 10/03/2022 |  | 10/14/2022
Ledra Brands, Inc. | Alphabet | NU4-RA-SW-25LM-27K-90- 35D-NA-DL-**-**-IC-***-ELV1 | Light Emitting Diode | Inseparable Luminaire | Quick Connect | Reverse Phase Cut Controls | 71.7 | 2700 | -0.0003 | 92 | 63 | 310 | 0.99 | Ambient | 50000 | 0.981 | 1 | 66000 | 0.02 | 20 | 20 | 0.01 | 0.01 | 0.01 | 0.01 | 0.01 | 0.01 | 0.01 | 0.01 | 0.01 | 0.01 | 0.01 | 0.01 | 0.16 | 0.1 | 0.1 | 0.09 | 0.01 | 0.01 | True | False | Non Federally-Regulated | 10/03/2022 |  | 10/14/2022
Ledra Brands, Inc. | Alphabet | NU4-RA-SW-25LM-30K-90- 35D-NA-DL-**-**-IC-***-ELV1 | Light Emitting Diode | Inseparable Luminaire | Quick Connect | Reverse Phase Cut Controls | 75.2 | 3000 | -0.0003 | 92 | 63 | 310 | 0.99 | Ambient | 50000 | 0.981 | 1 | 66000 | 0.02 | 20 | 20 | 0.01 | 0.01 | 0.01 | 0.01 | 0.01 | 0.01 | 0.01 | 0.01 | 0.01 | 0.01 | 0.01 | 0.01 | 0.16 | 0.1 | 0.1 | 0.09 | 0.01 | 0.01 | True | False | Non Federally-Regulated | 10/03/2022 |  | 10/14/2022
Ledra Brands, Inc. | Alphabet | NU4-RA-SW-25LM-35K-90- 35D-NA-DL-**-**-IC-***-ELV1 | Light Emitting Diode | Inseparable Luminaire | Quick Connect | Reverse Phase Cut Controls | 81.7 | 3500 | -0.0003 | 92 | 63 | 310 | 0.99 | Ambient | 50000 | 0.981 | 1 | 66000 | 0.02 | 20 | 20 | 0.01 | 0.01 | 0.01 | 0.01 | 0.01 | 0.01 | 0.01 | 0.01 | 0.01 | 0.01 | 0.01 | 0.01 | 0.16 | 0.1 | 0.1 | 0.09 | 0.01 | 0.01 | True | False | Non Federally-Regulated | 10/03/2022 |  | 10/14/2022
Ledra Brands, Inc. | Alphabet | NU4-RA-SW-25LM-40K-90- 35D-NA-DL-**-**-IC-***-ELV1 | Light Emitting Diode | Inseparable Luminaire | Quick Connect | Reverse Phase Cut Controls | 91.8 | 4000 | -0.0003 | 92 | 63 | 310 | 0.99 | Ambient | 50000 | 0.981 | 1 | 66000 | 0.02 | 20 | 20 | 0.01 | 0.01 | 0.01 | 0.01 | 0.01 | 0.01 | 0.01 | 0.01 | 0.01 | 0.01 | 0.01 | 0.01 | 0.16 | 0.1 | 0.1 | 0.09 | 0.01 | 0.01 | True | False | Non Federally-Regulated | 10/03/2022 |  | 10/14/2022
Ledra Brands, Inc. | Alphabet | NU4-RA-SW-20LM-27K-90- 35D-NA-DL-**-**-IC-***-ELV1 | Light Emitting Diode | Inseparable Luminaire | Quick Connect | Reverse Phase Cut Controls | 71.7 | 2700 | -0.0003 | 92 | 63 | 310 | 0.99 | Ambient | 50000 | 0.981 | 1 | 66000 | 0.02 | 20 | 20 | 0.01 | 0.01 | 0.01 | 0.01 | 0.01 | 0.01 | 0.01 | 0.01 | 0.01 | 0.01 | 0.01 | 0.01 | 0.16 | 0.1 | 0.1 | 0.09 | 0.01 | 0.01 | True | False | Non Federally-Regulated | 10/03/2022 |  | 10/14/2022
Ledra Brands, Inc. | Alphabet | NU4-RA-SW-20LM-30K-90- 35D-NA-DL-**-**-IC-***-ELV1 | Light Emitting Diode | Inseparable Luminaire | Quick Connect | Reverse Phase Cut Controls | 75.2 | 3000 | -0.0003 | 92 | 63 | 310 | 0.99 | Ambient | 50000 | 0.981 | 1 | 66000 | 0.02 | 20 | 20 | 0.01 | 0.01 | 0.01 | 0.01 | 0.01 | 0.01 | 0.01 | 0.01 | 0.01 | 0.01 | 0.01 | 0.01 | 0.16 | 0.1 | 0.1 | 0.09 | 0.01 | 0.01 | True | False | Non Federally-Regulated | 10/03/2022 |  | 10/14/2022
Ledra Brands, Inc. | Alphabet | NU4-RA-SW-20LM-35K-90- 35D-NA-DL-**-**-IC-***-ELV1 | Light Emitting Diode | Inseparable Luminaire | Quick Connect | Reverse Phase Cut Controls | 81.7 | 3500 | -0.0003 | 92 | 63 | 310 | 0.99 | Ambient | 50000 | 0.981 | 1 | 66000 | 0.02 | 20 | 20 | 0.01 | 0.01 | 0.01 | 0.01 | 0.01 | 0.01 | 0.01 | 0.01 | 0.01 | 0.01 | 0.01 | 0.01 | 0.16 | 0.1 | 0.1 | 0.09 | 0.01 | 0.01 | True | False | Non Federally-Regulated | 10/03/2022 |  | 10/14/2022
Ledra Brands, Inc. | Alphabet | NU4-RA-SW-20LM-40K-90- 35D-NA-DL-**-**-IC-***-ELV1 | Light Emitting Diode | Inseparable Luminaire | Quick Connect | Reverse Phase Cut Controls | 91.8 | 4000 | -0.0003 | 92 | 63 | 310 | 0.99 | Ambient | 50000 | 0.981 | 1 | 66000 | 0.02 | 20 | 20 | 0.01 | 0.01 | 0.01 | 0.01 | 0.01 | 0.01 | 0.01 | 0.01 | 0.01 | 0.01 | 0.01 | 0.01 | 0.16 | 0.1 | 0.1 | 0.09 | 0.01 | 0.01 | True | False | Non Federally-Regulated | 10/03/2022 |  | 10/14/2022
Ledra Brands, Inc. | Alphabet | NU4-RA-SW-15LM-27K-90- 35D-NA-DL-**-**-IC-***-ELV1 | Light Emitting Diode | Inseparable Luminaire | Quick Connect | Reverse Phase Cut Controls | 71.7 | 2700 | -0.0003 | 92 | 63 | 310 | 0.99 | Ambient | 50000 | 0.981 | 1 | 66000 | 0.02 | 20 | 20 | 0.01 | 0.01 | 0.01 | 0.01 | 0.01 | 0.01 | 0.01 | 0.01 | 0.01 | 0.01 | 0.01 | 0.01 | 0.16 | 0.1 | 0.1 | 0.09 | 0.01 | 0.01 | True | False | Non Federally-Regulated | 10/03/2022 |  | 10/14/2022
Ledra Brands, Inc. | Alphabet | NU4-RA-SW-15LM-30K-90- 35D-NA-DL-**-**-IC-***-ELV1 | Light Emitting Diode | Inseparable Luminaire | Quick Connect | Reverse Phase Cut Controls | 75.2 | 3000 | -0.0003 | 92 | 63 | 310 | 0.99 | Ambient | 50000 | 0.981 | 1 | 66000 | 0.02 | 20 | 20 | 0.01 | 0.01 | 0.01 | 0.01 | 0.01 | 0.01 | 0.01 | 0.01 | 0.01 | 0.01 | 0.01 | 0.01 | 0.16 | 0.1 | 0.1 | 0.09 | 0.01 | 0.01 | True | False | Non Federally-Regulated | 10/03/2022 |  | 10/14/2022
Ledra Brands, Inc. | Alphabet | NU4-RA-SW-15LM-35K-90- 35D-NA-DL-**-**-IC-***-ELV1 | Light Emitting Diode | Inseparable Luminaire | Quick Connect | Reverse Phase Cut Controls | 81.7 | 3500 | -0.0003 | 92 | 63 | 310 | 0.99 | Ambient | 50000 | 0.981 | 1 | 66000 | 0.02 | 20 | 20 | 0.01 | 0.01 | 0.01 | 0.01 | 0.01 | 0.01 | 0.01 | 0.01 | 0.01 | 0.01 | 0.01 | 0.01 | 0.16 | 0.1 | 0.1 | 0.09 | 0.01 | 0.01 | True | False | Non Federally-Regulated | 10/03/2022 |  | 10/14/2022
Ledra Brands, Inc. | Alphabet | NU4-RA-SW-15LM-40K-90- 35D-NA-DL-**-**-IC-***-ELV1 | Light Emitting Diode | Inseparable Luminaire | Quick Connect | Reverse Phase Cut Controls | 91.8 | 4000 | -0.0003 | 92 | 63 | 310 | 0.99 | Ambient | 50000 | 0.981 | 1 | 66000 | 0.02 | 20 | 20 | 0.01 | 0.01 | 0.01 | 0.01 | 0.01 | 0.01 | 0.01 | 0.01 | 0.01 | 0.01 | 0.01 | 0.01 | 0.16 | 0.1 | 0.1 | 0.09 | 0.01 | 0.01 | True | False | Non Federally-Regulated | 10/03/2022 |  | 10/14/2022
Ledra Brands, Inc. | Alphabet | NU4-RA-SW-10LM-27K-90- 35D-NA-DL-**-**-IC-***-ELV1 | Light Emitting Diode | Inseparable Luminaire | Quick Connect | Reverse Phase Cut Controls | 71.7 | 2700 | -0.0003 | 92 | 63 | 310 | 0.99 | Ambient | 50000 | 0.981 | 1 | 66000 | 0.02 | 20 | 20 | 0.01 | 0.01 | 0.01 | 0.01 | 0.01 | 0.01 | 0.01 | 0.01 | 0.01 | 0.01 | 0.01 | 0.01 | 0.16 | 0.1 | 0.1 | 0.09 | 0.01 | 0.01 | True | False | Non Federally-Regulated | 10/03/2022 |  | 10/14/2022
Ledra Brands, Inc. | Alphabet | NU4-RA-SW-10LM-30K-90- 35D-NA-DL-**-**-IC-***-ELV1 | Light Emitting Diode | Inseparable Luminaire | Quick Connect | Reverse Phase Cut Controls | 75.2 | 3000 | -0.0003 | 92 | 63 | 310 | 0.99 | Ambient | 50000 | 0.981 | 1 | 66000 | 0.02 | 20 | 20 | 0.01 | 0.01 | 0.01 | 0.01 | 0.01 | 0.01 | 0.01 | 0.01 | 0.01 | 0.01 | 0.01 | 0.01 | 0.16 | 0.1 | 0.1 | 0.09 | 0.01 | 0.01 | True | False | Non Federally-Regulated | 10/03/2022 |  | 10/14/2022
Ledra Brands, Inc. | Alphabet | NU4-RA-SW-10LM-35K-90- 35D-NA-DL-**-**-IC-***-ELV1 | Light Emitting Diode | Inseparable Luminaire | Quick Connect | Reverse Phase Cut Controls | 81.7 | 3500 | -0.0003 | 92 | 63 | 310 | 0.99 | Ambient | 50000 | 0.981 | 1 | 66000 | 0.02 | 20 | 20 | 0.01 | 0.01 | 0.01 | 0.01 | 0.01 | 0.01 | 0.01 | 0.01 | 0.01 | 0.01 | 0.01 | 0.01 | 0.16 | 0.1 | 0.1 | 0.09 | 0.01 | 0.01 | True | False | Non Federally-Regulated | 10/03/2022 |  | 10/14/2022
Ledra Brands, Inc. | Alphabet | NU4-RA-SW-10LM-40K-90- 35D-NA-DL-**-**-IC-***-ELV1 | Light Emitting Diode | Inseparable Luminaire | Quick Connect | Reverse Phase Cut Controls | 91.8 | 4000 | -0.0003 | 92 | 63 | 310 | 0.99 | Ambient | 50000 | 0.981 | 1 | 66000 | 0.02 | 20 | 20 | 0.01 | 0.01 | 0.01 | 0.01 | 0.01 | 0.01 | 0.01 | 0.01 | 0.01 | 0.01 | 0.01 | 0.01 | 0.16 | 0.1 | 0.1 | 0.09 | 0.01 | 0.01 | True | False | Non Federally-Regulated | 10/03/2022 |  | 10/14/2022
Ledra Brands, Inc. | Alphabet | NU4-RA-SW-25LM-27K-90- 55D-NA-DL-**-**-IC-***-ELV1 | Light Emitting Diode | Inseparable Luminaire | Quick Connect | Reverse Phase Cut Controls | 74.8 | 2700 | -0.0003 | 92 | 63 | 310 | 0.99 | Ambient | 50000 | 0.981 | 1 | 66000 | 0.02 | 20 | 20 | 0.01 | 0.01 | 0.01 | 0.01 | 0.01 | 0.01 | 0.01 | 0.01 | 0.01 | 0.01 | 0.01 | 0.01 | 0.16 | 0.1 | 0.1 | 0.09 | 0.01 | 0.01 | True | False | Non Federally-Regulated | 10/03/2022 |  | 10/14/2022
Ledra Brands, Inc. | Alphabet | NU4-RA-SW-25LM-30K-90- 55D-NA-DL-**-**-IC-***-ELV1 | Light Emitting Diode | Inseparable Luminaire | Quick Connect | Reverse Phase Cut Controls | 78.5 | 3000 | -0.0003 | 92 | 63 | 310 | 0.99 | Ambient | 50000 | 0.981 | 1 | 66000 | 0.02 | 20 | 20 | 0.01 | 0.01 | 0.01 | 0.01 | 0.01 | 0.01 | 0.01 | 0.01 | 0.01 | 0.01 | 0.01 | 0.01 | 0.16 | 0.1 | 0.1 | 0.09 | 0.01 | 0.01 | True | False | Non Federally-Regulated | 10/03/2022 |  | 10/14/2022
Ledra Brands, Inc. | Alphabet | NU4-RA-SW-25LM-35K-90- 55D-NA-DL-**-**-IC-***-ELV1 | Light Emitting Diode | Inseparable Luminaire | Quick Connect | Reverse Phase Cut Controls | 85.3 | 3500 | -0.0003 | 92 | 63 | 310 | 0.99 | Ambient | 50000 | 0.981 | 1 | 66000 | 0.02 | 20 | 20 | 0.01 | 0.01 | 0.01 | 0.01 | 0.01 | 0.01 | 0.01 | 0.01 | 0.01 | 0.01 | 0.01 | 0.01 | 0.16 | 0.1 | 0.1 | 0.09 | 0.01 | 0.01 | True | False | Non Federally-Regulated | 10/03/2022 |  | 10/14/2022
Ledra Brands, Inc. | Alphabet | NU4-RA-SW-25LM-40K-90- 55D-NA-DL-**-**-IC-***-ELV1 | Light Emitting Diode | Inseparable Luminaire | Quick Connect | Reverse Phase Cut Controls | 95.8 | 4000 | -0.0003 | 92 | 63 | 310 | 0.99 | Ambient | 50000 | 0.981 | 1 | 66000 | 0.02 | 20 | 20 | 0.01 | 0.01 | 0.01 | 0.01 | 0.01 | 0.01 | 0.01 | 0.01 | 0.01 | 0.01 | 0.01 | 0.01 | 0.16 | 0.1 | 0.1 | 0.09 | 0.01 | 0.01 | True | False | Non Federally-Regulated | 10/03/2022 |  | 10/14/2022
Ledra Brands, Inc. | Alphabet | NU4-RA-SW-20LM-27K-90- 55D-NA-DL-**-**-IC-***-ELV1 | Light Emitting Diode | Inseparable Luminaire | Quick Connect | Reverse Phase Cut Controls | 74.8 | 2700 | -0.0003 | 92 | 63 | 310 | 0.99 | Ambient | 50000 | 0.981 | 1 | 66000 | 0.02 | 20 | 20 | 0.01 | 0.01 | 0.01 | 0.01 | 0.01 | 0.01 | 0.01 | 0.01 | 0.01 | 0.01 | 0.01 | 0.01 | 0.16 | 0.1 | 0.1 | 0.09 | 0.01 | 0.01 | True | False | Non Federally-Regulated | 10/03/2022 |  | 10/14/2022
Ledra Brands, Inc. | Alphabet | NU4-RA-SW-20LM-30K-90- 55D-NA-DL-**-**-IC-***-ELV1 | Light Emitting Diode | Inseparable Luminaire | Quick Connect | Reverse Phase Cut Controls | 78.5 | 3000 | -0.0003 | 92 | 63 | 310 | 0.99 | Ambient | 50000 | 0.981 | 1 | 66000 | 0.02 | 20 | 20 | 0.01 | 0.01 | 0.01 | 0.01 | 0.01 | 0.01 | 0.01 | 0.01 | 0.01 | 0.01 | 0.01 | 0.01 | 0.16 | 0.1 | 0.1 | 0.09 | 0.01 | 0.01 | True | False | Non Federally-Regulated | 10/03/2022 |  | 10/14/2022
Ledra Brands, Inc. | Alphabet | NU4-RA-SW-20LM-35K-90- 55D-NA-DL-**-**-IC-***-ELV1 | Light Emitting Diode | Inseparable Luminaire | Quick Connect | Reverse Phase Cut Controls | 85.3 | 3500 | -0.0003 | 92 | 63 | 310 | 0.99 | Ambient | 50000 | 0.981 | 1 | 66000 | 0.02 | 20 | 20 | 0.01 | 0.01 | 0.01 | 0.01 | 0.01 | 0.01 | 0.01 | 0.01 | 0.01 | 0.01 | 0.01 | 0.01 | 0.16 | 0.1 | 0.1 | 0.09 | 0.01 | 0.01 | True | False | Non Federally-Regulated | 10/03/2022 |  | 10/14/2022
Ledra Brands, Inc. | Alphabet | NU4-RA-SW-20LM-40K-90- 55D-NA-DL-**-**-IC-***-ELV1 | Light Emitting Diode | Inseparable Luminaire | Quick Connect | Reverse Phase Cut Controls | 95.8 | 4000 | -0.0003 | 92 | 63 | 310 | 0.99 | Ambient | 50000 | 0.981 | 1 | 66000 | 0.02 | 20 | 20 | 0.01 | 0.01 | 0.01 | 0.01 | 0.01 | 0.01 | 0.01 | 0.01 | 0.01 | 0.01 | 0.01 | 0.01 | 0.16 | 0.1 | 0.1 | 0.09 | 0.01 | 0.01 | True | False | Non Federally-Regulated | 10/03/2022 |  | 10/14/2022
Ledra Brands, Inc. | Alphabet | NU4-RA-SW-15LM-27K-90- 55D-NA-DL-**-**-IC-***-ELV1 | Light Emitting Diode | Inseparable Luminaire | Quick Connect | Reverse Phase Cut Controls | 74.8 | 2700 | -0.0003 | 92 | 63 | 310 | 0.99 | Ambient | 50000 | 0.981 | 1 | 66000 | 0.02 | 20 | 20 | 0.01 | 0.01 | 0.01 | 0.01 | 0.01 | 0.01 | 0.01 | 0.01 | 0.01 | 0.01 | 0.01 | 0.01 | 0.16 | 0.1 | 0.1 | 0.09 | 0.01 | 0.01 | True | False | Non Federally-Regulated | 10/03/2022 |  | 10/14/2022
Ledra Brands, Inc. | Alphabet | NU4-RA-SW-15LM-30K-90- 55D-NA-DL-**-**-IC-***-ELV1 | Light Emitting Diode | Inseparable Luminaire | Quick Connect | Reverse Phase Cut Controls | 78.5 | 3000 | -0.0003 | 92 | 63 | 310 | 0.99 | Ambient | 50000 | 0.981 | 1 | 66000 | 0.02 | 20 | 20 | 0.01 | 0.01 | 0.01 | 0.01 | 0.01 | 0.01 | 0.01 | 0.01 | 0.01 | 0.01 | 0.01 | 0.01 | 0.16 | 0.1 | 0.1 | 0.09 | 0.01 | 0.01 | True | False | Non Federally-Regulated | 10/03/2022 |  | 10/14/2022
Ledra Brands, Inc. | Alphabet | NU4-RA-SW-15LM-35K-90- 55D-NA-DL-**-**-IC-***-ELV1 | Light Emitting Diode | Inseparable Luminaire | Quick Connect | Reverse Phase Cut Controls | 85.3 | 3500 | -0.0003 | 92 | 63 | 310 | 0.99 | Ambient | 50000 | 0.981 | 1 | 66000 | 0.02 | 20 | 20 | 0.01 | 0.01 | 0.01 | 0.01 | 0.01 | 0.01 | 0.01 | 0.01 | 0.01 | 0.01 | 0.01 | 0.01 | 0.16 | 0.1 | 0.1 | 0.09 | 0.01 | 0.01 | True | False | Non Federally-Regulated | 10/03/2022 |  | 10/14/2022
Ledra Brands, Inc. | Alphabet | NU4-RA-SW-15LM-40K-90- 55D-NA-DL-**-**-IC-***-ELV1 | Light Emitting Diode | Inseparable Luminaire | Quick Connect | Reverse Phase Cut Controls | 95.8 | 4000 | -0.0003 | 92 | 63 | 310 | 0.99 | Ambient | 50000 | 0.981 | 1 | 66000 | 0.02 | 20 | 20 | 0.01 | 0.01 | 0.01 | 0.01 | 0.01 | 0.01 | 0.01 | 0.01 | 0.01 | 0.01 | 0.01 | 0.01 | 0.16 | 0.1 | 0.1 | 0.09 | 0.01 | 0.01 | True | False | Non Federally-Regulated | 10/03/2022 |  | 10/14/2022
Ledra Brands, Inc. | Alphabet | NU4-RA-SW-10LM-27K-90- 55D-NA-DL-**-**-IC-***-ELV1 | Light Emitting Diode | Inseparable Luminaire | Quick Connect | Reverse Phase Cut Controls | 74.8 | 2700 | -0.0003 | 92 | 63 | 310 | 0.99 | Ambient | 50000 | 0.981 | 1 | 66000 | 0.02 | 20 | 20 | 0.01 | 0.01 | 0.01 | 0.01 | 0.01 | 0.01 | 0.01 | 0.01 | 0.01 | 0.01 | 0.01 | 0.01 | 0.16 | 0.1 | 0.1 | 0.09 | 0.01 | 0.01 | True | False | Non Federally-Regulated | 10/03/2022 |  | 10/14/2022
Ledra Brands, Inc. | Alphabet | NU4-RA-SW-10LM-30K-90- 55D-NA-DL-**-**-IC-***-ELV1 | Light Emitting Diode | Inseparable Luminaire | Quick Connect | Reverse Phase Cut Controls | 78.5 | 3000 | -0.0003 | 92 | 63 | 310 | 0.99 | Ambient | 50000 | 0.981 | 1 | 66000 | 0.02 | 20 | 20 | 0.01 | 0.01 | 0.01 | 0.01 | 0.01 | 0.01 | 0.01 | 0.01 | 0.01 | 0.01 | 0.01 | 0.01 | 0.16 | 0.1 | 0.1 | 0.09 | 0.01 | 0.01 | True | False | Non Federally-Regulated | 10/03/2022 |  | 10/14/2022
Ledra Brands, Inc. | Alphabet | NU4-RA-SW-10LM-35K-90- 55D-NA-DL-**-**-IC-***-ELV1 | Light Emitting Diode | Inseparable Luminaire | Quick Connect | Reverse Phase Cut Controls | 85.3 | 3500 | -0.0003 | 92 | 63 | 310 | 0.99 | Ambient | 50000 | 0.981 | 1 | 66000 | 0.02 | 20 | 20 | 0.01 | 0.01 | 0.01 | 0.01 | 0.01 | 0.01 | 0.01 | 0.01 | 0.01 | 0.01 | 0.01 | 0.01 | 0.16 | 0.1 | 0.1 | 0.09 | 0.01 | 0.01 | True | False | Non Federally-Regulated | 10/03/2022 |  | 10/14/2022
Ledra Brands, Inc. | Alphabet | NU4-RA-SW-10LM-40K-90- 55D-NA-DL-**-**-IC-***-ELV1 | Light Emitting Diode | Inseparable Luminaire | Quick Connect | Reverse Phase Cut Controls | 95.8 | 4000 | -0.0003 | 92 | 63 | 310 | 0.99 | Ambient | 50000 | 0.981 | 1 | 66000 | 0.02 | 20 | 20 | 0.01 | 0.01 | 0.01 | 0.01 | 0.01 | 0.01 | 0.01 | 0.01 | 0.01 | 0.01 | 0.01 | 0.01 | 0.16 | 0.1 | 0.1 | 0.09 | 0.01 | 0.01 | True | False | Non Federally-Regulated | 10/03/2022 |  | 10/14/2022
Ledra Brands, Inc. | Alphabet | NU4-RA-SW-25LM-27K-90-20D-NA-CL-**-**-IC-***-ELV1 | Light Emitting Diode | Inseparable Luminaire | Quick Connect | Reverse Phase Cut Controls | 66 | 2700 | -0.0003 | 92 | 63 | 310 | 0.99 | Ambient | 50000 | 0.981 | 1 | 66000 | 0.02 | 20 | 20 | 0.01 | 0.01 | 0.01 | 0.01 | 0.01 | 0.01 | 0.01 | 0.01 | 0.01 | 0.01 | 0.01 | 0.01 | 0.16 | 0.1 | 0.1 | 0.09 | 0.01 | 0.01 | True | False | Non Federally-Regulated | 10/03/2022 |  | 10/14/2022
Ledra Brands, Inc. | Alphabet | NU4-RA-SW-25LM-30K-90-20D-NA-CL-**-**-IC-***-ELV1 | Light Emitting Diode | Inseparable Luminaire | Quick Connect | Reverse Phase Cut Controls | 69.3 | 3000 | -0.0003 | 92 | 63 | 310 | 0.99 | Ambient | 50000 | 0.981 | 1 | 66000 | 0.02 | 20 | 20 | 0.01 | 0.01 | 0.01 | 0.01 | 0.01 | 0.01 | 0.01 | 0.01 | 0.01 | 0.01 | 0.01 | 0.01 | 0.16 | 0.1 | 0.1 | 0.09 | 0.01 | 0.01 | True | False | Non Federally-Regulated | 10/03/2022 |  | 10/14/2022
Ledra Brands, Inc. | Alphabet | NU4-RA-SW-25LM-35K-90-20D-NA-CL-**-**-IC-***-ELV1 | Light Emitting Diode | Inseparable Luminaire | Quick Connect | Reverse Phase Cut Controls | 75.3 | 3500 | -0.0003 | 92 | 63 | 310 | 0.99 | Ambient | 50000 | 0.981 | 1 | 66000 | 0.02 | 20 | 20 | 0.01 | 0.01 | 0.01 | 0.01 | 0.01 | 0.01 | 0.01 | 0.01 | 0.01 | 0.01 | 0.01 | 0.01 | 0.16 | 0.1 | 0.1 | 0.09 | 0.01 | 0.01 | True | False | Non Federally-Regulated | 10/03/2022 |  | 10/14/2022
Ledra Brands, Inc. | Alphabet | NU4-RA-SW-25LM-40K-90-20D-NA-CL-**-**-IC-***-ELV1 | Light Emitting Diode | Inseparable Luminaire | Quick Connect | Reverse Phase Cut Controls | 84.6 | 4000 | -0.0003 | 92 | 63 | 310 | 0.99 | Ambient | 50000 | 0.981 | 1 | 66000 | 0.02 | 20 | 20 | 0.01 | 0.01 | 0.01 | 0.01 | 0.01 | 0.01 | 0.01 | 0.01 | 0.01 | 0.01 | 0.01 | 0.01 | 0.16 | 0.1 | 0.1 | 0.09 | 0.01 | 0.01 | True | False | Non Federally-Regulated | 10/03/2022 |  | 10/14/2022
Ledra Brands, Inc. | Alphabet | NU4-RA-SW-20LM-27K-90-20D-NA-CL-**-**-IC-***-ELV1 | Light Emitting Diode | Inseparable Luminaire | Quick Connect | Reverse Phase Cut Controls | 66 | 2700 | -0.0003 | 92 | 63 | 310 | 0.99 | Ambient | 50000 | 0.981 | 1 | 66000 | 0.02 | 20 | 20 | 0.01 | 0.01 | 0.01 | 0.01 | 0.01 | 0.01 | 0.01 | 0.01 | 0.01 | 0.01 | 0.01 | 0.01 | 0.16 | 0.1 | 0.1 | 0.09 | 0.01 | 0.01 | True | False | Non Federally-Regulated | 10/03/2022 |  | 10/14/2022
Ledra Brands, Inc. | Alphabet | NU4-RA-SW-20LM-30K-90-20D-NA-CL-**-**-IC-***-ELV1 | Light Emitting Diode | Inseparable Luminaire | Quick Connect | Reverse Phase Cut Controls | 69.3 | 3000 | -0.0003 | 92 | 63 | 310 | 0.99 | Ambient | 50000 | 0.981 | 1 | 66000 | 0.02 | 20 | 20 | 0.01 | 0.01 | 0.01 | 0.01 | 0.01 | 0.01 | 0.01 | 0.01 | 0.01 | 0.01 | 0.01 | 0.01 | 0.16 | 0.1 | 0.1 | 0.09 | 0.01 | 0.01 | True | False | Non Federally-Regulated | 10/03/2022 |  | 10/14/2022
Ledra Brands, Inc. | Alphabet | NU4-RA-SW-20LM-35K-90-20D-NA-CL-**-**-IC-***-ELV1 | Light Emitting Diode | Inseparable Luminaire | Quick Connect | Reverse Phase Cut Controls | 75.3 | 3500 | -0.0003 | 92 | 63 | 310 | 0.99 | Ambient | 50000 | 0.981 | 1 | 66000 | 0.02 | 20 | 20 | 0.01 | 0.01 | 0.01 | 0.01 | 0.01 | 0.01 | 0.01 | 0.01 | 0.01 | 0.01 | 0.01 | 0.01 | 0.16 | 0.1 | 0.1 | 0.09 | 0.01 | 0.01 | True | False | Non Federally-Regulated | 10/03/2022 |  | 10/14/2022
Ledra Brands, Inc. | Alphabet | NU4-RA-SW-20LM-40K-90-20D-NA-CL-**-**-IC-***-ELV1 | Light Emitting Diode | Inseparable Luminaire | Quick Connect | Reverse Phase Cut Controls | 84.6 | 4000 | -0.0003 | 92 | 63 | 310 | 0.99 | Ambient | 50000 | 0.981 | 1 | 66000 | 0.02 | 20 | 20 | 0.01 | 0.01 | 0.01 | 0.01 | 0.01 | 0.01 | 0.01 | 0.01 | 0.01 | 0.01 | 0.01 | 0.01 | 0.16 | 0.1 | 0.1 | 0.09 | 0.01 | 0.01 | True | False | Non Federally-Regulated | 10/03/2022 |  | 10/14/2022
Ledra Brands, Inc. | Alphabet | NU4-RA-SW-15LM-27K-90-20D-NA-CL-**-**-IC-***-ELV1 | Light Emitting Diode | Inseparable Luminaire | Quick Connect | Reverse Phase Cut Controls | 66 | 2700 | -0.0003 | 92 | 63 | 310 | 0.99 | Ambient | 50000 | 0.981 | 1 | 66000 | 0.02 | 20 | 20 | 0.01 | 0.01 | 0.01 | 0.01 | 0.01 | 0.01 | 0.01 | 0.01 | 0.01 | 0.01 | 0.01 | 0.01 | 0.16 | 0.1 | 0.1 | 0.09 | 0.01 | 0.01 | True | False | Non Federally-Regulated | 10/03/2022 |  | 10/14/2022
Ledra Brands, Inc. | Alphabet | NU4-RA-SW-15LM-30K-90-20D-NA-CL-**-**-IC-***-ELV1 | Light Emitting Diode | Inseparable Luminaire | Quick Connect | Reverse Phase Cut Controls | 69.3 | 3000 | -0.0003 | 92 | 63 | 310 | 0.99 | Ambient | 50000 | 0.981 | 1 | 66000 | 0.02 | 20 | 20 | 0.01 | 0.01 | 0.01 | 0.01 | 0.01 | 0.01 | 0.01 | 0.01 | 0.01 | 0.01 | 0.01 | 0.01 | 0.16 | 0.1 | 0.1 | 0.09 | 0.01 | 0.01 | True | False | Non Federally-Regulated | 10/03/2022 |  | 10/14/2022
Ledra Brands, Inc. | Alphabet | NU4-RA-SW-15LM-35K-90-20D-NA-CL-**-**-IC-***-ELV1 | Light Emitting Diode | Inseparable Luminaire | Quick Connect | Reverse Phase Cut Controls | 75.3 | 3500 | -0.0003 | 92 | 63 | 310 | 0.99 | Ambient | 50000 | 0.981 | 1 | 66000 | 0.02 | 20 | 20 | 0.01 | 0.01 | 0.01 | 0.01 | 0.01 | 0.01 | 0.01 | 0.01 | 0.01 | 0.01 | 0.01 | 0.01 | 0.16 | 0.1 | 0.1 | 0.09 | 0.01 | 0.01 | True | False | Non Federally-Regulated | 10/03/2022 |  | 10/14/2022
Ledra Brands, Inc. | Alphabet | NU4-RA-SW-15LM-40K-90-20D-NA-CL-**-**-IC-***-ELV1 | Light Emitting Diode | Inseparable Luminaire | Quick Connect | Reverse Phase Cut Controls | 84.6 | 4000 | -0.0003 | 92 | 63 | 310 | 0.99 | Ambient | 50000 | 0.981 | 1 | 66000 | 0.02 | 20 | 20 | 0.01 | 0.01 | 0.01 | 0.01 | 0.01 | 0.01 | 0.01 | 0.01 | 0.01 | 0.01 | 0.01 | 0.01 | 0.16 | 0.1 | 0.1 | 0.09 | 0.01 | 0.01 | True | False | Non Federally-Regulated | 10/03/2022 |  | 10/14/2022
Ledra Brands, Inc. | Alphabet | NU4-RA-SW-10LM-27K-90-20D-NA-CL-**-**-IC-***-ELV1 | Light Emitting Diode | Inseparable Luminaire | Quick Connect | Reverse Phase Cut Controls | 66 | 2700 | -0.0003 | 92 | 63 | 310 | 0.99 | Ambient | 50000 | 0.981 | 1 | 66000 | 0.02 | 20 | 20 | 0.01 | 0.01 | 0.01 | 0.01 | 0.01 | 0.01 | 0.01 | 0.01 | 0.01 | 0.01 | 0.01 | 0.01 | 0.16 | 0.1 | 0.1 | 0.09 | 0.01 | 0.01 | True | False | Non Federally-Regulated | 10/03/2022 |  | 10/14/2022
Ledra Brands, Inc. | Alphabet | NU4-RA-SW-10LM-30K-90-20D-NA-CL-**-**-IC-***-ELV1 | Light Emitting Diode | Inseparable Luminaire | Quick Connect | Reverse Phase Cut Controls | 69.3 | 3000 | -0.0003 | 92 | 63 | 310 | 0.99 | Ambient | 50000 | 0.981 | 1 | 66000 | 0.02 | 20 | 20 | 0.01 | 0.01 | 0.01 | 0.01 | 0.01 | 0.01 | 0.01 | 0.01 | 0.01 | 0.01 | 0.01 | 0.01 | 0.16 | 0.1 | 0.1 | 0.09 | 0.01 | 0.01 | True | False | Non Federally-Regulated | 10/03/2022 |  | 10/14/2022
Ledra Brands, Inc. | Alphabet | NU4-RA-SW-10LM-35K-90-20D-NA-CL-**-**-IC-***-ELV1 | Light Emitting Diode | Inseparable Luminaire | Quick Connect | Reverse Phase Cut Controls | 75.3 | 3500 | -0.0003 | 92 | 63 | 310 | 0.99 | Ambient | 50000 | 0.981 | 1 | 66000 | 0.02 | 20 | 20 | 0.01 | 0.01 | 0.01 | 0.01 | 0.01 | 0.01 | 0.01 | 0.01 | 0.01 | 0.01 | 0.01 | 0.01 | 0.16 | 0.1 | 0.1 | 0.09 | 0.01 | 0.01 | True | False | Non Federally-Regulated | 10/03/2022 |  | 10/14/2022
Ledra Brands, Inc. | Alphabet | NU4-RA-SW-10LM-40K-90-20D-NA-CL-**-**-IC-***-ELV1 | Light Emitting Diode | Inseparable Luminaire | Quick Connect | Reverse Phase Cut Controls | 84.6 | 4000 | -0.0003 | 92 | 63 | 310 | 0.99 | Ambient | 50000 | 0.981 | 1 | 66000 | 0.02 | 20 | 20 | 0.01 | 0.01 | 0.01 | 0.01 | 0.01 | 0.01 | 0.01 | 0.01 | 0.01 | 0.01 | 0.01 | 0.01 | 0.16 | 0.1 | 0.1 | 0.09 | 0.01 | 0.01 | True | False | Non Federally-Regulated | 10/03/2022 |  | 10/14/2022
Ledra Brands, Inc. | Alphabet | NU4-RA-SW-25LM-27K-90- 25D-NA-CL-**-**-IC-***-ELV1 | Light Emitting Diode | Inseparable Luminaire | Quick Connect | Reverse Phase Cut Controls | 68.1 | 2700 | -0.0003 | 92 | 63 | 310 | 0.99 | Ambient | 50000 | 0.981 | 1 | 66000 | 0.02 | 20 | 20 | 0.01 | 0.01 | 0.01 | 0.01 | 0.01 | 0.01 | 0.01 | 0.01 | 0.01 | 0.01 | 0.01 | 0.01 | 0.16 | 0.1 | 0.1 | 0.09 | 0.01 | 0.01 | True | False | Non Federally-Regulated | 10/03/2022 |  | 10/14/2022
Ledra Brands, Inc. | Alphabet | NU4-RA-SW-25LM-30K-90- 25D-NA-CL-**-**-IC-***-ELV1 | Light Emitting Diode | Inseparable Luminaire | Quick Connect | Reverse Phase Cut Controls | 71.5 | 3000 | -0.0003 | 92 | 63 | 310 | 0.99 | Ambient | 50000 | 0.981 | 1 | 66000 | 0.02 | 20 | 20 | 0.01 | 0.01 | 0.01 | 0.01 | 0.01 | 0.01 | 0.01 | 0.01 | 0.01 | 0.01 | 0.01 | 0.01 | 0.16 | 0.1 | 0.1 | 0.09 | 0.01 | 0.01 | True | False | Non Federally-Regulated | 10/03/2022 |  | 10/14/2022
Ledra Brands, Inc. | Alphabet | NU4-RA-SW-25LM-35K-90- 25D-NA-CL-**-**-IC-***-ELV1 | Light Emitting Diode | Inseparable Luminaire | Quick Connect | Reverse Phase Cut Controls | 77.7 | 3500 | -0.0003 | 92 | 63 | 310 | 0.99 | Ambient | 50000 | 0.981 | 1 | 66000 | 0.02 | 20 | 20 | 0.01 | 0.01 | 0.01 | 0.01 | 0.01 | 0.01 | 0.01 | 0.01 | 0.01 | 0.01 | 0.01 | 0.01 | 0.16 | 0.1 | 0.1 | 0.09 | 0.01 | 0.01 | True | False | Non Federally-Regulated | 10/03/2022 |  | 10/14/2022
Ledra Brands, Inc. | Alphabet | NU4-RA-SW-25LM-40K-90- 25D-NA-CL-**-**-IC-***-ELV1 | Light Emitting Diode | Inseparable Luminaire | Quick Connect | Reverse Phase Cut Controls | 87.3 | 4000 | -0.0003 | 92 | 63 | 310 | 0.99 | Ambient | 50000 | 0.981 | 1 | 66000 | 0.02 | 20 | 20 | 0.01 | 0.01 | 0.01 | 0.01 | 0.01 | 0.01 | 0.01 | 0.01 | 0.01 | 0.01 | 0.01 | 0.01 | 0.16 | 0.1 | 0.1 | 0.09 | 0.01 | 0.01 | True | False | Non Federally-Regulated | 10/03/2022 |  | 10/14/2022
Ledra Brands, Inc. | Alphabet | NU4-RA-SW-20LM-27K-90- 25D-NA-CL-**-**-IC-***-ELV1 | Light Emitting Diode | Inseparable Luminaire | Quick Connect | Reverse Phase Cut Controls | 68.1 | 2700 | -0.0003 | 92 | 63 | 310 | 0.99 | Ambient | 50000 | 0.981 | 1 | 66000 | 0.02 | 20 | 20 | 0.01 | 0.01 | 0.01 | 0.01 | 0.01 | 0.01 | 0.01 | 0.01 | 0.01 | 0.01 | 0.01 | 0.01 | 0.16 | 0.1 | 0.1 | 0.09 | 0.01 | 0.01 | True | False | Non Federally-Regulated | 10/03/2022 |  | 10/14/2022
Ledra Brands, Inc. | Alphabet | NU4-RA-SW-20LM-30K-90- 25D-NA-CL-**-**-IC-***-ELV1 | Light Emitting Diode | Inseparable Luminaire | Quick Connect | Reverse Phase Cut Controls | 71.5 | 3000 | -0.0003 | 92 | 63 | 310 | 0.99 | Ambient | 50000 | 0.981 | 1 | 66000 | 0.02 | 20 | 20 | 0.01 | 0.01 | 0.01 | 0.01 | 0.01 | 0.01 | 0.01 | 0.01 | 0.01 | 0.01 | 0.01 | 0.01 | 0.16 | 0.1 | 0.1 | 0.09 | 0.01 | 0.01 | True | False | Non Federally-Regulated | 10/03/2022 |  | 10/14/2022
Ledra Brands, Inc. | Alphabet | NU4-RA-SW-20LM-35K-90- 25D-NA-CL-**-**-IC-***-ELV1 | Light Emitting Diode | Inseparable Luminaire | Quick Connect | Reverse Phase Cut Controls | 77.7 | 3500 | -0.0003 | 92 | 63 | 310 | 0.99 | Ambient | 50000 | 0.981 | 1 | 66000 | 0.02 | 20 | 20 | 0.01 | 0.01 | 0.01 | 0.01 | 0.01 | 0.01 | 0.01 | 0.01 | 0.01 | 0.01 | 0.01 | 0.01 | 0.16 | 0.1 | 0.1 | 0.09 | 0.01 | 0.01 | True | False | Non Federally-Regulated | 10/03/2022 |  | 10/14/2022
Ledra Brands, Inc. | Alphabet | NU4-RA-SW-20LM-40K-90- 25D-NA-CL-**-**-IC-***-ELV1 | Light Emitting Diode | Inseparable Luminaire | Quick Connect | Reverse Phase Cut Controls | 87.3 | 4000 | -0.0003 | 92 | 63 | 310 | 0.99 | Ambient | 50000 | 0.981 | 1 | 66000 | 0.02 | 20 | 20 | 0.01 | 0.01 | 0.01 | 0.01 | 0.01 | 0.01 | 0.01 | 0.01 | 0.01 | 0.01 | 0.01 | 0.01 | 0.16 | 0.1 | 0.1 | 0.09 | 0.01 | 0.01 | True | False | Non Federally-Regulated | 10/03/2022 |  | 10/14/2022
Ledra Brands, Inc. | Alphabet | NU4-RA-SW-15LM-27K-90- 25D-NA-CL-**-**-IC-***-ELV1 | Light Emitting Diode | Inseparable Luminaire | Quick Connect | Reverse Phase Cut Controls | 68.1 | 2700 | -0.0003 | 92 | 63 | 310 | 0.99 | Ambient | 50000 | 0.981 | 1 | 66000 | 0.02 | 20 | 20 | 0.01 | 0.01 | 0.01 | 0.01 | 0.01 | 0.01 | 0.01 | 0.01 | 0.01 | 0.01 | 0.01 | 0.01 | 0.16 | 0.1 | 0.1 | 0.09 | 0.01 | 0.01 | True | False | Non Federally-Regulated | 10/03/2022 |  | 10/14/2022
Ledra Brands, Inc. | Alphabet | NU4-RA-SW-15LM-30K-90- 25D-NA-CL-**-**-IC-***-ELV1 | Light Emitting Diode | Inseparable Luminaire | Quick Connect | Reverse Phase Cut Controls | 71.5 | 3000 | -0.0003 | 92 | 63 | 310 | 0.99 | Ambient | 50000 | 0.981 | 1 | 66000 | 0.02 | 20 | 20 | 0.01 | 0.01 | 0.01 | 0.01 | 0.01 | 0.01 | 0.01 | 0.01 | 0.01 | 0.01 | 0.01 | 0.01 | 0.16 | 0.1 | 0.1 | 0.09 | 0.01 | 0.01 | True | False | Non Federally-Regulated | 10/03/2022 |  | 10/14/2022
Ledra Brands, Inc. | Alphabet | NU4-RA-SW-15LM-35K-90- 25D-NA-CL-**-**-IC-***-ELV1 | Light Emitting Diode | Inseparable Luminaire | Quick Connect | Reverse Phase Cut Controls | 77.7 | 3500 | -0.0003 | 92 | 63 | 310 | 0.99 | Ambient | 50000 | 0.981 | 1 | 66000 | 0.02 | 20 | 20 | 0.01 | 0.01 | 0.01 | 0.01 | 0.01 | 0.01 | 0.01 | 0.01 | 0.01 | 0.01 | 0.01 | 0.01 | 0.16 | 0.1 | 0.1 | 0.09 | 0.01 | 0.01 | True | False | Non Federally-Regulated | 10/03/2022 |  | 10/14/2022
Ledra Brands, Inc. | Alphabet | NU4-RA-SW-15LM-40K-90- 25D-NA-CL-**-**-IC-***-ELV1 | Light Emitting Diode | Inseparable Luminaire | Quick Connect | Reverse Phase Cut Controls | 87.3 | 4000 | -0.0003 | 92 | 63 | 310 | 0.99 | Ambient | 50000 | 0.981 | 1 | 66000 | 0.02 | 20 | 20 | 0.01 | 0.01 | 0.01 | 0.01 | 0.01 | 0.01 | 0.01 | 0.01 | 0.01 | 0.01 | 0.01 | 0.01 | 0.16 | 0.1 | 0.1 | 0.09 | 0.01 | 0.01 | True | False | Non Federally-Regulated | 10/03/2022 |  | 10/14/2022
Ledra Brands, Inc. | Alphabet | NU4-RA-SW-10LM-27K-90- 25D-NA-CL-**-**-IC-***-ELV1 | Light Emitting Diode | Inseparable Luminaire | Quick Connect | Reverse Phase Cut Controls | 68.1 | 2700 | -0.0003 | 92 | 63 | 310 | 0.99 | Ambient | 50000 | 0.981 | 1 | 66000 | 0.02 | 20 | 20 | 0.01 | 0.01 | 0.01 | 0.01 | 0.01 | 0.01 | 0.01 | 0.01 | 0.01 | 0.01 | 0.01 | 0.01 | 0.16 | 0.1 | 0.1 | 0.09 | 0.01 | 0.01 | True | False | Non Federally-Regulated | 10/03/2022 |  | 10/14/2022
Ledra Brands, Inc. | Alphabet | NU4-RA-SW-10LM-30K-90- 25D-NA-CL-**-**-IC-***-ELV1 | Light Emitting Diode | Inseparable Luminaire | Quick Connect | Reverse Phase Cut Controls | 71.5 | 3000 | -0.0003 | 92 | 63 | 310 | 0.99 | Ambient | 50000 | 0.981 | 1 | 66000 | 0.02 | 20 | 20 | 0.01 | 0.01 | 0.01 | 0.01 | 0.01 | 0.01 | 0.01 | 0.01 | 0.01 | 0.01 | 0.01 | 0.01 | 0.16 | 0.1 | 0.1 | 0.09 | 0.01 | 0.01 | True | False | Non Federally-Regulated | 10/03/2022 |  | 10/14/2022
Ledra Brands, Inc. | Alphabet | NU4-RA-SW-10LM-35K-90- 25D-NA-CL-**-**-IC-***-ELV1 | Light Emitting Diode | Inseparable Luminaire | Quick Connect | Reverse Phase Cut Controls | 77.7 | 3500 | -0.0003 | 92 | 63 | 310 | 0.99 | Ambient | 50000 | 0.981 | 1 | 66000 | 0.02 | 20 | 20 | 0.01 | 0.01 | 0.01 | 0.01 | 0.01 | 0.01 | 0.01 | 0.01 | 0.01 | 0.01 | 0.01 | 0.01 | 0.16 | 0.1 | 0.1 | 0.09 | 0.01 | 0.01 | True | False | Non Federally-Regulated | 10/03/2022 |  | 10/14/2022
Ledra Brands, Inc. | Alphabet | NU4-RA-SW-10LM-40K-90- 25D-NA-CL-**-**-IC-***-ELV1 | Light Emitting Diode | Inseparable Luminaire | Quick Connect | Reverse Phase Cut Controls | 87.3 | 4000 | -0.0003 | 92 | 63 | 310 | 0.99 | Ambient | 50000 | 0.981 | 1 | 66000 | 0.02 | 20 | 20 | 0.01 | 0.01 | 0.01 | 0.01 | 0.01 | 0.01 | 0.01 | 0.01 | 0.01 | 0.01 | 0.01 | 0.01 | 0.16 | 0.1 | 0.1 | 0.09 | 0.01 | 0.01 | True | False | Non Federally-Regulated | 10/03/2022 |  | 10/14/2022
Ledra Brands, Inc. | Alphabet | NU4-RA-SW-25LM-27K-90- 35D-NA-CL-**-**-IC-***-ELV1 | Light Emitting Diode | Inseparable Luminaire | Quick Connect | Reverse Phase Cut Controls | 73.3 | 2700 | -0.0003 | 92 | 63 | 310 | 0.99 | Ambient | 50000 | 0.981 | 1 | 66000 | 0.02 | 20 | 20 | 0.01 | 0.01 | 0.01 | 0.01 | 0.01 | 0.01 | 0.01 | 0.01 | 0.01 | 0.01 | 0.01 | 0.01 | 0.16 | 0.1 | 0.1 | 0.09 | 0.01 | 0.01 | True | False | Non Federally-Regulated | 10/03/2022 |  | 10/14/2022
Ledra Brands, Inc. | Alphabet | NU4-RA-SW-25LM-30K-90- 35D-NA-CL-**-**-IC-***-ELV1 | Light Emitting Diode | Inseparable Luminaire | Quick Connect | Reverse Phase Cut Controls | 76.9 | 3000 | -0.0003 | 92 | 63 | 310 | 0.99 | Ambient | 50000 | 0.981 | 1 | 66000 | 0.02 | 20 | 20 | 0.01 | 0.01 | 0.01 | 0.01 | 0.01 | 0.01 | 0.01 | 0.01 | 0.01 | 0.01 | 0.01 | 0.01 | 0.16 | 0.1 | 0.1 | 0.09 | 0.01 | 0.01 | True | False | Non Federally-Regulated | 10/03/2022 |  | 10/14/2022
Ledra Brands, Inc. | Alphabet | NU4-RA-SW-25LM-35K-90- 35D-NA-CL-**-**-IC-***-ELV1 | Light Emitting Diode | Inseparable Luminaire | Quick Connect | Reverse Phase Cut Controls | 83.5 | 3500 | -0.0003 | 92 | 63 | 310 | 0.99 | Ambient | 50000 | 0.981 | 1 | 66000 | 0.02 | 20 | 20 | 0.01 | 0.01 | 0.01 | 0.01 | 0.01 | 0.01 | 0.01 | 0.01 | 0.01 | 0.01 | 0.01 | 0.01 | 0.16 | 0.1 | 0.1 | 0.09 | 0.01 | 0.01 | True | False | Non Federally-Regulated | 10/03/2022 |  | 10/14/2022
Ledra Brands, Inc. | Alphabet | NU4-RA-SW-25LM-40K-90- 35D-NA-CL-**-**-IC-***-ELV1 | Light Emitting Diode | Inseparable Luminaire | Quick Connect | Reverse Phase Cut Controls | 93.9 | 4000 | -0.0003 | 92 | 63 | 310 | 0.99 | Ambient | 50000 | 0.981 | 1 | 66000 | 0.02 | 20 | 20 | 0.01 | 0.01 | 0.01 | 0.01 | 0.01 | 0.01 | 0.01 | 0.01 | 0.01 | 0.01 | 0.01 | 0.01 | 0.16 | 0.1 | 0.1 | 0.09 | 0.01 | 0.01 | True | False | Non Federally-Regulated | 10/03/2022 |  | 10/14/2022
Ledra Brands, Inc. | Alphabet | NU4-RA-SW-20LM-27K-90- 35D-NA-CL-**-**-IC-***-ELV1 | Light Emitting Diode | Inseparable Luminaire | Quick Connect | Reverse Phase Cut Controls | 73.3 | 2700 | -0.0003 | 92 | 63 | 310 | 0.99 | Ambient | 50000 | 0.981 | 1 | 66000 | 0.02 | 20 | 20 | 0.01 | 0.01 | 0.01 | 0.01 | 0.01 | 0.01 | 0.01 | 0.01 | 0.01 | 0.01 | 0.01 | 0.01 | 0.16 | 0.1 | 0.1 | 0.09 | 0.01 | 0.01 | True | False | Non Federally-Regulated | 10/03/2022 |  | 10/14/2022
Ledra Brands, Inc. | Alphabet | NU4-RA-SW-20LM-30K-90- 35D-NA-CL-**-**-IC-***-ELV1 | Light Emitting Diode | Inseparable Luminaire | Quick Connect | Reverse Phase Cut Controls | 76.9 | 3000 | -0.0003 | 92 | 63 | 310 | 0.99 | Ambient | 50000 | 0.981 | 1 | 66000 | 0.02 | 20 | 20 | 0.01 | 0.01 | 0.01 | 0.01 | 0.01 | 0.01 | 0.01 | 0.01 | 0.01 | 0.01 | 0.01 | 0.01 | 0.16 | 0.1 | 0.1 | 0.09 | 0.01 | 0.01 | True | False | Non Federally-Regulated | 10/03/2022 |  | 10/14/2022
Ledra Brands, Inc. | Alphabet | NU4-RA-SW-20LM-35K-90- 35D-NA-CL-**-**-IC-***-ELV1 | Light Emitting Diode | Inseparable Luminaire | Quick Connect | Reverse Phase Cut Controls | 83.5 | 3500 | -0.0003 | 92 | 63 | 310 | 0.99 | Ambient | 50000 | 0.981 | 1 | 66000 | 0.02 | 20 | 20 | 0.01 | 0.01 | 0.01 | 0.01 | 0.01 | 0.01 | 0.01 | 0.01 | 0.01 | 0.01 | 0.01 | 0.01 | 0.16 | 0.1 | 0.1 | 0.09 | 0.01 | 0.01 | True | False | Non Federally-Regulated | 10/03/2022 |  | 10/14/2022
Ledra Brands, Inc. | Alphabet | NU4-RA-SW-20LM-40K-90- 35D-NA-CL-**-**-IC-***-ELV1 | Light Emitting Diode | Inseparable Luminaire | Quick Connect | Reverse Phase Cut Controls | 93.9 | 4000 | -0.0003 | 92 | 63 | 310 | 0.99 | Ambient | 50000 | 0.981 | 1 | 66000 | 0.02 | 20 | 20 | 0.01 | 0.01 | 0.01 | 0.01 | 0.01 | 0.01 | 0.01 | 0.01 | 0.01 | 0.01 | 0.01 | 0.01 | 0.16 | 0.1 | 0.1 | 0.09 | 0.01 | 0.01 | True | False | Non Federally-Regulated | 10/03/2022 |  | 10/14/2022
Ledra Brands, Inc. | Alphabet | NU4-RA-SW-15LM-27K-90- 35D-NA-CL-**-**-IC-***-ELV1 | Light Emitting Diode | Inseparable Luminaire | Quick Connect | Reverse Phase Cut Controls | 73.3 | 2700 | -0.0003 | 92 | 63 | 310 | 0.99 | Ambient | 50000 | 0.981 | 1 | 66000 | 0.02 | 20 | 20 | 0.01 | 0.01 | 0.01 | 0.01 | 0.01 | 0.01 | 0.01 | 0.01 | 0.01 | 0.01 | 0.01 | 0.01 | 0.16 | 0.1 | 0.1 | 0.09 | 0.01 | 0.01 | True | False | Non Federally-Regulated | 10/03/2022 |  | 10/14/2022
Ledra Brands, Inc. | Alphabet | NU4-RA-SW-15LM-30K-90- 35D-NA-CL-**-**-IC-***-ELV1 | Light Emitting Diode | Inseparable Luminaire | Quick Connect | Reverse Phase Cut Controls | 76.9 | 3000 | -0.0003 | 92 | 63 | 310 | 0.99 | Ambient | 50000 | 0.981 | 1 | 66000 | 0.02 | 20 | 20 | 0.01 | 0.01 | 0.01 | 0.01 | 0.01 | 0.01 | 0.01 | 0.01 | 0.01 | 0.01 | 0.01 | 0.01 | 0.16 | 0.1 | 0.1 | 0.09 | 0.01 | 0.01 | True | False | Non Federally-Regulated | 10/03/2022 |  | 10/14/2022
Ledra Brands, Inc. | Alphabet | NU4-RA-SW-15LM-35K-90- 35D-NA-CL-**-**-IC-***-ELV1 | Light Emitting Diode | Inseparable Luminaire | Quick Connect | Reverse Phase Cut Controls | 83.5 | 3500 | -0.0003 | 92 | 63 | 310 | 0.99 | Ambient | 50000 | 0.981 | 1 | 66000 | 0.02 | 20 | 20 | 0.01 | 0.01 | 0.01 | 0.01 | 0.01 | 0.01 | 0.01 | 0.01 | 0.01 | 0.01 | 0.01 | 0.01 | 0.16 | 0.1 | 0.1 | 0.09 | 0.01 | 0.01 | True | False | Non Federally-Regulated | 10/03/2022 |  | 10/14/2022
Ledra Brands, Inc. | Alphabet | NU4-RA-SW-15LM-40K-90- 35D-NA-CL-**-**-IC-***-ELV1 | Light Emitting Diode | Inseparable Luminaire | Quick Connect | Reverse Phase Cut Controls | 93.9 | 4000 | -0.0003 | 92 | 63 | 310 | 0.99 | Ambient | 50000 | 0.981 | 1 | 66000 | 0.02 | 20 | 20 | 0.01 | 0.01 | 0.01 | 0.01 | 0.01 | 0.01 | 0.01 | 0.01 | 0.01 | 0.01 | 0.01 | 0.01 | 0.16 | 0.1 | 0.1 | 0.09 | 0.01 | 0.01 | True | False | Non Federally-Regulated | 10/03/2022 |  | 10/14/2022
Ledra Brands, Inc. | Alphabet | NU4-RA-SW-10LM-27K-90- 35D-NA-CL-**-**-IC-***-ELV1 | Light Emitting Diode | Inseparable Luminaire | Quick Connect | Reverse Phase Cut Controls | 73.3 | 2700 | -0.0003 | 92 | 63 | 310 | 0.99 | Ambient | 50000 | 0.981 | 1 | 66000 | 0.02 | 20 | 20 | 0.01 | 0.01 | 0.01 | 0.01 | 0.01 | 0.01 | 0.01 | 0.01 | 0.01 | 0.01 | 0.01 | 0.01 | 0.16 | 0.1 | 0.1 | 0.09 | 0.01 | 0.01 | True | False | Non Federally-Regulated | 10/03/2022 |  | 10/14/2022
Ledra Brands, Inc. | Alphabet | NU4-RA-SW-10LM-30K-90- 35D-NA-CL-**-**-IC-***-ELV1 | Light Emitting Diode | Inseparable Luminaire | Quick Connect | Reverse Phase Cut Controls | 76.9 | 3000 | -0.0003 | 92 | 63 | 310 | 0.99 | Ambient | 50000 | 0.981 | 1 | 66000 | 0.02 | 20 | 20 | 0.01 | 0.01 | 0.01 | 0.01 | 0.01 | 0.01 | 0.01 | 0.01 | 0.01 | 0.01 | 0.01 | 0.01 | 0.16 | 0.1 | 0.1 | 0.09 | 0.01 | 0.01 | True | False | Non Federally-Regulated | 10/03/2022 |  | 10/14/2022
Ledra Brands, Inc. | Alphabet | NU4-RA-SW-10LM-35K-90- 35D-NA-CL-**-**-IC-***-ELV1 | Light Emitting Diode | Inseparable Luminaire | Quick Connect | Reverse Phase Cut Controls | 83.5 | 3500 | -0.0003 | 92 | 63 | 310 | 0.99 | Ambient | 50000 | 0.981 | 1 | 66000 | 0.02 | 20 | 20 | 0.01 | 0.01 | 0.01 | 0.01 | 0.01 | 0.01 | 0.01 | 0.01 | 0.01 | 0.01 | 0.01 | 0.01 | 0.16 | 0.1 | 0.1 | 0.09 | 0.01 | 0.01 | True | False | Non Federally-Regulated | 10/03/2022 |  | 10/14/2022
Ledra Brands, Inc. | Alphabet | NU4-RA-SW-10LM-40K-90- 35D-NA-CL-**-**-IC-***-ELV1 | Light Emitting Diode | Inseparable Luminaire | Quick Connect | Reverse Phase Cut Controls | 93.9 | 4000 | -0.0003 | 92 | 63 | 310 | 0.99 | Ambient | 50000 | 0.981 | 1 | 66000 | 0.02 | 20 | 20 | 0.01 | 0.01 | 0.01 | 0.01 | 0.01 | 0.01 | 0.01 | 0.01 | 0.01 | 0.01 | 0.01 | 0.01 | 0.16 | 0.1 | 0.1 | 0.09 | 0.01 | 0.01 | True | False | Non Federally-Regulated | 10/03/2022 |  | 10/14/2022
Ledra Brands, Inc. | Alphabet | NU4-RA-SW-25LM-27K-90- 55D-NA-CL-**-**-IC-***-ELV1 | Light Emitting Diode | Inseparable Luminaire | Quick Connect | Reverse Phase Cut Controls | 76.4 | 2700 | -0.0003 | 92 | 63 | 310 | 0.99 | Ambient | 50000 | 0.981 | 1 | 66000 | 0.02 | 20 | 20 | 0.01 | 0.01 | 0.01 | 0.01 | 0.01 | 0.01 | 0.01 | 0.01 | 0.01 | 0.01 | 0.01 | 0.01 | 0.16 | 0.1 | 0.1 | 0.09 | 0.01 | 0.01 | True | False | Non Federally-Regulated | 10/03/2022 |  | 10/14/2022
Ledra Brands, Inc. | Alphabet | NU4-RA-SW-25LM-30K-90- 55D-NA-CL-**-**-IC-***-ELV1 | Light Emitting Diode | Inseparable Luminaire | Quick Connect | Reverse Phase Cut Controls | 80.2 | 3000 | -0.0003 | 92 | 63 | 310 | 0.99 | Ambient | 50000 | 0.981 | 1 | 66000 | 0.02 | 20 | 20 | 0.01 | 0.01 | 0.01 | 0.01 | 0.01 | 0.01 | 0.01 | 0.01 | 0.01 | 0.01 | 0.01 | 0.01 | 0.16 | 0.1 | 0.1 | 0.09 | 0.01 | 0.01 | True | False | Non Federally-Regulated | 10/03/2022 |  | 10/14/2022
Ledra Brands, Inc. | Alphabet | NU4-RA-SW-25LM-35K-90- 55D-NA-CL-**-**-IC-***-ELV1 | Light Emitting Diode | Inseparable Luminaire | Quick Connect | Reverse Phase Cut Controls | 87.1 | 3500 | -0.0003 | 92 | 63 | 310 | 0.99 | Ambient | 50000 | 0.981 | 1 | 66000 | 0.02 | 20 | 20 | 0.01 | 0.01 | 0.01 | 0.01 | 0.01 | 0.01 | 0.01 | 0.01 | 0.01 | 0.01 | 0.01 | 0.01 | 0.16 | 0.1 | 0.1 | 0.09 | 0.01 | 0.01 | True | False | Non Federally-Regulated | 10/03/2022 |  | 10/14/2022
Ledra Brands, Inc. | Alphabet | NU4-RA-SW-25LM-40K-90- 55D-NA-CL-**-**-IC-***-ELV1 | Light Emitting Diode | Inseparable Luminaire | Quick Connect | Reverse Phase Cut Controls | 97.9 | 4000 | -0.0003 | 92 | 63 | 310 | 0.99 | Ambient | 50000 | 0.981 | 1 | 66000 | 0.02 | 20 | 20 | 0.01 | 0.01 | 0.01 | 0.01 | 0.01 | 0.01 | 0.01 | 0.01 | 0.01 | 0.01 | 0.01 | 0.01 | 0.16 | 0.1 | 0.1 | 0.09 | 0.01 | 0.01 | True | False | Non Federally-Regulated | 10/03/2022 |  | 10/14/2022
Ledra Brands, Inc. | Alphabet | NU4-RA-SW-20LM-27K-90- 55D-NA-CL-**-**-IC-***-ELV1 | Light Emitting Diode | Inseparable Luminaire | Quick Connect | Reverse Phase Cut Controls | 76.4 | 2700 | -0.0003 | 92 | 63 | 310 | 0.99 | Ambient | 50000 | 0.981 | 1 | 66000 | 0.02 | 20 | 20 | 0.01 | 0.01 | 0.01 | 0.01 | 0.01 | 0.01 | 0.01 | 0.01 | 0.01 | 0.01 | 0.01 | 0.01 | 0.16 | 0.1 | 0.1 | 0.09 | 0.01 | 0.01 | True | False | Non Federally-Regulated | 10/03/2022 |  | 10/14/2022
Ledra Brands, Inc. | Alphabet | NU4-RA-SW-20LM-30K-90- 55D-NA-CL-**-**-IC-***-ELV1 | Light Emitting Diode | Inseparable Luminaire | Quick Connect | Reverse Phase Cut Controls | 80.2 | 3000 | -0.0003 | 92 | 63 | 310 | 0.99 | Ambient | 50000 | 0.981 | 1 | 66000 | 0.02 | 20 | 20 | 0.01 | 0.01 | 0.01 | 0.01 | 0.01 | 0.01 | 0.01 | 0.01 | 0.01 | 0.01 | 0.01 | 0.01 | 0.16 | 0.1 | 0.1 | 0.09 | 0.01 | 0.01 | True | False | Non Federally-Regulated | 10/03/2022 |  | 10/14/2022
Ledra Brands, Inc. | Alphabet | NU4-RA-SW-20LM-35K-90- 55D-NA-CL-**-**-IC-***-ELV1 | Light Emitting Diode | Inseparable Luminaire | Quick Connect | Reverse Phase Cut Controls | 87.1 | 3500 | -0.0003 | 92 | 63 | 310 | 0.99 | Ambient | 50000 | 0.981 | 1 | 66000 | 0.02 | 20 | 20 | 0.01 | 0.01 | 0.01 | 0.01 | 0.01 | 0.01 | 0.01 | 0.01 | 0.01 | 0.01 | 0.01 | 0.01 | 0.16 | 0.1 | 0.1 | 0.09 | 0.01 | 0.01 | True | False | Non Federally-Regulated | 10/03/2022 |  | 10/14/2022
Ledra Brands, Inc. | Alphabet | NU4-RA-SW-20LM-40K-90- 55D-NA-CL-**-**-IC-***-ELV1 | Light Emitting Diode | Inseparable Luminaire | Quick Connect | Reverse Phase Cut Controls | 97.9 | 4000 | -0.0003 | 92 | 63 | 310 | 0.99 | Ambient | 50000 | 0.981 | 1 | 66000 | 0.02 | 20 | 20 | 0.01 | 0.01 | 0.01 | 0.01 | 0.01 | 0.01 | 0.01 | 0.01 | 0.01 | 0.01 | 0.01 | 0.01 | 0.16 | 0.1 | 0.1 | 0.09 | 0.01 | 0.01 | True | False | Non Federally-Regulated | 10/03/2022 |  | 10/14/2022
Ledra Brands, Inc. | Alphabet | NU4-RA-SW-15LM-27K-90- 55D-NA-CL-**-**-IC-***-ELV1 | Light Emitting Diode | Inseparable Luminaire | Quick Connect | Reverse Phase Cut Controls | 76.4 | 2700 | -0.0003 | 92 | 63 | 310 | 0.99 | Ambient | 50000 | 0.981 | 1 | 66000 | 0.02 | 20 | 20 | 0.01 | 0.01 | 0.01 | 0.01 | 0.01 | 0.01 | 0.01 | 0.01 | 0.01 | 0.01 | 0.01 | 0.01 | 0.16 | 0.1 | 0.1 | 0.09 | 0.01 | 0.01 | True | False | Non Federally-Regulated | 10/03/2022 |  | 10/14/2022
Ledra Brands, Inc. | Alphabet | NU4-RA-SW-15LM-30K-90- 55D-NA-CL-**-**-IC-***-ELV1 | Light Emitting Diode | Inseparable Luminaire | Quick Connect | Reverse Phase Cut Controls | 80.2 | 3000 | -0.0003 | 92 | 63 | 310 | 0.99 | Ambient | 50000 | 0.981 | 1 | 66000 | 0.02 | 20 | 20 | 0.01 | 0.01 | 0.01 | 0.01 | 0.01 | 0.01 | 0.01 | 0.01 | 0.01 | 0.01 | 0.01 | 0.01 | 0.16 | 0.1 | 0.1 | 0.09 | 0.01 | 0.01 | True | False | Non Federally-Regulated | 10/03/2022 |  | 10/14/2022
Ledra Brands, Inc. | Alphabet | NU4-RA-SW-15LM-35K-90- 55D-NA-CL-**-**-IC-***-ELV1 | Light Emitting Diode | Inseparable Luminaire | Quick Connect | Reverse Phase Cut Controls | 87.1 | 3500 | -0.0003 | 92 | 63 | 310 | 0.99 | Ambient | 50000 | 0.981 | 1 | 66000 | 0.02 | 20 | 20 | 0.01 | 0.01 | 0.01 | 0.01 | 0.01 | 0.01 | 0.01 | 0.01 | 0.01 | 0.01 | 0.01 | 0.01 | 0.16 | 0.1 | 0.1 | 0.09 | 0.01 | 0.01 | True | False | Non Federally-Regulated | 10/03/2022 |  | 10/14/2022
Ledra Brands, Inc. | Alphabet | NU4-RA-SW-15LM-40K-90- 55D-NA-CL-**-**-IC-***-ELV1 | Light Emitting Diode | Inseparable Luminaire | Quick Connect | Reverse Phase Cut Controls | 97.9 | 4000 | -0.0003 | 92 | 63 | 310 | 0.99 | Ambient | 50000 | 0.981 | 1 | 66000 | 0.02 | 20 | 20 | 0.01 | 0.01 | 0.01 | 0.01 | 0.01 | 0.01 | 0.01 | 0.01 | 0.01 | 0.01 | 0.01 | 0.01 | 0.16 | 0.1 | 0.1 | 0.09 | 0.01 | 0.01 | True | False | Non Federally-Regulated | 10/03/2022 |  | 10/14/2022
Ledra Brands, Inc. | Alphabet | NU4-RA-SW-10LM-27K-90- 55D-NA-CL-**-**-IC-***-ELV1 | Light Emitting Diode | Inseparable Luminaire | Quick Connect | Reverse Phase Cut Controls | 76.4 | 2700 | -0.0003 | 92 | 63 | 310 | 0.99 | Ambient | 50000 | 0.981 | 1 | 66000 | 0.02 | 20 | 20 | 0.01 | 0.01 | 0.01 | 0.01 | 0.01 | 0.01 | 0.01 | 0.01 | 0.01 | 0.01 | 0.01 | 0.01 | 0.16 | 0.1 | 0.1 | 0.09 | 0.01 | 0.01 | True | False | Non Federally-Regulated | 10/03/2022 |  | 10/14/2022
Ledra Brands, Inc. | Alphabet | NU4-RA-SW-10LM-30K-90- 55D-NA-CL-**-**-IC-***-ELV1 | Light Emitting Diode | Inseparable Luminaire | Quick Connect | Reverse Phase Cut Controls | 80.2 | 3000 | -0.0003 | 92 | 63 | 310 | 0.99 | Ambient | 50000 | 0.981 | 1 | 66000 | 0.02 | 20 | 20 | 0.01 | 0.01 | 0.01 | 0.01 | 0.01 | 0.01 | 0.01 | 0.01 | 0.01 | 0.01 | 0.01 | 0.01 | 0.16 | 0.1 | 0.1 | 0.09 | 0.01 | 0.01 | True | False | Non Federally-Regulated | 10/03/2022 |  | 10/14/2022
Ledra Brands, Inc. | Alphabet | NU4-RA-SW-10LM-35K-90- 55D-NA-CL-**-**-IC-***-ELV1 | Light Emitting Diode | Inseparable Luminaire | Quick Connect | Reverse Phase Cut Controls | 87.1 | 3500 | -0.0003 | 92 | 63 | 310 | 0.99 | Ambient | 50000 | 0.981 | 1 | 66000 | 0.02 | 20 | 20 | 0.01 | 0.01 | 0.01 | 0.01 | 0.01 | 0.01 | 0.01 | 0.01 | 0.01 | 0.01 | 0.01 | 0.01 | 0.16 | 0.1 | 0.1 | 0.09 | 0.01 | 0.01 | True | False | Non Federally-Regulated | 10/03/2022 |  | 10/14/2022
Ledra Brands, Inc. | Alphabet | NU4-RA-SW-10LM-40K-90- 55D-NA-CL-**-**-IC-***-ELV1 | Light Emitting Diode | Inseparable Luminaire | Quick Connect | Reverse Phase Cut Controls | 97.9 | 4000 | -0.0003 | 92 | 63 | 310 | 0.99 | Ambient | 50000 | 0.981 | 1 | 66000 | 0.02 | 20 | 20 | 0.01 | 0.01 | 0.01 | 0.01 | 0.01 | 0.01 | 0.01 | 0.01 | 0.01 | 0.01 | 0.01 | 0.01 | 0.16 | 0.1 | 0.1 | 0.09 | 0.01 | 0.01 | True | False | Non Federally-Regulated | 10/03/2022 |  | 10/14/2022
Ledra Brands, Inc. | Alphabet | NU4-RA-SW-25LM-27K-90-20D-NA-HET-**-**-IC-***-ELV1 | Light Emitting Diode | Inseparable Luminaire | Quick Connect | Reverse Phase Cut Controls | 65.3 | 2700 | -0.0003 | 92 | 63 | 310 | 0.99 | Ambient | 50000 | 0.981 | 1 | 66000 | 0.02 | 20 | 20 | 0.01 | 0.01 | 0.01 | 0.01 | 0.01 | 0.01 | 0.01 | 0.01 | 0.01 | 0.01 | 0.01 | 0.01 | 0.16 | 0.1 | 0.1 | 0.09 | 0.01 | 0.01 | True | False | Non Federally-Regulated | 10/03/2022 |  | 10/14/2022
Ledra Brands, Inc. | Alphabet | NU4-RA-SW-25LM-30K-90-20D-NA-HET-**-**-IC-***-ELV1 | Light Emitting Diode | Inseparable Luminaire | Quick Connect | Reverse Phase Cut Controls | 68.5 | 3000 | -0.0003 | 92 | 63 | 310 | 0.99 | Ambient | 50000 | 0.981 | 1 | 66000 | 0.02 | 20 | 20 | 0.01 | 0.01 | 0.01 | 0.01 | 0.01 | 0.01 | 0.01 | 0.01 | 0.01 | 0.01 | 0.01 | 0.01 | 0.16 | 0.1 | 0.1 | 0.09 | 0.01 | 0.01 | True | False | Non Federally-Regulated | 10/03/2022 |  | 10/14/2022
Ledra Brands, Inc. | Alphabet | NU4-RA-SW-25LM-35K-90-20D-NA-HET-**-**-IC-***-ELV1 | Light Emitting Diode | Inseparable Luminaire | Quick Connect | Reverse Phase Cut Controls | 74.5 | 3500 | -0.0003 | 92 | 63 | 310 | 0.99 | Ambient | 50000 | 0.981 | 1 | 66000 | 0.02 | 20 | 20 | 0.01 | 0.01 | 0.01 | 0.01 | 0.01 | 0.01 | 0.01 | 0.01 | 0.01 | 0.01 | 0.01 | 0.01 | 0.16 | 0.1 | 0.1 | 0.09 | 0.01 | 0.01 | True | False | Non Federally-Regulated | 10/03/2022 |  | 10/14/2022
Ledra Brands, Inc. | Alphabet | NU4-RA-SW-25LM-40K-90-20D-NA-HET-**-**-IC-***-ELV1 | Light Emitting Diode | Inseparable Luminaire | Quick Connect | Reverse Phase Cut Controls | 83.7 | 4000 | -0.0003 | 92 | 63 | 310 | 0.99 | Ambient | 50000 | 0.981 | 1 | 66000 | 0.02 | 20 | 20 | 0.01 | 0.01 | 0.01 | 0.01 | 0.01 | 0.01 | 0.01 | 0.01 | 0.01 | 0.01 | 0.01 | 0.01 | 0.16 | 0.1 | 0.1 | 0.09 | 0.01 | 0.01 | True | False | Non Federally-Regulated | 10/03/2022 |  | 10/14/2022
Ledra Brands, Inc. | Alphabet | NU4-RA-SW-20LM-27K-90-20D-NA-HET-**-**-IC-***-ELV1 | Light Emitting Diode | Inseparable Luminaire | Quick Connect | Reverse Phase Cut Controls | 65.3 | 2700 | -0.0003 | 92 | 63 | 310 | 0.99 | Ambient | 50000 | 0.981 | 1 | 66000 | 0.02 | 20 | 20 | 0.01 | 0.01 | 0.01 | 0.01 | 0.01 | 0.01 | 0.01 | 0.01 | 0.01 | 0.01 | 0.01 | 0.01 | 0.16 | 0.1 | 0.1 | 0.09 | 0.01 | 0.01 | True | False | Non Federally-Regulated | 10/03/2022 |  | 10/14/2022
Ledra Brands, Inc. | Alphabet | NU4-RA-SW-20LM-30K-90-20D-NA-HET-**-**-IC-***-ELV1 | Light Emitting Diode | Inseparable Luminaire | Quick Connect | Reverse Phase Cut Controls | 68.5 | 3000 | -0.0003 | 92 | 63 | 310 | 0.99 | Ambient | 50000 | 0.981 | 1 | 66000 | 0.02 | 20 | 20 | 0.01 | 0.01 | 0.01 | 0.01 | 0.01 | 0.01 | 0.01 | 0.01 | 0.01 | 0.01 | 0.01 | 0.01 | 0.16 | 0.1 | 0.1 | 0.09 | 0.01 | 0.01 | True | False | Non Federally-Regulated | 10/03/2022 |  | 10/14/2022
Ledra Brands, Inc. | Alphabet | NU4-RA-SW-20LM-35K-90-20D-NA-HET-**-**-IC-***-ELV1 | Light Emitting Diode | Inseparable Luminaire | Quick Connect | Reverse Phase Cut Controls | 74.5 | 3500 | -0.0003 | 92 | 63 | 310 | 0.99 | Ambient | 50000 | 0.981 | 1 | 66000 | 0.02 | 20 | 20 | 0.01 | 0.01 | 0.01 | 0.01 | 0.01 | 0.01 | 0.01 | 0.01 | 0.01 | 0.01 | 0.01 | 0.01 | 0.16 | 0.1 | 0.1 | 0.09 | 0.01 | 0.01 | True | False | Non Federally-Regulated | 10/03/2022 |  | 10/14/2022
Ledra Brands, Inc. | Alphabet | NU4-RA-SW-20LM-40K-90-20D-NA-HET-**-**-IC-***-ELV1 | Light Emitting Diode | Inseparable Luminaire | Quick Connect | Reverse Phase Cut Controls | 83.7 | 4000 | -0.0003 | 92 | 63 | 310 | 0.99 | Ambient | 50000 | 0.981 | 1 | 66000 | 0.02 | 20 | 20 | 0.01 | 0.01 | 0.01 | 0.01 | 0.01 | 0.01 | 0.01 | 0.01 | 0.01 | 0.01 | 0.01 | 0.01 | 0.16 | 0.1 | 0.1 | 0.09 | 0.01 | 0.01 | True | False | Non Federally-Regulated | 10/03/2022 |  | 10/14/2022
Ledra Brands, Inc. | Alphabet | NU4-RA-SW-15LM-27K-90-20D-NA-HET-**-**-IC-***-ELV1 | Light Emitting Diode | Inseparable Luminaire | Quick Connect | Reverse Phase Cut Controls | 65.3 | 2700 | -0.0003 | 92 | 63 | 310 | 0.99 | Ambient | 50000 | 0.981 | 1 | 66000 | 0.02 | 20 | 20 | 0.01 | 0.01 | 0.01 | 0.01 | 0.01 | 0.01 | 0.01 | 0.01 | 0.01 | 0.01 | 0.01 | 0.01 | 0.16 | 0.1 | 0.1 | 0.09 | 0.01 | 0.01 | True | False | Non Federally-Regulated | 10/03/2022 |  | 10/14/2022
Ledra Brands, Inc. | Alphabet | NU4-RA-SW-15LM-30K-90-20D-NA-HET-**-**-IC-***-ELV1 | Light Emitting Diode | Inseparable Luminaire | Quick Connect | Reverse Phase Cut Controls | 68.5 | 3000 | -0.0003 | 92 | 63 | 310 | 0.99 | Ambient | 50000 | 0.981 | 1 | 66000 | 0.02 | 20 | 20 | 0.01 | 0.01 | 0.01 | 0.01 | 0.01 | 0.01 | 0.01 | 0.01 | 0.01 | 0.01 | 0.01 | 0.01 | 0.16 | 0.1 | 0.1 | 0.09 | 0.01 | 0.01 | True | False | Non Federally-Regulated | 10/03/2022 |  | 10/14/2022
Ledra Brands, Inc. | Alphabet | NU4-RA-SW-15LM-35K-90-20D-NA-HET-**-**-IC-***-ELV1 | Light Emitting Diode | Inseparable Luminaire | Quick Connect | Reverse Phase Cut Controls | 74.5 | 3500 | -0.0003 | 92 | 63 | 310 | 0.99 | Ambient | 50000 | 0.981 | 1 | 66000 | 0.02 | 20 | 20 | 0.01 | 0.01 | 0.01 | 0.01 | 0.01 | 0.01 | 0.01 | 0.01 | 0.01 | 0.01 | 0.01 | 0.01 | 0.16 | 0.1 | 0.1 | 0.09 | 0.01 | 0.01 | True | False | Non Federally-Regulated | 10/03/2022 |  | 10/14/2022
Ledra Brands, Inc. | Alphabet | NU4-RA-SW-15LM-40K-90-20D-NA-HET-**-**-IC-***-ELV1 | Light Emitting Diode | Inseparable Luminaire | Quick Connect | Reverse Phase Cut Controls | 83.7 | 4000 | -0.0003 | 92 | 63 | 310 | 0.99 | Ambient | 50000 | 0.981 | 1 | 66000 | 0.02 | 20 | 20 | 0.01 | 0.01 | 0.01 | 0.01 | 0.01 | 0.01 | 0.01 | 0.01 | 0.01 | 0.01 | 0.01 | 0.01 | 0.16 | 0.1 | 0.1 | 0.09 | 0.01 | 0.01 | True | False | Non Federally-Regulated | 10/03/2022 |  | 10/14/2022
Ledra Brands, Inc. | Alphabet | NU4-RA-SW-10LM-27K-90-20D-NA-HET-**-**-IC-***-ELV1 | Light Emitting Diode | Inseparable Luminaire | Quick Connect | Reverse Phase Cut Controls | 65.3 | 2700 | -0.0003 | 92 | 63 | 310 | 0.99 | Ambient | 50000 | 0.981 | 1 | 66000 | 0.02 | 20 | 20 | 0.01 | 0.01 | 0.01 | 0.01 | 0.01 | 0.01 | 0.01 | 0.01 | 0.01 | 0.01 | 0.01 | 0.01 | 0.16 | 0.1 | 0.1 | 0.09 | 0.01 | 0.01 | True | False | Non Federally-Regulated | 10/03/2022 |  | 10/14/2022
Ledra Brands, Inc. | Alphabet | NU4-RA-SW-10LM-30K-90-20D-NA-HET-**-**-IC-***-ELV1 | Light Emitting Diode | Inseparable Luminaire | Quick Connect | Reverse Phase Cut Controls | 68.5 | 3000 | -0.0003 | 92 | 63 | 310 | 0.99 | Ambient | 50000 | 0.981 | 1 | 66000 | 0.02 | 20 | 20 | 0.01 | 0.01 | 0.01 | 0.01 | 0.01 | 0.01 | 0.01 | 0.01 | 0.01 | 0.01 | 0.01 | 0.01 | 0.16 | 0.1 | 0.1 | 0.09 | 0.01 | 0.01 | True | False | Non Federally-Regulated | 10/03/2022 |  | 10/14/2022
Ledra Brands, Inc. | Alphabet | NU4-RA-SW-10LM-35K-90-20D-NA-HET-**-**-IC-***-ELV1 | Light Emitting Diode | Inseparable Luminaire | Quick Connect | Reverse Phase Cut Controls | 74.5 | 3500 | -0.0003 | 92 | 63 | 310 | 0.99 | Ambient | 50000 | 0.981 | 1 | 66000 | 0.02 | 20 | 20 | 0.01 | 0.01 | 0.01 | 0.01 | 0.01 | 0.01 | 0.01 | 0.01 | 0.01 | 0.01 | 0.01 | 0.01 | 0.16 | 0.1 | 0.1 | 0.09 | 0.01 | 0.01 | True | False | Non Federally-Regulated | 10/03/2022 |  | 10/14/2022
Ledra Brands, Inc. | Alphabet | NU4-RA-SW-10LM-40K-90-20D-NA-HET-**-**-IC-***-ELV1 | Light Emitting Diode | Inseparable Luminaire | Quick Connect | Reverse Phase Cut Controls | 83.7 | 4000 | -0.0003 | 92 | 63 | 310 | 0.99 | Ambient | 50000 | 0.981 | 1 | 66000 | 0.02 | 20 | 20 | 0.01 | 0.01 | 0.01 | 0.01 | 0.01 | 0.01 | 0.01 | 0.01 | 0.01 | 0.01 | 0.01 | 0.01 | 0.16 | 0.1 | 0.1 | 0.09 | 0.01 | 0.01 | True | False | Non Federally-Regulated | 10/03/2022 |  | 10/14/2022
Ledra Brands, Inc. | Alphabet | NU4-RA-SW-25LM-27K-90- 25D-NA-HET-**-**-IC-***-ELV1 | Light Emitting Diode | Inseparable Luminaire | Quick Connect | Reverse Phase Cut Controls | 67.4 | 2700 | -0.0003 | 92 | 63 | 310 | 0.99 | Ambient | 50000 | 0.981 | 1 | 66000 | 0.02 | 20 | 20 | 0.01 | 0.01 | 0.01 | 0.01 | 0.01 | 0.01 | 0.01 | 0.01 | 0.01 | 0.01 | 0.01 | 0.01 | 0.16 | 0.1 | 0.1 | 0.09 | 0.01 | 0.01 | True | False | Non Federally-Regulated | 10/03/2022 |  | 10/14/2022
Ledra Brands, Inc. | Alphabet | NU4-RA-SW-25LM-30K-90- 25D-NA-HET-**-**-IC-***-ELV1 | Light Emitting Diode | Inseparable Luminaire | Quick Connect | Reverse Phase Cut Controls | 70.7 | 3000 | -0.0003 | 92 | 63 | 310 | 0.99 | Ambient | 50000 | 0.981 | 1 | 66000 | 0.02 | 20 | 20 | 0.01 | 0.01 | 0.01 | 0.01 | 0.01 | 0.01 | 0.01 | 0.01 | 0.01 | 0.01 | 0.01 | 0.01 | 0.16 | 0.1 | 0.1 | 0.09 | 0.01 | 0.01 | True | False | Non Federally-Regulated | 10/03/2022 |  | 10/14/2022
Ledra Brands, Inc. | Alphabet | NU4-RA-SW-25LM-35K-90- 25D-NA-HET-**-**-IC-***-ELV1 | Light Emitting Diode | Inseparable Luminaire | Quick Connect | Reverse Phase Cut Controls | 76.9 | 3500 | -0.0003 | 92 | 63 | 310 | 0.99 | Ambient | 50000 | 0.981 | 1 | 66000 | 0.02 | 20 | 20 | 0.01 | 0.01 | 0.01 | 0.01 | 0.01 | 0.01 | 0.01 | 0.01 | 0.01 | 0.01 | 0.01 | 0.01 | 0.16 | 0.1 | 0.1 | 0.09 | 0.01 | 0.01 | True | False | Non Federally-Regulated | 10/03/2022 |  | 10/14/2022
Ledra Brands, Inc. | Alphabet | NU4-RA-SW-25LM-40K-90- 25D-NA-HET-**-**-IC-***-ELV1 | Light Emitting Diode | Inseparable Luminaire | Quick Connect | Reverse Phase Cut Controls | 86.3 | 4000 | -0.0003 | 92 | 63 | 310 | 0.99 | Ambient | 50000 | 0.981 | 1 | 66000 | 0.02 | 20 | 20 | 0.01 | 0.01 | 0.01 | 0.01 | 0.01 | 0.01 | 0.01 | 0.01 | 0.01 | 0.01 | 0.01 | 0.01 | 0.16 | 0.1 | 0.1 | 0.09 | 0.01 | 0.01 | True | False | Non Federally-Regulated | 10/03/2022 |  | 10/14/2022
Ledra Brands, Inc. | Alphabet | NU4-RA-SW-20LM-27K-90- 25D-NA-HET-**-**-IC-***-ELV1 | Light Emitting Diode | Inseparable Luminaire | Quick Connect | Reverse Phase Cut Controls | 67.4 | 2700 | -0.0003 | 92 | 63 | 310 | 0.99 | Ambient | 50000 | 0.981 | 1 | 66000 | 0.02 | 20 | 20 | 0.01 | 0.01 | 0.01 | 0.01 | 0.01 | 0.01 | 0.01 | 0.01 | 0.01 | 0.01 | 0.01 | 0.01 | 0.16 | 0.1 | 0.1 | 0.09 | 0.01 | 0.01 | True | False | Non Federally-Regulated | 10/03/2022 |  | 10/14/2022
Ledra Brands, Inc. | Alphabet | NU4-RA-SW-20LM-30K-90- 25D-NA-HET-**-**-IC-***-ELV1 | Light Emitting Diode | Inseparable Luminaire | Quick Connect | Reverse Phase Cut Controls | 70.7 | 3000 | -0.0003 | 92 | 63 | 310 | 0.99 | Ambient | 50000 | 0.981 | 1 | 66000 | 0.02 | 20 | 20 | 0.01 | 0.01 | 0.01 | 0.01 | 0.01 | 0.01 | 0.01 | 0.01 | 0.01 | 0.01 | 0.01 | 0.01 | 0.16 | 0.1 | 0.1 | 0.09 | 0.01 | 0.01 | True | False | Non Federally-Regulated | 10/03/2022 |  | 10/14/2022
Ledra Brands, Inc. | Alphabet | NU4-RA-SW-20LM-35K-90- 25D-NA-HET-**-**-IC-***-ELV1 | Light Emitting Diode | Inseparable Luminaire | Quick Connect | Reverse Phase Cut Controls | 76.9 | 3500 | -0.0003 | 92 | 63 | 310 | 0.99 | Ambient | 50000 | 0.981 | 1 | 66000 | 0.02 | 20 | 20 | 0.01 | 0.01 | 0.01 | 0.01 | 0.01 | 0.01 | 0.01 | 0.01 | 0.01 | 0.01 | 0.01 | 0.01 | 0.16 | 0.1 | 0.1 | 0.09 | 0.01 | 0.01 | True | False | Non Federally-Regulated | 10/03/2022 |  | 10/14/2022
Ledra Brands, Inc. | Alphabet | NU4-RA-SW-20LM-40K-90- 25D-NA-HET-**-**-IC-***-ELV1 | Light Emitting Diode | Inseparable Luminaire | Quick Connect | Reverse Phase Cut Controls | 86.3 | 4000 | -0.0003 | 92 | 63 | 310 | 0.99 | Ambient | 50000 | 0.981 | 1 | 66000 | 0.02 | 20 | 20 | 0.01 | 0.01 | 0.01 | 0.01 | 0.01 | 0.01 | 0.01 | 0.01 | 0.01 | 0.01 | 0.01 | 0.01 | 0.16 | 0.1 | 0.1 | 0.09 | 0.01 | 0.01 | True | False | Non Federally-Regulated | 10/03/2022 |  | 10/14/2022
Ledra Brands, Inc. | Alphabet | NU4-RA-SW-15LM-27K-90- 25D-NA-HET-**-**-IC-***-ELV1 | Light Emitting Diode | Inseparable Luminaire | Quick Connect | Reverse Phase Cut Controls | 67.4 | 2700 | -0.0003 | 92 | 63 | 310 | 0.99 | Ambient | 50000 | 0.981 | 1 | 66000 | 0.02 | 20 | 20 | 0.01 | 0.01 | 0.01 | 0.01 | 0.01 | 0.01 | 0.01 | 0.01 | 0.01 | 0.01 | 0.01 | 0.01 | 0.16 | 0.1 | 0.1 | 0.09 | 0.01 | 0.01 | True | False | Non Federally-Regulated | 10/03/2022 |  | 10/14/2022
Ledra Brands, Inc. | Alphabet | NU4-RA-SW-15LM-30K-90- 25D-NA-HET-**-**-IC-***-ELV1 | Light Emitting Diode | Inseparable Luminaire | Quick Connect | Reverse Phase Cut Controls | 70.7 | 3000 | -0.0003 | 92 | 63 | 310 | 0.99 | Ambient | 50000 | 0.981 | 1 | 66000 | 0.02 | 20 | 20 | 0.01 | 0.01 | 0.01 | 0.01 | 0.01 | 0.01 | 0.01 | 0.01 | 0.01 | 0.01 | 0.01 | 0.01 | 0.16 | 0.1 | 0.1 | 0.09 | 0.01 | 0.01 | True | False | Non Federally-Regulated | 10/03/2022 |  | 10/14/2022
Ledra Brands, Inc. | Alphabet | NU4-RA-SW-15LM-35K-90- 25D-NA-HET-**-**-IC-***-ELV1 | Light Emitting Diode | Inseparable Luminaire | Quick Connect | Reverse Phase Cut Controls | 76.9 | 3500 | -0.0003 | 92 | 63 | 310 | 0.99 | Ambient | 50000 | 0.981 | 1 | 66000 | 0.02 | 20 | 20 | 0.01 | 0.01 | 0.01 | 0.01 | 0.01 | 0.01 | 0.01 | 0.01 | 0.01 | 0.01 | 0.01 | 0.01 | 0.16 | 0.1 | 0.1 | 0.09 | 0.01 | 0.01 | True | False | Non Federally-Regulated | 10/03/2022 |  | 10/14/2022
Ledra Brands, Inc. | Alphabet | NU4-RA-SW-15LM-40K-90- 25D-NA-HET-**-**-IC-***-ELV1 | Light Emitting Diode | Inseparable Luminaire | Quick Connect | Reverse Phase Cut Controls | 86.3 | 4000 | -0.0003 | 92 | 63 | 310 | 0.99 | Ambient | 50000 | 0.981 | 1 | 66000 | 0.02 | 20 | 20 | 0.01 | 0.01 | 0.01 | 0.01 | 0.01 | 0.01 | 0.01 | 0.01 | 0.01 | 0.01 | 0.01 | 0.01 | 0.16 | 0.1 | 0.1 | 0.09 | 0.01 | 0.01 | True | False | Non Federally-Regulated | 10/03/2022 |  | 10/14/2022
Ledra Brands, Inc. | Alphabet | NU4-RA-SW-10LM-27K-90- 25D-NA-HET-**-**-IC-***-ELV1 | Light Emitting Diode | Inseparable Luminaire | Quick Connect | Reverse Phase Cut Controls | 67.4 | 2700 | -0.0003 | 92 | 63 | 310 | 0.99 | Ambient | 50000 | 0.981 | 1 | 66000 | 0.02 | 20 | 20 | 0.01 | 0.01 | 0.01 | 0.01 | 0.01 | 0.01 | 0.01 | 0.01 | 0.01 | 0.01 | 0.01 | 0.01 | 0.16 | 0.1 | 0.1 | 0.09 | 0.01 | 0.01 | True | False | Non Federally-Regulated | 10/03/2022 |  | 10/14/2022
Ledra Brands, Inc. | Alphabet | NU4-RA-SW-10LM-30K-90- 25D-NA-HET-**-**-IC-***-ELV1 | Light Emitting Diode | Inseparable Luminaire | Quick Connect | Reverse Phase Cut Controls | 70.7 | 3000 | -0.0003 | 92 | 63 | 310 | 0.99 | Ambient | 50000 | 0.981 | 1 | 66000 | 0.02 | 20 | 20 | 0.01 | 0.01 | 0.01 | 0.01 | 0.01 | 0.01 | 0.01 | 0.01 | 0.01 | 0.01 | 0.01 | 0.01 | 0.16 | 0.1 | 0.1 | 0.09 | 0.01 | 0.01 | True | False | Non Federally-Regulated | 10/03/2022 |  | 10/14/2022
Ledra Brands, Inc. | Alphabet | NU4-RA-SW-10LM-35K-90- 25D-NA-HET-**-**-IC-***-ELV1 | Light Emitting Diode | Inseparable Luminaire | Quick Connect | Reverse Phase Cut Controls | 76.9 | 3500 | -0.0003 | 92 | 63 | 310 | 0.99 | Ambient | 50000 | 0.981 | 1 | 66000 | 0.02 | 20 | 20 | 0.01 | 0.01 | 0.01 | 0.01 | 0.01 | 0.01 | 0.01 | 0.01 | 0.01 | 0.01 | 0.01 | 0.01 | 0.16 | 0.1 | 0.1 | 0.09 | 0.01 | 0.01 | True | False | Non Federally-Regulated | 10/03/2022 |  | 10/14/2022
Ledra Brands, Inc. | Alphabet | NU4-RA-SW-10LM-40K-90- 25D-NA-HET-**-**-IC-***-ELV1 | Light Emitting Diode | Inseparable Luminaire | Quick Connect | Reverse Phase Cut Controls | 86.3 | 4000 | -0.0003 | 92 | 63 | 310 | 0.99 | Ambient | 50000 | 0.981 | 1 | 66000 | 0.02 | 20 | 20 | 0.01 | 0.01 | 0.01 | 0.01 | 0.01 | 0.01 | 0.01 | 0.01 | 0.01 | 0.01 | 0.01 | 0.01 | 0.16 | 0.1 | 0.1 | 0.09 | 0.01 | 0.01 | True | False | Non Federally-Regulated | 10/03/2022 |  | 10/14/2022
Ledra Brands, Inc. | Alphabet | NU4-RA-SW-25LM-27K-90- 35D-NA-HET-**-**-IC-***-ELV1 | Light Emitting Diode | Inseparable Luminaire | Quick Connect | Reverse Phase Cut Controls | 72.5 | 2700 | -0.0003 | 92 | 63 | 310 | 0.99 | Ambient | 50000 | 0.981 | 1 | 66000 | 0.02 | 20 | 20 | 0.01 | 0.01 | 0.01 | 0.01 | 0.01 | 0.01 | 0.01 | 0.01 | 0.01 | 0.01 | 0.01 | 0.01 | 0.16 | 0.1 | 0.1 | 0.09 | 0.01 | 0.01 | True | False | Non Federally-Regulated | 10/03/2022 |  | 10/14/2022
Ledra Brands, Inc. | Alphabet | NU4-RA-SW-25LM-30K-90- 35D-NA-HET-**-**-IC-***-ELV1 | Light Emitting Diode | Inseparable Luminaire | Quick Connect | Reverse Phase Cut Controls | 76.1 | 3000 | -0.0003 | 92 | 63 | 310 | 0.99 | Ambient | 50000 | 0.981 | 1 | 66000 | 0.02 | 20 | 20 | 0.01 | 0.01 | 0.01 | 0.01 | 0.01 | 0.01 | 0.01 | 0.01 | 0.01 | 0.01 | 0.01 | 0.01 | 0.16 | 0.1 | 0.1 | 0.09 | 0.01 | 0.01 | True | False | Non Federally-Regulated | 10/03/2022 |  | 10/14/2022
Ledra Brands, Inc. | Alphabet | NU4-RA-SW-25LM-35K-90- 35D-NA-HET-**-**-IC-***-ELV1 | Light Emitting Diode | Inseparable Luminaire | Quick Connect | Reverse Phase Cut Controls | 82.6 | 3500 | -0.0003 | 92 | 63 | 310 | 0.99 | Ambient | 50000 | 0.981 | 1 | 66000 | 0.02 | 20 | 20 | 0.01 | 0.01 | 0.01 | 0.01 | 0.01 | 0.01 | 0.01 | 0.01 | 0.01 | 0.01 | 0.01 | 0.01 | 0.16 | 0.1 | 0.1 | 0.09 | 0.01 | 0.01 | True | False | Non Federally-Regulated | 10/03/2022 |  | 10/14/2022
Ledra Brands, Inc. | Alphabet | NU4-RA-SW-25LM-40K-90- 35D-NA-HET-**-**-IC-***-ELV1 | Light Emitting Diode | Inseparable Luminaire | Quick Connect | Reverse Phase Cut Controls | 92.8 | 4000 | -0.0003 | 92 | 63 | 310 | 0.99 | Ambient | 50000 | 0.981 | 1 | 66000 | 0.02 | 20 | 20 | 0.01 | 0.01 | 0.01 | 0.01 | 0.01 | 0.01 | 0.01 | 0.01 | 0.01 | 0.01 | 0.01 | 0.01 | 0.16 | 0.1 | 0.1 | 0.09 | 0.01 | 0.01 | True | False | Non Federally-Regulated | 10/03/2022 |  | 10/14/2022
Ledra Brands, Inc. | Alphabet | NU4-RA-SW-20LM-27K-90- 35D-NA-HET-**-**-IC-***-ELV1 | Light Emitting Diode | Inseparable Luminaire | Quick Connect | Reverse Phase Cut Controls | 72.5 | 2700 | -0.0003 | 92 | 63 | 310 | 0.99 | Ambient | 50000 | 0.981 | 1 | 66000 | 0.02 | 20 | 20 | 0.01 | 0.01 | 0.01 | 0.01 | 0.01 | 0.01 | 0.01 | 0.01 | 0.01 | 0.01 | 0.01 | 0.01 | 0.16 | 0.1 | 0.1 | 0.09 | 0.01 | 0.01 | True | False | Non Federally-Regulated | 10/03/2022 |  | 10/14/2022
Ledra Brands, Inc. | Alphabet | NU4-RA-SW-20LM-30K-90- 35D-NA-HET-**-**-IC-***-ELV1 | Light Emitting Diode | Inseparable Luminaire | Quick Connect | Reverse Phase Cut Controls | 76.1 | 3000 | -0.0003 | 92 | 63 | 310 | 0.99 | Ambient | 50000 | 0.981 | 1 | 66000 | 0.02 | 20 | 20 | 0.01 | 0.01 | 0.01 | 0.01 | 0.01 | 0.01 | 0.01 | 0.01 | 0.01 | 0.01 | 0.01 | 0.01 | 0.16 | 0.1 | 0.1 | 0.09 | 0.01 | 0.01 | True | False | Non Federally-Regulated | 10/03/2022 |  | 10/14/2022
Ledra Brands, Inc. | Alphabet | NU4-RA-SW-20LM-35K-90- 35D-NA-HET-**-**-IC-***-ELV1 | Light Emitting Diode | Inseparable Luminaire | Quick Connect | Reverse Phase Cut Controls | 82.6 | 3500 | -0.0003 | 92 | 63 | 310 | 0.99 | Ambient | 50000 | 0.981 | 1 | 66000 | 0.02 | 20 | 20 | 0.01 | 0.01 | 0.01 | 0.01 | 0.01 | 0.01 | 0.01 | 0.01 | 0.01 | 0.01 | 0.01 | 0.01 | 0.16 | 0.1 | 0.1 | 0.09 | 0.01 | 0.01 | True | False | Non Federally-Regulated | 10/03/2022 |  | 10/14/2022
Ledra Brands, Inc. | Alphabet | NU4-RA-SW-20LM-40K-90- 35D-NA-HET-**-**-IC-***-ELV1 | Light Emitting Diode | Inseparable Luminaire | Quick Connect | Reverse Phase Cut Controls | 92.8 | 4000 | -0.0003 | 92 | 63 | 310 | 0.99 | Ambient | 50000 | 0.981 | 1 | 66000 | 0.02 | 20 | 20 | 0.01 | 0.01 | 0.01 | 0.01 | 0.01 | 0.01 | 0.01 | 0.01 | 0.01 | 0.01 | 0.01 | 0.01 | 0.16 | 0.1 | 0.1 | 0.09 | 0.01 | 0.01 | True | False | Non Federally-Regulated | 10/03/2022 |  | 10/14/2022
Ledra Brands, Inc. | Alphabet | NU4-RA-SW-15LM-27K-90- 35D-NA-HET-**-**-IC-***-ELV1 | Light Emitting Diode | Inseparable Luminaire | Quick Connect | Reverse Phase Cut Controls | 72.5 | 2700 | -0.0003 | 92 | 63 | 310 | 0.99 | Ambient | 50000 | 0.981 | 1 | 66000 | 0.02 | 20 | 20 | 0.01 | 0.01 | 0.01 | 0.01 | 0.01 | 0.01 | 0.01 | 0.01 | 0.01 | 0.01 | 0.01 | 0.01 | 0.16 | 0.1 | 0.1 | 0.09 | 0.01 | 0.01 | True | False | Non Federally-Regulated | 10/03/2022 |  | 10/14/2022
Ledra Brands, Inc. | Alphabet | NU4-RA-SW-15LM-30K-90- 35D-NA-HET-**-**-IC-***-ELV1 | Light Emitting Diode | Inseparable Luminaire | Quick Connect | Reverse Phase Cut Controls | 76.1 | 3000 | -0.0003 | 92 | 63 | 310 | 0.99 | Ambient | 50000 | 0.981 | 1 | 66000 | 0.02 | 20 | 20 | 0.01 | 0.01 | 0.01 | 0.01 | 0.01 | 0.01 | 0.01 | 0.01 | 0.01 | 0.01 | 0.01 | 0.01 | 0.16 | 0.1 | 0.1 | 0.09 | 0.01 | 0.01 | True | False | Non Federally-Regulated | 10/03/2022 |  | 10/14/2022
Ledra Brands, Inc. | Alphabet | NU4-RA-SW-15LM-35K-90- 35D-NA-HET-**-**-IC-***-ELV1 | Light Emitting Diode | Inseparable Luminaire | Quick Connect | Reverse Phase Cut Controls | 82.6 | 3500 | -0.0003 | 92 | 63 | 310 | 0.99 | Ambient | 50000 | 0.981 | 1 | 66000 | 0.02 | 20 | 20 | 0.01 | 0.01 | 0.01 | 0.01 | 0.01 | 0.01 | 0.01 | 0.01 | 0.01 | 0.01 | 0.01 | 0.01 | 0.16 | 0.1 | 0.1 | 0.09 | 0.01 | 0.01 | True | False | Non Federally-Regulated | 10/03/2022 |  | 10/14/2022
Ledra Brands, Inc. | Alphabet | NU4-RA-SW-15LM-40K-90- 35D-NA-HET-**-**-IC-***-ELV1 | Light Emitting Diode | Inseparable Luminaire | Quick Connect | Reverse Phase Cut Controls | 92.8 | 4000 | -0.0003 | 92 | 63 | 310 | 0.99 | Ambient | 50000 | 0.981 | 1 | 66000 | 0.02 | 20 | 20 | 0.01 | 0.01 | 0.01 | 0.01 | 0.01 | 0.01 | 0.01 | 0.01 | 0.01 | 0.01 | 0.01 | 0.01 | 0.16 | 0.1 | 0.1 | 0.09 | 0.01 | 0.01 | True | False | Non Federally-Regulated | 10/03/2022 |  | 10/14/2022
Ledra Brands, Inc. | Alphabet | NU4-RA-SW-10LM-27K-90- 35D-NA-HET-**-**-IC-***-ELV1 | Light Emitting Diode | Inseparable Luminaire | Quick Connect | Reverse Phase Cut Controls | 72.5 | 2700 | -0.0003 | 92 | 63 | 310 | 0.99 | Ambient | 50000 | 0.981 | 1 | 66000 | 0.02 | 20 | 20 | 0.01 | 0.01 | 0.01 | 0.01 | 0.01 | 0.01 | 0.01 | 0.01 | 0.01 | 0.01 | 0.01 | 0.01 | 0.16 | 0.1 | 0.1 | 0.09 | 0.01 | 0.01 | True | False | Non Federally-Regulated | 10/03/2022 |  | 10/14/2022
Ledra Brands, Inc. | Alphabet | NU4-RA-SW-10LM-30K-90- 35D-NA-HET-**-**-IC-***-ELV1 | Light Emitting Diode | Inseparable Luminaire | Quick Connect | Reverse Phase Cut Controls | 76.1 | 3000 | -0.0003 | 92 | 63 | 310 | 0.99 | Ambient | 50000 | 0.981 | 1 | 66000 | 0.02 | 20 | 20 | 0.01 | 0.01 | 0.01 | 0.01 | 0.01 | 0.01 | 0.01 | 0.01 | 0.01 | 0.01 | 0.01 | 0.01 | 0.16 | 0.1 | 0.1 | 0.09 | 0.01 | 0.01 | True | False | Non Federally-Regulated | 10/03/2022 |  | 10/14/2022
Ledra Brands, Inc. | Alphabet | NU4-RA-SW-10LM-35K-90- 35D-NA-HET-**-**-IC-***-ELV1 | Light Emitting Diode | Inseparable Luminaire | Quick Connect | Reverse Phase Cut Controls | 82.6 | 3500 | -0.0003 | 92 | 63 | 310 | 0.99 | Ambient | 50000 | 0.981 | 1 | 66000 | 0.02 | 20 | 20 | 0.01 | 0.01 | 0.01 | 0.01 | 0.01 | 0.01 | 0.01 | 0.01 | 0.01 | 0.01 | 0.01 | 0.01 | 0.16 | 0.1 | 0.1 | 0.09 | 0.01 | 0.01 | True | False | Non Federally-Regulated | 10/03/2022 |  | 10/14/2022
Ledra Brands, Inc. | Alphabet | NU4-RA-SW-10LM-40K-90- 35D-NA-HET-**-**-IC-***-ELV1 | Light Emitting Diode | Inseparable Luminaire | Quick Connect | Reverse Phase Cut Controls | 92.8 | 4000 | -0.0003 | 92 | 63 | 310 | 0.99 | Ambient | 50000 | 0.981 | 1 | 66000 | 0.02 | 20 | 20 | 0.01 | 0.01 | 0.01 | 0.01 | 0.01 | 0.01 | 0.01 | 0.01 | 0.01 | 0.01 | 0.01 | 0.01 | 0.16 | 0.1 | 0.1 | 0.09 | 0.01 | 0.01 | True | False | Non Federally-Regulated | 10/03/2022 |  | 10/14/2022
Ledra Brands, Inc. | Alphabet | NU4-RA-SW-25LM-27K-90- 55D-NA-HET-**-**-IC-***-ELV1 | Light Emitting Diode | Inseparable Luminaire | Quick Connect | Reverse Phase Cut Controls | 75.6 | 2700 | -0.0003 | 92 | 63 | 310 | 0.99 | Ambient | 50000 | 0.981 | 1 | 66000 | 0.02 | 20 | 20 | 0.01 | 0.01 | 0.01 | 0.01 | 0.01 | 0.01 | 0.01 | 0.01 | 0.01 | 0.01 | 0.01 | 0.01 | 0.16 | 0.1 | 0.1 | 0.09 | 0.01 | 0.01 | True | False | Non Federally-Regulated | 10/03/2022 |  | 10/14/2022
Ledra Brands, Inc. | Alphabet | NU4-RA-SW-25LM-30K-90- 55D-NA-HET-**-**-IC-***-ELV1 | Light Emitting Diode | Inseparable Luminaire | Quick Connect | Reverse Phase Cut Controls | 79.3 | 3000 | -0.0003 | 92 | 63 | 310 | 0.99 | Ambient | 50000 | 0.981 | 1 | 66000 | 0.02 | 20 | 20 | 0.01 | 0.01 | 0.01 | 0.01 | 0.01 | 0.01 | 0.01 | 0.01 | 0.01 | 0.01 | 0.01 | 0.01 | 0.16 | 0.1 | 0.1 | 0.09 | 0.01 | 0.01 | True | False | Non Federally-Regulated | 10/03/2022 |  | 10/14/2022
Ledra Brands, Inc. | Alphabet | NU4-RA-SW-25LM-35K-90- 55D-NA-HET-**-**-IC-***-ELV1 | Light Emitting Diode | Inseparable Luminaire | Quick Connect | Reverse Phase Cut Controls | 86.2 | 3500 | -0.0003 | 92 | 63 | 310 | 0.99 | Ambient | 50000 | 0.981 | 1 | 66000 | 0.02 | 20 | 20 | 0.01 | 0.01 | 0.01 | 0.01 | 0.01 | 0.01 | 0.01 | 0.01 | 0.01 | 0.01 | 0.01 | 0.01 | 0.16 | 0.1 | 0.1 | 0.09 | 0.01 | 0.01 | True | False | Non Federally-Regulated | 10/03/2022 |  | 10/14/2022
Ledra Brands, Inc. | Alphabet | NU4-RA-SW-25LM-40K-90- 55D-NA-HET-**-**-IC-***-ELV1 | Light Emitting Diode | Inseparable Luminaire | Quick Connect | Reverse Phase Cut Controls | 96.8 | 4000 | -0.0003 | 92 | 63 | 310 | 0.99 | Ambient | 50000 | 0.981 | 1 | 66000 | 0.02 | 20 | 20 | 0.01 | 0.01 | 0.01 | 0.01 | 0.01 | 0.01 | 0.01 | 0.01 | 0.01 | 0.01 | 0.01 | 0.01 | 0.16 | 0.1 | 0.1 | 0.09 | 0.01 | 0.01 | True | False | Non Federally-Regulated | 10/03/2022 |  | 10/14/2022
Ledra Brands, Inc. | Alphabet | NU4-RA-SW-20LM-27K-90- 55D-NA-HET-**-**-IC-***-ELV1 | Light Emitting Diode | Inseparable Luminaire | Quick Connect | Reverse Phase Cut Controls | 75.6 | 2700 | -0.0003 | 92 | 63 | 310 | 0.99 | Ambient | 50000 | 0.981 | 1 | 66000 | 0.02 | 20 | 20 | 0.01 | 0.01 | 0.01 | 0.01 | 0.01 | 0.01 | 0.01 | 0.01 | 0.01 | 0.01 | 0.01 | 0.01 | 0.16 | 0.1 | 0.1 | 0.09 | 0.01 | 0.01 | True | False | Non Federally-Regulated | 10/03/2022 |  | 10/14/2022
Ledra Brands, Inc. | Alphabet | NU4-RA-SW-20LM-30K-90- 55D-NA-HET-**-**-IC-***-ELV1 | Light Emitting Diode | Inseparable Luminaire | Quick Connect | Reverse Phase Cut Controls | 79.3 | 3000 | -0.0003 | 92 | 63 | 310 | 0.99 | Ambient | 50000 | 0.981 | 1 | 66000 | 0.02 | 20 | 20 | 0.01 | 0.01 | 0.01 | 0.01 | 0.01 | 0.01 | 0.01 | 0.01 | 0.01 | 0.01 | 0.01 | 0.01 | 0.16 | 0.1 | 0.1 | 0.09 | 0.01 | 0.01 | True | False | Non Federally-Regulated | 10/03/2022 |  | 10/14/2022
Ledra Brands, Inc. | Alphabet | NU4-RA-SW-20LM-35K-90- 55D-NA-HET-**-**-IC-***-ELV1 | Light Emitting Diode | Inseparable Luminaire | Quick Connect | Reverse Phase Cut Controls | 86.2 | 3500 | -0.0003 | 92 | 63 | 310 | 0.99 | Ambient | 50000 | 0.981 | 1 | 66000 | 0.02 | 20 | 20 | 0.01 | 0.01 | 0.01 | 0.01 | 0.01 | 0.01 | 0.01 | 0.01 | 0.01 | 0.01 | 0.01 | 0.01 | 0.16 | 0.1 | 0.1 | 0.09 | 0.01 | 0.01 | True | False | Non Federally-Regulated | 10/03/2022 |  | 10/14/2022
Ledra Brands, Inc. | Alphabet | NU4-RA-SW-20LM-40K-90- 55D-NA-HET-**-**-IC-***-ELV1 | Light Emitting Diode | Inseparable Luminaire | Quick Connect | Reverse Phase Cut Controls | 96.8 | 4000 | -0.0003 | 92 | 63 | 310 | 0.99 | Ambient | 50000 | 0.981 | 1 | 66000 | 0.02 | 20 | 20 | 0.01 | 0.01 | 0.01 | 0.01 | 0.01 | 0.01 | 0.01 | 0.01 | 0.01 | 0.01 | 0.01 | 0.01 | 0.16 | 0.1 | 0.1 | 0.09 | 0.01 | 0.01 | True | False | Non Federally-Regulated | 10/03/2022 |  | 10/14/2022
Ledra Brands, Inc. | Alphabet | NU4-RA-SW-15LM-27K-90- 55D-NA-HET-**-**-IC-***-ELV1 | Light Emitting Diode | Inseparable Luminaire | Quick Connect | Reverse Phase Cut Controls | 75.6 | 2700 | -0.0003 | 92 | 63 | 310 | 0.99 | Ambient | 50000 | 0.981 | 1 | 66000 | 0.02 | 20 | 20 | 0.01 | 0.01 | 0.01 | 0.01 | 0.01 | 0.01 | 0.01 | 0.01 | 0.01 | 0.01 | 0.01 | 0.01 | 0.16 | 0.1 | 0.1 | 0.09 | 0.01 | 0.01 | True | False | Non Federally-Regulated | 10/03/2022 |  | 10/14/2022
Ledra Brands, Inc. | Alphabet | NU4-RA-SW-15LM-30K-90- 55D-NA-HET-**-**-IC-***-ELV1 | Light Emitting Diode | Inseparable Luminaire | Quick Connect | Reverse Phase Cut Controls | 79.3 | 3000 | -0.0003 | 92 | 63 | 310 | 0.99 | Ambient | 50000 | 0.981 | 1 | 66000 | 0.02 | 20 | 20 | 0.01 | 0.01 | 0.01 | 0.01 | 0.01 | 0.01 | 0.01 | 0.01 | 0.01 | 0.01 | 0.01 | 0.01 | 0.16 | 0.1 | 0.1 | 0.09 | 0.01 | 0.01 | True | False | Non Federally-Regulated | 10/03/2022 |  | 10/14/2022
Ledra Brands, Inc. | Alphabet | NU4-RA-SW-15LM-35K-90- 55D-NA-HET-**-**-IC-***-ELV1 | Light Emitting Diode | Inseparable Luminaire | Quick Connect | Reverse Phase Cut Controls | 86.2 | 3500 | -0.0003 | 92 | 63 | 310 | 0.99 | Ambient | 50000 | 0.981 | 1 | 66000 | 0.02 | 20 | 20 | 0.01 | 0.01 | 0.01 | 0.01 | 0.01 | 0.01 | 0.01 | 0.01 | 0.01 | 0.01 | 0.01 | 0.01 | 0.16 | 0.1 | 0.1 | 0.09 | 0.01 | 0.01 | True | False | Non Federally-Regulated | 10/03/2022 |  | 10/14/2022
Ledra Brands, Inc. | Alphabet | NU4-RA-SW-15LM-40K-90- 55D-NA-HET-**-**-IC-***-ELV1 | Light Emitting Diode | Inseparable Luminaire | Quick Connect | Reverse Phase Cut Controls | 96.8 | 4000 | -0.0003 | 92 | 63 | 310 | 0.99 | Ambient | 50000 | 0.981 | 1 | 66000 | 0.02 | 20 | 20 | 0.01 | 0.01 | 0.01 | 0.01 | 0.01 | 0.01 | 0.01 | 0.01 | 0.01 | 0.01 | 0.01 | 0.01 | 0.16 | 0.1 | 0.1 | 0.09 | 0.01 | 0.01 | True | False | Non Federally-Regulated | 10/03/2022 |  | 10/14/2022
Ledra Brands, Inc. | Alphabet | NU4-RA-SW-10LM-27K-90- 55D-NA-HET-**-**-IC-***-ELV1 | Light Emitting Diode | Inseparable Luminaire | Quick Connect | Reverse Phase Cut Controls | 75.6 | 2700 | -0.0003 | 92 | 63 | 310 | 0.99 | Ambient | 50000 | 0.981 | 1 | 66000 | 0.02 | 20 | 20 | 0.01 | 0.01 | 0.01 | 0.01 | 0.01 | 0.01 | 0.01 | 0.01 | 0.01 | 0.01 | 0.01 | 0.01 | 0.16 | 0.1 | 0.1 | 0.09 | 0.01 | 0.01 | True | False | Non Federally-Regulated | 10/03/2022 |  | 10/14/2022
Ledra Brands, Inc. | Alphabet | NU4-RA-SW-10LM-30K-90- 55D-NA-HET-**-**-IC-***-ELV1 | Light Emitting Diode | Inseparable Luminaire | Quick Connect | Reverse Phase Cut Controls | 79.3 | 3000 | -0.0003 | 92 | 63 | 310 | 0.99 | Ambient | 50000 | 0.981 | 1 | 66000 | 0.02 | 20 | 20 | 0.01 | 0.01 | 0.01 | 0.01 | 0.01 | 0.01 | 0.01 | 0.01 | 0.01 | 0.01 | 0.01 | 0.01 | 0.16 | 0.1 | 0.1 | 0.09 | 0.01 | 0.01 | True | False | Non Federally-Regulated | 10/03/2022 |  | 10/14/2022
Ledra Brands, Inc. | Alphabet | NU4-RA-SW-10LM-35K-90- 55D-NA-HET-**-**-IC-***-ELV1 | Light Emitting Diode | Inseparable Luminaire | Quick Connect | Reverse Phase Cut Controls | 86.2 | 3500 | -0.0003 | 92 | 63 | 310 | 0.99 | Ambient | 50000 | 0.981 | 1 | 66000 | 0.02 | 20 | 20 | 0.01 | 0.01 | 0.01 | 0.01 | 0.01 | 0.01 | 0.01 | 0.01 | 0.01 | 0.01 | 0.01 | 0.01 | 0.16 | 0.1 | 0.1 | 0.09 | 0.01 | 0.01 | True | False | Non Federally-Regulated | 10/03/2022 |  | 10/14/2022
Ledra Brands, Inc. | Alphabet | NU4-RA-SW-10LM-40K-90- 55D-NA-HET-**-**-IC-***-ELV1 | Light Emitting Diode | Inseparable Luminaire | Quick Connect | Reverse Phase Cut Controls | 96.8 | 4000 | -0.0003 | 92 | 63 | 310 | 0.99 | Ambient | 50000 | 0.981 | 1 | 66000 | 0.02 | 20 | 20 | 0.01 | 0.01 | 0.01 | 0.01 | 0.01 | 0.01 | 0.01 | 0.01 | 0.01 | 0.01 | 0.01 | 0.01 | 0.16 | 0.1 | 0.1 | 0.09 | 0.01 | 0.01 | True | False | Non Federally-Regulated | 10/03/2022 |  | 10/14/2022
Ledra Brands, Inc. | Alphabet | NU4-RA-SW-25LM-27K-90-20D-NA-SBL-**-**-IC-***-ELV1 | Light Emitting Diode | Inseparable Luminaire | Quick Connect | Reverse Phase Cut Controls | 65.3 | 2700 | -0.0003 | 92 | 63 | 310 | 0.99 | Ambient | 50000 | 0.981 | 1 | 66000 | 0.02 | 20 | 20 | 0.01 | 0.01 | 0.01 | 0.01 | 0.01 | 0.01 | 0.01 | 0.01 | 0.01 | 0.01 | 0.01 | 0.01 | 0.16 | 0.1 | 0.1 | 0.09 | 0.01 | 0.01 | True | False | Non Federally-Regulated | 10/03/2022 |  | 10/14/2022
Ledra Brands, Inc. | Alphabet | NU4-RA-SW-25LM-30K-90-20D-NA-SBL-**-**-IC-***-ELV1 | Light Emitting Diode | Inseparable Luminaire | Quick Connect | Reverse Phase Cut Controls | 68.5 | 3000 | -0.0003 | 92 | 63 | 310 | 0.99 | Ambient | 50000 | 0.981 | 1 | 66000 | 0.02 | 20 | 20 | 0.01 | 0.01 | 0.01 | 0.01 | 0.01 | 0.01 | 0.01 | 0.01 | 0.01 | 0.01 | 0.01 | 0.01 | 0.16 | 0.1 | 0.1 | 0.09 | 0.01 | 0.01 | True | False | Non Federally-Regulated | 10/03/2022 |  | 10/14/2022
Ledra Brands, Inc. | Alphabet | NU4-RA-SW-25LM-35K-90-20D-NA-SBL-**-**-IC-***-ELV1 | Light Emitting Diode | Inseparable Luminaire | Quick Connect | Reverse Phase Cut Controls | 74.5 | 3500 | -0.0003 | 92 | 63 | 310 | 0.99 | Ambient | 50000 | 0.981 | 1 | 66000 | 0.02 | 20 | 20 | 0.01 | 0.01 | 0.01 | 0.01 | 0.01 | 0.01 | 0.01 | 0.01 | 0.01 | 0.01 | 0.01 | 0.01 | 0.16 | 0.1 | 0.1 | 0.09 | 0.01 | 0.01 | True | False | Non Federally-Regulated | 10/03/2022 |  | 10/14/2022
Ledra Brands, Inc. | Alphabet | NU4-RA-SW-25LM-40K-90-20D-NA-SBL-**-**-IC-***-ELV1 | Light Emitting Diode | Inseparable Luminaire | Quick Connect | Reverse Phase Cut Controls | 83.7 | 4000 | -0.0003 | 92 | 63 | 310 | 0.99 | Ambient | 50000 | 0.981 | 1 | 66000 | 0.02 | 20 | 20 | 0.01 | 0.01 | 0.01 | 0.01 | 0.01 | 0.01 | 0.01 | 0.01 | 0.01 | 0.01 | 0.01 | 0.01 | 0.16 | 0.1 | 0.1 | 0.09 | 0.01 | 0.01 | True | False | Non Federally-Regulated | 10/03/2022 |  | 10/14/2022
Ledra Brands, Inc. | Alphabet | NU4-RA-SW-20LM-27K-90-20D-NA-SBL-**-**-IC-***-ELV1 | Light Emitting Diode | Inseparable Luminaire | Quick Connect | Reverse Phase Cut Controls | 65.3 | 2700 | -0.0003 | 92 | 63 | 310 | 0.99 | Ambient | 50000 | 0.981 | 1 | 66000 | 0.02 | 20 | 20 | 0.01 | 0.01 | 0.01 | 0.01 | 0.01 | 0.01 | 0.01 | 0.01 | 0.01 | 0.01 | 0.01 | 0.01 | 0.16 | 0.1 | 0.1 | 0.09 | 0.01 | 0.01 | True | False | Non Federally-Regulated | 10/03/2022 |  | 10/14/2022
Ledra Brands, Inc. | Alphabet | NU4-RA-SW-20LM-30K-90-20D-NA-SBL-**-**-IC-***-ELV1 | Light Emitting Diode | Inseparable Luminaire | Quick Connect | Reverse Phase Cut Controls | 68.5 | 3000 | -0.0003 | 92 | 63 | 310 | 0.99 | Ambient | 50000 | 0.981 | 1 | 66000 | 0.02 | 20 | 20 | 0.01 | 0.01 | 0.01 | 0.01 | 0.01 | 0.01 | 0.01 | 0.01 | 0.01 | 0.01 | 0.01 | 0.01 | 0.16 | 0.1 | 0.1 | 0.09 | 0.01 | 0.01 | True | False | Non Federally-Regulated | 10/03/2022 |  | 10/14/2022
Ledra Brands, Inc. | Alphabet | NU4-RA-SW-20LM-35K-90-20D-NA-SBL-**-**-IC-***-ELV1 | Light Emitting Diode | Inseparable Luminaire | Quick Connect | Reverse Phase Cut Controls | 74.5 | 3500 | -0.0003 | 92 | 63 | 310 | 0.99 | Ambient | 50000 | 0.981 | 1 | 66000 | 0.02 | 20 | 20 | 0.01 | 0.01 | 0.01 | 0.01 | 0.01 | 0.01 | 0.01 | 0.01 | 0.01 | 0.01 | 0.01 | 0.01 | 0.16 | 0.1 | 0.1 | 0.09 | 0.01 | 0.01 | True | False | Non Federally-Regulated | 10/03/2022 |  | 10/14/2022
Ledra Brands, Inc. | Alphabet | NU4-RA-SW-20LM-40K-90-20D-NA-SBL-**-**-IC-***-ELV1 | Light Emitting Diode | Inseparable Luminaire | Quick Connect | Reverse Phase Cut Controls | 83.7 | 4000 | -0.0003 | 92 | 63 | 310 | 0.99 | Ambient | 50000 | 0.981 | 1 | 66000 | 0.02 | 20 | 20 | 0.01 | 0.01 | 0.01 | 0.01 | 0.01 | 0.01 | 0.01 | 0.01 | 0.01 | 0.01 | 0.01 | 0.01 | 0.16 | 0.1 | 0.1 | 0.09 | 0.01 | 0.01 | True | False | Non Federally-Regulated | 10/03/2022 |  | 10/14/2022
Ledra Brands, Inc. | Alphabet | NU4-RA-SW-15LM-27K-90-20D-NA-SBL-**-**-IC-***-ELV1 | Light Emitting Diode | Inseparable Luminaire | Quick Connect | Reverse Phase Cut Controls | 65.3 | 2700 | -0.0003 | 92 | 63 | 310 | 0.99 | Ambient | 50000 | 0.981 | 1 | 66000 | 0.02 | 20 | 20 | 0.01 | 0.01 | 0.01 | 0.01 | 0.01 | 0.01 | 0.01 | 0.01 | 0.01 | 0.01 | 0.01 | 0.01 | 0.16 | 0.1 | 0.1 | 0.09 | 0.01 | 0.01 | True | False | Non Federally-Regulated | 10/03/2022 |  | 10/14/2022
Ledra Brands, Inc. | Alphabet | NU4-RA-SW-15LM-30K-90-20D-NA-SBL-**-**-IC-***-ELV1 | Light Emitting Diode | Inseparable Luminaire | Quick Connect | Reverse Phase Cut Controls | 68.5 | 3000 | -0.0003 | 92 | 63 | 310 | 0.99 | Ambient | 50000 | 0.981 | 1 | 66000 | 0.02 | 20 | 20 | 0.01 | 0.01 | 0.01 | 0.01 | 0.01 | 0.01 | 0.01 | 0.01 | 0.01 | 0.01 | 0.01 | 0.01 | 0.16 | 0.1 | 0.1 | 0.09 | 0.01 | 0.01 | True | False | Non Federally-Regulated | 10/03/2022 |  | 10/14/2022
Ledra Brands, Inc. | Alphabet | NU4-RA-SW-15LM-35K-90-20D-NA-SBL-**-**-IC-***-ELV1 | Light Emitting Diode | Inseparable Luminaire | Quick Connect | Reverse Phase Cut Controls | 74.5 | 3500 | -0.0003 | 92 | 63 | 310 | 0.99 | Ambient | 50000 | 0.981 | 1 | 66000 | 0.02 | 20 | 20 | 0.01 | 0.01 | 0.01 | 0.01 | 0.01 | 0.01 | 0.01 | 0.01 | 0.01 | 0.01 | 0.01 | 0.01 | 0.16 | 0.1 | 0.1 | 0.09 | 0.01 | 0.01 | True | False | Non Federally-Regulated | 10/03/2022 |  | 10/14/2022
Ledra Brands, Inc. | Alphabet | NU4-RA-SW-15LM-40K-90-20D-NA-SBL-**-**-IC-***-ELV1 | Light Emitting Diode | Inseparable Luminaire | Quick Connect | Reverse Phase Cut Controls | 83.7 | 4000 | -0.0003 | 92 | 63 | 310 | 0.99 | Ambient | 50000 | 0.981 | 1 | 66000 | 0.02 | 20 | 20 | 0.01 | 0.01 | 0.01 | 0.01 | 0.01 | 0.01 | 0.01 | 0.01 | 0.01 | 0.01 | 0.01 | 0.01 | 0.16 | 0.1 | 0.1 | 0.09 | 0.01 | 0.01 | True | False | Non Federally-Regulated | 10/03/2022 |  | 10/14/2022
Ledra Brands, Inc. | Alphabet | NU4-RA-SW-10LM-27K-90-20D-NA-SBL-**-**-IC-***-ELV1 | Light Emitting Diode | Inseparable Luminaire | Quick Connect | Reverse Phase Cut Controls | 65.3 | 2700 | -0.0003 | 92 | 63 | 310 | 0.99 | Ambient | 50000 | 0.981 | 1 | 66000 | 0.02 | 20 | 20 | 0.01 | 0.01 | 0.01 | 0.01 | 0.01 | 0.01 | 0.01 | 0.01 | 0.01 | 0.01 | 0.01 | 0.01 | 0.16 | 0.1 | 0.1 | 0.09 | 0.01 | 0.01 | True | False | Non Federally-Regulated | 10/03/2022 |  | 10/14/2022
Ledra Brands, Inc. | Alphabet | NU4-RA-SW-10LM-30K-90-20D-NA-SBL-**-**-IC-***-ELV1 | Light Emitting Diode | Inseparable Luminaire | Quick Connect | Reverse Phase Cut Controls | 68.5 | 3000 | -0.0003 | 92 | 63 | 310 | 0.99 | Ambient | 50000 | 0.981 | 1 | 66000 | 0.02 | 20 | 20 | 0.01 | 0.01 | 0.01 | 0.01 | 0.01 | 0.01 | 0.01 | 0.01 | 0.01 | 0.01 | 0.01 | 0.01 | 0.16 | 0.1 | 0.1 | 0.09 | 0.01 | 0.01 | True | False | Non Federally-Regulated | 10/03/2022 |  | 10/14/2022
Ledra Brands, Inc. | Alphabet | NU4-RA-SW-10LM-35K-90-20D-NA-SBL-**-**-IC-***-ELV1 | Light Emitting Diode | Inseparable Luminaire | Quick Connect | Reverse Phase Cut Controls | 74.5 | 3500 | -0.0003 | 92 | 63 | 310 | 0.99 | Ambient | 50000 | 0.981 | 1 | 66000 | 0.02 | 20 | 20 | 0.01 | 0.01 | 0.01 | 0.01 | 0.01 | 0.01 | 0.01 | 0.01 | 0.01 | 0.01 | 0.01 | 0.01 | 0.16 | 0.1 | 0.1 | 0.09 | 0.01 | 0.01 | True | False | Non Federally-Regulated | 10/03/2022 |  | 10/14/2022
Ledra Brands, Inc. | Alphabet | NU4-RA-SW-10LM-40K-90-20D-NA-SBL-**-**-IC-***-ELV1 | Light Emitting Diode | Inseparable Luminaire | Quick Connect | Reverse Phase Cut Controls | 83.7 | 4000 | -0.0003 | 92 | 63 | 310 | 0.99 | Ambient | 50000 | 0.981 | 1 | 66000 | 0.02 | 20 | 20 | 0.01 | 0.01 | 0.01 | 0.01 | 0.01 | 0.01 | 0.01 | 0.01 | 0.01 | 0.01 | 0.01 | 0.01 | 0.16 | 0.1 | 0.1 | 0.09 | 0.01 | 0.01 | True | False | Non Federally-Regulated | 10/03/2022 |  | 10/14/2022
Ledra Brands, Inc. | Alphabet | NU4-RA-SW-25LM-27K-90- 25D-NA-SBL-**-**-IC-***-ELV1 | Light Emitting Diode | Inseparable Luminaire | Quick Connect | Reverse Phase Cut Controls | 67.4 | 2700 | -0.0003 | 92 | 63 | 310 | 0.99 | Ambient | 50000 | 0.981 | 1 | 66000 | 0.02 | 20 | 20 | 0.01 | 0.01 | 0.01 | 0.01 | 0.01 | 0.01 | 0.01 | 0.01 | 0.01 | 0.01 | 0.01 | 0.01 | 0.16 | 0.1 | 0.1 | 0.09 | 0.01 | 0.01 | True | False | Non Federally-Regulated | 10/03/2022 |  | 10/14/2022
Ledra Brands, Inc. | Alphabet | NU4-RA-SW-25LM-30K-90- 25D-NA-SBL-**-**-IC-***-ELV1 | Light Emitting Diode | Inseparable Luminaire | Quick Connect | Reverse Phase Cut Controls | 70.7 | 3000 | -0.0003 | 92 | 63 | 310 | 0.99 | Ambient | 50000 | 0.981 | 1 | 66000 | 0.02 | 20 | 20 | 0.01 | 0.01 | 0.01 | 0.01 | 0.01 | 0.01 | 0.01 | 0.01 | 0.01 | 0.01 | 0.01 | 0.01 | 0.16 | 0.1 | 0.1 | 0.09 | 0.01 | 0.01 | True | False | Non Federally-Regulated | 10/03/2022 |  | 10/14/2022
Ledra Brands, Inc. | Alphabet | NU4-RA-SW-25LM-35K-90- 25D-NA-SBL-**-**-IC-***-ELV1 | Light Emitting Diode | Inseparable Luminaire | Quick Connect | Reverse Phase Cut Controls | 76.9 | 3500 | -0.0003 | 92 | 63 | 310 | 0.99 | Ambient | 50000 | 0.981 | 1 | 66000 | 0.02 | 20 | 20 | 0.01 | 0.01 | 0.01 | 0.01 | 0.01 | 0.01 | 0.01 | 0.01 | 0.01 | 0.01 | 0.01 | 0.01 | 0.16 | 0.1 | 0.1 | 0.09 | 0.01 | 0.01 | True | False | Non Federally-Regulated | 10/03/2022 |  | 10/14/2022
Ledra Brands, Inc. | Alphabet | NU4-RA-SW-25LM-40K-90- 25D-NA-SBL-**-**-IC-***-ELV1 | Light Emitting Diode | Inseparable Luminaire | Quick Connect | Reverse Phase Cut Controls | 86.3 | 4000 | -0.0003 | 92 | 63 | 310 | 0.99 | Ambient | 50000 | 0.981 | 1 | 66000 | 0.02 | 20 | 20 | 0.01 | 0.01 | 0.01 | 0.01 | 0.01 | 0.01 | 0.01 | 0.01 | 0.01 | 0.01 | 0.01 | 0.01 | 0.16 | 0.1 | 0.1 | 0.09 | 0.01 | 0.01 | True | False | Non Federally-Regulated | 10/03/2022 |  | 10/14/2022
Ledra Brands, Inc. | Alphabet | NU4-RA-SW-20LM-27K-90- 25D-NA-SBL-**-**-IC-***-ELV1 | Light Emitting Diode | Inseparable Luminaire | Quick Connect | Reverse Phase Cut Controls | 67.4 | 2700 | -0.0003 | 92 | 63 | 310 | 0.99 | Ambient | 50000 | 0.981 | 1 | 66000 | 0.02 | 20 | 20 | 0.01 | 0.01 | 0.01 | 0.01 | 0.01 | 0.01 | 0.01 | 0.01 | 0.01 | 0.01 | 0.01 | 0.01 | 0.16 | 0.1 | 0.1 | 0.09 | 0.01 | 0.01 | True | False | Non Federally-Regulated | 10/03/2022 |  | 10/14/2022
Ledra Brands, Inc. | Alphabet | NU4-RA-SW-20LM-30K-90- 25D-NA-SBL-**-**-IC-***-ELV1 | Light Emitting Diode | Inseparable Luminaire | Quick Connect | Reverse Phase Cut Controls | 70.7 | 3000 | -0.0003 | 92 | 63 | 310 | 0.99 | Ambient | 50000 | 0.981 | 1 | 66000 | 0.02 | 20 | 20 | 0.01 | 0.01 | 0.01 | 0.01 | 0.01 | 0.01 | 0.01 | 0.01 | 0.01 | 0.01 | 0.01 | 0.01 | 0.16 | 0.1 | 0.1 | 0.09 | 0.01 | 0.01 | True | False | Non Federally-Regulated | 10/03/2022 |  | 10/14/2022
Ledra Brands, Inc. | Alphabet | NU4-RA-SW-20LM-35K-90- 25D-NA-SBL-**-**-IC-***-ELV1 | Light Emitting Diode | Inseparable Luminaire | Quick Connect | Reverse Phase Cut Controls | 76.9 | 3500 | -0.0003 | 92 | 63 | 310 | 0.99 | Ambient | 50000 | 0.981 | 1 | 66000 | 0.02 | 20 | 20 | 0.01 | 0.01 | 0.01 | 0.01 | 0.01 | 0.01 | 0.01 | 0.01 | 0.01 | 0.01 | 0.01 | 0.01 | 0.16 | 0.1 | 0.1 | 0.09 | 0.01 | 0.01 | True | False | Non Federally-Regulated | 10/03/2022 |  | 10/14/2022
Ledra Brands, Inc. | Alphabet | NU4-RA-SW-20LM-40K-90- 25D-NA-SBL-**-**-IC-***-ELV1 | Light Emitting Diode | Inseparable Luminaire | Quick Connect | Reverse Phase Cut Controls | 86.3 | 4000 | -0.0003 | 92 | 63 | 310 | 0.99 | Ambient | 50000 | 0.981 | 1 | 66000 | 0.02 | 20 | 20 | 0.01 | 0.01 | 0.01 | 0.01 | 0.01 | 0.01 | 0.01 | 0.01 | 0.01 | 0.01 | 0.01 | 0.01 | 0.16 | 0.1 | 0.1 | 0.09 | 0.01 | 0.01 | True | False | Non Federally-Regulated | 10/03/2022 |  | 10/14/2022
Ledra Brands, Inc. | Alphabet | NU4-RA-SW-15LM-27K-90- 25D-NA-SBL-**-**-IC-***-ELV1 | Light Emitting Diode | Inseparable Luminaire | Quick Connect | Reverse Phase Cut Controls | 67.4 | 2700 | -0.0003 | 92 | 63 | 310 | 0.99 | Ambient | 50000 | 0.981 | 1 | 66000 | 0.02 | 20 | 20 | 0.01 | 0.01 | 0.01 | 0.01 | 0.01 | 0.01 | 0.01 | 0.01 | 0.01 | 0.01 | 0.01 | 0.01 | 0.16 | 0.1 | 0.1 | 0.09 | 0.01 | 0.01 | True | False | Non Federally-Regulated | 10/03/2022 |  | 10/14/2022
Ledra Brands, Inc. | Alphabet | NU4-RA-SW-15LM-30K-90- 25D-NA-SBL-**-**-IC-***-ELV1 | Light Emitting Diode | Inseparable Luminaire | Quick Connect | Reverse Phase Cut Controls | 70.7 | 3000 | -0.0003 | 92 | 63 | 310 | 0.99 | Ambient | 50000 | 0.981 | 1 | 66000 | 0.02 | 20 | 20 | 0.01 | 0.01 | 0.01 | 0.01 | 0.01 | 0.01 | 0.01 | 0.01 | 0.01 | 0.01 | 0.01 | 0.01 | 0.16 | 0.1 | 0.1 | 0.09 | 0.01 | 0.01 | True | False | Non Federally-Regulated | 10/03/2022 |  | 10/14/2022
Ledra Brands, Inc. | Alphabet | NU4-RA-SW-15LM-35K-90- 25D-NA-SBL-**-**-IC-***-ELV1 | Light Emitting Diode | Inseparable Luminaire | Quick Connect | Reverse Phase Cut Controls | 76.9 | 3500 | -0.0003 | 92 | 63 | 310 | 0.99 | Ambient | 50000 | 0.981 | 1 | 66000 | 0.02 | 20 | 20 | 0.01 | 0.01 | 0.01 | 0.01 | 0.01 | 0.01 | 0.01 | 0.01 | 0.01 | 0.01 | 0.01 | 0.01 | 0.16 | 0.1 | 0.1 | 0.09 | 0.01 | 0.01 | True | False | Non Federally-Regulated | 10/03/2022 |  | 10/14/2022
Ledra Brands, Inc. | Alphabet | NU4-RA-SW-15LM-40K-90- 25D-NA-SBL-**-**-IC-***-ELV1 | Light Emitting Diode | Inseparable Luminaire | Quick Connect | Reverse Phase Cut Controls | 86.3 | 4000 | -0.0003 | 92 | 63 | 310 | 0.99 | Ambient | 50000 | 0.981 | 1 | 66000 | 0.02 | 20 | 20 | 0.01 | 0.01 | 0.01 | 0.01 | 0.01 | 0.01 | 0.01 | 0.01 | 0.01 | 0.01 | 0.01 | 0.01 | 0.16 | 0.1 | 0.1 | 0.09 | 0.01 | 0.01 | True | False | Non Federally-Regulated | 10/03/2022 |  | 10/14/2022
Ledra Brands, Inc. | Alphabet | NU4-RA-SW-10LM-27K-90- 25D-NA-SBL-**-**-IC-***-ELV1 | Light Emitting Diode | Inseparable Luminaire | Quick Connect | Reverse Phase Cut Controls | 67.4 | 2700 | -0.0003 | 92 | 63 | 310 | 0.99 | Ambient | 50000 | 0.981 | 1 | 66000 | 0.02 | 20 | 20 | 0.01 | 0.01 | 0.01 | 0.01 | 0.01 | 0.01 | 0.01 | 0.01 | 0.01 | 0.01 | 0.01 | 0.01 | 0.16 | 0.1 | 0.1 | 0.09 | 0.01 | 0.01 | True | False | Non Federally-Regulated | 10/03/2022 |  | 10/14/2022
Ledra Brands, Inc. | Alphabet | NU4-RA-SW-10LM-30K-90- 25D-NA-SBL-**-**-IC-***-ELV1 | Light Emitting Diode | Inseparable Luminaire | Quick Connect | Reverse Phase Cut Controls | 70.7 | 3000 | -0.0003 | 92 | 63 | 310 | 0.99 | Ambient | 50000 | 0.981 | 1 | 66000 | 0.02 | 20 | 20 | 0.01 | 0.01 | 0.01 | 0.01 | 0.01 | 0.01 | 0.01 | 0.01 | 0.01 | 0.01 | 0.01 | 0.01 | 0.16 | 0.1 | 0.1 | 0.09 | 0.01 | 0.01 | True | False | Non Federally-Regulated | 10/03/2022 |  | 10/14/2022
Ledra Brands, Inc. | Alphabet | NU4-RA-SW-10LM-35K-90- 25D-NA-SBL-**-**-IC-***-ELV1 | Light Emitting Diode | Inseparable Luminaire | Quick Connect | Reverse Phase Cut Controls | 76.9 | 3500 | -0.0003 | 92 | 63 | 310 | 0.99 | Ambient | 50000 | 0.981 | 1 | 66000 | 0.02 | 20 | 20 | 0.01 | 0.01 | 0.01 | 0.01 | 0.01 | 0.01 | 0.01 | 0.01 | 0.01 | 0.01 | 0.01 | 0.01 | 0.16 | 0.1 | 0.1 | 0.09 | 0.01 | 0.01 | True | False | Non Federally-Regulated | 10/03/2022 |  | 10/14/2022
Ledra Brands, Inc. | Alphabet | NU4-RA-SW-10LM-40K-90- 25D-NA-SBL-**-**-IC-***-ELV1 | Light Emitting Diode | Inseparable Luminaire | Quick Connect | Reverse Phase Cut Controls | 86.3 | 4000 | -0.0003 | 92 | 63 | 310 | 0.99 | Ambient | 50000 | 0.981 | 1 | 66000 | 0.02 | 20 | 20 | 0.01 | 0.01 | 0.01 | 0.01 | 0.01 | 0.01 | 0.01 | 0.01 | 0.01 | 0.01 | 0.01 | 0.01 | 0.16 | 0.1 | 0.1 | 0.09 | 0.01 | 0.01 | True | False | Non Federally-Regulated | 10/03/2022 |  | 10/14/2022
Ledra Brands, Inc. | Alphabet | NU4-RA-SW-25LM-27K-90- 35D-NA-SBL-**-**-IC-***-ELV1 | Light Emitting Diode | Inseparable Luminaire | Quick Connect | Reverse Phase Cut Controls | 72.5 | 2700 | -0.0003 | 92 | 63 | 310 | 0.99 | Ambient | 50000 | 0.981 | 1 | 66000 | 0.02 | 20 | 20 | 0.01 | 0.01 | 0.01 | 0.01 | 0.01 | 0.01 | 0.01 | 0.01 | 0.01 | 0.01 | 0.01 | 0.01 | 0.16 | 0.1 | 0.1 | 0.09 | 0.01 | 0.01 | True | False | Non Federally-Regulated | 10/03/2022 |  | 10/14/2022
Ledra Brands, Inc. | Alphabet | NU4-RA-SW-25LM-30K-90- 35D-NA-SBL-**-**-IC-***-ELV1 | Light Emitting Diode | Inseparable Luminaire | Quick Connect | Reverse Phase Cut Controls | 76.1 | 3000 | -0.0003 | 92 | 63 | 310 | 0.99 | Ambient | 50000 | 0.981 | 1 | 66000 | 0.02 | 20 | 20 | 0.01 | 0.01 | 0.01 | 0.01 | 0.01 | 0.01 | 0.01 | 0.01 | 0.01 | 0.01 | 0.01 | 0.01 | 0.16 | 0.1 | 0.1 | 0.09 | 0.01 | 0.01 | True | False | Non Federally-Regulated | 10/03/2022 |  | 10/14/2022
Ledra Brands, Inc. | Alphabet | NU4-RA-SW-25LM-35K-90- 35D-NA-SBL-**-**-IC-***-ELV1 | Light Emitting Diode | Inseparable Luminaire | Quick Connect | Reverse Phase Cut Controls | 82.6 | 3500 | -0.0003 | 92 | 63 | 310 | 0.99 | Ambient | 50000 | 0.981 | 1 | 66000 | 0.02 | 20 | 20 | 0.01 | 0.01 | 0.01 | 0.01 | 0.01 | 0.01 | 0.01 | 0.01 | 0.01 | 0.01 | 0.01 | 0.01 | 0.16 | 0.1 | 0.1 | 0.09 | 0.01 | 0.01 | True | False | Non Federally-Regulated | 10/03/2022 |  | 10/14/2022
Ledra Brands, Inc. | Alphabet | NU4-RA-SW-25LM-40K-90- 35D-NA-SBL-**-**-IC-***-ELV1 | Light Emitting Diode | Inseparable Luminaire | Quick Connect | Reverse Phase Cut Controls | 92.8 | 4000 | -0.0003 | 92 | 63 | 310 | 0.99 | Ambient | 50000 | 0.981 | 1 | 66000 | 0.02 | 20 | 20 | 0.01 | 0.01 | 0.01 | 0.01 | 0.01 | 0.01 | 0.01 | 0.01 | 0.01 | 0.01 | 0.01 | 0.01 | 0.16 | 0.1 | 0.1 | 0.09 | 0.01 | 0.01 | True | False | Non Federally-Regulated | 10/03/2022 |  | 10/14/2022
Ledra Brands, Inc. | Alphabet | NU4-RA-SW-20LM-27K-90- 35D-NA-SBL-**-**-IC-***-ELV1 | Light Emitting Diode | Inseparable Luminaire | Quick Connect | Reverse Phase Cut Controls | 72.5 | 2700 | -0.0003 | 92 | 63 | 310 | 0.99 | Ambient | 50000 | 0.981 | 1 | 66000 | 0.02 | 20 | 20 | 0.01 | 0.01 | 0.01 | 0.01 | 0.01 | 0.01 | 0.01 | 0.01 | 0.01 | 0.01 | 0.01 | 0.01 | 0.16 | 0.1 | 0.1 | 0.09 | 0.01 | 0.01 | True | False | Non Federally-Regulated | 10/03/2022 |  | 10/14/2022
Ledra Brands, Inc. | Alphabet | NU4-RA-SW-20LM-30K-90- 35D-NA-SBL-**-**-IC-***-ELV1 | Light Emitting Diode | Inseparable Luminaire | Quick Connect | Reverse Phase Cut Controls | 76.1 | 3000 | -0.0003 | 92 | 63 | 310 | 0.99 | Ambient | 50000 | 0.981 | 1 | 66000 | 0.02 | 20 | 20 | 0.01 | 0.01 | 0.01 | 0.01 | 0.01 | 0.01 | 0.01 | 0.01 | 0.01 | 0.01 | 0.01 | 0.01 | 0.16 | 0.1 | 0.1 | 0.09 | 0.01 | 0.01 | True | False | Non Federally-Regulated | 10/03/2022 |  | 10/14/2022
Ledra Brands, Inc. | Alphabet | NU4-RA-SW-20LM-35K-90- 35D-NA-SBL-**-**-IC-***-ELV1 | Light Emitting Diode | Inseparable Luminaire | Quick Connect | Reverse Phase Cut Controls | 82.6 | 3500 | -0.0003 | 92 | 63 | 310 | 0.99 | Ambient | 50000 | 0.981 | 1 | 66000 | 0.02 | 20 | 20 | 0.01 | 0.01 | 0.01 | 0.01 | 0.01 | 0.01 | 0.01 | 0.01 | 0.01 | 0.01 | 0.01 | 0.01 | 0.16 | 0.1 | 0.1 | 0.09 | 0.01 | 0.01 | True | False | Non Federally-Regulated | 10/03/2022 |  | 10/14/2022
Ledra Brands, Inc. | Alphabet | NU4-RA-SW-20LM-40K-90- 35D-NA-SBL-**-**-IC-***-ELV1 | Light Emitting Diode | Inseparable Luminaire | Quick Connect | Reverse Phase Cut Controls | 92.8 | 4000 | -0.0003 | 92 | 63 | 310 | 0.99 | Ambient | 50000 | 0.981 | 1 | 66000 | 0.02 | 20 | 20 | 0.01 | 0.01 | 0.01 | 0.01 | 0.01 | 0.01 | 0.01 | 0.01 | 0.01 | 0.01 | 0.01 | 0.01 | 0.16 | 0.1 | 0.1 | 0.09 | 0.01 | 0.01 | True | False | Non Federally-Regulated | 10/03/2022 |  | 10/14/2022
Ledra Brands, Inc. | Alphabet | NU4-RA-SW-15LM-27K-90- 35D-NA-SBL-**-**-IC-***-ELV1 | Light Emitting Diode | Inseparable Luminaire | Quick Connect | Reverse Phase Cut Controls | 72.5 | 2700 | -0.0003 | 92 | 63 | 310 | 0.99 | Ambient | 50000 | 0.981 | 1 | 66000 | 0.02 | 20 | 20 | 0.01 | 0.01 | 0.01 | 0.01 | 0.01 | 0.01 | 0.01 | 0.01 | 0.01 | 0.01 | 0.01 | 0.01 | 0.16 | 0.1 | 0.1 | 0.09 | 0.01 | 0.01 | True | False | Non Federally-Regulated | 10/03/2022 |  | 10/14/2022
Ledra Brands, Inc. | Alphabet | NU4-RA-SW-15LM-30K-90- 35D-NA-SBL-**-**-IC-***-ELV1 | Light Emitting Diode | Inseparable Luminaire | Quick Connect | Reverse Phase Cut Controls | 76.1 | 3000 | -0.0003 | 92 | 63 | 310 | 0.99 | Ambient | 50000 | 0.981 | 1 | 66000 | 0.02 | 20 | 20 | 0.01 | 0.01 | 0.01 | 0.01 | 0.01 | 0.01 | 0.01 | 0.01 | 0.01 | 0.01 | 0.01 | 0.01 | 0.16 | 0.1 | 0.1 | 0.09 | 0.01 | 0.01 | True | False | Non Federally-Regulated | 10/03/2022 |  | 10/14/2022
Ledra Brands, Inc. | Alphabet | NU4-RA-SW-15LM-35K-90- 35D-NA-SBL-**-**-IC-***-ELV1 | Light Emitting Diode | Inseparable Luminaire | Quick Connect | Reverse Phase Cut Controls | 82.6 | 3500 | -0.0003 | 92 | 63 | 310 | 0.99 | Ambient | 50000 | 0.981 | 1 | 66000 | 0.02 | 20 | 20 | 0.01 | 0.01 | 0.01 | 0.01 | 0.01 | 0.01 | 0.01 | 0.01 | 0.01 | 0.01 | 0.01 | 0.01 | 0.16 | 0.1 | 0.1 | 0.09 | 0.01 | 0.01 | True | False | Non Federally-Regulated | 10/03/2022 |  | 10/14/2022
Ledra Brands, Inc. | Alphabet | NU4-RA-SW-15LM-40K-90- 35D-NA-SBL-**-**-IC-***-ELV1 | Light Emitting Diode | Inseparable Luminaire | Quick Connect | Reverse Phase Cut Controls | 92.8 | 4000 | -0.0003 | 92 | 63 | 310 | 0.99 | Ambient | 50000 | 0.981 | 1 | 66000 | 0.02 | 20 | 20 | 0.01 | 0.01 | 0.01 | 0.01 | 0.01 | 0.01 | 0.01 | 0.01 | 0.01 | 0.01 | 0.01 | 0.01 | 0.16 | 0.1 | 0.1 | 0.09 | 0.01 | 0.01 | True | False | Non Federally-Regulated | 10/03/2022 |  | 10/14/2022
Ledra Brands, Inc. | Alphabet | NU4-RA-SW-10LM-27K-90- 35D-NA-SBL-**-**-IC-***-ELV1 | Light Emitting Diode | Inseparable Luminaire | Quick Connect | Reverse Phase Cut Controls | 72.5 | 2700 | -0.0003 | 92 | 63 | 310 | 0.99 | Ambient | 50000 | 0.981 | 1 | 66000 | 0.02 | 20 | 20 | 0.01 | 0.01 | 0.01 | 0.01 | 0.01 | 0.01 | 0.01 | 0.01 | 0.01 | 0.01 | 0.01 | 0.01 | 0.16 | 0.1 | 0.1 | 0.09 | 0.01 | 0.01 | True | False | Non Federally-Regulated | 10/03/2022 |  | 10/14/2022
Ledra Brands, Inc. | Alphabet | NU4-RA-SW-10LM-30K-90- 35D-NA-SBL-**-**-IC-***-ELV1 | Light Emitting Diode | Inseparable Luminaire | Quick Connect | Reverse Phase Cut Controls | 76.1 | 3000 | -0.0003 | 92 | 63 | 310 | 0.99 | Ambient | 50000 | 0.981 | 1 | 66000 | 0.02 | 20 | 20 | 0.01 | 0.01 | 0.01 | 0.01 | 0.01 | 0.01 | 0.01 | 0.01 | 0.01 | 0.01 | 0.01 | 0.01 | 0.16 | 0.1 | 0.1 | 0.09 | 0.01 | 0.01 | True | False | Non Federally-Regulated | 10/03/2022 |  | 10/14/2022
Ledra Brands, Inc. | Alphabet | NU4-RA-SW-10LM-35K-90- 35D-NA-SBL-**-**-IC-***-ELV1 | Light Emitting Diode | Inseparable Luminaire | Quick Connect | Reverse Phase Cut Controls | 82.6 | 3500 | -0.0003 | 92 | 63 | 310 | 0.99 | Ambient | 50000 | 0.981 | 1 | 66000 | 0.02 | 20 | 20 | 0.01 | 0.01 | 0.01 | 0.01 | 0.01 | 0.01 | 0.01 | 0.01 | 0.01 | 0.01 | 0.01 | 0.01 | 0.16 | 0.1 | 0.1 | 0.09 | 0.01 | 0.01 | True | False | Non Federally-Regulated | 10/03/2022 |  | 10/14/2022
Ledra Brands, Inc. | Alphabet | NU4-RA-SW-10LM-40K-90- 35D-NA-SBL-**-**-IC-***-ELV1 | Light Emitting Diode | Inseparable Luminaire | Quick Connect | Reverse Phase Cut Controls | 92.8 | 4000 | -0.0003 | 92 | 63 | 310 | 0.99 | Ambient | 50000 | 0.981 | 1 | 66000 | 0.02 | 20 | 20 | 0.01 | 0.01 | 0.01 | 0.01 | 0.01 | 0.01 | 0.01 | 0.01 | 0.01 | 0.01 | 0.01 | 0.01 | 0.16 | 0.1 | 0.1 | 0.09 | 0.01 | 0.01 | True | False | Non Federally-Regulated | 10/03/2022 |  | 10/14/2022
Ledra Brands, Inc. | Alphabet | NU4-RA-SW-25LM-27K-90- 55D-NA-SBL-**-**-IC-***-ELV1 | Light Emitting Diode | Inseparable Luminaire | Quick Connect | Reverse Phase Cut Controls | 75.6 | 2700 | -0.0003 | 92 | 63 | 310 | 0.99 | Ambient | 50000 | 0.981 | 1 | 66000 | 0.02 | 20 | 20 | 0.01 | 0.01 | 0.01 | 0.01 | 0.01 | 0.01 | 0.01 | 0.01 | 0.01 | 0.01 | 0.01 | 0.01 | 0.16 | 0.1 | 0.1 | 0.09 | 0.01 | 0.01 | True | False | Non Federally-Regulated | 10/03/2022 |  | 10/14/2022
Ledra Brands, Inc. | Alphabet | NU4-RA-SW-25LM-30K-90- 55D-NA-SBL-**-**-IC-***-ELV1 | Light Emitting Diode | Inseparable Luminaire | Quick Connect | Reverse Phase Cut Controls | 79.3 | 3000 | -0.0003 | 92 | 63 | 310 | 0.99 | Ambient | 50000 | 0.981 | 1 | 66000 | 0.02 | 20 | 20 | 0.01 | 0.01 | 0.01 | 0.01 | 0.01 | 0.01 | 0.01 | 0.01 | 0.01 | 0.01 | 0.01 | 0.01 | 0.16 | 0.1 | 0.1 | 0.09 | 0.01 | 0.01 | True | False | Non Federally-Regulated | 10/03/2022 |  | 10/14/2022
Ledra Brands, Inc. | Alphabet | NU4-RA-SW-25LM-35K-90- 55D-NA-SBL-**-**-IC-***-ELV1 | Light Emitting Diode | Inseparable Luminaire | Quick Connect | Reverse Phase Cut Controls | 86.2 | 3500 | -0.0003 | 92 | 63 | 310 | 0.99 | Ambient | 50000 | 0.981 | 1 | 66000 | 0.02 | 20 | 20 | 0.01 | 0.01 | 0.01 | 0.01 | 0.01 | 0.01 | 0.01 | 0.01 | 0.01 | 0.01 | 0.01 | 0.01 | 0.16 | 0.1 | 0.1 | 0.09 | 0.01 | 0.01 | True | False | Non Federally-Regulated | 10/03/2022 |  | 10/14/2022
Ledra Brands, Inc. | Alphabet | NU4-RA-SW-25LM-40K-90- 55D-NA-SBL-**-**-IC-***-ELV1 | Light Emitting Diode | Inseparable Luminaire | Quick Connect | Reverse Phase Cut Controls | 96.8 | 4000 | -0.0003 | 92 | 63 | 310 | 0.99 | Ambient | 50000 | 0.981 | 1 | 66000 | 0.02 | 20 | 20 | 0.01 | 0.01 | 0.01 | 0.01 | 0.01 | 0.01 | 0.01 | 0.01 | 0.01 | 0.01 | 0.01 | 0.01 | 0.16 | 0.1 | 0.1 | 0.09 | 0.01 | 0.01 | True | False | Non Federally-Regulated | 10/03/2022 |  | 10/14/2022
Ledra Brands, Inc. | Alphabet | NU4-RA-SW-20LM-27K-90- 55D-NA-SBL-**-**-IC-***-ELV1 | Light Emitting Diode | Inseparable Luminaire | Quick Connect | Reverse Phase Cut Controls | 75.6 | 2700 | -0.0003 | 92 | 63 | 310 | 0.99 | Ambient | 50000 | 0.981 | 1 | 66000 | 0.02 | 20 | 20 | 0.01 | 0.01 | 0.01 | 0.01 | 0.01 | 0.01 | 0.01 | 0.01 | 0.01 | 0.01 | 0.01 | 0.01 | 0.16 | 0.1 | 0.1 | 0.09 | 0.01 | 0.01 | True | False | Non Federally-Regulated | 10/03/2022 |  | 10/14/2022
Ledra Brands, Inc. | Alphabet | NU4-RA-SW-20LM-30K-90- 55D-NA-SBL-**-**-IC-***-ELV1 | Light Emitting Diode | Inseparable Luminaire | Quick Connect | Reverse Phase Cut Controls | 79.3 | 3000 | -0.0003 | 92 | 63 | 310 | 0.99 | Ambient | 50000 | 0.981 | 1 | 66000 | 0.02 | 20 | 20 | 0.01 | 0.01 | 0.01 | 0.01 | 0.01 | 0.01 | 0.01 | 0.01 | 0.01 | 0.01 | 0.01 | 0.01 | 0.16 | 0.1 | 0.1 | 0.09 | 0.01 | 0.01 | True | False | Non Federally-Regulated | 10/03/2022 |  | 10/14/2022
Ledra Brands, Inc. | Alphabet | NU4-RA-SW-20LM-35K-90- 55D-NA-SBL-**-**-IC-***-ELV1 | Light Emitting Diode | Inseparable Luminaire | Quick Connect | Reverse Phase Cut Controls | 86.2 | 3500 | -0.0003 | 92 | 63 | 310 | 0.99 | Ambient | 50000 | 0.981 | 1 | 66000 | 0.02 | 20 | 20 | 0.01 | 0.01 | 0.01 | 0.01 | 0.01 | 0.01 | 0.01 | 0.01 | 0.01 | 0.01 | 0.01 | 0.01 | 0.16 | 0.1 | 0.1 | 0.09 | 0.01 | 0.01 | True | False | Non Federally-Regulated | 10/03/2022 |  | 10/14/2022
Ledra Brands, Inc. | Alphabet | NU4-RA-SW-20LM-40K-90- 55D-NA-SBL-**-**-IC-***-ELV1 | Light Emitting Diode | Inseparable Luminaire | Quick Connect | Reverse Phase Cut Controls | 96.8 | 4000 | -0.0003 | 92 | 63 | 310 | 0.99 | Ambient | 50000 | 0.981 | 1 | 66000 | 0.02 | 20 | 20 | 0.01 | 0.01 | 0.01 | 0.01 | 0.01 | 0.01 | 0.01 | 0.01 | 0.01 | 0.01 | 0.01 | 0.01 | 0.16 | 0.1 | 0.1 | 0.09 | 0.01 | 0.01 | True | False | Non Federally-Regulated | 10/03/2022 |  | 10/14/2022
Ledra Brands, Inc. | Alphabet | NU4-RA-SW-15LM-27K-90- 55D-NA-SBL-**-**-IC-***-ELV1 | Light Emitting Diode | Inseparable Luminaire | Quick Connect | Reverse Phase Cut Controls | 75.6 | 2700 | -0.0003 | 92 | 63 | 310 | 0.99 | Ambient | 50000 | 0.981 | 1 | 66000 | 0.02 | 20 | 20 | 0.01 | 0.01 | 0.01 | 0.01 | 0.01 | 0.01 | 0.01 | 0.01 | 0.01 | 0.01 | 0.01 | 0.01 | 0.16 | 0.1 | 0.1 | 0.09 | 0.01 | 0.01 | True | False | Non Federally-Regulated | 10/03/2022 |  | 10/14/2022
Ledra Brands, Inc. | Alphabet | NU4-RA-SW-15LM-30K-90- 55D-NA-SBL-**-**-IC-***-ELV1 | Light Emitting Diode | Inseparable Luminaire | Quick Connect | Reverse Phase Cut Controls | 79.3 | 3000 | -0.0003 | 92 | 63 | 310 | 0.99 | Ambient | 50000 | 0.981 | 1 | 66000 | 0.02 | 20 | 20 | 0.01 | 0.01 | 0.01 | 0.01 | 0.01 | 0.01 | 0.01 | 0.01 | 0.01 | 0.01 | 0.01 | 0.01 | 0.16 | 0.1 | 0.1 | 0.09 | 0.01 | 0.01 | True | False | Non Federally-Regulated | 10/03/2022 |  | 10/14/2022
Ledra Brands, Inc. | Alphabet | NU4-RA-SW-15LM-35K-90- 55D-NA-SBL-**-**-IC-***-ELV1 | Light Emitting Diode | Inseparable Luminaire | Quick Connect | Reverse Phase Cut Controls | 86.2 | 3500 | -0.0003 | 92 | 63 | 310 | 0.99 | Ambient | 50000 | 0.981 | 1 | 66000 | 0.02 | 20 | 20 | 0.01 | 0.01 | 0.01 | 0.01 | 0.01 | 0.01 | 0.01 | 0.01 | 0.01 | 0.01 | 0.01 | 0.01 | 0.16 | 0.1 | 0.1 | 0.09 | 0.01 | 0.01 | True | False | Non Federally-Regulated | 10/03/2022 |  | 10/14/2022
Ledra Brands, Inc. | Alphabet | NU4-RA-SW-15LM-40K-90- 55D-NA-SBL-**-**-IC-***-ELV1 | Light Emitting Diode | Inseparable Luminaire | Quick Connect | Reverse Phase Cut Controls | 96.8 | 4000 | -0.0003 | 92 | 63 | 310 | 0.99 | Ambient | 50000 | 0.981 | 1 | 66000 | 0.02 | 20 | 20 | 0.01 | 0.01 | 0.01 | 0.01 | 0.01 | 0.01 | 0.01 | 0.01 | 0.01 | 0.01 | 0.01 | 0.01 | 0.16 | 0.1 | 0.1 | 0.09 | 0.01 | 0.01 | True | False | Non Federally-Regulated | 10/03/2022 |  | 10/14/2022
Ledra Brands, Inc. | Alphabet | NU4-RA-SW-10LM-27K-90- 55D-NA-SBL-**-**-IC-***-ELV1 | Light Emitting Diode | Inseparable Luminaire | Quick Connect | Reverse Phase Cut Controls | 75.6 | 2700 | -0.0003 | 92 | 63 | 310 | 0.99 | Ambient | 50000 | 0.981 | 1 | 66000 | 0.02 | 20 | 20 | 0.01 | 0.01 | 0.01 | 0.01 | 0.01 | 0.01 | 0.01 | 0.01 | 0.01 | 0.01 | 0.01 | 0.01 | 0.16 | 0.1 | 0.1 | 0.09 | 0.01 | 0.01 | True | False | Non Federally-Regulated | 10/03/2022 |  | 10/14/2022
Ledra Brands, Inc. | Alphabet | NU4-RA-SW-10LM-30K-90- 55D-NA-SBL-**-**-IC-***-ELV1 | Light Emitting Diode | Inseparable Luminaire | Quick Connect | Reverse Phase Cut Controls | 79.3 | 3000 | -0.0003 | 92 | 63 | 310 | 0.99 | Ambient | 50000 | 0.981 | 1 | 66000 | 0.02 | 20 | 20 | 0.01 | 0.01 | 0.01 | 0.01 | 0.01 | 0.01 | 0.01 | 0.01 | 0.01 | 0.01 | 0.01 | 0.01 | 0.16 | 0.1 | 0.1 | 0.09 | 0.01 | 0.01 | True | False | Non Federally-Regulated | 10/03/2022 |  | 10/14/2022
Ledra Brands, Inc. | Alphabet | NU4-RA-SW-10LM-35K-90- 55D-NA-SBL-**-**-IC-***-ELV1 | Light Emitting Diode | Inseparable Luminaire | Quick Connect | Reverse Phase Cut Controls | 86.2 | 3500 | -0.0003 | 92 | 63 | 310 | 0.99 | Ambient | 50000 | 0.981 | 1 | 66000 | 0.02 | 20 | 20 | 0.01 | 0.01 | 0.01 | 0.01 | 0.01 | 0.01 | 0.01 | 0.01 | 0.01 | 0.01 | 0.01 | 0.01 | 0.16 | 0.1 | 0.1 | 0.09 | 0.01 | 0.01 | True | False | Non Federally-Regulated | 10/03/2022 |  | 10/14/2022
Ledra Brands, Inc. | Alphabet | NU4-RA-SW-10LM-40K-90- 55D-NA-SBL-**-**-IC-***-ELV1 | Light Emitting Diode | Inseparable Luminaire | Quick Connect | Reverse Phase Cut Controls | 96.8 | 4000 | -0.0003 | 92 | 63 | 310 | 0.99 | Ambient | 50000 | 0.981 | 1 | 66000 | 0.02 | 20 | 20 | 0.01 | 0.01 | 0.01 | 0.01 | 0.01 | 0.01 | 0.01 | 0.01 | 0.01 | 0.01 | 0.01 | 0.01 | 0.16 | 0.1 | 0.1 | 0.09 | 0.01 | 0.01 | True | False | Non Federally-Regulated | 10/03/2022 |  | 10/14/2022
Ledra Brands, Inc. | Alphabet | NU4-RA-SW-25LM-27K-90-20D-NA-DL-**-**-IC-***-LTE | Light Emitting Diode | Inseparable Luminaire | Quick Connect | Forward Phase Cut Controls | 64.6 | 2700 | -0.0003 | 92 | 63 | 310 | 0.99 | Ambient | 50000 | 0.981 | 1 | 66000 | 0.05 | 20 | 21 | 0.03 | 0.01 | 0.01 | 0.01 | 0.01 | 0.01 | 0.03 | 0.01 | 0.01 | 0.01 | 0.01 | 0.01 | 0.06 | 0.02 | 0.01 | 0.01 | 0.01 | 0.01 | True | False | Non Federally-Regulated | 10/03/2022 |  | 10/14/2022
Ledra Brands, Inc. | Alphabet | NU4-RA-SW-25LM-30K-90-20D-NA-DL-**-**-IC-***-LTE | Light Emitting Diode | Inseparable Luminaire | Quick Connect | Forward Phase Cut Controls | 67.8 | 3000 | -0.0003 | 92 | 63 | 310 | 0.99 | Ambient | 50000 | 0.981 | 1 | 66000 | 0.05 | 20 | 21 | 0.03 | 0.01 | 0.01 | 0.01 | 0.01 | 0.01 | 0.03 | 0.01 | 0.01 | 0.01 | 0.01 | 0.01 | 0.06 | 0.02 | 0.01 | 0.01 | 0.01 | 0.01 | True | False | Non Federally-Regulated | 10/03/2022 |  | 10/14/2022
Ledra Brands, Inc. | Alphabet | NU4-RA-SW-25LM-35K-90-20D-NA-DL-**-**-IC-***-LTE | Light Emitting Diode | Inseparable Luminaire | Quick Connect | Forward Phase Cut Controls | 73.7 | 3500 | -0.0003 | 92 | 63 | 310 | 0.99 | Ambient | 50000 | 0.981 | 1 | 66000 | 0.05 | 20 | 21 | 0.03 | 0.01 | 0.01 | 0.01 | 0.01 | 0.01 | 0.03 | 0.01 | 0.01 | 0.01 | 0.01 | 0.01 | 0.06 | 0.02 | 0.01 | 0.01 | 0.01 | 0.01 | True | False | Non Federally-Regulated | 10/03/2022 |  | 10/14/2022
Ledra Brands, Inc. | Alphabet | NU4-RA-SW-25LM-40K-90-20D-NA-DL-**-**-IC-***-LTE | Light Emitting Diode | Inseparable Luminaire | Quick Connect | Forward Phase Cut Controls | 82.8 | 4000 | -0.0003 | 92 | 63 | 310 | 0.99 | Ambient | 50000 | 0.981 | 1 | 66000 | 0.05 | 20 | 21 | 0.03 | 0.01 | 0.01 | 0.01 | 0.01 | 0.01 | 0.03 | 0.01 | 0.01 | 0.01 | 0.01 | 0.01 | 0.06 | 0.02 | 0.01 | 0.01 | 0.01 | 0.01 | True | False | Non Federally-Regulated | 10/03/2022 |  | 10/14/2022
Ledra Brands, Inc. | Alphabet | NU4-RA-SW-20LM-27K-90-20D-NA-DL-**-**-IC-***-LTE | Light Emitting Diode | Inseparable Luminaire | Quick Connect | Forward Phase Cut Controls | 64.6 | 2700 | -0.0003 | 92 | 63 | 310 | 0.99 | Ambient | 50000 | 0.981 | 1 | 66000 | 0.05 | 20 | 21 | 0.03 | 0.01 | 0.01 | 0.01 | 0.01 | 0.01 | 0.03 | 0.01 | 0.01 | 0.01 | 0.01 | 0.01 | 0.06 | 0.02 | 0.01 | 0.01 | 0.01 | 0.01 | True | False | Non Federally-Regulated | 10/03/2022 |  | 10/14/2022
Ledra Brands, Inc. | Alphabet | NU4-RA-SW-20LM-30K-90-20D-NA-DL-**-**-IC-***-LTE | Light Emitting Diode | Inseparable Luminaire | Quick Connect | Forward Phase Cut Controls | 67.8 | 3000 | -0.0003 | 92 | 63 | 310 | 0.99 | Ambient | 50000 | 0.981 | 1 | 66000 | 0.05 | 20 | 21 | 0.03 | 0.01 | 0.01 | 0.01 | 0.01 | 0.01 | 0.03 | 0.01 | 0.01 | 0.01 | 0.01 | 0.01 | 0.06 | 0.02 | 0.01 | 0.01 | 0.01 | 0.01 | True | False | Non Federally-Regulated | 10/03/2022 |  | 10/14/2022
Ledra Brands, Inc. | Alphabet | NU4-RA-SW-20LM-35K-90-20D-NA-DL-**-**-IC-***-LTE | Light Emitting Diode | Inseparable Luminaire | Quick Connect | Forward Phase Cut Controls | 73.7 | 3500 | -0.0003 | 92 | 63 | 310 | 0.99 | Ambient | 50000 | 0.981 | 1 | 66000 | 0.05 | 20 | 21 | 0.03 | 0.01 | 0.01 | 0.01 | 0.01 | 0.01 | 0.03 | 0.01 | 0.01 | 0.01 | 0.01 | 0.01 | 0.06 | 0.02 | 0.01 | 0.01 | 0.01 | 0.01 | True | False | Non Federally-Regulated | 10/03/2022 |  | 10/14/2022
Ledra Brands, Inc. | Alphabet | NU4-RA-SW-20LM-40K-90-20D-NA-DL-**-**-IC-***-LTE | Light Emitting Diode | Inseparable Luminaire | Quick Connect | Forward Phase Cut Controls | 82.8 | 4000 | -0.0003 | 92 | 63 | 310 | 0.99 | Ambient | 50000 | 0.981 | 1 | 66000 | 0.05 | 20 | 21 | 0.03 | 0.01 | 0.01 | 0.01 | 0.01 | 0.01 | 0.03 | 0.01 | 0.01 | 0.01 | 0.01 | 0.01 | 0.06 | 0.02 | 0.01 | 0.01 | 0.01 | 0.01 | True | False | Non Federally-Regulated | 10/03/2022 |  | 10/14/2022
Ledra Brands, Inc. | Alphabet | NU4-RA-SW-15LM-27K-90-20D-NA-DL-**-**-IC-***-LTE | Light Emitting Diode | Inseparable Luminaire | Quick Connect | Forward Phase Cut Controls | 64.6 | 2700 | -0.0003 | 92 | 63 | 310 | 0.99 | Ambient | 50000 | 0.981 | 1 | 66000 | 0.05 | 20 | 21 | 0.03 | 0.01 | 0.01 | 0.01 | 0.01 | 0.01 | 0.03 | 0.01 | 0.01 | 0.01 | 0.01 | 0.01 | 0.06 | 0.02 | 0.01 | 0.01 | 0.01 | 0.01 | True | False | Non Federally-Regulated | 10/03/2022 |  | 10/14/2022
Ledra Brands, Inc. | Alphabet | NU4-RA-SW-15LM-30K-90-20D-NA-DL-**-**-IC-***-LTE | Light Emitting Diode | Inseparable Luminaire | Quick Connect | Forward Phase Cut Controls | 67.8 | 3000 | -0.0003 | 92 | 63 | 310 | 0.99 | Ambient | 50000 | 0.981 | 1 | 66000 | 0.05 | 20 | 21 | 0.03 | 0.01 | 0.01 | 0.01 | 0.01 | 0.01 | 0.03 | 0.01 | 0.01 | 0.01 | 0.01 | 0.01 | 0.06 | 0.02 | 0.01 | 0.01 | 0.01 | 0.01 | True | False | Non Federally-Regulated | 10/03/2022 |  | 10/14/2022
Ledra Brands, Inc. | Alphabet | NU4-RA-SW-15LM-35K-90-20D-NA-DL-**-**-IC-***-LTE | Light Emitting Diode | Inseparable Luminaire | Quick Connect | Forward Phase Cut Controls | 73.7 | 3500 | -0.0003 | 92 | 63 | 310 | 0.99 | Ambient | 50000 | 0.981 | 1 | 66000 | 0.05 | 20 | 21 | 0.03 | 0.01 | 0.01 | 0.01 | 0.01 | 0.01 | 0.03 | 0.01 | 0.01 | 0.01 | 0.01 | 0.01 | 0.06 | 0.02 | 0.01 | 0.01 | 0.01 | 0.01 | True | False | Non Federally-Regulated | 10/03/2022 |  | 10/14/2022
Ledra Brands, Inc. | Alphabet | NU4-RA-SW-15LM-40K-90-20D-NA-DL-**-**-IC-***-LTE | Light Emitting Diode | Inseparable Luminaire | Quick Connect | Forward Phase Cut Controls | 82.8 | 4000 | -0.0003 | 92 | 63 | 310 | 0.99 | Ambient | 50000 | 0.981 | 1 | 66000 | 0.05 | 20 | 21 | 0.03 | 0.01 | 0.01 | 0.01 | 0.01 | 0.01 | 0.03 | 0.01 | 0.01 | 0.01 | 0.01 | 0.01 | 0.06 | 0.02 | 0.01 | 0.01 | 0.01 | 0.01 | True | False | Non Federally-Regulated | 10/03/2022 |  | 10/14/2022
Ledra Brands, Inc. | Alphabet | NU4-RA-SW-10LM-27K-90-20D-NA-DL-**-**-IC-***-LTE | Light Emitting Diode | Inseparable Luminaire | Quick Connect | Forward Phase Cut Controls | 64.6 | 2700 | -0.0003 | 92 | 63 | 310 | 0.99 | Ambient | 50000 | 0.981 | 1 | 66000 | 0.05 | 20 | 21 | 0.03 | 0.01 | 0.01 | 0.01 | 0.01 | 0.01 | 0.03 | 0.01 | 0.01 | 0.01 | 0.01 | 0.01 | 0.06 | 0.02 | 0.01 | 0.01 | 0.01 | 0.01 | True | False | Non Federally-Regulated | 10/03/2022 |  | 10/14/2022
Ledra Brands, Inc. | Alphabet | NU4-RA-SW-10LM-30K-90-20D-NA-DL-**-**-IC-***-LTE | Light Emitting Diode | Inseparable Luminaire | Quick Connect | Forward Phase Cut Controls | 67.8 | 3000 | -0.0003 | 92 | 63 | 310 | 0.99 | Ambient | 50000 | 0.981 | 1 | 66000 | 0.05 | 20 | 21 | 0.03 | 0.01 | 0.01 | 0.01 | 0.01 | 0.01 | 0.03 | 0.01 | 0.01 | 0.01 | 0.01 | 0.01 | 0.06 | 0.02 | 0.01 | 0.01 | 0.01 | 0.01 | True | False | Non Federally-Regulated | 10/03/2022 |  | 10/14/2022
Ledra Brands, Inc. | Alphabet | NU4-RA-SW-10LM-35K-90-20D-NA-DL-**-**-IC-***-LTE | Light Emitting Diode | Inseparable Luminaire | Quick Connect | Forward Phase Cut Controls | 73.7 | 3500 | -0.0003 | 92 | 63 | 310 | 0.99 | Ambient | 50000 | 0.981 | 1 | 66000 | 0.05 | 20 | 21 | 0.03 | 0.01 | 0.01 | 0.01 | 0.01 | 0.01 | 0.03 | 0.01 | 0.01 | 0.01 | 0.01 | 0.01 | 0.06 | 0.02 | 0.01 | 0.01 | 0.01 | 0.01 | True | False | Non Federally-Regulated | 10/03/2022 |  | 10/14/2022
Ledra Brands, Inc. | Alphabet | NU4-RA-SW-10LM-40K-90-20D-NA-DL-**-**-IC-***-LTE | Light Emitting Diode | Inseparable Luminaire | Quick Connect | Forward Phase Cut Controls | 82.8 | 4000 | -0.0003 | 92 | 63 | 310 | 0.99 | Ambient | 50000 | 0.981 | 1 | 66000 | 0.05 | 20 | 21 | 0.03 | 0.01 | 0.01 | 0.01 | 0.01 | 0.01 | 0.03 | 0.01 | 0.01 | 0.01 | 0.01 | 0.01 | 0.06 | 0.02 | 0.01 | 0.01 | 0.01 | 0.01 | True | False | Non Federally-Regulated | 10/03/2022 |  | 10/14/2022
Ledra Brands, Inc. | Alphabet | NU4-RA-SW-25LM-27K-90- 25D-NA-DL-**-**-IC-***-LTE | Light Emitting Diode | Inseparable Luminaire | Quick Connect | Forward Phase Cut Controls | 66.7 | 2700 | -0.0003 | 92 | 63 | 310 | 0.99 | Ambient | 50000 | 0.981 | 1 | 66000 | 0.05 | 20 | 21 | 0.03 | 0.01 | 0.01 | 0.01 | 0.01 | 0.01 | 0.03 | 0.01 | 0.01 | 0.01 | 0.01 | 0.01 | 0.06 | 0.02 | 0.01 | 0.01 | 0.01 | 0.01 | True | False | Non Federally-Regulated | 10/03/2022 |  | 10/14/2022
Ledra Brands, Inc. | Alphabet | NU4-RA-SW-25LM-30K-90- 25D-NA-DL-**-**-IC-***-LTE | Light Emitting Diode | Inseparable Luminaire | Quick Connect | Forward Phase Cut Controls | 70 | 3000 | -0.0003 | 92 | 63 | 310 | 0.99 | Ambient | 50000 | 0.981 | 1 | 66000 | 0.05 | 20 | 21 | 0.03 | 0.01 | 0.01 | 0.01 | 0.01 | 0.01 | 0.03 | 0.01 | 0.01 | 0.01 | 0.01 | 0.01 | 0.06 | 0.02 | 0.01 | 0.01 | 0.01 | 0.01 | True | False | Non Federally-Regulated | 10/03/2022 |  | 10/14/2022
Ledra Brands, Inc. | Alphabet | NU4-RA-SW-25LM-35K-90- 25D-NA-DL-**-**-IC-***-LTE | Light Emitting Diode | Inseparable Luminaire | Quick Connect | Forward Phase Cut Controls | 76.1 | 3500 | -0.0003 | 92 | 63 | 310 | 0.99 | Ambient | 50000 | 0.981 | 1 | 66000 | 0.05 | 20 | 21 | 0.03 | 0.01 | 0.01 | 0.01 | 0.01 | 0.01 | 0.03 | 0.01 | 0.01 | 0.01 | 0.01 | 0.01 | 0.06 | 0.02 | 0.01 | 0.01 | 0.01 | 0.01 | True | False | Non Federally-Regulated | 10/03/2022 |  | 10/14/2022
Ledra Brands, Inc. | Alphabet | NU4-RA-SW-25LM-40K-90- 25D-NA-DL-**-**-IC-***-LTE | Light Emitting Diode | Inseparable Luminaire | Quick Connect | Forward Phase Cut Controls | 85.5 | 4000 | -0.0003 | 92 | 63 | 310 | 0.99 | Ambient | 50000 | 0.981 | 1 | 66000 | 0.05 | 20 | 21 | 0.03 | 0.01 | 0.01 | 0.01 | 0.01 | 0.01 | 0.03 | 0.01 | 0.01 | 0.01 | 0.01 | 0.01 | 0.06 | 0.02 | 0.01 | 0.01 | 0.01 | 0.01 | True | False | Non Federally-Regulated | 10/03/2022 |  | 10/14/2022
Ledra Brands, Inc. | Alphabet | NU4-RA-SW-20LM-27K-90- 25D-NA-DL-**-**-IC-***-LTE | Light Emitting Diode | Inseparable Luminaire | Quick Connect | Forward Phase Cut Controls | 66.7 | 2700 | -0.0003 | 92 | 63 | 310 | 0.99 | Ambient | 50000 | 0.981 | 1 | 66000 | 0.05 | 20 | 21 | 0.03 | 0.01 | 0.01 | 0.01 | 0.01 | 0.01 | 0.03 | 0.01 | 0.01 | 0.01 | 0.01 | 0.01 | 0.06 | 0.02 | 0.01 | 0.01 | 0.01 | 0.01 | True | False | Non Federally-Regulated | 10/03/2022 |  | 10/14/2022
Ledra Brands, Inc. | Alphabet | NU4-RA-SW-20LM-30K-90- 25D-NA-DL-**-**-IC-***-LTE | Light Emitting Diode | Inseparable Luminaire | Quick Connect | Forward Phase Cut Controls | 70 | 3000 | -0.0003 | 92 | 63 | 310 | 0.99 | Ambient | 50000 | 0.981 | 1 | 66000 | 0.05 | 20 | 21 | 0.03 | 0.01 | 0.01 | 0.01 | 0.01 | 0.01 | 0.03 | 0.01 | 0.01 | 0.01 | 0.01 | 0.01 | 0.06 | 0.02 | 0.01 | 0.01 | 0.01 | 0.01 | True | False | Non Federally-Regulated | 10/03/2022 |  | 10/14/2022
Ledra Brands, Inc. | Alphabet | NU4-RA-SW-20LM-35K-90- 25D-NA-DL-**-**-IC-***-LTE | Light Emitting Diode | Inseparable Luminaire | Quick Connect | Forward Phase Cut Controls | 76.1 | 3500 | -0.0003 | 92 | 63 | 310 | 0.99 | Ambient | 50000 | 0.981 | 1 | 66000 | 0.05 | 20 | 21 | 0.03 | 0.01 | 0.01 | 0.01 | 0.01 | 0.01 | 0.03 | 0.01 | 0.01 | 0.01 | 0.01 | 0.01 | 0.06 | 0.02 | 0.01 | 0.01 | 0.01 | 0.01 | True | False | Non Federally-Regulated | 10/03/2022 |  | 10/14/2022
Ledra Brands, Inc. | Alphabet | NU4-RA-SW-20LM-40K-90- 25D-NA-DL-**-**-IC-***-LTE | Light Emitting Diode | Inseparable Luminaire | Quick Connect | Forward Phase Cut Controls | 85.5 | 4000 | -0.0003 | 92 | 63 | 310 | 0.99 | Ambient | 50000 | 0.981 | 1 | 66000 | 0.05 | 20 | 21 | 0.03 | 0.01 | 0.01 | 0.01 | 0.01 | 0.01 | 0.03 | 0.01 | 0.01 | 0.01 | 0.01 | 0.01 | 0.06 | 0.02 | 0.01 | 0.01 | 0.01 | 0.01 | True | False | Non Federally-Regulated | 10/03/2022 |  | 10/14/2022
Ledra Brands, Inc. | Alphabet | NU4-RA-SW-15LM-27K-90- 25D-NA-DL-**-**-IC-***-LTE | Light Emitting Diode | Inseparable Luminaire | Quick Connect | Forward Phase Cut Controls | 66.7 | 2700 | -0.0003 | 92 | 63 | 310 | 0.99 | Ambient | 50000 | 0.981 | 1 | 66000 | 0.05 | 20 | 21 | 0.03 | 0.01 | 0.01 | 0.01 | 0.01 | 0.01 | 0.03 | 0.01 | 0.01 | 0.01 | 0.01 | 0.01 | 0.06 | 0.02 | 0.01 | 0.01 | 0.01 | 0.01 | True | False | Non Federally-Regulated | 10/03/2022 |  | 10/14/2022
Ledra Brands, Inc. | Alphabet | NU4-RA-SW-15LM-30K-90- 25D-NA-DL-**-**-IC-***-LTE | Light Emitting Diode | Inseparable Luminaire | Quick Connect | Forward Phase Cut Controls | 70 | 3000 | -0.0003 | 92 | 63 | 310 | 0.99 | Ambient | 50000 | 0.981 | 1 | 66000 | 0.05 | 20 | 21 | 0.03 | 0.01 | 0.01 | 0.01 | 0.01 | 0.01 | 0.03 | 0.01 | 0.01 | 0.01 | 0.01 | 0.01 | 0.06 | 0.02 | 0.01 | 0.01 | 0.01 | 0.01 | True | False | Non Federally-Regulated | 10/03/2022 |  | 10/14/2022
Ledra Brands, Inc. | Alphabet | NU4-RA-SW-15LM-35K-90- 25D-NA-DL-**-**-IC-***-LTE | Light Emitting Diode | Inseparable Luminaire | Quick Connect | Forward Phase Cut Controls | 76.1 | 3500 | -0.0003 | 92 | 63 | 310 | 0.99 | Ambient | 50000 | 0.981 | 1 | 66000 | 0.05 | 20 | 21 | 0.03 | 0.01 | 0.01 | 0.01 | 0.01 | 0.01 | 0.03 | 0.01 | 0.01 | 0.01 | 0.01 | 0.01 | 0.06 | 0.02 | 0.01 | 0.01 | 0.01 | 0.01 | True | False | Non Federally-Regulated | 10/03/2022 |  | 10/14/2022
Ledra Brands, Inc. | Alphabet | NU4-RA-SW-15LM-40K-90- 25D-NA-DL-**-**-IC-***-LTE | Light Emitting Diode | Inseparable Luminaire | Quick Connect | Forward Phase Cut Controls | 85.5 | 4000 | -0.0003 | 92 | 63 | 310 | 0.99 | Ambient | 50000 | 0.981 | 1 | 66000 | 0.05 | 20 | 21 | 0.03 | 0.01 | 0.01 | 0.01 | 0.01 | 0.01 | 0.03 | 0.01 | 0.01 | 0.01 | 0.01 | 0.01 | 0.06 | 0.02 | 0.01 | 0.01 | 0.01 | 0.01 | True | False | Non Federally-Regulated | 10/03/2022 |  | 10/14/2022
Ledra Brands, Inc. | Alphabet | NU4-RA-SW-10LM-27K-90- 25D-NA-DL-**-**-IC-***-LTE | Light Emitting Diode | Inseparable Luminaire | Quick Connect | Forward Phase Cut Controls | 66.7 | 2700 | -0.0003 | 92 | 63 | 310 | 0.99 | Ambient | 50000 | 0.981 | 1 | 66000 | 0.05 | 20 | 21 | 0.03 | 0.01 | 0.01 | 0.01 | 0.01 | 0.01 | 0.03 | 0.01 | 0.01 | 0.01 | 0.01 | 0.01 | 0.06 | 0.02 | 0.01 | 0.01 | 0.01 | 0.01 | True | False | Non Federally-Regulated | 10/03/2022 |  | 10/14/2022
Ledra Brands, Inc. | Alphabet | NU4-RA-SW-10LM-30K-90- 25D-NA-DL-**-**-IC-***-LTE | Light Emitting Diode | Inseparable Luminaire | Quick Connect | Forward Phase Cut Controls | 70 | 3000 | -0.0003 | 92 | 63 | 310 | 0.99 | Ambient | 50000 | 0.981 | 1 | 66000 | 0.05 | 20 | 21 | 0.03 | 0.01 | 0.01 | 0.01 | 0.01 | 0.01 | 0.03 | 0.01 | 0.01 | 0.01 | 0.01 | 0.01 | 0.06 | 0.02 | 0.01 | 0.01 | 0.01 | 0.01 | True | False | Non Federally-Regulated | 10/03/2022 |  | 10/14/2022
Ledra Brands, Inc. | Alphabet | NU4-RA-SW-10LM-35K-90- 25D-NA-DL-**-**-IC-***-LTE | Light Emitting Diode | Inseparable Luminaire | Quick Connect | Forward Phase Cut Controls | 76.1 | 3500 | -0.0003 | 92 | 63 | 310 | 0.99 | Ambient | 50000 | 0.981 | 1 | 66000 | 0.05 | 20 | 21 | 0.03 | 0.01 | 0.01 | 0.01 | 0.01 | 0.01 | 0.03 | 0.01 | 0.01 | 0.01 | 0.01 | 0.01 | 0.06 | 0.02 | 0.01 | 0.01 | 0.01 | 0.01 | True | False | Non Federally-Regulated | 10/03/2022 |  | 10/14/2022
Ledra Brands, Inc. | Alphabet | NU4-RA-SW-10LM-40K-90- 25D-NA-DL-**-**-IC-***-LTE | Light Emitting Diode | Inseparable Luminaire | Quick Connect | Forward Phase Cut Controls | 85.5 | 4000 | -0.0003 | 92 | 63 | 310 | 0.99 | Ambient | 50000 | 0.981 | 1 | 66000 | 0.05 | 20 | 21 | 0.03 | 0.01 | 0.01 | 0.01 | 0.01 | 0.01 | 0.03 | 0.01 | 0.01 | 0.01 | 0.01 | 0.01 | 0.06 | 0.02 | 0.01 | 0.01 | 0.01 | 0.01 | True | False | Non Federally-Regulated | 10/03/2022 |  | 10/14/2022
Ledra Brands, Inc. | Alphabet | NU4-RA-SW-25LM-27K-90- 35D-NA-DL-**-**-IC-***-LTE | Light Emitting Diode | Inseparable Luminaire | Quick Connect | Forward Phase Cut Controls | 71.7 | 2700 | -0.0003 | 92 | 63 | 310 | 0.99 | Ambient | 50000 | 0.981 | 1 | 66000 | 0.05 | 20 | 21 | 0.03 | 0.01 | 0.01 | 0.01 | 0.01 | 0.01 | 0.03 | 0.01 | 0.01 | 0.01 | 0.01 | 0.01 | 0.06 | 0.02 | 0.01 | 0.01 | 0.01 | 0.01 | True | False | Non Federally-Regulated | 10/03/2022 |  | 10/14/2022
Ledra Brands, Inc. | Alphabet | NU4-RA-SW-25LM-30K-90- 35D-NA-DL-**-**-IC-***-LTE | Light Emitting Diode | Inseparable Luminaire | Quick Connect | Forward Phase Cut Controls | 75.3 | 3000 | -0.0003 | 92 | 63 | 310 | 0.99 | Ambient | 50000 | 0.981 | 1 | 66000 | 0.05 | 20 | 21 | 0.03 | 0.01 | 0.01 | 0.01 | 0.01 | 0.01 | 0.03 | 0.01 | 0.01 | 0.01 | 0.01 | 0.01 | 0.06 | 0.02 | 0.01 | 0.01 | 0.01 | 0.01 | True | False | Non Federally-Regulated | 10/03/2022 |  | 10/14/2022
Ledra Brands, Inc. | Alphabet | NU4-RA-SW-25LM-35K-90- 35D-NA-DL-**-**-IC-***-LTE | Light Emitting Diode | Inseparable Luminaire | Quick Connect | Forward Phase Cut Controls | 81.8 | 3500 | -0.0003 | 92 | 63 | 310 | 0.99 | Ambient | 50000 | 0.981 | 1 | 66000 | 0.05 | 20 | 21 | 0.03 | 0.01 | 0.01 | 0.01 | 0.01 | 0.01 | 0.03 | 0.01 | 0.01 | 0.01 | 0.01 | 0.01 | 0.06 | 0.02 | 0.01 | 0.01 | 0.01 | 0.01 | True | False | Non Federally-Regulated | 10/03/2022 |  | 10/14/2022
Ledra Brands, Inc. | Alphabet | NU4-RA-SW-25LM-40K-90- 35D-NA-DL-**-**-IC-***-LTE | Light Emitting Diode | Inseparable Luminaire | Quick Connect | Forward Phase Cut Controls | 91.9 | 4000 | -0.0003 | 92 | 63 | 310 | 0.99 | Ambient | 50000 | 0.981 | 1 | 66000 | 0.05 | 20 | 21 | 0.03 | 0.01 | 0.01 | 0.01 | 0.01 | 0.01 | 0.03 | 0.01 | 0.01 | 0.01 | 0.01 | 0.01 | 0.06 | 0.02 | 0.01 | 0.01 | 0.01 | 0.01 | True | False | Non Federally-Regulated | 10/03/2022 |  | 10/14/2022
Ledra Brands, Inc. | Alphabet | NU4-RA-SW-20LM-27K-90- 35D-NA-DL-**-**-IC-***-LTE | Light Emitting Diode | Inseparable Luminaire | Quick Connect | Forward Phase Cut Controls | 71.7 | 2700 | -0.0003 | 92 | 63 | 310 | 0.99 | Ambient | 50000 | 0.981 | 1 | 66000 | 0.05 | 20 | 21 | 0.03 | 0.01 | 0.01 | 0.01 | 0.01 | 0.01 | 0.03 | 0.01 | 0.01 | 0.01 | 0.01 | 0.01 | 0.06 | 0.02 | 0.01 | 0.01 | 0.01 | 0.01 | True | False | Non Federally-Regulated | 10/03/2022 |  | 10/14/2022
Ledra Brands, Inc. | Alphabet | NU4-RA-SW-20LM-30K-90- 35D-NA-DL-**-**-IC-***-LTE | Light Emitting Diode | Inseparable Luminaire | Quick Connect | Forward Phase Cut Controls | 75.3 | 3000 | -0.0003 | 92 | 63 | 310 | 0.99 | Ambient | 50000 | 0.981 | 1 | 66000 | 0.05 | 20 | 21 | 0.03 | 0.01 | 0.01 | 0.01 | 0.01 | 0.01 | 0.03 | 0.01 | 0.01 | 0.01 | 0.01 | 0.01 | 0.06 | 0.02 | 0.01 | 0.01 | 0.01 | 0.01 | True | False | Non Federally-Regulated | 10/03/2022 |  | 10/14/2022
Ledra Brands, Inc. | Alphabet | NU4-RA-SW-20LM-35K-90- 35D-NA-DL-**-**-IC-***-LTE | Light Emitting Diode | Inseparable Luminaire | Quick Connect | Forward Phase Cut Controls | 81.8 | 3500 | -0.0003 | 92 | 63 | 310 | 0.99 | Ambient | 50000 | 0.981 | 1 | 66000 | 0.05 | 20 | 21 | 0.03 | 0.01 | 0.01 | 0.01 | 0.01 | 0.01 | 0.03 | 0.01 | 0.01 | 0.01 | 0.01 | 0.01 | 0.06 | 0.02 | 0.01 | 0.01 | 0.01 | 0.01 | True | False | Non Federally-Regulated | 10/03/2022 |  | 10/14/2022
Ledra Brands, Inc. | Alphabet | NU4-RA-SW-20LM-40K-90- 35D-NA-DL-**-**-IC-***-LTE | Light Emitting Diode | Inseparable Luminaire | Quick Connect | Forward Phase Cut Controls | 91.9 | 4000 | -0.0003 | 92 | 63 | 310 | 0.99 | Ambient | 50000 | 0.981 | 1 | 66000 | 0.05 | 20 | 21 | 0.03 | 0.01 | 0.01 | 0.01 | 0.01 | 0.01 | 0.03 | 0.01 | 0.01 | 0.01 | 0.01 | 0.01 | 0.06 | 0.02 | 0.01 | 0.01 | 0.01 | 0.01 | True | False | Non Federally-Regulated | 10/03/2022 |  | 10/14/2022
Ledra Brands, Inc. | Alphabet | NU4-RA-SW-15LM-27K-90- 35D-NA-DL-**-**-IC-***-LTE | Light Emitting Diode | Inseparable Luminaire | Quick Connect | Forward Phase Cut Controls | 71.7 | 2700 | -0.0003 | 92 | 63 | 310 | 0.99 | Ambient | 50000 | 0.981 | 1 | 66000 | 0.05 | 20 | 21 | 0.03 | 0.01 | 0.01 | 0.01 | 0.01 | 0.01 | 0.03 | 0.01 | 0.01 | 0.01 | 0.01 | 0.01 | 0.06 | 0.02 | 0.01 | 0.01 | 0.01 | 0.01 | True | False | Non Federally-Regulated | 10/03/2022 |  | 10/14/2022
Ledra Brands, Inc. | Alphabet | NU4-RA-SW-15LM-30K-90- 35D-NA-DL-**-**-IC-***-LTE | Light Emitting Diode | Inseparable Luminaire | Quick Connect | Forward Phase Cut Controls | 75.3 | 3000 | -0.0003 | 92 | 63 | 310 | 0.99 | Ambient | 50000 | 0.981 | 1 | 66000 | 0.05 | 20 | 21 | 0.03 | 0.01 | 0.01 | 0.01 | 0.01 | 0.01 | 0.03 | 0.01 | 0.01 | 0.01 | 0.01 | 0.01 | 0.06 | 0.02 | 0.01 | 0.01 | 0.01 | 0.01 | True | False | Non Federally-Regulated | 10/03/2022 |  | 10/14/2022
Ledra Brands, Inc. | Alphabet | NU4-RA-SW-15LM-35K-90- 35D-NA-DL-**-**-IC-***-LTE | Light Emitting Diode | Inseparable Luminaire | Quick Connect | Forward Phase Cut Controls | 81.8 | 3500 | -0.0003 | 92 | 63 | 310 | 0.99 | Ambient | 50000 | 0.981 | 1 | 66000 | 0.05 | 20 | 21 | 0.03 | 0.01 | 0.01 | 0.01 | 0.01 | 0.01 | 0.03 | 0.01 | 0.01 | 0.01 | 0.01 | 0.01 | 0.06 | 0.02 | 0.01 | 0.01 | 0.01 | 0.01 | True | False | Non Federally-Regulated | 10/03/2022 |  | 10/14/2022
Ledra Brands, Inc. | Alphabet | NU4-RA-SW-15LM-40K-90- 35D-NA-DL-**-**-IC-***-LTE | Light Emitting Diode | Inseparable Luminaire | Quick Connect | Forward Phase Cut Controls | 91.9 | 4000 | -0.0003 | 92 | 63 | 310 | 0.99 | Ambient | 50000 | 0.981 | 1 | 66000 | 0.05 | 20 | 21 | 0.03 | 0.01 | 0.01 | 0.01 | 0.01 | 0.01 | 0.03 | 0.01 | 0.01 | 0.01 | 0.01 | 0.01 | 0.06 | 0.02 | 0.01 | 0.01 | 0.01 | 0.01 | True | False | Non Federally-Regulated | 10/03/2022 |  | 10/14/2022
Ledra Brands, Inc. | Alphabet | NU4-RA-SW-10LM-27K-90- 35D-NA-DL-**-**-IC-***-LTE | Light Emitting Diode | Inseparable Luminaire | Quick Connect | Forward Phase Cut Controls | 71.7 | 2700 | -0.0003 | 92 | 63 | 310 | 0.99 | Ambient | 50000 | 0.981 | 1 | 66000 | 0.05 | 20 | 21 | 0.03 | 0.01 | 0.01 | 0.01 | 0.01 | 0.01 | 0.03 | 0.01 | 0.01 | 0.01 | 0.01 | 0.01 | 0.06 | 0.02 | 0.01 | 0.01 | 0.01 | 0.01 | True | False | Non Federally-Regulated | 10/03/2022 |  | 10/14/2022
Ledra Brands, Inc. | Alphabet | NU4-RA-SW-10LM-30K-90- 35D-NA-DL-**-**-IC-***-LTE | Light Emitting Diode | Inseparable Luminaire | Quick Connect | Forward Phase Cut Controls | 75.3 | 3000 | -0.0003 | 92 | 63 | 310 | 0.99 | Ambient | 50000 | 0.981 | 1 | 66000 | 0.05 | 20 | 21 | 0.03 | 0.01 | 0.01 | 0.01 | 0.01 | 0.01 | 0.03 | 0.01 | 0.01 | 0.01 | 0.01 | 0.01 | 0.06 | 0.02 | 0.01 | 0.01 | 0.01 | 0.01 | True | False | Non Federally-Regulated | 10/03/2022 |  | 10/14/2022
Ledra Brands, Inc. | Alphabet | NU4-RA-SW-10LM-35K-90- 35D-NA-DL-**-**-IC-***-LTE | Light Emitting Diode | Inseparable Luminaire | Quick Connect | Forward Phase Cut Controls | 81.8 | 3500 | -0.0003 | 92 | 63 | 310 | 0.99 | Ambient | 50000 | 0.981 | 1 | 66000 | 0.05 | 20 | 21 | 0.03 | 0.01 | 0.01 | 0.01 | 0.01 | 0.01 | 0.03 | 0.01 | 0.01 | 0.01 | 0.01 | 0.01 | 0.06 | 0.02 | 0.01 | 0.01 | 0.01 | 0.01 | True | False | Non Federally-Regulated | 10/03/2022 |  | 10/14/2022
Ledra Brands, Inc. | Alphabet | NU4-RA-SW-10LM-40K-90- 35D-NA-DL-**-**-IC-***-LTE | Light Emitting Diode | Inseparable Luminaire | Quick Connect | Forward Phase Cut Controls | 91.9 | 4000 | -0.0003 | 92 | 63 | 310 | 0.99 | Ambient | 50000 | 0.981 | 1 | 66000 | 0.05 | 20 | 21 | 0.03 | 0.01 | 0.01 | 0.01 | 0.01 | 0.01 | 0.03 | 0.01 | 0.01 | 0.01 | 0.01 | 0.01 | 0.06 | 0.02 | 0.01 | 0.01 | 0.01 | 0.01 | True | False | Non Federally-Regulated | 10/03/2022 |  | 10/14/2022
Ledra Brands, Inc. | Alphabet | NU4-RA-SW-25LM-27K-90- 55D-NA-DL-**-**-IC-***-LTE | Light Emitting Diode | Inseparable Luminaire | Quick Connect | Forward Phase Cut Controls | 74.8 | 2700 | -0.0003 | 92 | 63 | 310 | 0.99 | Ambient | 50000 | 0.981 | 1 | 66000 | 0.05 | 20 | 21 | 0.03 | 0.01 | 0.01 | 0.01 | 0.01 | 0.01 | 0.03 | 0.01 | 0.01 | 0.01 | 0.01 | 0.01 | 0.06 | 0.02 | 0.01 | 0.01 | 0.01 | 0.01 | True | False | Non Federally-Regulated | 10/03/2022 |  | 10/14/2022
Ledra Brands, Inc. | Alphabet | NU4-RA-SW-25LM-30K-90- 55D-NA-DL-**-**-IC-***-LTE | Light Emitting Diode | Inseparable Luminaire | Quick Connect | Forward Phase Cut Controls | 78.5 | 3000 | -0.0003 | 92 | 63 | 310 | 0.99 | Ambient | 50000 | 0.981 | 1 | 66000 | 0.05 | 20 | 21 | 0.03 | 0.01 | 0.01 | 0.01 | 0.01 | 0.01 | 0.03 | 0.01 | 0.01 | 0.01 | 0.01 | 0.01 | 0.06 | 0.02 | 0.01 | 0.01 | 0.01 | 0.01 | True | False | Non Federally-Regulated | 10/03/2022 |  | 10/14/2022
Ledra Brands, Inc. | Alphabet | NU4-RA-SW-25LM-35K-90- 55D-NA-DL-**-**-IC-***-LTE | Light Emitting Diode | Inseparable Luminaire | Quick Connect | Forward Phase Cut Controls | 85.3 | 3500 | -0.0003 | 92 | 63 | 310 | 0.99 | Ambient | 50000 | 0.981 | 1 | 66000 | 0.05 | 20 | 21 | 0.03 | 0.01 | 0.01 | 0.01 | 0.01 | 0.01 | 0.03 | 0.01 | 0.01 | 0.01 | 0.01 | 0.01 | 0.06 | 0.02 | 0.01 | 0.01 | 0.01 | 0.01 | True | False | Non Federally-Regulated | 10/03/2022 |  | 10/14/2022
Ledra Brands, Inc. | Alphabet | NU4-RA-SW-25LM-40K-90- 55D-NA-DL-**-**-IC-***-LTE | Light Emitting Diode | Inseparable Luminaire | Quick Connect | Forward Phase Cut Controls | 95.9 | 4000 | -0.0003 | 92 | 63 | 310 | 0.99 | Ambient | 50000 | 0.981 | 1 | 66000 | 0.05 | 20 | 21 | 0.03 | 0.01 | 0.01 | 0.01 | 0.01 | 0.01 | 0.03 | 0.01 | 0.01 | 0.01 | 0.01 | 0.01 | 0.06 | 0.02 | 0.01 | 0.01 | 0.01 | 0.01 | True | False | Non Federally-Regulated | 10/03/2022 |  | 10/14/2022
Ledra Brands, Inc. | Alphabet | NU4-RA-SW-20LM-27K-90- 55D-NA-DL-**-**-IC-***-LTE | Light Emitting Diode | Inseparable Luminaire | Quick Connect | Forward Phase Cut Controls | 74.8 | 2700 | -0.0003 | 92 | 63 | 310 | 0.99 | Ambient | 50000 | 0.981 | 1 | 66000 | 0.05 | 20 | 21 | 0.03 | 0.01 | 0.01 | 0.01 | 0.01 | 0.01 | 0.03 | 0.01 | 0.01 | 0.01 | 0.01 | 0.01 | 0.06 | 0.02 | 0.01 | 0.01 | 0.01 | 0.01 | True | False | Non Federally-Regulated | 10/03/2022 |  | 10/14/2022
Ledra Brands, Inc. | Alphabet | NU4-RA-SW-20LM-30K-90- 55D-NA-DL-**-**-IC-***-LTE | Light Emitting Diode | Inseparable Luminaire | Quick Connect | Forward Phase Cut Controls | 78.5 | 3000 | -0.0003 | 92 | 63 | 310 | 0.99 | Ambient | 50000 | 0.981 | 1 | 66000 | 0.05 | 20 | 21 | 0.03 | 0.01 | 0.01 | 0.01 | 0.01 | 0.01 | 0.03 | 0.01 | 0.01 | 0.01 | 0.01 | 0.01 | 0.06 | 0.02 | 0.01 | 0.01 | 0.01 | 0.01 | True | False | Non Federally-Regulated | 10/03/2022 |  | 10/14/2022
Ledra Brands, Inc. | Alphabet | NU4-RA-SW-20LM-35K-90- 55D-NA-DL-**-**-IC-***-LTE | Light Emitting Diode | Inseparable Luminaire | Quick Connect | Forward Phase Cut Controls | 85.3 | 3500 | -0.0003 | 92 | 63 | 310 | 0.99 | Ambient | 50000 | 0.981 | 1 | 66000 | 0.05 | 20 | 21 | 0.03 | 0.01 | 0.01 | 0.01 | 0.01 | 0.01 | 0.03 | 0.01 | 0.01 | 0.01 | 0.01 | 0.01 | 0.06 | 0.02 | 0.01 | 0.01 | 0.01 | 0.01 | True | False | Non Federally-Regulated | 10/03/2022 |  | 10/14/2022
Ledra Brands, Inc. | Alphabet | NU4-RA-SW-20LM-40K-90- 55D-NA-DL-**-**-IC-***-LTE | Light Emitting Diode | Inseparable Luminaire | Quick Connect | Forward Phase Cut Controls | 95.9 | 4000 | -0.0003 | 92 | 63 | 310 | 0.99 | Ambient | 50000 | 0.981 | 1 | 66000 | 0.05 | 20 | 21 | 0.03 | 0.01 | 0.01 | 0.01 | 0.01 | 0.01 | 0.03 | 0.01 | 0.01 | 0.01 | 0.01 | 0.01 | 0.06 | 0.02 | 0.01 | 0.01 | 0.01 | 0.01 | True | False | Non Federally-Regulated | 10/03/2022 |  | 10/14/2022
Ledra Brands, Inc. | Alphabet | NU4-RA-SW-15LM-27K-90- 55D-NA-DL-**-**-IC-***-LTE | Light Emitting Diode | Inseparable Luminaire | Quick Connect | Forward Phase Cut Controls | 74.8 | 2700 | -0.0003 | 92 | 63 | 310 | 0.99 | Ambient | 50000 | 0.981 | 1 | 66000 | 0.05 | 20 | 21 | 0.03 | 0.01 | 0.01 | 0.01 | 0.01 | 0.01 | 0.03 | 0.01 | 0.01 | 0.01 | 0.01 | 0.01 | 0.06 | 0.02 | 0.01 | 0.01 | 0.01 | 0.01 | True | False | Non Federally-Regulated | 10/03/2022 |  | 10/14/2022
Ledra Brands, Inc. | Alphabet | NU4-RA-SW-15LM-30K-90- 55D-NA-DL-**-**-IC-***-LTE | Light Emitting Diode | Inseparable Luminaire | Quick Connect | Forward Phase Cut Controls | 78.5 | 3000 | -0.0003 | 92 | 63 | 310 | 0.99 | Ambient | 50000 | 0.981 | 1 | 66000 | 0.05 | 20 | 21 | 0.03 | 0.01 | 0.01 | 0.01 | 0.01 | 0.01 | 0.03 | 0.01 | 0.01 | 0.01 | 0.01 | 0.01 | 0.06 | 0.02 | 0.01 | 0.01 | 0.01 | 0.01 | True | False | Non Federally-Regulated | 10/03/2022 |  | 10/14/2022
Ledra Brands, Inc. | Alphabet | NU4-RA-SW-15LM-35K-90- 55D-NA-DL-**-**-IC-***-LTE | Light Emitting Diode | Inseparable Luminaire | Quick Connect | Forward Phase Cut Controls | 85.3 | 3500 | -0.0003 | 92 | 63 | 310 | 0.99 | Ambient | 50000 | 0.981 | 1 | 66000 | 0.05 | 20 | 21 | 0.03 | 0.01 | 0.01 | 0.01 | 0.01 | 0.01 | 0.03 | 0.01 | 0.01 | 0.01 | 0.01 | 0.01 | 0.06 | 0.02 | 0.01 | 0.01 | 0.01 | 0.01 | True | False | Non Federally-Regulated | 10/03/2022 |  | 10/14/2022
Ledra Brands, Inc. | Alphabet | NU4-RA-SW-15LM-40K-90- 55D-NA-DL-**-**-IC-***-LTE | Light Emitting Diode | Inseparable Luminaire | Quick Connect | Forward Phase Cut Controls | 95.9 | 4000 | -0.0003 | 92 | 63 | 310 | 0.99 | Ambient | 50000 | 0.981 | 1 | 66000 | 0.05 | 20 | 21 | 0.03 | 0.01 | 0.01 | 0.01 | 0.01 | 0.01 | 0.03 | 0.01 | 0.01 | 0.01 | 0.01 | 0.01 | 0.06 | 0.02 | 0.01 | 0.01 | 0.01 | 0.01 | True | False | Non Federally-Regulated | 10/03/2022 |  | 10/14/2022
Ledra Brands, Inc. | Alphabet | NU4-RA-SW-10LM-27K-90- 55D-NA-DL-**-**-IC-***-LTE | Light Emitting Diode | Inseparable Luminaire | Quick Connect | Forward Phase Cut Controls | 74.8 | 2700 | -0.0003 | 92 | 63 | 310 | 0.99 | Ambient | 50000 | 0.981 | 1 | 66000 | 0.05 | 20 | 21 | 0.03 | 0.01 | 0.01 | 0.01 | 0.01 | 0.01 | 0.03 | 0.01 | 0.01 | 0.01 | 0.01 | 0.01 | 0.06 | 0.02 | 0.01 | 0.01 | 0.01 | 0.01 | True | False | Non Federally-Regulated | 10/03/2022 |  | 10/14/2022
Ledra Brands, Inc. | Alphabet | NU4-RA-SW-10LM-30K-90- 55D-NA-DL-**-**-IC-***-LTE | Light Emitting Diode | Inseparable Luminaire | Quick Connect | Forward Phase Cut Controls | 78.5 | 3000 | -0.0003 | 92 | 63 | 310 | 0.99 | Ambient | 50000 | 0.981 | 1 | 66000 | 0.05 | 20 | 21 | 0.03 | 0.01 | 0.01 | 0.01 | 0.01 | 0.01 | 0.03 | 0.01 | 0.01 | 0.01 | 0.01 | 0.01 | 0.06 | 0.02 | 0.01 | 0.01 | 0.01 | 0.01 | True | False | Non Federally-Regulated | 10/03/2022 |  | 10/14/2022
Ledra Brands, Inc. | Alphabet | NU4-RA-SW-10LM-35K-90- 55D-NA-DL-**-**-IC-***-LTE | Light Emitting Diode | Inseparable Luminaire | Quick Connect | Forward Phase Cut Controls | 85.3 | 3500 | -0.0003 | 92 | 63 | 310 | 0.99 | Ambient | 50000 | 0.981 | 1 | 66000 | 0.05 | 20 | 21 | 0.03 | 0.01 | 0.01 | 0.01 | 0.01 | 0.01 | 0.03 | 0.01 | 0.01 | 0.01 | 0.01 | 0.01 | 0.06 | 0.02 | 0.01 | 0.01 | 0.01 | 0.01 | True | False | Non Federally-Regulated | 10/03/2022 |  | 10/14/2022
Ledra Brands, Inc. | Alphabet | NU4-RA-SW-10LM-40K-90- 55D-NA-DL-**-**-IC-***-LTE | Light Emitting Diode | Inseparable Luminaire | Quick Connect | Forward Phase Cut Controls | 95.9 | 4000 | -0.0003 | 92 | 63 | 310 | 0.99 | Ambient | 50000 | 0.981 | 1 | 66000 | 0.05 | 20 | 21 | 0.03 | 0.01 | 0.01 | 0.01 | 0.01 | 0.01 | 0.03 | 0.01 | 0.01 | 0.01 | 0.01 | 0.01 | 0.06 | 0.02 | 0.01 | 0.01 | 0.01 | 0.01 | True | False | Non Federally-Regulated | 10/03/2022 |  | 10/14/2022
Ledra Brands, Inc. | Alphabet | NU4-RA-SW-25LM-27K-90-20D-NA-CL-**-**-IC-***-LTE | Light Emitting Diode | Inseparable Luminaire | Quick Connect | Forward Phase Cut Controls | 66 | 2700 | -0.0003 | 92 | 63 | 310 | 0.99 | Ambient | 50000 | 0.981 | 1 | 66000 | 0.05 | 20 | 21 | 0.03 | 0.01 | 0.01 | 0.01 | 0.01 | 0.01 | 0.03 | 0.01 | 0.01 | 0.01 | 0.01 | 0.01 | 0.06 | 0.02 | 0.01 | 0.01 | 0.01 | 0.01 | True | False | Non Federally-Regulated | 10/03/2022 |  | 10/14/2022
Ledra Brands, Inc. | Alphabet | NU4-RA-SW-25LM-30K-90-20D-NA-CL-**-**-IC-***-LTE | Light Emitting Diode | Inseparable Luminaire | Quick Connect | Forward Phase Cut Controls | 69.3 | 3000 | -0.0003 | 92 | 63 | 310 | 0.99 | Ambient | 50000 | 0.981 | 1 | 66000 | 0.05 | 20 | 21 | 0.03 | 0.01 | 0.01 | 0.01 | 0.01 | 0.01 | 0.03 | 0.01 | 0.01 | 0.01 | 0.01 | 0.01 | 0.06 | 0.02 | 0.01 | 0.01 | 0.01 | 0.01 | True | False | Non Federally-Regulated | 10/03/2022 |  | 10/14/2022
Ledra Brands, Inc. | Alphabet | NU4-RA-SW-25LM-35K-90-20D-NA-CL-**-**-IC-***-LTE | Light Emitting Diode | Inseparable Luminaire | Quick Connect | Forward Phase Cut Controls | 75.3 | 3500 | -0.0003 | 92 | 63 | 310 | 0.99 | Ambient | 50000 | 0.981 | 1 | 66000 | 0.05 | 20 | 21 | 0.03 | 0.01 | 0.01 | 0.01 | 0.01 | 0.01 | 0.03 | 0.01 | 0.01 | 0.01 | 0.01 | 0.01 | 0.06 | 0.02 | 0.01 | 0.01 | 0.01 | 0.01 | True | False | Non Federally-Regulated | 10/03/2022 |  | 10/14/2022
Ledra Brands, Inc. | Alphabet | NU4-RA-SW-25LM-40K-90-20D-NA-CL-**-**-IC-***-LTE | Light Emitting Diode | Inseparable Luminaire | Quick Connect | Forward Phase Cut Controls | 84.6 | 4000 | -0.0003 | 92 | 63 | 310 | 0.99 | Ambient | 50000 | 0.981 | 1 | 66000 | 0.05 | 20 | 21 | 0.03 | 0.01 | 0.01 | 0.01 | 0.01 | 0.01 | 0.03 | 0.01 | 0.01 | 0.01 | 0.01 | 0.01 | 0.06 | 0.02 | 0.01 | 0.01 | 0.01 | 0.01 | True | False | Non Federally-Regulated | 10/03/2022 |  | 10/14/2022
Ledra Brands, Inc. | Alphabet | NU4-RA-SW-20LM-27K-90-20D-NA-CL-**-**-IC-***-LTE | Light Emitting Diode | Inseparable Luminaire | Quick Connect | Forward Phase Cut Controls | 66 | 2700 | -0.0003 | 92 | 63 | 310 | 0.99 | Ambient | 50000 | 0.981 | 1 | 66000 | 0.05 | 20 | 21 | 0.03 | 0.01 | 0.01 | 0.01 | 0.01 | 0.01 | 0.03 | 0.01 | 0.01 | 0.01 | 0.01 | 0.01 | 0.06 | 0.02 | 0.01 | 0.01 | 0.01 | 0.01 | True | False | Non Federally-Regulated | 10/03/2022 |  | 10/14/2022
Ledra Brands, Inc. | Alphabet | NU4-RA-SW-20LM-30K-90-20D-NA-CL-**-**-IC-***-LTE | Light Emitting Diode | Inseparable Luminaire | Quick Connect | Forward Phase Cut Controls | 69.3 | 3000 | -0.0003 | 92 | 63 | 310 | 0.99 | Ambient | 50000 | 0.981 | 1 | 66000 | 0.05 | 20 | 21 | 0.03 | 0.01 | 0.01 | 0.01 | 0.01 | 0.01 | 0.03 | 0.01 | 0.01 | 0.01 | 0.01 | 0.01 | 0.06 | 0.02 | 0.01 | 0.01 | 0.01 | 0.01 | True | False | Non Federally-Regulated | 10/03/2022 |  | 10/14/2022
Ledra Brands, Inc. | Alphabet | NU4-RA-SW-20LM-35K-90-20D-NA-CL-**-**-IC-***-LTE | Light Emitting Diode | Inseparable Luminaire | Quick Connect | Forward Phase Cut Controls | 75.3 | 3500 | -0.0003 | 92 | 63 | 310 | 0.99 | Ambient | 50000 | 0.981 | 1 | 66000 | 0.05 | 20 | 21 | 0.03 | 0.01 | 0.01 | 0.01 | 0.01 | 0.01 | 0.03 | 0.01 | 0.01 | 0.01 | 0.01 | 0.01 | 0.06 | 0.02 | 0.01 | 0.01 | 0.01 | 0.01 | True | False | Non Federally-Regulated | 10/03/2022 |  | 10/14/2022
Ledra Brands, Inc. | Alphabet | NU4-RA-SW-20LM-40K-90-20D-NA-CL-**-**-IC-***-LTE | Light Emitting Diode | Inseparable Luminaire | Quick Connect | Forward Phase Cut Controls | 84.6 | 4000 | -0.0003 | 92 | 63 | 310 | 0.99 | Ambient | 50000 | 0.981 | 1 | 66000 | 0.05 | 20 | 21 | 0.03 | 0.01 | 0.01 | 0.01 | 0.01 | 0.01 | 0.03 | 0.01 | 0.01 | 0.01 | 0.01 | 0.01 | 0.06 | 0.02 | 0.01 | 0.01 | 0.01 | 0.01 | True | False | Non Federally-Regulated | 10/03/2022 |  | 10/14/2022
Ledra Brands, Inc. | Alphabet | NU4-RA-SW-15LM-27K-90-20D-NA-CL-**-**-IC-***-LTE | Light Emitting Diode | Inseparable Luminaire | Quick Connect | Forward Phase Cut Controls | 66 | 2700 | -0.0003 | 92 | 63 | 310 | 0.99 | Ambient | 50000 | 0.981 | 1 | 66000 | 0.05 | 20 | 21 | 0.03 | 0.01 | 0.01 | 0.01 | 0.01 | 0.01 | 0.03 | 0.01 | 0.01 | 0.01 | 0.01 | 0.01 | 0.06 | 0.02 | 0.01 | 0.01 | 0.01 | 0.01 | True | False | Non Federally-Regulated | 10/03/2022 |  | 10/14/2022
Ledra Brands, Inc. | Alphabet | NU4-RA-SW-15LM-30K-90-20D-NA-CL-**-**-IC-***-LTE | Light Emitting Diode | Inseparable Luminaire | Quick Connect | Forward Phase Cut Controls | 69.3 | 3000 | -0.0003 | 92 | 63 | 310 | 0.99 | Ambient | 50000 | 0.981 | 1 | 66000 | 0.05 | 20 | 21 | 0.03 | 0.01 | 0.01 | 0.01 | 0.01 | 0.01 | 0.03 | 0.01 | 0.01 | 0.01 | 0.01 | 0.01 | 0.06 | 0.02 | 0.01 | 0.01 | 0.01 | 0.01 | True | False | Non Federally-Regulated | 10/03/2022 |  | 10/14/2022
Ledra Brands, Inc. | Alphabet | NU4-RA-SW-15LM-35K-90-20D-NA-CL-**-**-IC-***-LTE | Light Emitting Diode | Inseparable Luminaire | Quick Connect | Forward Phase Cut Controls | 75.3 | 3500 | -0.0003 | 92 | 63 | 310 | 0.99 | Ambient | 50000 | 0.981 | 1 | 66000 | 0.05 | 20 | 21 | 0.03 | 0.01 | 0.01 | 0.01 | 0.01 | 0.01 | 0.03 | 0.01 | 0.01 | 0.01 | 0.01 | 0.01 | 0.06 | 0.02 | 0.01 | 0.01 | 0.01 | 0.01 | True | False | Non Federally-Regulated | 10/03/2022 |  | 10/14/2022
Ledra Brands, Inc. | Alphabet | NU4-RA-SW-15LM-40K-90-20D-NA-CL-**-**-IC-***-LTE | Light Emitting Diode | Inseparable Luminaire | Quick Connect | Forward Phase Cut Controls | 84.6 | 4000 | -0.0003 | 92 | 63 | 310 | 0.99 | Ambient | 50000 | 0.981 | 1 | 66000 | 0.05 | 20 | 21 | 0.03 | 0.01 | 0.01 | 0.01 | 0.01 | 0.01 | 0.03 | 0.01 | 0.01 | 0.01 | 0.01 | 0.01 | 0.06 | 0.02 | 0.01 | 0.01 | 0.01 | 0.01 | True | False | Non Federally-Regulated | 10/03/2022 |  | 10/14/2022
Ledra Brands, Inc. | Alphabet | NU4-RA-SW-10LM-27K-90-20D-NA-CL-**-**-IC-***-LTE | Light Emitting Diode | Inseparable Luminaire | Quick Connect | Forward Phase Cut Controls | 66 | 2700 | -0.0003 | 92 | 63 | 310 | 0.99 | Ambient | 50000 | 0.981 | 1 | 66000 | 0.05 | 20 | 21 | 0.03 | 0.01 | 0.01 | 0.01 | 0.01 | 0.01 | 0.03 | 0.01 | 0.01 | 0.01 | 0.01 | 0.01 | 0.06 | 0.02 | 0.01 | 0.01 | 0.01 | 0.01 | True | False | Non Federally-Regulated | 10/03/2022 |  | 10/14/2022
Ledra Brands, Inc. | Alphabet | NU4-RA-SW-10LM-30K-90-20D-NA-CL-**-**-IC-***-LTE | Light Emitting Diode | Inseparable Luminaire | Quick Connect | Forward Phase Cut Controls | 69.3 | 3000 | -0.0003 | 92 | 63 | 310 | 0.99 | Ambient | 50000 | 0.981 | 1 | 66000 | 0.05 | 20 | 21 | 0.03 | 0.01 | 0.01 | 0.01 | 0.01 | 0.01 | 0.03 | 0.01 | 0.01 | 0.01 | 0.01 | 0.01 | 0.06 | 0.02 | 0.01 | 0.01 | 0.01 | 0.01 | True | False | Non Federally-Regulated | 10/03/2022 |  | 10/14/2022
Ledra Brands, Inc. | Alphabet | NU4-RA-SW-10LM-35K-90-20D-NA-CL-**-**-IC-***-LTE | Light Emitting Diode | Inseparable Luminaire | Quick Connect | Forward Phase Cut Controls | 75.3 | 3500 | -0.0003 | 92 | 63 | 310 | 0.99 | Ambient | 50000 | 0.981 | 1 | 66000 | 0.05 | 20 | 21 | 0.03 | 0.01 | 0.01 | 0.01 | 0.01 | 0.01 | 0.03 | 0.01 | 0.01 | 0.01 | 0.01 | 0.01 | 0.06 | 0.02 | 0.01 | 0.01 | 0.01 | 0.01 | True | False | Non Federally-Regulated | 10/03/2022 |  | 10/14/2022
Ledra Brands, Inc. | Alphabet | NU4-RA-SW-10LM-40K-90-20D-NA-CL-**-**-IC-***-LTE | Light Emitting Diode | Inseparable Luminaire | Quick Connect | Forward Phase Cut Controls | 84.6 | 4000 | -0.0003 | 92 | 63 | 310 | 0.99 | Ambient | 50000 | 0.981 | 1 | 66000 | 0.05 | 20 | 21 | 0.03 | 0.01 | 0.01 | 0.01 | 0.01 | 0.01 | 0.03 | 0.01 | 0.01 | 0.01 | 0.01 | 0.01 | 0.06 | 0.02 | 0.01 | 0.01 | 0.01 | 0.01 | True | False | Non Federally-Regulated | 10/03/2022 |  | 10/14/2022
Ledra Brands, Inc. | Alphabet | NU4-RA-SW-25LM-27K-90- 25D-NA-CL-**-**-IC-***-LTE | Light Emitting Diode | Inseparable Luminaire | Quick Connect | Forward Phase Cut Controls | 68.2 | 2700 | -0.0003 | 92 | 63 | 310 | 0.99 | Ambient | 50000 | 0.981 | 1 | 66000 | 0.05 | 20 | 21 | 0.03 | 0.01 | 0.01 | 0.01 | 0.01 | 0.01 | 0.03 | 0.01 | 0.01 | 0.01 | 0.01 | 0.01 | 0.06 | 0.02 | 0.01 | 0.01 | 0.01 | 0.01 | True | False | Non Federally-Regulated | 10/03/2022 |  | 10/14/2022
Ledra Brands, Inc. | Alphabet | NU4-RA-SW-25LM-30K-90- 25D-NA-CL-**-**-IC-***-LTE | Light Emitting Diode | Inseparable Luminaire | Quick Connect | Forward Phase Cut Controls | 71.5 | 3000 | -0.0003 | 92 | 63 | 310 | 0.99 | Ambient | 50000 | 0.981 | 1 | 66000 | 0.05 | 20 | 21 | 0.03 | 0.01 | 0.01 | 0.01 | 0.01 | 0.01 | 0.03 | 0.01 | 0.01 | 0.01 | 0.01 | 0.01 | 0.06 | 0.02 | 0.01 | 0.01 | 0.01 | 0.01 | True | False | Non Federally-Regulated | 10/03/2022 |  | 10/14/2022
Ledra Brands, Inc. | Alphabet | NU4-RA-SW-25LM-35K-90- 25D-NA-CL-**-**-IC-***-LTE | Light Emitting Diode | Inseparable Luminaire | Quick Connect | Forward Phase Cut Controls | 77.8 | 3500 | -0.0003 | 92 | 63 | 310 | 0.99 | Ambient | 50000 | 0.981 | 1 | 66000 | 0.05 | 20 | 21 | 0.03 | 0.01 | 0.01 | 0.01 | 0.01 | 0.01 | 0.03 | 0.01 | 0.01 | 0.01 | 0.01 | 0.01 | 0.06 | 0.02 | 0.01 | 0.01 | 0.01 | 0.01 | True | False | Non Federally-Regulated | 10/03/2022 |  | 10/14/2022
Ledra Brands, Inc. | Alphabet | NU4-RA-SW-25LM-40K-90- 25D-NA-CL-**-**-IC-***-LTE | Light Emitting Diode | Inseparable Luminaire | Quick Connect | Forward Phase Cut Controls | 87.4 | 4000 | -0.0003 | 92 | 63 | 310 | 0.99 | Ambient | 50000 | 0.981 | 1 | 66000 | 0.05 | 20 | 21 | 0.03 | 0.01 | 0.01 | 0.01 | 0.01 | 0.01 | 0.03 | 0.01 | 0.01 | 0.01 | 0.01 | 0.01 | 0.06 | 0.02 | 0.01 | 0.01 | 0.01 | 0.01 | True | False | Non Federally-Regulated | 10/03/2022 |  | 10/14/2022
Ledra Brands, Inc. | Alphabet | NU4-RA-SW-20LM-27K-90- 25D-NA-CL-**-**-IC-***-LTE | Light Emitting Diode | Inseparable Luminaire | Quick Connect | Forward Phase Cut Controls | 68.2 | 2700 | -0.0003 | 92 | 63 | 310 | 0.99 | Ambient | 50000 | 0.981 | 1 | 66000 | 0.05 | 20 | 21 | 0.03 | 0.01 | 0.01 | 0.01 | 0.01 | 0.01 | 0.03 | 0.01 | 0.01 | 0.01 | 0.01 | 0.01 | 0.06 | 0.02 | 0.01 | 0.01 | 0.01 | 0.01 | True | False | Non Federally-Regulated | 10/03/2022 |  | 10/14/2022
Ledra Brands, Inc. | Alphabet | NU4-RA-SW-20LM-30K-90- 25D-NA-CL-**-**-IC-***-LTE | Light Emitting Diode | Inseparable Luminaire | Quick Connect | Forward Phase Cut Controls | 71.5 | 3000 | -0.0003 | 92 | 63 | 310 | 0.99 | Ambient | 50000 | 0.981 | 1 | 66000 | 0.05 | 20 | 21 | 0.03 | 0.01 | 0.01 | 0.01 | 0.01 | 0.01 | 0.03 | 0.01 | 0.01 | 0.01 | 0.01 | 0.01 | 0.06 | 0.02 | 0.01 | 0.01 | 0.01 | 0.01 | True | False | Non Federally-Regulated | 10/03/2022 |  | 10/14/2022
Ledra Brands, Inc. | Alphabet | NU4-RA-SW-20LM-35K-90- 25D-NA-CL-**-**-IC-***-LTE | Light Emitting Diode | Inseparable Luminaire | Quick Connect | Forward Phase Cut Controls | 77.8 | 3500 | -0.0003 | 92 | 63 | 310 | 0.99 | Ambient | 50000 | 0.981 | 1 | 66000 | 0.05 | 20 | 21 | 0.03 | 0.01 | 0.01 | 0.01 | 0.01 | 0.01 | 0.03 | 0.01 | 0.01 | 0.01 | 0.01 | 0.01 | 0.06 | 0.02 | 0.01 | 0.01 | 0.01 | 0.01 | True | False | Non Federally-Regulated | 10/03/2022 |  | 10/14/2022
Ledra Brands, Inc. | Alphabet | NU4-RA-SW-20LM-40K-90- 25D-NA-CL-**-**-IC-***-LTE | Light Emitting Diode | Inseparable Luminaire | Quick Connect | Forward Phase Cut Controls | 87.4 | 4000 | -0.0003 | 92 | 63 | 310 | 0.99 | Ambient | 50000 | 0.981 | 1 | 66000 | 0.05 | 20 | 21 | 0.03 | 0.01 | 0.01 | 0.01 | 0.01 | 0.01 | 0.03 | 0.01 | 0.01 | 0.01 | 0.01 | 0.01 | 0.06 | 0.02 | 0.01 | 0.01 | 0.01 | 0.01 | True | False | Non Federally-Regulated | 10/03/2022 |  | 10/14/2022
Ledra Brands, Inc. | Alphabet | NU4-RA-SW-15LM-27K-90- 25D-NA-CL-**-**-IC-***-LTE | Light Emitting Diode | Inseparable Luminaire | Quick Connect | Forward Phase Cut Controls | 68.2 | 2700 | -0.0003 | 92 | 63 | 310 | 0.99 | Ambient | 50000 | 0.981 | 1 | 66000 | 0.05 | 20 | 21 | 0.03 | 0.01 | 0.01 | 0.01 | 0.01 | 0.01 | 0.03 | 0.01 | 0.01 | 0.01 | 0.01 | 0.01 | 0.06 | 0.02 | 0.01 | 0.01 | 0.01 | 0.01 | True | False | Non Federally-Regulated | 10/03/2022 |  | 10/14/2022
Ledra Brands, Inc. | Alphabet | NU4-RA-SW-15LM-30K-90- 25D-NA-CL-**-**-IC-***-LTE | Light Emitting Diode | Inseparable Luminaire | Quick Connect | Forward Phase Cut Controls | 71.5 | 3000 | -0.0003 | 92 | 63 | 310 | 0.99 | Ambient | 50000 | 0.981 | 1 | 66000 | 0.05 | 20 | 21 | 0.03 | 0.01 | 0.01 | 0.01 | 0.01 | 0.01 | 0.03 | 0.01 | 0.01 | 0.01 | 0.01 | 0.01 | 0.06 | 0.02 | 0.01 | 0.01 | 0.01 | 0.01 | True | False | Non Federally-Regulated | 10/03/2022 |  | 10/14/2022
Ledra Brands, Inc. | Alphabet | NU4-RA-SW-15LM-35K-90- 25D-NA-CL-**-**-IC-***-LTE | Light Emitting Diode | Inseparable Luminaire | Quick Connect | Forward Phase Cut Controls | 77.8 | 3500 | -0.0003 | 92 | 63 | 310 | 0.99 | Ambient | 50000 | 0.981 | 1 | 66000 | 0.05 | 20 | 21 | 0.03 | 0.01 | 0.01 | 0.01 | 0.01 | 0.01 | 0.03 | 0.01 | 0.01 | 0.01 | 0.01 | 0.01 | 0.06 | 0.02 | 0.01 | 0.01 | 0.01 | 0.01 | True | False | Non Federally-Regulated | 10/03/2022 |  | 10/14/2022
Ledra Brands, Inc. | Alphabet | NU4-RA-SW-15LM-40K-90- 25D-NA-CL-**-**-IC-***-LTE | Light Emitting Diode | Inseparable Luminaire | Quick Connect | Forward Phase Cut Controls | 87.4 | 4000 | -0.0003 | 92 | 63 | 310 | 0.99 | Ambient | 50000 | 0.981 | 1 | 66000 | 0.05 | 20 | 21 | 0.03 | 0.01 | 0.01 | 0.01 | 0.01 | 0.01 | 0.03 | 0.01 | 0.01 | 0.01 | 0.01 | 0.01 | 0.06 | 0.02 | 0.01 | 0.01 | 0.01 | 0.01 | True | False | Non Federally-Regulated | 10/03/2022 |  | 10/14/2022
Ledra Brands, Inc. | Alphabet | NU4-RA-SW-10LM-27K-90- 25D-NA-CL-**-**-IC-***-LTE | Light Emitting Diode | Inseparable Luminaire | Quick Connect | Forward Phase Cut Controls | 68.2 | 2700 | -0.0003 | 92 | 63 | 310 | 0.99 | Ambient | 50000 | 0.981 | 1 | 66000 | 0.05 | 20 | 21 | 0.03 | 0.01 | 0.01 | 0.01 | 0.01 | 0.01 | 0.03 | 0.01 | 0.01 | 0.01 | 0.01 | 0.01 | 0.06 | 0.02 | 0.01 | 0.01 | 0.01 | 0.01 | True | False | Non Federally-Regulated | 10/03/2022 |  | 10/14/2022
Ledra Brands, Inc. | Alphabet | NU4-RA-SW-10LM-30K-90- 25D-NA-CL-**-**-IC-***-LTE | Light Emitting Diode | Inseparable Luminaire | Quick Connect | Forward Phase Cut Controls | 71.5 | 3000 | -0.0003 | 92 | 63 | 310 | 0.99 | Ambient | 50000 | 0.981 | 1 | 66000 | 0.05 | 20 | 21 | 0.03 | 0.01 | 0.01 | 0.01 | 0.01 | 0.01 | 0.03 | 0.01 | 0.01 | 0.01 | 0.01 | 0.01 | 0.06 | 0.02 | 0.01 | 0.01 | 0.01 | 0.01 | True | False | Non Federally-Regulated | 10/03/2022 |  | 10/14/2022
Ledra Brands, Inc. | Alphabet | NU4-RA-SW-10LM-35K-90- 25D-NA-CL-**-**-IC-***-LTE | Light Emitting Diode | Inseparable Luminaire | Quick Connect | Forward Phase Cut Controls | 77.8 | 3500 | -0.0003 | 92 | 63 | 310 | 0.99 | Ambient | 50000 | 0.981 | 1 | 66000 | 0.05 | 20 | 21 | 0.03 | 0.01 | 0.01 | 0.01 | 0.01 | 0.01 | 0.03 | 0.01 | 0.01 | 0.01 | 0.01 | 0.01 | 0.06 | 0.02 | 0.01 | 0.01 | 0.01 | 0.01 | True | False | Non Federally-Regulated | 10/03/2022 |  | 10/14/2022
Ledra Brands, Inc. | Alphabet | NU4-RA-SW-10LM-40K-90- 25D-NA-CL-**-**-IC-***-LTE | Light Emitting Diode | Inseparable Luminaire | Quick Connect | Forward Phase Cut Controls | 87.4 | 4000 | -0.0003 | 92 | 63 | 310 | 0.99 | Ambient | 50000 | 0.981 | 1 | 66000 | 0.05 | 20 | 21 | 0.03 | 0.01 | 0.01 | 0.01 | 0.01 | 0.01 | 0.03 | 0.01 | 0.01 | 0.01 | 0.01 | 0.01 | 0.06 | 0.02 | 0.01 | 0.01 | 0.01 | 0.01 | True | False | Non Federally-Regulated | 10/03/2022 |  | 10/14/2022
Ledra Brands, Inc. | Alphabet | NU4-RA-SW-25LM-27K-90- 35D-NA-CL-**-**-IC-***-LTE | Light Emitting Diode | Inseparable Luminaire | Quick Connect | Forward Phase Cut Controls | 73.3 | 2700 | -0.0003 | 92 | 63 | 310 | 0.99 | Ambient | 50000 | 0.981 | 1 | 66000 | 0.05 | 20 | 21 | 0.03 | 0.01 | 0.01 | 0.01 | 0.01 | 0.01 | 0.03 | 0.01 | 0.01 | 0.01 | 0.01 | 0.01 | 0.06 | 0.02 | 0.01 | 0.01 | 0.01 | 0.01 | True | False | Non Federally-Regulated | 10/03/2022 |  | 10/14/2022
Ledra Brands, Inc. | Alphabet | NU4-RA-SW-25LM-30K-90- 35D-NA-CL-**-**-IC-***-LTE | Light Emitting Diode | Inseparable Luminaire | Quick Connect | Forward Phase Cut Controls | 77 | 3000 | -0.0003 | 92 | 63 | 310 | 0.99 | Ambient | 50000 | 0.981 | 1 | 66000 | 0.05 | 20 | 21 | 0.03 | 0.01 | 0.01 | 0.01 | 0.01 | 0.01 | 0.03 | 0.01 | 0.01 | 0.01 | 0.01 | 0.01 | 0.06 | 0.02 | 0.01 | 0.01 | 0.01 | 0.01 | True | False | Non Federally-Regulated | 10/03/2022 |  | 10/14/2022
Ledra Brands, Inc. | Alphabet | NU4-RA-SW-25LM-35K-90- 35D-NA-CL-**-**-IC-***-LTE | Light Emitting Diode | Inseparable Luminaire | Quick Connect | Forward Phase Cut Controls | 83.6 | 3500 | -0.0003 | 92 | 63 | 310 | 0.99 | Ambient | 50000 | 0.981 | 1 | 66000 | 0.05 | 20 | 21 | 0.03 | 0.01 | 0.01 | 0.01 | 0.01 | 0.01 | 0.03 | 0.01 | 0.01 | 0.01 | 0.01 | 0.01 | 0.06 | 0.02 | 0.01 | 0.01 | 0.01 | 0.01 | True | False | Non Federally-Regulated | 10/03/2022 |  | 10/14/2022
Ledra Brands, Inc. | Alphabet | NU4-RA-SW-25LM-40K-90- 35D-NA-CL-**-**-IC-***-LTE | Light Emitting Diode | Inseparable Luminaire | Quick Connect | Forward Phase Cut Controls | 93.9 | 4000 | -0.0003 | 92 | 63 | 310 | 0.99 | Ambient | 50000 | 0.981 | 1 | 66000 | 0.05 | 20 | 21 | 0.03 | 0.01 | 0.01 | 0.01 | 0.01 | 0.01 | 0.03 | 0.01 | 0.01 | 0.01 | 0.01 | 0.01 | 0.06 | 0.02 | 0.01 | 0.01 | 0.01 | 0.01 | True | False | Non Federally-Regulated | 10/03/2022 |  | 10/14/2022
Ledra Brands, Inc. | Alphabet | NU4-RA-SW-20LM-27K-90- 35D-NA-CL-**-**-IC-***-LTE | Light Emitting Diode | Inseparable Luminaire | Quick Connect | Forward Phase Cut Controls | 73.3 | 2700 | -0.0003 | 92 | 63 | 310 | 0.99 | Ambient | 50000 | 0.981 | 1 | 66000 | 0.05 | 20 | 21 | 0.03 | 0.01 | 0.01 | 0.01 | 0.01 | 0.01 | 0.03 | 0.01 | 0.01 | 0.01 | 0.01 | 0.01 | 0.06 | 0.02 | 0.01 | 0.01 | 0.01 | 0.01 | True | False | Non Federally-Regulated | 10/03/2022 |  | 10/14/2022
Ledra Brands, Inc. | Alphabet | NU4-RA-SW-20LM-30K-90- 35D-NA-CL-**-**-IC-***-LTE | Light Emitting Diode | Inseparable Luminaire | Quick Connect | Forward Phase Cut Controls | 77 | 3000 | -0.0003 | 92 | 63 | 310 | 0.99 | Ambient | 50000 | 0.981 | 1 | 66000 | 0.05 | 20 | 21 | 0.03 | 0.01 | 0.01 | 0.01 | 0.01 | 0.01 | 0.03 | 0.01 | 0.01 | 0.01 | 0.01 | 0.01 | 0.06 | 0.02 | 0.01 | 0.01 | 0.01 | 0.01 | True | False | Non Federally-Regulated | 10/03/2022 |  | 10/14/2022
Ledra Brands, Inc. | Alphabet | NU4-RA-SW-20LM-35K-90- 35D-NA-CL-**-**-IC-***-LTE | Light Emitting Diode | Inseparable Luminaire | Quick Connect | Forward Phase Cut Controls | 83.6 | 3500 | -0.0003 | 92 | 63 | 310 | 0.99 | Ambient | 50000 | 0.981 | 1 | 66000 | 0.05 | 20 | 21 | 0.03 | 0.01 | 0.01 | 0.01 | 0.01 | 0.01 | 0.03 | 0.01 | 0.01 | 0.01 | 0.01 | 0.01 | 0.06 | 0.02 | 0.01 | 0.01 | 0.01 | 0.01 | True | False | Non Federally-Regulated | 10/03/2022 |  | 10/14/2022
Ledra Brands, Inc. | Alphabet | NU4-RA-SW-20LM-40K-90- 35D-NA-CL-**-**-IC-***-LTE | Light Emitting Diode | Inseparable Luminaire | Quick Connect | Forward Phase Cut Controls | 93.9 | 4000 | -0.0003 | 92 | 63 | 310 | 0.99 | Ambient | 50000 | 0.981 | 1 | 66000 | 0.05 | 20 | 21 | 0.03 | 0.01 | 0.01 | 0.01 | 0.01 | 0.01 | 0.03 | 0.01 | 0.01 | 0.01 | 0.01 | 0.01 | 0.06 | 0.02 | 0.01 | 0.01 | 0.01 | 0.01 | True | False | Non Federally-Regulated | 10/03/2022 |  | 10/14/2022
Ledra Brands, Inc. | Alphabet | NU4-RA-SW-15LM-27K-90- 35D-NA-CL-**-**-IC-***-LTE | Light Emitting Diode | Inseparable Luminaire | Quick Connect | Forward Phase Cut Controls | 73.3 | 2700 | -0.0003 | 92 | 63 | 310 | 0.99 | Ambient | 50000 | 0.981 | 1 | 66000 | 0.05 | 20 | 21 | 0.03 | 0.01 | 0.01 | 0.01 | 0.01 | 0.01 | 0.03 | 0.01 | 0.01 | 0.01 | 0.01 | 0.01 | 0.06 | 0.02 | 0.01 | 0.01 | 0.01 | 0.01 | True | False | Non Federally-Regulated | 10/03/2022 |  | 10/14/2022
Ledra Brands, Inc. | Alphabet | NU4-RA-SW-15LM-30K-90- 35D-NA-CL-**-**-IC-***-LTE | Light Emitting Diode | Inseparable Luminaire | Quick Connect | Forward Phase Cut Controls | 77 | 3000 | -0.0003 | 92 | 63 | 310 | 0.99 | Ambient | 50000 | 0.981 | 1 | 66000 | 0.05 | 20 | 21 | 0.03 | 0.01 | 0.01 | 0.01 | 0.01 | 0.01 | 0.03 | 0.01 | 0.01 | 0.01 | 0.01 | 0.01 | 0.06 | 0.02 | 0.01 | 0.01 | 0.01 | 0.01 | True | False | Non Federally-Regulated | 10/03/2022 |  | 10/14/2022
Ledra Brands, Inc. | Alphabet | NU4-RA-SW-15LM-35K-90- 35D-NA-CL-**-**-IC-***-LTE | Light Emitting Diode | Inseparable Luminaire | Quick Connect | Forward Phase Cut Controls | 83.6 | 3500 | -0.0003 | 92 | 63 | 310 | 0.99 | Ambient | 50000 | 0.981 | 1 | 66000 | 0.05 | 20 | 21 | 0.03 | 0.01 | 0.01 | 0.01 | 0.01 | 0.01 | 0.03 | 0.01 | 0.01 | 0.01 | 0.01 | 0.01 | 0.06 | 0.02 | 0.01 | 0.01 | 0.01 | 0.01 | True | False | Non Federally-Regulated | 10/03/2022 |  | 10/14/2022
Ledra Brands, Inc. | Alphabet | NU4-RA-SW-15LM-40K-90- 35D-NA-CL-**-**-IC-***-LTE | Light Emitting Diode | Inseparable Luminaire | Quick Connect | Forward Phase Cut Controls | 93.9 | 4000 | -0.0003 | 92 | 63 | 310 | 0.99 | Ambient | 50000 | 0.981 | 1 | 66000 | 0.05 | 20 | 21 | 0.03 | 0.01 | 0.01 | 0.01 | 0.01 | 0.01 | 0.03 | 0.01 | 0.01 | 0.01 | 0.01 | 0.01 | 0.06 | 0.02 | 0.01 | 0.01 | 0.01 | 0.01 | True | False | Non Federally-Regulated | 10/03/2022 |  | 10/14/2022
Ledra Brands, Inc. | Alphabet | NU4-RA-SW-10LM-27K-90- 35D-NA-CL-**-**-IC-***-LTE | Light Emitting Diode | Inseparable Luminaire | Quick Connect | Forward Phase Cut Controls | 73.3 | 2700 | -0.0003 | 92 | 63 | 310 | 0.99 | Ambient | 50000 | 0.981 | 1 | 66000 | 0.05 | 20 | 21 | 0.03 | 0.01 | 0.01 | 0.01 | 0.01 | 0.01 | 0.03 | 0.01 | 0.01 | 0.01 | 0.01 | 0.01 | 0.06 | 0.02 | 0.01 | 0.01 | 0.01 | 0.01 | True | False | Non Federally-Regulated | 10/03/2022 |  | 10/14/2022
Ledra Brands, Inc. | Alphabet | NU4-RA-SW-10LM-30K-90- 35D-NA-CL-**-**-IC-***-LTE | Light Emitting Diode | Inseparable Luminaire | Quick Connect | Forward Phase Cut Controls | 77 | 3000 | -0.0003 | 92 | 63 | 310 | 0.99 | Ambient | 50000 | 0.981 | 1 | 66000 | 0.05 | 20 | 21 | 0.03 | 0.01 | 0.01 | 0.01 | 0.01 | 0.01 | 0.03 | 0.01 | 0.01 | 0.01 | 0.01 | 0.01 | 0.06 | 0.02 | 0.01 | 0.01 | 0.01 | 0.01 | True | False | Non Federally-Regulated | 10/03/2022 |  | 10/14/2022
Ledra Brands, Inc. | Alphabet | NU4-RA-SW-10LM-35K-90- 35D-NA-CL-**-**-IC-***-LTE | Light Emitting Diode | Inseparable Luminaire | Quick Connect | Forward Phase Cut Controls | 83.6 | 3500 | -0.0003 | 92 | 63 | 310 | 0.99 | Ambient | 50000 | 0.981 | 1 | 66000 | 0.05 | 20 | 21 | 0.03 | 0.01 | 0.01 | 0.01 | 0.01 | 0.01 | 0.03 | 0.01 | 0.01 | 0.01 | 0.01 | 0.01 | 0.06 | 0.02 | 0.01 | 0.01 | 0.01 | 0.01 | True | False | Non Federally-Regulated | 10/03/2022 |  | 10/14/2022
Ledra Brands, Inc. | Alphabet | NU4-RA-SW-10LM-40K-90- 35D-NA-CL-**-**-IC-***-LTE | Light Emitting Diode | Inseparable Luminaire | Quick Connect | Forward Phase Cut Controls | 93.9 | 4000 | -0.0003 | 92 | 63 | 310 | 0.99 | Ambient | 50000 | 0.981 | 1 | 66000 | 0.05 | 20 | 21 | 0.03 | 0.01 | 0.01 | 0.01 | 0.01 | 0.01 | 0.03 | 0.01 | 0.01 | 0.01 | 0.01 | 0.01 | 0.06 | 0.02 | 0.01 | 0.01 | 0.01 | 0.01 | True | False | Non Federally-Regulated | 10/03/2022 |  | 10/14/2022
Ledra Brands, Inc. | Alphabet | NU4-RA-SW-25LM-27K-90- 55D-NA-CL-**-**-IC-***-LTE | Light Emitting Diode | Inseparable Luminaire | Quick Connect | Forward Phase Cut Controls | 76.4 | 2700 | -0.0003 | 92 | 63 | 310 | 0.99 | Ambient | 50000 | 0.981 | 1 | 66000 | 0.05 | 20 | 21 | 0.03 | 0.01 | 0.01 | 0.01 | 0.01 | 0.01 | 0.03 | 0.01 | 0.01 | 0.01 | 0.01 | 0.01 | 0.06 | 0.02 | 0.01 | 0.01 | 0.01 | 0.01 | True | False | Non Federally-Regulated | 10/03/2022 |  | 10/14/2022
Ledra Brands, Inc. | Alphabet | NU4-RA-SW-25LM-30K-90- 55D-NA-CL-**-**-IC-***-LTE | Light Emitting Diode | Inseparable Luminaire | Quick Connect | Forward Phase Cut Controls | 80.2 | 3000 | -0.0003 | 92 | 63 | 310 | 0.99 | Ambient | 50000 | 0.981 | 1 | 66000 | 0.05 | 20 | 21 | 0.03 | 0.01 | 0.01 | 0.01 | 0.01 | 0.01 | 0.03 | 0.01 | 0.01 | 0.01 | 0.01 | 0.01 | 0.06 | 0.02 | 0.01 | 0.01 | 0.01 | 0.01 | True | False | Non Federally-Regulated | 10/03/2022 |  | 10/14/2022
Ledra Brands, Inc. | Alphabet | NU4-RA-SW-25LM-35K-90- 55D-NA-CL-**-**-IC-***-LTE | Light Emitting Diode | Inseparable Luminaire | Quick Connect | Forward Phase Cut Controls | 87.2 | 3500 | -0.0003 | 92 | 63 | 310 | 0.99 | Ambient | 50000 | 0.981 | 1 | 66000 | 0.05 | 20 | 21 | 0.03 | 0.01 | 0.01 | 0.01 | 0.01 | 0.01 | 0.03 | 0.01 | 0.01 | 0.01 | 0.01 | 0.01 | 0.06 | 0.02 | 0.01 | 0.01 | 0.01 | 0.01 | True | False | Non Federally-Regulated | 10/03/2022 |  | 10/14/2022
Ledra Brands, Inc. | Alphabet | NU4-RA-SW-25LM-40K-90- 55D-NA-CL-**-**-IC-***-LTE | Light Emitting Diode | Inseparable Luminaire | Quick Connect | Forward Phase Cut Controls | 98 | 4000 | -0.0003 | 92 | 63 | 310 | 0.99 | Ambient | 50000 | 0.981 | 1 | 66000 | 0.05 | 20 | 21 | 0.03 | 0.01 | 0.01 | 0.01 | 0.01 | 0.01 | 0.03 | 0.01 | 0.01 | 0.01 | 0.01 | 0.01 | 0.06 | 0.02 | 0.01 | 0.01 | 0.01 | 0.01 | True | False | Non Federally-Regulated | 10/03/2022 |  | 10/14/2022
Ledra Brands, Inc. | Alphabet | NU4-RA-SW-20LM-27K-90- 55D-NA-CL-**-**-IC-***-LTE | Light Emitting Diode | Inseparable Luminaire | Quick Connect | Forward Phase Cut Controls | 76.4 | 2700 | -0.0003 | 92 | 63 | 310 | 0.99 | Ambient | 50000 | 0.981 | 1 | 66000 | 0.05 | 20 | 21 | 0.03 | 0.01 | 0.01 | 0.01 | 0.01 | 0.01 | 0.03 | 0.01 | 0.01 | 0.01 | 0.01 | 0.01 | 0.06 | 0.02 | 0.01 | 0.01 | 0.01 | 0.01 | True | False | Non Federally-Regulated | 10/03/2022 |  | 10/14/2022
Ledra Brands, Inc. | Alphabet | NU4-RA-SW-20LM-30K-90- 55D-NA-CL-**-**-IC-***-LTE | Light Emitting Diode | Inseparable Luminaire | Quick Connect | Forward Phase Cut Controls | 80.2 | 3000 | -0.0003 | 92 | 63 | 310 | 0.99 | Ambient | 50000 | 0.981 | 1 | 66000 | 0.05 | 20 | 21 | 0.03 | 0.01 | 0.01 | 0.01 | 0.01 | 0.01 | 0.03 | 0.01 | 0.01 | 0.01 | 0.01 | 0.01 | 0.06 | 0.02 | 0.01 | 0.01 | 0.01 | 0.01 | True | False | Non Federally-Regulated | 10/03/2022 |  | 10/14/2022
Ledra Brands, Inc. | Alphabet | NU4-RA-SW-20LM-35K-90- 55D-NA-CL-**-**-IC-***-LTE | Light Emitting Diode | Inseparable Luminaire | Quick Connect | Forward Phase Cut Controls | 87.2 | 3500 | -0.0003 | 92 | 63 | 310 | 0.99 | Ambient | 50000 | 0.981 | 1 | 66000 | 0.05 | 20 | 21 | 0.03 | 0.01 | 0.01 | 0.01 | 0.01 | 0.01 | 0.03 | 0.01 | 0.01 | 0.01 | 0.01 | 0.01 | 0.06 | 0.02 | 0.01 | 0.01 | 0.01 | 0.01 | True | False | Non Federally-Regulated | 10/03/2022 |  | 10/14/2022
Ledra Brands, Inc. | Alphabet | NU4-RA-SW-20LM-40K-90- 55D-NA-CL-**-**-IC-***-LTE | Light Emitting Diode | Inseparable Luminaire | Quick Connect | Forward Phase Cut Controls | 98 | 4000 | -0.0003 | 92 | 63 | 310 | 0.99 | Ambient | 50000 | 0.981 | 1 | 66000 | 0.05 | 20 | 21 | 0.03 | 0.01 | 0.01 | 0.01 | 0.01 | 0.01 | 0.03 | 0.01 | 0.01 | 0.01 | 0.01 | 0.01 | 0.06 | 0.02 | 0.01 | 0.01 | 0.01 | 0.01 | True | False | Non Federally-Regulated | 10/03/2022 |  | 10/14/2022
Ledra Brands, Inc. | Alphabet | NU4-RA-SW-15LM-27K-90- 55D-NA-CL-**-**-IC-***-LTE | Light Emitting Diode | Inseparable Luminaire | Quick Connect | Forward Phase Cut Controls | 76.4 | 2700 | -0.0003 | 92 | 63 | 310 | 0.99 | Ambient | 50000 | 0.981 | 1 | 66000 | 0.05 | 20 | 21 | 0.03 | 0.01 | 0.01 | 0.01 | 0.01 | 0.01 | 0.03 | 0.01 | 0.01 | 0.01 | 0.01 | 0.01 | 0.06 | 0.02 | 0.01 | 0.01 | 0.01 | 0.01 | True | False | Non Federally-Regulated | 10/03/2022 |  | 10/14/2022
Ledra Brands, Inc. | Alphabet | NU4-RA-SW-15LM-30K-90- 55D-NA-CL-**-**-IC-***-LTE | Light Emitting Diode | Inseparable Luminaire | Quick Connect | Forward Phase Cut Controls | 80.2 | 3000 | -0.0003 | 92 | 63 | 310 | 0.99 | Ambient | 50000 | 0.981 | 1 | 66000 | 0.05 | 20 | 21 | 0.03 | 0.01 | 0.01 | 0.01 | 0.01 | 0.01 | 0.03 | 0.01 | 0.01 | 0.01 | 0.01 | 0.01 | 0.06 | 0.02 | 0.01 | 0.01 | 0.01 | 0.01 | True | False | Non Federally-Regulated | 10/03/2022 |  | 10/14/2022
Ledra Brands, Inc. | Alphabet | NU4-RA-SW-15LM-35K-90- 55D-NA-CL-**-**-IC-***-LTE | Light Emitting Diode | Inseparable Luminaire | Quick Connect | Forward Phase Cut Controls | 87.2 | 3500 | -0.0003 | 92 | 63 | 310 | 0.99 | Ambient | 50000 | 0.981 | 1 | 66000 | 0.05 | 20 | 21 | 0.03 | 0.01 | 0.01 | 0.01 | 0.01 | 0.01 | 0.03 | 0.01 | 0.01 | 0.01 | 0.01 | 0.01 | 0.06 | 0.02 | 0.01 | 0.01 | 0.01 | 0.01 | True | False | Non Federally-Regulated | 10/03/2022 |  | 10/14/2022
Ledra Brands, Inc. | Alphabet | NU4-RA-SW-15LM-40K-90- 55D-NA-CL-**-**-IC-***-LTE | Light Emitting Diode | Inseparable Luminaire | Quick Connect | Forward Phase Cut Controls | 98 | 4000 | -0.0003 | 92 | 63 | 310 | 0.99 | Ambient | 50000 | 0.981 | 1 | 66000 | 0.05 | 20 | 21 | 0.03 | 0.01 | 0.01 | 0.01 | 0.01 | 0.01 | 0.03 | 0.01 | 0.01 | 0.01 | 0.01 | 0.01 | 0.06 | 0.02 | 0.01 | 0.01 | 0.01 | 0.01 | True | False | Non Federally-Regulated | 10/03/2022 |  | 10/14/2022
Ledra Brands, Inc. | Alphabet | NU4-RA-SW-10LM-27K-90- 55D-NA-CL-**-**-IC-***-LTE | Light Emitting Diode | Inseparable Luminaire | Quick Connect | Forward Phase Cut Controls | 76.4 | 2700 | -0.0003 | 92 | 63 | 310 | 0.99 | Ambient | 50000 | 0.981 | 1 | 66000 | 0.05 | 20 | 21 | 0.03 | 0.01 | 0.01 | 0.01 | 0.01 | 0.01 | 0.03 | 0.01 | 0.01 | 0.01 | 0.01 | 0.01 | 0.06 | 0.02 | 0.01 | 0.01 | 0.01 | 0.01 | True | False | Non Federally-Regulated | 10/03/2022 |  | 10/14/2022
Ledra Brands, Inc. | Alphabet | NU4-RA-SW-10LM-30K-90- 55D-NA-CL-**-**-IC-***-LTE | Light Emitting Diode | Inseparable Luminaire | Quick Connect | Forward Phase Cut Controls | 80.2 | 3000 | -0.0003 | 92 | 63 | 310 | 0.99 | Ambient | 50000 | 0.981 | 1 | 66000 | 0.05 | 20 | 21 | 0.03 | 0.01 | 0.01 | 0.01 | 0.01 | 0.01 | 0.03 | 0.01 | 0.01 | 0.01 | 0.01 | 0.01 | 0.06 | 0.02 | 0.01 | 0.01 | 0.01 | 0.01 | True | False | Non Federally-Regulated | 10/03/2022 |  | 10/14/2022
Ledra Brands, Inc. | Alphabet | NU4-RA-SW-10LM-35K-90- 55D-NA-CL-**-**-IC-***-LTE | Light Emitting Diode | Inseparable Luminaire | Quick Connect | Forward Phase Cut Controls | 87.2 | 3500 | -0.0003 | 92 | 63 | 310 | 0.99 | Ambient | 50000 | 0.981 | 1 | 66000 | 0.05 | 20 | 21 | 0.03 | 0.01 | 0.01 | 0.01 | 0.01 | 0.01 | 0.03 | 0.01 | 0.01 | 0.01 | 0.01 | 0.01 | 0.06 | 0.02 | 0.01 | 0.01 | 0.01 | 0.01 | True | False | Non Federally-Regulated | 10/03/2022 |  | 10/14/2022
Ledra Brands, Inc. | Alphabet | NU4-RA-SW-10LM-40K-90- 55D-NA-CL-**-**-IC-***-LTE | Light Emitting Diode | Inseparable Luminaire | Quick Connect | Forward Phase Cut Controls | 98 | 4000 | -0.0003 | 92 | 63 | 310 | 0.99 | Ambient | 50000 | 0.981 | 1 | 66000 | 0.05 | 20 | 21 | 0.03 | 0.01 | 0.01 | 0.01 | 0.01 | 0.01 | 0.03 | 0.01 | 0.01 | 0.01 | 0.01 | 0.01 | 0.06 | 0.02 | 0.01 | 0.01 | 0.01 | 0.01 | True | False | Non Federally-Regulated | 10/03/2022 |  | 10/14/2022
Ledra Brands, Inc. | Alphabet | NU4-RA-SW-25LM-27K-90-20D-NA-HET-**-**-IC-***-LTE | Light Emitting Diode | Inseparable Luminaire | Quick Connect | Forward Phase Cut Controls | 65.3 | 2700 | -0.0003 | 92 | 63 | 310 | 0.99 | Ambient | 50000 | 0.981 | 1 | 66000 | 0.05 | 20 | 21 | 0.03 | 0.01 | 0.01 | 0.01 | 0.01 | 0.01 | 0.03 | 0.01 | 0.01 | 0.01 | 0.01 | 0.01 | 0.06 | 0.02 | 0.01 | 0.01 | 0.01 | 0.01 | True | False | Non Federally-Regulated | 10/03/2022 |  | 10/14/2022
Ledra Brands, Inc. | Alphabet | NU4-RA-SW-25LM-30K-90-20D-NA-HET-**-**-IC-***-LTE | Light Emitting Diode | Inseparable Luminaire | Quick Connect | Forward Phase Cut Controls | 68.5 | 3000 | -0.0003 | 92 | 63 | 310 | 0.99 | Ambient | 50000 | 0.981 | 1 | 66000 | 0.05 | 20 | 21 | 0.03 | 0.01 | 0.01 | 0.01 | 0.01 | 0.01 | 0.03 | 0.01 | 0.01 | 0.01 | 0.01 | 0.01 | 0.06 | 0.02 | 0.01 | 0.01 | 0.01 | 0.01 | True | False | Non Federally-Regulated | 10/03/2022 |  | 10/14/2022
Ledra Brands, Inc. | Alphabet | NU4-RA-SW-25LM-35K-90-20D-NA-HET-**-**-IC-***-LTE | Light Emitting Diode | Inseparable Luminaire | Quick Connect | Forward Phase Cut Controls | 74.5 | 3500 | -0.0003 | 92 | 63 | 310 | 0.99 | Ambient | 50000 | 0.981 | 1 | 66000 | 0.05 | 20 | 21 | 0.03 | 0.01 | 0.01 | 0.01 | 0.01 | 0.01 | 0.03 | 0.01 | 0.01 | 0.01 | 0.01 | 0.01 | 0.06 | 0.02 | 0.01 | 0.01 | 0.01 | 0.01 | True | False | Non Federally-Regulated | 10/03/2022 |  | 10/14/2022
Ledra Brands, Inc. | Alphabet | NU4-RA-SW-25LM-40K-90-20D-NA-HET-**-**-IC-***-LTE | Light Emitting Diode | Inseparable Luminaire | Quick Connect | Forward Phase Cut Controls | 83.7 | 4000 | -0.0003 | 92 | 63 | 310 | 0.99 | Ambient | 50000 | 0.981 | 1 | 66000 | 0.05 | 20 | 21 | 0.03 | 0.01 | 0.01 | 0.01 | 0.01 | 0.01 | 0.03 | 0.01 | 0.01 | 0.01 | 0.01 | 0.01 | 0.06 | 0.02 | 0.01 | 0.01 | 0.01 | 0.01 | True | False | Non Federally-Regulated | 10/03/2022 |  | 10/14/2022
Ledra Brands, Inc. | Alphabet | NU4-RA-SW-20LM-27K-90-20D-NA-HET-**-**-IC-***-LTE | Light Emitting Diode | Inseparable Luminaire | Quick Connect | Forward Phase Cut Controls | 65.3 | 2700 | -0.0003 | 92 | 63 | 310 | 0.99 | Ambient | 50000 | 0.981 | 1 | 66000 | 0.05 | 20 | 21 | 0.03 | 0.01 | 0.01 | 0.01 | 0.01 | 0.01 | 0.03 | 0.01 | 0.01 | 0.01 | 0.01 | 0.01 | 0.06 | 0.02 | 0.01 | 0.01 | 0.01 | 0.01 | True | False | Non Federally-Regulated | 10/03/2022 |  | 10/14/2022
Ledra Brands, Inc. | Alphabet | NU4-RA-SW-20LM-30K-90-20D-NA-HET-**-**-IC-***-LTE | Light Emitting Diode | Inseparable Luminaire | Quick Connect | Forward Phase Cut Controls | 68.5 | 3000 | -0.0003 | 92 | 63 | 310 | 0.99 | Ambient | 50000 | 0.981 | 1 | 66000 | 0.05 | 20 | 21 | 0.03 | 0.01 | 0.01 | 0.01 | 0.01 | 0.01 | 0.03 | 0.01 | 0.01 | 0.01 | 0.01 | 0.01 | 0.06 | 0.02 | 0.01 | 0.01 | 0.01 | 0.01 | True | False | Non Federally-Regulated | 10/03/2022 |  | 10/14/2022
Ledra Brands, Inc. | Alphabet | NU4-RA-SW-20LM-35K-90-20D-NA-HET-**-**-IC-***-LTE | Light Emitting Diode | Inseparable Luminaire | Quick Connect | Forward Phase Cut Controls | 74.5 | 3500 | -0.0003 | 92 | 63 | 310 | 0.99 | Ambient | 50000 | 0.981 | 1 | 66000 | 0.05 | 20 | 21 | 0.03 | 0.01 | 0.01 | 0.01 | 0.01 | 0.01 | 0.03 | 0.01 | 0.01 | 0.01 | 0.01 | 0.01 | 0.06 | 0.02 | 0.01 | 0.01 | 0.01 | 0.01 | True | False | Non Federally-Regulated | 10/03/2022 |  | 10/14/2022
Ledra Brands, Inc. | Alphabet | NU4-RA-SW-20LM-40K-90-20D-NA-HET-**-**-IC-***-LTE | Light Emitting Diode | Inseparable Luminaire | Quick Connect | Forward Phase Cut Controls | 83.7 | 4000 | -0.0003 | 92 | 63 | 310 | 0.99 | Ambient | 50000 | 0.981 | 1 | 66000 | 0.05 | 20 | 21 | 0.03 | 0.01 | 0.01 | 0.01 | 0.01 | 0.01 | 0.03 | 0.01 | 0.01 | 0.01 | 0.01 | 0.01 | 0.06 | 0.02 | 0.01 | 0.01 | 0.01 | 0.01 | True | False | Non Federally-Regulated | 10/03/2022 |  | 10/14/2022
Ledra Brands, Inc. | Alphabet | NU4-RA-SW-15LM-27K-90-20D-NA-HET-**-**-IC-***-LTE | Light Emitting Diode | Inseparable Luminaire | Quick Connect | Forward Phase Cut Controls | 65.3 | 2700 | -0.0003 | 92 | 63 | 310 | 0.99 | Ambient | 50000 | 0.981 | 1 | 66000 | 0.05 | 20 | 21 | 0.03 | 0.01 | 0.01 | 0.01 | 0.01 | 0.01 | 0.03 | 0.01 | 0.01 | 0.01 | 0.01 | 0.01 | 0.06 | 0.02 | 0.01 | 0.01 | 0.01 | 0.01 | True | False | Non Federally-Regulated | 10/03/2022 |  | 10/14/2022
Ledra Brands, Inc. | Alphabet | NU4-RA-SW-15LM-30K-90-20D-NA-HET-**-**-IC-***-LTE | Light Emitting Diode | Inseparable Luminaire | Quick Connect | Forward Phase Cut Controls | 68.5 | 3000 | -0.0003 | 92 | 63 | 310 | 0.99 | Ambient | 50000 | 0.981 | 1 | 66000 | 0.05 | 20 | 21 | 0.03 | 0.01 | 0.01 | 0.01 | 0.01 | 0.01 | 0.03 | 0.01 | 0.01 | 0.01 | 0.01 | 0.01 | 0.06 | 0.02 | 0.01 | 0.01 | 0.01 | 0.01 | True | False | Non Federally-Regulated | 10/03/2022 |  | 10/14/2022
Ledra Brands, Inc. | Alphabet | NU4-RA-SW-15LM-35K-90-20D-NA-HET-**-**-IC-***-LTE | Light Emitting Diode | Inseparable Luminaire | Quick Connect | Forward Phase Cut Controls | 74.5 | 3500 | -0.0003 | 92 | 63 | 310 | 0.99 | Ambient | 50000 | 0.981 | 1 | 66000 | 0.05 | 20 | 21 | 0.03 | 0.01 | 0.01 | 0.01 | 0.01 | 0.01 | 0.03 | 0.01 | 0.01 | 0.01 | 0.01 | 0.01 | 0.06 | 0.02 | 0.01 | 0.01 | 0.01 | 0.01 | True | False | Non Federally-Regulated | 10/03/2022 |  | 10/14/2022
Ledra Brands, Inc. | Alphabet | NU4-RA-SW-15LM-40K-90-20D-NA-HET-**-**-IC-***-LTE | Light Emitting Diode | Inseparable Luminaire | Quick Connect | Forward Phase Cut Controls | 83.7 | 4000 | -0.0003 | 92 | 63 | 310 | 0.99 | Ambient | 50000 | 0.981 | 1 | 66000 | 0.05 | 20 | 21 | 0.03 | 0.01 | 0.01 | 0.01 | 0.01 | 0.01 | 0.03 | 0.01 | 0.01 | 0.01 | 0.01 | 0.01 | 0.06 | 0.02 | 0.01 | 0.01 | 0.01 | 0.01 | True | False | Non Federally-Regulated | 10/03/2022 |  | 10/14/2022
Ledra Brands, Inc. | Alphabet | NU4-RA-SW-10LM-27K-90-20D-NA-HET-**-**-IC-***-LTE | Light Emitting Diode | Inseparable Luminaire | Quick Connect | Forward Phase Cut Controls | 65.3 | 2700 | -0.0003 | 92 | 63 | 310 | 0.99 | Ambient | 50000 | 0.981 | 1 | 66000 | 0.05 | 20 | 21 | 0.03 | 0.01 | 0.01 | 0.01 | 0.01 | 0.01 | 0.03 | 0.01 | 0.01 | 0.01 | 0.01 | 0.01 | 0.06 | 0.02 | 0.01 | 0.01 | 0.01 | 0.01 | True | False | Non Federally-Regulated | 10/03/2022 |  | 10/14/2022
Ledra Brands, Inc. | Alphabet | NU4-RA-SW-10LM-30K-90-20D-NA-HET-**-**-IC-***-LTE | Light Emitting Diode | Inseparable Luminaire | Quick Connect | Forward Phase Cut Controls | 68.5 | 3000 | -0.0003 | 92 | 63 | 310 | 0.99 | Ambient | 50000 | 0.981 | 1 | 66000 | 0.05 | 20 | 21 | 0.03 | 0.01 | 0.01 | 0.01 | 0.01 | 0.01 | 0.03 | 0.01 | 0.01 | 0.01 | 0.01 | 0.01 | 0.06 | 0.02 | 0.01 | 0.01 | 0.01 | 0.01 | True | False | Non Federally-Regulated | 10/03/2022 |  | 10/14/2022
Ledra Brands, Inc. | Alphabet | NU4-RA-SW-10LM-35K-90-20D-NA-HET-**-**-IC-***-LTE | Light Emitting Diode | Inseparable Luminaire | Quick Connect | Forward Phase Cut Controls | 74.5 | 3500 | -0.0003 | 92 | 63 | 310 | 0.99 | Ambient | 50000 | 0.981 | 1 | 66000 | 0.05 | 20 | 21 | 0.03 | 0.01 | 0.01 | 0.01 | 0.01 | 0.01 | 0.03 | 0.01 | 0.01 | 0.01 | 0.01 | 0.01 | 0.06 | 0.02 | 0.01 | 0.01 | 0.01 | 0.01 | True | False | Non Federally-Regulated | 10/03/2022 |  | 10/14/2022
Ledra Brands, Inc. | Alphabet | NU4-RA-SW-10LM-40K-90-20D-NA-HET-**-**-IC-***-LTE | Light Emitting Diode | Inseparable Luminaire | Quick Connect | Forward Phase Cut Controls | 83.7 | 4000 | -0.0003 | 92 | 63 | 310 | 0.99 | Ambient | 50000 | 0.981 | 1 | 66000 | 0.05 | 20 | 21 | 0.03 | 0.01 | 0.01 | 0.01 | 0.01 | 0.01 | 0.03 | 0.01 | 0.01 | 0.01 | 0.01 | 0.01 | 0.06 | 0.02 | 0.01 | 0.01 | 0.01 | 0.01 | True | False | Non Federally-Regulated | 10/03/2022 |  | 10/14/2022
Ledra Brands, Inc. | Alphabet | NU4-RA-SW-25LM-27K-90- 25D-NA-HET-**-**-IC-***-LTE | Light Emitting Diode | Inseparable Luminaire | Quick Connect | Forward Phase Cut Controls | 67.4 | 2700 | -0.0003 | 92 | 63 | 310 | 0.99 | Ambient | 50000 | 0.981 | 1 | 66000 | 0.05 | 20 | 21 | 0.03 | 0.01 | 0.01 | 0.01 | 0.01 | 0.01 | 0.03 | 0.01 | 0.01 | 0.01 | 0.01 | 0.01 | 0.06 | 0.02 | 0.01 | 0.01 | 0.01 | 0.01 | True | False | Non Federally-Regulated | 10/03/2022 |  | 10/14/2022
Ledra Brands, Inc. | Alphabet | NU4-RA-SW-25LM-30K-90- 25D-NA-HET-**-**-IC-***-LTE | Light Emitting Diode | Inseparable Luminaire | Quick Connect | Forward Phase Cut Controls | 70.8 | 3000 | -0.0003 | 92 | 63 | 310 | 0.99 | Ambient | 50000 | 0.981 | 1 | 66000 | 0.05 | 20 | 21 | 0.03 | 0.01 | 0.01 | 0.01 | 0.01 | 0.01 | 0.03 | 0.01 | 0.01 | 0.01 | 0.01 | 0.01 | 0.06 | 0.02 | 0.01 | 0.01 | 0.01 | 0.01 | True | False | Non Federally-Regulated | 10/03/2022 |  | 10/14/2022
Ledra Brands, Inc. | Alphabet | NU4-RA-SW-25LM-35K-90- 25D-NA-HET-**-**-IC-***-LTE | Light Emitting Diode | Inseparable Luminaire | Quick Connect | Forward Phase Cut Controls | 76.9 | 3500 | -0.0003 | 92 | 63 | 310 | 0.99 | Ambient | 50000 | 0.981 | 1 | 66000 | 0.05 | 20 | 21 | 0.03 | 0.01 | 0.01 | 0.01 | 0.01 | 0.01 | 0.03 | 0.01 | 0.01 | 0.01 | 0.01 | 0.01 | 0.06 | 0.02 | 0.01 | 0.01 | 0.01 | 0.01 | True | False | Non Federally-Regulated | 10/03/2022 |  | 10/14/2022
Ledra Brands, Inc. | Alphabet | NU4-RA-SW-25LM-40K-90- 25D-NA-HET-**-**-IC-***-LTE | Light Emitting Diode | Inseparable Luminaire | Quick Connect | Forward Phase Cut Controls | 86.4 | 4000 | -0.0003 | 92 | 63 | 310 | 0.99 | Ambient | 50000 | 0.981 | 1 | 66000 | 0.05 | 20 | 21 | 0.03 | 0.01 | 0.01 | 0.01 | 0.01 | 0.01 | 0.03 | 0.01 | 0.01 | 0.01 | 0.01 | 0.01 | 0.06 | 0.02 | 0.01 | 0.01 | 0.01 | 0.01 | True | False | Non Federally-Regulated | 10/03/2022 |  | 10/14/2022
Ledra Brands, Inc. | Alphabet | NU4-RA-SW-20LM-27K-90- 25D-NA-HET-**-**-IC-***-LTE | Light Emitting Diode | Inseparable Luminaire | Quick Connect | Forward Phase Cut Controls | 67.4 | 2700 | -0.0003 | 92 | 63 | 310 | 0.99 | Ambient | 50000 | 0.981 | 1 | 66000 | 0.05 | 20 | 21 | 0.03 | 0.01 | 0.01 | 0.01 | 0.01 | 0.01 | 0.03 | 0.01 | 0.01 | 0.01 | 0.01 | 0.01 | 0.06 | 0.02 | 0.01 | 0.01 | 0.01 | 0.01 | True | False | Non Federally-Regulated | 10/03/2022 |  | 10/14/2022
Ledra Brands, Inc. | Alphabet | NU4-RA-SW-20LM-30K-90- 25D-NA-HET-**-**-IC-***-LTE | Light Emitting Diode | Inseparable Luminaire | Quick Connect | Forward Phase Cut Controls | 70.8 | 3000 | -0.0003 | 92 | 63 | 310 | 0.99 | Ambient | 50000 | 0.981 | 1 | 66000 | 0.05 | 20 | 21 | 0.03 | 0.01 | 0.01 | 0.01 | 0.01 | 0.01 | 0.03 | 0.01 | 0.01 | 0.01 | 0.01 | 0.01 | 0.06 | 0.02 | 0.01 | 0.01 | 0.01 | 0.01 | True | False | Non Federally-Regulated | 10/03/2022 |  | 10/14/2022
Ledra Brands, Inc. | Alphabet | NU4-RA-SW-20LM-35K-90- 25D-NA-HET-**-**-IC-***-LTE | Light Emitting Diode | Inseparable Luminaire | Quick Connect | Forward Phase Cut Controls | 76.9 | 3500 | -0.0003 | 92 | 63 | 310 | 0.99 | Ambient | 50000 | 0.981 | 1 | 66000 | 0.05 | 20 | 21 | 0.03 | 0.01 | 0.01 | 0.01 | 0.01 | 0.01 | 0.03 | 0.01 | 0.01 | 0.01 | 0.01 | 0.01 | 0.06 | 0.02 | 0.01 | 0.01 | 0.01 | 0.01 | True | False | Non Federally-Regulated | 10/03/2022 |  | 10/14/2022
Ledra Brands, Inc. | Alphabet | NU4-RA-SW-20LM-40K-90- 25D-NA-HET-**-**-IC-***-LTE | Light Emitting Diode | Inseparable Luminaire | Quick Connect | Forward Phase Cut Controls | 86.4 | 4000 | -0.0003 | 92 | 63 | 310 | 0.99 | Ambient | 50000 | 0.981 | 1 | 66000 | 0.05 | 20 | 21 | 0.03 | 0.01 | 0.01 | 0.01 | 0.01 | 0.01 | 0.03 | 0.01 | 0.01 | 0.01 | 0.01 | 0.01 | 0.06 | 0.02 | 0.01 | 0.01 | 0.01 | 0.01 | True | False | Non Federally-Regulated | 10/03/2022 |  | 10/14/2022
Ledra Brands, Inc. | Alphabet | NU4-RA-SW-15LM-27K-90- 25D-NA-HET-**-**-IC-***-LTE | Light Emitting Diode | Inseparable Luminaire | Quick Connect | Forward Phase Cut Controls | 67.4 | 2700 | -0.0003 | 92 | 63 | 310 | 0.99 | Ambient | 50000 | 0.981 | 1 | 66000 | 0.05 | 20 | 21 | 0.03 | 0.01 | 0.01 | 0.01 | 0.01 | 0.01 | 0.03 | 0.01 | 0.01 | 0.01 | 0.01 | 0.01 | 0.06 | 0.02 | 0.01 | 0.01 | 0.01 | 0.01 | True | False | Non Federally-Regulated | 10/03/2022 |  | 10/14/2022
Ledra Brands, Inc. | Alphabet | NU4-RA-SW-15LM-30K-90- 25D-NA-HET-**-**-IC-***-LTE | Light Emitting Diode | Inseparable Luminaire | Quick Connect | Forward Phase Cut Controls | 70.8 | 3000 | -0.0003 | 92 | 63 | 310 | 0.99 | Ambient | 50000 | 0.981 | 1 | 66000 | 0.05 | 20 | 21 | 0.03 | 0.01 | 0.01 | 0.01 | 0.01 | 0.01 | 0.03 | 0.01 | 0.01 | 0.01 | 0.01 | 0.01 | 0.06 | 0.02 | 0.01 | 0.01 | 0.01 | 0.01 | True | False | Non Federally-Regulated | 10/03/2022 |  | 10/14/2022
Ledra Brands, Inc. | Alphabet | NU4-RA-SW-15LM-35K-90- 25D-NA-HET-**-**-IC-***-LTE | Light Emitting Diode | Inseparable Luminaire | Quick Connect | Forward Phase Cut Controls | 76.9 | 3500 | -0.0003 | 92 | 63 | 310 | 0.99 | Ambient | 50000 | 0.981 | 1 | 66000 | 0.05 | 20 | 21 | 0.03 | 0.01 | 0.01 | 0.01 | 0.01 | 0.01 | 0.03 | 0.01 | 0.01 | 0.01 | 0.01 | 0.01 | 0.06 | 0.02 | 0.01 | 0.01 | 0.01 | 0.01 | True | False | Non Federally-Regulated | 10/03/2022 |  | 10/14/2022
Ledra Brands, Inc. | Alphabet | NU4-RA-SW-15LM-40K-90- 25D-NA-HET-**-**-IC-***-LTE | Light Emitting Diode | Inseparable Luminaire | Quick Connect | Forward Phase Cut Controls | 86.4 | 4000 | -0.0003 | 92 | 63 | 310 | 0.99 | Ambient | 50000 | 0.981 | 1 | 66000 | 0.05 | 20 | 21 | 0.03 | 0.01 | 0.01 | 0.01 | 0.01 | 0.01 | 0.03 | 0.01 | 0.01 | 0.01 | 0.01 | 0.01 | 0.06 | 0.02 | 0.01 | 0.01 | 0.01 | 0.01 | True | False | Non Federally-Regulated | 10/03/2022 |  | 10/14/2022
Ledra Brands, Inc. | Alphabet | NU4-RA-SW-10LM-27K-90- 25D-NA-HET-**-**-IC-***-LTE | Light Emitting Diode | Inseparable Luminaire | Quick Connect | Forward Phase Cut Controls | 67.4 | 2700 | -0.0003 | 92 | 63 | 310 | 0.99 | Ambient | 50000 | 0.981 | 1 | 66000 | 0.05 | 20 | 21 | 0.03 | 0.01 | 0.01 | 0.01 | 0.01 | 0.01 | 0.03 | 0.01 | 0.01 | 0.01 | 0.01 | 0.01 | 0.06 | 0.02 | 0.01 | 0.01 | 0.01 | 0.01 | True | False | Non Federally-Regulated | 10/03/2022 |  | 10/14/2022
Ledra Brands, Inc. | Alphabet | NU4-RA-SW-10LM-30K-90- 25D-NA-HET-**-**-IC-***-LTE | Light Emitting Diode | Inseparable Luminaire | Quick Connect | Forward Phase Cut Controls | 70.8 | 3000 | -0.0003 | 92 | 63 | 310 | 0.99 | Ambient | 50000 | 0.981 | 1 | 66000 | 0.05 | 20 | 21 | 0.03 | 0.01 | 0.01 | 0.01 | 0.01 | 0.01 | 0.03 | 0.01 | 0.01 | 0.01 | 0.01 | 0.01 | 0.06 | 0.02 | 0.01 | 0.01 | 0.01 | 0.01 | True | False | Non Federally-Regulated | 10/03/2022 |  | 10/14/2022
Ledra Brands, Inc. | Alphabet | NU4-RA-SW-10LM-35K-90- 25D-NA-HET-**-**-IC-***-LTE | Light Emitting Diode | Inseparable Luminaire | Quick Connect | Forward Phase Cut Controls | 76.9 | 3500 | -0.0003 | 92 | 63 | 310 | 0.99 | Ambient | 50000 | 0.981 | 1 | 66000 | 0.05 | 20 | 21 | 0.03 | 0.01 | 0.01 | 0.01 | 0.01 | 0.01 | 0.03 | 0.01 | 0.01 | 0.01 | 0.01 | 0.01 | 0.06 | 0.02 | 0.01 | 0.01 | 0.01 | 0.01 | True | False | Non Federally-Regulated | 10/03/2022 |  | 10/14/2022
Ledra Brands, Inc. | Alphabet | NU4-RA-SW-10LM-40K-90- 25D-NA-HET-**-**-IC-***-LTE | Light Emitting Diode | Inseparable Luminaire | Quick Connect | Forward Phase Cut Controls | 86.4 | 4000 | -0.0003 | 92 | 63 | 310 | 0.99 | Ambient | 50000 | 0.981 | 1 | 66000 | 0.05 | 20 | 21 | 0.03 | 0.01 | 0.01 | 0.01 | 0.01 | 0.01 | 0.03 | 0.01 | 0.01 | 0.01 | 0.01 | 0.01 | 0.06 | 0.02 | 0.01 | 0.01 | 0.01 | 0.01 | True | False | Non Federally-Regulated | 10/03/2022 |  | 10/14/2022
Ledra Brands, Inc. | Alphabet | NU4-RA-SW-25LM-27K-90- 35D-NA-HET-**-**-IC-***-LTE | Light Emitting Diode | Inseparable Luminaire | Quick Connect | Forward Phase Cut Controls | 72.5 | 2700 | -0.0003 | 92 | 63 | 310 | 0.99 | Ambient | 50000 | 0.981 | 1 | 66000 | 0.05 | 20 | 21 | 0.03 | 0.01 | 0.01 | 0.01 | 0.01 | 0.01 | 0.03 | 0.01 | 0.01 | 0.01 | 0.01 | 0.01 | 0.06 | 0.02 | 0.01 | 0.01 | 0.01 | 0.01 | True | False | Non Federally-Regulated | 10/03/2022 |  | 10/14/2022
Ledra Brands, Inc. | Alphabet | NU4-RA-SW-25LM-30K-90- 35D-NA-HET-**-**-IC-***-LTE | Light Emitting Diode | Inseparable Luminaire | Quick Connect | Forward Phase Cut Controls | 76.1 | 3000 | -0.0003 | 92 | 63 | 310 | 0.99 | Ambient | 50000 | 0.981 | 1 | 66000 | 0.05 | 20 | 21 | 0.03 | 0.01 | 0.01 | 0.01 | 0.01 | 0.01 | 0.03 | 0.01 | 0.01 | 0.01 | 0.01 | 0.01 | 0.06 | 0.02 | 0.01 | 0.01 | 0.01 | 0.01 | True | False | Non Federally-Regulated | 10/03/2022 |  | 10/14/2022
Ledra Brands, Inc. | Alphabet | NU4-RA-SW-25LM-35K-90- 35D-NA-HET-**-**-IC-***-LTE | Light Emitting Diode | Inseparable Luminaire | Quick Connect | Forward Phase Cut Controls | 82.7 | 3500 | -0.0003 | 92 | 63 | 310 | 0.99 | Ambient | 50000 | 0.981 | 1 | 66000 | 0.05 | 20 | 21 | 0.03 | 0.01 | 0.01 | 0.01 | 0.01 | 0.01 | 0.03 | 0.01 | 0.01 | 0.01 | 0.01 | 0.01 | 0.06 | 0.02 | 0.01 | 0.01 | 0.01 | 0.01 | True | False | Non Federally-Regulated | 10/03/2022 |  | 10/14/2022
Ledra Brands, Inc. | Alphabet | NU4-RA-SW-25LM-40K-90- 35D-NA-HET-**-**-IC-***-LTE | Light Emitting Diode | Inseparable Luminaire | Quick Connect | Forward Phase Cut Controls | 92.9 | 4000 | -0.0003 | 92 | 63 | 310 | 0.99 | Ambient | 50000 | 0.981 | 1 | 66000 | 0.05 | 20 | 21 | 0.03 | 0.01 | 0.01 | 0.01 | 0.01 | 0.01 | 0.03 | 0.01 | 0.01 | 0.01 | 0.01 | 0.01 | 0.06 | 0.02 | 0.01 | 0.01 | 0.01 | 0.01 | True | False | Non Federally-Regulated | 10/03/2022 |  | 10/14/2022
Ledra Brands, Inc. | Alphabet | NU4-RA-SW-20LM-27K-90- 35D-NA-HET-**-**-IC-***-LTE | Light Emitting Diode | Inseparable Luminaire | Quick Connect | Forward Phase Cut Controls | 72.5 | 2700 | -0.0003 | 92 | 63 | 310 | 0.99 | Ambient | 50000 | 0.981 | 1 | 66000 | 0.05 | 20 | 21 | 0.03 | 0.01 | 0.01 | 0.01 | 0.01 | 0.01 | 0.03 | 0.01 | 0.01 | 0.01 | 0.01 | 0.01 | 0.06 | 0.02 | 0.01 | 0.01 | 0.01 | 0.01 | True | False | Non Federally-Regulated | 10/03/2022 |  | 10/14/2022
Ledra Brands, Inc. | Alphabet | NU4-RA-SW-20LM-30K-90- 35D-NA-HET-**-**-IC-***-LTE | Light Emitting Diode | Inseparable Luminaire | Quick Connect | Forward Phase Cut Controls | 76.1 | 3000 | -0.0003 | 92 | 63 | 310 | 0.99 | Ambient | 50000 | 0.981 | 1 | 66000 | 0.05 | 20 | 21 | 0.03 | 0.01 | 0.01 | 0.01 | 0.01 | 0.01 | 0.03 | 0.01 | 0.01 | 0.01 | 0.01 | 0.01 | 0.06 | 0.02 | 0.01 | 0.01 | 0.01 | 0.01 | True | False | Non Federally-Regulated | 10/03/2022 |  | 10/14/2022
Ledra Brands, Inc. | Alphabet | NU4-RA-SW-20LM-35K-90- 35D-NA-HET-**-**-IC-***-LTE | Light Emitting Diode | Inseparable Luminaire | Quick Connect | Forward Phase Cut Controls | 82.7 | 3500 | -0.0003 | 92 | 63 | 310 | 0.99 | Ambient | 50000 | 0.981 | 1 | 66000 | 0.05 | 20 | 21 | 0.03 | 0.01 | 0.01 | 0.01 | 0.01 | 0.01 | 0.03 | 0.01 | 0.01 | 0.01 | 0.01 | 0.01 | 0.06 | 0.02 | 0.01 | 0.01 | 0.01 | 0.01 | True | False | Non Federally-Regulated | 10/03/2022 |  | 10/14/2022
Ledra Brands, Inc. | Alphabet | NU4-RA-SW-20LM-40K-90- 35D-NA-HET-**-**-IC-***-LTE | Light Emitting Diode | Inseparable Luminaire | Quick Connect | Forward Phase Cut Controls | 92.9 | 4000 | -0.0003 | 92 | 63 | 310 | 0.99 | Ambient | 50000 | 0.981 | 1 | 66000 | 0.05 | 20 | 21 | 0.03 | 0.01 | 0.01 | 0.01 | 0.01 | 0.01 | 0.03 | 0.01 | 0.01 | 0.01 | 0.01 | 0.01 | 0.06 | 0.02 | 0.01 | 0.01 | 0.01 | 0.01 | True | False | Non Federally-Regulated | 10/03/2022 |  | 10/14/2022
Ledra Brands, Inc. | Alphabet | NU4-RA-SW-15LM-27K-90- 35D-NA-HET-**-**-IC-***-LTE | Light Emitting Diode | Inseparable Luminaire | Quick Connect | Forward Phase Cut Controls | 72.5 | 2700 | -0.0003 | 92 | 63 | 310 | 0.99 | Ambient | 50000 | 0.981 | 1 | 66000 | 0.05 | 20 | 21 | 0.03 | 0.01 | 0.01 | 0.01 | 0.01 | 0.01 | 0.03 | 0.01 | 0.01 | 0.01 | 0.01 | 0.01 | 0.06 | 0.02 | 0.01 | 0.01 | 0.01 | 0.01 | True | False | Non Federally-Regulated | 10/03/2022 |  | 10/14/2022
Ledra Brands, Inc. | Alphabet | NU4-RA-SW-15LM-30K-90- 35D-NA-HET-**-**-IC-***-LTE | Light Emitting Diode | Inseparable Luminaire | Quick Connect | Forward Phase Cut Controls | 76.1 | 3000 | -0.0003 | 92 | 63 | 310 | 0.99 | Ambient | 50000 | 0.981 | 1 | 66000 | 0.05 | 20 | 21 | 0.03 | 0.01 | 0.01 | 0.01 | 0.01 | 0.01 | 0.03 | 0.01 | 0.01 | 0.01 | 0.01 | 0.01 | 0.06 | 0.02 | 0.01 | 0.01 | 0.01 | 0.01 | True | False | Non Federally-Regulated | 10/03/2022 |  | 10/14/2022
Ledra Brands, Inc. | Alphabet | NU4-RA-SW-15LM-35K-90- 35D-NA-HET-**-**-IC-***-LTE | Light Emitting Diode | Inseparable Luminaire | Quick Connect | Forward Phase Cut Controls | 82.7 | 3500 | -0.0003 | 92 | 63 | 310 | 0.99 | Ambient | 50000 | 0.981 | 1 | 66000 | 0.05 | 20 | 21 | 0.03 | 0.01 | 0.01 | 0.01 | 0.01 | 0.01 | 0.03 | 0.01 | 0.01 | 0.01 | 0.01 | 0.01 | 0.06 | 0.02 | 0.01 | 0.01 | 0.01 | 0.01 | True | False | Non Federally-Regulated | 10/03/2022 |  | 10/14/2022
Ledra Brands, Inc. | Alphabet | NU4-RA-SW-15LM-40K-90- 35D-NA-HET-**-**-IC-***-LTE | Light Emitting Diode | Inseparable Luminaire | Quick Connect | Forward Phase Cut Controls | 92.9 | 4000 | -0.0003 | 92 | 63 | 310 | 0.99 | Ambient | 50000 | 0.981 | 1 | 66000 | 0.05 | 20 | 21 | 0.03 | 0.01 | 0.01 | 0.01 | 0.01 | 0.01 | 0.03 | 0.01 | 0.01 | 0.01 | 0.01 | 0.01 | 0.06 | 0.02 | 0.01 | 0.01 | 0.01 | 0.01 | True | False | Non Federally-Regulated | 10/03/2022 |  | 10/14/2022
Ledra Brands, Inc. | Alphabet | NU4-RA-SW-10LM-27K-90- 35D-NA-HET-**-**-IC-***-LTE | Light Emitting Diode | Inseparable Luminaire | Quick Connect | Forward Phase Cut Controls | 72.5 | 2700 | -0.0003 | 92 | 63 | 310 | 0.99 | Ambient | 50000 | 0.981 | 1 | 66000 | 0.05 | 20 | 21 | 0.03 | 0.01 | 0.01 | 0.01 | 0.01 | 0.01 | 0.03 | 0.01 | 0.01 | 0.01 | 0.01 | 0.01 | 0.06 | 0.02 | 0.01 | 0.01 | 0.01 | 0.01 | True | False | Non Federally-Regulated | 10/03/2022 |  | 10/14/2022
Ledra Brands, Inc. | Alphabet | NU4-RA-SW-10LM-30K-90- 35D-NA-HET-**-**-IC-***-LTE | Light Emitting Diode | Inseparable Luminaire | Quick Connect | Forward Phase Cut Controls | 76.1 | 3000 | -0.0003 | 92 | 63 | 310 | 0.99 | Ambient | 50000 | 0.981 | 1 | 66000 | 0.05 | 20 | 21 | 0.03 | 0.01 | 0.01 | 0.01 | 0.01 | 0.01 | 0.03 | 0.01 | 0.01 | 0.01 | 0.01 | 0.01 | 0.06 | 0.02 | 0.01 | 0.01 | 0.01 | 0.01 | True | False | Non Federally-Regulated | 10/03/2022 |  | 10/14/2022
Ledra Brands, Inc. | Alphabet | NU4-RA-SW-10LM-35K-90- 35D-NA-HET-**-**-IC-***-LTE | Light Emitting Diode | Inseparable Luminaire | Quick Connect | Forward Phase Cut Controls | 82.7 | 3500 | -0.0003 | 92 | 63 | 310 | 0.99 | Ambient | 50000 | 0.981 | 1 | 66000 | 0.05 | 20 | 21 | 0.03 | 0.01 | 0.01 | 0.01 | 0.01 | 0.01 | 0.03 | 0.01 | 0.01 | 0.01 | 0.01 | 0.01 | 0.06 | 0.02 | 0.01 | 0.01 | 0.01 | 0.01 | True | False | Non Federally-Regulated | 10/03/2022 |  | 10/14/2022
Ledra Brands, Inc. | Alphabet | NU4-RA-SW-10LM-40K-90- 35D-NA-HET-**-**-IC-***-LTE | Light Emitting Diode | Inseparable Luminaire | Quick Connect | Forward Phase Cut Controls | 92.9 | 4000 | -0.0003 | 92 | 63 | 310 | 0.99 | Ambient | 50000 | 0.981 | 1 | 66000 | 0.05 | 20 | 21 | 0.03 | 0.01 | 0.01 | 0.01 | 0.01 | 0.01 | 0.03 | 0.01 | 0.01 | 0.01 | 0.01 | 0.01 | 0.06 | 0.02 | 0.01 | 0.01 | 0.01 | 0.01 | True | False | Non Federally-Regulated | 10/03/2022 |  | 10/14/2022
Ledra Brands, Inc. | Alphabet | NU4-RA-SW-25LM-27K-90- 55D-NA-HET-**-**-IC-***-LTE | Light Emitting Diode | Inseparable Luminaire | Quick Connect | Forward Phase Cut Controls | 75.6 | 2700 | -0.0003 | 92 | 63 | 310 | 0.99 | Ambient | 50000 | 0.981 | 1 | 66000 | 0.05 | 20 | 21 | 0.03 | 0.01 | 0.01 | 0.01 | 0.01 | 0.01 | 0.03 | 0.01 | 0.01 | 0.01 | 0.01 | 0.01 | 0.06 | 0.02 | 0.01 | 0.01 | 0.01 | 0.01 | True | False | Non Federally-Regulated | 10/03/2022 |  | 10/14/2022
Ledra Brands, Inc. | Alphabet | NU4-RA-SW-25LM-30K-90- 55D-NA-HET-**-**-IC-***-LTE | Light Emitting Diode | Inseparable Luminaire | Quick Connect | Forward Phase Cut Controls | 79.4 | 3000 | -0.0003 | 92 | 63 | 310 | 0.99 | Ambient | 50000 | 0.981 | 1 | 66000 | 0.05 | 20 | 21 | 0.03 | 0.01 | 0.01 | 0.01 | 0.01 | 0.01 | 0.03 | 0.01 | 0.01 | 0.01 | 0.01 | 0.01 | 0.06 | 0.02 | 0.01 | 0.01 | 0.01 | 0.01 | True | False | Non Federally-Regulated | 10/03/2022 |  | 10/14/2022
Ledra Brands, Inc. | Alphabet | NU4-RA-SW-25LM-35K-90- 55D-NA-HET-**-**-IC-***-LTE | Light Emitting Diode | Inseparable Luminaire | Quick Connect | Forward Phase Cut Controls | 86.2 | 3500 | -0.0003 | 92 | 63 | 310 | 0.99 | Ambient | 50000 | 0.981 | 1 | 66000 | 0.05 | 20 | 21 | 0.03 | 0.01 | 0.01 | 0.01 | 0.01 | 0.01 | 0.03 | 0.01 | 0.01 | 0.01 | 0.01 | 0.01 | 0.06 | 0.02 | 0.01 | 0.01 | 0.01 | 0.01 | True | False | Non Federally-Regulated | 10/03/2022 |  | 10/14/2022
Ledra Brands, Inc. | Alphabet | NU4-RA-SW-25LM-40K-90- 55D-NA-HET-**-**-IC-***-LTE | Light Emitting Diode | Inseparable Luminaire | Quick Connect | Forward Phase Cut Controls | 97 | 4000 | -0.0003 | 92 | 63 | 310 | 0.99 | Ambient | 50000 | 0.981 | 1 | 66000 | 0.05 | 20 | 21 | 0.03 | 0.01 | 0.01 | 0.01 | 0.01 | 0.01 | 0.03 | 0.01 | 0.01 | 0.01 | 0.01 | 0.01 | 0.06 | 0.02 | 0.01 | 0.01 | 0.01 | 0.01 | True | False | Non Federally-Regulated | 10/03/2022 |  | 10/14/2022
Ledra Brands, Inc. | Alphabet | NU4-RA-SW-20LM-27K-90- 55D-NA-HET-**-**-IC-***-LTE | Light Emitting Diode | Inseparable Luminaire | Quick Connect | Forward Phase Cut Controls | 75.6 | 2700 | -0.0003 | 92 | 63 | 310 | 0.99 | Ambient | 50000 | 0.981 | 1 | 66000 | 0.05 | 20 | 21 | 0.03 | 0.01 | 0.01 | 0.01 | 0.01 | 0.01 | 0.03 | 0.01 | 0.01 | 0.01 | 0.01 | 0.01 | 0.06 | 0.02 | 0.01 | 0.01 | 0.01 | 0.01 | True | False | Non Federally-Regulated | 10/03/2022 |  | 10/14/2022
Ledra Brands, Inc. | Alphabet | NU4-RA-SW-20LM-30K-90- 55D-NA-HET-**-**-IC-***-LTE | Light Emitting Diode | Inseparable Luminaire | Quick Connect | Forward Phase Cut Controls | 79.4 | 3000 | -0.0003 | 92 | 63 | 310 | 0.99 | Ambient | 50000 | 0.981 | 1 | 66000 | 0.05 | 20 | 21 | 0.03 | 0.01 | 0.01 | 0.01 | 0.01 | 0.01 | 0.03 | 0.01 | 0.01 | 0.01 | 0.01 | 0.01 | 0.06 | 0.02 | 0.01 | 0.01 | 0.01 | 0.01 | True | False | Non Federally-Regulated | 10/03/2022 |  | 10/14/2022
Ledra Brands, Inc. | Alphabet | NU4-RA-SW-20LM-35K-90- 55D-NA-HET-**-**-IC-***-LTE | Light Emitting Diode | Inseparable Luminaire | Quick Connect | Forward Phase Cut Controls | 86.2 | 3500 | -0.0003 | 92 | 63 | 310 | 0.99 | Ambient | 50000 | 0.981 | 1 | 66000 | 0.05 | 20 | 21 | 0.03 | 0.01 | 0.01 | 0.01 | 0.01 | 0.01 | 0.03 | 0.01 | 0.01 | 0.01 | 0.01 | 0.01 | 0.06 | 0.02 | 0.01 | 0.01 | 0.01 | 0.01 | True | False | Non Federally-Regulated | 10/03/2022 |  | 10/14/2022
Ledra Brands, Inc. | Alphabet | NU4-RA-SW-20LM-40K-90- 55D-NA-HET-**-**-IC-***-LTE | Light Emitting Diode | Inseparable Luminaire | Quick Connect | Forward Phase Cut Controls | 97 | 4000 | -0.0003 | 92 | 63 | 310 | 0.99 | Ambient | 50000 | 0.981 | 1 | 66000 | 0.05 | 20 | 21 | 0.03 | 0.01 | 0.01 | 0.01 | 0.01 | 0.01 | 0.03 | 0.01 | 0.01 | 0.01 | 0.01 | 0.01 | 0.06 | 0.02 | 0.01 | 0.01 | 0.01 | 0.01 | True | False | Non Federally-Regulated | 10/03/2022 |  | 10/14/2022
Ledra Brands, Inc. | Alphabet | NU4-RA-SW-15LM-27K-90- 55D-NA-HET-**-**-IC-***-LTE | Light Emitting Diode | Inseparable Luminaire | Quick Connect | Forward Phase Cut Controls | 75.6 | 2700 | -0.0003 | 92 | 63 | 310 | 0.99 | Ambient | 50000 | 0.981 | 1 | 66000 | 0.05 | 20 | 21 | 0.03 | 0.01 | 0.01 | 0.01 | 0.01 | 0.01 | 0.03 | 0.01 | 0.01 | 0.01 | 0.01 | 0.01 | 0.06 | 0.02 | 0.01 | 0.01 | 0.01 | 0.01 | True | False | Non Federally-Regulated | 10/03/2022 |  | 10/14/2022
Ledra Brands, Inc. | Alphabet | NU4-RA-SW-15LM-30K-90- 55D-NA-HET-**-**-IC-***-LTE | Light Emitting Diode | Inseparable Luminaire | Quick Connect | Forward Phase Cut Controls | 79.4 | 3000 | -0.0003 | 92 | 63 | 310 | 0.99 | Ambient | 50000 | 0.981 | 1 | 66000 | 0.05 | 20 | 21 | 0.03 | 0.01 | 0.01 | 0.01 | 0.01 | 0.01 | 0.03 | 0.01 | 0.01 | 0.01 | 0.01 | 0.01 | 0.06 | 0.02 | 0.01 | 0.01 | 0.01 | 0.01 | True | False | Non Federally-Regulated | 10/03/2022 |  | 10/14/2022
Ledra Brands, Inc. | Alphabet | NU4-RA-SW-15LM-35K-90- 55D-NA-HET-**-**-IC-***-LTE | Light Emitting Diode | Inseparable Luminaire | Quick Connect | Forward Phase Cut Controls | 86.2 | 3500 | -0.0003 | 92 | 63 | 310 | 0.99 | Ambient | 50000 | 0.981 | 1 | 66000 | 0.05 | 20 | 21 | 0.03 | 0.01 | 0.01 | 0.01 | 0.01 | 0.01 | 0.03 | 0.01 | 0.01 | 0.01 | 0.01 | 0.01 | 0.06 | 0.02 | 0.01 | 0.01 | 0.01 | 0.01 | True | False | Non Federally-Regulated | 10/03/2022 |  | 10/14/2022
Ledra Brands, Inc. | Alphabet | NU4-RA-SW-15LM-40K-90- 55D-NA-HET-**-**-IC-***-LTE | Light Emitting Diode | Inseparable Luminaire | Quick Connect | Forward Phase Cut Controls | 97 | 4000 | -0.0003 | 92 | 63 | 310 | 0.99 | Ambient | 50000 | 0.981 | 1 | 66000 | 0.05 | 20 | 21 | 0.03 | 0.01 | 0.01 | 0.01 | 0.01 | 0.01 | 0.03 | 0.01 | 0.01 | 0.01 | 0.01 | 0.01 | 0.06 | 0.02 | 0.01 | 0.01 | 0.01 | 0.01 | True | False | Non Federally-Regulated | 10/03/2022 |  | 10/14/2022
Ledra Brands, Inc. | Alphabet | NU4-RA-SW-10LM-27K-90- 55D-NA-HET-**-**-IC-***-LTE | Light Emitting Diode | Inseparable Luminaire | Quick Connect | Forward Phase Cut Controls | 75.6 | 2700 | -0.0003 | 92 | 63 | 310 | 0.99 | Ambient | 50000 | 0.981 | 1 | 66000 | 0.05 | 20 | 21 | 0.03 | 0.01 | 0.01 | 0.01 | 0.01 | 0.01 | 0.03 | 0.01 | 0.01 | 0.01 | 0.01 | 0.01 | 0.06 | 0.02 | 0.01 | 0.01 | 0.01 | 0.01 | True | False | Non Federally-Regulated | 10/03/2022 |  | 10/14/2022
Ledra Brands, Inc. | Alphabet | NU4-RA-SW-10LM-30K-90- 55D-NA-HET-**-**-IC-***-LTE | Light Emitting Diode | Inseparable Luminaire | Quick Connect | Forward Phase Cut Controls | 79.4 | 3000 | -0.0003 | 92 | 63 | 310 | 0.99 | Ambient | 50000 | 0.981 | 1 | 66000 | 0.05 | 20 | 21 | 0.03 | 0.01 | 0.01 | 0.01 | 0.01 | 0.01 | 0.03 | 0.01 | 0.01 | 0.01 | 0.01 | 0.01 | 0.06 | 0.02 | 0.01 | 0.01 | 0.01 | 0.01 | True | False | Non Federally-Regulated | 10/03/2022 |  | 10/14/2022
Ledra Brands, Inc. | Alphabet | NU4-RA-SW-10LM-35K-90- 55D-NA-HET-**-**-IC-***-LTE | Light Emitting Diode | Inseparable Luminaire | Quick Connect | Forward Phase Cut Controls | 86.2 | 3500 | -0.0003 | 92 | 63 | 310 | 0.99 | Ambient | 50000 | 0.981 | 1 | 66000 | 0.05 | 20 | 21 | 0.03 | 0.01 | 0.01 | 0.01 | 0.01 | 0.01 | 0.03 | 0.01 | 0.01 | 0.01 | 0.01 | 0.01 | 0.06 | 0.02 | 0.01 | 0.01 | 0.01 | 0.01 | True | False | Non Federally-Regulated | 10/03/2022 |  | 10/14/2022
Ledra Brands, Inc. | Alphabet | NU4-RA-SW-10LM-40K-90- 55D-NA-HET-**-**-IC-***-LTE | Light Emitting Diode | Inseparable Luminaire | Quick Connect | Forward Phase Cut Controls | 97 | 4000 | -0.0003 | 92 | 63 | 310 | 0.99 | Ambient | 50000 | 0.981 | 1 | 66000 | 0.05 | 20 | 21 | 0.03 | 0.01 | 0.01 | 0.01 | 0.01 | 0.01 | 0.03 | 0.01 | 0.01 | 0.01 | 0.01 | 0.01 | 0.06 | 0.02 | 0.01 | 0.01 | 0.01 | 0.01 | True | False | Non Federally-Regulated | 10/03/2022 |  | 10/14/2022
Ledra Brands, Inc. | Alphabet | NU4-RA-SW-25LM-27K-90-20D-NA-SBL-**-**-IC-***-LTE | Light Emitting Diode | Inseparable Luminaire | Quick Connect | Forward Phase Cut Controls | 65.3 | 2700 | -0.0003 | 92 | 63 | 310 | 0.99 | Ambient | 50000 | 0.981 | 1 | 66000 | 0.05 | 20 | 21 | 0.03 | 0.01 | 0.01 | 0.01 | 0.01 | 0.01 | 0.03 | 0.01 | 0.01 | 0.01 | 0.01 | 0.01 | 0.06 | 0.02 | 0.01 | 0.01 | 0.01 | 0.01 | True | False | Non Federally-Regulated | 10/03/2022 |  | 10/14/2022
Ledra Brands, Inc. | Alphabet | NU4-RA-SW-25LM-30K-90-20D-NA-SBL-**-**-IC-***-LTE | Light Emitting Diode | Inseparable Luminaire | Quick Connect | Forward Phase Cut Controls | 68.5 | 3000 | -0.0003 | 92 | 63 | 310 | 0.99 | Ambient | 50000 | 0.981 | 1 | 66000 | 0.05 | 20 | 21 | 0.03 | 0.01 | 0.01 | 0.01 | 0.01 | 0.01 | 0.03 | 0.01 | 0.01 | 0.01 | 0.01 | 0.01 | 0.06 | 0.02 | 0.01 | 0.01 | 0.01 | 0.01 | True | False | Non Federally-Regulated | 10/03/2022 |  | 10/14/2022
Ledra Brands, Inc. | Alphabet | NU4-RA-SW-25LM-35K-90-20D-NA-SBL-**-**-IC-***-LTE | Light Emitting Diode | Inseparable Luminaire | Quick Connect | Forward Phase Cut Controls | 74.5 | 3500 | -0.0003 | 92 | 63 | 310 | 0.99 | Ambient | 50000 | 0.981 | 1 | 66000 | 0.05 | 20 | 21 | 0.03 | 0.01 | 0.01 | 0.01 | 0.01 | 0.01 | 0.03 | 0.01 | 0.01 | 0.01 | 0.01 | 0.01 | 0.06 | 0.02 | 0.01 | 0.01 | 0.01 | 0.01 | True | False | Non Federally-Regulated | 10/03/2022 |  | 10/14/2022
Ledra Brands, Inc. | Alphabet | NU4-RA-SW-25LM-40K-90-20D-NA-SBL-**-**-IC-***-LTE | Light Emitting Diode | Inseparable Luminaire | Quick Connect | Forward Phase Cut Controls | 83.7 | 4000 | -0.0003 | 92 | 63 | 310 | 0.99 | Ambient | 50000 | 0.981 | 1 | 66000 | 0.05 | 20 | 21 | 0.03 | 0.01 | 0.01 | 0.01 | 0.01 | 0.01 | 0.03 | 0.01 | 0.01 | 0.01 | 0.01 | 0.01 | 0.06 | 0.02 | 0.01 | 0.01 | 0.01 | 0.01 | True | False | Non Federally-Regulated | 10/03/2022 |  | 10/14/2022
Ledra Brands, Inc. | Alphabet | NU4-RA-SW-20LM-27K-90-20D-NA-SBL-**-**-IC-***-LTE | Light Emitting Diode | Inseparable Luminaire | Quick Connect | Forward Phase Cut Controls | 65.3 | 2700 | -0.0003 | 92 | 63 | 310 | 0.99 | Ambient | 50000 | 0.981 | 1 | 66000 | 0.05 | 20 | 21 | 0.03 | 0.01 | 0.01 | 0.01 | 0.01 | 0.01 | 0.03 | 0.01 | 0.01 | 0.01 | 0.01 | 0.01 | 0.06 | 0.02 | 0.01 | 0.01 | 0.01 | 0.01 | True | False | Non Federally-Regulated | 10/03/2022 |  | 10/14/2022
Ledra Brands, Inc. | Alphabet | NU4-RA-SW-20LM-30K-90-20D-NA-SBL-**-**-IC-***-LTE | Light Emitting Diode | Inseparable Luminaire | Quick Connect | Forward Phase Cut Controls | 68.5 | 3000 | -0.0003 | 92 | 63 | 310 | 0.99 | Ambient | 50000 | 0.981 | 1 | 66000 | 0.05 | 20 | 21 | 0.03 | 0.01 | 0.01 | 0.01 | 0.01 | 0.01 | 0.03 | 0.01 | 0.01 | 0.01 | 0.01 | 0.01 | 0.06 | 0.02 | 0.01 | 0.01 | 0.01 | 0.01 | True | False | Non Federally-Regulated | 10/03/2022 |  | 10/14/2022
Ledra Brands, Inc. | Alphabet | NU4-RA-SW-20LM-35K-90-20D-NA-SBL-**-**-IC-***-LTE | Light Emitting Diode | Inseparable Luminaire | Quick Connect | Forward Phase Cut Controls | 74.5 | 3500 | -0.0003 | 92 | 63 | 310 | 0.99 | Ambient | 50000 | 0.981 | 1 | 66000 | 0.05 | 20 | 21 | 0.03 | 0.01 | 0.01 | 0.01 | 0.01 | 0.01 | 0.03 | 0.01 | 0.01 | 0.01 | 0.01 | 0.01 | 0.06 | 0.02 | 0.01 | 0.01 | 0.01 | 0.01 | True | False | Non Federally-Regulated | 10/03/2022 |  | 10/14/2022
Ledra Brands, Inc. | Alphabet | NU4-RA-SW-20LM-40K-90-20D-NA-SBL-**-**-IC-***-LTE | Light Emitting Diode | Inseparable Luminaire | Quick Connect | Forward Phase Cut Controls | 83.7 | 4000 | -0.0003 | 92 | 63 | 310 | 0.99 | Ambient | 50000 | 0.981 | 1 | 66000 | 0.05 | 20 | 21 | 0.03 | 0.01 | 0.01 | 0.01 | 0.01 | 0.01 | 0.03 | 0.01 | 0.01 | 0.01 | 0.01 | 0.01 | 0.06 | 0.02 | 0.01 | 0.01 | 0.01 | 0.01 | True | False | Non Federally-Regulated | 10/03/2022 |  | 10/14/2022
Ledra Brands, Inc. | Alphabet | NU4-RA-SW-15LM-27K-90-20D-NA-SBL-**-**-IC-***-LTE | Light Emitting Diode | Inseparable Luminaire | Quick Connect | Forward Phase Cut Controls | 65.3 | 2700 | -0.0003 | 92 | 63 | 310 | 0.99 | Ambient | 50000 | 0.981 | 1 | 66000 | 0.05 | 20 | 21 | 0.03 | 0.01 | 0.01 | 0.01 | 0.01 | 0.01 | 0.03 | 0.01 | 0.01 | 0.01 | 0.01 | 0.01 | 0.06 | 0.02 | 0.01 | 0.01 | 0.01 | 0.01 | True | False | Non Federally-Regulated | 10/03/2022 |  | 10/14/2022
Ledra Brands, Inc. | Alphabet | NU4-RA-SW-15LM-30K-90-20D-NA-SBL-**-**-IC-***-LTE | Light Emitting Diode | Inseparable Luminaire | Quick Connect | Forward Phase Cut Controls | 68.5 | 3000 | -0.0003 | 92 | 63 | 310 | 0.99 | Ambient | 50000 | 0.981 | 1 | 66000 | 0.05 | 20 | 21 | 0.03 | 0.01 | 0.01 | 0.01 | 0.01 | 0.01 | 0.03 | 0.01 | 0.01 | 0.01 | 0.01 | 0.01 | 0.06 | 0.02 | 0.01 | 0.01 | 0.01 | 0.01 | True | False | Non Federally-Regulated | 10/03/2022 |  | 10/14/2022
Ledra Brands, Inc. | Alphabet | NU4-RA-SW-15LM-35K-90-20D-NA-SBL-**-**-IC-***-LTE | Light Emitting Diode | Inseparable Luminaire | Quick Connect | Forward Phase Cut Controls | 74.5 | 3500 | -0.0003 | 92 | 63 | 310 | 0.99 | Ambient | 50000 | 0.981 | 1 | 66000 | 0.05 | 20 | 21 | 0.03 | 0.01 | 0.01 | 0.01 | 0.01 | 0.01 | 0.03 | 0.01 | 0.01 | 0.01 | 0.01 | 0.01 | 0.06 | 0.02 | 0.01 | 0.01 | 0.01 | 0.01 | True | False | Non Federally-Regulated | 10/03/2022 |  | 10/14/2022
Ledra Brands, Inc. | Alphabet | NU4-RA-SW-15LM-40K-90-20D-NA-SBL-**-**-IC-***-LTE | Light Emitting Diode | Inseparable Luminaire | Quick Connect | Forward Phase Cut Controls | 83.7 | 4000 | -0.0003 | 92 | 63 | 310 | 0.99 | Ambient | 50000 | 0.981 | 1 | 66000 | 0.05 | 20 | 21 | 0.03 | 0.01 | 0.01 | 0.01 | 0.01 | 0.01 | 0.03 | 0.01 | 0.01 | 0.01 | 0.01 | 0.01 | 0.06 | 0.02 | 0.01 | 0.01 | 0.01 | 0.01 | True | False | Non Federally-Regulated | 10/03/2022 |  | 10/14/2022
Ledra Brands, Inc. | Alphabet | NU4-RA-SW-10LM-27K-90-20D-NA-SBL-**-**-IC-***-LTE | Light Emitting Diode | Inseparable Luminaire | Quick Connect | Forward Phase Cut Controls | 65.3 | 2700 | -0.0003 | 92 | 63 | 310 | 0.99 | Ambient | 50000 | 0.981 | 1 | 66000 | 0.05 | 20 | 21 | 0.03 | 0.01 | 0.01 | 0.01 | 0.01 | 0.01 | 0.03 | 0.01 | 0.01 | 0.01 | 0.01 | 0.01 | 0.06 | 0.02 | 0.01 | 0.01 | 0.01 | 0.01 | True | False | Non Federally-Regulated | 10/03/2022 |  | 10/14/2022
Ledra Brands, Inc. | Alphabet | NU4-RA-SW-10LM-30K-90-20D-NA-SBL-**-**-IC-***-LTE | Light Emitting Diode | Inseparable Luminaire | Quick Connect | Forward Phase Cut Controls | 68.5 | 3000 | -0.0003 | 92 | 63 | 310 | 0.99 | Ambient | 50000 | 0.981 | 1 | 66000 | 0.05 | 20 | 21 | 0.03 | 0.01 | 0.01 | 0.01 | 0.01 | 0.01 | 0.03 | 0.01 | 0.01 | 0.01 | 0.01 | 0.01 | 0.06 | 0.02 | 0.01 | 0.01 | 0.01 | 0.01 | True | False | Non Federally-Regulated | 10/03/2022 |  | 10/14/2022
Ledra Brands, Inc. | Alphabet | NU4-RA-SW-10LM-35K-90-20D-NA-SBL-**-**-IC-***-LTE | Light Emitting Diode | Inseparable Luminaire | Quick Connect | Forward Phase Cut Controls | 74.5 | 3500 | -0.0003 | 92 | 63 | 310 | 0.99 | Ambient | 50000 | 0.981 | 1 | 66000 | 0.05 | 20 | 21 | 0.03 | 0.01 | 0.01 | 0.01 | 0.01 | 0.01 | 0.03 | 0.01 | 0.01 | 0.01 | 0.01 | 0.01 | 0.06 | 0.02 | 0.01 | 0.01 | 0.01 | 0.01 | True | False | Non Federally-Regulated | 10/03/2022 |  | 10/14/2022
Ledra Brands, Inc. | Alphabet | NU4-RA-SW-10LM-40K-90-20D-NA-SBL-**-**-IC-***-LTE | Light Emitting Diode | Inseparable Luminaire | Quick Connect | Forward Phase Cut Controls | 83.7 | 4000 | -0.0003 | 92 | 63 | 310 | 0.99 | Ambient | 50000 | 0.981 | 1 | 66000 | 0.05 | 20 | 21 | 0.03 | 0.01 | 0.01 | 0.01 | 0.01 | 0.01 | 0.03 | 0.01 | 0.01 | 0.01 | 0.01 | 0.01 | 0.06 | 0.02 | 0.01 | 0.01 | 0.01 | 0.01 | True | False | Non Federally-Regulated | 10/03/2022 |  | 10/14/2022
Ledra Brands, Inc. | Alphabet | NU4-RA-SW-25LM-27K-90- 25D-NA-SBL-**-**-IC-***-LTE | Light Emitting Diode | Inseparable Luminaire | Quick Connect | Forward Phase Cut Controls | 67.4 | 2700 | -0.0003 | 92 | 63 | 310 | 0.99 | Ambient | 50000 | 0.981 | 1 | 66000 | 0.05 | 20 | 21 | 0.03 | 0.01 | 0.01 | 0.01 | 0.01 | 0.01 | 0.03 | 0.01 | 0.01 | 0.01 | 0.01 | 0.01 | 0.06 | 0.02 | 0.01 | 0.01 | 0.01 | 0.01 | True | False | Non Federally-Regulated | 10/03/2022 |  | 10/14/2022
Ledra Brands, Inc. | Alphabet | NU4-RA-SW-25LM-30K-90- 25D-NA-SBL-**-**-IC-***-LTE | Light Emitting Diode | Inseparable Luminaire | Quick Connect | Forward Phase Cut Controls | 70.8 | 3000 | -0.0003 | 92 | 63 | 310 | 0.99 | Ambient | 50000 | 0.981 | 1 | 66000 | 0.05 | 20 | 21 | 0.03 | 0.01 | 0.01 | 0.01 | 0.01 | 0.01 | 0.03 | 0.01 | 0.01 | 0.01 | 0.01 | 0.01 | 0.06 | 0.02 | 0.01 | 0.01 | 0.01 | 0.01 | True | False | Non Federally-Regulated | 10/03/2022 |  | 10/14/2022
Ledra Brands, Inc. | Alphabet | NU4-RA-SW-25LM-35K-90- 25D-NA-SBL-**-**-IC-***-LTE | Light Emitting Diode | Inseparable Luminaire | Quick Connect | Forward Phase Cut Controls | 76.9 | 3500 | -0.0003 | 92 | 63 | 310 | 0.99 | Ambient | 50000 | 0.981 | 1 | 66000 | 0.05 | 20 | 21 | 0.03 | 0.01 | 0.01 | 0.01 | 0.01 | 0.01 | 0.03 | 0.01 | 0.01 | 0.01 | 0.01 | 0.01 | 0.06 | 0.02 | 0.01 | 0.01 | 0.01 | 0.01 | True | False | Non Federally-Regulated | 10/03/2022 |  | 10/14/2022
Ledra Brands, Inc. | Alphabet | NU4-RA-SW-25LM-40K-90- 25D-NA-SBL-**-**-IC-***-LTE | Light Emitting Diode | Inseparable Luminaire | Quick Connect | Forward Phase Cut Controls | 86.4 | 4000 | -0.0003 | 92 | 63 | 310 | 0.99 | Ambient | 50000 | 0.981 | 1 | 66000 | 0.05 | 20 | 21 | 0.03 | 0.01 | 0.01 | 0.01 | 0.01 | 0.01 | 0.03 | 0.01 | 0.01 | 0.01 | 0.01 | 0.01 | 0.06 | 0.02 | 0.01 | 0.01 | 0.01 | 0.01 | True | False | Non Federally-Regulated | 10/03/2022 |  | 10/14/2022
Ledra Brands, Inc. | Alphabet | NU4-RA-SW-20LM-27K-90- 25D-NA-SBL-**-**-IC-***-LTE | Light Emitting Diode | Inseparable Luminaire | Quick Connect | Forward Phase Cut Controls | 67.4 | 2700 | -0.0003 | 92 | 63 | 310 | 0.99 | Ambient | 50000 | 0.981 | 1 | 66000 | 0.05 | 20 | 21 | 0.03 | 0.01 | 0.01 | 0.01 | 0.01 | 0.01 | 0.03 | 0.01 | 0.01 | 0.01 | 0.01 | 0.01 | 0.06 | 0.02 | 0.01 | 0.01 | 0.01 | 0.01 | True | False | Non Federally-Regulated | 10/03/2022 |  | 10/14/2022
Ledra Brands, Inc. | Alphabet | NU4-RA-SW-20LM-30K-90- 25D-NA-SBL-**-**-IC-***-LTE | Light Emitting Diode | Inseparable Luminaire | Quick Connect | Forward Phase Cut Controls | 70.8 | 3000 | -0.0003 | 92 | 63 | 310 | 0.99 | Ambient | 50000 | 0.981 | 1 | 66000 | 0.05 | 20 | 21 | 0.03 | 0.01 | 0.01 | 0.01 | 0.01 | 0.01 | 0.03 | 0.01 | 0.01 | 0.01 | 0.01 | 0.01 | 0.06 | 0.02 | 0.01 | 0.01 | 0.01 | 0.01 | True | False | Non Federally-Regulated | 10/03/2022 |  | 10/14/2022
Ledra Brands, Inc. | Alphabet | NU4-RA-SW-20LM-35K-90- 25D-NA-SBL-**-**-IC-***-LTE | Light Emitting Diode | Inseparable Luminaire | Quick Connect | Forward Phase Cut Controls | 76.9 | 3500 | -0.0003 | 92 | 63 | 310 | 0.99 | Ambient | 50000 | 0.981 | 1 | 66000 | 0.05 | 20 | 21 | 0.03 | 0.01 | 0.01 | 0.01 | 0.01 | 0.01 | 0.03 | 0.01 | 0.01 | 0.01 | 0.01 | 0.01 | 0.06 | 0.02 | 0.01 | 0.01 | 0.01 | 0.01 | True | False | Non Federally-Regulated | 10/03/2022 |  | 10/14/2022
Ledra Brands, Inc. | Alphabet | NU4-RA-SW-20LM-40K-90- 25D-NA-SBL-**-**-IC-***-LTE | Light Emitting Diode | Inseparable Luminaire | Quick Connect | Forward Phase Cut Controls | 86.4 | 4000 | -0.0003 | 92 | 63 | 310 | 0.99 | Ambient | 50000 | 0.981 | 1 | 66000 | 0.05 | 20 | 21 | 0.03 | 0.01 | 0.01 | 0.01 | 0.01 | 0.01 | 0.03 | 0.01 | 0.01 | 0.01 | 0.01 | 0.01 | 0.06 | 0.02 | 0.01 | 0.01 | 0.01 | 0.01 | True | False | Non Federally-Regulated | 10/03/2022 |  | 10/14/2022
Ledra Brands, Inc. | Alphabet | NU4-RA-SW-15LM-27K-90- 25D-NA-SBL-**-**-IC-***-LTE | Light Emitting Diode | Inseparable Luminaire | Quick Connect | Forward Phase Cut Controls | 67.4 | 2700 | -0.0003 | 92 | 63 | 310 | 0.99 | Ambient | 50000 | 0.981 | 1 | 66000 | 0.05 | 20 | 21 | 0.03 | 0.01 | 0.01 | 0.01 | 0.01 | 0.01 | 0.03 | 0.01 | 0.01 | 0.01 | 0.01 | 0.01 | 0.06 | 0.02 | 0.01 | 0.01 | 0.01 | 0.01 | True | False | Non Federally-Regulated | 10/03/2022 |  | 10/14/2022
Ledra Brands, Inc. | Alphabet | NU4-RA-SW-15LM-30K-90- 25D-NA-SBL-**-**-IC-***-LTE | Light Emitting Diode | Inseparable Luminaire | Quick Connect | Forward Phase Cut Controls | 70.8 | 3000 | -0.0003 | 92 | 63 | 310 | 0.99 | Ambient | 50000 | 0.981 | 1 | 66000 | 0.05 | 20 | 21 | 0.03 | 0.01 | 0.01 | 0.01 | 0.01 | 0.01 | 0.03 | 0.01 | 0.01 | 0.01 | 0.01 | 0.01 | 0.06 | 0.02 | 0.01 | 0.01 | 0.01 | 0.01 | True | False | Non Federally-Regulated | 10/03/2022 |  | 10/14/2022
Ledra Brands, Inc. | Alphabet | NU4-RA-SW-15LM-35K-90- 25D-NA-SBL-**-**-IC-***-LTE | Light Emitting Diode | Inseparable Luminaire | Quick Connect | Forward Phase Cut Controls | 76.9 | 3500 | -0.0003 | 92 | 63 | 310 | 0.99 | Ambient | 50000 | 0.981 | 1 | 66000 | 0.05 | 20 | 21 | 0.03 | 0.01 | 0.01 | 0.01 | 0.01 | 0.01 | 0.03 | 0.01 | 0.01 | 0.01 | 0.01 | 0.01 | 0.06 | 0.02 | 0.01 | 0.01 | 0.01 | 0.01 | True | False | Non Federally-Regulated | 10/03/2022 |  | 10/14/2022
Ledra Brands, Inc. | Alphabet | NU4-RA-SW-15LM-40K-90- 25D-NA-SBL-**-**-IC-***-LTE | Light Emitting Diode | Inseparable Luminaire | Quick Connect | Forward Phase Cut Controls | 86.4 | 4000 | -0.0003 | 92 | 63 | 310 | 0.99 | Ambient | 50000 | 0.981 | 1 | 66000 | 0.05 | 20 | 21 | 0.03 | 0.01 | 0.01 | 0.01 | 0.01 | 0.01 | 0.03 | 0.01 | 0.01 | 0.01 | 0.01 | 0.01 | 0.06 | 0.02 | 0.01 | 0.01 | 0.01 | 0.01 | True | False | Non Federally-Regulated | 10/03/2022 |  | 10/14/2022
Ledra Brands, Inc. | Alphabet | NU4-RA-SW-10LM-27K-90- 25D-NA-SBL-**-**-IC-***-LTE | Light Emitting Diode | Inseparable Luminaire | Quick Connect | Forward Phase Cut Controls | 67.4 | 2700 | -0.0003 | 92 | 63 | 310 | 0.99 | Ambient | 50000 | 0.981 | 1 | 66000 | 0.05 | 20 | 21 | 0.03 | 0.01 | 0.01 | 0.01 | 0.01 | 0.01 | 0.03 | 0.01 | 0.01 | 0.01 | 0.01 | 0.01 | 0.06 | 0.02 | 0.01 | 0.01 | 0.01 | 0.01 | True | False | Non Federally-Regulated | 10/03/2022 |  | 10/14/2022
Ledra Brands, Inc. | Alphabet | NU4-RA-SW-10LM-30K-90- 25D-NA-SBL-**-**-IC-***-LTE | Light Emitting Diode | Inseparable Luminaire | Quick Connect | Forward Phase Cut Controls | 70.8 | 3000 | -0.0003 | 92 | 63 | 310 | 0.99 | Ambient | 50000 | 0.981 | 1 | 66000 | 0.05 | 20 | 21 | 0.03 | 0.01 | 0.01 | 0.01 | 0.01 | 0.01 | 0.03 | 0.01 | 0.01 | 0.01 | 0.01 | 0.01 | 0.06 | 0.02 | 0.01 | 0.01 | 0.01 | 0.01 | True | False | Non Federally-Regulated | 10/03/2022 |  | 10/14/2022
Ledra Brands, Inc. | Alphabet | NU4-RA-SW-10LM-35K-90- 25D-NA-SBL-**-**-IC-***-LTE | Light Emitting Diode | Inseparable Luminaire | Quick Connect | Forward Phase Cut Controls | 76.9 | 3500 | -0.0003 | 92 | 63 | 310 | 0.99 | Ambient | 50000 | 0.981 | 1 | 66000 | 0.05 | 20 | 21 | 0.03 | 0.01 | 0.01 | 0.01 | 0.01 | 0.01 | 0.03 | 0.01 | 0.01 | 0.01 | 0.01 | 0.01 | 0.06 | 0.02 | 0.01 | 0.01 | 0.01 | 0.01 | True | False | Non Federally-Regulated | 10/03/2022 |  | 10/14/2022
Ledra Brands, Inc. | Alphabet | NU4-RA-SW-10LM-40K-90- 25D-NA-SBL-**-**-IC-***-LTE | Light Emitting Diode | Inseparable Luminaire | Quick Connect | Forward Phase Cut Controls | 86.4 | 4000 | -0.0003 | 92 | 63 | 310 | 0.99 | Ambient | 50000 | 0.981 | 1 | 66000 | 0.05 | 20 | 21 | 0.03 | 0.01 | 0.01 | 0.01 | 0.01 | 0.01 | 0.03 | 0.01 | 0.01 | 0.01 | 0.01 | 0.01 | 0.06 | 0.02 | 0.01 | 0.01 | 0.01 | 0.01 | True | False | Non Federally-Regulated | 10/03/2022 |  | 10/14/2022
Ledra Brands, Inc. | Alphabet | NU4-RA-SW-25LM-27K-90- 35D-NA-SBL-**-**-IC-***-LTE | Light Emitting Diode | Inseparable Luminaire | Quick Connect | Forward Phase Cut Controls | 72.5 | 2700 | -0.0003 | 92 | 63 | 310 | 0.99 | Ambient | 50000 | 0.981 | 1 | 66000 | 0.05 | 20 | 21 | 0.03 | 0.01 | 0.01 | 0.01 | 0.01 | 0.01 | 0.03 | 0.01 | 0.01 | 0.01 | 0.01 | 0.01 | 0.06 | 0.02 | 0.01 | 0.01 | 0.01 | 0.01 | True | False | Non Federally-Regulated | 10/03/2022 |  | 10/14/2022
Ledra Brands, Inc. | Alphabet | NU4-RA-SW-25LM-30K-90- 35D-NA-SBL-**-**-IC-***-LTE | Light Emitting Diode | Inseparable Luminaire | Quick Connect | Forward Phase Cut Controls | 76.1 | 3000 | -0.0003 | 92 | 63 | 310 | 0.99 | Ambient | 50000 | 0.981 | 1 | 66000 | 0.05 | 20 | 21 | 0.03 | 0.01 | 0.01 | 0.01 | 0.01 | 0.01 | 0.03 | 0.01 | 0.01 | 0.01 | 0.01 | 0.01 | 0.06 | 0.02 | 0.01 | 0.01 | 0.01 | 0.01 | True | False | Non Federally-Regulated | 10/03/2022 |  | 10/14/2022
Ledra Brands, Inc. | Alphabet | NU4-RA-SW-25LM-35K-90- 35D-NA-SBL-**-**-IC-***-LTE | Light Emitting Diode | Inseparable Luminaire | Quick Connect | Forward Phase Cut Controls | 82.7 | 3500 | -0.0003 | 92 | 63 | 310 | 0.99 | Ambient | 50000 | 0.981 | 1 | 66000 | 0.05 | 20 | 21 | 0.03 | 0.01 | 0.01 | 0.01 | 0.01 | 0.01 | 0.03 | 0.01 | 0.01 | 0.01 | 0.01 | 0.01 | 0.06 | 0.02 | 0.01 | 0.01 | 0.01 | 0.01 | True | False | Non Federally-Regulated | 10/03/2022 |  | 10/14/2022
Ledra Brands, Inc. | Alphabet | NU4-RA-SW-25LM-40K-90- 35D-NA-SBL-**-**-IC-***-LTE | Light Emitting Diode | Inseparable Luminaire | Quick Connect | Forward Phase Cut Controls | 92.9 | 4000 | -0.0003 | 92 | 63 | 310 | 0.99 | Ambient | 50000 | 0.981 | 1 | 66000 | 0.05 | 20 | 21 | 0.03 | 0.01 | 0.01 | 0.01 | 0.01 | 0.01 | 0.03 | 0.01 | 0.01 | 0.01 | 0.01 | 0.01 | 0.06 | 0.02 | 0.01 | 0.01 | 0.01 | 0.01 | True | False | Non Federally-Regulated | 10/03/2022 |  | 10/14/2022
Ledra Brands, Inc. | Alphabet | NU4-RA-SW-20LM-27K-90- 35D-NA-SBL-**-**-IC-***-LTE | Light Emitting Diode | Inseparable Luminaire | Quick Connect | Forward Phase Cut Controls | 72.5 | 2700 | -0.0003 | 92 | 63 | 310 | 0.99 | Ambient | 50000 | 0.981 | 1 | 66000 | 0.05 | 20 | 21 | 0.03 | 0.01 | 0.01 | 0.01 | 0.01 | 0.01 | 0.03 | 0.01 | 0.01 | 0.01 | 0.01 | 0.01 | 0.06 | 0.02 | 0.01 | 0.01 | 0.01 | 0.01 | True | False | Non Federally-Regulated | 10/03/2022 |  | 10/14/2022
Ledra Brands, Inc. | Alphabet | NU4-RA-SW-20LM-30K-90- 35D-NA-SBL-**-**-IC-***-LTE | Light Emitting Diode | Inseparable Luminaire | Quick Connect | Forward Phase Cut Controls | 76.1 | 3000 | -0.0003 | 92 | 63 | 310 | 0.99 | Ambient | 50000 | 0.981 | 1 | 66000 | 0.05 | 20 | 21 | 0.03 | 0.01 | 0.01 | 0.01 | 0.01 | 0.01 | 0.03 | 0.01 | 0.01 | 0.01 | 0.01 | 0.01 | 0.06 | 0.02 | 0.01 | 0.01 | 0.01 | 0.01 | True | False | Non Federally-Regulated | 10/03/2022 |  | 10/14/2022
Ledra Brands, Inc. | Alphabet | NU4-RA-SW-20LM-35K-90- 35D-NA-SBL-**-**-IC-***-LTE | Light Emitting Diode | Inseparable Luminaire | Quick Connect | Forward Phase Cut Controls | 82.7 | 3500 | -0.0003 | 92 | 63 | 310 | 0.99 | Ambient | 50000 | 0.981 | 1 | 66000 | 0.05 | 20 | 21 | 0.03 | 0.01 | 0.01 | 0.01 | 0.01 | 0.01 | 0.03 | 0.01 | 0.01 | 0.01 | 0.01 | 0.01 | 0.06 | 0.02 | 0.01 | 0.01 | 0.01 | 0.01 | True | False | Non Federally-Regulated | 10/03/2022 |  | 10/14/2022
Ledra Brands, Inc. | Alphabet | NU4-RA-SW-20LM-40K-90- 35D-NA-SBL-**-**-IC-***-LTE | Light Emitting Diode | Inseparable Luminaire | Quick Connect | Forward Phase Cut Controls | 92.9 | 4000 | -0.0003 | 92 | 63 | 310 | 0.99 | Ambient | 50000 | 0.981 | 1 | 66000 | 0.05 | 20 | 21 | 0.03 | 0.01 | 0.01 | 0.01 | 0.01 | 0.01 | 0.03 | 0.01 | 0.01 | 0.01 | 0.01 | 0.01 | 0.06 | 0.02 | 0.01 | 0.01 | 0.01 | 0.01 | True | False | Non Federally-Regulated | 10/03/2022 |  | 10/14/2022
Ledra Brands, Inc. | Alphabet | NU4-RA-SW-15LM-27K-90- 35D-NA-SBL-**-**-IC-***-LTE | Light Emitting Diode | Inseparable Luminaire | Quick Connect | Forward Phase Cut Controls | 72.5 | 2700 | -0.0003 | 92 | 63 | 310 | 0.99 | Ambient | 50000 | 0.981 | 1 | 66000 | 0.05 | 20 | 21 | 0.03 | 0.01 | 0.01 | 0.01 | 0.01 | 0.01 | 0.03 | 0.01 | 0.01 | 0.01 | 0.01 | 0.01 | 0.06 | 0.02 | 0.01 | 0.01 | 0.01 | 0.01 | True | False | Non Federally-Regulated | 10/03/2022 |  | 10/14/2022
Ledra Brands, Inc. | Alphabet | NU4-RA-SW-15LM-30K-90- 35D-NA-SBL-**-**-IC-***-LTE | Light Emitting Diode | Inseparable Luminaire | Quick Connect | Forward Phase Cut Controls | 76.1 | 3000 | -0.0003 | 92 | 63 | 310 | 0.99 | Ambient | 50000 | 0.981 | 1 | 66000 | 0.05 | 20 | 21 | 0.03 | 0.01 | 0.01 | 0.01 | 0.01 | 0.01 | 0.03 | 0.01 | 0.01 | 0.01 | 0.01 | 0.01 | 0.06 | 0.02 | 0.01 | 0.01 | 0.01 | 0.01 | True | False | Non Federally-Regulated | 10/03/2022 |  | 10/14/2022
Ledra Brands, Inc. | Alphabet | NU4-RA-SW-15LM-35K-90- 35D-NA-SBL-**-**-IC-***-LTE | Light Emitting Diode | Inseparable Luminaire | Quick Connect | Forward Phase Cut Controls | 82.7 | 3500 | -0.0003 | 92 | 63 | 310 | 0.99 | Ambient | 50000 | 0.981 | 1 | 66000 | 0.05 | 20 | 21 | 0.03 | 0.01 | 0.01 | 0.01 | 0.01 | 0.01 | 0.03 | 0.01 | 0.01 | 0.01 | 0.01 | 0.01 | 0.06 | 0.02 | 0.01 | 0.01 | 0.01 | 0.01 | True | False | Non Federally-Regulated | 10/03/2022 |  | 10/14/2022
Ledra Brands, Inc. | Alphabet | NU4-RA-SW-15LM-40K-90- 35D-NA-SBL-**-**-IC-***-LTE | Light Emitting Diode | Inseparable Luminaire | Quick Connect | Forward Phase Cut Controls | 92.9 | 4000 | -0.0003 | 92 | 63 | 310 | 0.99 | Ambient | 50000 | 0.981 | 1 | 66000 | 0.05 | 20 | 21 | 0.03 | 0.01 | 0.01 | 0.01 | 0.01 | 0.01 | 0.03 | 0.01 | 0.01 | 0.01 | 0.01 | 0.01 | 0.06 | 0.02 | 0.01 | 0.01 | 0.01 | 0.01 | True | False | Non Federally-Regulated | 10/03/2022 |  | 10/14/2022
Ledra Brands, Inc. | Alphabet | NU4-RA-SW-10LM-27K-90- 35D-NA-SBL-**-**-IC-***-LTE | Light Emitting Diode | Inseparable Luminaire | Quick Connect | Forward Phase Cut Controls | 72.5 | 2700 | -0.0003 | 92 | 63 | 310 | 0.99 | Ambient | 50000 | 0.981 | 1 | 66000 | 0.05 | 20 | 21 | 0.03 | 0.01 | 0.01 | 0.01 | 0.01 | 0.01 | 0.03 | 0.01 | 0.01 | 0.01 | 0.01 | 0.01 | 0.06 | 0.02 | 0.01 | 0.01 | 0.01 | 0.01 | True | False | Non Federally-Regulated | 10/03/2022 |  | 10/14/2022
Ledra Brands, Inc. | Alphabet | NU4-RA-SW-10LM-30K-90- 35D-NA-SBL-**-**-IC-***-LTE | Light Emitting Diode | Inseparable Luminaire | Quick Connect | Forward Phase Cut Controls | 76.1 | 3000 | -0.0003 | 92 | 63 | 310 | 0.99 | Ambient | 50000 | 0.981 | 1 | 66000 | 0.05 | 20 | 21 | 0.03 | 0.01 | 0.01 | 0.01 | 0.01 | 0.01 | 0.03 | 0.01 | 0.01 | 0.01 | 0.01 | 0.01 | 0.06 | 0.02 | 0.01 | 0.01 | 0.01 | 0.01 | True | False | Non Federally-Regulated | 10/03/2022 |  | 10/14/2022
Ledra Brands, Inc. | Alphabet | NU4-RA-SW-10LM-35K-90- 35D-NA-SBL-**-**-IC-***-LTE | Light Emitting Diode | Inseparable Luminaire | Quick Connect | Forward Phase Cut Controls | 82.7 | 3500 | -0.0003 | 92 | 63 | 310 | 0.99 | Ambient | 50000 | 0.981 | 1 | 66000 | 0.05 | 20 | 21 | 0.03 | 0.01 | 0.01 | 0.01 | 0.01 | 0.01 | 0.03 | 0.01 | 0.01 | 0.01 | 0.01 | 0.01 | 0.06 | 0.02 | 0.01 | 0.01 | 0.01 | 0.01 | True | False | Non Federally-Regulated | 10/03/2022 |  | 10/14/2022
Ledra Brands, Inc. | Alphabet | NU4-RA-SW-10LM-40K-90- 35D-NA-SBL-**-**-IC-***-LTE | Light Emitting Diode | Inseparable Luminaire | Quick Connect | Forward Phase Cut Controls | 92.9 | 4000 | -0.0003 | 92 | 63 | 310 | 0.99 | Ambient | 50000 | 0.981 | 1 | 66000 | 0.05 | 20 | 21 | 0.03 | 0.01 | 0.01 | 0.01 | 0.01 | 0.01 | 0.03 | 0.01 | 0.01 | 0.01 | 0.01 | 0.01 | 0.06 | 0.02 | 0.01 | 0.01 | 0.01 | 0.01 | True | False | Non Federally-Regulated | 10/03/2022 |  | 10/14/2022
Ledra Brands, Inc. | Alphabet | NU4-RA-SW-25LM-27K-90- 55D-NA-SBL-**-**-IC-***-LTE | Light Emitting Diode | Inseparable Luminaire | Quick Connect | Forward Phase Cut Controls | 75.6 | 2700 | -0.0003 | 92 | 63 | 310 | 0.99 | Ambient | 50000 | 0.981 | 1 | 66000 | 0.05 | 20 | 21 | 0.03 | 0.01 | 0.01 | 0.01 | 0.01 | 0.01 | 0.03 | 0.01 | 0.01 | 0.01 | 0.01 | 0.01 | 0.06 | 0.02 | 0.01 | 0.01 | 0.01 | 0.01 | True | False | Non Federally-Regulated | 10/03/2022 |  | 10/14/2022
Ledra Brands, Inc. | Alphabet | NU4-RA-SW-25LM-30K-90- 55D-NA-SBL-**-**-IC-***-LTE | Light Emitting Diode | Inseparable Luminaire | Quick Connect | Forward Phase Cut Controls | 79.4 | 3000 | -0.0003 | 92 | 63 | 310 | 0.99 | Ambient | 50000 | 0.981 | 1 | 66000 | 0.05 | 20 | 21 | 0.03 | 0.01 | 0.01 | 0.01 | 0.01 | 0.01 | 0.03 | 0.01 | 0.01 | 0.01 | 0.01 | 0.01 | 0.06 | 0.02 | 0.01 | 0.01 | 0.01 | 0.01 | True | False | Non Federally-Regulated | 10/03/2022 |  | 10/14/2022
Ledra Brands, Inc. | Alphabet | NU4-RA-SW-25LM-35K-90- 55D-NA-SBL-**-**-IC-***-LTE | Light Emitting Diode | Inseparable Luminaire | Quick Connect | Forward Phase Cut Controls | 86.2 | 3500 | -0.0003 | 92 | 63 | 310 | 0.99 | Ambient | 50000 | 0.981 | 1 | 66000 | 0.05 | 20 | 21 | 0.03 | 0.01 | 0.01 | 0.01 | 0.01 | 0.01 | 0.03 | 0.01 | 0.01 | 0.01 | 0.01 | 0.01 | 0.06 | 0.02 | 0.01 | 0.01 | 0.01 | 0.01 | True | False | Non Federally-Regulated | 10/03/2022 |  | 10/14/2022
Ledra Brands, Inc. | Alphabet | NU4-RA-SW-25LM-40K-90- 55D-NA-SBL-**-**-IC-***-LTE | Light Emitting Diode | Inseparable Luminaire | Quick Connect | Forward Phase Cut Controls | 97 | 4000 | -0.0003 | 92 | 63 | 310 | 0.99 | Ambient | 50000 | 0.981 | 1 | 66000 | 0.05 | 20 | 21 | 0.03 | 0.01 | 0.01 | 0.01 | 0.01 | 0.01 | 0.03 | 0.01 | 0.01 | 0.01 | 0.01 | 0.01 | 0.06 | 0.02 | 0.01 | 0.01 | 0.01 | 0.01 | True | False | Non Federally-Regulated | 10/03/2022 |  | 10/14/2022
Ledra Brands, Inc. | Alphabet | NU4-RA-SW-20LM-27K-90- 55D-NA-SBL-**-**-IC-***-LTE | Light Emitting Diode | Inseparable Luminaire | Quick Connect | Forward Phase Cut Controls | 75.6 | 2700 | -0.0003 | 92 | 63 | 310 | 0.99 | Ambient | 50000 | 0.981 | 1 | 66000 | 0.05 | 20 | 21 | 0.03 | 0.01 | 0.01 | 0.01 | 0.01 | 0.01 | 0.03 | 0.01 | 0.01 | 0.01 | 0.01 | 0.01 | 0.06 | 0.02 | 0.01 | 0.01 | 0.01 | 0.01 | True | False | Non Federally-Regulated | 10/03/2022 |  | 10/14/2022
Ledra Brands, Inc. | Alphabet | NU4-RA-SW-20LM-30K-90- 55D-NA-SBL-**-**-IC-***-LTE | Light Emitting Diode | Inseparable Luminaire | Quick Connect | Forward Phase Cut Controls | 79.4 | 3000 | -0.0003 | 92 | 63 | 310 | 0.99 | Ambient | 50000 | 0.981 | 1 | 66000 | 0.05 | 20 | 21 | 0.03 | 0.01 | 0.01 | 0.01 | 0.01 | 0.01 | 0.03 | 0.01 | 0.01 | 0.01 | 0.01 | 0.01 | 0.06 | 0.02 | 0.01 | 0.01 | 0.01 | 0.01 | True | False | Non Federally-Regulated | 10/03/2022 |  | 10/14/2022
Ledra Brands, Inc. | Alphabet | NU4-RA-SW-20LM-35K-90- 55D-NA-SBL-**-**-IC-***-LTE | Light Emitting Diode | Inseparable Luminaire | Quick Connect | Forward Phase Cut Controls | 86.2 | 3500 | -0.0003 | 92 | 63 | 310 | 0.99 | Ambient | 50000 | 0.981 | 1 | 66000 | 0.05 | 20 | 21 | 0.03 | 0.01 | 0.01 | 0.01 | 0.01 | 0.01 | 0.03 | 0.01 | 0.01 | 0.01 | 0.01 | 0.01 | 0.06 | 0.02 | 0.01 | 0.01 | 0.01 | 0.01 | True | False | Non Federally-Regulated | 10/03/2022 |  | 10/14/2022
Ledra Brands, Inc. | Alphabet | NU4-RA-SW-20LM-40K-90- 55D-NA-SBL-**-**-IC-***-LTE | Light Emitting Diode | Inseparable Luminaire | Quick Connect | Forward Phase Cut Controls | 97 | 4000 | -0.0003 | 92 | 63 | 310 | 0.99 | Ambient | 50000 | 0.981 | 1 | 66000 | 0.05 | 20 | 21 | 0.03 | 0.01 | 0.01 | 0.01 | 0.01 | 0.01 | 0.03 | 0.01 | 0.01 | 0.01 | 0.01 | 0.01 | 0.06 | 0.02 | 0.01 | 0.01 | 0.01 | 0.01 | True | False | Non Federally-Regulated | 10/03/2022 |  | 10/14/2022
Ledra Brands, Inc. | Alphabet | NU4-RA-SW-15LM-27K-90- 55D-NA-SBL-**-**-IC-***-LTE | Light Emitting Diode | Inseparable Luminaire | Quick Connect | Forward Phase Cut Controls | 75.6 | 2700 | -0.0003 | 92 | 63 | 310 | 0.99 | Ambient | 50000 | 0.981 | 1 | 66000 | 0.05 | 20 | 21 | 0.03 | 0.01 | 0.01 | 0.01 | 0.01 | 0.01 | 0.03 | 0.01 | 0.01 | 0.01 | 0.01 | 0.01 | 0.06 | 0.02 | 0.01 | 0.01 | 0.01 | 0.01 | True | False | Non Federally-Regulated | 10/03/2022 |  | 10/14/2022
Ledra Brands, Inc. | Alphabet | NU4-RA-SW-15LM-30K-90- 55D-NA-SBL-**-**-IC-***-LTE | Light Emitting Diode | Inseparable Luminaire | Quick Connect | Forward Phase Cut Controls | 79.4 | 3000 | -0.0003 | 92 | 63 | 310 | 0.99 | Ambient | 50000 | 0.981 | 1 | 66000 | 0.05 | 20 | 21 | 0.03 | 0.01 | 0.01 | 0.01 | 0.01 | 0.01 | 0.03 | 0.01 | 0.01 | 0.01 | 0.01 | 0.01 | 0.06 | 0.02 | 0.01 | 0.01 | 0.01 | 0.01 | True | False | Non Federally-Regulated | 10/03/2022 |  | 10/14/2022
Ledra Brands, Inc. | Alphabet | NU4-RA-SW-15LM-35K-90- 55D-NA-SBL-**-**-IC-***-LTE | Light Emitting Diode | Inseparable Luminaire | Quick Connect | Forward Phase Cut Controls | 86.2 | 3500 | -0.0003 | 92 | 63 | 310 | 0.99 | Ambient | 50000 | 0.981 | 1 | 66000 | 0.05 | 20 | 21 | 0.03 | 0.01 | 0.01 | 0.01 | 0.01 | 0.01 | 0.03 | 0.01 | 0.01 | 0.01 | 0.01 | 0.01 | 0.06 | 0.02 | 0.01 | 0.01 | 0.01 | 0.01 | True | False | Non Federally-Regulated | 10/03/2022 |  | 10/14/2022
Ledra Brands, Inc. | Alphabet | NU4-RA-SW-15LM-40K-90- 55D-NA-SBL-**-**-IC-***-LTE | Light Emitting Diode | Inseparable Luminaire | Quick Connect | Forward Phase Cut Controls | 97 | 4000 | -0.0003 | 92 | 63 | 310 | 0.99 | Ambient | 50000 | 0.981 | 1 | 66000 | 0.05 | 20 | 21 | 0.03 | 0.01 | 0.01 | 0.01 | 0.01 | 0.01 | 0.03 | 0.01 | 0.01 | 0.01 | 0.01 | 0.01 | 0.06 | 0.02 | 0.01 | 0.01 | 0.01 | 0.01 | True | False | Non Federally-Regulated | 10/03/2022 |  | 10/14/2022
Ledra Brands, Inc. | Alphabet | NU4-RA-SW-10LM-27K-90- 55D-NA-SBL-**-**-IC-***-LTE | Light Emitting Diode | Inseparable Luminaire | Quick Connect | Forward Phase Cut Controls | 75.6 | 2700 | -0.0003 | 92 | 63 | 310 | 0.99 | Ambient | 50000 | 0.981 | 1 | 66000 | 0.05 | 20 | 21 | 0.03 | 0.01 | 0.01 | 0.01 | 0.01 | 0.01 | 0.03 | 0.01 | 0.01 | 0.01 | 0.01 | 0.01 | 0.06 | 0.02 | 0.01 | 0.01 | 0.01 | 0.01 | True | False | Non Federally-Regulated | 10/03/2022 |  | 10/14/2022
Ledra Brands, Inc. | Alphabet | NU4-RA-SW-10LM-30K-90- 55D-NA-SBL-**-**-IC-***-LTE | Light Emitting Diode | Inseparable Luminaire | Quick Connect | Forward Phase Cut Controls | 79.4 | 3000 | -0.0003 | 92 | 63 | 310 | 0.99 | Ambient | 50000 | 0.981 | 1 | 66000 | 0.05 | 20 | 21 | 0.03 | 0.01 | 0.01 | 0.01 | 0.01 | 0.01 | 0.03 | 0.01 | 0.01 | 0.01 | 0.01 | 0.01 | 0.06 | 0.02 | 0.01 | 0.01 | 0.01 | 0.01 | True | False | Non Federally-Regulated | 10/03/2022 |  | 10/14/2022
Ledra Brands, Inc. | Alphabet | NU4-RA-SW-10LM-35K-90- 55D-NA-SBL-**-**-IC-***-LTE | Light Emitting Diode | Inseparable Luminaire | Quick Connect | Forward Phase Cut Controls | 86.2 | 3500 | -0.0003 | 92 | 63 | 310 | 0.99 | Ambient | 50000 | 0.981 | 1 | 66000 | 0.05 | 20 | 21 | 0.03 | 0.01 | 0.01 | 0.01 | 0.01 | 0.01 | 0.03 | 0.01 | 0.01 | 0.01 | 0.01 | 0.01 | 0.06 | 0.02 | 0.01 | 0.01 | 0.01 | 0.01 | True | False | Non Federally-Regulated | 10/03/2022 |  | 10/14/2022
Ledra Brands, Inc. | Alphabet | NU4-RA-SW-10LM-40K-90- 55D-NA-SBL-**-**-IC-***-LTE | Light Emitting Diode | Inseparable Luminaire | Quick Connect | Forward Phase Cut Controls | 97 | 4000 | -0.0003 | 92 | 63 | 310 | 0.99 | Ambient | 50000 | 0.981 | 1 | 66000 | 0.05 | 20 | 21 | 0.03 | 0.01 | 0.01 | 0.01 | 0.01 | 0.01 | 0.03 | 0.01 | 0.01 | 0.01 | 0.01 | 0.01 | 0.06 | 0.02 | 0.01 | 0.01 | 0.01 | 0.01 | True | False | Non Federally-Regulated | 10/03/2022 |  | 10/14/2022
Visual Comfort & Company | Tech Lighting | 14925RD-** | Light Emitting Diode | Inseparable Luminaire | Direct Wired | Forward Phase Cut Controls | 63 | 2700 | -0.0012 | 92 | 57 | 12 | 0.93 | Ambient | 50000 |  | 1 | 50000 | 0.1 | 16 | 16 | 0.3 | 0.28 | 0.27 | 0.25 | 0.01 | 0.01 | 0.34 | 0.33 | 0.34 | 0.25 | 0.01 | 0.01 | 0.28 | 0.28 | 0.26 | 0.19 | 0.01 | 0.01 | True | False | Non Federally-Regulated | 10/12/2022 |  | 10/18/2022
Visual Comfort & Company | Tech Lighting | 14927RD-** | Light Emitting Diode | Inseparable Luminaire | Direct Wired | Forward Phase Cut Controls | 65 | 2700 | -0.001 | 93 | 59 | 9 | 0.92 | Ambient | 50000 |  | 1 | 50000 | 0.1 | 16 | 16 | 0.25 | 0.24 | 0.23 | 0.22 | 0.01 | 0.01 | 0.34 | 0.34 | 0.34 | 0.25 | 0.01 | 0.01 | 0.3 | 0.31 | 0.3 | 0.22 | 0.01 | 0.01 | True | False | Non Federally-Regulated | 10/12/2022 |  | 10/18/2022
Visual Comfort & Company | Tech Lighting | ENCY3R*-L**9***W-UNV-** | Light Emitting Diode | Light Engine | Direct Wired | Forward Phase Cut Controls | 86.4 | 2731 | 0.0005 | 91 | 64 | 280 | 0.99 | Ambient | 55000 |  | 1 | 55000 | 0.01 | 22 | 18 | 0.17 | 0.15 | 0.11 | 0.01 | 0.01 | 0.01 | 0.08 | 0.01 | 0.01 | 0.01 | 0.01 | 0.01 | 0.03 | 0.01 | 0.01 | 0.01 | 0.01 | 0.01 | True | False | Non Federally-Regulated | 07/07/2021 |  | 10/18/2022
Visual Comfort & Company | Tech Lighting | ENCY3R*-L**9***A-UNV-** | Light Emitting Diode | Light Engine | Direct Wired | Forward Phase Cut Controls | 86.4 | 2731 | 0.0005 | 91 | 64 | 280 | 0.99 | Ambient | 55000 |  | 1 | 55000 | 0.01 | 22 | 18 | 0.17 | 0.15 | 0.11 | 0.01 | 0.01 | 0.01 | 0.08 | 0.01 | 0.01 | 0.01 | 0.01 | 0.01 | 0.03 | 0.01 | 0.01 | 0.01 | 0.01 | 0.01 | True | False | Non Federally-Regulated | 05/24/2021 |  | 10/18/2022
Visual Comfort & Company | Tech Lighting | ENCY3R*-L**9***F-UNV-** | Light Emitting Diode | Light Engine | Direct Wired | Forward Phase Cut Controls | 86.4 | 2731 | 0.0005 | 91 | 64 | 280 | 0.99 | Ambient | 55000 |  | 1 | 55000 | 0.01 | 22 | 18 | 0.17 | 0.15 | 0.11 | 0.01 | 0.01 | 0.01 | 0.08 | 0.01 | 0.01 | 0.01 | 0.01 | 0.01 | 0.03 | 0.01 | 0.01 | 0.01 | 0.01 | 0.01 | True | False | Non Federally-Regulated | 05/24/2021 |  | 10/18/2022
Delta Light USA LLC | DELTALIGHT | 6 372 00 00 ANO | Light Emitting Diode | Inseparable Luminaire | Direct Wired | 0-10 VDC Controls | 52 | 2914 | 0.0022 | 93 | 65 | 250 | 1 | Ambient | 39000 | 0.94 | 1 | 39000 | 0.01 | 19 | 19 | 0.01 | 0.01 | 0.01 | 0.01 | 0.01 | 0.01 | 0.03 | 0.01 | 0.01 | 0.01 | 0.01 | 0.01 | 0.37 | 0.15 | 0.13 | 0.11 | 0.1 | 0.09 | True |  | Non Federally-Regulated | 10/27/2022 |  | 10/27/2022
Maxim Lighting International, Inc. | Maxim | 57694WT** | Light Emitting Diode | Inseparable Luminaire | Direct Wired | Forward Phase Cut Controls | 74.2 | 3000 |  | 92 | 57 | 56 | 0.91 | Ambient | 50000 |  | 1 | 72000 | 0.05 | 21 | 22 | 0.02 | 0.02 | 0.02 | 0.02 | 0 | 0 | 0.01 | 0.01 | 0.01 | 0.01 | 0 | 0 | 0.02 | 0.01 | 0.01 | 0.01 | 0 | 0 | True | False | Non Federally-Regulated | 11/01/2020 |  | 10/28/2022
Maxim Lighting International, Inc. | Maxim | 57697WT** | Light Emitting Diode | Inseparable Luminaire | Direct Wired | Forward Phase Cut Controls | 71 | 3000 |  | 92 | 56 | 24 | 0.9 | Ambient | 50000 |  | 1 | 59000 | 0.05 | 20 | 21 | 0.02 | 0.02 | 0.02 | 0.02 | 0 | 0 | 0.02 | 0.01 | 0.01 | 0.01 | 0 | 0 | 0.03 | 0.01 | 0.01 | 0.01 | 0 | 0 | True | False | Non Federally-Regulated | 09/18/2019 |  | 10/28/2022
Maxim Lighting International, Inc. | Maxim | 57699WT** | Light Emitting Diode | Inseparable Luminaire | Direct Wired | Forward Phase Cut Controls | 72.5 | 3000 |  | 92 | 57 | 55 | 0.9 | Ambient | 50000 |  | 1 | 72000 | 0.05 | 21 | 22 | 0.02 | 0.02 | 0.02 | 0.02 | 0 | 0 | 0.01 | 0.01 | 0.01 | 0.01 | 0 | 0 | 0.02 | 0.01 | 0.01 | 0.01 | 0 | 0 | True | False | Non Federally-Regulated | 11/11/2020 |  | 10/28/2022
Feit Electric Company, Inc. | Utilitech | 1500764 | Light Emitting Diode | Inseparable Luminaire | Direct Wired | Forward Phase Cut Controls | 70.1 | 2700 | -0.0019 | 94 | 68 | 126 | 0.95 | Elevated | 50000 |  | 1 | 59000 | 0.05 | 20 | 21 | 0.11 | 0.1 | 0.1 | 0.09 | 0 | 0 | 0.21 | 0.2 | 0.2 | 0.17 | 0.04 | 0.03 | 0.31 | 0.29 | 0.3 | 0.26 | 0.16 | 0.15 | True | False | Non Federally-Regulated | 09/29/2022 |  | 11/01/2022
Feit Electric Company, Inc. | Utilitech | 1500771 | Light Emitting Diode | Inseparable Luminaire | Direct Wired | Forward Phase Cut Controls | 77.5 | 2700 | -0.0017 | 93 | 61 | 77 | 0.92 | Elevated | 50000 |  | 1 | 59000 | 0.05 | 21 | 21 | 0.21 | 0.2 | 0.19 | 0.18 | 0 | 0 | 0.34 | 0.34 | 0.34 | 0.28 | 0.04 | 0 | 0.27 | 0.26 | 0.26 | 0.21 | 0.05 | 0 | True | False | Non Federally-Regulated | 09/29/2022 |  | 11/01/2022
Feit Electric Company, Inc. | Utilitech | 1500763 | Light Emitting Diode | Inseparable Luminaire | Direct Wired | Forward Phase Cut Controls | 70.4 | 2700 | -0.0007 | 94 | 69 | 72 | 0.93 | Elevated | 50000 |  | 1 | 56000 | 0.05 | 20 | 21 | 0.22 | 0.22 | 0.21 | 0.19 | 0 | 0 | 0.38 | 0.35 | 0.35 | 0.29 | 0.04 | 0.04 | 0.32 | 0.31 | 0.32 | 0.26 | 0.09 | 0.09 | True | False | Non Federally-Regulated | 09/29/2022 |  | 11/01/2022
Feit Electric Company, Inc. | Utilitech | 1500768 | Light Emitting Diode | Inseparable Luminaire | Direct Wired | Forward Phase Cut Controls | 70.4 | 2700 | -0.0007 | 94 | 69 | 72 | 0.93 | Elevated | 50000 |  | 1 | 56000 | 0.05 | 20 | 21 | 0.22 | 0.22 | 0.21 | 0.19 | 0 | 0 | 0.38 | 0.35 | 0.35 | 0.29 | 0.04 | 0.04 | 0.32 | 0.31 | 0.32 | 0.26 | 0.09 | 0.09 | True | False | Non Federally-Regulated | 09/29/2022 |  | 11/01/2022
Feit Electric Company, Inc. | Utilitech | 1500770 | Light Emitting Diode | Inseparable Luminaire | Direct Wired | Forward Phase Cut Controls | 78.2 | 2700 | -0.0007 | 95 | 64 | 99 | 0.91 | Elevated | 50000 |  | 1 | 53000 | 0.05 | 20 | 20 | 0.12 | 0.12 | 0.11 | 0.11 | 0 | 0 | 0.26 | 0.25 | 0.25 | 0.21 | 0.05 | 0.04 | 0.24 | 0.23 | 0.23 | 0.19 | 0.07 | 0.07 | True | False | Non Federally-Regulated | 09/29/2022 |  | 11/01/2022
Feit Electric Company, Inc. | Utilitech | 1500762 | Light Emitting Diode | Inseparable Luminaire | Direct Wired | Forward Phase Cut Controls | 67.1 | 2700 | -0.001 | 94 | 65 | 74 | 0.93 | Elevated | 50000 |  | 1 | 59000 | 0.05 | 20 | 21 | 0.19 | 0.18 | 0.17 | 0.16 | 0 | 0 | 0.32 | 0.32 | 0.32 | 0.26 | 0.05 | 0.04 | 0.23 | 0.22 | 0.22 | 0.16 | 0.02 | 0.02 | True | False | Non Federally-Regulated | 09/29/2022 |  | 11/01/2022
Feit Electric Company, Inc. | Utilitech | 1500761 | Light Emitting Diode | Inseparable Luminaire | Direct Wired | Forward Phase Cut Controls | 76.5 | 2700 | -0.001 | 94 | 69 | 79 | 0.94 | Elevated | 50000 |  | 1 | 56000 | 0.05 | 20 | 21 | 0.2 | 0.19 | 0.18 | 0.17 | 0 | 0 | 0.33 | 0.33 | 0.33 | 0.27 | 0.06 | 0.05 | 0.3 | 0.28 | 0.28 | 0.23 | 0.09 | 0.09 | True | False | Non Federally-Regulated | 09/29/2022 |  | 11/01/2022
Feit Electric Company, Inc. | Utilitech | 1500767 | Light Emitting Diode | Inseparable Luminaire | Direct Wired | Forward Phase Cut Controls | 76.5 | 2700 | -0.001 | 94 | 69 | 79 | 0.94 | Elevated | 50000 |  | 1 | 56000 | 0.05 | 20 | 21 | 0.2 | 0.19 | 0.18 | 0.17 | 0 | 0 | 0.33 | 0.33 | 0.33 | 0.27 | 0.06 | 0.05 | 0.3 | 0.28 | 0.28 | 0.23 | 0.09 | 0.09 | True | False | Non Federally-Regulated | 09/29/2022 |  | 11/01/2022
Feit Electric Company, Inc. | Utilitech | 1500769 | Light Emitting Diode | Inseparable Luminaire | Direct Wired | Forward Phase Cut Controls | 79.1 | 2700 | -0.0007 | 95 | 64 | 61 | 0.94 | Elevated | 50000 |  | 1 | 56000 | 0.05 | 21 | 21 | 0.22 | 0.22 | 0.21 | 0.19 | 0 | 0 | 0.4 | 0.35 | 0.36 | 0.29 | 0.03 | 0.03 | 0.28 | 0.27 | 0.27 | 0.22 | 0.06 | 0 | True | False | Non Federally-Regulated | 09/29/2022 |  | 11/01/2022
Feit Electric Company, Inc. | Utilitech | 1500760 | Light Emitting Diode | Inseparable Luminaire | Direct Wired | Forward Phase Cut Controls | 78.5 | 2700 | -0.0011 | 94 | 67 | 83 | 0.98 | Elevated | 50000 |  | 1 | 56000 | 0.05 | 20 | 21 | 0.2 | 0.19 | 0.19 | 0.18 | 0 | 0 | 0.27 | 0.27 | 0.27 | 0.22 | 0 | 0 | 0.19 | 0.19 | 0.19 | 0.14 | 0.02 | 0.01 | True | False | Non Federally-Regulated | 09/29/2022 |  | 11/01/2022
Feit Electric Company, Inc. | Utilitech | 1500759 | Light Emitting Diode | Inseparable Luminaire | Direct Wired | Forward Phase Cut Controls | 84.8 | 2700 | -0.0009 | 94 | 67 | 96 | 0.98 | Elevated | 50000 |  | 1 | 56000 | 0.05 | 21 | 21 | 0.27 | 0.26 | 0.25 | 0.24 | 0 | 0 | 0.34 | 0.34 | 0.34 | 0.27 | 0.01 | 0.01 | 0.22 | 0.21 | 0.21 | 0.16 | 0.01 | 0 | True | False | Non Federally-Regulated | 09/29/2022 |  | 11/01/2022
Feit Electric Company, Inc. | FEIT | LEDR4JBX/930 (C) | Light Emitting Diode | Inseparable Luminaire | Direct Wired | Forward Phase Cut Controls | 75.5 | 3000 | -0.0015 | 92 | 57 | 97 | 0.96 | Elevated | 50000 |  | 1 | 54000 | 0.05 | 20 | 21 | 0.29 | 0.28 | 0.27 | 0.26 | 0 | 0 | 0.34 | 0.33 | 0.34 | 0.26 | 0 | 0 | 0.18 | 0.19 | 0.17 | 0.12 | 0.01 | 0 | True | False | Non Federally-Regulated | 09/29/2022 |  | 11/01/2022
Feit Electric Company, Inc. | FEIT | LEDR56JBX/930 (C) | Light Emitting Diode | Inseparable Luminaire | Direct Wired | Forward Phase Cut Controls | 82.5 | 3000 | -0.0011 | 93 | 59 | 121 | 0.97 | Elevated | 50000 |  | 1 | 56000 | 0.05 | 20 | 21 | 0.29 | 0.28 | 0.27 | 0.25 | 0 | 0 | 0.32 | 0.32 | 0.33 | 0.25 | 0 | 0 | 0.17 | 0.18 | 0.16 | 0.11 | 0.01 | 0 | True | False | Non Federally-Regulated | 09/29/2022 |  | 11/01/2022
Feit Electric Company, Inc. | FEIT | LEDR4JBX/6WYCA | Light Emitting Diode | Inseparable Luminaire | Direct Wired | Forward Phase Cut Controls | 80.5 | 2700 | -0.0004 | 92 | 55 | 198 | 0.96 | Elevated | 50000 |  | 1 | 56000 | 0.05 | 20 | 21 | 0.23 | 0.23 | 0.22 | 0.22 | 0 | 0 | 0.32 | 0.31 | 0.3 | 0.28 | 0 | 0 | 0.37 | 0.36 | 0.37 | 0.29 | 0.01 | 0 | True | False | Non Federally-Regulated | 09/29/2022 |  | 11/01/2022
Feit Electric Company, Inc. | FEIT | LEDR56JBX/6WYCA | Light Emitting Diode | Inseparable Luminaire | Direct Wired | Forward Phase Cut Controls | 76.2 | 2700 | -0.0002 | 92 | 57 | 210 | 0.97 | Elevated | 50000 |  | 1 | 56000 | 0.05 | 20 | 21 | 0.28 | 0.29 | 0.24 | 0.24 | 0 | 0 | 0.35 | 0.35 | 0.35 | 0.28 | 0 | 0 | 0.27 | 0.28 | 0.27 | 0.2 | 0.03 | 0.03 | True | False | Non Federally-Regulated | 09/29/2022 |  | 11/01/2022
Feit Electric Company, Inc. | FEIT | LEDR4XT/ADJ/6WYCA | Light Emitting Diode | Inseparable Luminaire | Direct Wired | Forward Phase Cut Controls | 76.5 | 2700 | -0.0001 | 93 | 52 | 72 | 0.92 | Elevated | 50000 |  | 1 | 53000 | 0.05 | 21 | 21 | 0.17 | 0.16 | 0.15 | 0.14 | 0 | 0 | 0.28 | 0.28 | 0.28 | 0.22 | 0 | 0 | 0.24 | 0.22 | 0.22 | 0.16 | 0.01 | 0 | True | False | Non Federally-Regulated | 09/29/2022 |  | 11/01/2022
Feit Electric Company, Inc. | FEIT | LEDR6XT/ADJ/6WYCA | Light Emitting Diode | Inseparable Luminaire | Direct Wired | Forward Phase Cut Controls | 81.1 | 2700 | 0.0002 | 93 | 53 | 62 | 0.93 | Elevated | 50000 |  | 1 | 56000 | 0.05 | 21 | 21 | 0.21 | 0.2 | 0.19 | 0.18 | 0 | 0 | 0.33 | 0.32 | 0.33 | 0.26 | 0 | 0 | 0.23 | 0.23 | 0.23 | 0.17 | 0 | 0 | True | False | Non Federally-Regulated | 09/29/2022 |  | 11/01/2022
Feit Electric Company, Inc. | FEIT | LEDR6XT/HO/NL/5CCTCA | Light Emitting Diode | Inseparable Luminaire | Direct Wired | Forward Phase Cut Controls | 85.3 | 2700 | 0 | 92 | 57 | 129 | 0.98 | Elevated | 50000 |  | 1 | 59000 | 0.05 | 21 | 21 | 0.25 | 0.24 | 0.23 | 0.22 | 0 | 0 | 0.32 | 0.31 | 0.32 | 0.25 | 0 | 0 | 0.21 | 0.2 | 0.21 | 0.17 | 0.05 | 0.05 | True | False | Non Federally-Regulated | 09/29/2022 |  | 11/01/2022
Feit Electric Company, Inc. | FEIT | LEDR4HOJBX/6WYCA | Light Emitting Diode | Inseparable Luminaire | Direct Wired | Forward Phase Cut Controls | 77.5 | 2700 | -0.0001 | 93 | 57 | 240 | 0.97 | Elevated | 50000 |  | 1 | 59000 | 0.05 | 21 | 21 | 0.23 | 0.23 | 0.22 | 0.2 | 0 | 0 | 0.31 | 0.31 | 0.31 | 0.24 | 0 | 0 | 0.25 | 0.25 | 0.25 | 0.18 | 0.01 | 0 | True | False | Non Federally-Regulated | 09/29/2022 |  | 11/01/2022
Feit Electric Company, Inc. | FEIT | LEDR56HOJBX/6WYCA | Light Emitting Diode | Inseparable Luminaire | Direct Wired | Forward Phase Cut Controls | 81.5 | 2700 | -0.0003 | 93 | 61 | 162 | 0.98 | Elevated | 50000 |  | 1 | 56000 | 0.05 | 21 | 21 | 0.2 | 0.19 | 0.18 | 0.17 | 0 | 0 | 0.23 | 0.23 | 0.23 | 0.19 | 0 | 0 | 0.16 | 0.15 | 0.15 | 0.11 | 0 | 0 | True | False | Non Federally-Regulated | 09/29/2022 |  | 11/01/2022
Feit Electric Company, Inc. | FEIT | LEDR4XT/HO/NL/5CCTCA | Light Emitting Diode | Inseparable Luminaire | Direct Wired | Forward Phase Cut Controls | 67.5 | 2700 | -0.0001 | 92 | 56 | 128 | 0.98 | Elevated | 50000 |  | 1 | 59000 | 0.05 | 21 | 21 | 0.2 | 0.19 | 0.18 | 0.17 | 0 | 0 | 0.27 | 0.27 | 0.27 | 0.21 | 0 | 0 | 0.21 | 0.21 | 0.21 | 0.15 | 0.01 | 0.01 | True | False | Non Federally-Regulated | 09/29/2022 |  | 11/01/2022
Quoizel | Quoizel | OST1715** | Light Emitting Diode | Inseparable Luminaire | Direct Wired | Forward Phase Cut Controls | 96.8 | 3000 | -0.0011 | 92 | 59 | 180 | 0.9 | Ambient | 50000 |  |  | 54000 | 0.03 | 16 | 16 | 0.34 | 0.33 | 0.31 | 0.29 | 0 | 0 | 0.32 | 0.31 | 0.31 | 0.24 | 0 | 0 | 0.14 | 0.15 | 0.13 | 0.09 | 0 | 0 | True |  | Non Federally-Regulated | 01/11/2019 |  | 11/01/2022
Quoizel | Quoizel | OST1720** | Light Emitting Diode | Inseparable Luminaire | Direct Wired | Forward Phase Cut Controls | 75.1 | 3000 | 0.0002 | 93 | 64 | 182 | 0.9 | Ambient | 50000 |  |  | 54000 | 0.03 | 15 | 17 | 0.31 | 0.3 | 0.28 | 0.25 | 0 | 0 | 0.25 | 0.24 | 0.24 | 0.18 | 0 | 0 | 0.12 | 0.12 | 0.1 | 0.07 | 0 | 0 | True |  | Non Federally-Regulated | 01/11/2019 |  | 11/01/2022
Quoizel | Quoizel | OST1708** | Light Emitting Diode | Inseparable Luminaire | Direct Wired | Forward Phase Cut Controls | 84 | 3000 | 0.0033 | 92 | 61 | 186 | 0.9 | Ambient | 50000 |  |  | 54000 | 0.03 | 17 | 18 | 0.29 | 0.28 | 0.26 | 0.24 | 0 | 0 | 0.25 | 0.24 | 0.24 | 0.18 | 0 | 0 | 0.1 | 0.1 | 0.09 | 0.06 | 0 | 0 | True |  | Non Federally-Regulated | 01/11/2019 |  | 11/01/2022
Quoizel | Quoizel | OST1711** | Light Emitting Diode | Inseparable Luminaire | Direct Wired | Forward Phase Cut Controls | 87 | 3000 | -0.0006 | 95 | 71 | 208 | 0.9 | Ambient | 50000 |  |  | 54000 | 0.04 | 13 | 14 | 0.31 | 0.3 | 0.28 | 0.25 | 0 | 0 | 0.26 | 0.25 | 0.25 | 0.19 | 0 | 0 | 0.09 | 0.09 | 0.08 | 0.05 | 0 | 0 | True |  | Non Federally-Regulated | 02/21/2019 |  | 11/01/2022
Ledra Brands, Inc. | Alphabet | NU4-RA-SW-15LM-27K-90-15D-NA-CL-**-**-IC-***-ELV1 | Light Emitting Diode | Inseparable Luminaire | Direct Wired | Reverse Phase Cut Controls | 47.1 | 2700 | 0 | 91 | 50 | 315 | 1 | Ambient | 50000 | 0.98 | 1 |  | 0.01 | 21 | 21 | 0.02 | 0.01 | 0.01 | 0.01 | 0 | 0 | 0.06 | 0.03 | 0.03 | 0.02 | 0 | 0 | 0.5 | 0.17 | 0.16 | 0.14 | 0.02 | 0.01 | True | False | Non Federally-Regulated | 10/14/2022 |  | 11/04/2022
Ledra Brands, Inc. | Alphabet | NU4-RA-SW-15LM-30K-90-15D-NA-CL-**-**-IC-***-ELV1 | Light Emitting Diode | Inseparable Luminaire | Direct Wired | Reverse Phase Cut Controls | 49.4 | 3000 | 0 | 91 | 50 | 315 | 1 | Ambient | 50000 | 0.98 | 1 |  | 0.01 | 21 | 21 | 0.02 | 0.01 | 0.01 | 0.01 | 0 | 0 | 0.06 | 0.03 | 0.03 | 0.02 | 0 | 0 | 0.5 | 0.17 | 0.16 | 0.14 | 0.02 | 0.01 | True | False | Non Federally-Regulated | 10/14/2022 |  | 11/04/2022
Ledra Brands, Inc. | Alphabet | NU4-RA-SW-15LM-35K-90-15D-NA-CL-**-**-IC-***-ELV1 | Light Emitting Diode | Inseparable Luminaire | Direct Wired | Reverse Phase Cut Controls | 53.7 | 3500 | 0 | 91 | 50 | 315 | 1 | Ambient | 50000 | 0.98 | 1 |  | 0.01 | 21 | 21 | 0.02 | 0.01 | 0.01 | 0.01 | 0 | 0 | 0.06 | 0.03 | 0.03 | 0.02 | 0 | 0 | 0.5 | 0.17 | 0.16 | 0.14 | 0.02 | 0.01 | True | False | Non Federally-Regulated | 10/14/2022 |  | 11/04/2022
Ledra Brands, Inc. | Alphabet | NU4-RA-SW-15LM-40K-90-15D-NA-CL-**-**-IC-***-ELV1 | Light Emitting Diode | Inseparable Luminaire | Direct Wired | Reverse Phase Cut Controls | 60.4 | 4000 | 0 | 91 | 50 | 315 | 1 | Ambient | 50000 | 0.98 | 1 |  | 0.01 | 21 | 21 | 0.02 | 0.01 | 0.01 | 0.01 | 0 | 0 | 0.06 | 0.03 | 0.03 | 0.02 | 0 | 0 | 0.5 | 0.17 | 0.16 | 0.14 | 0.02 | 0.01 | True | False | Non Federally-Regulated | 10/14/2022 |  | 11/04/2022
Ledra Brands, Inc. | Alphabet | NU4-RA-SW-10LM-27K-90-15D-NA-CL-**-**-IC-***-ELV1 | Light Emitting Diode | Inseparable Luminaire | Direct Wired | Reverse Phase Cut Controls | 65.3 | 2700 | 0 | 91 | 50 | 315 | 1 | Ambient | 50000 | 0.98 | 1 |  | 0.01 | 21 | 21 | 0.02 | 0.01 | 0.01 | 0.01 | 0 | 0 | 0.06 | 0.03 | 0.03 | 0.02 | 0 | 0 | 0.5 | 0.17 | 0.16 | 0.14 | 0.02 | 0.01 | True | False | Non Federally-Regulated | 10/14/2022 |  | 11/04/2022
Ledra Brands, Inc. | Alphabet | NU4-RA-SW-10LM-30K-90-15D-NA-CL-**-**-IC-***-ELV1 | Light Emitting Diode | Inseparable Luminaire | Direct Wired | Reverse Phase Cut Controls | 68.5 | 3000 | 0 | 91 | 50 | 315 | 1 | Ambient | 50000 | 0.98 | 1 |  | 0.01 | 21 | 21 | 0.02 | 0.01 | 0.01 | 0.01 | 0 | 0 | 0.06 | 0.03 | 0.03 | 0.02 | 0 | 0 | 0.5 | 0.17 | 0.16 | 0.14 | 0.02 | 0.01 | True | False | Non Federally-Regulated | 10/14/2022 |  | 11/04/2022
Ledra Brands, Inc. | Alphabet | NU4-RA-SW-10LM-35K-90-15D-NA-CL-**-**-IC-***-ELV1 | Light Emitting Diode | Inseparable Luminaire | Direct Wired | Reverse Phase Cut Controls | 74.5 | 3500 | 0 | 91 | 50 | 315 | 1 | Ambient | 50000 | 0.98 | 1 |  | 0.01 | 21 | 21 | 0.02 | 0.01 | 0.01 | 0.01 | 0 | 0 | 0.06 | 0.03 | 0.03 | 0.02 | 0 | 0 | 0.5 | 0.17 | 0.16 | 0.14 | 0.02 | 0.01 | True | False | Non Federally-Regulated | 10/14/2022 |  | 11/04/2022
Ledra Brands, Inc. | Alphabet | NU4-RA-SW-10LM-40K-90-15D-NA-CL-**-**-IC-***-ELV1 | Light Emitting Diode | Inseparable Luminaire | Direct Wired | Reverse Phase Cut Controls | 83.7 | 4000 | 0 | 91 | 50 | 315 | 1 | Ambient | 50000 | 0.98 | 1 |  | 0.01 | 21 | 21 | 0.02 | 0.01 | 0.01 | 0.01 | 0 | 0 | 0.06 | 0.03 | 0.03 | 0.02 | 0 | 0 | 0.5 | 0.17 | 0.16 | 0.14 | 0.02 | 0.01 | True | False | Non Federally-Regulated | 10/14/2022 |  | 11/04/2022
Ledra Brands, Inc. | Alphabet | NU4-RA-SW-15LM-27K-90-15D-NA-HET-**-**-IC-***-ELV1 | Light Emitting Diode | Inseparable Luminaire | Direct Wired | Reverse Phase Cut Controls | 47.1 | 2700 | 0 | 91 | 50 | 315 | 1 | Ambient | 50000 | 0.98 | 1 |  | 0.01 | 21 | 21 | 0.02 | 0.01 | 0.01 | 0.01 | 0 | 0 | 0.06 | 0.03 | 0.03 | 0.02 | 0 | 0 | 0.5 | 0.17 | 0.16 | 0.14 | 0.02 | 0.01 | True | False | Non Federally-Regulated | 10/14/2022 |  | 11/04/2022
Ledra Brands, Inc. | Alphabet | NU4-RA-SW-15LM-30K-90-15D-NA-HET-**-**-IC-***-ELV1 | Light Emitting Diode | Inseparable Luminaire | Direct Wired | Reverse Phase Cut Controls | 49.4 | 3000 | 0 | 91 | 50 | 315 | 1 | Ambient | 50000 | 0.98 | 1 |  | 0.01 | 21 | 21 | 0.02 | 0.01 | 0.01 | 0.01 | 0 | 0 | 0.06 | 0.03 | 0.03 | 0.02 | 0 | 0 | 0.5 | 0.17 | 0.16 | 0.14 | 0.02 | 0.01 | True | False | Non Federally-Regulated | 10/14/2022 |  | 11/04/2022
Ledra Brands, Inc. | Alphabet | NU4-RA-SW-15LM-35K-90-15D-NA-HET-**-**-IC-***-ELV1 | Light Emitting Diode | Inseparable Luminaire | Direct Wired | Reverse Phase Cut Controls | 53.7 | 3500 | 0 | 91 | 50 | 315 | 1 | Ambient | 50000 | 0.98 | 1 |  | 0.01 | 21 | 21 | 0.02 | 0.01 | 0.01 | 0.01 | 0 | 0 | 0.06 | 0.03 | 0.03 | 0.02 | 0 | 0 | 0.5 | 0.17 | 0.16 | 0.14 | 0.02 | 0.01 | True | False | Non Federally-Regulated | 10/14/2022 |  | 11/04/2022
Ledra Brands, Inc. | Alphabet | NU4-RA-SW-15LM-40K-90-15D-NA-HET-**-**-IC-***-ELV1 | Light Emitting Diode | Inseparable Luminaire | Direct Wired | Reverse Phase Cut Controls | 60.4 | 4000 | 0 | 91 | 50 | 315 | 1 | Ambient | 50000 | 0.98 | 1 |  | 0.01 | 21 | 21 | 0.02 | 0.01 | 0.01 | 0.01 | 0 | 0 | 0.06 | 0.03 | 0.03 | 0.02 | 0 | 0 | 0.5 | 0.17 | 0.16 | 0.14 | 0.02 | 0.01 | True | False | Non Federally-Regulated | 10/14/2022 |  | 11/04/2022
Ledra Brands, Inc. | Alphabet | NU4-RA-SW-10LM-27K-90-15D-NA-HET-**-**-IC-***-ELV1 | Light Emitting Diode | Inseparable Luminaire | Direct Wired | Reverse Phase Cut Controls | 65.3 | 2700 | 0 | 91 | 50 | 315 | 1 | Ambient | 50000 | 0.98 | 1 |  | 0.01 | 21 | 21 | 0.02 | 0.01 | 0.01 | 0.01 | 0 | 0 | 0.06 | 0.03 | 0.03 | 0.02 | 0 | 0 | 0.5 | 0.17 | 0.16 | 0.14 | 0.02 | 0.01 | True | False | Non Federally-Regulated | 10/14/2022 |  | 11/04/2022
Ledra Brands, Inc. | Alphabet | NU4-RA-SW-10LM-30K-90-15D-NA-HET-**-**-IC-***-ELV1 | Light Emitting Diode | Inseparable Luminaire | Direct Wired | Reverse Phase Cut Controls | 68.5 | 3000 | 0 | 91 | 50 | 315 | 1 | Ambient | 50000 | 0.98 | 1 |  | 0.01 | 21 | 21 | 0.02 | 0.01 | 0.01 | 0.01 | 0 | 0 | 0.06 | 0.03 | 0.03 | 0.02 | 0 | 0 | 0.5 | 0.17 | 0.16 | 0.14 | 0.02 | 0.01 | True | False | Non Federally-Regulated | 10/14/2022 |  | 11/04/2022
Ledra Brands, Inc. | Alphabet | NU4-RA-SW-10LM-35K-90-15D-NA-HET-**-**-IC-***-ELV1 | Light Emitting Diode | Inseparable Luminaire | Direct Wired | Reverse Phase Cut Controls | 74.5 | 3500 | 0 | 91 | 50 | 315 | 1 | Ambient | 50000 | 0.98 | 1 |  | 0.01 | 21 | 21 | 0.02 | 0.01 | 0.01 | 0.01 | 0 | 0 | 0.06 | 0.03 | 0.03 | 0.02 | 0 | 0 | 0.5 | 0.17 | 0.16 | 0.14 | 0.02 | 0.01 | True | False | Non Federally-Regulated | 10/14/2022 |  | 11/04/2022
Ledra Brands, Inc. | Alphabet | NU4-RA-SW-10LM-40K-90-15D-NA-HET-**-**-IC-***-ELV1 | Light Emitting Diode | Inseparable Luminaire | Direct Wired | Reverse Phase Cut Controls | 83.7 | 4000 | 0 | 91 | 50 | 315 | 1 | Ambient | 50000 | 0.98 | 1 |  | 0.01 | 21 | 21 | 0.02 | 0.01 | 0.01 | 0.01 | 0 | 0 | 0.06 | 0.03 | 0.03 | 0.02 | 0 | 0 | 0.5 | 0.17 | 0.16 | 0.14 | 0.02 | 0.01 | True | False | Non Federally-Regulated | 10/14/2022 |  | 11/04/2022
Ledra Brands, Inc. | Alphabet | NU4-RA-SW-15LM-27K-90-15D-NA-SBL-**-**-IC-***-ELV1 | Light Emitting Diode | Inseparable Luminaire | Direct Wired | Reverse Phase Cut Controls | 47.1 | 2700 | 0 | 91 | 50 | 315 | 1 | Ambient | 50000 | 0.98 | 1 |  | 0.01 | 21 | 21 | 0.02 | 0.01 | 0.01 | 0.01 | 0 | 0 | 0.06 | 0.03 | 0.03 | 0.02 | 0 | 0 | 0.5 | 0.17 | 0.16 | 0.14 | 0.02 | 0.01 | True | False | Non Federally-Regulated | 10/14/2022 |  | 11/04/2022
Ledra Brands, Inc. | Alphabet | NU4-RA-SW-15LM-30K-90-15D-NA-SBL-**-**-IC-***-ELV1 | Light Emitting Diode | Inseparable Luminaire | Direct Wired | Reverse Phase Cut Controls | 49.4 | 3000 | 0 | 91 | 50 | 315 | 1 | Ambient | 50000 | 0.98 | 1 |  | 0.01 | 21 | 21 | 0.02 | 0.01 | 0.01 | 0.01 | 0 | 0 | 0.06 | 0.03 | 0.03 | 0.02 | 0 | 0 | 0.5 | 0.17 | 0.16 | 0.14 | 0.02 | 0.01 | True | False | Non Federally-Regulated | 10/14/2022 |  | 11/04/2022
Ledra Brands, Inc. | Alphabet | NU4-RA-SW-15LM-35K-90-15D-NA-SBL-**-**-IC-***-ELV1 | Light Emitting Diode | Inseparable Luminaire | Direct Wired | Reverse Phase Cut Controls | 53.7 | 3500 | 0 | 91 | 50 | 315 | 1 | Ambient | 50000 | 0.98 | 1 |  | 0.01 | 21 | 21 | 0.02 | 0.01 | 0.01 | 0.01 | 0 | 0 | 0.06 | 0.03 | 0.03 | 0.02 | 0 | 0 | 0.5 | 0.17 | 0.16 | 0.14 | 0.02 | 0.01 | True | False | Non Federally-Regulated | 10/14/2022 |  | 11/04/2022
Ledra Brands, Inc. | Alphabet | NU4-RA-SW-15LM-40K-90-15D-NA-SBL-**-**-IC-***-ELV1 | Light Emitting Diode | Inseparable Luminaire | Direct Wired | Reverse Phase Cut Controls | 60.4 | 4000 | 0 | 91 | 50 | 315 | 1 | Ambient | 50000 | 0.98 | 1 |  | 0.01 | 21 | 21 | 0.02 | 0.01 | 0.01 | 0.01 | 0 | 0 | 0.06 | 0.03 | 0.03 | 0.02 | 0 | 0 | 0.5 | 0.17 | 0.16 | 0.14 | 0.02 | 0.01 | True | False | Non Federally-Regulated | 10/14/2022 |  | 11/04/2022
Ledra Brands, Inc. | Alphabet | NU4-RA-SW-10LM-27K-90-15D-NA-SBL-**-**-IC-***-ELV1 | Light Emitting Diode | Inseparable Luminaire | Direct Wired | Reverse Phase Cut Controls | 65.3 | 2700 | 0 | 91 | 50 | 315 | 1 | Ambient | 50000 | 0.98 | 1 |  | 0.01 | 21 | 21 | 0.02 | 0.01 | 0.01 | 0.01 | 0 | 0 | 0.06 | 0.03 | 0.03 | 0.02 | 0 | 0 | 0.5 | 0.17 | 0.16 | 0.14 | 0.02 | 0.01 | True | False | Non Federally-Regulated | 10/14/2022 |  | 11/04/2022
Ledra Brands, Inc. | Alphabet | NU4-RA-SW-10LM-30K-90-15D-NA-SBL-**-**-IC-***-ELV1 | Light Emitting Diode | Inseparable Luminaire | Direct Wired | Reverse Phase Cut Controls | 68.5 | 3000 | 0 | 91 | 50 | 315 | 1 | Ambient | 50000 | 0.98 | 1 |  | 0.01 | 21 | 21 | 0.02 | 0.01 | 0.01 | 0.01 | 0 | 0 | 0.06 | 0.03 | 0.03 | 0.02 | 0 | 0 | 0.5 | 0.17 | 0.16 | 0.14 | 0.02 | 0.01 | True | False | Non Federally-Regulated | 10/14/2022 |  | 11/04/2022
Ledra Brands, Inc. | Alphabet | NU4-RA-SW-10LM-35K-90-15D-NA-SBL-**-**-IC-***-ELV1 | Light Emitting Diode | Inseparable Luminaire | Direct Wired | Reverse Phase Cut Controls | 74.5 | 3500 | 0 | 91 | 50 | 315 | 1 | Ambient | 50000 | 0.98 | 1 |  | 0.01 | 21 | 21 | 0.02 | 0.01 | 0.01 | 0.01 | 0 | 0 | 0.06 | 0.03 | 0.03 | 0.02 | 0 | 0 | 0.5 | 0.17 | 0.16 | 0.14 | 0.02 | 0.01 | True | False | Non Federally-Regulated | 10/14/2022 |  | 11/04/2022
Ledra Brands, Inc. | Alphabet | NU4-RA-SW-10LM-40K-90-15D-NA-SBL-**-**-IC-***-ELV1 | Light Emitting Diode | Inseparable Luminaire | Direct Wired | Reverse Phase Cut Controls | 83.7 | 4000 | 0 | 91 | 50 | 315 | 1 | Ambient | 50000 | 0.98 | 1 |  | 0.01 | 21 | 21 | 0.02 | 0.01 | 0.01 | 0.01 | 0 | 0 | 0.06 | 0.03 | 0.03 | 0.02 | 0 | 0 | 0.5 | 0.17 | 0.16 | 0.14 | 0.02 | 0.01 | True | False | Non Federally-Regulated | 10/14/2022 |  | 11/04/2022
Ledra Brands, Inc. | Alphabet | NU4-RA-SW-15LM-27K-90-15D-NA-CL-**-**-IC-***-LTE | Light Emitting Diode | Inseparable Luminaire | Direct Wired | Forward Phase Cut Controls | 47.1 | 2700 | 0 | 91 | 50 | 315 | 1 | Ambient | 50000 | 0.98 | 1 |  | 0.04 | 20 | 22 | 0.03 | 0.01 | 0 | 0 | 0 | 0 | 0.08 | 0.01 | 0.01 | 0.01 | 0.01 | 0 | 0.36 | 0.04 | 0.03 | 0.03 | 0.02 | 0.01 | True | False | Non Federally-Regulated | 10/14/2022 |  | 11/04/2022
Ledra Brands, Inc. | Alphabet | NU4-RA-SW-15LM-30K-90-15D-NA-CL-**-**-IC-***-LTE | Light Emitting Diode | Inseparable Luminaire | Direct Wired | Forward Phase Cut Controls | 49.4 | 3000 | 0 | 91 | 50 | 315 | 1 | Ambient | 50000 | 0.98 | 1 |  | 0.04 | 20 | 22 | 0.03 | 0.01 | 0 | 0 | 0 | 0 | 0.08 | 0.01 | 0.01 | 0.01 | 0.01 | 0 | 0.36 | 0.04 | 0.03 | 0.03 | 0.02 | 0.01 | True | False | Non Federally-Regulated | 10/14/2022 |  | 11/04/2022
Ledra Brands, Inc. | Alphabet | NU4-RA-SW-15LM-35K-90-15D-NA-CL-**-**-IC-***-LTE | Light Emitting Diode | Inseparable Luminaire | Direct Wired | Forward Phase Cut Controls | 53.7 | 3500 | 0 | 91 | 50 | 315 | 1 | Ambient | 50000 | 0.98 | 1 |  | 0.04 | 20 | 22 | 0.03 | 0.01 | 0 | 0 | 0 | 0 | 0.08 | 0.01 | 0.01 | 0.01 | 0.01 | 0 | 0.36 | 0.04 | 0.03 | 0.03 | 0.02 | 0.01 | True | False | Non Federally-Regulated | 10/14/2022 |  | 11/04/2022
Ledra Brands, Inc. | Alphabet | NU4-RA-SW-15LM-40K-90-15D-NA-CL-**-**-IC-***-LTE | Light Emitting Diode | Inseparable Luminaire | Direct Wired | Forward Phase Cut Controls | 60.4 | 4000 | 0 | 91 | 50 | 315 | 1 | Ambient | 50000 | 0.98 | 1 |  | 0.04 | 20 | 22 | 0.03 | 0.01 | 0 | 0 | 0 | 0 | 0.08 | 0.01 | 0.01 | 0.01 | 0.01 | 0 | 0.36 | 0.04 | 0.03 | 0.03 | 0.02 | 0.01 | True | False | Non Federally-Regulated | 10/14/2022 |  | 11/04/2022
Ledra Brands, Inc. | Alphabet | NU4-RA-SW-10LM-27K-90-15D-NA-CL-**-**-IC-***-LTE | Light Emitting Diode | Inseparable Luminaire | Direct Wired | Forward Phase Cut Controls | 65.3 | 2700 | 0 | 91 | 50 | 315 | 1 | Ambient | 50000 | 0.98 | 1 |  | 0.04 | 20 | 22 | 0.03 | 0.01 | 0 | 0 | 0 | 0 | 0.08 | 0.01 | 0.01 | 0.01 | 0.01 | 0 | 0.36 | 0.04 | 0.03 | 0.03 | 0.02 | 0.01 | True | False | Non Federally-Regulated | 10/14/2022 |  | 11/04/2022
Ledra Brands, Inc. | Alphabet | NU4-RA-SW-10LM-30K-90-15D-NA-CL-**-**-IC-***-LTE | Light Emitting Diode | Inseparable Luminaire | Direct Wired | Forward Phase Cut Controls | 68.5 | 3000 | 0 | 91 | 50 | 315 | 1 | Ambient | 50000 | 0.98 | 1 |  | 0.04 | 20 | 22 | 0.03 | 0.01 | 0 | 0 | 0 | 0 | 0.08 | 0.01 | 0.01 | 0.01 | 0.01 | 0 | 0.36 | 0.04 | 0.03 | 0.03 | 0.02 | 0.01 | True | False | Non Federally-Regulated | 10/14/2022 |  | 11/04/2022
Ledra Brands, Inc. | Alphabet | NU4-RA-SW-10LM-35K-90-15D-NA-CL-**-**-IC-***-LTE | Light Emitting Diode | Inseparable Luminaire | Direct Wired | Forward Phase Cut Controls | 74.5 | 3500 | 0 | 91 | 50 | 315 | 1 | Ambient | 50000 | 0.98 | 1 |  | 0.04 | 20 | 22 | 0.03 | 0.01 | 0 | 0 | 0 | 0 | 0.08 | 0.01 | 0.01 | 0.01 | 0.01 | 0 | 0.36 | 0.04 | 0.03 | 0.03 | 0.02 | 0.01 | True | False | Non Federally-Regulated | 10/14/2022 |  | 11/04/2022
Ledra Brands, Inc. | Alphabet | NU4-RA-SW-10LM-40K-90-15D-NA-CL-**-**-IC-***-LTE | Light Emitting Diode | Inseparable Luminaire | Direct Wired | Forward Phase Cut Controls | 83.7 | 4000 | 0 | 91 | 50 | 315 | 1 | Ambient | 50000 | 0.98 | 1 |  | 0.04 | 20 | 22 | 0.03 | 0.01 | 0 | 0 | 0 | 0 | 0.08 | 0.01 | 0.01 | 0.01 | 0.01 | 0 | 0.36 | 0.04 | 0.03 | 0.03 | 0.02 | 0.01 | True | False | Non Federally-Regulated | 10/14/2022 |  | 11/04/2022
Ledra Brands, Inc. | Alphabet | NU4-RA-SW-15LM-27K-90-15D-NA-HET-**-**-IC-***-LTE | Light Emitting Diode | Inseparable Luminaire | Direct Wired | Forward Phase Cut Controls | 47.1 | 2700 | 0 | 91 | 50 | 315 | 1 | Ambient | 50000 | 0.98 | 1 |  | 0.04 | 20 | 22 | 0.03 | 0.01 | 0 | 0 | 0 | 0 | 0.08 | 0.01 | 0.01 | 0.01 | 0.01 | 0 | 0.36 | 0.04 | 0.03 | 0.03 | 0.02 | 0.01 | True | False | Non Federally-Regulated | 10/14/2022 |  | 11/04/2022
Ledra Brands, Inc. | Alphabet | NU4-RA-SW-15LM-30K-90-15D-NA-HET-**-**-IC-***-LTE | Light Emitting Diode | Inseparable Luminaire | Direct Wired | Forward Phase Cut Controls | 49.4 | 3000 | 0 | 91 | 50 | 315 | 1 | Ambient | 50000 | 0.98 | 1 |  | 0.04 | 20 | 22 | 0.03 | 0.01 | 0 | 0 | 0 | 0 | 0.08 | 0.01 | 0.01 | 0.01 | 0.01 | 0 | 0.36 | 0.04 | 0.03 | 0.03 | 0.02 | 0.01 | True | False | Non Federally-Regulated | 10/14/2022 |  | 11/04/2022
Ledra Brands, Inc. | Alphabet | NU4-RA-SW-15LM-35K-90-15D-NA-HET-**-**-IC-***-LTE | Light Emitting Diode | Inseparable Luminaire | Direct Wired | Forward Phase Cut Controls | 53.7 | 3500 | 0 | 91 | 50 | 315 | 1 | Ambient | 50000 | 0.98 | 1 |  | 0.04 | 20 | 22 | 0.03 | 0.01 | 0 | 0 | 0 | 0 | 0.08 | 0.01 | 0.01 | 0.01 | 0.01 | 0 | 0.36 | 0.04 | 0.03 | 0.03 | 0.02 | 0.01 | True | False | Non Federally-Regulated | 10/14/2022 |  | 11/04/2022
Ledra Brands, Inc. | Alphabet | NU4-RA-SW-15LM-40K-90-15D-NA-HET-**-**-IC-***-LTE | Light Emitting Diode | Inseparable Luminaire | Direct Wired | Forward Phase Cut Controls | 60.4 | 4000 | 0 | 91 | 50 | 315 | 1 | Ambient | 50000 | 0.98 | 1 |  | 0.04 | 20 | 22 | 0.03 | 0.01 | 0 | 0 | 0 | 0 | 0.08 | 0.01 | 0.01 | 0.01 | 0.01 | 0 | 0.36 | 0.04 | 0.03 | 0.03 | 0.02 | 0.01 | True | False | Non Federally-Regulated | 10/14/2022 |  | 11/04/2022
Ledra Brands, Inc. | Alphabet | NU4-RA-SW-10LM-27K-90-15D-NA-HET-**-**-IC-***-LTE | Light Emitting Diode | Inseparable Luminaire | Direct Wired | Forward Phase Cut Controls | 65.3 | 2700 | 0 | 91 | 50 | 315 | 1 | Ambient | 50000 | 0.98 | 1 |  | 0.04 | 20 | 22 | 0.03 | 0.01 | 0 | 0 | 0 | 0 | 0.08 | 0.01 | 0.01 | 0.01 | 0.01 | 0 | 0.36 | 0.04 | 0.03 | 0.03 | 0.02 | 0.01 | True | False | Non Federally-Regulated | 10/14/2022 |  | 11/04/2022
Ledra Brands, Inc. | Alphabet | NU4-RA-SW-10LM-30K-90-15D-NA-HET-**-**-IC-***-LTE | Light Emitting Diode | Inseparable Luminaire | Direct Wired | Forward Phase Cut Controls | 68.5 | 3000 | 0 | 91 | 50 | 315 | 1 | Ambient | 50000 | 0.98 | 1 |  | 0.04 | 20 | 22 | 0.03 | 0.01 | 0 | 0 | 0 | 0 | 0.08 | 0.01 | 0.01 | 0.01 | 0.01 | 0 | 0.36 | 0.04 | 0.03 | 0.03 | 0.02 | 0.01 | True | False | Non Federally-Regulated | 10/14/2022 |  | 11/04/2022
Ledra Brands, Inc. | Alphabet | NU4-RA-SW-10LM-35K-90-15D-NA-HET-**-**-IC-***-LTE | Light Emitting Diode | Inseparable Luminaire | Direct Wired | Forward Phase Cut Controls | 74.5 | 3500 | 0 | 91 | 50 | 315 | 1 | Ambient | 50000 | 0.98 | 1 |  | 0.04 | 20 | 22 | 0.03 | 0.01 | 0 | 0 | 0 | 0 | 0.08 | 0.01 | 0.01 | 0.01 | 0.01 | 0 | 0.36 | 0.04 | 0.03 | 0.03 | 0.02 | 0.01 | True | False | Non Federally-Regulated | 10/14/2022 |  | 11/04/2022
Ledra Brands, Inc. | Alphabet | NU4-RA-SW-10LM-40K-90-15D-NA-HET-**-**-IC-***-LTE | Light Emitting Diode | Inseparable Luminaire | Direct Wired | Forward Phase Cut Controls | 83.7 | 4000 | 0 | 91 | 50 | 315 | 1 | Ambient | 50000 | 0.98 | 1 |  | 0.04 | 20 | 22 | 0.03 | 0.01 | 0 | 0 | 0 | 0 | 0.08 | 0.01 | 0.01 | 0.01 | 0.01 | 0 | 0.36 | 0.04 | 0.03 | 0.03 | 0.02 | 0.01 | True | False | Non Federally-Regulated | 10/14/2022 |  | 11/04/2022
Ledra Brands, Inc. | Alphabet | NU4-RA-SW-15LM-27K-90-15D-NA-SBL-**-**-IC-***-LTE | Light Emitting Diode | Inseparable Luminaire | Direct Wired | Forward Phase Cut Controls | 47.1 | 2700 | 0 | 91 | 50 | 315 | 1 | Ambient | 50000 | 0.98 | 1 |  | 0.04 | 20 | 22 | 0.03 | 0.01 | 0 | 0 | 0 | 0 | 0.08 | 0.01 | 0.01 | 0.01 | 0.01 | 0 | 0.36 | 0.04 | 0.03 | 0.03 | 0.02 | 0.01 | True | False | Non Federally-Regulated | 10/14/2022 |  | 11/04/2022
Ledra Brands, Inc. | Alphabet | NU4-RA-SW-15LM-30K-90-15D-NA-SBL-**-**-IC-***-LTE | Light Emitting Diode | Inseparable Luminaire | Direct Wired | Forward Phase Cut Controls | 49.4 | 3000 | 0 | 91 | 50 | 315 | 1 | Ambient | 50000 | 0.98 | 1 |  | 0.04 | 20 | 22 | 0.03 | 0.01 | 0 | 0 | 0 | 0 | 0.08 | 0.01 | 0.01 | 0.01 | 0.01 | 0 | 0.36 | 0.04 | 0.03 | 0.03 | 0.02 | 0.01 | True | False | Non Federally-Regulated | 10/14/2022 |  | 11/04/2022
Ledra Brands, Inc. | Alphabet | NU4-RA-SW-15LM-35K-90-15D-NA-SBL-**-**-IC-***-LTE | Light Emitting Diode | Inseparable Luminaire | Direct Wired | Forward Phase Cut Controls | 53.7 | 3500 | 0 | 91 | 50 | 315 | 1 | Ambient | 50000 | 0.98 | 1 |  | 0.04 | 20 | 22 | 0.03 | 0.01 | 0 | 0 | 0 | 0 | 0.08 | 0.01 | 0.01 | 0.01 | 0.01 | 0 | 0.36 | 0.04 | 0.03 | 0.03 | 0.02 | 0.01 | True | False | Non Federally-Regulated | 10/14/2022 |  | 11/04/2022
Ledra Brands, Inc. | Alphabet | NU4-RA-SW-15LM-40K-90-15D-NA-SBL-**-**-IC-***-LTE | Light Emitting Diode | Inseparable Luminaire | Direct Wired | Forward Phase Cut Controls | 60.4 | 4000 | 0 | 91 | 50 | 315 | 1 | Ambient | 50000 | 0.98 | 1 |  | 0.04 | 20 | 22 | 0.03 | 0.01 | 0 | 0 | 0 | 0 | 0.08 | 0.01 | 0.01 | 0.01 | 0.01 | 0 | 0.36 | 0.04 | 0.03 | 0.03 | 0.02 | 0.01 | True | False | Non Federally-Regulated | 10/14/2022 |  | 11/04/2022
Ledra Brands, Inc. | Alphabet | NU4-RA-SW-10LM-27K-90-15D-NA-SBL-**-**-IC-***-LTE | Light Emitting Diode | Inseparable Luminaire | Direct Wired | Forward Phase Cut Controls | 65.3 | 2700 | 0 | 91 | 50 | 315 | 1 | Ambient | 50000 | 0.98 | 1 |  | 0.04 | 20 | 22 | 0.03 | 0.01 | 0 | 0 | 0 | 0 | 0.08 | 0.01 | 0.01 | 0.01 | 0.01 | 0 | 0.36 | 0.04 | 0.03 | 0.03 | 0.02 | 0.01 | True | False | Non Federally-Regulated | 10/14/2022 |  | 11/04/2022
Ledra Brands, Inc. | Alphabet | NU4-RA-SW-10LM-30K-90-15D-NA-SBL-**-**-IC-***-LTE | Light Emitting Diode | Inseparable Luminaire | Direct Wired | Forward Phase Cut Controls | 68.5 | 3000 | 0 | 91 | 50 | 315 | 1 | Ambient | 50000 | 0.98 | 1 |  | 0.04 | 20 | 22 | 0.03 | 0.01 | 0 | 0 | 0 | 0 | 0.08 | 0.01 | 0.01 | 0.01 | 0.01 | 0 | 0.36 | 0.04 | 0.03 | 0.03 | 0.02 | 0.01 | True | False | Non Federally-Regulated | 10/14/2022 |  | 11/04/2022
Ledra Brands, Inc. | Alphabet | NU4-RA-SW-10LM-35K-90-15D-NA-SBL-**-**-IC-***-LTE | Light Emitting Diode | Inseparable Luminaire | Direct Wired | Forward Phase Cut Controls | 74.5 | 3500 | 0 | 91 | 50 | 315 | 1 | Ambient | 50000 | 0.98 | 1 |  | 0.04 | 20 | 22 | 0.03 | 0.01 | 0 | 0 | 0 | 0 | 0.08 | 0.01 | 0.01 | 0.01 | 0.01 | 0 | 0.36 | 0.04 | 0.03 | 0.03 | 0.02 | 0.01 | True | False | Non Federally-Regulated | 10/14/2022 |  | 11/04/2022
Ledra Brands, Inc. | Alphabet | NU4-RA-SW-10LM-40K-90-15D-NA-SBL-**-**-IC-***-LTE | Light Emitting Diode | Inseparable Luminaire | Direct Wired | Forward Phase Cut Controls | 83.7 | 4000 | 0 | 91 | 50 | 315 | 1 | Ambient | 50000 | 0.98 | 1 |  | 0.04 | 20 | 22 | 0.03 | 0.01 | 0 | 0 | 0 | 0 | 0.08 | 0.01 | 0.01 | 0.01 | 0.01 | 0 | 0.36 | 0.04 | 0.03 | 0.03 | 0.02 | 0.01 | True | False | Non Federally-Regulated | 10/14/2022 |  | 11/04/2022
Ledra Brands, Inc. | Alphabet | NU4-RA-SW-15LM-27K-90-15D-NA-DL-**-**-IC-***-ELV1 | Light Emitting Diode | Inseparable Luminaire | Direct Wired | Reverse Phase Cut Controls | 46.6 | 2700 | 0 | 91 | 50 | 315 | 1 | Ambient | 50000 | 0.98 | 1 |  | 0.01 | 21 | 21 | 0.02 | 0.01 | 0.01 | 0.01 | 0 | 0 | 0.06 | 0.03 | 0.03 | 0.02 | 0 | 0 | 0.5 | 0.17 | 0.16 | 0.14 | 0.02 | 0.01 | True | False | Non Federally-Regulated | 10/14/2022 |  | 11/04/2022
Ledra Brands, Inc. | Alphabet | NU4-RA-SW-15LM-30K-90-15D-NA-DL-**-**-IC-***-ELV1 | Light Emitting Diode | Inseparable Luminaire | Direct Wired | Reverse Phase Cut Controls | 48.9 | 3000 | 0 | 91 | 50 | 315 | 1 | Ambient | 50000 | 0.98 | 1 |  | 0.01 | 21 | 21 | 0.02 | 0.01 | 0.01 | 0.01 | 0 | 0 | 0.06 | 0.03 | 0.03 | 0.02 | 0 | 0 | 0.5 | 0.17 | 0.16 | 0.14 | 0.02 | 0.01 | True | False | Non Federally-Regulated | 10/14/2022 |  | 11/04/2022
Ledra Brands, Inc. | Alphabet | NU4-RA-SW-15LM-35K-90-15D-NA-DL-**-**-IC-***-ELV1 | Light Emitting Diode | Inseparable Luminaire | Direct Wired | Reverse Phase Cut Controls | 53.1 | 3500 | 0 | 91 | 50 | 315 | 1 | Ambient | 50000 | 0.98 | 1 |  | 0.01 | 21 | 21 | 0.02 | 0.01 | 0.01 | 0.01 | 0 | 0 | 0.06 | 0.03 | 0.03 | 0.02 | 0 | 0 | 0.5 | 0.17 | 0.16 | 0.14 | 0.02 | 0.01 | True | False | Non Federally-Regulated | 10/14/2022 |  | 11/04/2022
Ledra Brands, Inc. | Alphabet | NU4-RA-SW-15LM-40K-90-15D-NA-DL-**-**-IC-***-ELV1 | Light Emitting Diode | Inseparable Luminaire | Direct Wired | Reverse Phase Cut Controls | 59.7 | 4000 | 0 | 91 | 50 | 315 | 1 | Ambient | 50000 | 0.98 | 1 |  | 0.01 | 21 | 21 | 0.02 | 0.01 | 0.01 | 0.01 | 0 | 0 | 0.06 | 0.03 | 0.03 | 0.02 | 0 | 0 | 0.5 | 0.17 | 0.16 | 0.14 | 0.02 | 0.01 | True | False | Non Federally-Regulated | 10/14/2022 |  | 11/04/2022
Ledra Brands, Inc. | Alphabet | NU4-RA-SW-10LM-27K-90-15D-NA-DL-**-**-IC-***-ELV1 | Light Emitting Diode | Inseparable Luminaire | Direct Wired | Reverse Phase Cut Controls | 64.6 | 2700 | 0 | 91 | 50 | 315 | 1 | Ambient | 50000 | 0.98 | 1 |  | 0.01 | 21 | 21 | 0.02 | 0.01 | 0.01 | 0.01 | 0 | 0 | 0.06 | 0.03 | 0.03 | 0.02 | 0 | 0 | 0.5 | 0.17 | 0.16 | 0.14 | 0.02 | 0.01 | True | False | Non Federally-Regulated | 10/14/2022 |  | 11/04/2022
Ledra Brands, Inc. | Alphabet | NU4-RA-SW-10LM-30K-90-15D-NA-DL-**-**-IC-***-ELV1 | Light Emitting Diode | Inseparable Luminaire | Direct Wired | Reverse Phase Cut Controls | 67.8 | 3000 | 0 | 91 | 50 | 315 | 1 | Ambient | 50000 | 0.98 | 1 |  | 0.01 | 21 | 21 | 0.02 | 0.01 | 0.01 | 0.01 | 0 | 0 | 0.06 | 0.03 | 0.03 | 0.02 | 0 | 0 | 0.5 | 0.17 | 0.16 | 0.14 | 0.02 | 0.01 | True | False | Non Federally-Regulated | 10/14/2022 |  | 11/04/2022
Ledra Brands, Inc. | Alphabet | NU4-RA-SW-10LM-35K-90-15D-NA-DL-**-**-IC-***-ELV1 | Light Emitting Diode | Inseparable Luminaire | Direct Wired | Reverse Phase Cut Controls | 73.7 | 3500 | 0 | 91 | 50 | 315 | 1 | Ambient | 50000 | 0.98 | 1 |  | 0.01 | 21 | 21 | 0.02 | 0.01 | 0.01 | 0.01 | 0 | 0 | 0.06 | 0.03 | 0.03 | 0.02 | 0 | 0 | 0.5 | 0.17 | 0.16 | 0.14 | 0.02 | 0.01 | True | False | Non Federally-Regulated | 10/14/2022 |  | 11/04/2022
Ledra Brands, Inc. | Alphabet | NU4-RA-SW-10LM-40K-90-15D-NA-DL-**-**-IC-***-ELV1 | Light Emitting Diode | Inseparable Luminaire | Direct Wired | Reverse Phase Cut Controls | 82.8 | 4000 | 0 | 91 | 50 | 315 | 1 | Ambient | 50000 | 0.98 | 1 |  | 0.01 | 21 | 21 | 0.02 | 0.01 | 0.01 | 0.01 | 0 | 0 | 0.06 | 0.03 | 0.03 | 0.02 | 0 | 0 | 0.5 | 0.17 | 0.16 | 0.14 | 0.02 | 0.01 | True | False | Non Federally-Regulated | 10/14/2022 |  | 11/04/2022
Ledra Brands, Inc. | Alphabet | NU4-RA-SW-15LM-27K-90-15D-NA-DL-**-**-IC-***-LTE | Light Emitting Diode | Inseparable Luminaire | Direct Wired | Forward Phase Cut Controls | 46.6 | 2700 | 0 | 91 | 50 | 315 | 1 | Ambient | 50000 | 0.98 | 1 |  | 0.04 | 20 | 22 | 0.03 | 0.01 | 0 | 0 | 0 | 0 | 0.08 | 0.01 | 0.01 | 0.01 | 0.01 | 0 | 0.36 | 0.04 | 0.03 | 0.03 | 0.02 | 0.01 | True | False | Non Federally-Regulated | 10/14/2022 |  | 11/04/2022
Ledra Brands, Inc. | Alphabet | NU4-RA-SW-15LM-30K-90-15D-NA-DL-**-**-IC-***-LTE | Light Emitting Diode | Inseparable Luminaire | Direct Wired | Forward Phase Cut Controls | 48.9 | 3000 | 0 | 91 | 50 | 315 | 1 | Ambient | 50000 | 0.98 | 1 |  | 0.04 | 20 | 22 | 0.03 | 0.01 | 0 | 0 | 0 | 0 | 0.08 | 0.01 | 0.01 | 0.01 | 0.01 | 0 | 0.36 | 0.04 | 0.03 | 0.03 | 0.02 | 0.01 | True | False | Non Federally-Regulated | 10/14/2022 |  | 11/04/2022
Ledra Brands, Inc. | Alphabet | NU4-RA-SW-15LM-35K-90-15D-NA-DL-**-**-IC-***-LTE | Light Emitting Diode | Inseparable Luminaire | Direct Wired | Forward Phase Cut Controls | 53.1 | 3500 | 0 | 91 | 50 | 315 | 1 | Ambient | 50000 | 0.98 | 1 |  | 0.04 | 20 | 22 | 0.03 | 0.01 | 0 | 0 | 0 | 0 | 0.08 | 0.01 | 0.01 | 0.01 | 0.01 | 0 | 0.36 | 0.04 | 0.03 | 0.03 | 0.02 | 0.01 | True | False | Non Federally-Regulated | 10/14/2022 |  | 11/04/2022
Ledra Brands, Inc. | Alphabet | NU4-RA-SW-15LM-40K-90-15D-NA-DL-**-**-IC-***-LTE | Light Emitting Diode | Inseparable Luminaire | Direct Wired | Forward Phase Cut Controls | 59.7 | 4000 | 0 | 91 | 50 | 315 | 1 | Ambient | 50000 | 0.98 | 1 |  | 0.04 | 20 | 22 | 0.03 | 0.01 | 0 | 0 | 0 | 0 | 0.08 | 0.01 | 0.01 | 0.01 | 0.01 | 0 | 0.36 | 0.04 | 0.03 | 0.03 | 0.02 | 0.01 | True | False | Non Federally-Regulated | 10/14/2022 |  | 11/04/2022
Ledra Brands, Inc. | Alphabet | NU4-RA-SW-10LM-27K-90-15D-NA-DL-**-**-IC-***-LTE | Light Emitting Diode | Inseparable Luminaire | Direct Wired | Forward Phase Cut Controls | 64.6 | 2700 | 0 | 91 | 50 | 315 | 1 | Ambient | 50000 | 0.98 | 1 |  | 0.04 | 20 | 22 | 0.03 | 0.01 | 0 | 0 | 0 | 0 | 0.08 | 0.01 | 0.01 | 0.01 | 0.01 | 0 | 0.36 | 0.04 | 0.03 | 0.03 | 0.02 | 0.01 | True | False | Non Federally-Regulated | 10/14/2022 |  | 11/04/2022
Ledra Brands, Inc. | Alphabet | NU4-RA-SW-10LM-30K-90-15D-NA-DL-**-**-IC-***-LTE | Light Emitting Diode | Inseparable Luminaire | Direct Wired | Forward Phase Cut Controls | 67.8 | 3000 | 0 | 91 | 50 | 315 | 1 | Ambient | 50000 | 0.98 | 1 |  | 0.04 | 20 | 22 | 0.03 | 0.01 | 0 | 0 | 0 | 0 | 0.08 | 0.01 | 0.01 | 0.01 | 0.01 | 0 | 0.36 | 0.04 | 0.03 | 0.03 | 0.02 | 0.01 | True | False | Non Federally-Regulated | 10/14/2022 |  | 11/04/2022
Ledra Brands, Inc. | Alphabet | NU4-RA-SW-10LM-35K-90-15D-NA-DL-**-**-IC-***-LTE | Light Emitting Diode | Inseparable Luminaire | Direct Wired | Forward Phase Cut Controls | 73.7 | 3500 | 0 | 91 | 50 | 315 | 1 | Ambient | 50000 | 0.98 | 1 |  | 0.04 | 20 | 22 | 0.03 | 0.01 | 0 | 0 | 0 | 0 | 0.08 | 0.01 | 0.01 | 0.01 | 0.01 | 0 | 0.36 | 0.04 | 0.03 | 0.03 | 0.02 | 0.01 | True | False | Non Federally-Regulated | 10/14/2022 |  | 11/04/2022
Ledra Brands, Inc. | Alphabet | NU4-RA-SW-10LM-40K-90-15D-NA-DL-**-**-IC-***-LTE | Light Emitting Diode | Inseparable Luminaire | Direct Wired | Forward Phase Cut Controls | 82.8 | 4000 | 0 | 91 | 50 | 315 | 1 | Ambient | 50000 | 0.98 | 1 |  | 0.04 | 20 | 22 | 0.03 | 0.01 | 0 | 0 | 0 | 0 | 0.08 | 0.01 | 0.01 | 0.01 | 0.01 | 0 | 0.36 | 0.04 | 0.03 | 0.03 | 0.02 | 0.01 | True | False | Non Federally-Regulated | 10/14/2022 |  | 11/04/2022
Ledra Brands, Inc. | Alphabet | NU4-RA-SW-25LM-27K-90-20D-NA-DL-**-**-IC-***-ELV1 | Light Emitting Diode | Inseparable Luminaire | Direct Wired | Reverse Phase Cut Controls | 65 | 2700 | -0.0003 | 92 | 63 | 310 | 0.99 | Ambient | 50000 | 0.981 | 1 | 66000 | 0.02 | 20 | 20 | 0.01 | 0 | 0 | 0 | 0 | 0 | 0.01 | 0 | 0 | 0 | 0 | 0 | 0.16 | 0.1 | 0.1 | 0.09 | 0.01 | 0 | True | False | Non Federally-Regulated | 10/14/2022 |  | 11/04/2022
Ledra Brands, Inc. | Alphabet | NU4-RA-SW-25LM-30K-90-20D-NA-DL-**-**-IC-***-ELV1 | Light Emitting Diode | Inseparable Luminaire | Direct Wired | Reverse Phase Cut Controls | 67.8 | 3000 | -0.0003 | 92 | 63 | 310 | 0.99 | Ambient | 50000 | 0.981 | 1 | 66000 | 0.02 | 20 | 20 | 0.01 | 0 | 0 | 0 | 0 | 0 | 0.01 | 0 | 0 | 0 | 0 | 0 | 0.16 | 0.1 | 0.1 | 0.09 | 0.01 | 0 | True | False | Non Federally-Regulated | 10/14/2022 |  | 11/04/2022
Ledra Brands, Inc. | Alphabet | NU4-RA-SW-25LM-35K-90-20D-NA-DL-**-**-IC-***-ELV1 | Light Emitting Diode | Inseparable Luminaire | Direct Wired | Reverse Phase Cut Controls | 73.6 | 3500 | -0.0003 | 92 | 63 | 310 | 0.99 | Ambient | 50000 | 0.981 | 1 | 66000 | 0.02 | 20 | 20 | 0.01 | 0 | 0 | 0 | 0 | 0 | 0.01 | 0 | 0 | 0 | 0 | 0 | 0.16 | 0.1 | 0.1 | 0.09 | 0.01 | 0 | True | False | Non Federally-Regulated | 10/14/2022 |  | 11/04/2022
Ledra Brands, Inc. | Alphabet | NU4-RA-SW-25LM-40K-90-20D-NA-DL-**-**-IC-***-ELV1 | Light Emitting Diode | Inseparable Luminaire | Direct Wired | Reverse Phase Cut Controls | 82.7 | 4000 | -0.0003 | 92 | 63 | 310 | 0.99 | Ambient | 50000 | 0.981 | 1 | 66000 | 0.02 | 20 | 20 | 0.01 | 0 | 0 | 0 | 0 | 0 | 0.01 | 0 | 0 | 0 | 0 | 0 | 0.16 | 0.1 | 0.1 | 0.09 | 0.01 | 0 | True | False | Non Federally-Regulated | 10/14/2022 |  | 11/04/2022
Ledra Brands, Inc. | Alphabet | NU4-RA-SW-20LM-27K-90-20D-NA-DL-**-**-IC-***-ELV1 | Light Emitting Diode | Inseparable Luminaire | Direct Wired | Reverse Phase Cut Controls | 64.6 | 2700 | -0.0003 | 92 | 63 | 310 | 0.99 | Ambient | 50000 | 0.981 | 1 | 66000 | 0.02 | 20 | 20 | 0.01 | 0 | 0 | 0 | 0 | 0 | 0.01 | 0 | 0 | 0 | 0 | 0 | 0.16 | 0.1 | 0.1 | 0.09 | 0.01 | 0 | True | False | Non Federally-Regulated | 10/14/2022 |  | 11/04/2022
Ledra Brands, Inc. | Alphabet | NU4-RA-SW-20LM-30K-90-20D-NA-DL-**-**-IC-***-ELV1 | Light Emitting Diode | Inseparable Luminaire | Direct Wired | Reverse Phase Cut Controls | 67.8 | 3000 | -0.0003 | 92 | 63 | 310 | 0.99 | Ambient | 50000 | 0.981 | 1 | 66000 | 0.02 | 20 | 20 | 0.01 | 0 | 0 | 0 | 0 | 0 | 0.01 | 0 | 0 | 0 | 0 | 0 | 0.16 | 0.1 | 0.1 | 0.09 | 0.01 | 0 | True | False | Non Federally-Regulated | 10/14/2022 |  | 11/04/2022
Ledra Brands, Inc. | Alphabet | NU4-RA-SW-20LM-35K-90-20D-NA-DL-**-**-IC-***-ELV1 | Light Emitting Diode | Inseparable Luminaire | Direct Wired | Reverse Phase Cut Controls | 73.6 | 3500 | -0.0003 | 92 | 63 | 310 | 0.99 | Ambient | 50000 | 0.981 | 1 | 66000 | 0.02 | 20 | 20 | 0.01 | 0 | 0 | 0 | 0 | 0 | 0.01 | 0 | 0 | 0 | 0 | 0 | 0.16 | 0.1 | 0.1 | 0.09 | 0.01 | 0 | True | False | Non Federally-Regulated | 10/14/2022 |  | 11/04/2022
Ledra Brands, Inc. | Alphabet | NU4-RA-SW-20LM-40K-90-20D-NA-DL-**-**-IC-***-ELV1 | Light Emitting Diode | Inseparable Luminaire | Direct Wired | Reverse Phase Cut Controls | 82.7 | 4000 | -0.0003 | 92 | 63 | 310 | 0.99 | Ambient | 50000 | 0.981 | 1 | 66000 | 0.02 | 20 | 20 | 0.01 | 0 | 0 | 0 | 0 | 0 | 0.01 | 0 | 0 | 0 | 0 | 0 | 0.16 | 0.1 | 0.1 | 0.09 | 0.01 | 0 | True | False | Non Federally-Regulated | 10/14/2022 |  | 11/04/2022
Ledra Brands, Inc. | Alphabet | NU4-RA-SW-15LM-27K-90-20D-NA-DL-**-**-IC-***-ELV1 | Light Emitting Diode | Inseparable Luminaire | Direct Wired | Reverse Phase Cut Controls | 64.6 | 2700 | -0.0003 | 92 | 63 | 310 | 0.99 | Ambient | 50000 | 0.981 | 1 | 66000 | 0.02 | 20 | 20 | 0.01 | 0 | 0 | 0 | 0 | 0 | 0.01 | 0 | 0 | 0 | 0 | 0 | 0.16 | 0.1 | 0.1 | 0.09 | 0.01 | 0 | True | False | Non Federally-Regulated | 10/14/2022 |  | 11/04/2022
Ledra Brands, Inc. | Alphabet | NU4-RA-SW-15LM-30K-90-20D-NA-DL-**-**-IC-***-ELV1 | Light Emitting Diode | Inseparable Luminaire | Direct Wired | Reverse Phase Cut Controls | 67.8 | 3000 | -0.0003 | 92 | 63 | 310 | 0.99 | Ambient | 50000 | 0.981 | 1 | 66000 | 0.02 | 20 | 20 | 0.01 | 0 | 0 | 0 | 0 | 0 | 0.01 | 0 | 0 | 0 | 0 | 0 | 0.16 | 0.1 | 0.1 | 0.09 | 0.01 | 0 | True | False | Non Federally-Regulated | 10/14/2022 |  | 11/04/2022
Ledra Brands, Inc. | Alphabet | NU4-RA-SW-15LM-35K-90-20D-NA-DL-**-**-IC-***-ELV1 | Light Emitting Diode | Inseparable Luminaire | Direct Wired | Reverse Phase Cut Controls | 73.6 | 3500 | -0.0003 | 92 | 63 | 310 | 0.99 | Ambient | 50000 | 0.981 | 1 | 66000 | 0.02 | 20 | 20 | 0.01 | 0 | 0 | 0 | 0 | 0 | 0.01 | 0 | 0 | 0 | 0 | 0 | 0.16 | 0.1 | 0.1 | 0.09 | 0.01 | 0 | True | False | Non Federally-Regulated | 10/14/2022 |  | 11/04/2022
Ledra Brands, Inc. | Alphabet | NU4-RA-SW-15LM-40K-90-20D-NA-DL-**-**-IC-***-ELV1 | Light Emitting Diode | Inseparable Luminaire | Direct Wired | Reverse Phase Cut Controls | 82.7 | 4000 | -0.0003 | 92 | 63 | 310 | 0.99 | Ambient | 50000 | 0.981 | 1 | 66000 | 0.02 | 20 | 20 | 0.01 | 0 | 0 | 0 | 0 | 0 | 0.01 | 0 | 0 | 0 | 0 | 0 | 0.16 | 0.1 | 0.1 | 0.09 | 0.01 | 0 | True | False | Non Federally-Regulated | 10/14/2022 |  | 11/04/2022
Ledra Brands, Inc. | Alphabet | NU4-RA-SW-10LM-27K-90-20D-NA-DL-**-**-IC-***-ELV1 | Light Emitting Diode | Inseparable Luminaire | Direct Wired | Reverse Phase Cut Controls | 64.6 | 2700 | -0.0003 | 92 | 63 | 310 | 0.99 | Ambient | 50000 | 0.981 | 1 | 66000 | 0.02 | 20 | 20 | 0.01 | 0 | 0 | 0 | 0 | 0 | 0.01 | 0 | 0 | 0 | 0 | 0 | 0.16 | 0.1 | 0.1 | 0.09 | 0.01 | 0 | True | False | Non Federally-Regulated | 10/14/2022 |  | 11/04/2022
Ledra Brands, Inc. | Alphabet | NU4-RA-SW-10LM-30K-90-20D-NA-DL-**-**-IC-***-ELV1 | Light Emitting Diode | Inseparable Luminaire | Direct Wired | Reverse Phase Cut Controls | 67.8 | 3000 | -0.0003 | 92 | 63 | 310 | 0.99 | Ambient | 50000 | 0.981 | 1 | 66000 | 0.02 | 20 | 20 | 0.01 | 0 | 0 | 0 | 0 | 0 | 0.01 | 0 | 0 | 0 | 0 | 0 | 0.16 | 0.1 | 0.1 | 0.09 | 0.01 | 0 | True | False | Non Federally-Regulated | 10/14/2022 |  | 11/04/2022
Ledra Brands, Inc. | Alphabet | NU4-RA-SW-10LM-35K-90-20D-NA-DL-**-**-IC-***-ELV1 | Light Emitting Diode | Inseparable Luminaire | Direct Wired | Reverse Phase Cut Controls | 73.6 | 3500 | -0.0003 | 92 | 63 | 310 | 0.99 | Ambient | 50000 | 0.981 | 1 | 66000 | 0.02 | 20 | 20 | 0.01 | 0 | 0 | 0 | 0 | 0 | 0.01 | 0 | 0 | 0 | 0 | 0 | 0.16 | 0.1 | 0.1 | 0.09 | 0.01 | 0 | True | False | Non Federally-Regulated | 10/14/2022 |  | 11/04/2022
Ledra Brands, Inc. | Alphabet | NU4-RA-SW-10LM-40K-90-20D-NA-DL-**-**-IC-***-ELV1 | Light Emitting Diode | Inseparable Luminaire | Direct Wired | Reverse Phase Cut Controls | 82.7 | 4000 | -0.0003 | 92 | 63 | 310 | 0.99 | Ambient | 50000 | 0.981 | 1 | 66000 | 0.02 | 20 | 20 | 0.01 | 0 | 0 | 0 | 0 | 0 | 0.01 | 0 | 0 | 0 | 0 | 0 | 0.16 | 0.1 | 0.1 | 0.09 | 0.01 | 0 | True | False | Non Federally-Regulated | 10/14/2022 |  | 11/04/2022
Ledra Brands, Inc. | Alphabet | NU4-RA-SW-25LM-27K-90- 25D-NA-DL-**-**-IC-***-ELV1 | Light Emitting Diode | Inseparable Luminaire | Direct Wired | Reverse Phase Cut Controls | 66.7 | 2700 | -0.0003 | 92 | 63 | 310 | 0.99 | Ambient | 50000 | 0.981 | 1 | 66000 | 0.02 | 20 | 20 | 0.01 | 0 | 0 | 0 | 0 | 0 | 0.01 | 0 | 0 | 0 | 0 | 0 | 0.16 | 0.1 | 0.1 | 0.09 | 0.01 | 0 | True | False | Non Federally-Regulated | 10/14/2022 |  | 11/04/2022
Ledra Brands, Inc. | Alphabet | NU4-RA-SW-25LM-30K-90- 25D-NA-DL-**-**-IC-***-ELV1 | Light Emitting Diode | Inseparable Luminaire | Direct Wired | Reverse Phase Cut Controls | 70 | 3000 | -0.0003 | 92 | 63 | 310 | 0.99 | Ambient | 50000 | 0.981 | 1 | 66000 | 0.02 | 20 | 20 | 0.01 | 0 | 0 | 0 | 0 | 0 | 0.01 | 0 | 0 | 0 | 0 | 0 | 0.16 | 0.1 | 0.1 | 0.09 | 0.01 | 0 | True | False | Non Federally-Regulated | 10/14/2022 |  | 11/04/2022
Ledra Brands, Inc. | Alphabet | NU4-RA-SW-25LM-35K-90- 25D-NA-DL-**-**-IC-***-ELV1 | Light Emitting Diode | Inseparable Luminaire | Direct Wired | Reverse Phase Cut Controls | 76 | 3500 | -0.0003 | 92 | 63 | 310 | 0.99 | Ambient | 50000 | 0.981 | 1 | 66000 | 0.02 | 20 | 20 | 0.01 | 0 | 0 | 0 | 0 | 0 | 0.01 | 0 | 0 | 0 | 0 | 0 | 0.16 | 0.1 | 0.1 | 0.09 | 0.01 | 0 | True | False | Non Federally-Regulated | 10/14/2022 |  | 11/04/2022
Ledra Brands, Inc. | Alphabet | NU4-RA-SW-25LM-40K-90- 25D-NA-DL-**-**-IC-***-ELV1 | Light Emitting Diode | Inseparable Luminaire | Direct Wired | Reverse Phase Cut Controls | 85.4 | 4000 | -0.0003 | 92 | 63 | 310 | 0.99 | Ambient | 50000 | 0.981 | 1 | 66000 | 0.02 | 20 | 20 | 0.01 | 0 | 0 | 0 | 0 | 0 | 0.01 | 0 | 0 | 0 | 0 | 0 | 0.16 | 0.1 | 0.1 | 0.09 | 0.01 | 0 | True | False | Non Federally-Regulated | 10/14/2022 |  | 11/04/2022
Ledra Brands, Inc. | Alphabet | NU4-RA-SW-20LM-27K-90- 25D-NA-DL-**-**-IC-***-ELV1 | Light Emitting Diode | Inseparable Luminaire | Direct Wired | Reverse Phase Cut Controls | 66.7 | 2700 | -0.0003 | 92 | 63 | 310 | 0.99 | Ambient | 50000 | 0.981 | 1 | 66000 | 0.02 | 20 | 20 | 0.01 | 0 | 0 | 0 | 0 | 0 | 0.01 | 0 | 0 | 0 | 0 | 0 | 0.16 | 0.1 | 0.1 | 0.09 | 0.01 | 0 | True | False | Non Federally-Regulated | 10/14/2022 |  | 11/04/2022
Ledra Brands, Inc. | Alphabet | NU4-RA-SW-20LM-30K-90- 25D-NA-DL-**-**-IC-***-ELV1 | Light Emitting Diode | Inseparable Luminaire | Direct Wired | Reverse Phase Cut Controls | 70 | 3000 | -0.0003 | 92 | 63 | 310 | 0.99 | Ambient | 50000 | 0.981 | 1 | 66000 | 0.02 | 20 | 20 | 0.01 | 0 | 0 | 0 | 0 | 0 | 0.01 | 0 | 0 | 0 | 0 | 0 | 0.16 | 0.1 | 0.1 | 0.09 | 0.01 | 0 | True | False | Non Federally-Regulated | 10/14/2022 |  | 11/04/2022
Ledra Brands, Inc. | Alphabet | NU4-RA-SW-20LM-35K-90- 25D-NA-DL-**-**-IC-***-ELV1 | Light Emitting Diode | Inseparable Luminaire | Direct Wired | Reverse Phase Cut Controls | 76 | 3500 | -0.0003 | 92 | 63 | 310 | 0.99 | Ambient | 50000 | 0.981 | 1 | 66000 | 0.02 | 20 | 20 | 0.01 | 0 | 0 | 0 | 0 | 0 | 0.01 | 0 | 0 | 0 | 0 | 0 | 0.16 | 0.1 | 0.1 | 0.09 | 0.01 | 0 | True | False | Non Federally-Regulated | 10/14/2022 |  | 11/04/2022
Ledra Brands, Inc. | Alphabet | NU4-RA-SW-20LM-40K-90- 25D-NA-DL-**-**-IC-***-ELV1 | Light Emitting Diode | Inseparable Luminaire | Direct Wired | Reverse Phase Cut Controls | 85.4 | 4000 | -0.0003 | 92 | 63 | 310 | 0.99 | Ambient | 50000 | 0.981 | 1 | 66000 | 0.02 | 20 | 20 | 0.01 | 0 | 0 | 0 | 0 | 0 | 0.01 | 0 | 0 | 0 | 0 | 0 | 0.16 | 0.1 | 0.1 | 0.09 | 0.01 | 0 | True | False | Non Federally-Regulated | 10/14/2022 |  | 11/04/2022
Ledra Brands, Inc. | Alphabet | NU4-RA-SW-15LM-27K-90- 25D-NA-DL-**-**-IC-***-ELV1 | Light Emitting Diode | Inseparable Luminaire | Direct Wired | Reverse Phase Cut Controls | 66.7 | 2700 | -0.0003 | 92 | 63 | 310 | 0.99 | Ambient | 50000 | 0.981 | 1 | 66000 | 0.02 | 20 | 20 | 0.01 | 0 | 0 | 0 | 0 | 0 | 0.01 | 0 | 0 | 0 | 0 | 0 | 0.16 | 0.1 | 0.1 | 0.09 | 0.01 | 0 | True | False | Non Federally-Regulated | 10/14/2022 |  | 11/04/2022
Ledra Brands, Inc. | Alphabet | NU4-RA-SW-15LM-30K-90- 25D-NA-DL-**-**-IC-***-ELV1 | Light Emitting Diode | Inseparable Luminaire | Direct Wired | Reverse Phase Cut Controls | 70 | 3000 | -0.0003 | 92 | 63 | 310 | 0.99 | Ambient | 50000 | 0.981 | 1 | 66000 | 0.02 | 20 | 20 | 0.01 | 0 | 0 | 0 | 0 | 0 | 0.01 | 0 | 0 | 0 | 0 | 0 | 0.16 | 0.1 | 0.1 | 0.09 | 0.01 | 0 | True | False | Non Federally-Regulated | 10/14/2022 |  | 11/04/2022
Ledra Brands, Inc. | Alphabet | NU4-RA-SW-15LM-35K-90- 25D-NA-DL-**-**-IC-***-ELV1 | Light Emitting Diode | Inseparable Luminaire | Direct Wired | Reverse Phase Cut Controls | 76 | 3500 | -0.0003 | 92 | 63 | 310 | 0.99 | Ambient | 50000 | 0.981 | 1 | 66000 | 0.02 | 20 | 20 | 0.01 | 0 | 0 | 0 | 0 | 0 | 0.01 | 0 | 0 | 0 | 0 | 0 | 0.16 | 0.1 | 0.1 | 0.09 | 0.01 | 0 | True | False | Non Federally-Regulated | 10/14/2022 |  | 11/04/2022
Ledra Brands, Inc. | Alphabet | NU4-RA-SW-15LM-40K-90- 25D-NA-DL-**-**-IC-***-ELV1 | Light Emitting Diode | Inseparable Luminaire | Direct Wired | Reverse Phase Cut Controls | 85.4 | 4000 | -0.0003 | 92 | 63 | 310 | 0.99 | Ambient | 50000 | 0.981 | 1 | 66000 | 0.02 | 20 | 20 | 0.01 | 0 | 0 | 0 | 0 | 0 | 0.01 | 0 | 0 | 0 | 0 | 0 | 0.16 | 0.1 | 0.1 | 0.09 | 0.01 | 0 | True | False | Non Federally-Regulated | 10/14/2022 |  | 11/04/2022
Ledra Brands, Inc. | Alphabet | NU4-RA-SW-10LM-27K-90- 25D-NA-DL-**-**-IC-***-ELV1 | Light Emitting Diode | Inseparable Luminaire | Direct Wired | Reverse Phase Cut Controls | 66.7 | 2700 | -0.0003 | 92 | 63 | 310 | 0.99 | Ambient | 50000 | 0.981 | 1 | 66000 | 0.02 | 20 | 20 | 0.01 | 0 | 0 | 0 | 0 | 0 | 0.01 | 0 | 0 | 0 | 0 | 0 | 0.16 | 0.1 | 0.1 | 0.09 | 0.01 | 0 | True | False | Non Federally-Regulated | 10/14/2022 |  | 11/04/2022
Ledra Brands, Inc. | Alphabet | NU4-RA-SW-10LM-30K-90- 25D-NA-DL-**-**-IC-***-ELV1 | Light Emitting Diode | Inseparable Luminaire | Direct Wired | Reverse Phase Cut Controls | 70 | 3000 | -0.0003 | 92 | 63 | 310 | 0.99 | Ambient | 50000 | 0.981 | 1 | 66000 | 0.02 | 20 | 20 | 0.01 | 0 | 0 | 0 | 0 | 0 | 0.01 | 0 | 0 | 0 | 0 | 0 | 0.16 | 0.1 | 0.1 | 0.09 | 0.01 | 0 | True | False | Non Federally-Regulated | 10/14/2022 |  | 11/04/2022
Ledra Brands, Inc. | Alphabet | NU4-RA-SW-10LM-35K-90- 25D-NA-DL-**-**-IC-***-ELV1 | Light Emitting Diode | Inseparable Luminaire | Direct Wired | Reverse Phase Cut Controls | 76 | 3500 | -0.0003 | 92 | 63 | 310 | 0.99 | Ambient | 50000 | 0.981 | 1 | 66000 | 0.02 | 20 | 20 | 0.01 | 0 | 0 | 0 | 0 | 0 | 0.01 | 0 | 0 | 0 | 0 | 0 | 0.16 | 0.1 | 0.1 | 0.09 | 0.01 | 0 | True | False | Non Federally-Regulated | 10/14/2022 |  | 11/04/2022
Ledra Brands, Inc. | Alphabet | NU4-RA-SW-10LM-40K-90- 25D-NA-DL-**-**-IC-***-ELV1 | Light Emitting Diode | Inseparable Luminaire | Direct Wired | Reverse Phase Cut Controls | 85.4 | 4000 | -0.0003 | 92 | 63 | 310 | 0.99 | Ambient | 50000 | 0.981 | 1 | 66000 | 0.02 | 20 | 20 | 0.01 | 0 | 0 | 0 | 0 | 0 | 0.01 | 0 | 0 | 0 | 0 | 0 | 0.16 | 0.1 | 0.1 | 0.09 | 0.01 | 0 | True | False | Non Federally-Regulated | 10/14/2022 |  | 11/04/2022
Ledra Brands, Inc. | Alphabet | NU4-RA-SW-25LM-27K-90- 35D-NA-DL-**-**-IC-***-ELV1 | Light Emitting Diode | Inseparable Luminaire | Direct Wired | Reverse Phase Cut Controls | 71.7 | 2700 | -0.0003 | 92 | 63 | 310 | 0.99 | Ambient | 50000 | 0.981 | 1 | 66000 | 0.02 | 20 | 20 | 0.01 | 0 | 0 | 0 | 0 | 0 | 0.01 | 0 | 0 | 0 | 0 | 0 | 0.16 | 0.1 | 0.1 | 0.09 | 0.01 | 0 | True | False | Non Federally-Regulated | 10/14/2022 |  | 11/04/2022
Ledra Brands, Inc. | Alphabet | NU4-RA-SW-25LM-30K-90- 35D-NA-DL-**-**-IC-***-ELV1 | Light Emitting Diode | Inseparable Luminaire | Direct Wired | Reverse Phase Cut Controls | 75.2 | 3000 | -0.0003 | 92 | 63 | 310 | 0.99 | Ambient | 50000 | 0.981 | 1 | 66000 | 0.02 | 20 | 20 | 0.01 | 0 | 0 | 0 | 0 | 0 | 0.01 | 0 | 0 | 0 | 0 | 0 | 0.16 | 0.1 | 0.1 | 0.09 | 0.01 | 0 | True | False | Non Federally-Regulated | 10/14/2022 |  | 11/04/2022
Ledra Brands, Inc. | Alphabet | NU4-RA-SW-25LM-35K-90- 35D-NA-DL-**-**-IC-***-ELV1 | Light Emitting Diode | Inseparable Luminaire | Direct Wired | Reverse Phase Cut Controls | 81.7 | 3500 | -0.0003 | 92 | 63 | 310 | 0.99 | Ambient | 50000 | 0.981 | 1 | 66000 | 0.02 | 20 | 20 | 0.01 | 0 | 0 | 0 | 0 | 0 | 0.01 | 0 | 0 | 0 | 0 | 0 | 0.16 | 0.1 | 0.1 | 0.09 | 0.01 | 0 | True | False | Non Federally-Regulated | 10/14/2022 |  | 11/04/2022
Ledra Brands, Inc. | Alphabet | NU4-RA-SW-25LM-40K-90- 35D-NA-DL-**-**-IC-***-ELV1 | Light Emitting Diode | Inseparable Luminaire | Direct Wired | Reverse Phase Cut Controls | 91.8 | 4000 | -0.0003 | 92 | 63 | 310 | 0.99 | Ambient | 50000 | 0.981 | 1 | 66000 | 0.02 | 20 | 20 | 0.01 | 0 | 0 | 0 | 0 | 0 | 0.01 | 0 | 0 | 0 | 0 | 0 | 0.16 | 0.1 | 0.1 | 0.09 | 0.01 | 0 | True | False | Non Federally-Regulated | 10/14/2022 |  | 11/04/2022
Ledra Brands, Inc. | Alphabet | NU4-RA-SW-20LM-27K-90- 35D-NA-DL-**-**-IC-***-ELV1 | Light Emitting Diode | Inseparable Luminaire | Direct Wired | Reverse Phase Cut Controls | 71.7 | 2700 | -0.0003 | 92 | 63 | 310 | 0.99 | Ambient | 50000 | 0.981 | 1 | 66000 | 0.02 | 20 | 20 | 0.01 | 0 | 0 | 0 | 0 | 0 | 0.01 | 0 | 0 | 0 | 0 | 0 | 0.16 | 0.1 | 0.1 | 0.09 | 0.01 | 0 | True | False | Non Federally-Regulated | 10/14/2022 |  | 11/04/2022
Ledra Brands, Inc. | Alphabet | NU4-RA-SW-20LM-30K-90- 35D-NA-DL-**-**-IC-***-ELV1 | Light Emitting Diode | Inseparable Luminaire | Direct Wired | Reverse Phase Cut Controls | 75.2 | 3000 | -0.0003 | 92 | 63 | 310 | 0.99 | Ambient | 50000 | 0.981 | 1 | 66000 | 0.02 | 20 | 20 | 0.01 | 0 | 0 | 0 | 0 | 0 | 0.01 | 0 | 0 | 0 | 0 | 0 | 0.16 | 0.1 | 0.1 | 0.09 | 0.01 | 0 | True | False | Non Federally-Regulated | 10/14/2022 |  | 11/04/2022
Ledra Brands, Inc. | Alphabet | NU4-RA-SW-20LM-35K-90- 35D-NA-DL-**-**-IC-***-ELV1 | Light Emitting Diode | Inseparable Luminaire | Direct Wired | Reverse Phase Cut Controls | 81.7 | 3500 | -0.0003 | 92 | 63 | 310 | 0.99 | Ambient | 50000 | 0.981 | 1 | 66000 | 0.02 | 20 | 20 | 0.01 | 0 | 0 | 0 | 0 | 0 | 0.01 | 0 | 0 | 0 | 0 | 0 | 0.16 | 0.1 | 0.1 | 0.09 | 0.01 | 0 | True | False | Non Federally-Regulated | 10/14/2022 |  | 11/04/2022
Ledra Brands, Inc. | Alphabet | NU4-RA-SW-20LM-40K-90- 35D-NA-DL-**-**-IC-***-ELV1 | Light Emitting Diode | Inseparable Luminaire | Direct Wired | Reverse Phase Cut Controls | 91.8 | 4000 | -0.0003 | 92 | 63 | 310 | 0.99 | Ambient | 50000 | 0.981 | 1 | 66000 | 0.02 | 20 | 20 | 0.01 | 0 | 0 | 0 | 0 | 0 | 0.01 | 0 | 0 | 0 | 0 | 0 | 0.16 | 0.1 | 0.1 | 0.09 | 0.01 | 0 | True | False | Non Federally-Regulated | 10/14/2022 |  | 11/04/2022
Ledra Brands, Inc. | Alphabet | NU4-RA-SW-15LM-27K-90- 35D-NA-DL-**-**-IC-***-ELV1 | Light Emitting Diode | Inseparable Luminaire | Direct Wired | Reverse Phase Cut Controls | 71.7 | 2700 | -0.0003 | 92 | 63 | 310 | 0.99 | Ambient | 50000 | 0.981 | 1 | 66000 | 0.02 | 20 | 20 | 0.01 | 0 | 0 | 0 | 0 | 0 | 0.01 | 0 | 0 | 0 | 0 | 0 | 0.16 | 0.1 | 0.1 | 0.09 | 0.01 | 0 | True | False | Non Federally-Regulated | 10/14/2022 |  | 11/04/2022
Ledra Brands, Inc. | Alphabet | NU4-RA-SW-15LM-30K-90- 35D-NA-DL-**-**-IC-***-ELV1 | Light Emitting Diode | Inseparable Luminaire | Direct Wired | Reverse Phase Cut Controls | 75.2 | 3000 | -0.0003 | 92 | 63 | 310 | 0.99 | Ambient | 50000 | 0.981 | 1 | 66000 | 0.02 | 20 | 20 | 0.01 | 0 | 0 | 0 | 0 | 0 | 0.01 | 0 | 0 | 0 | 0 | 0 | 0.16 | 0.1 | 0.1 | 0.09 | 0.01 | 0 | True | False | Non Federally-Regulated | 10/14/2022 |  | 11/04/2022
Ledra Brands, Inc. | Alphabet | NU4-RA-SW-15LM-35K-90- 35D-NA-DL-**-**-IC-***-ELV1 | Light Emitting Diode | Inseparable Luminaire | Direct Wired | Reverse Phase Cut Controls | 81.7 | 3500 | -0.0003 | 92 | 63 | 310 | 0.99 | Ambient | 50000 | 0.981 | 1 | 66000 | 0.02 | 20 | 20 | 0.01 | 0 | 0 | 0 | 0 | 0 | 0.01 | 0 | 0 | 0 | 0 | 0 | 0.16 | 0.1 | 0.1 | 0.09 | 0.01 | 0 | True | False | Non Federally-Regulated | 10/14/2022 |  | 11/04/2022
Ledra Brands, Inc. | Alphabet | NU4-RA-SW-15LM-40K-90- 35D-NA-DL-**-**-IC-***-ELV1 | Light Emitting Diode | Inseparable Luminaire | Direct Wired | Reverse Phase Cut Controls | 91.8 | 4000 | -0.0003 | 92 | 63 | 310 | 0.99 | Ambient | 50000 | 0.981 | 1 | 66000 | 0.02 | 20 | 20 | 0.01 | 0 | 0 | 0 | 0 | 0 | 0.01 | 0 | 0 | 0 | 0 | 0 | 0.16 | 0.1 | 0.1 | 0.09 | 0.01 | 0 | True | False | Non Federally-Regulated | 10/14/2022 |  | 11/04/2022
Ledra Brands, Inc. | Alphabet | NU4-RA-SW-10LM-27K-90- 35D-NA-DL-**-**-IC-***-ELV1 | Light Emitting Diode | Inseparable Luminaire | Direct Wired | Reverse Phase Cut Controls | 71.7 | 2700 | -0.0003 | 92 | 63 | 310 | 0.99 | Ambient | 50000 | 0.981 | 1 | 66000 | 0.02 | 20 | 20 | 0.01 | 0 | 0 | 0 | 0 | 0 | 0.01 | 0 | 0 | 0 | 0 | 0 | 0.16 | 0.1 | 0.1 | 0.09 | 0.01 | 0 | True | False | Non Federally-Regulated | 10/14/2022 |  | 11/04/2022
Ledra Brands, Inc. | Alphabet | NU4-RA-SW-10LM-30K-90- 35D-NA-DL-**-**-IC-***-ELV1 | Light Emitting Diode | Inseparable Luminaire | Direct Wired | Reverse Phase Cut Controls | 75.2 | 3000 | -0.0003 | 92 | 63 | 310 | 0.99 | Ambient | 50000 | 0.981 | 1 | 66000 | 0.02 | 20 | 20 | 0.01 | 0 | 0 | 0 | 0 | 0 | 0.01 | 0 | 0 | 0 | 0 | 0 | 0.16 | 0.1 | 0.1 | 0.09 | 0.01 | 0 | True | False | Non Federally-Regulated | 10/14/2022 |  | 11/04/2022
Ledra Brands, Inc. | Alphabet | NU4-RA-SW-10LM-35K-90- 35D-NA-DL-**-**-IC-***-ELV1 | Light Emitting Diode | Inseparable Luminaire | Direct Wired | Reverse Phase Cut Controls | 81.7 | 3500 | -0.0003 | 92 | 63 | 310 | 0.99 | Ambient | 50000 | 0.981 | 1 | 66000 | 0.02 | 20 | 20 | 0.01 | 0 | 0 | 0 | 0 | 0 | 0.01 | 0 | 0 | 0 | 0 | 0 | 0.16 | 0.1 | 0.1 | 0.09 | 0.01 | 0 | True | False | Non Federally-Regulated | 10/14/2022 |  | 11/04/2022
Ledra Brands, Inc. | Alphabet | NU4-RA-SW-10LM-40K-90- 35D-NA-DL-**-**-IC-***-ELV1 | Light Emitting Diode | Inseparable Luminaire | Direct Wired | Reverse Phase Cut Controls | 91.8 | 4000 | -0.0003 | 92 | 63 | 310 | 0.99 | Ambient | 50000 | 0.981 | 1 | 66000 | 0.02 | 20 | 20 | 0.01 | 0 | 0 | 0 | 0 | 0 | 0.01 | 0 | 0 | 0 | 0 | 0 | 0.16 | 0.1 | 0.1 | 0.09 | 0.01 | 0 | True | False | Non Federally-Regulated | 10/14/2022 |  | 11/04/2022
Ledra Brands, Inc. | Alphabet | NU4-RA-SW-25LM-27K-90- 55D-NA-DL-**-**-IC-***-ELV1 | Light Emitting Diode | Inseparable Luminaire | Direct Wired | Reverse Phase Cut Controls | 74.8 | 2700 | -0.0003 | 92 | 63 | 310 | 0.99 | Ambient | 50000 | 0.981 | 1 | 66000 | 0.02 | 20 | 20 | 0.01 | 0 | 0 | 0 | 0 | 0 | 0.01 | 0 | 0 | 0 | 0 | 0 | 0.16 | 0.1 | 0.1 | 0.09 | 0.01 | 0 | True | False | Non Federally-Regulated | 10/14/2022 |  | 11/04/2022
Ledra Brands, Inc. | Alphabet | NU4-RA-SW-25LM-30K-90- 55D-NA-DL-**-**-IC-***-ELV1 | Light Emitting Diode | Inseparable Luminaire | Direct Wired | Reverse Phase Cut Controls | 78.5 | 3000 | -0.0003 | 92 | 63 | 310 | 0.99 | Ambient | 50000 | 0.981 | 1 | 66000 | 0.02 | 20 | 20 | 0.01 | 0 | 0 | 0 | 0 | 0 | 0.01 | 0 | 0 | 0 | 0 | 0 | 0.16 | 0.1 | 0.1 | 0.09 | 0.01 | 0 | True | False | Non Federally-Regulated | 10/14/2022 |  | 11/04/2022
Ledra Brands, Inc. | Alphabet | NU4-RA-SW-25LM-35K-90- 55D-NA-DL-**-**-IC-***-ELV1 | Light Emitting Diode | Inseparable Luminaire | Direct Wired | Reverse Phase Cut Controls | 85.3 | 3500 | -0.0003 | 92 | 63 | 310 | 0.99 | Ambient | 50000 | 0.981 | 1 | 66000 | 0.02 | 20 | 20 | 0.01 | 0 | 0 | 0 | 0 | 0 | 0.01 | 0 | 0 | 0 | 0 | 0 | 0.16 | 0.1 | 0.1 | 0.09 | 0.01 | 0 | True | False | Non Federally-Regulated | 10/14/2022 |  | 11/04/2022
Ledra Brands, Inc. | Alphabet | NU4-RA-SW-25LM-40K-90- 55D-NA-DL-**-**-IC-***-ELV1 | Light Emitting Diode | Inseparable Luminaire | Direct Wired | Reverse Phase Cut Controls | 95.8 | 4000 | -0.0003 | 92 | 63 | 310 | 0.99 | Ambient | 50000 | 0.981 | 1 | 66000 | 0.02 | 20 | 20 | 0.01 | 0 | 0 | 0 | 0 | 0 | 0.01 | 0 | 0 | 0 | 0 | 0 | 0.16 | 0.1 | 0.1 | 0.09 | 0.01 | 0 | True | False | Non Federally-Regulated | 10/14/2022 |  | 11/04/2022
Ledra Brands, Inc. | Alphabet | NU4-RA-SW-20LM-27K-90- 55D-NA-DL-**-**-IC-***-ELV1 | Light Emitting Diode | Inseparable Luminaire | Direct Wired | Reverse Phase Cut Controls | 74.8 | 2700 | -0.0003 | 92 | 63 | 310 | 0.99 | Ambient | 50000 | 0.981 | 1 | 66000 | 0.02 | 20 | 20 | 0.01 | 0 | 0 | 0 | 0 | 0 | 0.01 | 0 | 0 | 0 | 0 | 0 | 0.16 | 0.1 | 0.1 | 0.09 | 0.01 | 0 | True | False | Non Federally-Regulated | 10/14/2022 |  | 11/04/2022
Ledra Brands, Inc. | Alphabet | NU4-RA-SW-20LM-30K-90- 55D-NA-DL-**-**-IC-***-ELV1 | Light Emitting Diode | Inseparable Luminaire | Direct Wired | Reverse Phase Cut Controls | 78.5 | 3000 | -0.0003 | 92 | 63 | 310 | 0.99 | Ambient | 50000 | 0.981 | 1 | 66000 | 0.02 | 20 | 20 | 0.01 | 0 | 0 | 0 | 0 | 0 | 0.01 | 0 | 0 | 0 | 0 | 0 | 0.16 | 0.1 | 0.1 | 0.09 | 0.01 | 0 | True | False | Non Federally-Regulated | 10/14/2022 |  | 11/04/2022
Ledra Brands, Inc. | Alphabet | NU4-RA-SW-20LM-35K-90- 55D-NA-DL-**-**-IC-***-ELV1 | Light Emitting Diode | Inseparable Luminaire | Direct Wired | Reverse Phase Cut Controls | 85.3 | 3500 | -0.0003 | 92 | 63 | 310 | 0.99 | Ambient | 50000 | 0.981 | 1 | 66000 | 0.02 | 20 | 20 | 0.01 | 0 | 0 | 0 | 0 | 0 | 0.01 | 0 | 0 | 0 | 0 | 0 | 0.16 | 0.1 | 0.1 | 0.09 | 0.01 | 0 | True | False | Non Federally-Regulated | 10/14/2022 |  | 11/04/2022
Ledra Brands, Inc. | Alphabet | NU4-RA-SW-20LM-40K-90- 55D-NA-DL-**-**-IC-***-ELV1 | Light Emitting Diode | Inseparable Luminaire | Direct Wired | Reverse Phase Cut Controls | 95.8 | 4000 | -0.0003 | 92 | 63 | 310 | 0.99 | Ambient | 50000 | 0.981 | 1 | 66000 | 0.02 | 20 | 20 | 0.01 | 0 | 0 | 0 | 0 | 0 | 0.01 | 0 | 0 | 0 | 0 | 0 | 0.16 | 0.1 | 0.1 | 0.09 | 0.01 | 0 | True | False | Non Federally-Regulated | 10/14/2022 |  | 11/04/2022
Ledra Brands, Inc. | Alphabet | NU4-RA-SW-15LM-27K-90- 55D-NA-DL-**-**-IC-***-ELV1 | Light Emitting Diode | Inseparable Luminaire | Direct Wired | Reverse Phase Cut Controls | 74.8 | 2700 | -0.0003 | 92 | 63 | 310 | 0.99 | Ambient | 50000 | 0.981 | 1 | 66000 | 0.02 | 20 | 20 | 0.01 | 0 | 0 | 0 | 0 | 0 | 0.01 | 0 | 0 | 0 | 0 | 0 | 0.16 | 0.1 | 0.1 | 0.09 | 0.01 | 0 | True | False | Non Federally-Regulated | 10/14/2022 |  | 11/04/2022
Ledra Brands, Inc. | Alphabet | NU4-RA-SW-15LM-30K-90- 55D-NA-DL-**-**-IC-***-ELV1 | Light Emitting Diode | Inseparable Luminaire | Direct Wired | Reverse Phase Cut Controls | 78.5 | 3000 | -0.0003 | 92 | 63 | 310 | 0.99 | Ambient | 50000 | 0.981 | 1 | 66000 | 0.02 | 20 | 20 | 0.01 | 0 | 0 | 0 | 0 | 0 | 0.01 | 0 | 0 | 0 | 0 | 0 | 0.16 | 0.1 | 0.1 | 0.09 | 0.01 | 0 | True | False | Non Federally-Regulated | 10/14/2022 |  | 11/04/2022
Ledra Brands, Inc. | Alphabet | NU4-RA-SW-15LM-35K-90- 55D-NA-DL-**-**-IC-***-ELV1 | Light Emitting Diode | Inseparable Luminaire | Direct Wired | Reverse Phase Cut Controls | 85.3 | 3500 | -0.0003 | 92 | 63 | 310 | 0.99 | Ambient | 50000 | 0.981 | 1 | 66000 | 0.02 | 20 | 20 | 0.01 | 0 | 0 | 0 | 0 | 0 | 0.01 | 0 | 0 | 0 | 0 | 0 | 0.16 | 0.1 | 0.1 | 0.09 | 0.01 | 0 | True | False | Non Federally-Regulated | 10/14/2022 |  | 11/04/2022
Ledra Brands, Inc. | Alphabet | NU4-RA-SW-15LM-40K-90- 55D-NA-DL-**-**-IC-***-ELV1 | Light Emitting Diode | Inseparable Luminaire | Direct Wired | Reverse Phase Cut Controls | 95.8 | 4000 | -0.0003 | 92 | 63 | 310 | 0.99 | Ambient | 50000 | 0.981 | 1 | 66000 | 0.02 | 20 | 20 | 0.01 | 0 | 0 | 0 | 0 | 0 | 0.01 | 0 | 0 | 0 | 0 | 0 | 0.16 | 0.1 | 0.1 | 0.09 | 0.01 | 0 | True | False | Non Federally-Regulated | 10/14/2022 |  | 11/04/2022
Ledra Brands, Inc. | Alphabet | NU4-RA-SW-10LM-27K-90- 55D-NA-DL-**-**-IC-***-ELV1 | Light Emitting Diode | Inseparable Luminaire | Direct Wired | Reverse Phase Cut Controls | 74.8 | 2700 | -0.0003 | 92 | 63 | 310 | 0.99 | Ambient | 50000 | 0.981 | 1 | 66000 | 0.02 | 20 | 20 | 0.01 | 0 | 0 | 0 | 0 | 0 | 0.01 | 0 | 0 | 0 | 0 | 0 | 0.16 | 0.1 | 0.1 | 0.09 | 0.01 | 0 | True | False | Non Federally-Regulated | 10/14/2022 |  | 11/04/2022
Ledra Brands, Inc. | Alphabet | NU4-RA-SW-10LM-30K-90- 55D-NA-DL-**-**-IC-***-ELV1 | Light Emitting Diode | Inseparable Luminaire | Direct Wired | Reverse Phase Cut Controls | 78.5 | 3000 | -0.0003 | 92 | 63 | 310 | 0.99 | Ambient | 50000 | 0.981 | 1 | 66000 | 0.02 | 20 | 20 | 0.01 | 0 | 0 | 0 | 0 | 0 | 0.01 | 0 | 0 | 0 | 0 | 0 | 0.16 | 0.1 | 0.1 | 0.09 | 0.01 | 0 | True | False | Non Federally-Regulated | 10/14/2022 |  | 11/04/2022
Ledra Brands, Inc. | Alphabet | NU4-RA-SW-10LM-35K-90- 55D-NA-DL-**-**-IC-***-ELV1 | Light Emitting Diode | Inseparable Luminaire | Direct Wired | Reverse Phase Cut Controls | 85.3 | 3500 | -0.0003 | 92 | 63 | 310 | 0.99 | Ambient | 50000 | 0.981 | 1 | 66000 | 0.02 | 20 | 20 | 0.01 | 0 | 0 | 0 | 0 | 0 | 0.01 | 0 | 0 | 0 | 0 | 0 | 0.16 | 0.1 | 0.1 | 0.09 | 0.01 | 0 | True | False | Non Federally-Regulated | 10/14/2022 |  | 11/04/2022
Ledra Brands, Inc. | Alphabet | NU4-RA-SW-10LM-40K-90- 55D-NA-DL-**-**-IC-***-ELV1 | Light Emitting Diode | Inseparable Luminaire | Direct Wired | Reverse Phase Cut Controls | 95.8 | 4000 | -0.0003 | 92 | 63 | 310 | 0.99 | Ambient | 50000 | 0.981 | 1 | 66000 | 0.02 | 20 | 20 | 0.01 | 0 | 0 | 0 | 0 | 0 | 0.01 | 0 | 0 | 0 | 0 | 0 | 0.16 | 0.1 | 0.1 | 0.09 | 0.01 | 0 | True | False | Non Federally-Regulated | 10/14/2022 |  | 11/04/2022
Ledra Brands, Inc. | Alphabet | NU4-RA-SW-25LM-27K-90-20D-NA-CL-**-**-IC-***-ELV1 | Light Emitting Diode | Inseparable Luminaire | Direct Wired | Reverse Phase Cut Controls | 66 | 2700 | -0.0003 | 92 | 63 | 310 | 0.99 | Ambient | 50000 | 0.981 | 1 | 66000 | 0.02 | 20 | 20 | 0.01 | 0 | 0 | 0 | 0 | 0 | 0.01 | 0 | 0 | 0 | 0 | 0 | 0.16 | 0.1 | 0.1 | 0.09 | 0.01 | 0 | True | False | Non Federally-Regulated | 10/14/2022 |  | 11/04/2022
Ledra Brands, Inc. | Alphabet | NU4-RA-SW-25LM-30K-90-20D-NA-CL-**-**-IC-***-ELV1 | Light Emitting Diode | Inseparable Luminaire | Direct Wired | Reverse Phase Cut Controls | 69.3 | 3000 | -0.0003 | 92 | 63 | 310 | 0.99 | Ambient | 50000 | 0.981 | 1 | 66000 | 0.02 | 20 | 20 | 0.01 | 0 | 0 | 0 | 0 | 0 | 0.01 | 0 | 0 | 0 | 0 | 0 | 0.16 | 0.1 | 0.1 | 0.09 | 0.01 | 0 | True | False | Non Federally-Regulated | 10/14/2022 |  | 11/04/2022
Ledra Brands, Inc. | Alphabet | NU4-RA-SW-25LM-35K-90-20D-NA-CL-**-**-IC-***-ELV1 | Light Emitting Diode | Inseparable Luminaire | Direct Wired | Reverse Phase Cut Controls | 75.3 | 3500 | -0.0003 | 92 | 63 | 310 | 0.99 | Ambient | 50000 | 0.981 | 1 | 66000 | 0.02 | 20 | 20 | 0.01 | 0 | 0 | 0 | 0 | 0 | 0.01 | 0 | 0 | 0 | 0 | 0 | 0.16 | 0.1 | 0.1 | 0.09 | 0.01 | 0 | True | False | Non Federally-Regulated | 10/14/2022 |  | 11/04/2022
Ledra Brands, Inc. | Alphabet | NU4-RA-SW-25LM-40K-90-20D-NA-CL-**-**-IC-***-ELV1 | Light Emitting Diode | Inseparable Luminaire | Direct Wired | Reverse Phase Cut Controls | 84.6 | 4000 | -0.0003 | 92 | 63 | 310 | 0.99 | Ambient | 50000 | 0.981 | 1 | 66000 | 0.02 | 20 | 20 | 0.01 | 0 | 0 | 0 | 0 | 0 | 0.01 | 0 | 0 | 0 | 0 | 0 | 0.16 | 0.1 | 0.1 | 0.09 | 0.01 | 0 | True | False | Non Federally-Regulated | 10/14/2022 |  | 11/04/2022
Ledra Brands, Inc. | Alphabet | NU4-RA-SW-20LM-27K-90-20D-NA-CL-**-**-IC-***-ELV1 | Light Emitting Diode | Inseparable Luminaire | Direct Wired | Reverse Phase Cut Controls | 66 | 2700 | -0.0003 | 92 | 63 | 310 | 0.99 | Ambient | 50000 | 0.981 | 1 | 66000 | 0.02 | 20 | 20 | 0.01 | 0 | 0 | 0 | 0 | 0 | 0.01 | 0 | 0 | 0 | 0 | 0 | 0.16 | 0.1 | 0.1 | 0.09 | 0.01 | 0 | True | False | Non Federally-Regulated | 10/14/2022 |  | 11/04/2022
Ledra Brands, Inc. | Alphabet | NU4-RA-SW-20LM-30K-90-20D-NA-CL-**-**-IC-***-ELV1 | Light Emitting Diode | Inseparable Luminaire | Direct Wired | Reverse Phase Cut Controls | 69.3 | 3000 | -0.0003 | 92 | 63 | 310 | 0.99 | Ambient | 50000 | 0.981 | 1 | 66000 | 0.02 | 20 | 20 | 0.01 | 0 | 0 | 0 | 0 | 0 | 0.01 | 0 | 0 | 0 | 0 | 0 | 0.16 | 0.1 | 0.1 | 0.09 | 0.01 | 0 | True | False | Non Federally-Regulated | 10/14/2022 |  | 11/04/2022
Ledra Brands, Inc. | Alphabet | NU4-RA-SW-20LM-35K-90-20D-NA-CL-**-**-IC-***-ELV1 | Light Emitting Diode | Inseparable Luminaire | Direct Wired | Reverse Phase Cut Controls | 75.3 | 3500 | -0.0003 | 92 | 63 | 310 | 0.99 | Ambient | 50000 | 0.981 | 1 | 66000 | 0.02 | 20 | 20 | 0.01 | 0 | 0 | 0 | 0 | 0 | 0.01 | 0 | 0 | 0 | 0 | 0 | 0.16 | 0.1 | 0.1 | 0.09 | 0.01 | 0 | True | False | Non Federally-Regulated | 10/14/2022 |  | 11/04/2022
Ledra Brands, Inc. | Alphabet | NU4-RA-SW-20LM-40K-90-20D-NA-CL-**-**-IC-***-ELV1 | Light Emitting Diode | Inseparable Luminaire | Direct Wired | Reverse Phase Cut Controls | 84.6 | 4000 | -0.0003 | 92 | 63 | 310 | 0.99 | Ambient | 50000 | 0.981 | 1 | 66000 | 0.02 | 20 | 20 | 0.01 | 0 | 0 | 0 | 0 | 0 | 0.01 | 0 | 0 | 0 | 0 | 0 | 0.16 | 0.1 | 0.1 | 0.09 | 0.01 | 0 | True | False | Non Federally-Regulated | 10/14/2022 |  | 11/04/2022
Ledra Brands, Inc. | Alphabet | NU4-RA-SW-15LM-27K-90-20D-NA-CL-**-**-IC-***-ELV1 | Light Emitting Diode | Inseparable Luminaire | Direct Wired | Reverse Phase Cut Controls | 66 | 2700 | -0.0003 | 92 | 63 | 310 | 0.99 | Ambient | 50000 | 0.981 | 1 | 66000 | 0.02 | 20 | 20 | 0.01 | 0 | 0 | 0 | 0 | 0 | 0.01 | 0 | 0 | 0 | 0 | 0 | 0.16 | 0.1 | 0.1 | 0.09 | 0.01 | 0 | True | False | Non Federally-Regulated | 10/14/2022 |  | 11/04/2022
Ledra Brands, Inc. | Alphabet | NU4-RA-SW-15LM-30K-90-20D-NA-CL-**-**-IC-***-ELV1 | Light Emitting Diode | Inseparable Luminaire | Direct Wired | Reverse Phase Cut Controls | 69.3 | 3000 | -0.0003 | 92 | 63 | 310 | 0.99 | Ambient | 50000 | 0.981 | 1 | 66000 | 0.02 | 20 | 20 | 0.01 | 0 | 0 | 0 | 0 | 0 | 0.01 | 0 | 0 | 0 | 0 | 0 | 0.16 | 0.1 | 0.1 | 0.09 | 0.01 | 0 | True | False | Non Federally-Regulated | 10/14/2022 |  | 11/04/2022
Ledra Brands, Inc. | Alphabet | NU4-RA-SW-15LM-35K-90-20D-NA-CL-**-**-IC-***-ELV1 | Light Emitting Diode | Inseparable Luminaire | Direct Wired | Reverse Phase Cut Controls | 75.3 | 3500 | -0.0003 | 92 | 63 | 310 | 0.99 | Ambient | 50000 | 0.981 | 1 | 66000 | 0.02 | 20 | 20 | 0.01 | 0 | 0 | 0 | 0 | 0 | 0.01 | 0 | 0 | 0 | 0 | 0 | 0.16 | 0.1 | 0.1 | 0.09 | 0.01 | 0 | True | False | Non Federally-Regulated | 10/14/2022 |  | 11/04/2022
Ledra Brands, Inc. | Alphabet | NU4-RA-SW-15LM-40K-90-20D-NA-CL-**-**-IC-***-ELV1 | Light Emitting Diode | Inseparable Luminaire | Direct Wired | Reverse Phase Cut Controls | 84.6 | 4000 | -0.0003 | 92 | 63 | 310 | 0.99 | Ambient | 50000 | 0.981 | 1 | 66000 | 0.02 | 20 | 20 | 0.01 | 0 | 0 | 0 | 0 | 0 | 0.01 | 0 | 0 | 0 | 0 | 0 | 0.16 | 0.1 | 0.1 | 0.09 | 0.01 | 0 | True | False | Non Federally-Regulated | 10/14/2022 |  | 11/04/2022
Ledra Brands, Inc. | Alphabet | NU4-RA-SW-10LM-27K-90-20D-NA-CL-**-**-IC-***-ELV1 | Light Emitting Diode | Inseparable Luminaire | Direct Wired | Reverse Phase Cut Controls | 66 | 2700 | -0.0003 | 92 | 63 | 310 | 0.99 | Ambient | 50000 | 0.981 | 1 | 66000 | 0.02 | 20 | 20 | 0.01 | 0 | 0 | 0 | 0 | 0 | 0.01 | 0 | 0 | 0 | 0 | 0 | 0.16 | 0.1 | 0.1 | 0.09 | 0.01 | 0 | True | False | Non Federally-Regulated | 10/14/2022 |  | 11/04/2022
Ledra Brands, Inc. | Alphabet | NU4-RA-SW-10LM-30K-90-20D-NA-CL-**-**-IC-***-ELV1 | Light Emitting Diode | Inseparable Luminaire | Direct Wired | Reverse Phase Cut Controls | 69.3 | 3000 | -0.0003 | 92 | 63 | 310 | 0.99 | Ambient | 50000 | 0.981 | 1 | 66000 | 0.02 | 20 | 20 | 0.01 | 0 | 0 | 0 | 0 | 0 | 0.01 | 0 | 0 | 0 | 0 | 0 | 0.16 | 0.1 | 0.1 | 0.09 | 0.01 | 0 | True | False | Non Federally-Regulated | 10/14/2022 |  | 11/04/2022
Ledra Brands, Inc. | Alphabet | NU4-RA-SW-10LM-35K-90-20D-NA-CL-**-**-IC-***-ELV1 | Light Emitting Diode | Inseparable Luminaire | Direct Wired | Reverse Phase Cut Controls | 75.3 | 3500 | -0.0003 | 92 | 63 | 310 | 0.99 | Ambient | 50000 | 0.981 | 1 | 66000 | 0.02 | 20 | 20 | 0.01 | 0 | 0 | 0 | 0 | 0 | 0.01 | 0 | 0 | 0 | 0 | 0 | 0.16 | 0.1 | 0.1 | 0.09 | 0.01 | 0 | True | False | Non Federally-Regulated | 10/14/2022 |  | 11/04/2022
Ledra Brands, Inc. | Alphabet | NU4-RA-SW-10LM-40K-90-20D-NA-CL-**-**-IC-***-ELV1 | Light Emitting Diode | Inseparable Luminaire | Direct Wired | Reverse Phase Cut Controls | 84.6 | 4000 | -0.0003 | 92 | 63 | 310 | 0.99 | Ambient | 50000 | 0.981 | 1 | 66000 | 0.02 | 20 | 20 | 0.01 | 0 | 0 | 0 | 0 | 0 | 0.01 | 0 | 0 | 0 | 0 | 0 | 0.16 | 0.1 | 0.1 | 0.09 | 0.01 | 0 | True | False | Non Federally-Regulated | 10/14/2022 |  | 11/04/2022
Ledra Brands, Inc. | Alphabet | NU4-RA-SW-25LM-27K-90- 25D-NA-CL-**-**-IC-***-ELV1 | Light Emitting Diode | Inseparable Luminaire | Direct Wired | Reverse Phase Cut Controls | 68.1 | 2700 | -0.0003 | 92 | 63 | 310 | 0.99 | Ambient | 50000 | 0.981 | 1 | 66000 | 0.02 | 20 | 20 | 0.01 | 0 | 0 | 0 | 0 | 0 | 0.01 | 0 | 0 | 0 | 0 | 0 | 0.16 | 0.1 | 0.1 | 0.09 | 0.01 | 0 | True | False | Non Federally-Regulated | 10/14/2022 |  | 11/04/2022
Ledra Brands, Inc. | Alphabet | NU4-RA-SW-25LM-30K-90- 25D-NA-CL-**-**-IC-***-ELV1 | Light Emitting Diode | Inseparable Luminaire | Direct Wired | Reverse Phase Cut Controls | 71.5 | 3000 | -0.0003 | 92 | 63 | 310 | 0.99 | Ambient | 50000 | 0.981 | 1 | 66000 | 0.02 | 20 | 20 | 0.01 | 0 | 0 | 0 | 0 | 0 | 0.01 | 0 | 0 | 0 | 0 | 0 | 0.16 | 0.1 | 0.1 | 0.09 | 0.01 | 0 | True | False | Non Federally-Regulated | 10/14/2022 |  | 11/04/2022
Ledra Brands, Inc. | Alphabet | NU4-RA-SW-25LM-35K-90- 25D-NA-CL-**-**-IC-***-ELV1 | Light Emitting Diode | Inseparable Luminaire | Direct Wired | Reverse Phase Cut Controls | 77.7 | 3500 | -0.0003 | 92 | 63 | 310 | 0.99 | Ambient | 50000 | 0.981 | 1 | 66000 | 0.02 | 20 | 20 | 0.01 | 0 | 0 | 0 | 0 | 0 | 0.01 | 0 | 0 | 0 | 0 | 0 | 0.16 | 0.1 | 0.1 | 0.09 | 0.01 | 0 | True | False | Non Federally-Regulated | 10/14/2022 |  | 11/04/2022
Ledra Brands, Inc. | Alphabet | NU4-RA-SW-25LM-40K-90- 25D-NA-CL-**-**-IC-***-ELV1 | Light Emitting Diode | Inseparable Luminaire | Direct Wired | Reverse Phase Cut Controls | 87.3 | 4000 | -0.0003 | 92 | 63 | 310 | 0.99 | Ambient | 50000 | 0.981 | 1 | 66000 | 0.02 | 20 | 20 | 0.01 | 0 | 0 | 0 | 0 | 0 | 0.01 | 0 | 0 | 0 | 0 | 0 | 0.16 | 0.1 | 0.1 | 0.09 | 0.01 | 0 | True | False | Non Federally-Regulated | 10/14/2022 |  | 11/04/2022
Ledra Brands, Inc. | Alphabet | NU4-RA-SW-20LM-27K-90- 25D-NA-CL-**-**-IC-***-ELV1 | Light Emitting Diode | Inseparable Luminaire | Direct Wired | Reverse Phase Cut Controls | 68.1 | 2700 | -0.0003 | 92 | 63 | 310 | 0.99 | Ambient | 50000 | 0.981 | 1 | 66000 | 0.02 | 20 | 20 | 0.01 | 0 | 0 | 0 | 0 | 0 | 0.01 | 0 | 0 | 0 | 0 | 0 | 0.16 | 0.1 | 0.1 | 0.09 | 0.01 | 0 | True | False | Non Federally-Regulated | 10/14/2022 |  | 11/04/2022
Ledra Brands, Inc. | Alphabet | NU4-RA-SW-20LM-30K-90- 25D-NA-CL-**-**-IC-***-ELV1 | Light Emitting Diode | Inseparable Luminaire | Direct Wired | Reverse Phase Cut Controls | 71.5 | 3000 | -0.0003 | 92 | 63 | 310 | 0.99 | Ambient | 50000 | 0.981 | 1 | 66000 | 0.02 | 20 | 20 | 0.01 | 0 | 0 | 0 | 0 | 0 | 0.01 | 0 | 0 | 0 | 0 | 0 | 0.16 | 0.1 | 0.1 | 0.09 | 0.01 | 0 | True | False | Non Federally-Regulated | 10/14/2022 |  | 11/04/2022
Ledra Brands, Inc. | Alphabet | NU4-RA-SW-20LM-35K-90- 25D-NA-CL-**-**-IC-***-ELV1 | Light Emitting Diode | Inseparable Luminaire | Direct Wired | Reverse Phase Cut Controls | 77.7 | 3500 | -0.0003 | 92 | 63 | 310 | 0.99 | Ambient | 50000 | 0.981 | 1 | 66000 | 0.02 | 20 | 20 | 0.01 | 0 | 0 | 0 | 0 | 0 | 0.01 | 0 | 0 | 0 | 0 | 0 | 0.16 | 0.1 | 0.1 | 0.09 | 0.01 | 0 | True | False | Non Federally-Regulated | 10/14/2022 |  | 11/04/2022
Ledra Brands, Inc. | Alphabet | NU4-RA-SW-20LM-40K-90- 25D-NA-CL-**-**-IC-***-ELV1 | Light Emitting Diode | Inseparable Luminaire | Direct Wired | Reverse Phase Cut Controls | 87.3 | 4000 | -0.0003 | 92 | 63 | 310 | 0.99 | Ambient | 50000 | 0.981 | 1 | 66000 | 0.02 | 20 | 20 | 0.01 | 0 | 0 | 0 | 0 | 0 | 0.01 | 0 | 0 | 0 | 0 | 0 | 0.16 | 0.1 | 0.1 | 0.09 | 0.01 | 0 | True | False | Non Federally-Regulated | 10/14/2022 |  | 11/04/2022
Ledra Brands, Inc. | Alphabet | NU4-RA-SW-15LM-27K-90- 25D-NA-CL-**-**-IC-***-ELV1 | Light Emitting Diode | Inseparable Luminaire | Direct Wired | Reverse Phase Cut Controls | 68.1 | 2700 | -0.0003 | 92 | 63 | 310 | 0.99 | Ambient | 50000 | 0.981 | 1 | 66000 | 0.02 | 20 | 20 | 0.01 | 0 | 0 | 0 | 0 | 0 | 0.01 | 0 | 0 | 0 | 0 | 0 | 0.16 | 0.1 | 0.1 | 0.09 | 0.01 | 0 | True | False | Non Federally-Regulated | 10/14/2022 |  | 11/04/2022
Ledra Brands, Inc. | Alphabet | NU4-RA-SW-15LM-30K-90- 25D-NA-CL-**-**-IC-***-ELV1 | Light Emitting Diode | Inseparable Luminaire | Direct Wired | Reverse Phase Cut Controls | 71.5 | 3000 | -0.0003 | 92 | 63 | 310 | 0.99 | Ambient | 50000 | 0.981 | 1 | 66000 | 0.02 | 20 | 20 | 0.01 | 0 | 0 | 0 | 0 | 0 | 0.01 | 0 | 0 | 0 | 0 | 0 | 0.16 | 0.1 | 0.1 | 0.09 | 0.01 | 0 | True | False | Non Federally-Regulated | 10/14/2022 |  | 11/04/2022
Ledra Brands, Inc. | Alphabet | NU4-RA-SW-15LM-35K-90- 25D-NA-CL-**-**-IC-***-ELV1 | Light Emitting Diode | Inseparable Luminaire | Direct Wired | Reverse Phase Cut Controls | 77.7 | 3500 | -0.0003 | 92 | 63 | 310 | 0.99 | Ambient | 50000 | 0.981 | 1 | 66000 | 0.02 | 20 | 20 | 0.01 | 0 | 0 | 0 | 0 | 0 | 0.01 | 0 | 0 | 0 | 0 | 0 | 0.16 | 0.1 | 0.1 | 0.09 | 0.01 | 0 | True | False | Non Federally-Regulated | 10/14/2022 |  | 11/04/2022
Ledra Brands, Inc. | Alphabet | NU4-RA-SW-15LM-40K-90- 25D-NA-CL-**-**-IC-***-ELV1 | Light Emitting Diode | Inseparable Luminaire | Direct Wired | Reverse Phase Cut Controls | 87.3 | 4000 | -0.0003 | 92 | 63 | 310 | 0.99 | Ambient | 50000 | 0.981 | 1 | 66000 | 0.02 | 20 | 20 | 0.01 | 0 | 0 | 0 | 0 | 0 | 0.01 | 0 | 0 | 0 | 0 | 0 | 0.16 | 0.1 | 0.1 | 0.09 | 0.01 | 0 | True | False | Non Federally-Regulated | 10/14/2022 |  | 11/04/2022
Ledra Brands, Inc. | Alphabet | NU4-RA-SW-10LM-27K-90- 25D-NA-CL-**-**-IC-***-ELV1 | Light Emitting Diode | Inseparable Luminaire | Direct Wired | Reverse Phase Cut Controls | 68.1 | 2700 | -0.0003 | 92 | 63 | 310 | 0.99 | Ambient | 50000 | 0.981 | 1 | 66000 | 0.02 | 20 | 20 | 0.01 | 0 | 0 | 0 | 0 | 0 | 0.01 | 0 | 0 | 0 | 0 | 0 | 0.16 | 0.1 | 0.1 | 0.09 | 0.01 | 0 | True | False | Non Federally-Regulated | 10/14/2022 |  | 11/04/2022
Ledra Brands, Inc. | Alphabet | NU4-RA-SW-10LM-30K-90- 25D-NA-CL-**-**-IC-***-ELV1 | Light Emitting Diode | Inseparable Luminaire | Direct Wired | Reverse Phase Cut Controls | 71.5 | 3000 | -0.0003 | 92 | 63 | 310 | 0.99 | Ambient | 50000 | 0.981 | 1 | 66000 | 0.02 | 20 | 20 | 0.01 | 0 | 0 | 0 | 0 | 0 | 0.01 | 0 | 0 | 0 | 0 | 0 | 0.16 | 0.1 | 0.1 | 0.09 | 0.01 | 0 | True | False | Non Federally-Regulated | 10/14/2022 |  | 11/04/2022
Ledra Brands, Inc. | Alphabet | NU4-RA-SW-10LM-35K-90- 25D-NA-CL-**-**-IC-***-ELV1 | Light Emitting Diode | Inseparable Luminaire | Direct Wired | Reverse Phase Cut Controls | 77.7 | 3500 | -0.0003 | 92 | 63 | 310 | 0.99 | Ambient | 50000 | 0.981 | 1 | 66000 | 0.02 | 20 | 20 | 0.01 | 0 | 0 | 0 | 0 | 0 | 0.01 | 0 | 0 | 0 | 0 | 0 | 0.16 | 0.1 | 0.1 | 0.09 | 0.01 | 0 | True | False | Non Federally-Regulated | 10/14/2022 |  | 11/04/2022
Ledra Brands, Inc. | Alphabet | NU4-RA-SW-10LM-40K-90- 25D-NA-CL-**-**-IC-***-ELV1 | Light Emitting Diode | Inseparable Luminaire | Direct Wired | Reverse Phase Cut Controls | 87.3 | 4000 | -0.0003 | 92 | 63 | 310 | 0.99 | Ambient | 50000 | 0.981 | 1 | 66000 | 0.02 | 20 | 20 | 0.01 | 0 | 0 | 0 | 0 | 0 | 0.01 | 0 | 0 | 0 | 0 | 0 | 0.16 | 0.1 | 0.1 | 0.09 | 0.01 | 0 | True | False | Non Federally-Regulated | 10/14/2022 |  | 11/04/2022
Ledra Brands, Inc. | Alphabet | NU4-RA-SW-25LM-27K-90- 35D-NA-CL-**-**-IC-***-ELV1 | Light Emitting Diode | Inseparable Luminaire | Direct Wired | Reverse Phase Cut Controls | 73.3 | 2700 | -0.0003 | 92 | 63 | 310 | 0.99 | Ambient | 50000 | 0.981 | 1 | 66000 | 0.02 | 20 | 20 | 0.01 | 0 | 0 | 0 | 0 | 0 | 0.01 | 0 | 0 | 0 | 0 | 0 | 0.16 | 0.1 | 0.1 | 0.09 | 0.01 | 0 | True | False | Non Federally-Regulated | 10/14/2022 |  | 11/04/2022
Ledra Brands, Inc. | Alphabet | NU4-RA-SW-25LM-30K-90- 35D-NA-CL-**-**-IC-***-ELV1 | Light Emitting Diode | Inseparable Luminaire | Direct Wired | Reverse Phase Cut Controls | 76.9 | 3000 | -0.0003 | 92 | 63 | 310 | 0.99 | Ambient | 50000 | 0.981 | 1 | 66000 | 0.02 | 20 | 20 | 0.01 | 0 | 0 | 0 | 0 | 0 | 0.01 | 0 | 0 | 0 | 0 | 0 | 0.16 | 0.1 | 0.1 | 0.09 | 0.01 | 0 | True | False | Non Federally-Regulated | 10/14/2022 |  | 11/04/2022
Ledra Brands, Inc. | Alphabet | NU4-RA-SW-25LM-35K-90- 35D-NA-CL-**-**-IC-***-ELV1 | Light Emitting Diode | Inseparable Luminaire | Direct Wired | Reverse Phase Cut Controls | 83.5 | 3500 | -0.0003 | 92 | 63 | 310 | 0.99 | Ambient | 50000 | 0.981 | 1 | 66000 | 0.02 | 20 | 20 | 0.01 | 0 | 0 | 0 | 0 | 0 | 0.01 | 0 | 0 | 0 | 0 | 0 | 0.16 | 0.1 | 0.1 | 0.09 | 0.01 | 0 | True | False | Non Federally-Regulated | 10/14/2022 |  | 11/04/2022
Ledra Brands, Inc. | Alphabet | NU4-RA-SW-25LM-40K-90- 35D-NA-CL-**-**-IC-***-ELV1 | Light Emitting Diode | Inseparable Luminaire | Direct Wired | Reverse Phase Cut Controls | 93.9 | 4000 | -0.0003 | 92 | 63 | 310 | 0.99 | Ambient | 50000 | 0.981 | 1 | 66000 | 0.02 | 20 | 20 | 0.01 | 0 | 0 | 0 | 0 | 0 | 0.01 | 0 | 0 | 0 | 0 | 0 | 0.16 | 0.1 | 0.1 | 0.09 | 0.01 | 0 | True | False | Non Federally-Regulated | 10/14/2022 |  | 11/04/2022
Ledra Brands, Inc. | Alphabet | NU4-RA-SW-20LM-27K-90- 35D-NA-CL-**-**-IC-***-ELV1 | Light Emitting Diode | Inseparable Luminaire | Direct Wired | Reverse Phase Cut Controls | 73.3 | 2700 | -0.0003 | 92 | 63 | 310 | 0.99 | Ambient | 50000 | 0.981 | 1 | 66000 | 0.02 | 20 | 20 | 0.01 | 0 | 0 | 0 | 0 | 0 | 0.01 | 0 | 0 | 0 | 0 | 0 | 0.16 | 0.1 | 0.1 | 0.09 | 0.01 | 0 | True | False | Non Federally-Regulated | 10/14/2022 |  | 11/04/2022
Ledra Brands, Inc. | Alphabet | NU4-RA-SW-20LM-30K-90- 35D-NA-CL-**-**-IC-***-ELV1 | Light Emitting Diode | Inseparable Luminaire | Direct Wired | Reverse Phase Cut Controls | 76.9 | 3000 | -0.0003 | 92 | 63 | 310 | 0.99 | Ambient | 50000 | 0.981 | 1 | 66000 | 0.02 | 20 | 20 | 0.01 | 0 | 0 | 0 | 0 | 0 | 0.01 | 0 | 0 | 0 | 0 | 0 | 0.16 | 0.1 | 0.1 | 0.09 | 0.01 | 0 | True | False | Non Federally-Regulated | 10/14/2022 |  | 11/04/2022
Ledra Brands, Inc. | Alphabet | NU4-RA-SW-20LM-35K-90- 35D-NA-CL-**-**-IC-***-ELV1 | Light Emitting Diode | Inseparable Luminaire | Direct Wired | Reverse Phase Cut Controls | 83.5 | 3500 | -0.0003 | 92 | 63 | 310 | 0.99 | Ambient | 50000 | 0.981 | 1 | 66000 | 0.02 | 20 | 20 | 0.01 | 0 | 0 | 0 | 0 | 0 | 0.01 | 0 | 0 | 0 | 0 | 0 | 0.16 | 0.1 | 0.1 | 0.09 | 0.01 | 0 | True | False | Non Federally-Regulated | 10/14/2022 |  | 11/04/2022
Ledra Brands, Inc. | Alphabet | NU4-RA-SW-20LM-40K-90- 35D-NA-CL-**-**-IC-***-ELV1 | Light Emitting Diode | Inseparable Luminaire | Direct Wired | Reverse Phase Cut Controls | 93.9 | 4000 | -0.0003 | 92 | 63 | 310 | 0.99 | Ambient | 50000 | 0.981 | 1 | 66000 | 0.02 | 20 | 20 | 0.01 | 0 | 0 | 0 | 0 | 0 | 0.01 | 0 | 0 | 0 | 0 | 0 | 0.16 | 0.1 | 0.1 | 0.09 | 0.01 | 0 | True | False | Non Federally-Regulated | 10/14/2022 |  | 11/04/2022
Ledra Brands, Inc. | Alphabet | NU4-RA-SW-15LM-27K-90- 35D-NA-CL-**-**-IC-***-ELV1 | Light Emitting Diode | Inseparable Luminaire | Direct Wired | Reverse Phase Cut Controls | 73.3 | 2700 | -0.0003 | 92 | 63 | 310 | 0.99 | Ambient | 50000 | 0.981 | 1 | 66000 | 0.02 | 20 | 20 | 0.01 | 0 | 0 | 0 | 0 | 0 | 0.01 | 0 | 0 | 0 | 0 | 0 | 0.16 | 0.1 | 0.1 | 0.09 | 0.01 | 0 | True | False | Non Federally-Regulated | 10/14/2022 |  | 11/04/2022
Ledra Brands, Inc. | Alphabet | NU4-RA-SW-15LM-30K-90- 35D-NA-CL-**-**-IC-***-ELV1 | Light Emitting Diode | Inseparable Luminaire | Direct Wired | Reverse Phase Cut Controls | 76.9 | 3000 | -0.0003 | 92 | 63 | 310 | 0.99 | Ambient | 50000 | 0.981 | 1 | 66000 | 0.02 | 20 | 20 | 0.01 | 0 | 0 | 0 | 0 | 0 | 0.01 | 0 | 0 | 0 | 0 | 0 | 0.16 | 0.1 | 0.1 | 0.09 | 0.01 | 0 | True | False | Non Federally-Regulated | 10/14/2022 |  | 11/04/2022
Ledra Brands, Inc. | Alphabet | NU4-RA-SW-15LM-35K-90- 35D-NA-CL-**-**-IC-***-ELV1 | Light Emitting Diode | Inseparable Luminaire | Direct Wired | Reverse Phase Cut Controls | 83.5 | 3500 | -0.0003 | 92 | 63 | 310 | 0.99 | Ambient | 50000 | 0.981 | 1 | 66000 | 0.02 | 20 | 20 | 0.01 | 0 | 0 | 0 | 0 | 0 | 0.01 | 0 | 0 | 0 | 0 | 0 | 0.16 | 0.1 | 0.1 | 0.09 | 0.01 | 0 | True | False | Non Federally-Regulated | 10/14/2022 |  | 11/04/2022
Ledra Brands, Inc. | Alphabet | NU4-RA-SW-15LM-40K-90- 35D-NA-CL-**-**-IC-***-ELV1 | Light Emitting Diode | Inseparable Luminaire | Direct Wired | Reverse Phase Cut Controls | 93.9 | 4000 | -0.0003 | 92 | 63 | 310 | 0.99 | Ambient | 50000 | 0.981 | 1 | 66000 | 0.02 | 20 | 20 | 0.01 | 0 | 0 | 0 | 0 | 0 | 0.01 | 0 | 0 | 0 | 0 | 0 | 0.16 | 0.1 | 0.1 | 0.09 | 0.01 | 0 | True | False | Non Federally-Regulated | 10/14/2022 |  | 11/04/2022
Ledra Brands, Inc. | Alphabet | NU4-RA-SW-10LM-27K-90- 35D-NA-CL-**-**-IC-***-ELV1 | Light Emitting Diode | Inseparable Luminaire | Direct Wired | Reverse Phase Cut Controls | 73.3 | 2700 | -0.0003 | 92 | 63 | 310 | 0.99 | Ambient | 50000 | 0.981 | 1 | 66000 | 0.02 | 20 | 20 | 0.01 | 0 | 0 | 0 | 0 | 0 | 0.01 | 0 | 0 | 0 | 0 | 0 | 0.16 | 0.1 | 0.1 | 0.09 | 0.01 | 0 | True | False | Non Federally-Regulated | 10/14/2022 |  | 11/04/2022
Ledra Brands, Inc. | Alphabet | NU4-RA-SW-10LM-30K-90- 35D-NA-CL-**-**-IC-***-ELV1 | Light Emitting Diode | Inseparable Luminaire | Direct Wired | Reverse Phase Cut Controls | 76.9 | 3000 | -0.0003 | 92 | 63 | 310 | 0.99 | Ambient | 50000 | 0.981 | 1 | 66000 | 0.02 | 20 | 20 | 0.01 | 0 | 0 | 0 | 0 | 0 | 0.01 | 0 | 0 | 0 | 0 | 0 | 0.16 | 0.1 | 0.1 | 0.09 | 0.01 | 0 | True | False | Non Federally-Regulated | 10/14/2022 |  | 11/04/2022
Ledra Brands, Inc. | Alphabet | NU4-RA-SW-10LM-35K-90- 35D-NA-CL-**-**-IC-***-ELV1 | Light Emitting Diode | Inseparable Luminaire | Direct Wired | Reverse Phase Cut Controls | 83.5 | 3500 | -0.0003 | 92 | 63 | 310 | 0.99 | Ambient | 50000 | 0.981 | 1 | 66000 | 0.02 | 20 | 20 | 0.01 | 0 | 0 | 0 | 0 | 0 | 0.01 | 0 | 0 | 0 | 0 | 0 | 0.16 | 0.1 | 0.1 | 0.09 | 0.01 | 0 | True | False | Non Federally-Regulated | 10/14/2022 |  | 11/04/2022
Ledra Brands, Inc. | Alphabet | NU4-RA-SW-10LM-40K-90- 35D-NA-CL-**-**-IC-***-ELV1 | Light Emitting Diode | Inseparable Luminaire | Direct Wired | Reverse Phase Cut Controls | 93.9 | 4000 | -0.0003 | 92 | 63 | 310 | 0.99 | Ambient | 50000 | 0.981 | 1 | 66000 | 0.02 | 20 | 20 | 0.01 | 0 | 0 | 0 | 0 | 0 | 0.01 | 0 | 0 | 0 | 0 | 0 | 0.16 | 0.1 | 0.1 | 0.09 | 0.01 | 0 | True | False | Non Federally-Regulated | 10/14/2022 |  | 11/04/2022
Ledra Brands, Inc. | Alphabet | NU4-RA-SW-25LM-27K-90- 55D-NA-CL-**-**-IC-***-ELV1 | Light Emitting Diode | Inseparable Luminaire | Direct Wired | Reverse Phase Cut Controls | 76.4 | 2700 | -0.0003 | 92 | 63 | 310 | 0.99 | Ambient | 50000 | 0.981 | 1 | 66000 | 0.02 | 20 | 20 | 0.01 | 0 | 0 | 0 | 0 | 0 | 0.01 | 0 | 0 | 0 | 0 | 0 | 0.16 | 0.1 | 0.1 | 0.09 | 0.01 | 0 | True | False | Non Federally-Regulated | 10/14/2022 |  | 11/04/2022
Ledra Brands, Inc. | Alphabet | NU4-RA-SW-25LM-30K-90- 55D-NA-CL-**-**-IC-***-ELV1 | Light Emitting Diode | Inseparable Luminaire | Direct Wired | Reverse Phase Cut Controls | 80.2 | 3000 | -0.0003 | 92 | 63 | 310 | 0.99 | Ambient | 50000 | 0.981 | 1 | 66000 | 0.02 | 20 | 20 | 0.01 | 0 | 0 | 0 | 0 | 0 | 0.01 | 0 | 0 | 0 | 0 | 0 | 0.16 | 0.1 | 0.1 | 0.09 | 0.01 | 0 | True | False | Non Federally-Regulated | 10/14/2022 |  | 11/04/2022
Ledra Brands, Inc. | Alphabet | NU4-RA-SW-25LM-35K-90- 55D-NA-CL-**-**-IC-***-ELV1 | Light Emitting Diode | Inseparable Luminaire | Direct Wired | Reverse Phase Cut Controls | 87.1 | 3500 | -0.0003 | 92 | 63 | 310 | 0.99 | Ambient | 50000 | 0.981 | 1 | 66000 | 0.02 | 20 | 20 | 0.01 | 0 | 0 | 0 | 0 | 0 | 0.01 | 0 | 0 | 0 | 0 | 0 | 0.16 | 0.1 | 0.1 | 0.09 | 0.01 | 0 | True | False | Non Federally-Regulated | 10/14/2022 |  | 11/04/2022
Ledra Brands, Inc. | Alphabet | NU4-RA-SW-25LM-40K-90- 55D-NA-CL-**-**-IC-***-ELV1 | Light Emitting Diode | Inseparable Luminaire | Direct Wired | Reverse Phase Cut Controls | 97.9 | 4000 | -0.0003 | 92 | 63 | 310 | 0.99 | Ambient | 50000 | 0.981 | 1 | 66000 | 0.02 | 20 | 20 | 0.01 | 0 | 0 | 0 | 0 | 0 | 0.01 | 0 | 0 | 0 | 0 | 0 | 0.16 | 0.1 | 0.1 | 0.09 | 0.01 | 0 | True | False | Non Federally-Regulated | 10/14/2022 |  | 11/04/2022
Ledra Brands, Inc. | Alphabet | NU4-RA-SW-20LM-27K-90- 55D-NA-CL-**-**-IC-***-ELV1 | Light Emitting Diode | Inseparable Luminaire | Direct Wired | Reverse Phase Cut Controls | 76.4 | 2700 | -0.0003 | 92 | 63 | 310 | 0.99 | Ambient | 50000 | 0.981 | 1 | 66000 | 0.02 | 20 | 20 | 0.01 | 0 | 0 | 0 | 0 | 0 | 0.01 | 0 | 0 | 0 | 0 | 0 | 0.16 | 0.1 | 0.1 | 0.09 | 0.01 | 0 | True | False | Non Federally-Regulated | 10/14/2022 |  | 11/04/2022
Ledra Brands, Inc. | Alphabet | NU4-RA-SW-20LM-30K-90- 55D-NA-CL-**-**-IC-***-ELV1 | Light Emitting Diode | Inseparable Luminaire | Direct Wired | Reverse Phase Cut Controls | 80.2 | 3000 | -0.0003 | 92 | 63 | 310 | 0.99 | Ambient | 50000 | 0.981 | 1 | 66000 | 0.02 | 20 | 20 | 0.01 | 0 | 0 | 0 | 0 | 0 | 0.01 | 0 | 0 | 0 | 0 | 0 | 0.16 | 0.1 | 0.1 | 0.09 | 0.01 | 0 | True | False | Non Federally-Regulated | 10/14/2022 |  | 11/04/2022
Ledra Brands, Inc. | Alphabet | NU4-RA-SW-20LM-35K-90- 55D-NA-CL-**-**-IC-***-ELV1 | Light Emitting Diode | Inseparable Luminaire | Direct Wired | Reverse Phase Cut Controls | 87.1 | 3500 | -0.0003 | 92 | 63 | 310 | 0.99 | Ambient | 50000 | 0.981 | 1 | 66000 | 0.02 | 20 | 20 | 0.01 | 0 | 0 | 0 | 0 | 0 | 0.01 | 0 | 0 | 0 | 0 | 0 | 0.16 | 0.1 | 0.1 | 0.09 | 0.01 | 0 | True | False | Non Federally-Regulated | 10/14/2022 |  | 11/04/2022
Ledra Brands, Inc. | Alphabet | NU4-RA-SW-20LM-40K-90- 55D-NA-CL-**-**-IC-***-ELV1 | Light Emitting Diode | Inseparable Luminaire | Direct Wired | Reverse Phase Cut Controls | 97.9 | 4000 | -0.0003 | 92 | 63 | 310 | 0.99 | Ambient | 50000 | 0.981 | 1 | 66000 | 0.02 | 20 | 20 | 0.01 | 0 | 0 | 0 | 0 | 0 | 0.01 | 0 | 0 | 0 | 0 | 0 | 0.16 | 0.1 | 0.1 | 0.09 | 0.01 | 0 | True | False | Non Federally-Regulated | 10/14/2022 |  | 11/04/2022
Ledra Brands, Inc. | Alphabet | NU4-RA-SW-15LM-27K-90- 55D-NA-CL-**-**-IC-***-ELV1 | Light Emitting Diode | Inseparable Luminaire | Direct Wired | Reverse Phase Cut Controls | 76.4 | 2700 | -0.0003 | 92 | 63 | 310 | 0.99 | Ambient | 50000 | 0.981 | 1 | 66000 | 0.02 | 20 | 20 | 0.01 | 0 | 0 | 0 | 0 | 0 | 0.01 | 0 | 0 | 0 | 0 | 0 | 0.16 | 0.1 | 0.1 | 0.09 | 0.01 | 0 | True | False | Non Federally-Regulated | 10/14/2022 |  | 11/04/2022
Ledra Brands, Inc. | Alphabet | NU4-RA-SW-15LM-30K-90- 55D-NA-CL-**-**-IC-***-ELV1 | Light Emitting Diode | Inseparable Luminaire | Direct Wired | Reverse Phase Cut Controls | 80.2 | 3000 | -0.0003 | 92 | 63 | 310 | 0.99 | Ambient | 50000 | 0.981 | 1 | 66000 | 0.02 | 20 | 20 | 0.01 | 0 | 0 | 0 | 0 | 0 | 0.01 | 0 | 0 | 0 | 0 | 0 | 0.16 | 0.1 | 0.1 | 0.09 | 0.01 | 0 | True | False | Non Federally-Regulated | 10/14/2022 |  | 11/04/2022
Ledra Brands, Inc. | Alphabet | NU4-RA-SW-15LM-35K-90- 55D-NA-CL-**-**-IC-***-ELV1 | Light Emitting Diode | Inseparable Luminaire | Direct Wired | Reverse Phase Cut Controls | 87.1 | 3500 | -0.0003 | 92 | 63 | 310 | 0.99 | Ambient | 50000 | 0.981 | 1 | 66000 | 0.02 | 20 | 20 | 0.01 | 0 | 0 | 0 | 0 | 0 | 0.01 | 0 | 0 | 0 | 0 | 0 | 0.16 | 0.1 | 0.1 | 0.09 | 0.01 | 0 | True | False | Non Federally-Regulated | 10/14/2022 |  | 11/04/2022
Ledra Brands, Inc. | Alphabet | NU4-RA-SW-15LM-40K-90- 55D-NA-CL-**-**-IC-***-ELV1 | Light Emitting Diode | Inseparable Luminaire | Direct Wired | Reverse Phase Cut Controls | 97.9 | 4000 | -0.0003 | 92 | 63 | 310 | 0.99 | Ambient | 50000 | 0.981 | 1 | 66000 | 0.02 | 20 | 20 | 0.01 | 0 | 0 | 0 | 0 | 0 | 0.01 | 0 | 0 | 0 | 0 | 0 | 0.16 | 0.1 | 0.1 | 0.09 | 0.01 | 0 | True | False | Non Federally-Regulated | 10/14/2022 |  | 11/04/2022
Ledra Brands, Inc. | Alphabet | NU4-RA-SW-10LM-27K-90- 55D-NA-CL-**-**-IC-***-ELV1 | Light Emitting Diode | Inseparable Luminaire | Direct Wired | Reverse Phase Cut Controls | 76.4 | 2700 | -0.0003 | 92 | 63 | 310 | 0.99 | Ambient | 50000 | 0.981 | 1 | 66000 | 0.02 | 20 | 20 | 0.01 | 0 | 0 | 0 | 0 | 0 | 0.01 | 0 | 0 | 0 | 0 | 0 | 0.16 | 0.1 | 0.1 | 0.09 | 0.01 | 0 | True | False | Non Federally-Regulated | 10/14/2022 |  | 11/04/2022
Ledra Brands, Inc. | Alphabet | NU4-RA-SW-10LM-30K-90- 55D-NA-CL-**-**-IC-***-ELV1 | Light Emitting Diode | Inseparable Luminaire | Direct Wired | Reverse Phase Cut Controls | 80.2 | 3000 | -0.0003 | 92 | 63 | 310 | 0.99 | Ambient | 50000 | 0.981 | 1 | 66000 | 0.02 | 20 | 20 | 0.01 | 0 | 0 | 0 | 0 | 0 | 0.01 | 0 | 0 | 0 | 0 | 0 | 0.16 | 0.1 | 0.1 | 0.09 | 0.01 | 0 | True | False | Non Federally-Regulated | 10/14/2022 |  | 11/04/2022
Ledra Brands, Inc. | Alphabet | NU4-RA-SW-10LM-35K-90- 55D-NA-CL-**-**-IC-***-ELV1 | Light Emitting Diode | Inseparable Luminaire | Direct Wired | Reverse Phase Cut Controls | 87.1 | 3500 | -0.0003 | 92 | 63 | 310 | 0.99 | Ambient | 50000 | 0.981 | 1 | 66000 | 0.02 | 20 | 20 | 0.01 | 0 | 0 | 0 | 0 | 0 | 0.01 | 0 | 0 | 0 | 0 | 0 | 0.16 | 0.1 | 0.1 | 0.09 | 0.01 | 0 | True | False | Non Federally-Regulated | 10/14/2022 |  | 11/04/2022
Ledra Brands, Inc. | Alphabet | NU4-RA-SW-10LM-40K-90- 55D-NA-CL-**-**-IC-***-ELV1 | Light Emitting Diode | Inseparable Luminaire | Direct Wired | Reverse Phase Cut Controls | 97.9 | 4000 | -0.0003 | 92 | 63 | 310 | 0.99 | Ambient | 50000 | 0.981 | 1 | 66000 | 0.02 | 20 | 20 | 0.01 | 0 | 0 | 0 | 0 | 0 | 0.01 | 0 | 0 | 0 | 0 | 0 | 0.16 | 0.1 | 0.1 | 0.09 | 0.01 | 0 | True | False | Non Federally-Regulated | 10/14/2022 |  | 11/04/2022
Ledra Brands, Inc. | Alphabet | NU4-RA-SW-25LM-27K-90-20D-NA-HET-**-**-IC-***-ELV1 | Light Emitting Diode | Inseparable Luminaire | Direct Wired | Reverse Phase Cut Controls | 65.3 | 2700 | -0.0003 | 92 | 63 | 310 | 0.99 | Ambient | 50000 | 0.981 | 1 | 66000 | 0.02 | 20 | 20 | 0.01 | 0 | 0 | 0 | 0 | 0 | 0.01 | 0 | 0 | 0 | 0 | 0 | 0.16 | 0.1 | 0.1 | 0.09 | 0.01 | 0 | True | False | Non Federally-Regulated | 10/14/2022 |  | 11/04/2022
Ledra Brands, Inc. | Alphabet | NU4-RA-SW-25LM-30K-90-20D-NA-HET-**-**-IC-***-ELV1 | Light Emitting Diode | Inseparable Luminaire | Direct Wired | Reverse Phase Cut Controls | 68.5 | 3000 | -0.0003 | 92 | 63 | 310 | 0.99 | Ambient | 50000 | 0.981 | 1 | 66000 | 0.02 | 20 | 20 | 0.01 | 0 | 0 | 0 | 0 | 0 | 0.01 | 0 | 0 | 0 | 0 | 0 | 0.16 | 0.1 | 0.1 | 0.09 | 0.01 | 0 | True | False | Non Federally-Regulated | 10/14/2022 |  | 11/04/2022
Ledra Brands, Inc. | Alphabet | NU4-RA-SW-25LM-35K-90-20D-NA-HET-**-**-IC-***-ELV1 | Light Emitting Diode | Inseparable Luminaire | Direct Wired | Reverse Phase Cut Controls | 74.5 | 3500 | -0.0003 | 92 | 63 | 310 | 0.99 | Ambient | 50000 | 0.981 | 1 | 66000 | 0.02 | 20 | 20 | 0.01 | 0 | 0 | 0 | 0 | 0 | 0.01 | 0 | 0 | 0 | 0 | 0 | 0.16 | 0.1 | 0.1 | 0.09 | 0.01 | 0 | True | False | Non Federally-Regulated | 10/14/2022 |  | 11/04/2022
Ledra Brands, Inc. | Alphabet | NU4-RA-SW-25LM-40K-90-20D-NA-HET-**-**-IC-***-ELV1 | Light Emitting Diode | Inseparable Luminaire | Direct Wired | Reverse Phase Cut Controls | 83.7 | 4000 | -0.0003 | 92 | 63 | 310 | 0.99 | Ambient | 50000 | 0.981 | 1 | 66000 | 0.02 | 20 | 20 | 0.01 | 0 | 0 | 0 | 0 | 0 | 0.01 | 0 | 0 | 0 | 0 | 0 | 0.16 | 0.1 | 0.1 | 0.09 | 0.01 | 0 | True | False | Non Federally-Regulated | 10/14/2022 |  | 11/04/2022
Ledra Brands, Inc. | Alphabet | NU4-RA-SW-20LM-27K-90-20D-NA-HET-**-**-IC-***-ELV1 | Light Emitting Diode | Inseparable Luminaire | Direct Wired | Reverse Phase Cut Controls | 65.3 | 2700 | -0.0003 | 92 | 63 | 310 | 0.99 | Ambient | 50000 | 0.981 | 1 | 66000 | 0.02 | 20 | 20 | 0.01 | 0 | 0 | 0 | 0 | 0 | 0.01 | 0 | 0 | 0 | 0 | 0 | 0.16 | 0.1 | 0.1 | 0.09 | 0.01 | 0 | True | False | Non Federally-Regulated | 10/14/2022 |  | 11/04/2022
Ledra Brands, Inc. | Alphabet | NU4-RA-SW-20LM-30K-90-20D-NA-HET-**-**-IC-***-ELV1 | Light Emitting Diode | Inseparable Luminaire | Direct Wired | Reverse Phase Cut Controls | 68.5 | 3000 | -0.0003 | 92 | 63 | 310 | 0.99 | Ambient | 50000 | 0.981 | 1 | 66000 | 0.02 | 20 | 20 | 0.01 | 0 | 0 | 0 | 0 | 0 | 0.01 | 0 | 0 | 0 | 0 | 0 | 0.16 | 0.1 | 0.1 | 0.09 | 0.01 | 0 | True | False | Non Federally-Regulated | 10/14/2022 |  | 11/04/2022
Ledra Brands, Inc. | Alphabet | NU4-RA-SW-20LM-35K-90-20D-NA-HET-**-**-IC-***-ELV1 | Light Emitting Diode | Inseparable Luminaire | Direct Wired | Reverse Phase Cut Controls | 74.5 | 3500 | -0.0003 | 92 | 63 | 310 | 0.99 | Ambient | 50000 | 0.981 | 1 | 66000 | 0.02 | 20 | 20 | 0.01 | 0 | 0 | 0 | 0 | 0 | 0.01 | 0 | 0 | 0 | 0 | 0 | 0.16 | 0.1 | 0.1 | 0.09 | 0.01 | 0 | True | False | Non Federally-Regulated | 10/14/2022 |  | 11/04/2022
Ledra Brands, Inc. | Alphabet | NU4-RA-SW-20LM-40K-90-20D-NA-HET-**-**-IC-***-ELV1 | Light Emitting Diode | Inseparable Luminaire | Direct Wired | Reverse Phase Cut Controls | 83.7 | 4000 | -0.0003 | 92 | 63 | 310 | 0.99 | Ambient | 50000 | 0.981 | 1 | 66000 | 0.02 | 20 | 20 | 0.01 | 0 | 0 | 0 | 0 | 0 | 0.01 | 0 | 0 | 0 | 0 | 0 | 0.16 | 0.1 | 0.1 | 0.09 | 0.01 | 0 | True | False | Non Federally-Regulated | 10/14/2022 |  | 11/04/2022
Ledra Brands, Inc. | Alphabet | NU4-RA-SW-15LM-27K-90-20D-NA-HET-**-**-IC-***-ELV1 | Light Emitting Diode | Inseparable Luminaire | Direct Wired | Reverse Phase Cut Controls | 65.3 | 2700 | -0.0003 | 92 | 63 | 310 | 0.99 | Ambient | 50000 | 0.981 | 1 | 66000 | 0.02 | 20 | 20 | 0.01 | 0 | 0 | 0 | 0 | 0 | 0.01 | 0 | 0 | 0 | 0 | 0 | 0.16 | 0.1 | 0.1 | 0.09 | 0.01 | 0 | True | False | Non Federally-Regulated | 10/14/2022 |  | 11/04/2022
Ledra Brands, Inc. | Alphabet | NU4-RA-SW-15LM-30K-90-20D-NA-HET-**-**-IC-***-ELV1 | Light Emitting Diode | Inseparable Luminaire | Direct Wired | Reverse Phase Cut Controls | 68.5 | 3000 | -0.0003 | 92 | 63 | 310 | 0.99 | Ambient | 50000 | 0.981 | 1 | 66000 | 0.02 | 20 | 20 | 0.01 | 0 | 0 | 0 | 0 | 0 | 0.01 | 0 | 0 | 0 | 0 | 0 | 0.16 | 0.1 | 0.1 | 0.09 | 0.01 | 0 | True | False | Non Federally-Regulated | 10/14/2022 |  | 11/04/2022
Ledra Brands, Inc. | Alphabet | NU4-RA-SW-15LM-35K-90-20D-NA-HET-**-**-IC-***-ELV1 | Light Emitting Diode | Inseparable Luminaire | Direct Wired | Reverse Phase Cut Controls | 74.5 | 3500 | -0.0003 | 92 | 63 | 310 | 0.99 | Ambient | 50000 | 0.981 | 1 | 66000 | 0.02 | 20 | 20 | 0.01 | 0 | 0 | 0 | 0 | 0 | 0.01 | 0 | 0 | 0 | 0 | 0 | 0.16 | 0.1 | 0.1 | 0.09 | 0.01 | 0 | True | False | Non Federally-Regulated | 10/14/2022 |  | 11/04/2022
Ledra Brands, Inc. | Alphabet | NU4-RA-SW-15LM-40K-90-20D-NA-HET-**-**-IC-***-ELV1 | Light Emitting Diode | Inseparable Luminaire | Direct Wired | Reverse Phase Cut Controls | 83.7 | 4000 | -0.0003 | 92 | 63 | 310 | 0.99 | Ambient | 50000 | 0.981 | 1 | 66000 | 0.02 | 20 | 20 | 0.01 | 0 | 0 | 0 | 0 | 0 | 0.01 | 0 | 0 | 0 | 0 | 0 | 0.16 | 0.1 | 0.1 | 0.09 | 0.01 | 0 | True | False | Non Federally-Regulated | 10/14/2022 |  | 11/04/2022
Ledra Brands, Inc. | Alphabet | NU4-RA-SW-10LM-27K-90-20D-NA-HET-**-**-IC-***-ELV1 | Light Emitting Diode | Inseparable Luminaire | Direct Wired | Reverse Phase Cut Controls | 65.3 | 2700 | -0.0003 | 92 | 63 | 310 | 0.99 | Ambient | 50000 | 0.981 | 1 | 66000 | 0.02 | 20 | 20 | 0.01 | 0 | 0 | 0 | 0 | 0 | 0.01 | 0 | 0 | 0 | 0 | 0 | 0.16 | 0.1 | 0.1 | 0.09 | 0.01 | 0 | True | False | Non Federally-Regulated | 10/14/2022 |  | 11/04/2022
Ledra Brands, Inc. | Alphabet | NU4-RA-SW-10LM-30K-90-20D-NA-HET-**-**-IC-***-ELV1 | Light Emitting Diode | Inseparable Luminaire | Direct Wired | Reverse Phase Cut Controls | 68.5 | 3000 | -0.0003 | 92 | 63 | 310 | 0.99 | Ambient | 50000 | 0.981 | 1 | 66000 | 0.02 | 20 | 20 | 0.01 | 0 | 0 | 0 | 0 | 0 | 0.01 | 0 | 0 | 0 | 0 | 0 | 0.16 | 0.1 | 0.1 | 0.09 | 0.01 | 0 | True | False | Non Federally-Regulated | 10/14/2022 |  | 11/04/2022
Ledra Brands, Inc. | Alphabet | NU4-RA-SW-10LM-35K-90-20D-NA-HET-**-**-IC-***-ELV1 | Light Emitting Diode | Inseparable Luminaire | Direct Wired | Reverse Phase Cut Controls | 74.5 | 3500 | -0.0003 | 92 | 63 | 310 | 0.99 | Ambient | 50000 | 0.981 | 1 | 66000 | 0.02 | 20 | 20 | 0.01 | 0 | 0 | 0 | 0 | 0 | 0.01 | 0 | 0 | 0 | 0 | 0 | 0.16 | 0.1 | 0.1 | 0.09 | 0.01 | 0 | True | False | Non Federally-Regulated | 10/14/2022 |  | 11/04/2022
Ledra Brands, Inc. | Alphabet | NU4-RA-SW-10LM-40K-90-20D-NA-HET-**-**-IC-***-ELV1 | Light Emitting Diode | Inseparable Luminaire | Direct Wired | Reverse Phase Cut Controls | 83.7 | 4000 | -0.0003 | 92 | 63 | 310 | 0.99 | Ambient | 50000 | 0.981 | 1 | 66000 | 0.02 | 20 | 20 | 0.01 | 0 | 0 | 0 | 0 | 0 | 0.01 | 0 | 0 | 0 | 0 | 0 | 0.16 | 0.1 | 0.1 | 0.09 | 0.01 | 0 | True | False | Non Federally-Regulated | 10/14/2022 |  | 11/04/2022
Ledra Brands, Inc. | Alphabet | NU4-RA-SW-25LM-27K-90- 25D-NA-HET-**-**-IC-***-ELV1 | Light Emitting Diode | Inseparable Luminaire | Direct Wired | Reverse Phase Cut Controls | 67.4 | 2700 | -0.0003 | 92 | 63 | 310 | 0.99 | Ambient | 50000 | 0.981 | 1 | 66000 | 0.02 | 20 | 20 | 0.01 | 0 | 0 | 0 | 0 | 0 | 0.01 | 0 | 0 | 0 | 0 | 0 | 0.16 | 0.1 | 0.1 | 0.09 | 0.01 | 0 | True | False | Non Federally-Regulated | 10/14/2022 |  | 11/04/2022
Ledra Brands, Inc. | Alphabet | NU4-RA-SW-25LM-30K-90- 25D-NA-HET-**-**-IC-***-ELV1 | Light Emitting Diode | Inseparable Luminaire | Direct Wired | Reverse Phase Cut Controls | 70.7 | 3000 | -0.0003 | 92 | 63 | 310 | 0.99 | Ambient | 50000 | 0.981 | 1 | 66000 | 0.02 | 20 | 20 | 0.01 | 0 | 0 | 0 | 0 | 0 | 0.01 | 0 | 0 | 0 | 0 | 0 | 0.16 | 0.1 | 0.1 | 0.09 | 0.01 | 0 | True | False | Non Federally-Regulated | 10/14/2022 |  | 11/04/2022
Ledra Brands, Inc. | Alphabet | NU4-RA-SW-25LM-35K-90- 25D-NA-HET-**-**-IC-***-ELV1 | Light Emitting Diode | Inseparable Luminaire | Direct Wired | Reverse Phase Cut Controls | 76.9 | 3500 | -0.0003 | 92 | 63 | 310 | 0.99 | Ambient | 50000 | 0.981 | 1 | 66000 | 0.02 | 20 | 20 | 0.01 | 0 | 0 | 0 | 0 | 0 | 0.01 | 0 | 0 | 0 | 0 | 0 | 0.16 | 0.1 | 0.1 | 0.09 | 0.01 | 0 | True | False | Non Federally-Regulated | 10/14/2022 |  | 11/04/2022
Ledra Brands, Inc. | Alphabet | NU4-RA-SW-25LM-40K-90- 25D-NA-HET-**-**-IC-***-ELV1 | Light Emitting Diode | Inseparable Luminaire | Direct Wired | Reverse Phase Cut Controls | 86.3 | 4000 | -0.0003 | 92 | 63 | 310 | 0.99 | Ambient | 50000 | 0.981 | 1 | 66000 | 0.02 | 20 | 20 | 0.01 | 0 | 0 | 0 | 0 | 0 | 0.01 | 0 | 0 | 0 | 0 | 0 | 0.16 | 0.1 | 0.1 | 0.09 | 0.01 | 0 | True | False | Non Federally-Regulated | 10/14/2022 |  | 11/04/2022
Ledra Brands, Inc. | Alphabet | NU4-RA-SW-20LM-27K-90- 25D-NA-HET-**-**-IC-***-ELV1 | Light Emitting Diode | Inseparable Luminaire | Direct Wired | Reverse Phase Cut Controls | 67.4 | 2700 | -0.0003 | 92 | 63 | 310 | 0.99 | Ambient | 50000 | 0.981 | 1 | 66000 | 0.02 | 20 | 20 | 0.01 | 0 | 0 | 0 | 0 | 0 | 0.01 | 0 | 0 | 0 | 0 | 0 | 0.16 | 0.1 | 0.1 | 0.09 | 0.01 | 0 | True | False | Non Federally-Regulated | 10/14/2022 |  | 11/04/2022
Ledra Brands, Inc. | Alphabet | NU4-RA-SW-20LM-30K-90- 25D-NA-HET-**-**-IC-***-ELV1 | Light Emitting Diode | Inseparable Luminaire | Direct Wired | Reverse Phase Cut Controls | 70.7 | 3000 | -0.0003 | 92 | 63 | 310 | 0.99 | Ambient | 50000 | 0.981 | 1 | 66000 | 0.02 | 20 | 20 | 0.01 | 0 | 0 | 0 | 0 | 0 | 0.01 | 0 | 0 | 0 | 0 | 0 | 0.16 | 0.1 | 0.1 | 0.09 | 0.01 | 0 | True | False | Non Federally-Regulated | 10/14/2022 |  | 11/04/2022
Ledra Brands, Inc. | Alphabet | NU4-RA-SW-20LM-35K-90- 25D-NA-HET-**-**-IC-***-ELV1 | Light Emitting Diode | Inseparable Luminaire | Direct Wired | Reverse Phase Cut Controls | 76.9 | 3500 | -0.0003 | 92 | 63 | 310 | 0.99 | Ambient | 50000 | 0.981 | 1 | 66000 | 0.02 | 20 | 20 | 0.01 | 0 | 0 | 0 | 0 | 0 | 0.01 | 0 | 0 | 0 | 0 | 0 | 0.16 | 0.1 | 0.1 | 0.09 | 0.01 | 0 | True | False | Non Federally-Regulated | 10/14/2022 |  | 11/04/2022
Ledra Brands, Inc. | Alphabet | NU4-RA-SW-20LM-40K-90- 25D-NA-HET-**-**-IC-***-ELV1 | Light Emitting Diode | Inseparable Luminaire | Direct Wired | Reverse Phase Cut Controls | 86.3 | 4000 | -0.0003 | 92 | 63 | 310 | 0.99 | Ambient | 50000 | 0.981 | 1 | 66000 | 0.02 | 20 | 20 | 0.01 | 0 | 0 | 0 | 0 | 0 | 0.01 | 0 | 0 | 0 | 0 | 0 | 0.16 | 0.1 | 0.1 | 0.09 | 0.01 | 0 | True | False | Non Federally-Regulated | 10/14/2022 |  | 11/04/2022
Ledra Brands, Inc. | Alphabet | NU4-RA-SW-15LM-27K-90- 25D-NA-HET-**-**-IC-***-ELV1 | Light Emitting Diode | Inseparable Luminaire | Direct Wired | Reverse Phase Cut Controls | 67.4 | 2700 | -0.0003 | 92 | 63 | 310 | 0.99 | Ambient | 50000 | 0.981 | 1 | 66000 | 0.02 | 20 | 20 | 0.01 | 0 | 0 | 0 | 0 | 0 | 0.01 | 0 | 0 | 0 | 0 | 0 | 0.16 | 0.1 | 0.1 | 0.09 | 0.01 | 0 | True | False | Non Federally-Regulated | 10/14/2022 |  | 11/04/2022
Ledra Brands, Inc. | Alphabet | NU4-RA-SW-15LM-30K-90- 25D-NA-HET-**-**-IC-***-ELV1 | Light Emitting Diode | Inseparable Luminaire | Direct Wired | Reverse Phase Cut Controls | 70.7 | 3000 | -0.0003 | 92 | 63 | 310 | 0.99 | Ambient | 50000 | 0.981 | 1 | 66000 | 0.02 | 20 | 20 | 0.01 | 0 | 0 | 0 | 0 | 0 | 0.01 | 0 | 0 | 0 | 0 | 0 | 0.16 | 0.1 | 0.1 | 0.09 | 0.01 | 0 | True | False | Non Federally-Regulated | 10/14/2022 |  | 11/04/2022
Ledra Brands, Inc. | Alphabet | NU4-RA-SW-15LM-35K-90- 25D-NA-HET-**-**-IC-***-ELV1 | Light Emitting Diode | Inseparable Luminaire | Direct Wired | Reverse Phase Cut Controls | 76.9 | 3500 | -0.0003 | 92 | 63 | 310 | 0.99 | Ambient | 50000 | 0.981 | 1 | 66000 | 0.02 | 20 | 20 | 0.01 | 0 | 0 | 0 | 0 | 0 | 0.01 | 0 | 0 | 0 | 0 | 0 | 0.16 | 0.1 | 0.1 | 0.09 | 0.01 | 0 | True | False | Non Federally-Regulated | 10/14/2022 |  | 11/04/2022
Ledra Brands, Inc. | Alphabet | NU4-RA-SW-15LM-40K-90- 25D-NA-HET-**-**-IC-***-ELV1 | Light Emitting Diode | Inseparable Luminaire | Direct Wired | Reverse Phase Cut Controls | 86.3 | 4000 | -0.0003 | 92 | 63 | 310 | 0.99 | Ambient | 50000 | 0.981 | 1 | 66000 | 0.02 | 20 | 20 | 0.01 | 0 | 0 | 0 | 0 | 0 | 0.01 | 0 | 0 | 0 | 0 | 0 | 0.16 | 0.1 | 0.1 | 0.09 | 0.01 | 0 | True | False | Non Federally-Regulated | 10/14/2022 |  | 11/04/2022
Ledra Brands, Inc. | Alphabet | NU4-RA-SW-10LM-27K-90- 25D-NA-HET-**-**-IC-***-ELV1 | Light Emitting Diode | Inseparable Luminaire | Direct Wired | Reverse Phase Cut Controls | 67.4 | 2700 | -0.0003 | 92 | 63 | 310 | 0.99 | Ambient | 50000 | 0.981 | 1 | 66000 | 0.02 | 20 | 20 | 0.01 | 0 | 0 | 0 | 0 | 0 | 0.01 | 0 | 0 | 0 | 0 | 0 | 0.16 | 0.1 | 0.1 | 0.09 | 0.01 | 0 | True | False | Non Federally-Regulated | 10/14/2022 |  | 11/04/2022
Ledra Brands, Inc. | Alphabet | NU4-RA-SW-10LM-30K-90- 25D-NA-HET-**-**-IC-***-ELV1 | Light Emitting Diode | Inseparable Luminaire | Direct Wired | Reverse Phase Cut Controls | 70.7 | 3000 | -0.0003 | 92 | 63 | 310 | 0.99 | Ambient | 50000 | 0.981 | 1 | 66000 | 0.02 | 20 | 20 | 0.01 | 0 | 0 | 0 | 0 | 0 | 0.01 | 0 | 0 | 0 | 0 | 0 | 0.16 | 0.1 | 0.1 | 0.09 | 0.01 | 0 | True | False | Non Federally-Regulated | 10/14/2022 |  | 11/04/2022
Ledra Brands, Inc. | Alphabet | NU4-RA-SW-10LM-35K-90- 25D-NA-HET-**-**-IC-***-ELV1 | Light Emitting Diode | Inseparable Luminaire | Direct Wired | Reverse Phase Cut Controls | 76.9 | 3500 | -0.0003 | 92 | 63 | 310 | 0.99 | Ambient | 50000 | 0.981 | 1 | 66000 | 0.02 | 20 | 20 | 0.01 | 0 | 0 | 0 | 0 | 0 | 0.01 | 0 | 0 | 0 | 0 | 0 | 0.16 | 0.1 | 0.1 | 0.09 | 0.01 | 0 | True | False | Non Federally-Regulated | 10/14/2022 |  | 11/04/2022
Ledra Brands, Inc. | Alphabet | NU4-RA-SW-10LM-40K-90- 25D-NA-HET-**-**-IC-***-ELV1 | Light Emitting Diode | Inseparable Luminaire | Direct Wired | Reverse Phase Cut Controls | 86.3 | 4000 | -0.0003 | 92 | 63 | 310 | 0.99 | Ambient | 50000 | 0.981 | 1 | 66000 | 0.02 | 20 | 20 | 0.01 | 0 | 0 | 0 | 0 | 0 | 0.01 | 0 | 0 | 0 | 0 | 0 | 0.16 | 0.1 | 0.1 | 0.09 | 0.01 | 0 | True | False | Non Federally-Regulated | 10/14/2022 |  | 11/04/2022
Ledra Brands, Inc. | Alphabet | NU4-RA-SW-25LM-27K-90- 35D-NA-HET-**-**-IC-***-ELV1 | Light Emitting Diode | Inseparable Luminaire | Direct Wired | Reverse Phase Cut Controls | 72.5 | 2700 | -0.0003 | 92 | 63 | 310 | 0.99 | Ambient | 50000 | 0.981 | 1 | 66000 | 0.02 | 20 | 20 | 0.01 | 0 | 0 | 0 | 0 | 0 | 0.01 | 0 | 0 | 0 | 0 | 0 | 0.16 | 0.1 | 0.1 | 0.09 | 0.01 | 0 | True | False | Non Federally-Regulated | 10/14/2022 |  | 11/04/2022
Ledra Brands, Inc. | Alphabet | NU4-RA-SW-25LM-30K-90- 35D-NA-HET-**-**-IC-***-ELV1 | Light Emitting Diode | Inseparable Luminaire | Direct Wired | Reverse Phase Cut Controls | 76.1 | 3000 | -0.0003 | 92 | 63 | 310 | 0.99 | Ambient | 50000 | 0.981 | 1 | 66000 | 0.02 | 20 | 20 | 0.01 | 0 | 0 | 0 | 0 | 0 | 0.01 | 0 | 0 | 0 | 0 | 0 | 0.16 | 0.1 | 0.1 | 0.09 | 0.01 | 0 | True | False | Non Federally-Regulated | 10/14/2022 |  | 11/04/2022
Ledra Brands, Inc. | Alphabet | NU4-RA-SW-25LM-35K-90- 35D-NA-HET-**-**-IC-***-ELV1 | Light Emitting Diode | Inseparable Luminaire | Direct Wired | Reverse Phase Cut Controls | 82.6 | 3500 | -0.0003 | 92 | 63 | 310 | 0.99 | Ambient | 50000 | 0.981 | 1 | 66000 | 0.02 | 20 | 20 | 0.01 | 0 | 0 | 0 | 0 | 0 | 0.01 | 0 | 0 | 0 | 0 | 0 | 0.16 | 0.1 | 0.1 | 0.09 | 0.01 | 0 | True | False | Non Federally-Regulated | 10/14/2022 |  | 11/04/2022
Ledra Brands, Inc. | Alphabet | NU4-RA-SW-25LM-40K-90- 35D-NA-HET-**-**-IC-***-ELV1 | Light Emitting Diode | Inseparable Luminaire | Direct Wired | Reverse Phase Cut Controls | 92.8 | 4000 | -0.0003 | 92 | 63 | 310 | 0.99 | Ambient | 50000 | 0.981 | 1 | 66000 | 0.02 | 20 | 20 | 0.01 | 0 | 0 | 0 | 0 | 0 | 0.01 | 0 | 0 | 0 | 0 | 0 | 0.16 | 0.1 | 0.1 | 0.09 | 0.01 | 0 | True | False | Non Federally-Regulated | 10/14/2022 |  | 11/04/2022
Ledra Brands, Inc. | Alphabet | NU4-RA-SW-20LM-27K-90- 35D-NA-HET-**-**-IC-***-ELV1 | Light Emitting Diode | Inseparable Luminaire | Direct Wired | Reverse Phase Cut Controls | 72.5 | 2700 | -0.0003 | 92 | 63 | 310 | 0.99 | Ambient | 50000 | 0.981 | 1 | 66000 | 0.02 | 20 | 20 | 0.01 | 0 | 0 | 0 | 0 | 0 | 0.01 | 0 | 0 | 0 | 0 | 0 | 0.16 | 0.1 | 0.1 | 0.09 | 0.01 | 0 | True | False | Non Federally-Regulated | 10/14/2022 |  | 11/04/2022
Ledra Brands, Inc. | Alphabet | NU4-RA-SW-20LM-30K-90- 35D-NA-HET-**-**-IC-***-ELV1 | Light Emitting Diode | Inseparable Luminaire | Direct Wired | Reverse Phase Cut Controls | 76.1 | 3000 | -0.0003 | 92 | 63 | 310 | 0.99 | Ambient | 50000 | 0.981 | 1 | 66000 | 0.02 | 20 | 20 | 0.01 | 0 | 0 | 0 | 0 | 0 | 0.01 | 0 | 0 | 0 | 0 | 0 | 0.16 | 0.1 | 0.1 | 0.09 | 0.01 | 0 | True | False | Non Federally-Regulated | 10/14/2022 |  | 11/04/2022
Ledra Brands, Inc. | Alphabet | NU4-RA-SW-20LM-35K-90- 35D-NA-HET-**-**-IC-***-ELV1 | Light Emitting Diode | Inseparable Luminaire | Direct Wired | Reverse Phase Cut Controls | 82.6 | 3500 | -0.0003 | 92 | 63 | 310 | 0.99 | Ambient | 50000 | 0.981 | 1 | 66000 | 0.02 | 20 | 20 | 0.01 | 0 | 0 | 0 | 0 | 0 | 0.01 | 0 | 0 | 0 | 0 | 0 | 0.16 | 0.1 | 0.1 | 0.09 | 0.01 | 0 | True | False | Non Federally-Regulated | 10/14/2022 |  | 11/04/2022
Ledra Brands, Inc. | Alphabet | NU4-RA-SW-20LM-40K-90- 35D-NA-HET-**-**-IC-***-ELV1 | Light Emitting Diode | Inseparable Luminaire | Direct Wired | Reverse Phase Cut Controls | 92.8 | 4000 | -0.0003 | 92 | 63 | 310 | 0.99 | Ambient | 50000 | 0.981 | 1 | 66000 | 0.02 | 20 | 20 | 0.01 | 0 | 0 | 0 | 0 | 0 | 0.01 | 0 | 0 | 0 | 0 | 0 | 0.16 | 0.1 | 0.1 | 0.09 | 0.01 | 0 | True | False | Non Federally-Regulated | 10/14/2022 |  | 11/04/2022
Ledra Brands, Inc. | Alphabet | NU4-RA-SW-15LM-27K-90- 35D-NA-HET-**-**-IC-***-ELV1 | Light Emitting Diode | Inseparable Luminaire | Direct Wired | Reverse Phase Cut Controls | 72.5 | 2700 | -0.0003 | 92 | 63 | 310 | 0.99 | Ambient | 50000 | 0.981 | 1 | 66000 | 0.02 | 20 | 20 | 0.01 | 0 | 0 | 0 | 0 | 0 | 0.01 | 0 | 0 | 0 | 0 | 0 | 0.16 | 0.1 | 0.1 | 0.09 | 0.01 | 0 | True | False | Non Federally-Regulated | 10/14/2022 |  | 11/04/2022
Ledra Brands, Inc. | Alphabet | NU4-RA-SW-15LM-30K-90- 35D-NA-HET-**-**-IC-***-ELV1 | Light Emitting Diode | Inseparable Luminaire | Direct Wired | Reverse Phase Cut Controls | 76.1 | 3000 | -0.0003 | 92 | 63 | 310 | 0.99 | Ambient | 50000 | 0.981 | 1 | 66000 | 0.02 | 20 | 20 | 0.01 | 0 | 0 | 0 | 0 | 0 | 0.01 | 0 | 0 | 0 | 0 | 0 | 0.16 | 0.1 | 0.1 | 0.09 | 0.01 | 0 | True | False | Non Federally-Regulated | 10/14/2022 |  | 11/04/2022
Ledra Brands, Inc. | Alphabet | NU4-RA-SW-15LM-35K-90- 35D-NA-HET-**-**-IC-***-ELV1 | Light Emitting Diode | Inseparable Luminaire | Direct Wired | Reverse Phase Cut Controls | 82.6 | 3500 | -0.0003 | 92 | 63 | 310 | 0.99 | Ambient | 50000 | 0.981 | 1 | 66000 | 0.02 | 20 | 20 | 0.01 | 0 | 0 | 0 | 0 | 0 | 0.01 | 0 | 0 | 0 | 0 | 0 | 0.16 | 0.1 | 0.1 | 0.09 | 0.01 | 0 | True | False | Non Federally-Regulated | 10/14/2022 |  | 11/04/2022
Ledra Brands, Inc. | Alphabet | NU4-RA-SW-15LM-40K-90- 35D-NA-HET-**-**-IC-***-ELV1 | Light Emitting Diode | Inseparable Luminaire | Direct Wired | Reverse Phase Cut Controls | 92.8 | 4000 | -0.0003 | 92 | 63 | 310 | 0.99 | Ambient | 50000 | 0.981 | 1 | 66000 | 0.02 | 20 | 20 | 0.01 | 0 | 0 | 0 | 0 | 0 | 0.01 | 0 | 0 | 0 | 0 | 0 | 0.16 | 0.1 | 0.1 | 0.09 | 0.01 | 0 | True | False | Non Federally-Regulated | 10/14/2022 |  | 11/04/2022
Ledra Brands, Inc. | Alphabet | NU4-RA-SW-10LM-27K-90- 35D-NA-HET-**-**-IC-***-ELV1 | Light Emitting Diode | Inseparable Luminaire | Direct Wired | Reverse Phase Cut Controls | 72.5 | 2700 | -0.0003 | 92 | 63 | 310 | 0.99 | Ambient | 50000 | 0.981 | 1 | 66000 | 0.02 | 20 | 20 | 0.01 | 0 | 0 | 0 | 0 | 0 | 0.01 | 0 | 0 | 0 | 0 | 0 | 0.16 | 0.1 | 0.1 | 0.09 | 0.01 | 0 | True | False | Non Federally-Regulated | 10/14/2022 |  | 11/04/2022
Ledra Brands, Inc. | Alphabet | NU4-RA-SW-10LM-30K-90- 35D-NA-HET-**-**-IC-***-ELV1 | Light Emitting Diode | Inseparable Luminaire | Direct Wired | Reverse Phase Cut Controls | 76.1 | 3000 | -0.0003 | 92 | 63 | 310 | 0.99 | Ambient | 50000 | 0.981 | 1 | 66000 | 0.02 | 20 | 20 | 0.01 | 0 | 0 | 0 | 0 | 0 | 0.01 | 0 | 0 | 0 | 0 | 0 | 0.16 | 0.1 | 0.1 | 0.09 | 0.01 | 0 | True | False | Non Federally-Regulated | 10/14/2022 |  | 11/04/2022
Ledra Brands, Inc. | Alphabet | NU4-RA-SW-10LM-35K-90- 35D-NA-HET-**-**-IC-***-ELV1 | Light Emitting Diode | Inseparable Luminaire | Direct Wired | Reverse Phase Cut Controls | 82.6 | 3500 | -0.0003 | 92 | 63 | 310 | 0.99 | Ambient | 50000 | 0.981 | 1 | 66000 | 0.02 | 20 | 20 | 0.01 | 0 | 0 | 0 | 0 | 0 | 0.01 | 0 | 0 | 0 | 0 | 0 | 0.16 | 0.1 | 0.1 | 0.09 | 0.01 | 0 | True | False | Non Federally-Regulated | 10/14/2022 |  | 11/04/2022
Ledra Brands, Inc. | Alphabet | NU4-RA-SW-10LM-40K-90- 35D-NA-HET-**-**-IC-***-ELV1 | Light Emitting Diode | Inseparable Luminaire | Direct Wired | Reverse Phase Cut Controls | 92.8 | 4000 | -0.0003 | 92 | 63 | 310 | 0.99 | Ambient | 50000 | 0.981 | 1 | 66000 | 0.02 | 20 | 20 | 0.01 | 0 | 0 | 0 | 0 | 0 | 0.01 | 0 | 0 | 0 | 0 | 0 | 0.16 | 0.1 | 0.1 | 0.09 | 0.01 | 0 | True | False | Non Federally-Regulated | 10/14/2022 |  | 11/04/2022
Ledra Brands, Inc. | Alphabet | NU4-RA-SW-25LM-27K-90- 55D-NA-HET-**-**-IC-***-ELV1 | Light Emitting Diode | Inseparable Luminaire | Direct Wired | Reverse Phase Cut Controls | 75.6 | 2700 | -0.0003 | 92 | 63 | 310 | 0.99 | Ambient | 50000 | 0.981 | 1 | 66000 | 0.02 | 20 | 20 | 0.01 | 0 | 0 | 0 | 0 | 0 | 0.01 | 0 | 0 | 0 | 0 | 0 | 0.16 | 0.1 | 0.1 | 0.09 | 0.01 | 0 | True | False | Non Federally-Regulated | 10/14/2022 |  | 11/04/2022
Ledra Brands, Inc. | Alphabet | NU4-RA-SW-25LM-30K-90- 55D-NA-HET-**-**-IC-***-ELV1 | Light Emitting Diode | Inseparable Luminaire | Direct Wired | Reverse Phase Cut Controls | 79.3 | 3000 | -0.0003 | 92 | 63 | 310 | 0.99 | Ambient | 50000 | 0.981 | 1 | 66000 | 0.02 | 20 | 20 | 0.01 | 0 | 0 | 0 | 0 | 0 | 0.01 | 0 | 0 | 0 | 0 | 0 | 0.16 | 0.1 | 0.1 | 0.09 | 0.01 | 0 | True | False | Non Federally-Regulated | 10/14/2022 |  | 11/04/2022
Ledra Brands, Inc. | Alphabet | NU4-RA-SW-25LM-35K-90- 55D-NA-HET-**-**-IC-***-ELV1 | Light Emitting Diode | Inseparable Luminaire | Direct Wired | Reverse Phase Cut Controls | 86.2 | 3500 | -0.0003 | 92 | 63 | 310 | 0.99 | Ambient | 50000 | 0.981 | 1 | 66000 | 0.02 | 20 | 20 | 0.01 | 0 | 0 | 0 | 0 | 0 | 0.01 | 0 | 0 | 0 | 0 | 0 | 0.16 | 0.1 | 0.1 | 0.09 | 0.01 | 0 | True | False | Non Federally-Regulated | 10/14/2022 |  | 11/04/2022
Ledra Brands, Inc. | Alphabet | NU4-RA-SW-25LM-40K-90- 55D-NA-HET-**-**-IC-***-ELV1 | Light Emitting Diode | Inseparable Luminaire | Direct Wired | Reverse Phase Cut Controls | 96.8 | 4000 | -0.0003 | 92 | 63 | 310 | 0.99 | Ambient | 50000 | 0.981 | 1 | 66000 | 0.02 | 20 | 20 | 0.01 | 0 | 0 | 0 | 0 | 0 | 0.01 | 0 | 0 | 0 | 0 | 0 | 0.16 | 0.1 | 0.1 | 0.09 | 0.01 | 0 | True | False | Non Federally-Regulated | 10/14/2022 |  | 11/04/2022
Ledra Brands, Inc. | Alphabet | NU4-RA-SW-20LM-27K-90- 55D-NA-HET-**-**-IC-***-ELV1 | Light Emitting Diode | Inseparable Luminaire | Direct Wired | Reverse Phase Cut Controls | 75.6 | 2700 | -0.0003 | 92 | 63 | 310 | 0.99 | Ambient | 50000 | 0.981 | 1 | 66000 | 0.02 | 20 | 20 | 0.01 | 0 | 0 | 0 | 0 | 0 | 0.01 | 0 | 0 | 0 | 0 | 0 | 0.16 | 0.1 | 0.1 | 0.09 | 0.01 | 0 | True | False | Non Federally-Regulated | 10/14/2022 |  | 11/04/2022
Ledra Brands, Inc. | Alphabet | NU4-RA-SW-20LM-30K-90- 55D-NA-HET-**-**-IC-***-ELV1 | Light Emitting Diode | Inseparable Luminaire | Direct Wired | Reverse Phase Cut Controls | 79.3 | 3000 | -0.0003 | 92 | 63 | 310 | 0.99 | Ambient | 50000 | 0.981 | 1 | 66000 | 0.02 | 20 | 20 | 0.01 | 0 | 0 | 0 | 0 | 0 | 0.01 | 0 | 0 | 0 | 0 | 0 | 0.16 | 0.1 | 0.1 | 0.09 | 0.01 | 0 | True | False | Non Federally-Regulated | 10/14/2022 |  | 11/04/2022
Ledra Brands, Inc. | Alphabet | NU4-RA-SW-20LM-35K-90- 55D-NA-HET-**-**-IC-***-ELV1 | Light Emitting Diode | Inseparable Luminaire | Direct Wired | Reverse Phase Cut Controls | 86.2 | 3500 | -0.0003 | 92 | 63 | 310 | 0.99 | Ambient | 50000 | 0.981 | 1 | 66000 | 0.02 | 20 | 20 | 0.01 | 0 | 0 | 0 | 0 | 0 | 0.01 | 0 | 0 | 0 | 0 | 0 | 0.16 | 0.1 | 0.1 | 0.09 | 0.01 | 0 | True | False | Non Federally-Regulated | 10/14/2022 |  | 11/04/2022
Ledra Brands, Inc. | Alphabet | NU4-RA-SW-20LM-40K-90- 55D-NA-HET-**-**-IC-***-ELV1 | Light Emitting Diode | Inseparable Luminaire | Direct Wired | Reverse Phase Cut Controls | 96.8 | 4000 | -0.0003 | 92 | 63 | 310 | 0.99 | Ambient | 50000 | 0.981 | 1 | 66000 | 0.02 | 20 | 20 | 0.01 | 0 | 0 | 0 | 0 | 0 | 0.01 | 0 | 0 | 0 | 0 | 0 | 0.16 | 0.1 | 0.1 | 0.09 | 0.01 | 0 | True | False | Non Federally-Regulated | 10/14/2022 |  | 11/04/2022
Ledra Brands, Inc. | Alphabet | NU4-RA-SW-15LM-27K-90- 55D-NA-HET-**-**-IC-***-ELV1 | Light Emitting Diode | Inseparable Luminaire | Direct Wired | Reverse Phase Cut Controls | 75.6 | 2700 | -0.0003 | 92 | 63 | 310 | 0.99 | Ambient | 50000 | 0.981 | 1 | 66000 | 0.02 | 20 | 20 | 0.01 | 0 | 0 | 0 | 0 | 0 | 0.01 | 0 | 0 | 0 | 0 | 0 | 0.16 | 0.1 | 0.1 | 0.09 | 0.01 | 0 | True | False | Non Federally-Regulated | 10/14/2022 |  | 11/04/2022
Ledra Brands, Inc. | Alphabet | NU4-RA-SW-15LM-30K-90- 55D-NA-HET-**-**-IC-***-ELV1 | Light Emitting Diode | Inseparable Luminaire | Direct Wired | Reverse Phase Cut Controls | 79.3 | 3000 | -0.0003 | 92 | 63 | 310 | 0.99 | Ambient | 50000 | 0.981 | 1 | 66000 | 0.02 | 20 | 20 | 0.01 | 0 | 0 | 0 | 0 | 0 | 0.01 | 0 | 0 | 0 | 0 | 0 | 0.16 | 0.1 | 0.1 | 0.09 | 0.01 | 0 | True | False | Non Federally-Regulated | 10/14/2022 |  | 11/04/2022
Ledra Brands, Inc. | Alphabet | NU4-RA-SW-15LM-35K-90- 55D-NA-HET-**-**-IC-***-ELV1 | Light Emitting Diode | Inseparable Luminaire | Direct Wired | Reverse Phase Cut Controls | 86.2 | 3500 | -0.0003 | 92 | 63 | 310 | 0.99 | Ambient | 50000 | 0.981 | 1 | 66000 | 0.02 | 20 | 20 | 0.01 | 0 | 0 | 0 | 0 | 0 | 0.01 | 0 | 0 | 0 | 0 | 0 | 0.16 | 0.1 | 0.1 | 0.09 | 0.01 | 0 | True | False | Non Federally-Regulated | 10/14/2022 |  | 11/04/2022
Ledra Brands, Inc. | Alphabet | NU4-RA-SW-15LM-40K-90- 55D-NA-HET-**-**-IC-***-ELV1 | Light Emitting Diode | Inseparable Luminaire | Direct Wired | Reverse Phase Cut Controls | 96.8 | 4000 | -0.0003 | 92 | 63 | 310 | 0.99 | Ambient | 50000 | 0.981 | 1 | 66000 | 0.02 | 20 | 20 | 0.01 | 0 | 0 | 0 | 0 | 0 | 0.01 | 0 | 0 | 0 | 0 | 0 | 0.16 | 0.1 | 0.1 | 0.09 | 0.01 | 0 | True | False | Non Federally-Regulated | 10/14/2022 |  | 11/04/2022
Ledra Brands, Inc. | Alphabet | NU4-RA-SW-10LM-27K-90- 55D-NA-HET-**-**-IC-***-ELV1 | Light Emitting Diode | Inseparable Luminaire | Direct Wired | Reverse Phase Cut Controls | 75.6 | 2700 | -0.0003 | 92 | 63 | 310 | 0.99 | Ambient | 50000 | 0.981 | 1 | 66000 | 0.02 | 20 | 20 | 0.01 | 0 | 0 | 0 | 0 | 0 | 0.01 | 0 | 0 | 0 | 0 | 0 | 0.16 | 0.1 | 0.1 | 0.09 | 0.01 | 0 | True | False | Non Federally-Regulated | 10/14/2022 |  | 11/04/2022
Ledra Brands, Inc. | Alphabet | NU4-RA-SW-10LM-30K-90- 55D-NA-HET-**-**-IC-***-ELV1 | Light Emitting Diode | Inseparable Luminaire | Direct Wired | Reverse Phase Cut Controls | 79.3 | 3000 | -0.0003 | 92 | 63 | 310 | 0.99 | Ambient | 50000 | 0.981 | 1 | 66000 | 0.02 | 20 | 20 | 0.01 | 0 | 0 | 0 | 0 | 0 | 0.01 | 0 | 0 | 0 | 0 | 0 | 0.16 | 0.1 | 0.1 | 0.09 | 0.01 | 0 | True | False | Non Federally-Regulated | 10/14/2022 |  | 11/04/2022
Ledra Brands, Inc. | Alphabet | NU4-RA-SW-10LM-35K-90- 55D-NA-HET-**-**-IC-***-ELV1 | Light Emitting Diode | Inseparable Luminaire | Direct Wired | Reverse Phase Cut Controls | 86.2 | 3500 | -0.0003 | 92 | 63 | 310 | 0.99 | Ambient | 50000 | 0.981 | 1 | 66000 | 0.02 | 20 | 20 | 0.01 | 0 | 0 | 0 | 0 | 0 | 0.01 | 0 | 0 | 0 | 0 | 0 | 0.16 | 0.1 | 0.1 | 0.09 | 0.01 | 0 | True | False | Non Federally-Regulated | 10/14/2022 |  | 11/04/2022
Ledra Brands, Inc. | Alphabet | NU4-RA-SW-10LM-40K-90- 55D-NA-HET-**-**-IC-***-ELV1 | Light Emitting Diode | Inseparable Luminaire | Direct Wired | Reverse Phase Cut Controls | 96.8 | 4000 | -0.0003 | 92 | 63 | 310 | 0.99 | Ambient | 50000 | 0.981 | 1 | 66000 | 0.02 | 20 | 20 | 0.01 | 0 | 0 | 0 | 0 | 0 | 0.01 | 0 | 0 | 0 | 0 | 0 | 0.16 | 0.1 | 0.1 | 0.09 | 0.01 | 0 | True | False | Non Federally-Regulated | 10/14/2022 |  | 11/04/2022
Ledra Brands, Inc. | Alphabet | NU4-RA-SW-25LM-27K-90-20D-NA-SBL-**-**-IC-***-ELV1 | Light Emitting Diode | Inseparable Luminaire | Direct Wired | Reverse Phase Cut Controls | 65.3 | 2700 | -0.0003 | 92 | 63 | 310 | 0.99 | Ambient | 50000 | 0.981 | 1 | 66000 | 0.02 | 20 | 20 | 0.01 | 0 | 0 | 0 | 0 | 0 | 0.01 | 0 | 0 | 0 | 0 | 0 | 0.16 | 0.1 | 0.1 | 0.09 | 0.01 | 0 | True | False | Non Federally-Regulated | 10/14/2022 |  | 11/04/2022
Ledra Brands, Inc. | Alphabet | NU4-RA-SW-25LM-30K-90-20D-NA-SBL-**-**-IC-***-ELV1 | Light Emitting Diode | Inseparable Luminaire | Direct Wired | Reverse Phase Cut Controls | 68.5 | 3000 | -0.0003 | 92 | 63 | 310 | 0.99 | Ambient | 50000 | 0.981 | 1 | 66000 | 0.02 | 20 | 20 | 0.01 | 0 | 0 | 0 | 0 | 0 | 0.01 | 0 | 0 | 0 | 0 | 0 | 0.16 | 0.1 | 0.1 | 0.09 | 0.01 | 0 | True | False | Non Federally-Regulated | 10/14/2022 |  | 11/04/2022
Ledra Brands, Inc. | Alphabet | NU4-RA-SW-25LM-35K-90-20D-NA-SBL-**-**-IC-***-ELV1 | Light Emitting Diode | Inseparable Luminaire | Direct Wired | Reverse Phase Cut Controls | 74.5 | 3500 | -0.0003 | 92 | 63 | 310 | 0.99 | Ambient | 50000 | 0.981 | 1 | 66000 | 0.02 | 20 | 20 | 0.01 | 0 | 0 | 0 | 0 | 0 | 0.01 | 0 | 0 | 0 | 0 | 0 | 0.16 | 0.1 | 0.1 | 0.09 | 0.01 | 0 | True | False | Non Federally-Regulated | 10/14/2022 |  | 11/04/2022
Ledra Brands, Inc. | Alphabet | NU4-RA-SW-25LM-40K-90-20D-NA-SBL-**-**-IC-***-ELV1 | Light Emitting Diode | Inseparable Luminaire | Direct Wired | Reverse Phase Cut Controls | 83.7 | 4000 | -0.0003 | 92 | 63 | 310 | 0.99 | Ambient | 50000 | 0.981 | 1 | 66000 | 0.02 | 20 | 20 | 0.01 | 0 | 0 | 0 | 0 | 0 | 0.01 | 0 | 0 | 0 | 0 | 0 | 0.16 | 0.1 | 0.1 | 0.09 | 0.01 | 0 | True | False | Non Federally-Regulated | 10/14/2022 |  | 11/04/2022
Ledra Brands, Inc. | Alphabet | NU4-RA-SW-20LM-27K-90-20D-NA-SBL-**-**-IC-***-ELV1 | Light Emitting Diode | Inseparable Luminaire | Direct Wired | Reverse Phase Cut Controls | 65.3 | 2700 | -0.0003 | 92 | 63 | 310 | 0.99 | Ambient | 50000 | 0.981 | 1 | 66000 | 0.02 | 20 | 20 | 0.01 | 0 | 0 | 0 | 0 | 0 | 0.01 | 0 | 0 | 0 | 0 | 0 | 0.16 | 0.1 | 0.1 | 0.09 | 0.01 | 0 | True | False | Non Federally-Regulated | 10/14/2022 |  | 11/04/2022
Ledra Brands, Inc. | Alphabet | NU4-RA-SW-20LM-30K-90-20D-NA-SBL-**-**-IC-***-ELV1 | Light Emitting Diode | Inseparable Luminaire | Direct Wired | Reverse Phase Cut Controls | 68.5 | 3000 | -0.0003 | 92 | 63 | 310 | 0.99 | Ambient | 50000 | 0.981 | 1 | 66000 | 0.02 | 20 | 20 | 0.01 | 0 | 0 | 0 | 0 | 0 | 0.01 | 0 | 0 | 0 | 0 | 0 | 0.16 | 0.1 | 0.1 | 0.09 | 0.01 | 0 | True | False | Non Federally-Regulated | 10/14/2022 |  | 11/04/2022
Ledra Brands, Inc. | Alphabet | NU4-RA-SW-20LM-35K-90-20D-NA-SBL-**-**-IC-***-ELV1 | Light Emitting Diode | Inseparable Luminaire | Direct Wired | Reverse Phase Cut Controls | 74.5 | 3500 | -0.0003 | 92 | 63 | 310 | 0.99 | Ambient | 50000 | 0.981 | 1 | 66000 | 0.02 | 20 | 20 | 0.01 | 0 | 0 | 0 | 0 | 0 | 0.01 | 0 | 0 | 0 | 0 | 0 | 0.16 | 0.1 | 0.1 | 0.09 | 0.01 | 0 | True | False | Non Federally-Regulated | 10/14/2022 |  | 11/04/2022
Ledra Brands, Inc. | Alphabet | NU4-RA-SW-20LM-40K-90-20D-NA-SBL-**-**-IC-***-ELV1 | Light Emitting Diode | Inseparable Luminaire | Direct Wired | Reverse Phase Cut Controls | 83.7 | 4000 | -0.0003 | 92 | 63 | 310 | 0.99 | Ambient | 50000 | 0.981 | 1 | 66000 | 0.02 | 20 | 20 | 0.01 | 0 | 0 | 0 | 0 | 0 | 0.01 | 0 | 0 | 0 | 0 | 0 | 0.16 | 0.1 | 0.1 | 0.09 | 0.01 | 0 | True | False | Non Federally-Regulated | 10/14/2022 |  | 11/04/2022
Ledra Brands, Inc. | Alphabet | NU4-RA-SW-15LM-27K-90-20D-NA-SBL-**-**-IC-***-ELV1 | Light Emitting Diode | Inseparable Luminaire | Direct Wired | Reverse Phase Cut Controls | 65.3 | 2700 | -0.0003 | 92 | 63 | 310 | 0.99 | Ambient | 50000 | 0.981 | 1 | 66000 | 0.02 | 20 | 20 | 0.01 | 0 | 0 | 0 | 0 | 0 | 0.01 | 0 | 0 | 0 | 0 | 0 | 0.16 | 0.1 | 0.1 | 0.09 | 0.01 | 0 | True | False | Non Federally-Regulated | 10/14/2022 |  | 11/04/2022
Ledra Brands, Inc. | Alphabet | NU4-RA-SW-15LM-30K-90-20D-NA-SBL-**-**-IC-***-ELV1 | Light Emitting Diode | Inseparable Luminaire | Direct Wired | Reverse Phase Cut Controls | 68.5 | 3000 | -0.0003 | 92 | 63 | 310 | 0.99 | Ambient | 50000 | 0.981 | 1 | 66000 | 0.02 | 20 | 20 | 0.01 | 0 | 0 | 0 | 0 | 0 | 0.01 | 0 | 0 | 0 | 0 | 0 | 0.16 | 0.1 | 0.1 | 0.09 | 0.01 | 0 | True | False | Non Federally-Regulated | 10/14/2022 |  | 11/04/2022
Ledra Brands, Inc. | Alphabet | NU4-RA-SW-15LM-35K-90-20D-NA-SBL-**-**-IC-***-ELV1 | Light Emitting Diode | Inseparable Luminaire | Direct Wired | Reverse Phase Cut Controls | 74.5 | 3500 | -0.0003 | 92 | 63 | 310 | 0.99 | Ambient | 50000 | 0.981 | 1 | 66000 | 0.02 | 20 | 20 | 0.01 | 0 | 0 | 0 | 0 | 0 | 0.01 | 0 | 0 | 0 | 0 | 0 | 0.16 | 0.1 | 0.1 | 0.09 | 0.01 | 0 | True | False | Non Federally-Regulated | 10/14/2022 |  | 11/04/2022
Ledra Brands, Inc. | Alphabet | NU4-RA-SW-15LM-40K-90-20D-NA-SBL-**-**-IC-***-ELV1 | Light Emitting Diode | Inseparable Luminaire | Direct Wired | Reverse Phase Cut Controls | 83.7 | 4000 | -0.0003 | 92 | 63 | 310 | 0.99 | Ambient | 50000 | 0.981 | 1 | 66000 | 0.02 | 20 | 20 | 0.01 | 0 | 0 | 0 | 0 | 0 | 0.01 | 0 | 0 | 0 | 0 | 0 | 0.16 | 0.1 | 0.1 | 0.09 | 0.01 | 0 | True | False | Non Federally-Regulated | 10/14/2022 |  | 11/04/2022
Ledra Brands, Inc. | Alphabet | NU4-RA-SW-10LM-27K-90-20D-NA-SBL-**-**-IC-***-ELV1 | Light Emitting Diode | Inseparable Luminaire | Direct Wired | Reverse Phase Cut Controls | 65.3 | 2700 | -0.0003 | 92 | 63 | 310 | 0.99 | Ambient | 50000 | 0.981 | 1 | 66000 | 0.02 | 20 | 20 | 0.01 | 0 | 0 | 0 | 0 | 0 | 0.01 | 0 | 0 | 0 | 0 | 0 | 0.16 | 0.1 | 0.1 | 0.09 | 0.01 | 0 | True | False | Non Federally-Regulated | 10/14/2022 |  | 11/04/2022
Ledra Brands, Inc. | Alphabet | NU4-RA-SW-10LM-30K-90-20D-NA-SBL-**-**-IC-***-ELV1 | Light Emitting Diode | Inseparable Luminaire | Direct Wired | Reverse Phase Cut Controls | 68.5 | 3000 | -0.0003 | 92 | 63 | 310 | 0.99 | Ambient | 50000 | 0.981 | 1 | 66000 | 0.02 | 20 | 20 | 0.01 | 0 | 0 | 0 | 0 | 0 | 0.01 | 0 | 0 | 0 | 0 | 0 | 0.16 | 0.1 | 0.1 | 0.09 | 0.01 | 0 | True | False | Non Federally-Regulated | 10/14/2022 |  | 11/04/2022
Ledra Brands, Inc. | Alphabet | NU4-RA-SW-10LM-35K-90-20D-NA-SBL-**-**-IC-***-ELV1 | Light Emitting Diode | Inseparable Luminaire | Direct Wired | Reverse Phase Cut Controls | 74.5 | 3500 | -0.0003 | 92 | 63 | 310 | 0.99 | Ambient | 50000 | 0.981 | 1 | 66000 | 0.02 | 20 | 20 | 0.01 | 0 | 0 | 0 | 0 | 0 | 0.01 | 0 | 0 | 0 | 0 | 0 | 0.16 | 0.1 | 0.1 | 0.09 | 0.01 | 0 | True | False | Non Federally-Regulated | 10/14/2022 |  | 11/04/2022
Ledra Brands, Inc. | Alphabet | NU4-RA-SW-10LM-40K-90-20D-NA-SBL-**-**-IC-***-ELV1 | Light Emitting Diode | Inseparable Luminaire | Direct Wired | Reverse Phase Cut Controls | 83.7 | 4000 | -0.0003 | 92 | 63 | 310 | 0.99 | Ambient | 50000 | 0.981 | 1 | 66000 | 0.02 | 20 | 20 | 0.01 | 0 | 0 | 0 | 0 | 0 | 0.01 | 0 | 0 | 0 | 0 | 0 | 0.16 | 0.1 | 0.1 | 0.09 | 0.01 | 0 | True | False | Non Federally-Regulated | 10/14/2022 |  | 11/04/2022
Ledra Brands, Inc. | Alphabet | NU4-RA-SW-25LM-27K-90- 25D-NA-SBL-**-**-IC-***-ELV1 | Light Emitting Diode | Inseparable Luminaire | Direct Wired | Reverse Phase Cut Controls | 67.4 | 2700 | -0.0003 | 92 | 63 | 310 | 0.99 | Ambient | 50000 | 0.981 | 1 | 66000 | 0.02 | 20 | 20 | 0.01 | 0 | 0 | 0 | 0 | 0 | 0.01 | 0 | 0 | 0 | 0 | 0 | 0.16 | 0.1 | 0.1 | 0.09 | 0.01 | 0 | True | False | Non Federally-Regulated | 10/14/2022 |  | 11/04/2022
Ledra Brands, Inc. | Alphabet | NU4-RA-SW-25LM-30K-90- 25D-NA-SBL-**-**-IC-***-ELV1 | Light Emitting Diode | Inseparable Luminaire | Direct Wired | Reverse Phase Cut Controls | 70.7 | 3000 | -0.0003 | 92 | 63 | 310 | 0.99 | Ambient | 50000 | 0.981 | 1 | 66000 | 0.02 | 20 | 20 | 0.01 | 0 | 0 | 0 | 0 | 0 | 0.01 | 0 | 0 | 0 | 0 | 0 | 0.16 | 0.1 | 0.1 | 0.09 | 0.01 | 0 | True | False | Non Federally-Regulated | 10/14/2022 |  | 11/04/2022
Ledra Brands, Inc. | Alphabet | NU4-RA-SW-25LM-35K-90- 25D-NA-SBL-**-**-IC-***-ELV1 | Light Emitting Diode | Inseparable Luminaire | Direct Wired | Reverse Phase Cut Controls | 76.9 | 3500 | -0.0003 | 92 | 63 | 310 | 0.99 | Ambient | 50000 | 0.981 | 1 | 66000 | 0.02 | 20 | 20 | 0.01 | 0 | 0 | 0 | 0 | 0 | 0.01 | 0 | 0 | 0 | 0 | 0 | 0.16 | 0.1 | 0.1 | 0.09 | 0.01 | 0 | True | False | Non Federally-Regulated | 10/14/2022 |  | 11/04/2022
Ledra Brands, Inc. | Alphabet | NU4-RA-SW-25LM-40K-90- 25D-NA-SBL-**-**-IC-***-ELV1 | Light Emitting Diode | Inseparable Luminaire | Direct Wired | Reverse Phase Cut Controls | 86.3 | 4000 | -0.0003 | 92 | 63 | 310 | 0.99 | Ambient | 50000 | 0.981 | 1 | 66000 | 0.02 | 20 | 20 | 0.01 | 0 | 0 | 0 | 0 | 0 | 0.01 | 0 | 0 | 0 | 0 | 0 | 0.16 | 0.1 | 0.1 | 0.09 | 0.01 | 0 | True | False | Non Federally-Regulated | 10/14/2022 |  | 11/04/2022
Ledra Brands, Inc. | Alphabet | NU4-RA-SW-20LM-27K-90- 25D-NA-SBL-**-**-IC-***-ELV1 | Light Emitting Diode | Inseparable Luminaire | Direct Wired | Reverse Phase Cut Controls | 67.4 | 2700 | -0.0003 | 92 | 63 | 310 | 0.99 | Ambient | 50000 | 0.981 | 1 | 66000 | 0.02 | 20 | 20 | 0.01 | 0 | 0 | 0 | 0 | 0 | 0.01 | 0 | 0 | 0 | 0 | 0 | 0.16 | 0.1 | 0.1 | 0.09 | 0.01 | 0 | True | False | Non Federally-Regulated | 10/14/2022 |  | 11/04/2022
Ledra Brands, Inc. | Alphabet | NU4-RA-SW-20LM-30K-90- 25D-NA-SBL-**-**-IC-***-ELV1 | Light Emitting Diode | Inseparable Luminaire | Direct Wired | Reverse Phase Cut Controls | 70.7 | 3000 | -0.0003 | 92 | 63 | 310 | 0.99 | Ambient | 50000 | 0.981 | 1 | 66000 | 0.02 | 20 | 20 | 0.01 | 0 | 0 | 0 | 0 | 0 | 0.01 | 0 | 0 | 0 | 0 | 0 | 0.16 | 0.1 | 0.1 | 0.09 | 0.01 | 0 | True | False | Non Federally-Regulated | 10/14/2022 |  | 11/04/2022
Ledra Brands, Inc. | Alphabet | NU4-RA-SW-20LM-35K-90- 25D-NA-SBL-**-**-IC-***-ELV1 | Light Emitting Diode | Inseparable Luminaire | Direct Wired | Reverse Phase Cut Controls | 76.9 | 3500 | -0.0003 | 92 | 63 | 310 | 0.99 | Ambient | 50000 | 0.981 | 1 | 66000 | 0.02 | 20 | 20 | 0.01 | 0 | 0 | 0 | 0 | 0 | 0.01 | 0 | 0 | 0 | 0 | 0 | 0.16 | 0.1 | 0.1 | 0.09 | 0.01 | 0 | True | False | Non Federally-Regulated | 10/14/2022 |  | 11/04/2022
Ledra Brands, Inc. | Alphabet | NU4-RA-SW-20LM-40K-90- 25D-NA-SBL-**-**-IC-***-ELV1 | Light Emitting Diode | Inseparable Luminaire | Direct Wired | Reverse Phase Cut Controls | 86.3 | 4000 | -0.0003 | 92 | 63 | 310 | 0.99 | Ambient | 50000 | 0.981 | 1 | 66000 | 0.02 | 20 | 20 | 0.01 | 0 | 0 | 0 | 0 | 0 | 0.01 | 0 | 0 | 0 | 0 | 0 | 0.16 | 0.1 | 0.1 | 0.09 | 0.01 | 0 | True | False | Non Federally-Regulated | 10/14/2022 |  | 11/04/2022
Ledra Brands, Inc. | Alphabet | NU4-RA-SW-15LM-27K-90- 25D-NA-SBL-**-**-IC-***-ELV1 | Light Emitting Diode | Inseparable Luminaire | Direct Wired | Reverse Phase Cut Controls | 67.4 | 2700 | -0.0003 | 92 | 63 | 310 | 0.99 | Ambient | 50000 | 0.981 | 1 | 66000 | 0.02 | 20 | 20 | 0.01 | 0 | 0 | 0 | 0 | 0 | 0.01 | 0 | 0 | 0 | 0 | 0 | 0.16 | 0.1 | 0.1 | 0.09 | 0.01 | 0 | True | False | Non Federally-Regulated | 10/14/2022 |  | 11/04/2022
Ledra Brands, Inc. | Alphabet | NU4-RA-SW-15LM-30K-90- 25D-NA-SBL-**-**-IC-***-ELV1 | Light Emitting Diode | Inseparable Luminaire | Direct Wired | Reverse Phase Cut Controls | 70.7 | 3000 | -0.0003 | 92 | 63 | 310 | 0.99 | Ambient | 50000 | 0.981 | 1 | 66000 | 0.02 | 20 | 20 | 0.01 | 0 | 0 | 0 | 0 | 0 | 0.01 | 0 | 0 | 0 | 0 | 0 | 0.16 | 0.1 | 0.1 | 0.09 | 0.01 | 0 | True | False | Non Federally-Regulated | 10/14/2022 |  | 11/04/2022
Ledra Brands, Inc. | Alphabet | NU4-RA-SW-15LM-35K-90- 25D-NA-SBL-**-**-IC-***-ELV1 | Light Emitting Diode | Inseparable Luminaire | Direct Wired | Reverse Phase Cut Controls | 76.9 | 3500 | -0.0003 | 92 | 63 | 310 | 0.99 | Ambient | 50000 | 0.981 | 1 | 66000 | 0.02 | 20 | 20 | 0.01 | 0 | 0 | 0 | 0 | 0 | 0.01 | 0 | 0 | 0 | 0 | 0 | 0.16 | 0.1 | 0.1 | 0.09 | 0.01 | 0 | True | False | Non Federally-Regulated | 10/14/2022 |  | 11/04/2022
Ledra Brands, Inc. | Alphabet | NU4-RA-SW-15LM-40K-90- 25D-NA-SBL-**-**-IC-***-ELV1 | Light Emitting Diode | Inseparable Luminaire | Direct Wired | Reverse Phase Cut Controls | 86.3 | 4000 | -0.0003 | 92 | 63 | 310 | 0.99 | Ambient | 50000 | 0.981 | 1 | 66000 | 0.02 | 20 | 20 | 0.01 | 0 | 0 | 0 | 0 | 0 | 0.01 | 0 | 0 | 0 | 0 | 0 | 0.16 | 0.1 | 0.1 | 0.09 | 0.01 | 0 | True | False | Non Federally-Regulated | 10/14/2022 |  | 11/04/2022
Ledra Brands, Inc. | Alphabet | NU4-RA-SW-10LM-27K-90- 25D-NA-SBL-**-**-IC-***-ELV1 | Light Emitting Diode | Inseparable Luminaire | Direct Wired | Reverse Phase Cut Controls | 67.4 | 2700 | -0.0003 | 92 | 63 | 310 | 0.99 | Ambient | 50000 | 0.981 | 1 | 66000 | 0.02 | 20 | 20 | 0.01 | 0 | 0 | 0 | 0 | 0 | 0.01 | 0 | 0 | 0 | 0 | 0 | 0.16 | 0.1 | 0.1 | 0.09 | 0.01 | 0 | True | False | Non Federally-Regulated | 10/14/2022 |  | 11/04/2022
Ledra Brands, Inc. | Alphabet | NU4-RA-SW-10LM-30K-90- 25D-NA-SBL-**-**-IC-***-ELV1 | Light Emitting Diode | Inseparable Luminaire | Direct Wired | Reverse Phase Cut Controls | 70.7 | 3000 | -0.0003 | 92 | 63 | 310 | 0.99 | Ambient | 50000 | 0.981 | 1 | 66000 | 0.02 | 20 | 20 | 0.01 | 0 | 0 | 0 | 0 | 0 | 0.01 | 0 | 0 | 0 | 0 | 0 | 0.16 | 0.1 | 0.1 | 0.09 | 0.01 | 0 | True | False | Non Federally-Regulated | 10/14/2022 |  | 11/04/2022
Ledra Brands, Inc. | Alphabet | NU4-RA-SW-10LM-35K-90- 25D-NA-SBL-**-**-IC-***-ELV1 | Light Emitting Diode | Inseparable Luminaire | Direct Wired | Reverse Phase Cut Controls | 76.9 | 3500 | -0.0003 | 92 | 63 | 310 | 0.99 | Ambient | 50000 | 0.981 | 1 | 66000 | 0.02 | 20 | 20 | 0.01 | 0 | 0 | 0 | 0 | 0 | 0.01 | 0 | 0 | 0 | 0 | 0 | 0.16 | 0.1 | 0.1 | 0.09 | 0.01 | 0 | True | False | Non Federally-Regulated | 10/14/2022 |  | 11/04/2022
Ledra Brands, Inc. | Alphabet | NU4-RA-SW-10LM-40K-90- 25D-NA-SBL-**-**-IC-***-ELV1 | Light Emitting Diode | Inseparable Luminaire | Direct Wired | Reverse Phase Cut Controls | 86.3 | 4000 | -0.0003 | 92 | 63 | 310 | 0.99 | Ambient | 50000 | 0.981 | 1 | 66000 | 0.02 | 20 | 20 | 0.01 | 0 | 0 | 0 | 0 | 0 | 0.01 | 0 | 0 | 0 | 0 | 0 | 0.16 | 0.1 | 0.1 | 0.09 | 0.01 | 0 | True | False | Non Federally-Regulated | 10/14/2022 |  | 11/04/2022
Ledra Brands, Inc. | Alphabet | NU4-RA-SW-25LM-27K-90- 35D-NA-SBL-**-**-IC-***-ELV1 | Light Emitting Diode | Inseparable Luminaire | Direct Wired | Reverse Phase Cut Controls | 72.5 | 2700 | -0.0003 | 92 | 63 | 310 | 0.99 | Ambient | 50000 | 0.981 | 1 | 66000 | 0.02 | 20 | 20 | 0.01 | 0 | 0 | 0 | 0 | 0 | 0.01 | 0 | 0 | 0 | 0 | 0 | 0.16 | 0.1 | 0.1 | 0.09 | 0.01 | 0 | True | False | Non Federally-Regulated | 10/14/2022 |  | 11/04/2022
Ledra Brands, Inc. | Alphabet | NU4-RA-SW-25LM-30K-90- 35D-NA-SBL-**-**-IC-***-ELV1 | Light Emitting Diode | Inseparable Luminaire | Direct Wired | Reverse Phase Cut Controls | 76.1 | 3000 | -0.0003 | 92 | 63 | 310 | 0.99 | Ambient | 50000 | 0.981 | 1 | 66000 | 0.02 | 20 | 20 | 0.01 | 0 | 0 | 0 | 0 | 0 | 0.01 | 0 | 0 | 0 | 0 | 0 | 0.16 | 0.1 | 0.1 | 0.09 | 0.01 | 0 | True | False | Non Federally-Regulated | 10/14/2022 |  | 11/04/2022
Ledra Brands, Inc. | Alphabet | NU4-RA-SW-25LM-35K-90- 35D-NA-SBL-**-**-IC-***-ELV1 | Light Emitting Diode | Inseparable Luminaire | Direct Wired | Reverse Phase Cut Controls | 82.6 | 3500 | -0.0003 | 92 | 63 | 310 | 0.99 | Ambient | 50000 | 0.981 | 1 | 66000 | 0.02 | 20 | 20 | 0.01 | 0 | 0 | 0 | 0 | 0 | 0.01 | 0 | 0 | 0 | 0 | 0 | 0.16 | 0.1 | 0.1 | 0.09 | 0.01 | 0 | True | False | Non Federally-Regulated | 10/14/2022 |  | 11/04/2022
Ledra Brands, Inc. | Alphabet | NU4-RA-SW-25LM-40K-90- 35D-NA-SBL-**-**-IC-***-ELV1 | Light Emitting Diode | Inseparable Luminaire | Direct Wired | Reverse Phase Cut Controls | 92.8 | 4000 | -0.0003 | 92 | 63 | 310 | 0.99 | Ambient | 50000 | 0.981 | 1 | 66000 | 0.02 | 20 | 20 | 0.01 | 0 | 0 | 0 | 0 | 0 | 0.01 | 0 | 0 | 0 | 0 | 0 | 0.16 | 0.1 | 0.1 | 0.09 | 0.01 | 0 | True | False | Non Federally-Regulated | 10/14/2022 |  | 11/04/2022
Ledra Brands, Inc. | Alphabet | NU4-RA-SW-20LM-27K-90- 35D-NA-SBL-**-**-IC-***-ELV1 | Light Emitting Diode | Inseparable Luminaire | Direct Wired | Reverse Phase Cut Controls | 72.5 | 2700 | -0.0003 | 92 | 63 | 310 | 0.99 | Ambient | 50000 | 0.981 | 1 | 66000 | 0.02 | 20 | 20 | 0.01 | 0 | 0 | 0 | 0 | 0 | 0.01 | 0 | 0 | 0 | 0 | 0 | 0.16 | 0.1 | 0.1 | 0.09 | 0.01 | 0 | True | False | Non Federally-Regulated | 10/14/2022 |  | 11/04/2022
Ledra Brands, Inc. | Alphabet | NU4-RA-SW-20LM-30K-90- 35D-NA-SBL-**-**-IC-***-ELV1 | Light Emitting Diode | Inseparable Luminaire | Direct Wired | Reverse Phase Cut Controls | 76.1 | 3000 | -0.0003 | 92 | 63 | 310 | 0.99 | Ambient | 50000 | 0.981 | 1 | 66000 | 0.02 | 20 | 20 | 0.01 | 0 | 0 | 0 | 0 | 0 | 0.01 | 0 | 0 | 0 | 0 | 0 | 0.16 | 0.1 | 0.1 | 0.09 | 0.01 | 0 | True | False | Non Federally-Regulated | 10/14/2022 |  | 11/04/2022
Ledra Brands, Inc. | Alphabet | NU4-RA-SW-20LM-35K-90- 35D-NA-SBL-**-**-IC-***-ELV1 | Light Emitting Diode | Inseparable Luminaire | Direct Wired | Reverse Phase Cut Controls | 82.6 | 3500 | -0.0003 | 92 | 63 | 310 | 0.99 | Ambient | 50000 | 0.981 | 1 | 66000 | 0.02 | 20 | 20 | 0.01 | 0 | 0 | 0 | 0 | 0 | 0.01 | 0 | 0 | 0 | 0 | 0 | 0.16 | 0.1 | 0.1 | 0.09 | 0.01 | 0 | True | False | Non Federally-Regulated | 10/14/2022 |  | 11/04/2022
Ledra Brands, Inc. | Alphabet | NU4-RA-SW-20LM-40K-90- 35D-NA-SBL-**-**-IC-***-ELV1 | Light Emitting Diode | Inseparable Luminaire | Direct Wired | Reverse Phase Cut Controls | 92.8 | 4000 | -0.0003 | 92 | 63 | 310 | 0.99 | Ambient | 50000 | 0.981 | 1 | 66000 | 0.02 | 20 | 20 | 0.01 | 0 | 0 | 0 | 0 | 0 | 0.01 | 0 | 0 | 0 | 0 | 0 | 0.16 | 0.1 | 0.1 | 0.09 | 0.01 | 0 | True | False | Non Federally-Regulated | 10/14/2022 |  | 11/04/2022
Ledra Brands, Inc. | Alphabet | NU4-RA-SW-15LM-27K-90- 35D-NA-SBL-**-**-IC-***-ELV1 | Light Emitting Diode | Inseparable Luminaire | Direct Wired | Reverse Phase Cut Controls | 72.5 | 2700 | -0.0003 | 92 | 63 | 310 | 0.99 | Ambient | 50000 | 0.981 | 1 | 66000 | 0.02 | 20 | 20 | 0.01 | 0 | 0 | 0 | 0 | 0 | 0.01 | 0 | 0 | 0 | 0 | 0 | 0.16 | 0.1 | 0.1 | 0.09 | 0.01 | 0 | True | False | Non Federally-Regulated | 10/14/2022 |  | 11/04/2022
Ledra Brands, Inc. | Alphabet | NU4-RA-SW-15LM-30K-90- 35D-NA-SBL-**-**-IC-***-ELV1 | Light Emitting Diode | Inseparable Luminaire | Direct Wired | Reverse Phase Cut Controls | 76.1 | 3000 | -0.0003 | 92 | 63 | 310 | 0.99 | Ambient | 50000 | 0.981 | 1 | 66000 | 0.02 | 20 | 20 | 0.01 | 0 | 0 | 0 | 0 | 0 | 0.01 | 0 | 0 | 0 | 0 | 0 | 0.16 | 0.1 | 0.1 | 0.09 | 0.01 | 0 | True | False | Non Federally-Regulated | 10/14/2022 |  | 11/04/2022
Ledra Brands, Inc. | Alphabet | NU4-RA-SW-15LM-35K-90- 35D-NA-SBL-**-**-IC-***-ELV1 | Light Emitting Diode | Inseparable Luminaire | Direct Wired | Reverse Phase Cut Controls | 82.6 | 3500 | -0.0003 | 92 | 63 | 310 | 0.99 | Ambient | 50000 | 0.981 | 1 | 66000 | 0.02 | 20 | 20 | 0.01 | 0 | 0 | 0 | 0 | 0 | 0.01 | 0 | 0 | 0 | 0 | 0 | 0.16 | 0.1 | 0.1 | 0.09 | 0.01 | 0 | True | False | Non Federally-Regulated | 10/14/2022 |  | 11/04/2022
Ledra Brands, Inc. | Alphabet | NU4-RA-SW-15LM-40K-90- 35D-NA-SBL-**-**-IC-***-ELV1 | Light Emitting Diode | Inseparable Luminaire | Direct Wired | Reverse Phase Cut Controls | 92.8 | 4000 | -0.0003 | 92 | 63 | 310 | 0.99 | Ambient | 50000 | 0.981 | 1 | 66000 | 0.02 | 20 | 20 | 0.01 | 0 | 0 | 0 | 0 | 0 | 0.01 | 0 | 0 | 0 | 0 | 0 | 0.16 | 0.1 | 0.1 | 0.09 | 0.01 | 0 | True | False | Non Federally-Regulated | 10/14/2022 |  | 11/04/2022
Ledra Brands, Inc. | Alphabet | NU4-RA-SW-10LM-27K-90- 35D-NA-SBL-**-**-IC-***-ELV1 | Light Emitting Diode | Inseparable Luminaire | Direct Wired | Reverse Phase Cut Controls | 72.5 | 2700 | -0.0003 | 92 | 63 | 310 | 0.99 | Ambient | 50000 | 0.981 | 1 | 66000 | 0.02 | 20 | 20 | 0.01 | 0 | 0 | 0 | 0 | 0 | 0.01 | 0 | 0 | 0 | 0 | 0 | 0.16 | 0.1 | 0.1 | 0.09 | 0.01 | 0 | True | False | Non Federally-Regulated | 10/14/2022 |  | 11/04/2022
Ledra Brands, Inc. | Alphabet | NU4-RA-SW-10LM-30K-90- 35D-NA-SBL-**-**-IC-***-ELV1 | Light Emitting Diode | Inseparable Luminaire | Direct Wired | Reverse Phase Cut Controls | 76.1 | 3000 | -0.0003 | 92 | 63 | 310 | 0.99 | Ambient | 50000 | 0.981 | 1 | 66000 | 0.02 | 20 | 20 | 0.01 | 0 | 0 | 0 | 0 | 0 | 0.01 | 0 | 0 | 0 | 0 | 0 | 0.16 | 0.1 | 0.1 | 0.09 | 0.01 | 0 | True | False | Non Federally-Regulated | 10/14/2022 |  | 11/04/2022
Ledra Brands, Inc. | Alphabet | NU4-RA-SW-10LM-35K-90- 35D-NA-SBL-**-**-IC-***-ELV1 | Light Emitting Diode | Inseparable Luminaire | Direct Wired | Reverse Phase Cut Controls | 82.6 | 3500 | -0.0003 | 92 | 63 | 310 | 0.99 | Ambient | 50000 | 0.981 | 1 | 66000 | 0.02 | 20 | 20 | 0.01 | 0 | 0 | 0 | 0 | 0 | 0.01 | 0 | 0 | 0 | 0 | 0 | 0.16 | 0.1 | 0.1 | 0.09 | 0.01 | 0 | True | False | Non Federally-Regulated | 10/14/2022 |  | 11/04/2022
Ledra Brands, Inc. | Alphabet | NU4-RA-SW-10LM-40K-90- 35D-NA-SBL-**-**-IC-***-ELV1 | Light Emitting Diode | Inseparable Luminaire | Direct Wired | Reverse Phase Cut Controls | 92.8 | 4000 | -0.0003 | 92 | 63 | 310 | 0.99 | Ambient | 50000 | 0.981 | 1 | 66000 | 0.02 | 20 | 20 | 0.01 | 0 | 0 | 0 | 0 | 0 | 0.01 | 0 | 0 | 0 | 0 | 0 | 0.16 | 0.1 | 0.1 | 0.09 | 0.01 | 0 | True | False | Non Federally-Regulated | 10/14/2022 |  | 11/04/2022
Ledra Brands, Inc. | Alphabet | NU4-RA-SW-25LM-27K-90- 55D-NA-SBL-**-**-IC-***-ELV1 | Light Emitting Diode | Inseparable Luminaire | Direct Wired | Reverse Phase Cut Controls | 75.6 | 2700 | -0.0003 | 92 | 63 | 310 | 0.99 | Ambient | 50000 | 0.981 | 1 | 66000 | 0.02 | 20 | 20 | 0.01 | 0 | 0 | 0 | 0 | 0 | 0.01 | 0 | 0 | 0 | 0 | 0 | 0.16 | 0.1 | 0.1 | 0.09 | 0.01 | 0 | True | False | Non Federally-Regulated | 10/14/2022 |  | 11/04/2022
Ledra Brands, Inc. | Alphabet | NU4-RA-SW-25LM-30K-90- 55D-NA-SBL-**-**-IC-***-ELV1 | Light Emitting Diode | Inseparable Luminaire | Direct Wired | Reverse Phase Cut Controls | 79.3 | 3000 | -0.0003 | 92 | 63 | 310 | 0.99 | Ambient | 50000 | 0.981 | 1 | 66000 | 0.02 | 20 | 20 | 0.01 | 0 | 0 | 0 | 0 | 0 | 0.01 | 0 | 0 | 0 | 0 | 0 | 0.16 | 0.1 | 0.1 | 0.09 | 0.01 | 0 | True | False | Non Federally-Regulated | 10/14/2022 |  | 11/04/2022
Ledra Brands, Inc. | Alphabet | NU4-RA-SW-25LM-35K-90- 55D-NA-SBL-**-**-IC-***-ELV1 | Light Emitting Diode | Inseparable Luminaire | Direct Wired | Reverse Phase Cut Controls | 86.2 | 3500 | -0.0003 | 92 | 63 | 310 | 0.99 | Ambient | 50000 | 0.981 | 1 | 66000 | 0.02 | 20 | 20 | 0.01 | 0 | 0 | 0 | 0 | 0 | 0.01 | 0 | 0 | 0 | 0 | 0 | 0.16 | 0.1 | 0.1 | 0.09 | 0.01 | 0 | True | False | Non Federally-Regulated | 10/14/2022 |  | 11/04/2022
Ledra Brands, Inc. | Alphabet | NU4-RA-SW-25LM-40K-90- 55D-NA-SBL-**-**-IC-***-ELV1 | Light Emitting Diode | Inseparable Luminaire | Direct Wired | Reverse Phase Cut Controls | 96.8 | 4000 | -0.0003 | 92 | 63 | 310 | 0.99 | Ambient | 50000 | 0.981 | 1 | 66000 | 0.02 | 20 | 20 | 0.01 | 0 | 0 | 0 | 0 | 0 | 0.01 | 0 | 0 | 0 | 0 | 0 | 0.16 | 0.1 | 0.1 | 0.09 | 0.01 | 0 | True | False | Non Federally-Regulated | 10/14/2022 |  | 11/04/2022
Ledra Brands, Inc. | Alphabet | NU4-RA-SW-20LM-27K-90- 55D-NA-SBL-**-**-IC-***-ELV1 | Light Emitting Diode | Inseparable Luminaire | Direct Wired | Reverse Phase Cut Controls | 75.6 | 2700 | -0.0003 | 92 | 63 | 310 | 0.99 | Ambient | 50000 | 0.981 | 1 | 66000 | 0.02 | 20 | 20 | 0.01 | 0 | 0 | 0 | 0 | 0 | 0.01 | 0 | 0 | 0 | 0 | 0 | 0.16 | 0.1 | 0.1 | 0.09 | 0.01 | 0 | True | False | Non Federally-Regulated | 10/14/2022 |  | 11/04/2022
Ledra Brands, Inc. | Alphabet | NU4-RA-SW-20LM-30K-90- 55D-NA-SBL-**-**-IC-***-ELV1 | Light Emitting Diode | Inseparable Luminaire | Direct Wired | Reverse Phase Cut Controls | 79.3 | 3000 | -0.0003 | 92 | 63 | 310 | 0.99 | Ambient | 50000 | 0.981 | 1 | 66000 | 0.02 | 20 | 20 | 0.01 | 0 | 0 | 0 | 0 | 0 | 0.01 | 0 | 0 | 0 | 0 | 0 | 0.16 | 0.1 | 0.1 | 0.09 | 0.01 | 0 | True | False | Non Federally-Regulated | 10/14/2022 |  | 11/04/2022
Ledra Brands, Inc. | Alphabet | NU4-RA-SW-20LM-35K-90- 55D-NA-SBL-**-**-IC-***-ELV1 | Light Emitting Diode | Inseparable Luminaire | Direct Wired | Reverse Phase Cut Controls | 86.2 | 3500 | -0.0003 | 92 | 63 | 310 | 0.99 | Ambient | 50000 | 0.981 | 1 | 66000 | 0.02 | 20 | 20 | 0.01 | 0 | 0 | 0 | 0 | 0 | 0.01 | 0 | 0 | 0 | 0 | 0 | 0.16 | 0.1 | 0.1 | 0.09 | 0.01 | 0 | True | False | Non Federally-Regulated | 10/14/2022 |  | 11/04/2022
Ledra Brands, Inc. | Alphabet | NU4-RA-SW-20LM-40K-90- 55D-NA-SBL-**-**-IC-***-ELV1 | Light Emitting Diode | Inseparable Luminaire | Direct Wired | Reverse Phase Cut Controls | 96.8 | 4000 | -0.0003 | 92 | 63 | 310 | 0.99 | Ambient | 50000 | 0.981 | 1 | 66000 | 0.02 | 20 | 20 | 0.01 | 0 | 0 | 0 | 0 | 0 | 0.01 | 0 | 0 | 0 | 0 | 0 | 0.16 | 0.1 | 0.1 | 0.09 | 0.01 | 0 | True | False | Non Federally-Regulated | 10/14/2022 |  | 11/04/2022
Ledra Brands, Inc. | Alphabet | NU4-RA-SW-15LM-27K-90- 55D-NA-SBL-**-**-IC-***-ELV1 | Light Emitting Diode | Inseparable Luminaire | Direct Wired | Reverse Phase Cut Controls | 75.6 | 2700 | -0.0003 | 92 | 63 | 310 | 0.99 | Ambient | 50000 | 0.981 | 1 | 66000 | 0.02 | 20 | 20 | 0.01 | 0 | 0 | 0 | 0 | 0 | 0.01 | 0 | 0 | 0 | 0 | 0 | 0.16 | 0.1 | 0.1 | 0.09 | 0.01 | 0 | True | False | Non Federally-Regulated | 10/14/2022 |  | 11/04/2022
Ledra Brands, Inc. | Alphabet | NU4-RA-SW-15LM-30K-90- 55D-NA-SBL-**-**-IC-***-ELV1 | Light Emitting Diode | Inseparable Luminaire | Direct Wired | Reverse Phase Cut Controls | 79.3 | 3000 | -0.0003 | 92 | 63 | 310 | 0.99 | Ambient | 50000 | 0.981 | 1 | 66000 | 0.02 | 20 | 20 | 0.01 | 0 | 0 | 0 | 0 | 0 | 0.01 | 0 | 0 | 0 | 0 | 0 | 0.16 | 0.1 | 0.1 | 0.09 | 0.01 | 0 | True | False | Non Federally-Regulated | 10/14/2022 |  | 11/04/2022
Ledra Brands, Inc. | Alphabet | NU4-RA-SW-15LM-35K-90- 55D-NA-SBL-**-**-IC-***-ELV1 | Light Emitting Diode | Inseparable Luminaire | Direct Wired | Reverse Phase Cut Controls | 86.2 | 3500 | -0.0003 | 92 | 63 | 310 | 0.99 | Ambient | 50000 | 0.981 | 1 | 66000 | 0.02 | 20 | 20 | 0.01 | 0 | 0 | 0 | 0 | 0 | 0.01 | 0 | 0 | 0 | 0 | 0 | 0.16 | 0.1 | 0.1 | 0.09 | 0.01 | 0 | True | False | Non Federally-Regulated | 10/14/2022 |  | 11/04/2022
Ledra Brands, Inc. | Alphabet | NU4-RA-SW-15LM-40K-90- 55D-NA-SBL-**-**-IC-***-ELV1 | Light Emitting Diode | Inseparable Luminaire | Direct Wired | Reverse Phase Cut Controls | 96.8 | 4000 | -0.0003 | 92 | 63 | 310 | 0.99 | Ambient | 50000 | 0.981 | 1 | 66000 | 0.02 | 20 | 20 | 0.01 | 0 | 0 | 0 | 0 | 0 | 0.01 | 0 | 0 | 0 | 0 | 0 | 0.16 | 0.1 | 0.1 | 0.09 | 0.01 | 0 | True | False | Non Federally-Regulated | 10/14/2022 |  | 11/04/2022
Ledra Brands, Inc. | Alphabet | NU4-RA-SW-10LM-27K-90- 55D-NA-SBL-**-**-IC-***-ELV1 | Light Emitting Diode | Inseparable Luminaire | Direct Wired | Reverse Phase Cut Controls | 75.6 | 2700 | -0.0003 | 92 | 63 | 310 | 0.99 | Ambient | 50000 | 0.981 | 1 | 66000 | 0.02 | 20 | 20 | 0.01 | 0 | 0 | 0 | 0 | 0 | 0.01 | 0 | 0 | 0 | 0 | 0 | 0.16 | 0.1 | 0.1 | 0.09 | 0.01 | 0 | True | False | Non Federally-Regulated | 10/14/2022 |  | 11/04/2022
Ledra Brands, Inc. | Alphabet | NU4-RA-SW-10LM-30K-90- 55D-NA-SBL-**-**-IC-***-ELV1 | Light Emitting Diode | Inseparable Luminaire | Direct Wired | Reverse Phase Cut Controls | 79.3 | 3000 | -0.0003 | 92 | 63 | 310 | 0.99 | Ambient | 50000 | 0.981 | 1 | 66000 | 0.02 | 20 | 20 | 0.01 | 0 | 0 | 0 | 0 | 0 | 0.01 | 0 | 0 | 0 | 0 | 0 | 0.16 | 0.1 | 0.1 | 0.09 | 0.01 | 0 | True | False | Non Federally-Regulated | 10/14/2022 |  | 11/04/2022
Ledra Brands, Inc. | Alphabet | NU4-RA-SW-10LM-35K-90- 55D-NA-SBL-**-**-IC-***-ELV1 | Light Emitting Diode | Inseparable Luminaire | Direct Wired | Reverse Phase Cut Controls | 86.2 | 3500 | -0.0003 | 92 | 63 | 310 | 0.99 | Ambient | 50000 | 0.981 | 1 | 66000 | 0.02 | 20 | 20 | 0.01 | 0 | 0 | 0 | 0 | 0 | 0.01 | 0 | 0 | 0 | 0 | 0 | 0.16 | 0.1 | 0.1 | 0.09 | 0.01 | 0 | True | False | Non Federally-Regulated | 10/14/2022 |  | 11/04/2022
Ledra Brands, Inc. | Alphabet | NU4-RA-SW-10LM-40K-90- 55D-NA-SBL-**-**-IC-***-ELV1 | Light Emitting Diode | Inseparable Luminaire | Direct Wired | Reverse Phase Cut Controls | 96.8 | 4000 | -0.0003 | 92 | 63 | 310 | 0.99 | Ambient | 50000 | 0.981 | 1 | 66000 | 0.02 | 20 | 20 | 0.01 | 0 | 0 | 0 | 0 | 0 | 0.01 | 0 | 0 | 0 | 0 | 0 | 0.16 | 0.1 | 0.1 | 0.09 | 0.01 | 0 | True | False | Non Federally-Regulated | 10/14/2022 |  | 11/04/2022
Ledra Brands, Inc. | Alphabet | NU4-RA-SW-25LM-27K-90-20D-NA-DL-**-**-IC-***-LTE | Light Emitting Diode | Inseparable Luminaire | Direct Wired | Forward Phase Cut Controls | 64.6 | 2700 | -0.0003 | 92 | 63 | 310 | 0.99 | Ambient | 50000 | 0.981 | 1 | 66000 | 0.05 | 20 | 21 | 0.03 | 0.01 | 0.01 | 0 | 0 | 0 | 0.03 | 0.01 | 0.01 | 0.01 | 0 | 0 | 0.06 | 0.02 | 0.01 | 0.01 | 0.01 | 0.01 | True | False | Non Federally-Regulated | 10/14/2022 |  | 11/04/2022
Ledra Brands, Inc. | Alphabet | NU4-RA-SW-25LM-30K-90-20D-NA-DL-**-**-IC-***-LTE | Light Emitting Diode | Inseparable Luminaire | Direct Wired | Forward Phase Cut Controls | 67.8 | 3000 | -0.0003 | 92 | 63 | 310 | 0.99 | Ambient | 50000 | 0.981 | 1 | 66000 | 0.05 | 20 | 21 | 0.03 | 0.01 | 0.01 | 0 | 0 | 0 | 0.03 | 0.01 | 0.01 | 0.01 | 0 | 0 | 0.06 | 0.02 | 0.01 | 0.01 | 0.01 | 0.01 | True | False | Non Federally-Regulated | 10/14/2022 |  | 11/04/2022
Ledra Brands, Inc. | Alphabet | NU4-RA-SW-25LM-35K-90-20D-NA-DL-**-**-IC-***-LTE | Light Emitting Diode | Inseparable Luminaire | Direct Wired | Forward Phase Cut Controls | 73.7 | 3500 | -0.0003 | 92 | 63 | 310 | 0.99 | Ambient | 50000 | 0.981 | 1 | 66000 | 0.05 | 20 | 21 | 0.03 | 0.01 | 0.01 | 0 | 0 | 0 | 0.03 | 0.01 | 0.01 | 0.01 | 0 | 0 | 0.06 | 0.02 | 0.01 | 0.01 | 0.01 | 0.01 | True | False | Non Federally-Regulated | 10/14/2022 |  | 11/04/2022
Ledra Brands, Inc. | Alphabet | NU4-RA-SW-25LM-40K-90-20D-NA-DL-**-**-IC-***-LTE | Light Emitting Diode | Inseparable Luminaire | Direct Wired | Forward Phase Cut Controls | 82.8 | 4000 | -0.0003 | 92 | 63 | 310 | 0.99 | Ambient | 50000 | 0.981 | 1 | 66000 | 0.05 | 20 | 21 | 0.03 | 0.01 | 0.01 | 0 | 0 | 0 | 0.03 | 0.01 | 0.01 | 0.01 | 0 | 0 | 0.06 | 0.02 | 0.01 | 0.01 | 0.01 | 0.01 | True | False | Non Federally-Regulated | 10/14/2022 |  | 11/04/2022
Ledra Brands, Inc. | Alphabet | NU4-RA-SW-20LM-27K-90-20D-NA-DL-**-**-IC-***-LTE | Light Emitting Diode | Inseparable Luminaire | Direct Wired | Forward Phase Cut Controls | 64.6 | 2700 | -0.0003 | 92 | 63 | 310 | 0.99 | Ambient | 50000 | 0.981 | 1 | 66000 | 0.05 | 20 | 21 | 0.03 | 0.01 | 0.01 | 0 | 0 | 0 | 0.03 | 0.01 | 0.01 | 0.01 | 0 | 0 | 0.06 | 0.02 | 0.01 | 0.01 | 0.01 | 0.01 | True | False | Non Federally-Regulated | 10/14/2022 |  | 11/04/2022
Ledra Brands, Inc. | Alphabet | NU4-RA-SW-20LM-30K-90-20D-NA-DL-**-**-IC-***-LTE | Light Emitting Diode | Inseparable Luminaire | Direct Wired | Forward Phase Cut Controls | 67.8 | 3000 | -0.0003 | 92 | 63 | 310 | 0.99 | Ambient | 50000 | 0.981 | 1 | 66000 | 0.05 | 20 | 21 | 0.03 | 0.01 | 0.01 | 0 | 0 | 0 | 0.03 | 0.01 | 0.01 | 0.01 | 0 | 0 | 0.06 | 0.02 | 0.01 | 0.01 | 0.01 | 0.01 | True | False | Non Federally-Regulated | 10/14/2022 |  | 11/04/2022
Ledra Brands, Inc. | Alphabet | NU4-RA-SW-20LM-35K-90-20D-NA-DL-**-**-IC-***-LTE | Light Emitting Diode | Inseparable Luminaire | Direct Wired | Forward Phase Cut Controls | 73.7 | 3500 | -0.0003 | 92 | 63 | 310 | 0.99 | Ambient | 50000 | 0.981 | 1 | 66000 | 0.05 | 20 | 21 | 0.03 | 0.01 | 0.01 | 0 | 0 | 0 | 0.03 | 0.01 | 0.01 | 0.01 | 0 | 0 | 0.06 | 0.02 | 0.01 | 0.01 | 0.01 | 0.01 | True | False | Non Federally-Regulated | 10/14/2022 |  | 11/04/2022
Ledra Brands, Inc. | Alphabet | NU4-RA-SW-20LM-40K-90-20D-NA-DL-**-**-IC-***-LTE | Light Emitting Diode | Inseparable Luminaire | Direct Wired | Forward Phase Cut Controls | 82.8 | 4000 | -0.0003 | 92 | 63 | 310 | 0.99 | Ambient | 50000 | 0.981 | 1 | 66000 | 0.05 | 20 | 21 | 0.03 | 0.01 | 0.01 | 0 | 0 | 0 | 0.03 | 0.01 | 0.01 | 0.01 | 0 | 0 | 0.06 | 0.02 | 0.01 | 0.01 | 0.01 | 0.01 | True | False | Non Federally-Regulated | 10/14/2022 |  | 11/04/2022
Ledra Brands, Inc. | Alphabet | NU4-RA-SW-15LM-27K-90-20D-NA-DL-**-**-IC-***-LTE | Light Emitting Diode | Inseparable Luminaire | Direct Wired | Forward Phase Cut Controls | 64.6 | 2700 | -0.0003 | 92 | 63 | 310 | 0.99 | Ambient | 50000 | 0.981 | 1 | 66000 | 0.05 | 20 | 21 | 0.03 | 0.01 | 0.01 | 0 | 0 | 0 | 0.03 | 0.01 | 0.01 | 0.01 | 0 | 0 | 0.06 | 0.02 | 0.01 | 0.01 | 0.01 | 0.01 | True | False | Non Federally-Regulated | 10/14/2022 |  | 11/04/2022
Ledra Brands, Inc. | Alphabet | NU4-RA-SW-15LM-30K-90-20D-NA-DL-**-**-IC-***-LTE | Light Emitting Diode | Inseparable Luminaire | Direct Wired | Forward Phase Cut Controls | 67.8 | 3000 | -0.0003 | 92 | 63 | 310 | 0.99 | Ambient | 50000 | 0.981 | 1 | 66000 | 0.05 | 20 | 21 | 0.03 | 0.01 | 0.01 | 0 | 0 | 0 | 0.03 | 0.01 | 0.01 | 0.01 | 0 | 0 | 0.06 | 0.02 | 0.01 | 0.01 | 0.01 | 0.01 | True | False | Non Federally-Regulated | 10/14/2022 |  | 11/04/2022
Ledra Brands, Inc. | Alphabet | NU4-RA-SW-15LM-35K-90-20D-NA-DL-**-**-IC-***-LTE | Light Emitting Diode | Inseparable Luminaire | Direct Wired | Forward Phase Cut Controls | 73.7 | 3500 | -0.0003 | 92 | 63 | 310 | 0.99 | Ambient | 50000 | 0.981 | 1 | 66000 | 0.05 | 20 | 21 | 0.03 | 0.01 | 0.01 | 0 | 0 | 0 | 0.03 | 0.01 | 0.01 | 0.01 | 0 | 0 | 0.06 | 0.02 | 0.01 | 0.01 | 0.01 | 0.01 | True | False | Non Federally-Regulated | 10/14/2022 |  | 11/04/2022
Ledra Brands, Inc. | Alphabet | NU4-RA-SW-15LM-40K-90-20D-NA-DL-**-**-IC-***-LTE | Light Emitting Diode | Inseparable Luminaire | Direct Wired | Forward Phase Cut Controls | 82.8 | 4000 | -0.0003 | 92 | 63 | 310 | 0.99 | Ambient | 50000 | 0.981 | 1 | 66000 | 0.05 | 20 | 21 | 0.03 | 0.01 | 0.01 | 0 | 0 | 0 | 0.03 | 0.01 | 0.01 | 0.01 | 0 | 0 | 0.06 | 0.02 | 0.01 | 0.01 | 0.01 | 0.01 | True | False | Non Federally-Regulated | 10/14/2022 |  | 11/04/2022
Ledra Brands, Inc. | Alphabet | NU4-RA-SW-10LM-27K-90-20D-NA-DL-**-**-IC-***-LTE | Light Emitting Diode | Inseparable Luminaire | Direct Wired | Forward Phase Cut Controls | 64.6 | 2700 | -0.0003 | 92 | 63 | 310 | 0.99 | Ambient | 50000 | 0.981 | 1 | 66000 | 0.05 | 20 | 21 | 0.03 | 0.01 | 0.01 | 0 | 0 | 0 | 0.03 | 0.01 | 0.01 | 0.01 | 0 | 0 | 0.06 | 0.02 | 0.01 | 0.01 | 0.01 | 0.01 | True | False | Non Federally-Regulated | 10/14/2022 |  | 11/04/2022
Ledra Brands, Inc. | Alphabet | NU4-RA-SW-10LM-30K-90-20D-NA-DL-**-**-IC-***-LTE | Light Emitting Diode | Inseparable Luminaire | Direct Wired | Forward Phase Cut Controls | 67.8 | 3000 | -0.0003 | 92 | 63 | 310 | 0.99 | Ambient | 50000 | 0.981 | 1 | 66000 | 0.05 | 20 | 21 | 0.03 | 0.01 | 0.01 | 0 | 0 | 0 | 0.03 | 0.01 | 0.01 | 0.01 | 0 | 0 | 0.06 | 0.02 | 0.01 | 0.01 | 0.01 | 0.01 | True | False | Non Federally-Regulated | 10/14/2022 |  | 11/04/2022
Ledra Brands, Inc. | Alphabet | NU4-RA-SW-10LM-35K-90-20D-NA-DL-**-**-IC-***-LTE | Light Emitting Diode | Inseparable Luminaire | Direct Wired | Forward Phase Cut Controls | 73.7 | 3500 | -0.0003 | 92 | 63 | 310 | 0.99 | Ambient | 50000 | 0.981 | 1 | 66000 | 0.05 | 20 | 21 | 0.03 | 0.01 | 0.01 | 0 | 0 | 0 | 0.03 | 0.01 | 0.01 | 0.01 | 0 | 0 | 0.06 | 0.02 | 0.01 | 0.01 | 0.01 | 0.01 | True | False | Non Federally-Regulated | 10/14/2022 |  | 11/04/2022
Ledra Brands, Inc. | Alphabet | NU4-RA-SW-10LM-40K-90-20D-NA-DL-**-**-IC-***-LTE | Light Emitting Diode | Inseparable Luminaire | Direct Wired | Forward Phase Cut Controls | 82.8 | 4000 | -0.0003 | 92 | 63 | 310 | 0.99 | Ambient | 50000 | 0.981 | 1 | 66000 | 0.05 | 20 | 21 | 0.03 | 0.01 | 0.01 | 0 | 0 | 0 | 0.03 | 0.01 | 0.01 | 0.01 | 0 | 0 | 0.06 | 0.02 | 0.01 | 0.01 | 0.01 | 0.01 | True | False | Non Federally-Regulated | 10/14/2022 |  | 11/04/2022
Ledra Brands, Inc. | Alphabet | NU4-RA-SW-25LM-27K-90- 25D-NA-DL-**-**-IC-***-LTE | Light Emitting Diode | Inseparable Luminaire | Direct Wired | Forward Phase Cut Controls | 66.7 | 2700 | -0.0003 | 92 | 63 | 310 | 0.99 | Ambient | 50000 | 0.981 | 1 | 66000 | 0.05 | 20 | 21 | 0.03 | 0.01 | 0.01 | 0 | 0 | 0 | 0.03 | 0.01 | 0.01 | 0.01 | 0 | 0 | 0.06 | 0.02 | 0.01 | 0.01 | 0.01 | 0.01 | True | False | Non Federally-Regulated | 10/14/2022 |  | 11/04/2022
Ledra Brands, Inc. | Alphabet | NU4-RA-SW-25LM-30K-90- 25D-NA-DL-**-**-IC-***-LTE | Light Emitting Diode | Inseparable Luminaire | Direct Wired | Forward Phase Cut Controls | 70 | 3000 | -0.0003 | 92 | 63 | 310 | 0.99 | Ambient | 50000 | 0.981 | 1 | 66000 | 0.05 | 20 | 21 | 0.03 | 0.01 | 0.01 | 0 | 0 | 0 | 0.03 | 0.01 | 0.01 | 0.01 | 0 | 0 | 0.06 | 0.02 | 0.01 | 0.01 | 0.01 | 0.01 | True | False | Non Federally-Regulated | 10/14/2022 |  | 11/04/2022
Ledra Brands, Inc. | Alphabet | NU4-RA-SW-25LM-35K-90- 25D-NA-DL-**-**-IC-***-LTE | Light Emitting Diode | Inseparable Luminaire | Direct Wired | Forward Phase Cut Controls | 76.1 | 3500 | -0.0003 | 92 | 63 | 310 | 0.99 | Ambient | 50000 | 0.981 | 1 | 66000 | 0.05 | 20 | 21 | 0.03 | 0.01 | 0.01 | 0 | 0 | 0 | 0.03 | 0.01 | 0.01 | 0.01 | 0 | 0 | 0.06 | 0.02 | 0.01 | 0.01 | 0.01 | 0.01 | True | False | Non Federally-Regulated | 10/14/2022 |  | 11/04/2022
Ledra Brands, Inc. | Alphabet | NU4-RA-SW-25LM-40K-90- 25D-NA-DL-**-**-IC-***-LTE | Light Emitting Diode | Inseparable Luminaire | Direct Wired | Forward Phase Cut Controls | 85.5 | 4000 | -0.0003 | 92 | 63 | 310 | 0.99 | Ambient | 50000 | 0.981 | 1 | 66000 | 0.05 | 20 | 21 | 0.03 | 0.01 | 0.01 | 0 | 0 | 0 | 0.03 | 0.01 | 0.01 | 0.01 | 0 | 0 | 0.06 | 0.02 | 0.01 | 0.01 | 0.01 | 0.01 | True | False | Non Federally-Regulated | 10/14/2022 |  | 11/04/2022
Ledra Brands, Inc. | Alphabet | NU4-RA-SW-20LM-27K-90- 25D-NA-DL-**-**-IC-***-LTE | Light Emitting Diode | Inseparable Luminaire | Direct Wired | Forward Phase Cut Controls | 66.7 | 2700 | -0.0003 | 92 | 63 | 310 | 0.99 | Ambient | 50000 | 0.981 | 1 | 66000 | 0.05 | 20 | 21 | 0.03 | 0.01 | 0.01 | 0 | 0 | 0 | 0.03 | 0.01 | 0.01 | 0.01 | 0 | 0 | 0.06 | 0.02 | 0.01 | 0.01 | 0.01 | 0.01 | True | False | Non Federally-Regulated | 10/14/2022 |  | 11/04/2022
Ledra Brands, Inc. | Alphabet | NU4-RA-SW-20LM-30K-90- 25D-NA-DL-**-**-IC-***-LTE | Light Emitting Diode | Inseparable Luminaire | Direct Wired | Forward Phase Cut Controls | 70 | 3000 | -0.0003 | 92 | 63 | 310 | 0.99 | Ambient | 50000 | 0.981 | 1 | 66000 | 0.05 | 20 | 21 | 0.03 | 0.01 | 0.01 | 0 | 0 | 0 | 0.03 | 0.01 | 0.01 | 0.01 | 0 | 0 | 0.06 | 0.02 | 0.01 | 0.01 | 0.01 | 0.01 | True | False | Non Federally-Regulated | 10/14/2022 |  | 11/04/2022
Ledra Brands, Inc. | Alphabet | NU4-RA-SW-20LM-35K-90- 25D-NA-DL-**-**-IC-***-LTE | Light Emitting Diode | Inseparable Luminaire | Direct Wired | Forward Phase Cut Controls | 76.1 | 3500 | -0.0003 | 92 | 63 | 310 | 0.99 | Ambient | 50000 | 0.981 | 1 | 66000 | 0.05 | 20 | 21 | 0.03 | 0.01 | 0.01 | 0 | 0 | 0 | 0.03 | 0.01 | 0.01 | 0.01 | 0 | 0 | 0.06 | 0.02 | 0.01 | 0.01 | 0.01 | 0.01 | True | False | Non Federally-Regulated | 10/14/2022 |  | 11/04/2022
Ledra Brands, Inc. | Alphabet | NU4-RA-SW-20LM-40K-90- 25D-NA-DL-**-**-IC-***-LTE | Light Emitting Diode | Inseparable Luminaire | Direct Wired | Forward Phase Cut Controls | 85.5 | 4000 | -0.0003 | 92 | 63 | 310 | 0.99 | Ambient | 50000 | 0.981 | 1 | 66000 | 0.05 | 20 | 21 | 0.03 | 0.01 | 0.01 | 0 | 0 | 0 | 0.03 | 0.01 | 0.01 | 0.01 | 0 | 0 | 0.06 | 0.02 | 0.01 | 0.01 | 0.01 | 0.01 | True | False | Non Federally-Regulated | 10/14/2022 |  | 11/04/2022
Ledra Brands, Inc. | Alphabet | NU4-RA-SW-15LM-27K-90- 25D-NA-DL-**-**-IC-***-LTE | Light Emitting Diode | Inseparable Luminaire | Direct Wired | Forward Phase Cut Controls | 66.7 | 2700 | -0.0003 | 92 | 63 | 310 | 0.99 | Ambient | 50000 | 0.981 | 1 | 66000 | 0.05 | 20 | 21 | 0.03 | 0.01 | 0.01 | 0 | 0 | 0 | 0.03 | 0.01 | 0.01 | 0.01 | 0 | 0 | 0.06 | 0.02 | 0.01 | 0.01 | 0.01 | 0.01 | True | False | Non Federally-Regulated | 10/14/2022 |  | 11/04/2022
Ledra Brands, Inc. | Alphabet | NU4-RA-SW-15LM-30K-90- 25D-NA-DL-**-**-IC-***-LTE | Light Emitting Diode | Inseparable Luminaire | Direct Wired | Forward Phase Cut Controls | 70 | 3000 | -0.0003 | 92 | 63 | 310 | 0.99 | Ambient | 50000 | 0.981 | 1 | 66000 | 0.05 | 20 | 21 | 0.03 | 0.01 | 0.01 | 0 | 0 | 0 | 0.03 | 0.01 | 0.01 | 0.01 | 0 | 0 | 0.06 | 0.02 | 0.01 | 0.01 | 0.01 | 0.01 | True | False | Non Federally-Regulated | 10/14/2022 |  | 11/04/2022
Ledra Brands, Inc. | Alphabet | NU4-RA-SW-15LM-35K-90- 25D-NA-DL-**-**-IC-***-LTE | Light Emitting Diode | Inseparable Luminaire | Direct Wired | Forward Phase Cut Controls | 76.1 | 3500 | -0.0003 | 92 | 63 | 310 | 0.99 | Ambient | 50000 | 0.981 | 1 | 66000 | 0.05 | 20 | 21 | 0.03 | 0.01 | 0.01 | 0 | 0 | 0 | 0.03 | 0.01 | 0.01 | 0.01 | 0 | 0 | 0.06 | 0.02 | 0.01 | 0.01 | 0.01 | 0.01 | True | False | Non Federally-Regulated | 10/14/2022 |  | 11/04/2022
Ledra Brands, Inc. | Alphabet | NU4-RA-SW-15LM-40K-90- 25D-NA-DL-**-**-IC-***-LTE | Light Emitting Diode | Inseparable Luminaire | Direct Wired | Forward Phase Cut Controls | 85.5 | 4000 | -0.0003 | 92 | 63 | 310 | 0.99 | Ambient | 50000 | 0.981 | 1 | 66000 | 0.05 | 20 | 21 | 0.03 | 0.01 | 0.01 | 0 | 0 | 0 | 0.03 | 0.01 | 0.01 | 0.01 | 0 | 0 | 0.06 | 0.02 | 0.01 | 0.01 | 0.01 | 0.01 | True | False | Non Federally-Regulated | 10/14/2022 |  | 11/04/2022
Ledra Brands, Inc. | Alphabet | NU4-RA-SW-10LM-27K-90- 25D-NA-DL-**-**-IC-***-LTE | Light Emitting Diode | Inseparable Luminaire | Direct Wired | Forward Phase Cut Controls | 66.7 | 2700 | -0.0003 | 92 | 63 | 310 | 0.99 | Ambient | 50000 | 0.981 | 1 | 66000 | 0.05 | 20 | 21 | 0.03 | 0.01 | 0.01 | 0 | 0 | 0 | 0.03 | 0.01 | 0.01 | 0.01 | 0 | 0 | 0.06 | 0.02 | 0.01 | 0.01 | 0.01 | 0.01 | True | False | Non Federally-Regulated | 10/14/2022 |  | 11/04/2022
Ledra Brands, Inc. | Alphabet | NU4-RA-SW-10LM-30K-90- 25D-NA-DL-**-**-IC-***-LTE | Light Emitting Diode | Inseparable Luminaire | Direct Wired | Forward Phase Cut Controls | 70 | 3000 | -0.0003 | 92 | 63 | 310 | 0.99 | Ambient | 50000 | 0.981 | 1 | 66000 | 0.05 | 20 | 21 | 0.03 | 0.01 | 0.01 | 0 | 0 | 0 | 0.03 | 0.01 | 0.01 | 0.01 | 0 | 0 | 0.06 | 0.02 | 0.01 | 0.01 | 0.01 | 0.01 | True | False | Non Federally-Regulated | 10/14/2022 |  | 11/04/2022
Ledra Brands, Inc. | Alphabet | NU4-RA-SW-10LM-35K-90- 25D-NA-DL-**-**-IC-***-LTE | Light Emitting Diode | Inseparable Luminaire | Direct Wired | Forward Phase Cut Controls | 76.1 | 3500 | -0.0003 | 92 | 63 | 310 | 0.99 | Ambient | 50000 | 0.981 | 1 | 66000 | 0.05 | 20 | 21 | 0.03 | 0.01 | 0.01 | 0 | 0 | 0 | 0.03 | 0.01 | 0.01 | 0.01 | 0 | 0 | 0.06 | 0.02 | 0.01 | 0.01 | 0.01 | 0.01 | True | False | Non Federally-Regulated | 10/14/2022 |  | 11/04/2022
Ledra Brands, Inc. | Alphabet | NU4-RA-SW-10LM-40K-90- 25D-NA-DL-**-**-IC-***-LTE | Light Emitting Diode | Inseparable Luminaire | Direct Wired | Forward Phase Cut Controls | 85.5 | 4000 | -0.0003 | 92 | 63 | 310 | 0.99 | Ambient | 50000 | 0.981 | 1 | 66000 | 0.05 | 20 | 21 | 0.03 | 0.01 | 0.01 | 0 | 0 | 0 | 0.03 | 0.01 | 0.01 | 0.01 | 0 | 0 | 0.06 | 0.02 | 0.01 | 0.01 | 0.01 | 0.01 | True | False | Non Federally-Regulated | 10/14/2022 |  | 11/04/2022
Ledra Brands, Inc. | Alphabet | NU4-RA-SW-25LM-27K-90- 35D-NA-DL-**-**-IC-***-LTE | Light Emitting Diode | Inseparable Luminaire | Direct Wired | Forward Phase Cut Controls | 71.7 | 2700 | -0.0003 | 92 | 63 | 310 | 0.99 | Ambient | 50000 | 0.981 | 1 | 66000 | 0.05 | 20 | 21 | 0.03 | 0.01 | 0.01 | 0 | 0 | 0 | 0.03 | 0.01 | 0.01 | 0.01 | 0 | 0 | 0.06 | 0.02 | 0.01 | 0.01 | 0.01 | 0.01 | True | False | Non Federally-Regulated | 10/14/2022 |  | 11/04/2022
Ledra Brands, Inc. | Alphabet | NU4-RA-SW-25LM-30K-90- 35D-NA-DL-**-**-IC-***-LTE | Light Emitting Diode | Inseparable Luminaire | Direct Wired | Forward Phase Cut Controls | 75.3 | 3000 | -0.0003 | 92 | 63 | 310 | 0.99 | Ambient | 50000 | 0.981 | 1 | 66000 | 0.05 | 20 | 21 | 0.03 | 0.01 | 0.01 | 0 | 0 | 0 | 0.03 | 0.01 | 0.01 | 0.01 | 0 | 0 | 0.06 | 0.02 | 0.01 | 0.01 | 0.01 | 0.01 | True | False | Non Federally-Regulated | 10/14/2022 |  | 11/04/2022
Ledra Brands, Inc. | Alphabet | NU4-RA-SW-25LM-35K-90- 35D-NA-DL-**-**-IC-***-LTE | Light Emitting Diode | Inseparable Luminaire | Direct Wired | Forward Phase Cut Controls | 81.8 | 3500 | -0.0003 | 92 | 63 | 310 | 0.99 | Ambient | 50000 | 0.981 | 1 | 66000 | 0.05 | 20 | 21 | 0.03 | 0.01 | 0.01 | 0 | 0 | 0 | 0.03 | 0.01 | 0.01 | 0.01 | 0 | 0 | 0.06 | 0.02 | 0.01 | 0.01 | 0.01 | 0.01 | True | False | Non Federally-Regulated | 10/14/2022 |  | 11/04/2022
Ledra Brands, Inc. | Alphabet | NU4-RA-SW-25LM-40K-90- 35D-NA-DL-**-**-IC-***-LTE | Light Emitting Diode | Inseparable Luminaire | Direct Wired | Forward Phase Cut Controls | 91.9 | 4000 | -0.0003 | 92 | 63 | 310 | 0.99 | Ambient | 50000 | 0.981 | 1 | 66000 | 0.05 | 20 | 21 | 0.03 | 0.01 | 0.01 | 0 | 0 | 0 | 0.03 | 0.01 | 0.01 | 0.01 | 0 | 0 | 0.06 | 0.02 | 0.01 | 0.01 | 0.01 | 0.01 | True | False | Non Federally-Regulated | 10/14/2022 |  | 11/04/2022
Ledra Brands, Inc. | Alphabet | NU4-RA-SW-20LM-27K-90- 35D-NA-DL-**-**-IC-***-LTE | Light Emitting Diode | Inseparable Luminaire | Direct Wired | Forward Phase Cut Controls | 71.7 | 2700 | -0.0003 | 92 | 63 | 310 | 0.99 | Ambient | 50000 | 0.981 | 1 | 66000 | 0.05 | 20 | 21 | 0.03 | 0.01 | 0.01 | 0 | 0 | 0 | 0.03 | 0.01 | 0.01 | 0.01 | 0 | 0 | 0.06 | 0.02 | 0.01 | 0.01 | 0.01 | 0.01 | True | False | Non Federally-Regulated | 10/14/2022 |  | 11/04/2022
Ledra Brands, Inc. | Alphabet | NU4-RA-SW-20LM-30K-90- 35D-NA-DL-**-**-IC-***-LTE | Light Emitting Diode | Inseparable Luminaire | Direct Wired | Forward Phase Cut Controls | 75.3 | 3000 | -0.0003 | 92 | 63 | 310 | 0.99 | Ambient | 50000 | 0.981 | 1 | 66000 | 0.05 | 20 | 21 | 0.03 | 0.01 | 0.01 | 0 | 0 | 0 | 0.03 | 0.01 | 0.01 | 0.01 | 0 | 0 | 0.06 | 0.02 | 0.01 | 0.01 | 0.01 | 0.01 | True | False | Non Federally-Regulated | 10/14/2022 |  | 11/04/2022
Ledra Brands, Inc. | Alphabet | NU4-RA-SW-20LM-35K-90- 35D-NA-DL-**-**-IC-***-LTE | Light Emitting Diode | Inseparable Luminaire | Direct Wired | Forward Phase Cut Controls | 81.8 | 3500 | -0.0003 | 92 | 63 | 310 | 0.99 | Ambient | 50000 | 0.981 | 1 | 66000 | 0.05 | 20 | 21 | 0.03 | 0.01 | 0.01 | 0 | 0 | 0 | 0.03 | 0.01 | 0.01 | 0.01 | 0 | 0 | 0.06 | 0.02 | 0.01 | 0.01 | 0.01 | 0.01 | True | False | Non Federally-Regulated | 10/14/2022 |  | 11/04/2022
Ledra Brands, Inc. | Alphabet | NU4-RA-SW-20LM-40K-90- 35D-NA-DL-**-**-IC-***-LTE | Light Emitting Diode | Inseparable Luminaire | Direct Wired | Forward Phase Cut Controls | 91.9 | 4000 | -0.0003 | 92 | 63 | 310 | 0.99 | Ambient | 50000 | 0.981 | 1 | 66000 | 0.05 | 20 | 21 | 0.03 | 0.01 | 0.01 | 0 | 0 | 0 | 0.03 | 0.01 | 0.01 | 0.01 | 0 | 0 | 0.06 | 0.02 | 0.01 | 0.01 | 0.01 | 0.01 | True | False | Non Federally-Regulated | 10/14/2022 |  | 11/04/2022
Ledra Brands, Inc. | Alphabet | NU4-RA-SW-15LM-27K-90- 35D-NA-DL-**-**-IC-***-LTE | Light Emitting Diode | Inseparable Luminaire | Direct Wired | Forward Phase Cut Controls | 71.7 | 2700 | -0.0003 | 92 | 63 | 310 | 0.99 | Ambient | 50000 | 0.981 | 1 | 66000 | 0.05 | 20 | 21 | 0.03 | 0.01 | 0.01 | 0 | 0 | 0 | 0.03 | 0.01 | 0.01 | 0.01 | 0 | 0 | 0.06 | 0.02 | 0.01 | 0.01 | 0.01 | 0.01 | True | False | Non Federally-Regulated | 10/14/2022 |  | 11/04/2022
Ledra Brands, Inc. | Alphabet | NU4-RA-SW-15LM-30K-90- 35D-NA-DL-**-**-IC-***-LTE | Light Emitting Diode | Inseparable Luminaire | Direct Wired | Forward Phase Cut Controls | 75.3 | 3000 | -0.0003 | 92 | 63 | 310 | 0.99 | Ambient | 50000 | 0.981 | 1 | 66000 | 0.05 | 20 | 21 | 0.03 | 0.01 | 0.01 | 0 | 0 | 0 | 0.03 | 0.01 | 0.01 | 0.01 | 0 | 0 | 0.06 | 0.02 | 0.01 | 0.01 | 0.01 | 0.01 | True | False | Non Federally-Regulated | 10/14/2022 |  | 11/04/2022
Ledra Brands, Inc. | Alphabet | NU4-RA-SW-15LM-35K-90- 35D-NA-DL-**-**-IC-***-LTE | Light Emitting Diode | Inseparable Luminaire | Direct Wired | Forward Phase Cut Controls | 81.8 | 3500 | -0.0003 | 92 | 63 | 310 | 0.99 | Ambient | 50000 | 0.981 | 1 | 66000 | 0.05 | 20 | 21 | 0.03 | 0.01 | 0.01 | 0 | 0 | 0 | 0.03 | 0.01 | 0.01 | 0.01 | 0 | 0 | 0.06 | 0.02 | 0.01 | 0.01 | 0.01 | 0.01 | True | False | Non Federally-Regulated | 10/14/2022 |  | 11/04/2022
Ledra Brands, Inc. | Alphabet | NU4-RA-SW-15LM-40K-90- 35D-NA-DL-**-**-IC-***-LTE | Light Emitting Diode | Inseparable Luminaire | Direct Wired | Forward Phase Cut Controls | 91.9 | 4000 | -0.0003 | 92 | 63 | 310 | 0.99 | Ambient | 50000 | 0.981 | 1 | 66000 | 0.05 | 20 | 21 | 0.03 | 0.01 | 0.01 | 0 | 0 | 0 | 0.03 | 0.01 | 0.01 | 0.01 | 0 | 0 | 0.06 | 0.02 | 0.01 | 0.01 | 0.01 | 0.01 | True | False | Non Federally-Regulated | 10/14/2022 |  | 11/04/2022
Ledra Brands, Inc. | Alphabet | NU4-RA-SW-10LM-27K-90- 35D-NA-DL-**-**-IC-***-LTE | Light Emitting Diode | Inseparable Luminaire | Direct Wired | Forward Phase Cut Controls | 71.7 | 2700 | -0.0003 | 92 | 63 | 310 | 0.99 | Ambient | 50000 | 0.981 | 1 | 66000 | 0.05 | 20 | 21 | 0.03 | 0.01 | 0.01 | 0 | 0 | 0 | 0.03 | 0.01 | 0.01 | 0.01 | 0 | 0 | 0.06 | 0.02 | 0.01 | 0.01 | 0.01 | 0.01 | True | False | Non Federally-Regulated | 10/14/2022 |  | 11/04/2022
Ledra Brands, Inc. | Alphabet | NU4-RA-SW-10LM-30K-90- 35D-NA-DL-**-**-IC-***-LTE | Light Emitting Diode | Inseparable Luminaire | Direct Wired | Forward Phase Cut Controls | 75.3 | 3000 | -0.0003 | 92 | 63 | 310 | 0.99 | Ambient | 50000 | 0.981 | 1 | 66000 | 0.05 | 20 | 21 | 0.03 | 0.01 | 0.01 | 0 | 0 | 0 | 0.03 | 0.01 | 0.01 | 0.01 | 0 | 0 | 0.06 | 0.02 | 0.01 | 0.01 | 0.01 | 0.01 | True | False | Non Federally-Regulated | 10/14/2022 |  | 11/04/2022
Ledra Brands, Inc. | Alphabet | NU4-RA-SW-10LM-35K-90- 35D-NA-DL-**-**-IC-***-LTE | Light Emitting Diode | Inseparable Luminaire | Direct Wired | Forward Phase Cut Controls | 81.8 | 3500 | -0.0003 | 92 | 63 | 310 | 0.99 | Ambient | 50000 | 0.981 | 1 | 66000 | 0.05 | 20 | 21 | 0.03 | 0.01 | 0.01 | 0 | 0 | 0 | 0.03 | 0.01 | 0.01 | 0.01 | 0 | 0 | 0.06 | 0.02 | 0.01 | 0.01 | 0.01 | 0.01 | True | False | Non Federally-Regulated | 10/14/2022 |  | 11/04/2022
Ledra Brands, Inc. | Alphabet | NU4-RA-SW-10LM-40K-90- 35D-NA-DL-**-**-IC-***-LTE | Light Emitting Diode | Inseparable Luminaire | Direct Wired | Forward Phase Cut Controls | 91.9 | 4000 | -0.0003 | 92 | 63 | 310 | 0.99 | Ambient | 50000 | 0.981 | 1 | 66000 | 0.05 | 20 | 21 | 0.03 | 0.01 | 0.01 | 0 | 0 | 0 | 0.03 | 0.01 | 0.01 | 0.01 | 0 | 0 | 0.06 | 0.02 | 0.01 | 0.01 | 0.01 | 0.01 | True | False | Non Federally-Regulated | 10/14/2022 |  | 11/04/2022
Ledra Brands, Inc. | Alphabet | NU4-RA-SW-25LM-27K-90- 55D-NA-DL-**-**-IC-***-LTE | Light Emitting Diode | Inseparable Luminaire | Direct Wired | Forward Phase Cut Controls | 74.8 | 2700 | -0.0003 | 92 | 63 | 310 | 0.99 | Ambient | 50000 | 0.981 | 1 | 66000 | 0.05 | 20 | 21 | 0.03 | 0.01 | 0.01 | 0 | 0 | 0 | 0.03 | 0.01 | 0.01 | 0.01 | 0 | 0 | 0.06 | 0.02 | 0.01 | 0.01 | 0.01 | 0.01 | True | False | Non Federally-Regulated | 10/14/2022 |  | 11/04/2022
Ledra Brands, Inc. | Alphabet | NU4-RA-SW-25LM-30K-90- 55D-NA-DL-**-**-IC-***-LTE | Light Emitting Diode | Inseparable Luminaire | Direct Wired | Forward Phase Cut Controls | 78.5 | 3000 | -0.0003 | 92 | 63 | 310 | 0.99 | Ambient | 50000 | 0.981 | 1 | 66000 | 0.05 | 20 | 21 | 0.03 | 0.01 | 0.01 | 0 | 0 | 0 | 0.03 | 0.01 | 0.01 | 0.01 | 0 | 0 | 0.06 | 0.02 | 0.01 | 0.01 | 0.01 | 0.01 | True | False | Non Federally-Regulated | 10/14/2022 |  | 11/04/2022
Ledra Brands, Inc. | Alphabet | NU4-RA-SW-25LM-35K-90- 55D-NA-DL-**-**-IC-***-LTE | Light Emitting Diode | Inseparable Luminaire | Direct Wired | Forward Phase Cut Controls | 85.3 | 3500 | -0.0003 | 92 | 63 | 310 | 0.99 | Ambient | 50000 | 0.981 | 1 | 66000 | 0.05 | 20 | 21 | 0.03 | 0.01 | 0.01 | 0 | 0 | 0 | 0.03 | 0.01 | 0.01 | 0.01 | 0 | 0 | 0.06 | 0.02 | 0.01 | 0.01 | 0.01 | 0.01 | True | False | Non Federally-Regulated | 10/14/2022 |  | 11/04/2022
Ledra Brands, Inc. | Alphabet | NU4-RA-SW-25LM-40K-90- 55D-NA-DL-**-**-IC-***-LTE | Light Emitting Diode | Inseparable Luminaire | Direct Wired | Forward Phase Cut Controls | 95.9 | 4000 | -0.0003 | 92 | 63 | 310 | 0.99 | Ambient | 50000 | 0.981 | 1 | 66000 | 0.05 | 20 | 21 | 0.03 | 0.01 | 0.01 | 0 | 0 | 0 | 0.03 | 0.01 | 0.01 | 0.01 | 0 | 0 | 0.06 | 0.02 | 0.01 | 0.01 | 0.01 | 0.01 | True | False | Non Federally-Regulated | 10/14/2022 |  | 11/04/2022
Ledra Brands, Inc. | Alphabet | NU4-RA-SW-20LM-27K-90- 55D-NA-DL-**-**-IC-***-LTE | Light Emitting Diode | Inseparable Luminaire | Direct Wired | Forward Phase Cut Controls | 74.8 | 2700 | -0.0003 | 92 | 63 | 310 | 0.99 | Ambient | 50000 | 0.981 | 1 | 66000 | 0.05 | 20 | 21 | 0.03 | 0.01 | 0.01 | 0 | 0 | 0 | 0.03 | 0.01 | 0.01 | 0.01 | 0 | 0 | 0.06 | 0.02 | 0.01 | 0.01 | 0.01 | 0.01 | True | False | Non Federally-Regulated | 10/14/2022 |  | 11/04/2022
Ledra Brands, Inc. | Alphabet | NU4-RA-SW-20LM-30K-90- 55D-NA-DL-**-**-IC-***-LTE | Light Emitting Diode | Inseparable Luminaire | Direct Wired | Forward Phase Cut Controls | 78.5 | 3000 | -0.0003 | 92 | 63 | 310 | 0.99 | Ambient | 50000 | 0.981 | 1 | 66000 | 0.05 | 20 | 21 | 0.03 | 0.01 | 0.01 | 0 | 0 | 0 | 0.03 | 0.01 | 0.01 | 0.01 | 0 | 0 | 0.06 | 0.02 | 0.01 | 0.01 | 0.01 | 0.01 | True | False | Non Federally-Regulated | 10/14/2022 |  | 11/04/2022
Ledra Brands, Inc. | Alphabet | NU4-RA-SW-20LM-35K-90- 55D-NA-DL-**-**-IC-***-LTE | Light Emitting Diode | Inseparable Luminaire | Direct Wired | Forward Phase Cut Controls | 85.3 | 3500 | -0.0003 | 92 | 63 | 310 | 0.99 | Ambient | 50000 | 0.981 | 1 | 66000 | 0.05 | 20 | 21 | 0.03 | 0.01 | 0.01 | 0 | 0 | 0 | 0.03 | 0.01 | 0.01 | 0.01 | 0 | 0 | 0.06 | 0.02 | 0.01 | 0.01 | 0.01 | 0.01 | True | False | Non Federally-Regulated | 10/14/2022 |  | 11/04/2022
Ledra Brands, Inc. | Alphabet | NU4-RA-SW-20LM-40K-90- 55D-NA-DL-**-**-IC-***-LTE | Light Emitting Diode | Inseparable Luminaire | Direct Wired | Forward Phase Cut Controls | 95.9 | 4000 | -0.0003 | 92 | 63 | 310 | 0.99 | Ambient | 50000 | 0.981 | 1 | 66000 | 0.05 | 20 | 21 | 0.03 | 0.01 | 0.01 | 0 | 0 | 0 | 0.03 | 0.01 | 0.01 | 0.01 | 0 | 0 | 0.06 | 0.02 | 0.01 | 0.01 | 0.01 | 0.01 | True | False | Non Federally-Regulated | 10/14/2022 |  | 11/04/2022
Ledra Brands, Inc. | Alphabet | NU4-RA-SW-15LM-27K-90- 55D-NA-DL-**-**-IC-***-LTE | Light Emitting Diode | Inseparable Luminaire | Direct Wired | Forward Phase Cut Controls | 74.8 | 2700 | -0.0003 | 92 | 63 | 310 | 0.99 | Ambient | 50000 | 0.981 | 1 | 66000 | 0.05 | 20 | 21 | 0.03 | 0.01 | 0.01 | 0 | 0 | 0 | 0.03 | 0.01 | 0.01 | 0.01 | 0 | 0 | 0.06 | 0.02 | 0.01 | 0.01 | 0.01 | 0.01 | True | False | Non Federally-Regulated | 10/14/2022 |  | 11/04/2022
Ledra Brands, Inc. | Alphabet | NU4-RA-SW-15LM-30K-90- 55D-NA-DL-**-**-IC-***-LTE | Light Emitting Diode | Inseparable Luminaire | Direct Wired | Forward Phase Cut Controls | 78.5 | 3000 | -0.0003 | 92 | 63 | 310 | 0.99 | Ambient | 50000 | 0.981 | 1 | 66000 | 0.05 | 20 | 21 | 0.03 | 0.01 | 0.01 | 0 | 0 | 0 | 0.03 | 0.01 | 0.01 | 0.01 | 0 | 0 | 0.06 | 0.02 | 0.01 | 0.01 | 0.01 | 0.01 | True | False | Non Federally-Regulated | 10/14/2022 |  | 11/04/2022
Ledra Brands, Inc. | Alphabet | NU4-RA-SW-15LM-35K-90- 55D-NA-DL-**-**-IC-***-LTE | Light Emitting Diode | Inseparable Luminaire | Direct Wired | Forward Phase Cut Controls | 85.3 | 3500 | -0.0003 | 92 | 63 | 310 | 0.99 | Ambient | 50000 | 0.981 | 1 | 66000 | 0.05 | 20 | 21 | 0.03 | 0.01 | 0.01 | 0 | 0 | 0 | 0.03 | 0.01 | 0.01 | 0.01 | 0 | 0 | 0.06 | 0.02 | 0.01 | 0.01 | 0.01 | 0.01 | True | False | Non Federally-Regulated | 10/14/2022 |  | 11/04/2022
Ledra Brands, Inc. | Alphabet | NU4-RA-SW-15LM-40K-90- 55D-NA-DL-**-**-IC-***-LTE | Light Emitting Diode | Inseparable Luminaire | Direct Wired | Forward Phase Cut Controls | 95.9 | 4000 | -0.0003 | 92 | 63 | 310 | 0.99 | Ambient | 50000 | 0.981 | 1 | 66000 | 0.05 | 20 | 21 | 0.03 | 0.01 | 0.01 | 0 | 0 | 0 | 0.03 | 0.01 | 0.01 | 0.01 | 0 | 0 | 0.06 | 0.02 | 0.01 | 0.01 | 0.01 | 0.01 | True | False | Non Federally-Regulated | 10/14/2022 |  | 11/04/2022
Ledra Brands, Inc. | Alphabet | NU4-RA-SW-10LM-27K-90- 55D-NA-DL-**-**-IC-***-LTE | Light Emitting Diode | Inseparable Luminaire | Direct Wired | Forward Phase Cut Controls | 74.8 | 2700 | -0.0003 | 92 | 63 | 310 | 0.99 | Ambient | 50000 | 0.981 | 1 | 66000 | 0.05 | 20 | 21 | 0.03 | 0.01 | 0.01 | 0 | 0 | 0 | 0.03 | 0.01 | 0.01 | 0.01 | 0 | 0 | 0.06 | 0.02 | 0.01 | 0.01 | 0.01 | 0.01 | True | False | Non Federally-Regulated | 10/14/2022 |  | 11/04/2022
Ledra Brands, Inc. | Alphabet | NU4-RA-SW-10LM-30K-90- 55D-NA-DL-**-**-IC-***-LTE | Light Emitting Diode | Inseparable Luminaire | Direct Wired | Forward Phase Cut Controls | 78.5 | 3000 | -0.0003 | 92 | 63 | 310 | 0.99 | Ambient | 50000 | 0.981 | 1 | 66000 | 0.05 | 20 | 21 | 0.03 | 0.01 | 0.01 | 0 | 0 | 0 | 0.03 | 0.01 | 0.01 | 0.01 | 0 | 0 | 0.06 | 0.02 | 0.01 | 0.01 | 0.01 | 0.01 | True | False | Non Federally-Regulated | 10/14/2022 |  | 11/04/2022
Ledra Brands, Inc. | Alphabet | NU4-RA-SW-10LM-35K-90- 55D-NA-DL-**-**-IC-***-LTE | Light Emitting Diode | Inseparable Luminaire | Direct Wired | Forward Phase Cut Controls | 85.3 | 3500 | -0.0003 | 92 | 63 | 310 | 0.99 | Ambient | 50000 | 0.981 | 1 | 66000 | 0.05 | 20 | 21 | 0.03 | 0.01 | 0.01 | 0 | 0 | 0 | 0.03 | 0.01 | 0.01 | 0.01 | 0 | 0 | 0.06 | 0.02 | 0.01 | 0.01 | 0.01 | 0.01 | True | False | Non Federally-Regulated | 10/14/2022 |  | 11/04/2022
Ledra Brands, Inc. | Alphabet | NU4-RA-SW-10LM-40K-90- 55D-NA-DL-**-**-IC-***-LTE | Light Emitting Diode | Inseparable Luminaire | Direct Wired | Forward Phase Cut Controls | 95.9 | 4000 | -0.0003 | 92 | 63 | 310 | 0.99 | Ambient | 50000 | 0.981 | 1 | 66000 | 0.05 | 20 | 21 | 0.03 | 0.01 | 0.01 | 0 | 0 | 0 | 0.03 | 0.01 | 0.01 | 0.01 | 0 | 0 | 0.06 | 0.02 | 0.01 | 0.01 | 0.01 | 0.01 | True | False | Non Federally-Regulated | 10/14/2022 |  | 11/04/2022
Ledra Brands, Inc. | Alphabet | NU4-RA-SW-25LM-27K-90-20D-NA-CL-**-**-IC-***-LTE | Light Emitting Diode | Inseparable Luminaire | Direct Wired | Forward Phase Cut Controls | 66 | 2700 | -0.0003 | 92 | 63 | 310 | 0.99 | Ambient | 50000 | 0.981 | 1 | 66000 | 0.05 | 20 | 21 | 0.03 | 0.01 | 0.01 | 0 | 0 | 0 | 0.03 | 0.01 | 0.01 | 0.01 | 0 | 0 | 0.06 | 0.02 | 0.01 | 0.01 | 0.01 | 0.01 | True | False | Non Federally-Regulated | 10/14/2022 |  | 11/04/2022
Ledra Brands, Inc. | Alphabet | NU4-RA-SW-25LM-30K-90-20D-NA-CL-**-**-IC-***-LTE | Light Emitting Diode | Inseparable Luminaire | Direct Wired | Forward Phase Cut Controls | 69.3 | 3000 | -0.0003 | 92 | 63 | 310 | 0.99 | Ambient | 50000 | 0.981 | 1 | 66000 | 0.05 | 20 | 21 | 0.03 | 0.01 | 0.01 | 0 | 0 | 0 | 0.03 | 0.01 | 0.01 | 0.01 | 0 | 0 | 0.06 | 0.02 | 0.01 | 0.01 | 0.01 | 0.01 | True | False | Non Federally-Regulated | 10/14/2022 |  | 11/04/2022
Ledra Brands, Inc. | Alphabet | NU4-RA-SW-25LM-35K-90-20D-NA-CL-**-**-IC-***-LTE | Light Emitting Diode | Inseparable Luminaire | Direct Wired | Forward Phase Cut Controls | 75.3 | 3500 | -0.0003 | 92 | 63 | 310 | 0.99 | Ambient | 50000 | 0.981 | 1 | 66000 | 0.05 | 20 | 21 | 0.03 | 0.01 | 0.01 | 0 | 0 | 0 | 0.03 | 0.01 | 0.01 | 0.01 | 0 | 0 | 0.06 | 0.02 | 0.01 | 0.01 | 0.01 | 0.01 | True | False | Non Federally-Regulated | 10/14/2022 |  | 11/04/2022
Ledra Brands, Inc. | Alphabet | NU4-RA-SW-25LM-40K-90-20D-NA-CL-**-**-IC-***-LTE | Light Emitting Diode | Inseparable Luminaire | Direct Wired | Forward Phase Cut Controls | 84.6 | 4000 | -0.0003 | 92 | 63 | 310 | 0.99 | Ambient | 50000 | 0.981 | 1 | 66000 | 0.05 | 20 | 21 | 0.03 | 0.01 | 0.01 | 0 | 0 | 0 | 0.03 | 0.01 | 0.01 | 0.01 | 0 | 0 | 0.06 | 0.02 | 0.01 | 0.01 | 0.01 | 0.01 | True | False | Non Federally-Regulated | 10/14/2022 |  | 11/04/2022
Ledra Brands, Inc. | Alphabet | NU4-RA-SW-20LM-27K-90-20D-NA-CL-**-**-IC-***-LTE | Light Emitting Diode | Inseparable Luminaire | Direct Wired | Forward Phase Cut Controls | 66 | 2700 | -0.0003 | 92 | 63 | 310 | 0.99 | Ambient | 50000 | 0.981 | 1 | 66000 | 0.05 | 20 | 21 | 0.03 | 0.01 | 0.01 | 0 | 0 | 0 | 0.03 | 0.01 | 0.01 | 0.01 | 0 | 0 | 0.06 | 0.02 | 0.01 | 0.01 | 0.01 | 0.01 | True | False | Non Federally-Regulated | 10/14/2022 |  | 11/04/2022
Ledra Brands, Inc. | Alphabet | NU4-RA-SW-20LM-30K-90-20D-NA-CL-**-**-IC-***-LTE | Light Emitting Diode | Inseparable Luminaire | Direct Wired | Forward Phase Cut Controls | 69.3 | 3000 | -0.0003 | 92 | 63 | 310 | 0.99 | Ambient | 50000 | 0.981 | 1 | 66000 | 0.05 | 20 | 21 | 0.03 | 0.01 | 0.01 | 0 | 0 | 0 | 0.03 | 0.01 | 0.01 | 0.01 | 0 | 0 | 0.06 | 0.02 | 0.01 | 0.01 | 0.01 | 0.01 | True | False | Non Federally-Regulated | 10/14/2022 |  | 11/04/2022
Ledra Brands, Inc. | Alphabet | NU4-RA-SW-20LM-35K-90-20D-NA-CL-**-**-IC-***-LTE | Light Emitting Diode | Inseparable Luminaire | Direct Wired | Forward Phase Cut Controls | 75.3 | 3500 | -0.0003 | 92 | 63 | 310 | 0.99 | Ambient | 50000 | 0.981 | 1 | 66000 | 0.05 | 20 | 21 | 0.03 | 0.01 | 0.01 | 0 | 0 | 0 | 0.03 | 0.01 | 0.01 | 0.01 | 0 | 0 | 0.06 | 0.02 | 0.01 | 0.01 | 0.01 | 0.01 | True | False | Non Federally-Regulated | 10/14/2022 |  | 11/04/2022
Ledra Brands, Inc. | Alphabet | NU4-RA-SW-20LM-40K-90-20D-NA-CL-**-**-IC-***-LTE | Light Emitting Diode | Inseparable Luminaire | Direct Wired | Forward Phase Cut Controls | 84.6 | 4000 | -0.0003 | 92 | 63 | 310 | 0.99 | Ambient | 50000 | 0.981 | 1 | 66000 | 0.05 | 20 | 21 | 0.03 | 0.01 | 0.01 | 0 | 0 | 0 | 0.03 | 0.01 | 0.01 | 0.01 | 0 | 0 | 0.06 | 0.02 | 0.01 | 0.01 | 0.01 | 0.01 | True | False | Non Federally-Regulated | 10/14/2022 |  | 11/04/2022
Ledra Brands, Inc. | Alphabet | NU4-RA-SW-15LM-27K-90-20D-NA-CL-**-**-IC-***-LTE | Light Emitting Diode | Inseparable Luminaire | Direct Wired | Forward Phase Cut Controls | 66 | 2700 | -0.0003 | 92 | 63 | 310 | 0.99 | Ambient | 50000 | 0.981 | 1 | 66000 | 0.05 | 20 | 21 | 0.03 | 0.01 | 0.01 | 0 | 0 | 0 | 0.03 | 0.01 | 0.01 | 0.01 | 0 | 0 | 0.06 | 0.02 | 0.01 | 0.01 | 0.01 | 0.01 | True | False | Non Federally-Regulated | 10/14/2022 |  | 11/04/2022
Ledra Brands, Inc. | Alphabet | NU4-RA-SW-15LM-30K-90-20D-NA-CL-**-**-IC-***-LTE | Light Emitting Diode | Inseparable Luminaire | Direct Wired | Forward Phase Cut Controls | 69.3 | 3000 | -0.0003 | 92 | 63 | 310 | 0.99 | Ambient | 50000 | 0.981 | 1 | 66000 | 0.05 | 20 | 21 | 0.03 | 0.01 | 0.01 | 0 | 0 | 0 | 0.03 | 0.01 | 0.01 | 0.01 | 0 | 0 | 0.06 | 0.02 | 0.01 | 0.01 | 0.01 | 0.01 | True | False | Non Federally-Regulated | 10/14/2022 |  | 11/04/2022
Ledra Brands, Inc. | Alphabet | NU4-RA-SW-15LM-35K-90-20D-NA-CL-**-**-IC-***-LTE | Light Emitting Diode | Inseparable Luminaire | Direct Wired | Forward Phase Cut Controls | 75.3 | 3500 | -0.0003 | 92 | 63 | 310 | 0.99 | Ambient | 50000 | 0.981 | 1 | 66000 | 0.05 | 20 | 21 | 0.03 | 0.01 | 0.01 | 0 | 0 | 0 | 0.03 | 0.01 | 0.01 | 0.01 | 0 | 0 | 0.06 | 0.02 | 0.01 | 0.01 | 0.01 | 0.01 | True | False | Non Federally-Regulated | 10/14/2022 |  | 11/04/2022
Ledra Brands, Inc. | Alphabet | NU4-RA-SW-15LM-40K-90-20D-NA-CL-**-**-IC-***-LTE | Light Emitting Diode | Inseparable Luminaire | Direct Wired | Forward Phase Cut Controls | 84.6 | 4000 | -0.0003 | 92 | 63 | 310 | 0.99 | Ambient | 50000 | 0.981 | 1 | 66000 | 0.05 | 20 | 21 | 0.03 | 0.01 | 0.01 | 0 | 0 | 0 | 0.03 | 0.01 | 0.01 | 0.01 | 0 | 0 | 0.06 | 0.02 | 0.01 | 0.01 | 0.01 | 0.01 | True | False | Non Federally-Regulated | 10/14/2022 |  | 11/04/2022
Ledra Brands, Inc. | Alphabet | NU4-RA-SW-10LM-27K-90-20D-NA-CL-**-**-IC-***-LTE | Light Emitting Diode | Inseparable Luminaire | Direct Wired | Forward Phase Cut Controls | 66 | 2700 | -0.0003 | 92 | 63 | 310 | 0.99 | Ambient | 50000 | 0.981 | 1 | 66000 | 0.05 | 20 | 21 | 0.03 | 0.01 | 0.01 | 0 | 0 | 0 | 0.03 | 0.01 | 0.01 | 0.01 | 0 | 0 | 0.06 | 0.02 | 0.01 | 0.01 | 0.01 | 0.01 | True | False | Non Federally-Regulated | 10/14/2022 |  | 11/04/2022
Ledra Brands, Inc. | Alphabet | NU4-RA-SW-10LM-30K-90-20D-NA-CL-**-**-IC-***-LTE | Light Emitting Diode | Inseparable Luminaire | Direct Wired | Forward Phase Cut Controls | 69.3 | 3000 | -0.0003 | 92 | 63 | 310 | 0.99 | Ambient | 50000 | 0.981 | 1 | 66000 | 0.05 | 20 | 21 | 0.03 | 0.01 | 0.01 | 0 | 0 | 0 | 0.03 | 0.01 | 0.01 | 0.01 | 0 | 0 | 0.06 | 0.02 | 0.01 | 0.01 | 0.01 | 0.01 | True | False | Non Federally-Regulated | 10/14/2022 |  | 11/04/2022
Ledra Brands, Inc. | Alphabet | NU4-RA-SW-10LM-35K-90-20D-NA-CL-**-**-IC-***-LTE | Light Emitting Diode | Inseparable Luminaire | Direct Wired | Forward Phase Cut Controls | 75.3 | 3500 | -0.0003 | 92 | 63 | 310 | 0.99 | Ambient | 50000 | 0.981 | 1 | 66000 | 0.05 | 20 | 21 | 0.03 | 0.01 | 0.01 | 0 | 0 | 0 | 0.03 | 0.01 | 0.01 | 0.01 | 0 | 0 | 0.06 | 0.02 | 0.01 | 0.01 | 0.01 | 0.01 | True | False | Non Federally-Regulated | 10/14/2022 |  | 11/04/2022
Ledra Brands, Inc. | Alphabet | NU4-RA-SW-10LM-40K-90-20D-NA-CL-**-**-IC-***-LTE | Light Emitting Diode | Inseparable Luminaire | Direct Wired | Forward Phase Cut Controls | 84.6 | 4000 | -0.0003 | 92 | 63 | 310 | 0.99 | Ambient | 50000 | 0.981 | 1 | 66000 | 0.05 | 20 | 21 | 0.03 | 0.01 | 0.01 | 0 | 0 | 0 | 0.03 | 0.01 | 0.01 | 0.01 | 0 | 0 | 0.06 | 0.02 | 0.01 | 0.01 | 0.01 | 0.01 | True | False | Non Federally-Regulated | 10/14/2022 |  | 11/04/2022
Ledra Brands, Inc. | Alphabet | NU4-RA-SW-25LM-27K-90- 25D-NA-CL-**-**-IC-***-LTE | Light Emitting Diode | Inseparable Luminaire | Direct Wired | Forward Phase Cut Controls | 68.2 | 2700 | -0.0003 | 92 | 63 | 310 | 0.99 | Ambient | 50000 | 0.981 | 1 | 66000 | 0.05 | 20 | 21 | 0.03 | 0.01 | 0.01 | 0 | 0 | 0 | 0.03 | 0.01 | 0.01 | 0.01 | 0 | 0 | 0.06 | 0.02 | 0.01 | 0.01 | 0.01 | 0.01 | True | False | Non Federally-Regulated | 10/14/2022 |  | 11/04/2022
Ledra Brands, Inc. | Alphabet | NU4-RA-SW-25LM-30K-90- 25D-NA-CL-**-**-IC-***-LTE | Light Emitting Diode | Inseparable Luminaire | Direct Wired | Forward Phase Cut Controls | 71.5 | 3000 | -0.0003 | 92 | 63 | 310 | 0.99 | Ambient | 50000 | 0.981 | 1 | 66000 | 0.05 | 20 | 21 | 0.03 | 0.01 | 0.01 | 0 | 0 | 0 | 0.03 | 0.01 | 0.01 | 0.01 | 0 | 0 | 0.06 | 0.02 | 0.01 | 0.01 | 0.01 | 0.01 | True | False | Non Federally-Regulated | 10/14/2022 |  | 11/04/2022
Ledra Brands, Inc. | Alphabet | NU4-RA-SW-25LM-35K-90- 25D-NA-CL-**-**-IC-***-LTE | Light Emitting Diode | Inseparable Luminaire | Direct Wired | Forward Phase Cut Controls | 77.8 | 3500 | -0.0003 | 92 | 63 | 310 | 0.99 | Ambient | 50000 | 0.981 | 1 | 66000 | 0.05 | 20 | 21 | 0.03 | 0.01 | 0.01 | 0 | 0 | 0 | 0.03 | 0.01 | 0.01 | 0.01 | 0 | 0 | 0.06 | 0.02 | 0.01 | 0.01 | 0.01 | 0.01 | True | False | Non Federally-Regulated | 10/14/2022 |  | 11/04/2022
Ledra Brands, Inc. | Alphabet | NU4-RA-SW-25LM-40K-90- 25D-NA-CL-**-**-IC-***-LTE | Light Emitting Diode | Inseparable Luminaire | Direct Wired | Forward Phase Cut Controls | 87.4 | 4000 | -0.0003 | 92 | 63 | 310 | 0.99 | Ambient | 50000 | 0.981 | 1 | 66000 | 0.05 | 20 | 21 | 0.03 | 0.01 | 0.01 | 0 | 0 | 0 | 0.03 | 0.01 | 0.01 | 0.01 | 0 | 0 | 0.06 | 0.02 | 0.01 | 0.01 | 0.01 | 0.01 | True | False | Non Federally-Regulated | 10/14/2022 |  | 11/04/2022
Ledra Brands, Inc. | Alphabet | NU4-RA-SW-20LM-27K-90- 25D-NA-CL-**-**-IC-***-LTE | Light Emitting Diode | Inseparable Luminaire | Direct Wired | Forward Phase Cut Controls | 68.2 | 2700 | -0.0003 | 92 | 63 | 310 | 0.99 | Ambient | 50000 | 0.981 | 1 | 66000 | 0.05 | 20 | 21 | 0.03 | 0.01 | 0.01 | 0 | 0 | 0 | 0.03 | 0.01 | 0.01 | 0.01 | 0 | 0 | 0.06 | 0.02 | 0.01 | 0.01 | 0.01 | 0.01 | True | False | Non Federally-Regulated | 10/14/2022 |  | 11/04/2022
Ledra Brands, Inc. | Alphabet | NU4-RA-SW-20LM-30K-90- 25D-NA-CL-**-**-IC-***-LTE | Light Emitting Diode | Inseparable Luminaire | Direct Wired | Forward Phase Cut Controls | 71.5 | 3000 | -0.0003 | 92 | 63 | 310 | 0.99 | Ambient | 50000 | 0.981 | 1 | 66000 | 0.05 | 20 | 21 | 0.03 | 0.01 | 0.01 | 0 | 0 | 0 | 0.03 | 0.01 | 0.01 | 0.01 | 0 | 0 | 0.06 | 0.02 | 0.01 | 0.01 | 0.01 | 0.01 | True | False | Non Federally-Regulated | 10/14/2022 |  | 11/04/2022
Ledra Brands, Inc. | Alphabet | NU4-RA-SW-20LM-35K-90- 25D-NA-CL-**-**-IC-***-LTE | Light Emitting Diode | Inseparable Luminaire | Direct Wired | Forward Phase Cut Controls | 77.8 | 3500 | -0.0003 | 92 | 63 | 310 | 0.99 | Ambient | 50000 | 0.981 | 1 | 66000 | 0.05 | 20 | 21 | 0.03 | 0.01 | 0.01 | 0 | 0 | 0 | 0.03 | 0.01 | 0.01 | 0.01 | 0 | 0 | 0.06 | 0.02 | 0.01 | 0.01 | 0.01 | 0.01 | True | False | Non Federally-Regulated | 10/14/2022 |  | 11/04/2022
Ledra Brands, Inc. | Alphabet | NU4-RA-SW-20LM-40K-90- 25D-NA-CL-**-**-IC-***-LTE | Light Emitting Diode | Inseparable Luminaire | Direct Wired | Forward Phase Cut Controls | 87.4 | 4000 | -0.0003 | 92 | 63 | 310 | 0.99 | Ambient | 50000 | 0.981 | 1 | 66000 | 0.05 | 20 | 21 | 0.03 | 0.01 | 0.01 | 0 | 0 | 0 | 0.03 | 0.01 | 0.01 | 0.01 | 0 | 0 | 0.06 | 0.02 | 0.01 | 0.01 | 0.01 | 0.01 | True | False | Non Federally-Regulated | 10/14/2022 |  | 11/04/2022
Ledra Brands, Inc. | Alphabet | NU4-RA-SW-15LM-27K-90- 25D-NA-CL-**-**-IC-***-LTE | Light Emitting Diode | Inseparable Luminaire | Direct Wired | Forward Phase Cut Controls | 68.2 | 2700 | -0.0003 | 92 | 63 | 310 | 0.99 | Ambient | 50000 | 0.981 | 1 | 66000 | 0.05 | 20 | 21 | 0.03 | 0.01 | 0.01 | 0 | 0 | 0 | 0.03 | 0.01 | 0.01 | 0.01 | 0 | 0 | 0.06 | 0.02 | 0.01 | 0.01 | 0.01 | 0.01 | True | False | Non Federally-Regulated | 10/14/2022 |  | 11/04/2022
Ledra Brands, Inc. | Alphabet | NU4-RA-SW-15LM-30K-90- 25D-NA-CL-**-**-IC-***-LTE | Light Emitting Diode | Inseparable Luminaire | Direct Wired | Forward Phase Cut Controls | 71.5 | 3000 | -0.0003 | 92 | 63 | 310 | 0.99 | Ambient | 50000 | 0.981 | 1 | 66000 | 0.05 | 20 | 21 | 0.03 | 0.01 | 0.01 | 0 | 0 | 0 | 0.03 | 0.01 | 0.01 | 0.01 | 0 | 0 | 0.06 | 0.02 | 0.01 | 0.01 | 0.01 | 0.01 | True | False | Non Federally-Regulated | 10/14/2022 |  | 11/04/2022
Ledra Brands, Inc. | Alphabet | NU4-RA-SW-15LM-35K-90- 25D-NA-CL-**-**-IC-***-LTE | Light Emitting Diode | Inseparable Luminaire | Direct Wired | Forward Phase Cut Controls | 77.8 | 3500 | -0.0003 | 92 | 63 | 310 | 0.99 | Ambient | 50000 | 0.981 | 1 | 66000 | 0.05 | 20 | 21 | 0.03 | 0.01 | 0.01 | 0 | 0 | 0 | 0.03 | 0.01 | 0.01 | 0.01 | 0 | 0 | 0.06 | 0.02 | 0.01 | 0.01 | 0.01 | 0.01 | True | False | Non Federally-Regulated | 10/14/2022 |  | 11/04/2022
Ledra Brands, Inc. | Alphabet | NU4-RA-SW-15LM-40K-90- 25D-NA-CL-**-**-IC-***-LTE | Light Emitting Diode | Inseparable Luminaire | Direct Wired | Forward Phase Cut Controls | 87.4 | 4000 | -0.0003 | 92 | 63 | 310 | 0.99 | Ambient | 50000 | 0.981 | 1 | 66000 | 0.05 | 20 | 21 | 0.03 | 0.01 | 0.01 | 0 | 0 | 0 | 0.03 | 0.01 | 0.01 | 0.01 | 0 | 0 | 0.06 | 0.02 | 0.01 | 0.01 | 0.01 | 0.01 | True | False | Non Federally-Regulated | 10/14/2022 |  | 11/04/2022
Ledra Brands, Inc. | Alphabet | NU4-RA-SW-10LM-27K-90- 25D-NA-CL-**-**-IC-***-LTE | Light Emitting Diode | Inseparable Luminaire | Direct Wired | Forward Phase Cut Controls | 68.2 | 2700 | -0.0003 | 92 | 63 | 310 | 0.99 | Ambient | 50000 | 0.981 | 1 | 66000 | 0.05 | 20 | 21 | 0.03 | 0.01 | 0.01 | 0 | 0 | 0 | 0.03 | 0.01 | 0.01 | 0.01 | 0 | 0 | 0.06 | 0.02 | 0.01 | 0.01 | 0.01 | 0.01 | True | False | Non Federally-Regulated | 10/14/2022 |  | 11/04/2022
Ledra Brands, Inc. | Alphabet | NU4-RA-SW-10LM-30K-90- 25D-NA-CL-**-**-IC-***-LTE | Light Emitting Diode | Inseparable Luminaire | Direct Wired | Forward Phase Cut Controls | 71.5 | 3000 | -0.0003 | 92 | 63 | 310 | 0.99 | Ambient | 50000 | 0.981 | 1 | 66000 | 0.05 | 20 | 21 | 0.03 | 0.01 | 0.01 | 0 | 0 | 0 | 0.03 | 0.01 | 0.01 | 0.01 | 0 | 0 | 0.06 | 0.02 | 0.01 | 0.01 | 0.01 | 0.01 | True | False | Non Federally-Regulated | 10/14/2022 |  | 11/04/2022
Ledra Brands, Inc. | Alphabet | NU4-RA-SW-10LM-35K-90- 25D-NA-CL-**-**-IC-***-LTE | Light Emitting Diode | Inseparable Luminaire | Direct Wired | Forward Phase Cut Controls | 77.8 | 3500 | -0.0003 | 92 | 63 | 310 | 0.99 | Ambient | 50000 | 0.981 | 1 | 66000 | 0.05 | 20 | 21 | 0.03 | 0.01 | 0.01 | 0 | 0 | 0 | 0.03 | 0.01 | 0.01 | 0.01 | 0 | 0 | 0.06 | 0.02 | 0.01 | 0.01 | 0.01 | 0.01 | True | False | Non Federally-Regulated | 10/14/2022 |  | 11/04/2022
Ledra Brands, Inc. | Alphabet | NU4-RA-SW-10LM-40K-90- 25D-NA-CL-**-**-IC-***-LTE | Light Emitting Diode | Inseparable Luminaire | Direct Wired | Forward Phase Cut Controls | 87.4 | 4000 | -0.0003 | 92 | 63 | 310 | 0.99 | Ambient | 50000 | 0.981 | 1 | 66000 | 0.05 | 20 | 21 | 0.03 | 0.01 | 0.01 | 0 | 0 | 0 | 0.03 | 0.01 | 0.01 | 0.01 | 0 | 0 | 0.06 | 0.02 | 0.01 | 0.01 | 0.01 | 0.01 | True | False | Non Federally-Regulated | 10/14/2022 |  | 11/04/2022
Ledra Brands, Inc. | Alphabet | NU4-RA-SW-25LM-27K-90- 35D-NA-CL-**-**-IC-***-LTE | Light Emitting Diode | Inseparable Luminaire | Direct Wired | Forward Phase Cut Controls | 73.3 | 2700 | -0.0003 | 92 | 63 | 310 | 0.99 | Ambient | 50000 | 0.981 | 1 | 66000 | 0.05 | 20 | 21 | 0.03 | 0.01 | 0.01 | 0 | 0 | 0 | 0.03 | 0.01 | 0.01 | 0.01 | 0 | 0 | 0.06 | 0.02 | 0.01 | 0.01 | 0.01 | 0.01 | True | False | Non Federally-Regulated | 10/14/2022 |  | 11/04/2022
Ledra Brands, Inc. | Alphabet | NU4-RA-SW-25LM-30K-90- 35D-NA-CL-**-**-IC-***-LTE | Light Emitting Diode | Inseparable Luminaire | Direct Wired | Forward Phase Cut Controls | 77 | 3000 | -0.0003 | 92 | 63 | 310 | 0.99 | Ambient | 50000 | 0.981 | 1 | 66000 | 0.05 | 20 | 21 | 0.03 | 0.01 | 0.01 | 0 | 0 | 0 | 0.03 | 0.01 | 0.01 | 0.01 | 0 | 0 | 0.06 | 0.02 | 0.01 | 0.01 | 0.01 | 0.01 | True | False | Non Federally-Regulated | 10/14/2022 |  | 11/04/2022
Ledra Brands, Inc. | Alphabet | NU4-RA-SW-25LM-35K-90- 35D-NA-CL-**-**-IC-***-LTE | Light Emitting Diode | Inseparable Luminaire | Direct Wired | Forward Phase Cut Controls | 83.6 | 3500 | -0.0003 | 92 | 63 | 310 | 0.99 | Ambient | 50000 | 0.981 | 1 | 66000 | 0.05 | 20 | 21 | 0.03 | 0.01 | 0.01 | 0 | 0 | 0 | 0.03 | 0.01 | 0.01 | 0.01 | 0 | 0 | 0.06 | 0.02 | 0.01 | 0.01 | 0.01 | 0.01 | True | False | Non Federally-Regulated | 10/14/2022 |  | 11/04/2022
Ledra Brands, Inc. | Alphabet | NU4-RA-SW-25LM-40K-90- 35D-NA-CL-**-**-IC-***-LTE | Light Emitting Diode | Inseparable Luminaire | Direct Wired | Forward Phase Cut Controls | 93.9 | 4000 | -0.0003 | 92 | 63 | 310 | 0.99 | Ambient | 50000 | 0.981 | 1 | 66000 | 0.05 | 20 | 21 | 0.03 | 0.01 | 0.01 | 0 | 0 | 0 | 0.03 | 0.01 | 0.01 | 0.01 | 0 | 0 | 0.06 | 0.02 | 0.01 | 0.01 | 0.01 | 0.01 | True | False | Non Federally-Regulated | 10/14/2022 |  | 11/04/2022
Ledra Brands, Inc. | Alphabet | NU4-RA-SW-20LM-27K-90- 35D-NA-CL-**-**-IC-***-LTE | Light Emitting Diode | Inseparable Luminaire | Direct Wired | Forward Phase Cut Controls | 73.3 | 2700 | -0.0003 | 92 | 63 | 310 | 0.99 | Ambient | 50000 | 0.981 | 1 | 66000 | 0.05 | 20 | 21 | 0.03 | 0.01 | 0.01 | 0 | 0 | 0 | 0.03 | 0.01 | 0.01 | 0.01 | 0 | 0 | 0.06 | 0.02 | 0.01 | 0.01 | 0.01 | 0.01 | True | False | Non Federally-Regulated | 10/14/2022 |  | 11/04/2022
Ledra Brands, Inc. | Alphabet | NU4-RA-SW-20LM-30K-90- 35D-NA-CL-**-**-IC-***-LTE | Light Emitting Diode | Inseparable Luminaire | Direct Wired | Forward Phase Cut Controls | 77 | 3000 | -0.0003 | 92 | 63 | 310 | 0.99 | Ambient | 50000 | 0.981 | 1 | 66000 | 0.05 | 20 | 21 | 0.03 | 0.01 | 0.01 | 0 | 0 | 0 | 0.03 | 0.01 | 0.01 | 0.01 | 0 | 0 | 0.06 | 0.02 | 0.01 | 0.01 | 0.01 | 0.01 | True | False | Non Federally-Regulated | 10/14/2022 |  | 11/04/2022
Ledra Brands, Inc. | Alphabet | NU4-RA-SW-20LM-35K-90- 35D-NA-CL-**-**-IC-***-LTE | Light Emitting Diode | Inseparable Luminaire | Direct Wired | Forward Phase Cut Controls | 83.6 | 3500 | -0.0003 | 92 | 63 | 310 | 0.99 | Ambient | 50000 | 0.981 | 1 | 66000 | 0.05 | 20 | 21 | 0.03 | 0.01 | 0.01 | 0 | 0 | 0 | 0.03 | 0.01 | 0.01 | 0.01 | 0 | 0 | 0.06 | 0.02 | 0.01 | 0.01 | 0.01 | 0.01 | True | False | Non Federally-Regulated | 10/14/2022 |  | 11/04/2022
Ledra Brands, Inc. | Alphabet | NU4-RA-SW-20LM-40K-90- 35D-NA-CL-**-**-IC-***-LTE | Light Emitting Diode | Inseparable Luminaire | Direct Wired | Forward Phase Cut Controls | 93.9 | 4000 | -0.0003 | 92 | 63 | 310 | 0.99 | Ambient | 50000 | 0.981 | 1 | 66000 | 0.05 | 20 | 21 | 0.03 | 0.01 | 0.01 | 0 | 0 | 0 | 0.03 | 0.01 | 0.01 | 0.01 | 0 | 0 | 0.06 | 0.02 | 0.01 | 0.01 | 0.01 | 0.01 | True | False | Non Federally-Regulated | 10/14/2022 |  | 11/04/2022
Ledra Brands, Inc. | Alphabet | NU4-RA-SW-15LM-27K-90- 35D-NA-CL-**-**-IC-***-LTE | Light Emitting Diode | Inseparable Luminaire | Direct Wired | Forward Phase Cut Controls | 73.3 | 2700 | -0.0003 | 92 | 63 | 310 | 0.99 | Ambient | 50000 | 0.981 | 1 | 66000 | 0.05 | 20 | 21 | 0.03 | 0.01 | 0.01 | 0 | 0 | 0 | 0.03 | 0.01 | 0.01 | 0.01 | 0 | 0 | 0.06 | 0.02 | 0.01 | 0.01 | 0.01 | 0.01 | True | False | Non Federally-Regulated | 10/14/2022 |  | 11/04/2022
Ledra Brands, Inc. | Alphabet | NU4-RA-SW-15LM-30K-90- 35D-NA-CL-**-**-IC-***-LTE | Light Emitting Diode | Inseparable Luminaire | Direct Wired | Forward Phase Cut Controls | 77 | 3000 | -0.0003 | 92 | 63 | 310 | 0.99 | Ambient | 50000 | 0.981 | 1 | 66000 | 0.05 | 20 | 21 | 0.03 | 0.01 | 0.01 | 0 | 0 | 0 | 0.03 | 0.01 | 0.01 | 0.01 | 0 | 0 | 0.06 | 0.02 | 0.01 | 0.01 | 0.01 | 0.01 | True | False | Non Federally-Regulated | 10/14/2022 |  | 11/04/2022
Ledra Brands, Inc. | Alphabet | NU4-RA-SW-15LM-35K-90- 35D-NA-CL-**-**-IC-***-LTE | Light Emitting Diode | Inseparable Luminaire | Direct Wired | Forward Phase Cut Controls | 83.6 | 3500 | -0.0003 | 92 | 63 | 310 | 0.99 | Ambient | 50000 | 0.981 | 1 | 66000 | 0.05 | 20 | 21 | 0.03 | 0.01 | 0.01 | 0 | 0 | 0 | 0.03 | 0.01 | 0.01 | 0.01 | 0 | 0 | 0.06 | 0.02 | 0.01 | 0.01 | 0.01 | 0.01 | True | False | Non Federally-Regulated | 10/14/2022 |  | 11/04/2022
Ledra Brands, Inc. | Alphabet | NU4-RA-SW-15LM-40K-90- 35D-NA-CL-**-**-IC-***-LTE | Light Emitting Diode | Inseparable Luminaire | Direct Wired | Forward Phase Cut Controls | 93.9 | 4000 | -0.0003 | 92 | 63 | 310 | 0.99 | Ambient | 50000 | 0.981 | 1 | 66000 | 0.05 | 20 | 21 | 0.03 | 0.01 | 0.01 | 0 | 0 | 0 | 0.03 | 0.01 | 0.01 | 0.01 | 0 | 0 | 0.06 | 0.02 | 0.01 | 0.01 | 0.01 | 0.01 | True | False | Non Federally-Regulated | 10/14/2022 |  | 11/04/2022
Ledra Brands, Inc. | Alphabet | NU4-RA-SW-10LM-27K-90- 35D-NA-CL-**-**-IC-***-LTE | Light Emitting Diode | Inseparable Luminaire | Direct Wired | Forward Phase Cut Controls | 73.3 | 2700 | -0.0003 | 92 | 63 | 310 | 0.99 | Ambient | 50000 | 0.981 | 1 | 66000 | 0.05 | 20 | 21 | 0.03 | 0.01 | 0.01 | 0 | 0 | 0 | 0.03 | 0.01 | 0.01 | 0.01 | 0 | 0 | 0.06 | 0.02 | 0.01 | 0.01 | 0.01 | 0.01 | True | False | Non Federally-Regulated | 10/14/2022 |  | 11/04/2022
Ledra Brands, Inc. | Alphabet | NU4-RA-SW-10LM-30K-90- 35D-NA-CL-**-**-IC-***-LTE | Light Emitting Diode | Inseparable Luminaire | Direct Wired | Forward Phase Cut Controls | 77 | 3000 | -0.0003 | 92 | 63 | 310 | 0.99 | Ambient | 50000 | 0.981 | 1 | 66000 | 0.05 | 20 | 21 | 0.03 | 0.01 | 0.01 | 0 | 0 | 0 | 0.03 | 0.01 | 0.01 | 0.01 | 0 | 0 | 0.06 | 0.02 | 0.01 | 0.01 | 0.01 | 0.01 | True | False | Non Federally-Regulated | 10/14/2022 |  | 11/04/2022
Ledra Brands, Inc. | Alphabet | NU4-RA-SW-10LM-35K-90- 35D-NA-CL-**-**-IC-***-LTE | Light Emitting Diode | Inseparable Luminaire | Direct Wired | Forward Phase Cut Controls | 83.6 | 3500 | -0.0003 | 92 | 63 | 310 | 0.99 | Ambient | 50000 | 0.981 | 1 | 66000 | 0.05 | 20 | 21 | 0.03 | 0.01 | 0.01 | 0 | 0 | 0 | 0.03 | 0.01 | 0.01 | 0.01 | 0 | 0 | 0.06 | 0.02 | 0.01 | 0.01 | 0.01 | 0.01 | True | False | Non Federally-Regulated | 10/14/2022 |  | 11/04/2022
Ledra Brands, Inc. | Alphabet | NU4-RA-SW-10LM-40K-90- 35D-NA-CL-**-**-IC-***-LTE | Light Emitting Diode | Inseparable Luminaire | Direct Wired | Forward Phase Cut Controls | 93.9 | 4000 | -0.0003 | 92 | 63 | 310 | 0.99 | Ambient | 50000 | 0.981 | 1 | 66000 | 0.05 | 20 | 21 | 0.03 | 0.01 | 0.01 | 0 | 0 | 0 | 0.03 | 0.01 | 0.01 | 0.01 | 0 | 0 | 0.06 | 0.02 | 0.01 | 0.01 | 0.01 | 0.01 | True | False | Non Federally-Regulated | 10/14/2022 |  | 11/04/2022
Ledra Brands, Inc. | Alphabet | NU4-RA-SW-25LM-27K-90- 55D-NA-CL-**-**-IC-***-LTE | Light Emitting Diode | Inseparable Luminaire | Direct Wired | Forward Phase Cut Controls | 76.4 | 2700 | -0.0003 | 92 | 63 | 310 | 0.99 | Ambient | 50000 | 0.981 | 1 | 66000 | 0.05 | 20 | 21 | 0.03 | 0.01 | 0.01 | 0 | 0 | 0 | 0.03 | 0.01 | 0.01 | 0.01 | 0 | 0 | 0.06 | 0.02 | 0.01 | 0.01 | 0.01 | 0.01 | True | False | Non Federally-Regulated | 10/14/2022 |  | 11/04/2022
Ledra Brands, Inc. | Alphabet | NU4-RA-SW-25LM-30K-90- 55D-NA-CL-**-**-IC-***-LTE | Light Emitting Diode | Inseparable Luminaire | Direct Wired | Forward Phase Cut Controls | 80.2 | 3000 | -0.0003 | 92 | 63 | 310 | 0.99 | Ambient | 50000 | 0.981 | 1 | 66000 | 0.05 | 20 | 21 | 0.03 | 0.01 | 0.01 | 0 | 0 | 0 | 0.03 | 0.01 | 0.01 | 0.01 | 0 | 0 | 0.06 | 0.02 | 0.01 | 0.01 | 0.01 | 0.01 | True | False | Non Federally-Regulated | 10/14/2022 |  | 11/04/2022
Ledra Brands, Inc. | Alphabet | NU4-RA-SW-25LM-35K-90- 55D-NA-CL-**-**-IC-***-LTE | Light Emitting Diode | Inseparable Luminaire | Direct Wired | Forward Phase Cut Controls | 87.2 | 3500 | -0.0003 | 92 | 63 | 310 | 0.99 | Ambient | 50000 | 0.981 | 1 | 66000 | 0.05 | 20 | 21 | 0.03 | 0.01 | 0.01 | 0 | 0 | 0 | 0.03 | 0.01 | 0.01 | 0.01 | 0 | 0 | 0.06 | 0.02 | 0.01 | 0.01 | 0.01 | 0.01 | True | False | Non Federally-Regulated | 10/14/2022 |  | 11/04/2022
Ledra Brands, Inc. | Alphabet | NU4-RA-SW-25LM-40K-90- 55D-NA-CL-**-**-IC-***-LTE | Light Emitting Diode | Inseparable Luminaire | Direct Wired | Forward Phase Cut Controls | 98 | 4000 | -0.0003 | 92 | 63 | 310 | 0.99 | Ambient | 50000 | 0.981 | 1 | 66000 | 0.05 | 20 | 21 | 0.03 | 0.01 | 0.01 | 0 | 0 | 0 | 0.03 | 0.01 | 0.01 | 0.01 | 0 | 0 | 0.06 | 0.02 | 0.01 | 0.01 | 0.01 | 0.01 | True | False | Non Federally-Regulated | 10/14/2022 |  | 11/04/2022
Ledra Brands, Inc. | Alphabet | NU4-RA-SW-20LM-27K-90- 55D-NA-CL-**-**-IC-***-LTE | Light Emitting Diode | Inseparable Luminaire | Direct Wired | Forward Phase Cut Controls | 76.4 | 2700 | -0.0003 | 92 | 63 | 310 | 0.99 | Ambient | 50000 | 0.981 | 1 | 66000 | 0.05 | 20 | 21 | 0.03 | 0.01 | 0.01 | 0 | 0 | 0 | 0.03 | 0.01 | 0.01 | 0.01 | 0 | 0 | 0.06 | 0.02 | 0.01 | 0.01 | 0.01 | 0.01 | True | False | Non Federally-Regulated | 10/14/2022 |  | 11/04/2022
Ledra Brands, Inc. | Alphabet | NU4-RA-SW-20LM-30K-90- 55D-NA-CL-**-**-IC-***-LTE | Light Emitting Diode | Inseparable Luminaire | Direct Wired | Forward Phase Cut Controls | 80.2 | 3000 | -0.0003 | 92 | 63 | 310 | 0.99 | Ambient | 50000 | 0.981 | 1 | 66000 | 0.05 | 20 | 21 | 0.03 | 0.01 | 0.01 | 0 | 0 | 0 | 0.03 | 0.01 | 0.01 | 0.01 | 0 | 0 | 0.06 | 0.02 | 0.01 | 0.01 | 0.01 | 0.01 | True | False | Non Federally-Regulated | 10/14/2022 |  | 11/04/2022
Ledra Brands, Inc. | Alphabet | NU4-RA-SW-20LM-35K-90- 55D-NA-CL-**-**-IC-***-LTE | Light Emitting Diode | Inseparable Luminaire | Direct Wired | Forward Phase Cut Controls | 87.2 | 3500 | -0.0003 | 92 | 63 | 310 | 0.99 | Ambient | 50000 | 0.981 | 1 | 66000 | 0.05 | 20 | 21 | 0.03 | 0.01 | 0.01 | 0 | 0 | 0 | 0.03 | 0.01 | 0.01 | 0.01 | 0 | 0 | 0.06 | 0.02 | 0.01 | 0.01 | 0.01 | 0.01 | True | False | Non Federally-Regulated | 10/14/2022 |  | 11/04/2022
Ledra Brands, Inc. | Alphabet | NU4-RA-SW-20LM-40K-90- 55D-NA-CL-**-**-IC-***-LTE | Light Emitting Diode | Inseparable Luminaire | Direct Wired | Forward Phase Cut Controls | 98 | 4000 | -0.0003 | 92 | 63 | 310 | 0.99 | Ambient | 50000 | 0.981 | 1 | 66000 | 0.05 | 20 | 21 | 0.03 | 0.01 | 0.01 | 0 | 0 | 0 | 0.03 | 0.01 | 0.01 | 0.01 | 0 | 0 | 0.06 | 0.02 | 0.01 | 0.01 | 0.01 | 0.01 | True | False | Non Federally-Regulated | 10/14/2022 |  | 11/04/2022
Ledra Brands, Inc. | Alphabet | NU4-RA-SW-15LM-27K-90- 55D-NA-CL-**-**-IC-***-LTE | Light Emitting Diode | Inseparable Luminaire | Direct Wired | Forward Phase Cut Controls | 76.4 | 2700 | -0.0003 | 92 | 63 | 310 | 0.99 | Ambient | 50000 | 0.981 | 1 | 66000 | 0.05 | 20 | 21 | 0.03 | 0.01 | 0.01 | 0 | 0 | 0 | 0.03 | 0.01 | 0.01 | 0.01 | 0 | 0 | 0.06 | 0.02 | 0.01 | 0.01 | 0.01 | 0.01 | True | False | Non Federally-Regulated | 10/14/2022 |  | 11/04/2022
Ledra Brands, Inc. | Alphabet | NU4-RA-SW-15LM-30K-90- 55D-NA-CL-**-**-IC-***-LTE | Light Emitting Diode | Inseparable Luminaire | Direct Wired | Forward Phase Cut Controls | 80.2 | 3000 | -0.0003 | 92 | 63 | 310 | 0.99 | Ambient | 50000 | 0.981 | 1 | 66000 | 0.05 | 20 | 21 | 0.03 | 0.01 | 0.01 | 0 | 0 | 0 | 0.03 | 0.01 | 0.01 | 0.01 | 0 | 0 | 0.06 | 0.02 | 0.01 | 0.01 | 0.01 | 0.01 | True | False | Non Federally-Regulated | 10/14/2022 |  | 11/04/2022
Ledra Brands, Inc. | Alphabet | NU4-RA-SW-15LM-35K-90- 55D-NA-CL-**-**-IC-***-LTE | Light Emitting Diode | Inseparable Luminaire | Direct Wired | Forward Phase Cut Controls | 87.2 | 3500 | -0.0003 | 92 | 63 | 310 | 0.99 | Ambient | 50000 | 0.981 | 1 | 66000 | 0.05 | 20 | 21 | 0.03 | 0.01 | 0.01 | 0 | 0 | 0 | 0.03 | 0.01 | 0.01 | 0.01 | 0 | 0 | 0.06 | 0.02 | 0.01 | 0.01 | 0.01 | 0.01 | True | False | Non Federally-Regulated | 10/14/2022 |  | 11/04/2022
Ledra Brands, Inc. | Alphabet | NU4-RA-SW-15LM-40K-90- 55D-NA-CL-**-**-IC-***-LTE | Light Emitting Diode | Inseparable Luminaire | Direct Wired | Forward Phase Cut Controls | 98 | 4000 | -0.0003 | 92 | 63 | 310 | 0.99 | Ambient | 50000 | 0.981 | 1 | 66000 | 0.05 | 20 | 21 | 0.03 | 0.01 | 0.01 | 0 | 0 | 0 | 0.03 | 0.01 | 0.01 | 0.01 | 0 | 0 | 0.06 | 0.02 | 0.01 | 0.01 | 0.01 | 0.01 | True | False | Non Federally-Regulated | 10/14/2022 |  | 11/04/2022
Ledra Brands, Inc. | Alphabet | NU4-RA-SW-10LM-27K-90- 55D-NA-CL-**-**-IC-***-LTE | Light Emitting Diode | Inseparable Luminaire | Direct Wired | Forward Phase Cut Controls | 76.4 | 2700 | -0.0003 | 92 | 63 | 310 | 0.99 | Ambient | 50000 | 0.981 | 1 | 66000 | 0.05 | 20 | 21 | 0.03 | 0.01 | 0.01 | 0 | 0 | 0 | 0.03 | 0.01 | 0.01 | 0.01 | 0 | 0 | 0.06 | 0.02 | 0.01 | 0.01 | 0.01 | 0.01 | True | False | Non Federally-Regulated | 10/14/2022 |  | 11/04/2022
Ledra Brands, Inc. | Alphabet | NU4-RA-SW-10LM-30K-90- 55D-NA-CL-**-**-IC-***-LTE | Light Emitting Diode | Inseparable Luminaire | Direct Wired | Forward Phase Cut Controls | 80.2 | 3000 | -0.0003 | 92 | 63 | 310 | 0.99 | Ambient | 50000 | 0.981 | 1 | 66000 | 0.05 | 20 | 21 | 0.03 | 0.01 | 0.01 | 0 | 0 | 0 | 0.03 | 0.01 | 0.01 | 0.01 | 0 | 0 | 0.06 | 0.02 | 0.01 | 0.01 | 0.01 | 0.01 | True | False | Non Federally-Regulated | 10/14/2022 |  | 11/04/2022
Ledra Brands, Inc. | Alphabet | NU4-RA-SW-10LM-35K-90- 55D-NA-CL-**-**-IC-***-LTE | Light Emitting Diode | Inseparable Luminaire | Direct Wired | Forward Phase Cut Controls | 87.2 | 3500 | -0.0003 | 92 | 63 | 310 | 0.99 | Ambient | 50000 | 0.981 | 1 | 66000 | 0.05 | 20 | 21 | 0.03 | 0.01 | 0.01 | 0 | 0 | 0 | 0.03 | 0.01 | 0.01 | 0.01 | 0 | 0 | 0.06 | 0.02 | 0.01 | 0.01 | 0.01 | 0.01 | True | False | Non Federally-Regulated | 10/14/2022 |  | 11/04/2022
Ledra Brands, Inc. | Alphabet | NU4-RA-SW-10LM-40K-90- 55D-NA-CL-**-**-IC-***-LTE | Light Emitting Diode | Inseparable Luminaire | Direct Wired | Forward Phase Cut Controls | 98 | 4000 | -0.0003 | 92 | 63 | 310 | 0.99 | Ambient | 50000 | 0.981 | 1 | 66000 | 0.05 | 20 | 21 | 0.03 | 0.01 | 0.01 | 0 | 0 | 0 | 0.03 | 0.01 | 0.01 | 0.01 | 0 | 0 | 0.06 | 0.02 | 0.01 | 0.01 | 0.01 | 0.01 | True | False | Non Federally-Regulated | 10/14/2022 |  | 11/04/2022
Ledra Brands, Inc. | Alphabet | NU4-RA-SW-25LM-27K-90-20D-NA-HET-**-**-IC-***-LTE | Light Emitting Diode | Inseparable Luminaire | Direct Wired | Forward Phase Cut Controls | 65.3 | 2700 | -0.0003 | 92 | 63 | 310 | 0.99 | Ambient | 50000 | 0.981 | 1 | 66000 | 0.05 | 20 | 21 | 0.03 | 0.01 | 0.01 | 0 | 0 | 0 | 0.03 | 0.01 | 0.01 | 0.01 | 0 | 0 | 0.06 | 0.02 | 0.01 | 0.01 | 0.01 | 0.01 | True | False | Non Federally-Regulated | 10/14/2022 |  | 11/04/2022
Ledra Brands, Inc. | Alphabet | NU4-RA-SW-25LM-30K-90-20D-NA-HET-**-**-IC-***-LTE | Light Emitting Diode | Inseparable Luminaire | Direct Wired | Forward Phase Cut Controls | 68.5 | 3000 | -0.0003 | 92 | 63 | 310 | 0.99 | Ambient | 50000 | 0.981 | 1 | 66000 | 0.05 | 20 | 21 | 0.03 | 0.01 | 0.01 | 0 | 0 | 0 | 0.03 | 0.01 | 0.01 | 0.01 | 0 | 0 | 0.06 | 0.02 | 0.01 | 0.01 | 0.01 | 0.01 | True | False | Non Federally-Regulated | 10/14/2022 |  | 11/04/2022
Ledra Brands, Inc. | Alphabet | NU4-RA-SW-25LM-35K-90-20D-NA-HET-**-**-IC-***-LTE | Light Emitting Diode | Inseparable Luminaire | Direct Wired | Forward Phase Cut Controls | 74.5 | 3500 | -0.0003 | 92 | 63 | 310 | 0.99 | Ambient | 50000 | 0.981 | 1 | 66000 | 0.05 | 20 | 21 | 0.03 | 0.01 | 0.01 | 0 | 0 | 0 | 0.03 | 0.01 | 0.01 | 0.01 | 0 | 0 | 0.06 | 0.02 | 0.01 | 0.01 | 0.01 | 0.01 | True | False | Non Federally-Regulated | 10/14/2022 |  | 11/04/2022
Ledra Brands, Inc. | Alphabet | NU4-RA-SW-25LM-40K-90-20D-NA-HET-**-**-IC-***-LTE | Light Emitting Diode | Inseparable Luminaire | Direct Wired | Forward Phase Cut Controls | 83.7 | 4000 | -0.0003 | 92 | 63 | 310 | 0.99 | Ambient | 50000 | 0.981 | 1 | 66000 | 0.05 | 20 | 21 | 0.03 | 0.01 | 0.01 | 0 | 0 | 0 | 0.03 | 0.01 | 0.01 | 0.01 | 0 | 0 | 0.06 | 0.02 | 0.01 | 0.01 | 0.01 | 0.01 | True | False | Non Federally-Regulated | 10/14/2022 |  | 11/04/2022
Ledra Brands, Inc. | Alphabet | NU4-RA-SW-20LM-27K-90-20D-NA-HET-**-**-IC-***-LTE | Light Emitting Diode | Inseparable Luminaire | Direct Wired | Forward Phase Cut Controls | 65.3 | 2700 | -0.0003 | 92 | 63 | 310 | 0.99 | Ambient | 50000 | 0.981 | 1 | 66000 | 0.05 | 20 | 21 | 0.03 | 0.01 | 0.01 | 0 | 0 | 0 | 0.03 | 0.01 | 0.01 | 0.01 | 0 | 0 | 0.06 | 0.02 | 0.01 | 0.01 | 0.01 | 0.01 | True | False | Non Federally-Regulated | 10/14/2022 |  | 11/04/2022
Ledra Brands, Inc. | Alphabet | NU4-RA-SW-20LM-30K-90-20D-NA-HET-**-**-IC-***-LTE | Light Emitting Diode | Inseparable Luminaire | Direct Wired | Forward Phase Cut Controls | 68.5 | 3000 | -0.0003 | 92 | 63 | 310 | 0.99 | Ambient | 50000 | 0.981 | 1 | 66000 | 0.05 | 20 | 21 | 0.03 | 0.01 | 0.01 | 0 | 0 | 0 | 0.03 | 0.01 | 0.01 | 0.01 | 0 | 0 | 0.06 | 0.02 | 0.01 | 0.01 | 0.01 | 0.01 | True | False | Non Federally-Regulated | 10/14/2022 |  | 11/04/2022
Ledra Brands, Inc. | Alphabet | NU4-RA-SW-20LM-35K-90-20D-NA-HET-**-**-IC-***-LTE | Light Emitting Diode | Inseparable Luminaire | Direct Wired | Forward Phase Cut Controls | 74.5 | 3500 | -0.0003 | 92 | 63 | 310 | 0.99 | Ambient | 50000 | 0.981 | 1 | 66000 | 0.05 | 20 | 21 | 0.03 | 0.01 | 0.01 | 0 | 0 | 0 | 0.03 | 0.01 | 0.01 | 0.01 | 0 | 0 | 0.06 | 0.02 | 0.01 | 0.01 | 0.01 | 0.01 | True | False | Non Federally-Regulated | 10/14/2022 |  | 11/04/2022
Ledra Brands, Inc. | Alphabet | NU4-RA-SW-20LM-40K-90-20D-NA-HET-**-**-IC-***-LTE | Light Emitting Diode | Inseparable Luminaire | Direct Wired | Forward Phase Cut Controls | 83.7 | 4000 | -0.0003 | 92 | 63 | 310 | 0.99 | Ambient | 50000 | 0.981 | 1 | 66000 | 0.05 | 20 | 21 | 0.03 | 0.01 | 0.01 | 0 | 0 | 0 | 0.03 | 0.01 | 0.01 | 0.01 | 0 | 0 | 0.06 | 0.02 | 0.01 | 0.01 | 0.01 | 0.01 | True | False | Non Federally-Regulated | 10/14/2022 |  | 11/04/2022
Ledra Brands, Inc. | Alphabet | NU4-RA-SW-15LM-27K-90-20D-NA-HET-**-**-IC-***-LTE | Light Emitting Diode | Inseparable Luminaire | Direct Wired | Forward Phase Cut Controls | 65.3 | 2700 | -0.0003 | 92 | 63 | 310 | 0.99 | Ambient | 50000 | 0.981 | 1 | 66000 | 0.05 | 20 | 21 | 0.03 | 0.01 | 0.01 | 0 | 0 | 0 | 0.03 | 0.01 | 0.01 | 0.01 | 0 | 0 | 0.06 | 0.02 | 0.01 | 0.01 | 0.01 | 0.01 | True | False | Non Federally-Regulated | 10/14/2022 |  | 11/04/2022
Ledra Brands, Inc. | Alphabet | NU4-RA-SW-15LM-30K-90-20D-NA-HET-**-**-IC-***-LTE | Light Emitting Diode | Inseparable Luminaire | Direct Wired | Forward Phase Cut Controls | 68.5 | 3000 | -0.0003 | 92 | 63 | 310 | 0.99 | Ambient | 50000 | 0.981 | 1 | 66000 | 0.05 | 20 | 21 | 0.03 | 0.01 | 0.01 | 0 | 0 | 0 | 0.03 | 0.01 | 0.01 | 0.01 | 0 | 0 | 0.06 | 0.02 | 0.01 | 0.01 | 0.01 | 0.01 | True | False | Non Federally-Regulated | 10/14/2022 |  | 11/04/2022
Ledra Brands, Inc. | Alphabet | NU4-RA-SW-15LM-35K-90-20D-NA-HET-**-**-IC-***-LTE | Light Emitting Diode | Inseparable Luminaire | Direct Wired | Forward Phase Cut Controls | 74.5 | 3500 | -0.0003 | 92 | 63 | 310 | 0.99 | Ambient | 50000 | 0.981 | 1 | 66000 | 0.05 | 20 | 21 | 0.03 | 0.01 | 0.01 | 0 | 0 | 0 | 0.03 | 0.01 | 0.01 | 0.01 | 0 | 0 | 0.06 | 0.02 | 0.01 | 0.01 | 0.01 | 0.01 | True | False | Non Federally-Regulated | 10/14/2022 |  | 11/04/2022
Ledra Brands, Inc. | Alphabet | NU4-RA-SW-15LM-40K-90-20D-NA-HET-**-**-IC-***-LTE | Light Emitting Diode | Inseparable Luminaire | Direct Wired | Forward Phase Cut Controls | 83.7 | 4000 | -0.0003 | 92 | 63 | 310 | 0.99 | Ambient | 50000 | 0.981 | 1 | 66000 | 0.05 | 20 | 21 | 0.03 | 0.01 | 0.01 | 0 | 0 | 0 | 0.03 | 0.01 | 0.01 | 0.01 | 0 | 0 | 0.06 | 0.02 | 0.01 | 0.01 | 0.01 | 0.01 | True | False | Non Federally-Regulated | 10/14/2022 |  | 11/04/2022
Ledra Brands, Inc. | Alphabet | NU4-RA-SW-10LM-27K-90-20D-NA-HET-**-**-IC-***-LTE | Light Emitting Diode | Inseparable Luminaire | Direct Wired | Forward Phase Cut Controls | 65.3 | 2700 | -0.0003 | 92 | 63 | 310 | 0.99 | Ambient | 50000 | 0.981 | 1 | 66000 | 0.05 | 20 | 21 | 0.03 | 0.01 | 0.01 | 0 | 0 | 0 | 0.03 | 0.01 | 0.01 | 0.01 | 0 | 0 | 0.06 | 0.02 | 0.01 | 0.01 | 0.01 | 0.01 | True | False | Non Federally-Regulated | 10/14/2022 |  | 11/04/2022
Ledra Brands, Inc. | Alphabet | NU4-RA-SW-10LM-30K-90-20D-NA-HET-**-**-IC-***-LTE | Light Emitting Diode | Inseparable Luminaire | Direct Wired | Forward Phase Cut Controls | 68.5 | 3000 | -0.0003 | 92 | 63 | 310 | 0.99 | Ambient | 50000 | 0.981 | 1 | 66000 | 0.05 | 20 | 21 | 0.03 | 0.01 | 0.01 | 0 | 0 | 0 | 0.03 | 0.01 | 0.01 | 0.01 | 0 | 0 | 0.06 | 0.02 | 0.01 | 0.01 | 0.01 | 0.01 | True | False | Non Federally-Regulated | 10/14/2022 |  | 11/04/2022
Ledra Brands, Inc. | Alphabet | NU4-RA-SW-10LM-35K-90-20D-NA-HET-**-**-IC-***-LTE | Light Emitting Diode | Inseparable Luminaire | Direct Wired | Forward Phase Cut Controls | 74.5 | 3500 | -0.0003 | 92 | 63 | 310 | 0.99 | Ambient | 50000 | 0.981 | 1 | 66000 | 0.05 | 20 | 21 | 0.03 | 0.01 | 0.01 | 0 | 0 | 0 | 0.03 | 0.01 | 0.01 | 0.01 | 0 | 0 | 0.06 | 0.02 | 0.01 | 0.01 | 0.01 | 0.01 | True | False | Non Federally-Regulated | 10/14/2022 |  | 11/04/2022
Ledra Brands, Inc. | Alphabet | NU4-RA-SW-10LM-40K-90-20D-NA-HET-**-**-IC-***-LTE | Light Emitting Diode | Inseparable Luminaire | Direct Wired | Forward Phase Cut Controls | 83.7 | 4000 | -0.0003 | 92 | 63 | 310 | 0.99 | Ambient | 50000 | 0.981 | 1 | 66000 | 0.05 | 20 | 21 | 0.03 | 0.01 | 0.01 | 0 | 0 | 0 | 0.03 | 0.01 | 0.01 | 0.01 | 0 | 0 | 0.06 | 0.02 | 0.01 | 0.01 | 0.01 | 0.01 | True | False | Non Federally-Regulated | 10/14/2022 |  | 11/04/2022
Ledra Brands, Inc. | Alphabet | NU4-RA-SW-25LM-27K-90- 25D-NA-HET-**-**-IC-***-LTE | Light Emitting Diode | Inseparable Luminaire | Direct Wired | Forward Phase Cut Controls | 67.4 | 2700 | -0.0003 | 92 | 63 | 310 | 0.99 | Ambient | 50000 | 0.981 | 1 | 66000 | 0.05 | 20 | 21 | 0.03 | 0.01 | 0.01 | 0 | 0 | 0 | 0.03 | 0.01 | 0.01 | 0.01 | 0 | 0 | 0.06 | 0.02 | 0.01 | 0.01 | 0.01 | 0.01 | True | False | Non Federally-Regulated | 10/14/2022 |  | 11/04/2022
Ledra Brands, Inc. | Alphabet | NU4-RA-SW-25LM-30K-90- 25D-NA-HET-**-**-IC-***-LTE | Light Emitting Diode | Inseparable Luminaire | Direct Wired | Forward Phase Cut Controls | 70.8 | 3000 | -0.0003 | 92 | 63 | 310 | 0.99 | Ambient | 50000 | 0.981 | 1 | 66000 | 0.05 | 20 | 21 | 0.03 | 0.01 | 0.01 | 0 | 0 | 0 | 0.03 | 0.01 | 0.01 | 0.01 | 0 | 0 | 0.06 | 0.02 | 0.01 | 0.01 | 0.01 | 0.01 | True | False | Non Federally-Regulated | 10/14/2022 |  | 11/04/2022
Ledra Brands, Inc. | Alphabet | NU4-RA-SW-25LM-35K-90- 25D-NA-HET-**-**-IC-***-LTE | Light Emitting Diode | Inseparable Luminaire | Direct Wired | Forward Phase Cut Controls | 76.9 | 3500 | -0.0003 | 92 | 63 | 310 | 0.99 | Ambient | 50000 | 0.981 | 1 | 66000 | 0.05 | 20 | 21 | 0.03 | 0.01 | 0.01 | 0 | 0 | 0 | 0.03 | 0.01 | 0.01 | 0.01 | 0 | 0 | 0.06 | 0.02 | 0.01 | 0.01 | 0.01 | 0.01 | True | False | Non Federally-Regulated | 10/14/2022 |  | 11/04/2022
Ledra Brands, Inc. | Alphabet | NU4-RA-SW-25LM-40K-90- 25D-NA-HET-**-**-IC-***-LTE | Light Emitting Diode | Inseparable Luminaire | Direct Wired | Forward Phase Cut Controls | 86.4 | 4000 | -0.0003 | 92 | 63 | 310 | 0.99 | Ambient | 50000 | 0.981 | 1 | 66000 | 0.05 | 20 | 21 | 0.03 | 0.01 | 0.01 | 0 | 0 | 0 | 0.03 | 0.01 | 0.01 | 0.01 | 0 | 0 | 0.06 | 0.02 | 0.01 | 0.01 | 0.01 | 0.01 | True | False | Non Federally-Regulated | 10/14/2022 |  | 11/04/2022
Ledra Brands, Inc. | Alphabet | NU4-RA-SW-20LM-27K-90- 25D-NA-HET-**-**-IC-***-LTE | Light Emitting Diode | Inseparable Luminaire | Direct Wired | Forward Phase Cut Controls | 67.4 | 2700 | -0.0003 | 92 | 63 | 310 | 0.99 | Ambient | 50000 | 0.981 | 1 | 66000 | 0.05 | 20 | 21 | 0.03 | 0.01 | 0.01 | 0 | 0 | 0 | 0.03 | 0.01 | 0.01 | 0.01 | 0 | 0 | 0.06 | 0.02 | 0.01 | 0.01 | 0.01 | 0.01 | True | False | Non Federally-Regulated | 10/14/2022 |  | 11/04/2022
Ledra Brands, Inc. | Alphabet | NU4-RA-SW-20LM-30K-90- 25D-NA-HET-**-**-IC-***-LTE | Light Emitting Diode | Inseparable Luminaire | Direct Wired | Forward Phase Cut Controls | 70.8 | 3000 | -0.0003 | 92 | 63 | 310 | 0.99 | Ambient | 50000 | 0.981 | 1 | 66000 | 0.05 | 20 | 21 | 0.03 | 0.01 | 0.01 | 0 | 0 | 0 | 0.03 | 0.01 | 0.01 | 0.01 | 0 | 0 | 0.06 | 0.02 | 0.01 | 0.01 | 0.01 | 0.01 | True | False | Non Federally-Regulated | 10/14/2022 |  | 11/04/2022
Ledra Brands, Inc. | Alphabet | NU4-RA-SW-20LM-35K-90- 25D-NA-HET-**-**-IC-***-LTE | Light Emitting Diode | Inseparable Luminaire | Direct Wired | Forward Phase Cut Controls | 76.9 | 3500 | -0.0003 | 92 | 63 | 310 | 0.99 | Ambient | 50000 | 0.981 | 1 | 66000 | 0.05 | 20 | 21 | 0.03 | 0.01 | 0.01 | 0 | 0 | 0 | 0.03 | 0.01 | 0.01 | 0.01 | 0 | 0 | 0.06 | 0.02 | 0.01 | 0.01 | 0.01 | 0.01 | True | False | Non Federally-Regulated | 10/14/2022 |  | 11/04/2022
Ledra Brands, Inc. | Alphabet | NU4-RA-SW-20LM-40K-90- 25D-NA-HET-**-**-IC-***-LTE | Light Emitting Diode | Inseparable Luminaire | Direct Wired | Forward Phase Cut Controls | 86.4 | 4000 | -0.0003 | 92 | 63 | 310 | 0.99 | Ambient | 50000 | 0.981 | 1 | 66000 | 0.05 | 20 | 21 | 0.03 | 0.01 | 0.01 | 0 | 0 | 0 | 0.03 | 0.01 | 0.01 | 0.01 | 0 | 0 | 0.06 | 0.02 | 0.01 | 0.01 | 0.01 | 0.01 | True | False | Non Federally-Regulated | 10/14/2022 |  | 11/04/2022
Ledra Brands, Inc. | Alphabet | NU4-RA-SW-15LM-27K-90- 25D-NA-HET-**-**-IC-***-LTE | Light Emitting Diode | Inseparable Luminaire | Direct Wired | Forward Phase Cut Controls | 67.4 | 2700 | -0.0003 | 92 | 63 | 310 | 0.99 | Ambient | 50000 | 0.981 | 1 | 66000 | 0.05 | 20 | 21 | 0.03 | 0.01 | 0.01 | 0 | 0 | 0 | 0.03 | 0.01 | 0.01 | 0.01 | 0 | 0 | 0.06 | 0.02 | 0.01 | 0.01 | 0.01 | 0.01 | True | False | Non Federally-Regulated | 10/14/2022 |  | 11/04/2022
Ledra Brands, Inc. | Alphabet | NU4-RA-SW-15LM-30K-90- 25D-NA-HET-**-**-IC-***-LTE | Light Emitting Diode | Inseparable Luminaire | Direct Wired | Forward Phase Cut Controls | 70.8 | 3000 | -0.0003 | 92 | 63 | 310 | 0.99 | Ambient | 50000 | 0.981 | 1 | 66000 | 0.05 | 20 | 21 | 0.03 | 0.01 | 0.01 | 0 | 0 | 0 | 0.03 | 0.01 | 0.01 | 0.01 | 0 | 0 | 0.06 | 0.02 | 0.01 | 0.01 | 0.01 | 0.01 | True | False | Non Federally-Regulated | 10/14/2022 |  | 11/04/2022
Ledra Brands, Inc. | Alphabet | NU4-RA-SW-15LM-35K-90- 25D-NA-HET-**-**-IC-***-LTE | Light Emitting Diode | Inseparable Luminaire | Direct Wired | Forward Phase Cut Controls | 76.9 | 3500 | -0.0003 | 92 | 63 | 310 | 0.99 | Ambient | 50000 | 0.981 | 1 | 66000 | 0.05 | 20 | 21 | 0.03 | 0.01 | 0.01 | 0 | 0 | 0 | 0.03 | 0.01 | 0.01 | 0.01 | 0 | 0 | 0.06 | 0.02 | 0.01 | 0.01 | 0.01 | 0.01 | True | False | Non Federally-Regulated | 10/14/2022 |  | 11/04/2022
Ledra Brands, Inc. | Alphabet | NU4-RA-SW-15LM-40K-90- 25D-NA-HET-**-**-IC-***-LTE | Light Emitting Diode | Inseparable Luminaire | Direct Wired | Forward Phase Cut Controls | 86.4 | 4000 | -0.0003 | 92 | 63 | 310 | 0.99 | Ambient | 50000 | 0.981 | 1 | 66000 | 0.05 | 20 | 21 | 0.03 | 0.01 | 0.01 | 0 | 0 | 0 | 0.03 | 0.01 | 0.01 | 0.01 | 0 | 0 | 0.06 | 0.02 | 0.01 | 0.01 | 0.01 | 0.01 | True | False | Non Federally-Regulated | 10/14/2022 |  | 11/04/2022
Ledra Brands, Inc. | Alphabet | NU4-RA-SW-10LM-27K-90- 25D-NA-HET-**-**-IC-***-LTE | Light Emitting Diode | Inseparable Luminaire | Direct Wired | Forward Phase Cut Controls | 67.4 | 2700 | -0.0003 | 92 | 63 | 310 | 0.99 | Ambient | 50000 | 0.981 | 1 | 66000 | 0.05 | 20 | 21 | 0.03 | 0.01 | 0.01 | 0 | 0 | 0 | 0.03 | 0.01 | 0.01 | 0.01 | 0 | 0 | 0.06 | 0.02 | 0.01 | 0.01 | 0.01 | 0.01 | True | False | Non Federally-Regulated | 10/14/2022 |  | 11/04/2022
Ledra Brands, Inc. | Alphabet | NU4-RA-SW-10LM-30K-90- 25D-NA-HET-**-**-IC-***-LTE | Light Emitting Diode | Inseparable Luminaire | Direct Wired | Forward Phase Cut Controls | 70.8 | 3000 | -0.0003 | 92 | 63 | 310 | 0.99 | Ambient | 50000 | 0.981 | 1 | 66000 | 0.05 | 20 | 21 | 0.03 | 0.01 | 0.01 | 0 | 0 | 0 | 0.03 | 0.01 | 0.01 | 0.01 | 0 | 0 | 0.06 | 0.02 | 0.01 | 0.01 | 0.01 | 0.01 | True | False | Non Federally-Regulated | 10/14/2022 |  | 11/04/2022
Ledra Brands, Inc. | Alphabet | NU4-RA-SW-10LM-35K-90- 25D-NA-HET-**-**-IC-***-LTE | Light Emitting Diode | Inseparable Luminaire | Direct Wired | Forward Phase Cut Controls | 76.9 | 3500 | -0.0003 | 92 | 63 | 310 | 0.99 | Ambient | 50000 | 0.981 | 1 | 66000 | 0.05 | 20 | 21 | 0.03 | 0.01 | 0.01 | 0 | 0 | 0 | 0.03 | 0.01 | 0.01 | 0.01 | 0 | 0 | 0.06 | 0.02 | 0.01 | 0.01 | 0.01 | 0.01 | True | False | Non Federally-Regulated | 10/14/2022 |  | 11/04/2022
Ledra Brands, Inc. | Alphabet | NU4-RA-SW-10LM-40K-90- 25D-NA-HET-**-**-IC-***-LTE | Light Emitting Diode | Inseparable Luminaire | Direct Wired | Forward Phase Cut Controls | 86.4 | 4000 | -0.0003 | 92 | 63 | 310 | 0.99 | Ambient | 50000 | 0.981 | 1 | 66000 | 0.05 | 20 | 21 | 0.03 | 0.01 | 0.01 | 0 | 0 | 0 | 0.03 | 0.01 | 0.01 | 0.01 | 0 | 0 | 0.06 | 0.02 | 0.01 | 0.01 | 0.01 | 0.01 | True | False | Non Federally-Regulated | 10/14/2022 |  | 11/04/2022
Ledra Brands, Inc. | Alphabet | NU4-RA-SW-25LM-27K-90- 35D-NA-HET-**-**-IC-***-LTE | Light Emitting Diode | Inseparable Luminaire | Direct Wired | Forward Phase Cut Controls | 72.5 | 2700 | -0.0003 | 92 | 63 | 310 | 0.99 | Ambient | 50000 | 0.981 | 1 | 66000 | 0.05 | 20 | 21 | 0.03 | 0.01 | 0.01 | 0 | 0 | 0 | 0.03 | 0.01 | 0.01 | 0.01 | 0 | 0 | 0.06 | 0.02 | 0.01 | 0.01 | 0.01 | 0.01 | True | False | Non Federally-Regulated | 10/14/2022 |  | 11/04/2022
Ledra Brands, Inc. | Alphabet | NU4-RA-SW-25LM-30K-90- 35D-NA-HET-**-**-IC-***-LTE | Light Emitting Diode | Inseparable Luminaire | Direct Wired | Forward Phase Cut Controls | 76.1 | 3000 | -0.0003 | 92 | 63 | 310 | 0.99 | Ambient | 50000 | 0.981 | 1 | 66000 | 0.05 | 20 | 21 | 0.03 | 0.01 | 0.01 | 0 | 0 | 0 | 0.03 | 0.01 | 0.01 | 0.01 | 0 | 0 | 0.06 | 0.02 | 0.01 | 0.01 | 0.01 | 0.01 | True | False | Non Federally-Regulated | 10/14/2022 |  | 11/04/2022
Ledra Brands, Inc. | Alphabet | NU4-RA-SW-25LM-35K-90- 35D-NA-HET-**-**-IC-***-LTE | Light Emitting Diode | Inseparable Luminaire | Direct Wired | Forward Phase Cut Controls | 82.7 | 3500 | -0.0003 | 92 | 63 | 310 | 0.99 | Ambient | 50000 | 0.981 | 1 | 66000 | 0.05 | 20 | 21 | 0.03 | 0.01 | 0.01 | 0 | 0 | 0 | 0.03 | 0.01 | 0.01 | 0.01 | 0 | 0 | 0.06 | 0.02 | 0.01 | 0.01 | 0.01 | 0.01 | True | False | Non Federally-Regulated | 10/14/2022 |  | 11/04/2022
Ledra Brands, Inc. | Alphabet | NU4-RA-SW-25LM-40K-90- 35D-NA-HET-**-**-IC-***-LTE | Light Emitting Diode | Inseparable Luminaire | Direct Wired | Forward Phase Cut Controls | 92.9 | 4000 | -0.0003 | 92 | 63 | 310 | 0.99 | Ambient | 50000 | 0.981 | 1 | 66000 | 0.05 | 20 | 21 | 0.03 | 0.01 | 0.01 | 0 | 0 | 0 | 0.03 | 0.01 | 0.01 | 0.01 | 0 | 0 | 0.06 | 0.02 | 0.01 | 0.01 | 0.01 | 0.01 | True | False | Non Federally-Regulated | 10/14/2022 |  | 11/04/2022
Ledra Brands, Inc. | Alphabet | NU4-RA-SW-20LM-27K-90- 35D-NA-HET-**-**-IC-***-LTE | Light Emitting Diode | Inseparable Luminaire | Direct Wired | Forward Phase Cut Controls | 72.5 | 2700 | -0.0003 | 92 | 63 | 310 | 0.99 | Ambient | 50000 | 0.981 | 1 | 66000 | 0.05 | 20 | 21 | 0.03 | 0.01 | 0.01 | 0 | 0 | 0 | 0.03 | 0.01 | 0.01 | 0.01 | 0 | 0 | 0.06 | 0.02 | 0.01 | 0.01 | 0.01 | 0.01 | True | False | Non Federally-Regulated | 10/14/2022 |  | 11/04/2022
Ledra Brands, Inc. | Alphabet | NU4-RA-SW-20LM-30K-90- 35D-NA-HET-**-**-IC-***-LTE | Light Emitting Diode | Inseparable Luminaire | Direct Wired | Forward Phase Cut Controls | 76.1 | 3000 | -0.0003 | 92 | 63 | 310 | 0.99 | Ambient | 50000 | 0.981 | 1 | 66000 | 0.05 | 20 | 21 | 0.03 | 0.01 | 0.01 | 0 | 0 | 0 | 0.03 | 0.01 | 0.01 | 0.01 | 0 | 0 | 0.06 | 0.02 | 0.01 | 0.01 | 0.01 | 0.01 | True | False | Non Federally-Regulated | 10/14/2022 |  | 11/04/2022
Ledra Brands, Inc. | Alphabet | NU4-RA-SW-20LM-35K-90- 35D-NA-HET-**-**-IC-***-LTE | Light Emitting Diode | Inseparable Luminaire | Direct Wired | Forward Phase Cut Controls | 82.7 | 3500 | -0.0003 | 92 | 63 | 310 | 0.99 | Ambient | 50000 | 0.981 | 1 | 66000 | 0.05 | 20 | 21 | 0.03 | 0.01 | 0.01 | 0 | 0 | 0 | 0.03 | 0.01 | 0.01 | 0.01 | 0 | 0 | 0.06 | 0.02 | 0.01 | 0.01 | 0.01 | 0.01 | True | False | Non Federally-Regulated | 10/14/2022 |  | 11/04/2022
Ledra Brands, Inc. | Alphabet | NU4-RA-SW-20LM-40K-90- 35D-NA-HET-**-**-IC-***-LTE | Light Emitting Diode | Inseparable Luminaire | Direct Wired | Forward Phase Cut Controls | 92.9 | 4000 | -0.0003 | 92 | 63 | 310 | 0.99 | Ambient | 50000 | 0.981 | 1 | 66000 | 0.05 | 20 | 21 | 0.03 | 0.01 | 0.01 | 0 | 0 | 0 | 0.03 | 0.01 | 0.01 | 0.01 | 0 | 0 | 0.06 | 0.02 | 0.01 | 0.01 | 0.01 | 0.01 | True | False | Non Federally-Regulated | 10/14/2022 |  | 11/04/2022
Ledra Brands, Inc. | Alphabet | NU4-RA-SW-15LM-27K-90- 35D-NA-HET-**-**-IC-***-LTE | Light Emitting Diode | Inseparable Luminaire | Direct Wired | Forward Phase Cut Controls | 72.5 | 2700 | -0.0003 | 92 | 63 | 310 | 0.99 | Ambient | 50000 | 0.981 | 1 | 66000 | 0.05 | 20 | 21 | 0.03 | 0.01 | 0.01 | 0 | 0 | 0 | 0.03 | 0.01 | 0.01 | 0.01 | 0 | 0 | 0.06 | 0.02 | 0.01 | 0.01 | 0.01 | 0.01 | True | False | Non Federally-Regulated | 10/14/2022 |  | 11/04/2022
Ledra Brands, Inc. | Alphabet | NU4-RA-SW-15LM-30K-90- 35D-NA-HET-**-**-IC-***-LTE | Light Emitting Diode | Inseparable Luminaire | Direct Wired | Forward Phase Cut Controls | 76.1 | 3000 | -0.0003 | 92 | 63 | 310 | 0.99 | Ambient | 50000 | 0.981 | 1 | 66000 | 0.05 | 20 | 21 | 0.03 | 0.01 | 0.01 | 0 | 0 | 0 | 0.03 | 0.01 | 0.01 | 0.01 | 0 | 0 | 0.06 | 0.02 | 0.01 | 0.01 | 0.01 | 0.01 | True | False | Non Federally-Regulated | 10/14/2022 |  | 11/04/2022
Ledra Brands, Inc. | Alphabet | NU4-RA-SW-15LM-35K-90- 35D-NA-HET-**-**-IC-***-LTE | Light Emitting Diode | Inseparable Luminaire | Direct Wired | Forward Phase Cut Controls | 82.7 | 3500 | -0.0003 | 92 | 63 | 310 | 0.99 | Ambient | 50000 | 0.981 | 1 | 66000 | 0.05 | 20 | 21 | 0.03 | 0.01 | 0.01 | 0 | 0 | 0 | 0.03 | 0.01 | 0.01 | 0.01 | 0 | 0 | 0.06 | 0.02 | 0.01 | 0.01 | 0.01 | 0.01 | True | False | Non Federally-Regulated | 10/14/2022 |  | 11/04/2022
Ledra Brands, Inc. | Alphabet | NU4-RA-SW-15LM-40K-90- 35D-NA-HET-**-**-IC-***-LTE | Light Emitting Diode | Inseparable Luminaire | Direct Wired | Forward Phase Cut Controls | 92.9 | 4000 | -0.0003 | 92 | 63 | 310 | 0.99 | Ambient | 50000 | 0.981 | 1 | 66000 | 0.05 | 20 | 21 | 0.03 | 0.01 | 0.01 | 0 | 0 | 0 | 0.03 | 0.01 | 0.01 | 0.01 | 0 | 0 | 0.06 | 0.02 | 0.01 | 0.01 | 0.01 | 0.01 | True | False | Non Federally-Regulated | 10/14/2022 |  | 11/04/2022
Ledra Brands, Inc. | Alphabet | NU4-RA-SW-10LM-27K-90- 35D-NA-HET-**-**-IC-***-LTE | Light Emitting Diode | Inseparable Luminaire | Direct Wired | Forward Phase Cut Controls | 72.5 | 2700 | -0.0003 | 92 | 63 | 310 | 0.99 | Ambient | 50000 | 0.981 | 1 | 66000 | 0.05 | 20 | 21 | 0.03 | 0.01 | 0.01 | 0 | 0 | 0 | 0.03 | 0.01 | 0.01 | 0.01 | 0 | 0 | 0.06 | 0.02 | 0.01 | 0.01 | 0.01 | 0.01 | True | False | Non Federally-Regulated | 10/14/2022 |  | 11/04/2022
Ledra Brands, Inc. | Alphabet | NU4-RA-SW-10LM-30K-90- 35D-NA-HET-**-**-IC-***-LTE | Light Emitting Diode | Inseparable Luminaire | Direct Wired | Forward Phase Cut Controls | 76.1 | 3000 | -0.0003 | 92 | 63 | 310 | 0.99 | Ambient | 50000 | 0.981 | 1 | 66000 | 0.05 | 20 | 21 | 0.03 | 0.01 | 0.01 | 0 | 0 | 0 | 0.03 | 0.01 | 0.01 | 0.01 | 0 | 0 | 0.06 | 0.02 | 0.01 | 0.01 | 0.01 | 0.01 | True | False | Non Federally-Regulated | 10/14/2022 |  | 11/04/2022
Ledra Brands, Inc. | Alphabet | NU4-RA-SW-10LM-35K-90- 35D-NA-HET-**-**-IC-***-LTE | Light Emitting Diode | Inseparable Luminaire | Direct Wired | Forward Phase Cut Controls | 82.7 | 3500 | -0.0003 | 92 | 63 | 310 | 0.99 | Ambient | 50000 | 0.981 | 1 | 66000 | 0.05 | 20 | 21 | 0.03 | 0.01 | 0.01 | 0 | 0 | 0 | 0.03 | 0.01 | 0.01 | 0.01 | 0 | 0 | 0.06 | 0.02 | 0.01 | 0.01 | 0.01 | 0.01 | True | False | Non Federally-Regulated | 10/14/2022 |  | 11/04/2022
Ledra Brands, Inc. | Alphabet | NU4-RA-SW-10LM-40K-90- 35D-NA-HET-**-**-IC-***-LTE | Light Emitting Diode | Inseparable Luminaire | Direct Wired | Forward Phase Cut Controls | 92.9 | 4000 | -0.0003 | 92 | 63 | 310 | 0.99 | Ambient | 50000 | 0.981 | 1 | 66000 | 0.05 | 20 | 21 | 0.03 | 0.01 | 0.01 | 0 | 0 | 0 | 0.03 | 0.01 | 0.01 | 0.01 | 0 | 0 | 0.06 | 0.02 | 0.01 | 0.01 | 0.01 | 0.01 | True | False | Non Federally-Regulated | 10/14/2022 |  | 11/04/2022
Ledra Brands, Inc. | Alphabet | NU4-RA-SW-25LM-27K-90- 55D-NA-HET-**-**-IC-***-LTE | Light Emitting Diode | Inseparable Luminaire | Direct Wired | Forward Phase Cut Controls | 75.6 | 2700 | -0.0003 | 92 | 63 | 310 | 0.99 | Ambient | 50000 | 0.981 | 1 | 66000 | 0.05 | 20 | 21 | 0.03 | 0.01 | 0.01 | 0 | 0 | 0 | 0.03 | 0.01 | 0.01 | 0.01 | 0 | 0 | 0.06 | 0.02 | 0.01 | 0.01 | 0.01 | 0.01 | True | False | Non Federally-Regulated | 10/14/2022 |  | 11/04/2022
Ledra Brands, Inc. | Alphabet | NU4-RA-SW-25LM-30K-90- 55D-NA-HET-**-**-IC-***-LTE | Light Emitting Diode | Inseparable Luminaire | Direct Wired | Forward Phase Cut Controls | 79.4 | 3000 | -0.0003 | 92 | 63 | 310 | 0.99 | Ambient | 50000 | 0.981 | 1 | 66000 | 0.05 | 20 | 21 | 0.03 | 0.01 | 0.01 | 0 | 0 | 0 | 0.03 | 0.01 | 0.01 | 0.01 | 0 | 0 | 0.06 | 0.02 | 0.01 | 0.01 | 0.01 | 0.01 | True | False | Non Federally-Regulated | 10/14/2022 |  | 11/04/2022
Ledra Brands, Inc. | Alphabet | NU4-RA-SW-25LM-35K-90- 55D-NA-HET-**-**-IC-***-LTE | Light Emitting Diode | Inseparable Luminaire | Direct Wired | Forward Phase Cut Controls | 86.2 | 3500 | -0.0003 | 92 | 63 | 310 | 0.99 | Ambient | 50000 | 0.981 | 1 | 66000 | 0.05 | 20 | 21 | 0.03 | 0.01 | 0.01 | 0 | 0 | 0 | 0.03 | 0.01 | 0.01 | 0.01 | 0 | 0 | 0.06 | 0.02 | 0.01 | 0.01 | 0.01 | 0.01 | True | False | Non Federally-Regulated | 10/14/2022 |  | 11/04/2022
Ledra Brands, Inc. | Alphabet | NU4-RA-SW-25LM-40K-90- 55D-NA-HET-**-**-IC-***-LTE | Light Emitting Diode | Inseparable Luminaire | Direct Wired | Forward Phase Cut Controls | 97 | 4000 | -0.0003 | 92 | 63 | 310 | 0.99 | Ambient | 50000 | 0.981 | 1 | 66000 | 0.05 | 20 | 21 | 0.03 | 0.01 | 0.01 | 0 | 0 | 0 | 0.03 | 0.01 | 0.01 | 0.01 | 0 | 0 | 0.06 | 0.02 | 0.01 | 0.01 | 0.01 | 0.01 | True | False | Non Federally-Regulated | 10/14/2022 |  | 11/04/2022
Ledra Brands, Inc. | Alphabet | NU4-RA-SW-20LM-27K-90- 55D-NA-HET-**-**-IC-***-LTE | Light Emitting Diode | Inseparable Luminaire | Direct Wired | Forward Phase Cut Controls | 75.6 | 2700 | -0.0003 | 92 | 63 | 310 | 0.99 | Ambient | 50000 | 0.981 | 1 | 66000 | 0.05 | 20 | 21 | 0.03 | 0.01 | 0.01 | 0 | 0 | 0 | 0.03 | 0.01 | 0.01 | 0.01 | 0 | 0 | 0.06 | 0.02 | 0.01 | 0.01 | 0.01 | 0.01 | True | False | Non Federally-Regulated | 10/14/2022 |  | 11/04/2022
Ledra Brands, Inc. | Alphabet | NU4-RA-SW-20LM-30K-90- 55D-NA-HET-**-**-IC-***-LTE | Light Emitting Diode | Inseparable Luminaire | Direct Wired | Forward Phase Cut Controls | 79.4 | 3000 | -0.0003 | 92 | 63 | 310 | 0.99 | Ambient | 50000 | 0.981 | 1 | 66000 | 0.05 | 20 | 21 | 0.03 | 0.01 | 0.01 | 0 | 0 | 0 | 0.03 | 0.01 | 0.01 | 0.01 | 0 | 0 | 0.06 | 0.02 | 0.01 | 0.01 | 0.01 | 0.01 | True | False | Non Federally-Regulated | 10/14/2022 |  | 11/04/2022
Ledra Brands, Inc. | Alphabet | NU4-RA-SW-20LM-35K-90- 55D-NA-HET-**-**-IC-***-LTE | Light Emitting Diode | Inseparable Luminaire | Direct Wired | Forward Phase Cut Controls | 86.2 | 3500 | -0.0003 | 92 | 63 | 310 | 0.99 | Ambient | 50000 | 0.981 | 1 | 66000 | 0.05 | 20 | 21 | 0.03 | 0.01 | 0.01 | 0 | 0 | 0 | 0.03 | 0.01 | 0.01 | 0.01 | 0 | 0 | 0.06 | 0.02 | 0.01 | 0.01 | 0.01 | 0.01 | True | False | Non Federally-Regulated | 10/14/2022 |  | 11/04/2022
Ledra Brands, Inc. | Alphabet | NU4-RA-SW-20LM-40K-90- 55D-NA-HET-**-**-IC-***-LTE | Light Emitting Diode | Inseparable Luminaire | Direct Wired | Forward Phase Cut Controls | 97 | 4000 | -0.0003 | 92 | 63 | 310 | 0.99 | Ambient | 50000 | 0.981 | 1 | 66000 | 0.05 | 20 | 21 | 0.03 | 0.01 | 0.01 | 0 | 0 | 0 | 0.03 | 0.01 | 0.01 | 0.01 | 0 | 0 | 0.06 | 0.02 | 0.01 | 0.01 | 0.01 | 0.01 | True | False | Non Federally-Regulated | 10/14/2022 |  | 11/04/2022
Ledra Brands, Inc. | Alphabet | NU4-RA-SW-15LM-27K-90- 55D-NA-HET-**-**-IC-***-LTE | Light Emitting Diode | Inseparable Luminaire | Direct Wired | Forward Phase Cut Controls | 75.6 | 2700 | -0.0003 | 92 | 63 | 310 | 0.99 | Ambient | 50000 | 0.981 | 1 | 66000 | 0.05 | 20 | 21 | 0.03 | 0.01 | 0.01 | 0 | 0 | 0 | 0.03 | 0.01 | 0.01 | 0.01 | 0 | 0 | 0.06 | 0.02 | 0.01 | 0.01 | 0.01 | 0.01 | True | False | Non Federally-Regulated | 10/14/2022 |  | 11/04/2022
Ledra Brands, Inc. | Alphabet | NU4-RA-SW-15LM-30K-90- 55D-NA-HET-**-**-IC-***-LTE | Light Emitting Diode | Inseparable Luminaire | Direct Wired | Forward Phase Cut Controls | 79.4 | 3000 | -0.0003 | 92 | 63 | 310 | 0.99 | Ambient | 50000 | 0.981 | 1 | 66000 | 0.05 | 20 | 21 | 0.03 | 0.01 | 0.01 | 0 | 0 | 0 | 0.03 | 0.01 | 0.01 | 0.01 | 0 | 0 | 0.06 | 0.02 | 0.01 | 0.01 | 0.01 | 0.01 | True | False | Non Federally-Regulated | 10/14/2022 |  | 11/04/2022
Ledra Brands, Inc. | Alphabet | NU4-RA-SW-15LM-35K-90- 55D-NA-HET-**-**-IC-***-LTE | Light Emitting Diode | Inseparable Luminaire | Direct Wired | Forward Phase Cut Controls | 86.2 | 3500 | -0.0003 | 92 | 63 | 310 | 0.99 | Ambient | 50000 | 0.981 | 1 | 66000 | 0.05 | 20 | 21 | 0.03 | 0.01 | 0.01 | 0 | 0 | 0 | 0.03 | 0.01 | 0.01 | 0.01 | 0 | 0 | 0.06 | 0.02 | 0.01 | 0.01 | 0.01 | 0.01 | True | False | Non Federally-Regulated | 10/14/2022 |  | 11/04/2022
Ledra Brands, Inc. | Alphabet | NU4-RA-SW-15LM-40K-90- 55D-NA-HET-**-**-IC-***-LTE | Light Emitting Diode | Inseparable Luminaire | Direct Wired | Forward Phase Cut Controls | 97 | 4000 | -0.0003 | 92 | 63 | 310 | 0.99 | Ambient | 50000 | 0.981 | 1 | 66000 | 0.05 | 20 | 21 | 0.03 | 0.01 | 0.01 | 0 | 0 | 0 | 0.03 | 0.01 | 0.01 | 0.01 | 0 | 0 | 0.06 | 0.02 | 0.01 | 0.01 | 0.01 | 0.01 | True | False | Non Federally-Regulated | 10/14/2022 |  | 11/04/2022
Ledra Brands, Inc. | Alphabet | NU4-RA-SW-10LM-27K-90- 55D-NA-HET-**-**-IC-***-LTE | Light Emitting Diode | Inseparable Luminaire | Direct Wired | Forward Phase Cut Controls | 75.6 | 2700 | -0.0003 | 92 | 63 | 310 | 0.99 | Ambient | 50000 | 0.981 | 1 | 66000 | 0.05 | 20 | 21 | 0.03 | 0.01 | 0.01 | 0 | 0 | 0 | 0.03 | 0.01 | 0.01 | 0.01 | 0 | 0 | 0.06 | 0.02 | 0.01 | 0.01 | 0.01 | 0.01 | True | False | Non Federally-Regulated | 10/14/2022 |  | 11/04/2022
Ledra Brands, Inc. | Alphabet | NU4-RA-SW-10LM-30K-90- 55D-NA-HET-**-**-IC-***-LTE | Light Emitting Diode | Inseparable Luminaire | Direct Wired | Forward Phase Cut Controls | 79.4 | 3000 | -0.0003 | 92 | 63 | 310 | 0.99 | Ambient | 50000 | 0.981 | 1 | 66000 | 0.05 | 20 | 21 | 0.03 | 0.01 | 0.01 | 0 | 0 | 0 | 0.03 | 0.01 | 0.01 | 0.01 | 0 | 0 | 0.06 | 0.02 | 0.01 | 0.01 | 0.01 | 0.01 | True | False | Non Federally-Regulated | 10/14/2022 |  | 11/04/2022
Ledra Brands, Inc. | Alphabet | NU4-RA-SW-10LM-35K-90- 55D-NA-HET-**-**-IC-***-LTE | Light Emitting Diode | Inseparable Luminaire | Direct Wired | Forward Phase Cut Controls | 86.2 | 3500 | -0.0003 | 92 | 63 | 310 | 0.99 | Ambient | 50000 | 0.981 | 1 | 66000 | 0.05 | 20 | 21 | 0.03 | 0.01 | 0.01 | 0 | 0 | 0 | 0.03 | 0.01 | 0.01 | 0.01 | 0 | 0 | 0.06 | 0.02 | 0.01 | 0.01 | 0.01 | 0.01 | True | False | Non Federally-Regulated | 10/14/2022 |  | 11/04/2022
Ledra Brands, Inc. | Alphabet | NU4-RA-SW-10LM-40K-90- 55D-NA-HET-**-**-IC-***-LTE | Light Emitting Diode | Inseparable Luminaire | Direct Wired | Forward Phase Cut Controls | 97 | 4000 | -0.0003 | 92 | 63 | 310 | 0.99 | Ambient | 50000 | 0.981 | 1 | 66000 | 0.05 | 20 | 21 | 0.03 | 0.01 | 0.01 | 0 | 0 | 0 | 0.03 | 0.01 | 0.01 | 0.01 | 0 | 0 | 0.06 | 0.02 | 0.01 | 0.01 | 0.01 | 0.01 | True | False | Non Federally-Regulated | 10/14/2022 |  | 11/04/2022
Ledra Brands, Inc. | Alphabet | NU4-RA-SW-25LM-27K-90-20D-NA-SBL-**-**-IC-***-LTE | Light Emitting Diode | Inseparable Luminaire | Direct Wired | Forward Phase Cut Controls | 65.3 | 2700 | -0.0003 | 92 | 63 | 310 | 0.99 | Ambient | 50000 | 0.981 | 1 | 66000 | 0.05 | 20 | 21 | 0.03 | 0.01 | 0.01 | 0 | 0 | 0 | 0.03 | 0.01 | 0.01 | 0.01 | 0 | 0 | 0.06 | 0.02 | 0.01 | 0.01 | 0.01 | 0.01 | True | False | Non Federally-Regulated | 10/14/2022 |  | 11/04/2022
Ledra Brands, Inc. | Alphabet | NU4-RA-SW-25LM-30K-90-20D-NA-SBL-**-**-IC-***-LTE | Light Emitting Diode | Inseparable Luminaire | Direct Wired | Forward Phase Cut Controls | 68.5 | 3000 | -0.0003 | 92 | 63 | 310 | 0.99 | Ambient | 50000 | 0.981 | 1 | 66000 | 0.05 | 20 | 21 | 0.03 | 0.01 | 0.01 | 0 | 0 | 0 | 0.03 | 0.01 | 0.01 | 0.01 | 0 | 0 | 0.06 | 0.02 | 0.01 | 0.01 | 0.01 | 0.01 | True | False | Non Federally-Regulated | 10/14/2022 |  | 11/04/2022
Ledra Brands, Inc. | Alphabet | NU4-RA-SW-25LM-35K-90-20D-NA-SBL-**-**-IC-***-LTE | Light Emitting Diode | Inseparable Luminaire | Direct Wired | Forward Phase Cut Controls | 74.5 | 3500 | -0.0003 | 92 | 63 | 310 | 0.99 | Ambient | 50000 | 0.981 | 1 | 66000 | 0.05 | 20 | 21 | 0.03 | 0.01 | 0.01 | 0 | 0 | 0 | 0.03 | 0.01 | 0.01 | 0.01 | 0 | 0 | 0.06 | 0.02 | 0.01 | 0.01 | 0.01 | 0.01 | True | False | Non Federally-Regulated | 10/14/2022 |  | 11/04/2022
Ledra Brands, Inc. | Alphabet | NU4-RA-SW-25LM-40K-90-20D-NA-SBL-**-**-IC-***-LTE | Light Emitting Diode | Inseparable Luminaire | Direct Wired | Forward Phase Cut Controls | 83.7 | 4000 | -0.0003 | 92 | 63 | 310 | 0.99 | Ambient | 50000 | 0.981 | 1 | 66000 | 0.05 | 20 | 21 | 0.03 | 0.01 | 0.01 | 0 | 0 | 0 | 0.03 | 0.01 | 0.01 | 0.01 | 0 | 0 | 0.06 | 0.02 | 0.01 | 0.01 | 0.01 | 0.01 | True | False | Non Federally-Regulated | 10/14/2022 |  | 11/04/2022
Ledra Brands, Inc. | Alphabet | NU4-RA-SW-20LM-27K-90-20D-NA-SBL-**-**-IC-***-LTE | Light Emitting Diode | Inseparable Luminaire | Direct Wired | Forward Phase Cut Controls | 65.3 | 2700 | -0.0003 | 92 | 63 | 310 | 0.99 | Ambient | 50000 | 0.981 | 1 | 66000 | 0.05 | 20 | 21 | 0.03 | 0.01 | 0.01 | 0 | 0 | 0 | 0.03 | 0.01 | 0.01 | 0.01 | 0 | 0 | 0.06 | 0.02 | 0.01 | 0.01 | 0.01 | 0.01 | True | False | Non Federally-Regulated | 10/14/2022 |  | 11/04/2022
Ledra Brands, Inc. | Alphabet | NU4-RA-SW-20LM-30K-90-20D-NA-SBL-**-**-IC-***-LTE | Light Emitting Diode | Inseparable Luminaire | Direct Wired | Forward Phase Cut Controls | 68.5 | 3000 | -0.0003 | 92 | 63 | 310 | 0.99 | Ambient | 50000 | 0.981 | 1 | 66000 | 0.05 | 20 | 21 | 0.03 | 0.01 | 0.01 | 0 | 0 | 0 | 0.03 | 0.01 | 0.01 | 0.01 | 0 | 0 | 0.06 | 0.02 | 0.01 | 0.01 | 0.01 | 0.01 | True | False | Non Federally-Regulated | 10/14/2022 |  | 11/04/2022
Ledra Brands, Inc. | Alphabet | NU4-RA-SW-20LM-35K-90-20D-NA-SBL-**-**-IC-***-LTE | Light Emitting Diode | Inseparable Luminaire | Direct Wired | Forward Phase Cut Controls | 74.5 | 3500 | -0.0003 | 92 | 63 | 310 | 0.99 | Ambient | 50000 | 0.981 | 1 | 66000 | 0.05 | 20 | 21 | 0.03 | 0.01 | 0.01 | 0 | 0 | 0 | 0.03 | 0.01 | 0.01 | 0.01 | 0 | 0 | 0.06 | 0.02 | 0.01 | 0.01 | 0.01 | 0.01 | True | False | Non Federally-Regulated | 10/14/2022 |  | 11/04/2022
Ledra Brands, Inc. | Alphabet | NU4-RA-SW-20LM-40K-90-20D-NA-SBL-**-**-IC-***-LTE | Light Emitting Diode | Inseparable Luminaire | Direct Wired | Forward Phase Cut Controls | 83.7 | 4000 | -0.0003 | 92 | 63 | 310 | 0.99 | Ambient | 50000 | 0.981 | 1 | 66000 | 0.05 | 20 | 21 | 0.03 | 0.01 | 0.01 | 0 | 0 | 0 | 0.03 | 0.01 | 0.01 | 0.01 | 0 | 0 | 0.06 | 0.02 | 0.01 | 0.01 | 0.01 | 0.01 | True | False | Non Federally-Regulated | 10/14/2022 |  | 11/04/2022
Ledra Brands, Inc. | Alphabet | NU4-RA-SW-15LM-27K-90-20D-NA-SBL-**-**-IC-***-LTE | Light Emitting Diode | Inseparable Luminaire | Direct Wired | Forward Phase Cut Controls | 65.3 | 2700 | -0.0003 | 92 | 63 | 310 | 0.99 | Ambient | 50000 | 0.981 | 1 | 66000 | 0.05 | 20 | 21 | 0.03 | 0.01 | 0.01 | 0 | 0 | 0 | 0.03 | 0.01 | 0.01 | 0.01 | 0 | 0 | 0.06 | 0.02 | 0.01 | 0.01 | 0.01 | 0.01 | True | False | Non Federally-Regulated | 10/14/2022 |  | 11/04/2022
Ledra Brands, Inc. | Alphabet | NU4-RA-SW-15LM-30K-90-20D-NA-SBL-**-**-IC-***-LTE | Light Emitting Diode | Inseparable Luminaire | Direct Wired | Forward Phase Cut Controls | 68.5 | 3000 | -0.0003 | 92 | 63 | 310 | 0.99 | Ambient | 50000 | 0.981 | 1 | 66000 | 0.05 | 20 | 21 | 0.03 | 0.01 | 0.01 | 0 | 0 | 0 | 0.03 | 0.01 | 0.01 | 0.01 | 0 | 0 | 0.06 | 0.02 | 0.01 | 0.01 | 0.01 | 0.01 | True | False | Non Federally-Regulated | 10/14/2022 |  | 11/04/2022
Ledra Brands, Inc. | Alphabet | NU4-RA-SW-15LM-35K-90-20D-NA-SBL-**-**-IC-***-LTE | Light Emitting Diode | Inseparable Luminaire | Direct Wired | Forward Phase Cut Controls | 74.5 | 3500 | -0.0003 | 92 | 63 | 310 | 0.99 | Ambient | 50000 | 0.981 | 1 | 66000 | 0.05 | 20 | 21 | 0.03 | 0.01 | 0.01 | 0 | 0 | 0 | 0.03 | 0.01 | 0.01 | 0.01 | 0 | 0 | 0.06 | 0.02 | 0.01 | 0.01 | 0.01 | 0.01 | True | False | Non Federally-Regulated | 10/14/2022 |  | 11/04/2022
Ledra Brands, Inc. | Alphabet | NU4-RA-SW-15LM-40K-90-20D-NA-SBL-**-**-IC-***-LTE | Light Emitting Diode | Inseparable Luminaire | Direct Wired | Forward Phase Cut Controls | 83.7 | 4000 | -0.0003 | 92 | 63 | 310 | 0.99 | Ambient | 50000 | 0.981 | 1 | 66000 | 0.05 | 20 | 21 | 0.03 | 0.01 | 0.01 | 0 | 0 | 0 | 0.03 | 0.01 | 0.01 | 0.01 | 0 | 0 | 0.06 | 0.02 | 0.01 | 0.01 | 0.01 | 0.01 | True | False | Non Federally-Regulated | 10/14/2022 |  | 11/04/2022
Ledra Brands, Inc. | Alphabet | NU4-RA-SW-10LM-27K-90-20D-NA-SBL-**-**-IC-***-LTE | Light Emitting Diode | Inseparable Luminaire | Direct Wired | Forward Phase Cut Controls | 65.3 | 2700 | -0.0003 | 92 | 63 | 310 | 0.99 | Ambient | 50000 | 0.981 | 1 | 66000 | 0.05 | 20 | 21 | 0.03 | 0.01 | 0.01 | 0 | 0 | 0 | 0.03 | 0.01 | 0.01 | 0.01 | 0 | 0 | 0.06 | 0.02 | 0.01 | 0.01 | 0.01 | 0.01 | True | False | Non Federally-Regulated | 10/14/2022 |  | 11/04/2022
Ledra Brands, Inc. | Alphabet | NU4-RA-SW-10LM-30K-90-20D-NA-SBL-**-**-IC-***-LTE | Light Emitting Diode | Inseparable Luminaire | Direct Wired | Forward Phase Cut Controls | 68.5 | 3000 | -0.0003 | 92 | 63 | 310 | 0.99 | Ambient | 50000 | 0.981 | 1 | 66000 | 0.05 | 20 | 21 | 0.03 | 0.01 | 0.01 | 0 | 0 | 0 | 0.03 | 0.01 | 0.01 | 0.01 | 0 | 0 | 0.06 | 0.02 | 0.01 | 0.01 | 0.01 | 0.01 | True | False | Non Federally-Regulated | 10/14/2022 |  | 11/04/2022
Ledra Brands, Inc. | Alphabet | NU4-RA-SW-10LM-35K-90-20D-NA-SBL-**-**-IC-***-LTE | Light Emitting Diode | Inseparable Luminaire | Direct Wired | Forward Phase Cut Controls | 74.5 | 3500 | -0.0003 | 92 | 63 | 310 | 0.99 | Ambient | 50000 | 0.981 | 1 | 66000 | 0.05 | 20 | 21 | 0.03 | 0.01 | 0.01 | 0 | 0 | 0 | 0.03 | 0.01 | 0.01 | 0.01 | 0 | 0 | 0.06 | 0.02 | 0.01 | 0.01 | 0.01 | 0.01 | True | False | Non Federally-Regulated | 10/14/2022 |  | 11/04/2022
Ledra Brands, Inc. | Alphabet | NU4-RA-SW-10LM-40K-90-20D-NA-SBL-**-**-IC-***-LTE | Light Emitting Diode | Inseparable Luminaire | Direct Wired | Forward Phase Cut Controls | 83.7 | 4000 | -0.0003 | 92 | 63 | 310 | 0.99 | Ambient | 50000 | 0.981 | 1 | 66000 | 0.05 | 20 | 21 | 0.03 | 0.01 | 0.01 | 0 | 0 | 0 | 0.03 | 0.01 | 0.01 | 0.01 | 0 | 0 | 0.06 | 0.02 | 0.01 | 0.01 | 0.01 | 0.01 | True | False | Non Federally-Regulated | 10/14/2022 |  | 11/04/2022
Ledra Brands, Inc. | Alphabet | NU4-RA-SW-25LM-27K-90- 25D-NA-SBL-**-**-IC-***-LTE | Light Emitting Diode | Inseparable Luminaire | Direct Wired | Forward Phase Cut Controls | 67.4 | 2700 | -0.0003 | 92 | 63 | 310 | 0.99 | Ambient | 50000 | 0.981 | 1 | 66000 | 0.05 | 20 | 21 | 0.03 | 0.01 | 0.01 | 0 | 0 | 0 | 0.03 | 0.01 | 0.01 | 0.01 | 0 | 0 | 0.06 | 0.02 | 0.01 | 0.01 | 0.01 | 0.01 | True | False | Non Federally-Regulated | 10/14/2022 |  | 11/04/2022
Ledra Brands, Inc. | Alphabet | NU4-RA-SW-25LM-30K-90- 25D-NA-SBL-**-**-IC-***-LTE | Light Emitting Diode | Inseparable Luminaire | Direct Wired | Forward Phase Cut Controls | 70.8 | 3000 | -0.0003 | 92 | 63 | 310 | 0.99 | Ambient | 50000 | 0.981 | 1 | 66000 | 0.05 | 20 | 21 | 0.03 | 0.01 | 0.01 | 0 | 0 | 0 | 0.03 | 0.01 | 0.01 | 0.01 | 0 | 0 | 0.06 | 0.02 | 0.01 | 0.01 | 0.01 | 0.01 | True | False | Non Federally-Regulated | 10/14/2022 |  | 11/04/2022
Ledra Brands, Inc. | Alphabet | NU4-RA-SW-25LM-35K-90- 25D-NA-SBL-**-**-IC-***-LTE | Light Emitting Diode | Inseparable Luminaire | Direct Wired | Forward Phase Cut Controls | 76.9 | 3500 | -0.0003 | 92 | 63 | 310 | 0.99 | Ambient | 50000 | 0.981 | 1 | 66000 | 0.05 | 20 | 21 | 0.03 | 0.01 | 0.01 | 0 | 0 | 0 | 0.03 | 0.01 | 0.01 | 0.01 | 0 | 0 | 0.06 | 0.02 | 0.01 | 0.01 | 0.01 | 0.01 | True | False | Non Federally-Regulated | 10/14/2022 |  | 11/04/2022
Ledra Brands, Inc. | Alphabet | NU4-RA-SW-25LM-40K-90- 25D-NA-SBL-**-**-IC-***-LTE | Light Emitting Diode | Inseparable Luminaire | Direct Wired | Forward Phase Cut Controls | 86.4 | 4000 | -0.0003 | 92 | 63 | 310 | 0.99 | Ambient | 50000 | 0.981 | 1 | 66000 | 0.05 | 20 | 21 | 0.03 | 0.01 | 0.01 | 0 | 0 | 0 | 0.03 | 0.01 | 0.01 | 0.01 | 0 | 0 | 0.06 | 0.02 | 0.01 | 0.01 | 0.01 | 0.01 | True | False | Non Federally-Regulated | 10/14/2022 |  | 11/04/2022
Ledra Brands, Inc. | Alphabet | NU4-RA-SW-20LM-27K-90- 25D-NA-SBL-**-**-IC-***-LTE | Light Emitting Diode | Inseparable Luminaire | Direct Wired | Forward Phase Cut Controls | 67.4 | 2700 | -0.0003 | 92 | 63 | 310 | 0.99 | Ambient | 50000 | 0.981 | 1 | 66000 | 0.05 | 20 | 21 | 0.03 | 0.01 | 0.01 | 0 | 0 | 0 | 0.03 | 0.01 | 0.01 | 0.01 | 0 | 0 | 0.06 | 0.02 | 0.01 | 0.01 | 0.01 | 0.01 | True | False | Non Federally-Regulated | 10/14/2022 |  | 11/04/2022
Ledra Brands, Inc. | Alphabet | NU4-RA-SW-20LM-30K-90- 25D-NA-SBL-**-**-IC-***-LTE | Light Emitting Diode | Inseparable Luminaire | Direct Wired | Forward Phase Cut Controls | 70.8 | 3000 | -0.0003 | 92 | 63 | 310 | 0.99 | Ambient | 50000 | 0.981 | 1 | 66000 | 0.05 | 20 | 21 | 0.03 | 0.01 | 0.01 | 0 | 0 | 0 | 0.03 | 0.01 | 0.01 | 0.01 | 0 | 0 | 0.06 | 0.02 | 0.01 | 0.01 | 0.01 | 0.01 | True | False | Non Federally-Regulated | 10/14/2022 |  | 11/04/2022
Ledra Brands, Inc. | Alphabet | NU4-RA-SW-20LM-35K-90- 25D-NA-SBL-**-**-IC-***-LTE | Light Emitting Diode | Inseparable Luminaire | Direct Wired | Forward Phase Cut Controls | 76.9 | 3500 | -0.0003 | 92 | 63 | 310 | 0.99 | Ambient | 50000 | 0.981 | 1 | 66000 | 0.05 | 20 | 21 | 0.03 | 0.01 | 0.01 | 0 | 0 | 0 | 0.03 | 0.01 | 0.01 | 0.01 | 0 | 0 | 0.06 | 0.02 | 0.01 | 0.01 | 0.01 | 0.01 | True | False | Non Federally-Regulated | 10/14/2022 |  | 11/04/2022
Ledra Brands, Inc. | Alphabet | NU4-RA-SW-20LM-40K-90- 25D-NA-SBL-**-**-IC-***-LTE | Light Emitting Diode | Inseparable Luminaire | Direct Wired | Forward Phase Cut Controls | 86.4 | 4000 | -0.0003 | 92 | 63 | 310 | 0.99 | Ambient | 50000 | 0.981 | 1 | 66000 | 0.05 | 20 | 21 | 0.03 | 0.01 | 0.01 | 0 | 0 | 0 | 0.03 | 0.01 | 0.01 | 0.01 | 0 | 0 | 0.06 | 0.02 | 0.01 | 0.01 | 0.01 | 0.01 | True | False | Non Federally-Regulated | 10/14/2022 |  | 11/04/2022
Ledra Brands, Inc. | Alphabet | NU4-RA-SW-15LM-27K-90- 25D-NA-SBL-**-**-IC-***-LTE | Light Emitting Diode | Inseparable Luminaire | Direct Wired | Forward Phase Cut Controls | 67.4 | 2700 | -0.0003 | 92 | 63 | 310 | 0.99 | Ambient | 50000 | 0.981 | 1 | 66000 | 0.05 | 20 | 21 | 0.03 | 0.01 | 0.01 | 0 | 0 | 0 | 0.03 | 0.01 | 0.01 | 0.01 | 0 | 0 | 0.06 | 0.02 | 0.01 | 0.01 | 0.01 | 0.01 | True | False | Non Federally-Regulated | 10/14/2022 |  | 11/04/2022
Ledra Brands, Inc. | Alphabet | NU4-RA-SW-15LM-30K-90- 25D-NA-SBL-**-**-IC-***-LTE | Light Emitting Diode | Inseparable Luminaire | Direct Wired | Forward Phase Cut Controls | 70.8 | 3000 | -0.0003 | 92 | 63 | 310 | 0.99 | Ambient | 50000 | 0.981 | 1 | 66000 | 0.05 | 20 | 21 | 0.03 | 0.01 | 0.01 | 0 | 0 | 0 | 0.03 | 0.01 | 0.01 | 0.01 | 0 | 0 | 0.06 | 0.02 | 0.01 | 0.01 | 0.01 | 0.01 | True | False | Non Federally-Regulated | 10/14/2022 |  | 11/04/2022
Ledra Brands, Inc. | Alphabet | NU4-RA-SW-15LM-35K-90- 25D-NA-SBL-**-**-IC-***-LTE | Light Emitting Diode | Inseparable Luminaire | Direct Wired | Forward Phase Cut Controls | 76.9 | 3500 | -0.0003 | 92 | 63 | 310 | 0.99 | Ambient | 50000 | 0.981 | 1 | 66000 | 0.05 | 20 | 21 | 0.03 | 0.01 | 0.01 | 0 | 0 | 0 | 0.03 | 0.01 | 0.01 | 0.01 | 0 | 0 | 0.06 | 0.02 | 0.01 | 0.01 | 0.01 | 0.01 | True | False | Non Federally-Regulated | 10/14/2022 |  | 11/04/2022
Ledra Brands, Inc. | Alphabet | NU4-RA-SW-15LM-40K-90- 25D-NA-SBL-**-**-IC-***-LTE | Light Emitting Diode | Inseparable Luminaire | Direct Wired | Forward Phase Cut Controls | 86.4 | 4000 | -0.0003 | 92 | 63 | 310 | 0.99 | Ambient | 50000 | 0.981 | 1 | 66000 | 0.05 | 20 | 21 | 0.03 | 0.01 | 0.01 | 0 | 0 | 0 | 0.03 | 0.01 | 0.01 | 0.01 | 0 | 0 | 0.06 | 0.02 | 0.01 | 0.01 | 0.01 | 0.01 | True | False | Non Federally-Regulated | 10/14/2022 |  | 11/04/2022
Ledra Brands, Inc. | Alphabet | NU4-RA-SW-10LM-27K-90- 25D-NA-SBL-**-**-IC-***-LTE | Light Emitting Diode | Inseparable Luminaire | Direct Wired | Forward Phase Cut Controls | 67.4 | 2700 | -0.0003 | 92 | 63 | 310 | 0.99 | Ambient | 50000 | 0.981 | 1 | 66000 | 0.05 | 20 | 21 | 0.03 | 0.01 | 0.01 | 0 | 0 | 0 | 0.03 | 0.01 | 0.01 | 0.01 | 0 | 0 | 0.06 | 0.02 | 0.01 | 0.01 | 0.01 | 0.01 | True | False | Non Federally-Regulated | 10/14/2022 |  | 11/04/2022
Ledra Brands, Inc. | Alphabet | NU4-RA-SW-10LM-30K-90- 25D-NA-SBL-**-**-IC-***-LTE | Light Emitting Diode | Inseparable Luminaire | Direct Wired | Forward Phase Cut Controls | 70.8 | 3000 | -0.0003 | 92 | 63 | 310 | 0.99 | Ambient | 50000 | 0.981 | 1 | 66000 | 0.05 | 20 | 21 | 0.03 | 0.01 | 0.01 | 0 | 0 | 0 | 0.03 | 0.01 | 0.01 | 0.01 | 0 | 0 | 0.06 | 0.02 | 0.01 | 0.01 | 0.01 | 0.01 | True | False | Non Federally-Regulated | 10/14/2022 |  | 11/04/2022
Ledra Brands, Inc. | Alphabet | NU4-RA-SW-10LM-35K-90- 25D-NA-SBL-**-**-IC-***-LTE | Light Emitting Diode | Inseparable Luminaire | Direct Wired | Forward Phase Cut Controls | 76.9 | 3500 | -0.0003 | 92 | 63 | 310 | 0.99 | Ambient | 50000 | 0.981 | 1 | 66000 | 0.05 | 20 | 21 | 0.03 | 0.01 | 0.01 | 0 | 0 | 0 | 0.03 | 0.01 | 0.01 | 0.01 | 0 | 0 | 0.06 | 0.02 | 0.01 | 0.01 | 0.01 | 0.01 | True | False | Non Federally-Regulated | 10/14/2022 |  | 11/04/2022
Ledra Brands, Inc. | Alphabet | NU4-RA-SW-10LM-40K-90- 25D-NA-SBL-**-**-IC-***-LTE | Light Emitting Diode | Inseparable Luminaire | Direct Wired | Forward Phase Cut Controls | 86.4 | 4000 | -0.0003 | 92 | 63 | 310 | 0.99 | Ambient | 50000 | 0.981 | 1 | 66000 | 0.05 | 20 | 21 | 0.03 | 0.01 | 0.01 | 0 | 0 | 0 | 0.03 | 0.01 | 0.01 | 0.01 | 0 | 0 | 0.06 | 0.02 | 0.01 | 0.01 | 0.01 | 0.01 | True | False | Non Federally-Regulated | 10/14/2022 |  | 11/04/2022
Ledra Brands, Inc. | Alphabet | NU4-RA-SW-25LM-27K-90- 35D-NA-SBL-**-**-IC-***-LTE | Light Emitting Diode | Inseparable Luminaire | Direct Wired | Forward Phase Cut Controls | 72.5 | 2700 | -0.0003 | 92 | 63 | 310 | 0.99 | Ambient | 50000 | 0.981 | 1 | 66000 | 0.05 | 20 | 21 | 0.03 | 0.01 | 0.01 | 0 | 0 | 0 | 0.03 | 0.01 | 0.01 | 0.01 | 0 | 0 | 0.06 | 0.02 | 0.01 | 0.01 | 0.01 | 0.01 | True | False | Non Federally-Regulated | 10/14/2022 |  | 11/04/2022
Ledra Brands, Inc. | Alphabet | NU4-RA-SW-25LM-30K-90- 35D-NA-SBL-**-**-IC-***-LTE | Light Emitting Diode | Inseparable Luminaire | Direct Wired | Forward Phase Cut Controls | 76.1 | 3000 | -0.0003 | 92 | 63 | 310 | 0.99 | Ambient | 50000 | 0.981 | 1 | 66000 | 0.05 | 20 | 21 | 0.03 | 0.01 | 0.01 | 0 | 0 | 0 | 0.03 | 0.01 | 0.01 | 0.01 | 0 | 0 | 0.06 | 0.02 | 0.01 | 0.01 | 0.01 | 0.01 | True | False | Non Federally-Regulated | 10/14/2022 |  | 11/04/2022
Ledra Brands, Inc. | Alphabet | NU4-RA-SW-25LM-35K-90- 35D-NA-SBL-**-**-IC-***-LTE | Light Emitting Diode | Inseparable Luminaire | Direct Wired | Forward Phase Cut Controls | 82.7 | 3500 | -0.0003 | 92 | 63 | 310 | 0.99 | Ambient | 50000 | 0.981 | 1 | 66000 | 0.05 | 20 | 21 | 0.03 | 0.01 | 0.01 | 0 | 0 | 0 | 0.03 | 0.01 | 0.01 | 0.01 | 0 | 0 | 0.06 | 0.02 | 0.01 | 0.01 | 0.01 | 0.01 | True | False | Non Federally-Regulated | 10/14/2022 |  | 11/04/2022
Ledra Brands, Inc. | Alphabet | NU4-RA-SW-25LM-40K-90- 35D-NA-SBL-**-**-IC-***-LTE | Light Emitting Diode | Inseparable Luminaire | Direct Wired | Forward Phase Cut Controls | 92.9 | 4000 | -0.0003 | 92 | 63 | 310 | 0.99 | Ambient | 50000 | 0.981 | 1 | 66000 | 0.05 | 20 | 21 | 0.03 | 0.01 | 0.01 | 0 | 0 | 0 | 0.03 | 0.01 | 0.01 | 0.01 | 0 | 0 | 0.06 | 0.02 | 0.01 | 0.01 | 0.01 | 0.01 | True | False | Non Federally-Regulated | 10/14/2022 |  | 11/04/2022
Ledra Brands, Inc. | Alphabet | NU4-RA-SW-20LM-27K-90- 35D-NA-SBL-**-**-IC-***-LTE | Light Emitting Diode | Inseparable Luminaire | Direct Wired | Forward Phase Cut Controls | 72.5 | 2700 | -0.0003 | 92 | 63 | 310 | 0.99 | Ambient | 50000 | 0.981 | 1 | 66000 | 0.05 | 20 | 21 | 0.03 | 0.01 | 0.01 | 0 | 0 | 0 | 0.03 | 0.01 | 0.01 | 0.01 | 0 | 0 | 0.06 | 0.02 | 0.01 | 0.01 | 0.01 | 0.01 | True | False | Non Federally-Regulated | 10/14/2022 |  | 11/04/2022
Ledra Brands, Inc. | Alphabet | NU4-RA-SW-20LM-30K-90- 35D-NA-SBL-**-**-IC-***-LTE | Light Emitting Diode | Inseparable Luminaire | Direct Wired | Forward Phase Cut Controls | 76.1 | 3000 | -0.0003 | 92 | 63 | 310 | 0.99 | Ambient | 50000 | 0.981 | 1 | 66000 | 0.05 | 20 | 21 | 0.03 | 0.01 | 0.01 | 0 | 0 | 0 | 0.03 | 0.01 | 0.01 | 0.01 | 0 | 0 | 0.06 | 0.02 | 0.01 | 0.01 | 0.01 | 0.01 | True | False | Non Federally-Regulated | 10/14/2022 |  | 11/04/2022
Ledra Brands, Inc. | Alphabet | NU4-RA-SW-20LM-35K-90- 35D-NA-SBL-**-**-IC-***-LTE | Light Emitting Diode | Inseparable Luminaire | Direct Wired | Forward Phase Cut Controls | 82.7 | 3500 | -0.0003 | 92 | 63 | 310 | 0.99 | Ambient | 50000 | 0.981 | 1 | 66000 | 0.05 | 20 | 21 | 0.03 | 0.01 | 0.01 | 0 | 0 | 0 | 0.03 | 0.01 | 0.01 | 0.01 | 0 | 0 | 0.06 | 0.02 | 0.01 | 0.01 | 0.01 | 0.01 | True | False | Non Federally-Regulated | 10/14/2022 |  | 11/04/2022
Ledra Brands, Inc. | Alphabet | NU4-RA-SW-20LM-40K-90- 35D-NA-SBL-**-**-IC-***-LTE | Light Emitting Diode | Inseparable Luminaire | Direct Wired | Forward Phase Cut Controls | 92.9 | 4000 | -0.0003 | 92 | 63 | 310 | 0.99 | Ambient | 50000 | 0.981 | 1 | 66000 | 0.05 | 20 | 21 | 0.03 | 0.01 | 0.01 | 0 | 0 | 0 | 0.03 | 0.01 | 0.01 | 0.01 | 0 | 0 | 0.06 | 0.02 | 0.01 | 0.01 | 0.01 | 0.01 | True | False | Non Federally-Regulated | 10/14/2022 |  | 11/04/2022
Ledra Brands, Inc. | Alphabet | NU4-RA-SW-15LM-27K-90- 35D-NA-SBL-**-**-IC-***-LTE | Light Emitting Diode | Inseparable Luminaire | Direct Wired | Forward Phase Cut Controls | 72.5 | 2700 | -0.0003 | 92 | 63 | 310 | 0.99 | Ambient | 50000 | 0.981 | 1 | 66000 | 0.05 | 20 | 21 | 0.03 | 0.01 | 0.01 | 0 | 0 | 0 | 0.03 | 0.01 | 0.01 | 0.01 | 0 | 0 | 0.06 | 0.02 | 0.01 | 0.01 | 0.01 | 0.01 | True | False | Non Federally-Regulated | 10/14/2022 |  | 11/04/2022
Ledra Brands, Inc. | Alphabet | NU4-RA-SW-15LM-30K-90- 35D-NA-SBL-**-**-IC-***-LTE | Light Emitting Diode | Inseparable Luminaire | Direct Wired | Forward Phase Cut Controls | 76.1 | 3000 | -0.0003 | 92 | 63 | 310 | 0.99 | Ambient | 50000 | 0.981 | 1 | 66000 | 0.05 | 20 | 21 | 0.03 | 0.01 | 0.01 | 0 | 0 | 0 | 0.03 | 0.01 | 0.01 | 0.01 | 0 | 0 | 0.06 | 0.02 | 0.01 | 0.01 | 0.01 | 0.01 | True | False | Non Federally-Regulated | 10/14/2022 |  | 11/04/2022
Ledra Brands, Inc. | Alphabet | NU4-RA-SW-15LM-35K-90- 35D-NA-SBL-**-**-IC-***-LTE | Light Emitting Diode | Inseparable Luminaire | Direct Wired | Forward Phase Cut Controls | 82.7 | 3500 | -0.0003 | 92 | 63 | 310 | 0.99 | Ambient | 50000 | 0.981 | 1 | 66000 | 0.05 | 20 | 21 | 0.03 | 0.01 | 0.01 | 0 | 0 | 0 | 0.03 | 0.01 | 0.01 | 0.01 | 0 | 0 | 0.06 | 0.02 | 0.01 | 0.01 | 0.01 | 0.01 | True | False | Non Federally-Regulated | 10/14/2022 |  | 11/04/2022
Ledra Brands, Inc. | Alphabet | NU4-RA-SW-15LM-40K-90- 35D-NA-SBL-**-**-IC-***-LTE | Light Emitting Diode | Inseparable Luminaire | Direct Wired | Forward Phase Cut Controls | 92.9 | 4000 | -0.0003 | 92 | 63 | 310 | 0.99 | Ambient | 50000 | 0.981 | 1 | 66000 | 0.05 | 20 | 21 | 0.03 | 0.01 | 0.01 | 0 | 0 | 0 | 0.03 | 0.01 | 0.01 | 0.01 | 0 | 0 | 0.06 | 0.02 | 0.01 | 0.01 | 0.01 | 0.01 | True | False | Non Federally-Regulated | 10/14/2022 |  | 11/04/2022
Ledra Brands, Inc. | Alphabet | NU4-RA-SW-10LM-27K-90- 35D-NA-SBL-**-**-IC-***-LTE | Light Emitting Diode | Inseparable Luminaire | Direct Wired | Forward Phase Cut Controls | 72.5 | 2700 | -0.0003 | 92 | 63 | 310 | 0.99 | Ambient | 50000 | 0.981 | 1 | 66000 | 0.05 | 20 | 21 | 0.03 | 0.01 | 0.01 | 0 | 0 | 0 | 0.03 | 0.01 | 0.01 | 0.01 | 0 | 0 | 0.06 | 0.02 | 0.01 | 0.01 | 0.01 | 0.01 | True | False | Non Federally-Regulated | 10/14/2022 |  | 11/04/2022
Ledra Brands, Inc. | Alphabet | NU4-RA-SW-10LM-30K-90- 35D-NA-SBL-**-**-IC-***-LTE | Light Emitting Diode | Inseparable Luminaire | Direct Wired | Forward Phase Cut Controls | 76.1 | 3000 | -0.0003 | 92 | 63 | 310 | 0.99 | Ambient | 50000 | 0.981 | 1 | 66000 | 0.05 | 20 | 21 | 0.03 | 0.01 | 0.01 | 0 | 0 | 0 | 0.03 | 0.01 | 0.01 | 0.01 | 0 | 0 | 0.06 | 0.02 | 0.01 | 0.01 | 0.01 | 0.01 | True | False | Non Federally-Regulated | 10/14/2022 |  | 11/04/2022
Ledra Brands, Inc. | Alphabet | NU4-RA-SW-10LM-35K-90- 35D-NA-SBL-**-**-IC-***-LTE | Light Emitting Diode | Inseparable Luminaire | Direct Wired | Forward Phase Cut Controls | 82.7 | 3500 | -0.0003 | 92 | 63 | 310 | 0.99 | Ambient | 50000 | 0.981 | 1 | 66000 | 0.05 | 20 | 21 | 0.03 | 0.01 | 0.01 | 0 | 0 | 0 | 0.03 | 0.01 | 0.01 | 0.01 | 0 | 0 | 0.06 | 0.02 | 0.01 | 0.01 | 0.01 | 0.01 | True | False | Non Federally-Regulated | 10/14/2022 |  | 11/04/2022
Ledra Brands, Inc. | Alphabet | NU4-RA-SW-10LM-40K-90- 35D-NA-SBL-**-**-IC-***-LTE | Light Emitting Diode | Inseparable Luminaire | Direct Wired | Forward Phase Cut Controls | 92.9 | 4000 | -0.0003 | 92 | 63 | 310 | 0.99 | Ambient | 50000 | 0.981 | 1 | 66000 | 0.05 | 20 | 21 | 0.03 | 0.01 | 0.01 | 0 | 0 | 0 | 0.03 | 0.01 | 0.01 | 0.01 | 0 | 0 | 0.06 | 0.02 | 0.01 | 0.01 | 0.01 | 0.01 | True | False | Non Federally-Regulated | 10/14/2022 |  | 11/04/2022
Ledra Brands, Inc. | Alphabet | NU4-RA-SW-25LM-27K-90- 55D-NA-SBL-**-**-IC-***-LTE | Light Emitting Diode | Inseparable Luminaire | Direct Wired | Forward Phase Cut Controls | 75.6 | 2700 | -0.0003 | 92 | 63 | 310 | 0.99 | Ambient | 50000 | 0.981 | 1 | 66000 | 0.05 | 20 | 21 | 0.03 | 0.01 | 0.01 | 0 | 0 | 0 | 0.03 | 0.01 | 0.01 | 0.01 | 0 | 0 | 0.06 | 0.02 | 0.01 | 0.01 | 0.01 | 0.01 | True | False | Non Federally-Regulated | 10/14/2022 |  | 11/04/2022
Ledra Brands, Inc. | Alphabet | NU4-RA-SW-25LM-30K-90- 55D-NA-SBL-**-**-IC-***-LTE | Light Emitting Diode | Inseparable Luminaire | Direct Wired | Forward Phase Cut Controls | 79.4 | 3000 | -0.0003 | 92 | 63 | 310 | 0.99 | Ambient | 50000 | 0.981 | 1 | 66000 | 0.05 | 20 | 21 | 0.03 | 0.01 | 0.01 | 0 | 0 | 0 | 0.03 | 0.01 | 0.01 | 0.01 | 0 | 0 | 0.06 | 0.02 | 0.01 | 0.01 | 0.01 | 0.01 | True | False | Non Federally-Regulated | 10/14/2022 |  | 11/04/2022
Ledra Brands, Inc. | Alphabet | NU4-RA-SW-25LM-35K-90- 55D-NA-SBL-**-**-IC-***-LTE | Light Emitting Diode | Inseparable Luminaire | Direct Wired | Forward Phase Cut Controls | 86.2 | 3500 | -0.0003 | 92 | 63 | 310 | 0.99 | Ambient | 50000 | 0.981 | 1 | 66000 | 0.05 | 20 | 21 | 0.03 | 0.01 | 0.01 | 0 | 0 | 0 | 0.03 | 0.01 | 0.01 | 0.01 | 0 | 0 | 0.06 | 0.02 | 0.01 | 0.01 | 0.01 | 0.01 | True | False | Non Federally-Regulated | 10/14/2022 |  | 11/04/2022
Ledra Brands, Inc. | Alphabet | NU4-RA-SW-25LM-40K-90- 55D-NA-SBL-**-**-IC-***-LTE | Light Emitting Diode | Inseparable Luminaire | Direct Wired | Forward Phase Cut Controls | 97 | 4000 | -0.0003 | 92 | 63 | 310 | 0.99 | Ambient | 50000 | 0.981 | 1 | 66000 | 0.05 | 20 | 21 | 0.03 | 0.01 | 0.01 | 0 | 0 | 0 | 0.03 | 0.01 | 0.01 | 0.01 | 0 | 0 | 0.06 | 0.02 | 0.01 | 0.01 | 0.01 | 0.01 | True | False | Non Federally-Regulated | 10/14/2022 |  | 11/04/2022
Ledra Brands, Inc. | Alphabet | NU4-RA-SW-20LM-27K-90- 55D-NA-SBL-**-**-IC-***-LTE | Light Emitting Diode | Inseparable Luminaire | Direct Wired | Forward Phase Cut Controls | 75.6 | 2700 | -0.0003 | 92 | 63 | 310 | 0.99 | Ambient | 50000 | 0.981 | 1 | 66000 | 0.05 | 20 | 21 | 0.03 | 0.01 | 0.01 | 0 | 0 | 0 | 0.03 | 0.01 | 0.01 | 0.01 | 0 | 0 | 0.06 | 0.02 | 0.01 | 0.01 | 0.01 | 0.01 | True | False | Non Federally-Regulated | 10/14/2022 |  | 11/04/2022
Ledra Brands, Inc. | Alphabet | NU4-RA-SW-20LM-30K-90- 55D-NA-SBL-**-**-IC-***-LTE | Light Emitting Diode | Inseparable Luminaire | Direct Wired | Forward Phase Cut Controls | 79.4 | 3000 | -0.0003 | 92 | 63 | 310 | 0.99 | Ambient | 50000 | 0.981 | 1 | 66000 | 0.05 | 20 | 21 | 0.03 | 0.01 | 0.01 | 0 | 0 | 0 | 0.03 | 0.01 | 0.01 | 0.01 | 0 | 0 | 0.06 | 0.02 | 0.01 | 0.01 | 0.01 | 0.01 | True | False | Non Federally-Regulated | 10/14/2022 |  | 11/04/2022
Ledra Brands, Inc. | Alphabet | NU4-RA-SW-20LM-35K-90- 55D-NA-SBL-**-**-IC-***-LTE | Light Emitting Diode | Inseparable Luminaire | Direct Wired | Forward Phase Cut Controls | 86.2 | 3500 | -0.0003 | 92 | 63 | 310 | 0.99 | Ambient | 50000 | 0.981 | 1 | 66000 | 0.05 | 20 | 21 | 0.03 | 0.01 | 0.01 | 0 | 0 | 0 | 0.03 | 0.01 | 0.01 | 0.01 | 0 | 0 | 0.06 | 0.02 | 0.01 | 0.01 | 0.01 | 0.01 | True | False | Non Federally-Regulated | 10/14/2022 |  | 11/04/2022
Ledra Brands, Inc. | Alphabet | NU4-RA-SW-20LM-40K-90- 55D-NA-SBL-**-**-IC-***-LTE | Light Emitting Diode | Inseparable Luminaire | Direct Wired | Forward Phase Cut Controls | 97 | 4000 | -0.0003 | 92 | 63 | 310 | 0.99 | Ambient | 50000 | 0.981 | 1 | 66000 | 0.05 | 20 | 21 | 0.03 | 0.01 | 0.01 | 0 | 0 | 0 | 0.03 | 0.01 | 0.01 | 0.01 | 0 | 0 | 0.06 | 0.02 | 0.01 | 0.01 | 0.01 | 0.01 | True | False | Non Federally-Regulated | 10/14/2022 |  | 11/04/2022
Ledra Brands, Inc. | Alphabet | NU4-RA-SW-15LM-27K-90- 55D-NA-SBL-**-**-IC-***-LTE | Light Emitting Diode | Inseparable Luminaire | Direct Wired | Forward Phase Cut Controls | 75.6 | 2700 | -0.0003 | 92 | 63 | 310 | 0.99 | Ambient | 50000 | 0.981 | 1 | 66000 | 0.05 | 20 | 21 | 0.03 | 0.01 | 0.01 | 0 | 0 | 0 | 0.03 | 0.01 | 0.01 | 0.01 | 0 | 0 | 0.06 | 0.02 | 0.01 | 0.01 | 0.01 | 0.01 | True | False | Non Federally-Regulated | 10/14/2022 |  | 11/04/2022
Ledra Brands, Inc. | Alphabet | NU4-RA-SW-15LM-30K-90- 55D-NA-SBL-**-**-IC-***-LTE | Light Emitting Diode | Inseparable Luminaire | Direct Wired | Forward Phase Cut Controls | 79.4 | 3000 | -0.0003 | 92 | 63 | 310 | 0.99 | Ambient | 50000 | 0.981 | 1 | 66000 | 0.05 | 20 | 21 | 0.03 | 0.01 | 0.01 | 0 | 0 | 0 | 0.03 | 0.01 | 0.01 | 0.01 | 0 | 0 | 0.06 | 0.02 | 0.01 | 0.01 | 0.01 | 0.01 | True | False | Non Federally-Regulated | 10/14/2022 |  | 11/04/2022
Ledra Brands, Inc. | Alphabet | NU4-RA-SW-15LM-35K-90- 55D-NA-SBL-**-**-IC-***-LTE | Light Emitting Diode | Inseparable Luminaire | Direct Wired | Forward Phase Cut Controls | 86.2 | 3500 | -0.0003 | 92 | 63 | 310 | 0.99 | Ambient | 50000 | 0.981 | 1 | 66000 | 0.05 | 20 | 21 | 0.03 | 0.01 | 0.01 | 0 | 0 | 0 | 0.03 | 0.01 | 0.01 | 0.01 | 0 | 0 | 0.06 | 0.02 | 0.01 | 0.01 | 0.01 | 0.01 | True | False | Non Federally-Regulated | 10/14/2022 |  | 11/04/2022
Ledra Brands, Inc. | Alphabet | NU4-RA-SW-15LM-40K-90- 55D-NA-SBL-**-**-IC-***-LTE | Light Emitting Diode | Inseparable Luminaire | Direct Wired | Forward Phase Cut Controls | 97 | 4000 | -0.0003 | 92 | 63 | 310 | 0.99 | Ambient | 50000 | 0.981 | 1 | 66000 | 0.05 | 20 | 21 | 0.03 | 0.01 | 0.01 | 0 | 0 | 0 | 0.03 | 0.01 | 0.01 | 0.01 | 0 | 0 | 0.06 | 0.02 | 0.01 | 0.01 | 0.01 | 0.01 | True | False | Non Federally-Regulated | 10/14/2022 |  | 11/04/2022
Ledra Brands, Inc. | Alphabet | NU4-RA-SW-10LM-27K-90- 55D-NA-SBL-**-**-IC-***-LTE | Light Emitting Diode | Inseparable Luminaire | Direct Wired | Forward Phase Cut Controls | 75.6 | 2700 | -0.0003 | 92 | 63 | 310 | 0.99 | Ambient | 50000 | 0.981 | 1 | 66000 | 0.05 | 20 | 21 | 0.03 | 0.01 | 0.01 | 0 | 0 | 0 | 0.03 | 0.01 | 0.01 | 0.01 | 0 | 0 | 0.06 | 0.02 | 0.01 | 0.01 | 0.01 | 0.01 | True | False | Non Federally-Regulated | 10/14/2022 |  | 11/04/2022
Ledra Brands, Inc. | Alphabet | NU4-RA-SW-10LM-30K-90- 55D-NA-SBL-**-**-IC-***-LTE | Light Emitting Diode | Inseparable Luminaire | Direct Wired | Forward Phase Cut Controls | 79.4 | 3000 | -0.0003 | 92 | 63 | 310 | 0.99 | Ambient | 50000 | 0.981 | 1 | 66000 | 0.05 | 20 | 21 | 0.03 | 0.01 | 0.01 | 0 | 0 | 0 | 0.03 | 0.01 | 0.01 | 0.01 | 0 | 0 | 0.06 | 0.02 | 0.01 | 0.01 | 0.01 | 0.01 | True | False | Non Federally-Regulated | 10/14/2022 |  | 11/04/2022
Ledra Brands, Inc. | Alphabet | NU4-RA-SW-10LM-35K-90- 55D-NA-SBL-**-**-IC-***-LTE | Light Emitting Diode | Inseparable Luminaire | Direct Wired | Forward Phase Cut Controls | 86.2 | 3500 | -0.0003 | 92 | 63 | 310 | 0.99 | Ambient | 50000 | 0.981 | 1 | 66000 | 0.05 | 20 | 21 | 0.03 | 0.01 | 0.01 | 0 | 0 | 0 | 0.03 | 0.01 | 0.01 | 0.01 | 0 | 0 | 0.06 | 0.02 | 0.01 | 0.01 | 0.01 | 0.01 | True | False | Non Federally-Regulated | 10/14/2022 |  | 11/04/2022
Ledra Brands, Inc. | Alphabet | NU4-RA-SW-10LM-40K-90- 55D-NA-SBL-**-**-IC-***-LTE | Light Emitting Diode | Inseparable Luminaire | Direct Wired | Forward Phase Cut Controls | 97 | 4000 | -0.0003 | 92 | 63 | 310 | 0.99 | Ambient | 50000 | 0.981 | 1 | 66000 | 0.05 | 20 | 21 | 0.03 | 0.01 | 0.01 | 0 | 0 | 0 | 0.03 | 0.01 | 0.01 | 0.01 | 0 | 0 | 0.06 | 0.02 | 0.01 | 0.01 | 0.01 | 0.01 | True | False | Non Federally-Regulated | 10/14/2022 |  | 11/04/2022
Ledra Brands, Inc. | Alphabet | NU4-RALP-SW-15LM-27K-90-15D-NA-CL-**-**-IC-***-ELV1 | Light Emitting Diode | Inseparable Luminaire | Direct Wired | Reverse Phase Cut Controls | 47.1 | 2700 | 0 | 91 | 50 | 315 | 1 | Ambient | 50000 | 0.98 | 1 |  | 0.01 | 21 | 21 | 0.02 | 0.01 | 0.01 | 0.01 | 0 | 0 | 0.06 | 0.03 | 0.03 | 0.02 | 0 | 0 | 0.5 | 0.17 | 0.16 | 0.14 | 0.02 | 0.01 | True | False | Non Federally-Regulated | 10/19/2022 |  | 11/04/2022
Ledra Brands, Inc. | Alphabet | NU4-RALP-SW-15LM-30K-90-15D-NA-CL-**-**-IC-***-ELV1 | Light Emitting Diode | Inseparable Luminaire | Direct Wired | Reverse Phase Cut Controls | 49.4 | 3000 | 0 | 91 | 50 | 315 | 1 | Ambient | 50000 | 0.98 | 1 |  | 0.01 | 21 | 21 | 0.02 | 0.01 | 0.01 | 0.01 | 0 | 0 | 0.06 | 0.03 | 0.03 | 0.02 | 0 | 0 | 0.5 | 0.17 | 0.16 | 0.14 | 0.02 | 0.01 | True | False | Non Federally-Regulated | 10/19/2022 |  | 11/04/2022
Ledra Brands, Inc. | Alphabet | NU4-RALP-SW-15LM-35K-90-15D-NA-CL-**-**-IC-***-ELV1 | Light Emitting Diode | Inseparable Luminaire | Direct Wired | Reverse Phase Cut Controls | 53.7 | 3500 | 0 | 91 | 50 | 315 | 1 | Ambient | 50000 | 0.98 | 1 |  | 0.01 | 21 | 21 | 0.02 | 0.01 | 0.01 | 0.01 | 0 | 0 | 0.06 | 0.03 | 0.03 | 0.02 | 0 | 0 | 0.5 | 0.17 | 0.16 | 0.14 | 0.02 | 0.01 | True | False | Non Federally-Regulated | 10/19/2022 |  | 11/04/2022
Ledra Brands, Inc. | Alphabet | NU4-RALP-SW-15LM-40K-90-15D-NA-CL-**-**-IC-***-ELV1 | Light Emitting Diode | Inseparable Luminaire | Direct Wired | Reverse Phase Cut Controls | 60.4 | 4000 | 0 | 91 | 50 | 315 | 1 | Ambient | 50000 | 0.98 | 1 |  | 0.01 | 21 | 21 | 0.02 | 0.01 | 0.01 | 0.01 | 0 | 0 | 0.06 | 0.03 | 0.03 | 0.02 | 0 | 0 | 0.5 | 0.17 | 0.16 | 0.14 | 0.02 | 0.01 | True | False | Non Federally-Regulated | 10/19/2022 |  | 11/04/2022
Ledra Brands, Inc. | Alphabet | NU4-RALP-SW-10LM-27K-90-15D-NA-CL-**-**-IC-***-ELV1 | Light Emitting Diode | Inseparable Luminaire | Direct Wired | Reverse Phase Cut Controls | 65.3 | 2700 | 0 | 91 | 50 | 315 | 1 | Ambient | 50000 | 0.98 | 1 |  | 0.01 | 21 | 21 | 0.02 | 0.01 | 0.01 | 0.01 | 0 | 0 | 0.06 | 0.03 | 0.03 | 0.02 | 0 | 0 | 0.5 | 0.17 | 0.16 | 0.14 | 0.02 | 0.01 | True | False | Non Federally-Regulated | 10/19/2022 |  | 11/04/2022
Ledra Brands, Inc. | Alphabet | NU4-RALP-SW-10LM-30K-90-15D-NA-CL-**-**-IC-***-ELV1 | Light Emitting Diode | Inseparable Luminaire | Direct Wired | Reverse Phase Cut Controls | 68.5 | 3000 | 0 | 91 | 50 | 315 | 1 | Ambient | 50000 | 0.98 | 1 |  | 0.01 | 21 | 21 | 0.02 | 0.01 | 0.01 | 0.01 | 0 | 0 | 0.06 | 0.03 | 0.03 | 0.02 | 0 | 0 | 0.5 | 0.17 | 0.16 | 0.14 | 0.02 | 0.01 | True | False | Non Federally-Regulated | 10/19/2022 |  | 11/04/2022
Ledra Brands, Inc. | Alphabet | NU4-RALP-SW-10LM-35K-90-15D-NA-CL-**-**-IC-***-ELV1 | Light Emitting Diode | Inseparable Luminaire | Direct Wired | Reverse Phase Cut Controls | 74.5 | 3500 | 0 | 91 | 50 | 315 | 1 | Ambient | 50000 | 0.98 | 1 |  | 0.01 | 21 | 21 | 0.02 | 0.01 | 0.01 | 0.01 | 0 | 0 | 0.06 | 0.03 | 0.03 | 0.02 | 0 | 0 | 0.5 | 0.17 | 0.16 | 0.14 | 0.02 | 0.01 | True | False | Non Federally-Regulated | 10/19/2022 |  | 11/04/2022
Ledra Brands, Inc. | Alphabet | NU4-RALP-SW-10LM-40K-90-15D-NA-CL-**-**-IC-***-ELV1 | Light Emitting Diode | Inseparable Luminaire | Direct Wired | Reverse Phase Cut Controls | 83.7 | 4000 | 0 | 91 | 50 | 315 | 1 | Ambient | 50000 | 0.98 | 1 |  | 0.01 | 21 | 21 | 0.02 | 0.01 | 0.01 | 0.01 | 0 | 0 | 0.06 | 0.03 | 0.03 | 0.02 | 0 | 0 | 0.5 | 0.17 | 0.16 | 0.14 | 0.02 | 0.01 | True | False | Non Federally-Regulated | 10/19/2022 |  | 11/04/2022
Ledra Brands, Inc. | Alphabet | NU4-RALP-SW-15LM-27K-90-15D-NA-HET-**-**-IC-***-ELV1 | Light Emitting Diode | Inseparable Luminaire | Direct Wired | Reverse Phase Cut Controls | 47.1 | 2700 | 0 | 91 | 50 | 315 | 1 | Ambient | 50000 | 0.98 | 1 |  | 0.01 | 21 | 21 | 0.02 | 0.01 | 0.01 | 0.01 | 0 | 0 | 0.06 | 0.03 | 0.03 | 0.02 | 0 | 0 | 0.5 | 0.17 | 0.16 | 0.14 | 0.02 | 0.01 | True | False | Non Federally-Regulated | 10/19/2022 |  | 11/04/2022
Ledra Brands, Inc. | Alphabet | NU4-RALP-SW-15LM-30K-90-15D-NA-HET-**-**-IC-***-ELV1 | Light Emitting Diode | Inseparable Luminaire | Direct Wired | Reverse Phase Cut Controls | 49.4 | 3000 | 0 | 91 | 50 | 315 | 1 | Ambient | 50000 | 0.98 | 1 |  | 0.01 | 21 | 21 | 0.02 | 0.01 | 0.01 | 0.01 | 0 | 0 | 0.06 | 0.03 | 0.03 | 0.02 | 0 | 0 | 0.5 | 0.17 | 0.16 | 0.14 | 0.02 | 0.01 | True | False | Non Federally-Regulated | 10/19/2022 |  | 11/04/2022
Ledra Brands, Inc. | Alphabet | NU4-RALP-SW-15LM-35K-90-15D-NA-HET-**-**-IC-***-ELV1 | Light Emitting Diode | Inseparable Luminaire | Direct Wired | Reverse Phase Cut Controls | 53.7 | 3500 | 0 | 91 | 50 | 315 | 1 | Ambient | 50000 | 0.98 | 1 |  | 0.01 | 21 | 21 | 0.02 | 0.01 | 0.01 | 0.01 | 0 | 0 | 0.06 | 0.03 | 0.03 | 0.02 | 0 | 0 | 0.5 | 0.17 | 0.16 | 0.14 | 0.02 | 0.01 | True | False | Non Federally-Regulated | 10/19/2022 |  | 11/04/2022
Ledra Brands, Inc. | Alphabet | NU4-RALP-SW-15LM-40K-90-15D-NA-HET-**-**-IC-***-ELV1 | Light Emitting Diode | Inseparable Luminaire | Direct Wired | Reverse Phase Cut Controls | 60.4 | 4000 | 0 | 91 | 50 | 315 | 1 | Ambient | 50000 | 0.98 | 1 |  | 0.01 | 21 | 21 | 0.02 | 0.01 | 0.01 | 0.01 | 0 | 0 | 0.06 | 0.03 | 0.03 | 0.02 | 0 | 0 | 0.5 | 0.17 | 0.16 | 0.14 | 0.02 | 0.01 | True | False | Non Federally-Regulated | 10/19/2022 |  | 11/04/2022
Ledra Brands, Inc. | Alphabet | NU4-RALP-SW-10LM-27K-90-15D-NA-HET-**-**-IC-***-ELV1 | Light Emitting Diode | Inseparable Luminaire | Direct Wired | Reverse Phase Cut Controls | 65.3 | 2700 | 0 | 91 | 50 | 315 | 1 | Ambient | 50000 | 0.98 | 1 |  | 0.01 | 21 | 21 | 0.02 | 0.01 | 0.01 | 0.01 | 0 | 0 | 0.06 | 0.03 | 0.03 | 0.02 | 0 | 0 | 0.5 | 0.17 | 0.16 | 0.14 | 0.02 | 0.01 | True | False | Non Federally-Regulated | 10/19/2022 |  | 11/04/2022
Ledra Brands, Inc. | Alphabet | NU4-RALP-SW-10LM-30K-90-15D-NA-HET-**-**-IC-***-ELV1 | Light Emitting Diode | Inseparable Luminaire | Direct Wired | Reverse Phase Cut Controls | 68.5 | 3000 | 0 | 91 | 50 | 315 | 1 | Ambient | 50000 | 0.98 | 1 |  | 0.01 | 21 | 21 | 0.02 | 0.01 | 0.01 | 0.01 | 0 | 0 | 0.06 | 0.03 | 0.03 | 0.02 | 0 | 0 | 0.5 | 0.17 | 0.16 | 0.14 | 0.02 | 0.01 | True | False | Non Federally-Regulated | 10/19/2022 |  | 11/04/2022
Ledra Brands, Inc. | Alphabet | NU4-RALP-SW-10LM-35K-90-15D-NA-HET-**-**-IC-***-ELV1 | Light Emitting Diode | Inseparable Luminaire | Direct Wired | Reverse Phase Cut Controls | 74.5 | 3500 | 0 | 91 | 50 | 315 | 1 | Ambient | 50000 | 0.98 | 1 |  | 0.01 | 21 | 21 | 0.02 | 0.01 | 0.01 | 0.01 | 0 | 0 | 0.06 | 0.03 | 0.03 | 0.02 | 0 | 0 | 0.5 | 0.17 | 0.16 | 0.14 | 0.02 | 0.01 | True | False | Non Federally-Regulated | 10/19/2022 |  | 11/04/2022
Ledra Brands, Inc. | Alphabet | NU4-RALP-SW-10LM-40K-90-15D-NA-HET-**-**-IC-***-ELV1 | Light Emitting Diode | Inseparable Luminaire | Direct Wired | Reverse Phase Cut Controls | 83.7 | 4000 | 0 | 91 | 50 | 315 | 1 | Ambient | 50000 | 0.98 | 1 |  | 0.01 | 21 | 21 | 0.02 | 0.01 | 0.01 | 0.01 | 0 | 0 | 0.06 | 0.03 | 0.03 | 0.02 | 0 | 0 | 0.5 | 0.17 | 0.16 | 0.14 | 0.02 | 0.01 | True | False | Non Federally-Regulated | 10/19/2022 |  | 11/04/2022
Ledra Brands, Inc. | Alphabet | NU4-RALP-SW-15LM-27K-90-15D-NA-SBL-**-**-IC-***-ELV1 | Light Emitting Diode | Inseparable Luminaire | Direct Wired | Reverse Phase Cut Controls | 47.1 | 2700 | 0 | 91 | 50 | 315 | 1 | Ambient | 50000 | 0.98 | 1 |  | 0.01 | 21 | 21 | 0.02 | 0.01 | 0.01 | 0.01 | 0 | 0 | 0.06 | 0.03 | 0.03 | 0.02 | 0 | 0 | 0.5 | 0.17 | 0.16 | 0.14 | 0.02 | 0.01 | True | False | Non Federally-Regulated | 10/19/2022 |  | 11/04/2022
Ledra Brands, Inc. | Alphabet | NU4-RALP-SW-15LM-30K-90-15D-NA-SBL-**-**-IC-***-ELV1 | Light Emitting Diode | Inseparable Luminaire | Direct Wired | Reverse Phase Cut Controls | 49.4 | 3000 | 0 | 91 | 50 | 315 | 1 | Ambient | 50000 | 0.98 | 1 |  | 0.01 | 21 | 21 | 0.02 | 0.01 | 0.01 | 0.01 | 0 | 0 | 0.06 | 0.03 | 0.03 | 0.02 | 0 | 0 | 0.5 | 0.17 | 0.16 | 0.14 | 0.02 | 0.01 | True | False | Non Federally-Regulated | 10/19/2022 |  | 11/04/2022
Ledra Brands, Inc. | Alphabet | NU4-RALP-SW-15LM-35K-90-15D-NA-SBL-**-**-IC-***-ELV1 | Light Emitting Diode | Inseparable Luminaire | Direct Wired | Reverse Phase Cut Controls | 53.7 | 3500 | 0 | 91 | 50 | 315 | 1 | Ambient | 50000 | 0.98 | 1 |  | 0.01 | 21 | 21 | 0.02 | 0.01 | 0.01 | 0.01 | 0 | 0 | 0.06 | 0.03 | 0.03 | 0.02 | 0 | 0 | 0.5 | 0.17 | 0.16 | 0.14 | 0.02 | 0.01 | True | False | Non Federally-Regulated | 10/19/2022 |  | 11/04/2022
Ledra Brands, Inc. | Alphabet | NU4-RALP-SW-15LM-40K-90-15D-NA-SBL-**-**-IC-***-ELV1 | Light Emitting Diode | Inseparable Luminaire | Direct Wired | Reverse Phase Cut Controls | 60.4 | 4000 | 0 | 91 | 50 | 315 | 1 | Ambient | 50000 | 0.98 | 1 |  | 0.01 | 21 | 21 | 0.02 | 0.01 | 0.01 | 0.01 | 0 | 0 | 0.06 | 0.03 | 0.03 | 0.02 | 0 | 0 | 0.5 | 0.17 | 0.16 | 0.14 | 0.02 | 0.01 | True | False | Non Federally-Regulated | 10/19/2022 |  | 11/04/2022
Ledra Brands, Inc. | Alphabet | NU4-RALP-SW-10LM-27K-90-15D-NA-SBL-**-**-IC-***-ELV1 | Light Emitting Diode | Inseparable Luminaire | Direct Wired | Reverse Phase Cut Controls | 65.3 | 2700 | 0 | 91 | 50 | 315 | 1 | Ambient | 50000 | 0.98 | 1 |  | 0.01 | 21 | 21 | 0.02 | 0.01 | 0.01 | 0.01 | 0 | 0 | 0.06 | 0.03 | 0.03 | 0.02 | 0 | 0 | 0.5 | 0.17 | 0.16 | 0.14 | 0.02 | 0.01 | True | False | Non Federally-Regulated | 10/19/2022 |  | 11/04/2022
Ledra Brands, Inc. | Alphabet | NU4-RALP-SW-10LM-30K-90-15D-NA-SBL-**-**-IC-***-ELV1 | Light Emitting Diode | Inseparable Luminaire | Direct Wired | Reverse Phase Cut Controls | 68.5 | 3000 | 0 | 91 | 50 | 315 | 1 | Ambient | 50000 | 0.98 | 1 |  | 0.01 | 21 | 21 | 0.02 | 0.01 | 0.01 | 0.01 | 0 | 0 | 0.06 | 0.03 | 0.03 | 0.02 | 0 | 0 | 0.5 | 0.17 | 0.16 | 0.14 | 0.02 | 0.01 | True | False | Non Federally-Regulated | 10/19/2022 |  | 11/04/2022
Ledra Brands, Inc. | Alphabet | NU4-RALP-SW-10LM-35K-90-15D-NA-SBL-**-**-IC-***-ELV1 | Light Emitting Diode | Inseparable Luminaire | Direct Wired | Reverse Phase Cut Controls | 74.5 | 3500 | 0 | 91 | 50 | 315 | 1 | Ambient | 50000 | 0.98 | 1 |  | 0.01 | 21 | 21 | 0.02 | 0.01 | 0.01 | 0.01 | 0 | 0 | 0.06 | 0.03 | 0.03 | 0.02 | 0 | 0 | 0.5 | 0.17 | 0.16 | 0.14 | 0.02 | 0.01 | True | False | Non Federally-Regulated | 10/19/2022 |  | 11/04/2022
Ledra Brands, Inc. | Alphabet | NU4-RALP-SW-10LM-40K-90-15D-NA-SBL-**-**-IC-***-ELV1 | Light Emitting Diode | Inseparable Luminaire | Direct Wired | Reverse Phase Cut Controls | 83.7 | 4000 | 0 | 91 | 50 | 315 | 1 | Ambient | 50000 | 0.98 | 1 |  | 0.01 | 21 | 21 | 0.02 | 0.01 | 0.01 | 0.01 | 0 | 0 | 0.06 | 0.03 | 0.03 | 0.02 | 0 | 0 | 0.5 | 0.17 | 0.16 | 0.14 | 0.02 | 0.01 | True | False | Non Federally-Regulated | 10/19/2022 |  | 11/04/2022
Ledra Brands, Inc. | Alphabet | NU4-RALP-SW-20LM-27K-90-20D-NA-DL-**-**-IC-***-ELV1 | Light Emitting Diode | Inseparable Luminaire | Direct Wired | Reverse Phase Cut Controls | 64.6 | 2700 | -0.0003 | 92 | 63 | 310 | 0.99 | Ambient | 50000 | 0.981 | 1 | 66000 | 0.02 | 20 | 20 | 0.01 | 0 | 0 | 0 | 0 | 0 | 0.01 | 0 | 0 | 0 | 0 | 0 | 0.16 | 0.1 | 0.1 | 0.09 | 0.01 | 0 | True | False | Non Federally-Regulated | 10/19/2022 |  | 11/04/2022
Ledra Brands, Inc. | Alphabet | NU4-RALP-SW-20LM-30K-90-20D-NA-DL-**-**-IC-***-ELV1 | Light Emitting Diode | Inseparable Luminaire | Direct Wired | Reverse Phase Cut Controls | 67.8 | 3000 | -0.0003 | 92 | 63 | 310 | 0.99 | Ambient | 50000 | 0.981 | 1 | 66000 | 0.02 | 20 | 20 | 0.01 | 0 | 0 | 0 | 0 | 0 | 0.01 | 0 | 0 | 0 | 0 | 0 | 0.16 | 0.1 | 0.1 | 0.09 | 0.01 | 0 | True | False | Non Federally-Regulated | 10/19/2022 |  | 11/04/2022
Ledra Brands, Inc. | Alphabet | NU4-RALP-SW-20LM-35K-90-20D-NA-DL-**-**-IC-***-ELV1 | Light Emitting Diode | Inseparable Luminaire | Direct Wired | Reverse Phase Cut Controls | 73.6 | 3500 | -0.0003 | 92 | 63 | 310 | 0.99 | Ambient | 50000 | 0.981 | 1 | 66000 | 0.02 | 20 | 20 | 0.01 | 0 | 0 | 0 | 0 | 0 | 0.01 | 0 | 0 | 0 | 0 | 0 | 0.16 | 0.1 | 0.1 | 0.09 | 0.01 | 0 | True | False | Non Federally-Regulated | 10/19/2022 |  | 11/04/2022
Ledra Brands, Inc. | Alphabet | NU4-RALP-SW-20LM-40K-90-20D-NA-DL-**-**-IC-***-ELV1 | Light Emitting Diode | Inseparable Luminaire | Direct Wired | Reverse Phase Cut Controls | 82.7 | 4000 | -0.0003 | 92 | 63 | 310 | 0.99 | Ambient | 50000 | 0.981 | 1 | 66000 | 0.02 | 20 | 20 | 0.01 | 0 | 0 | 0 | 0 | 0 | 0.01 | 0 | 0 | 0 | 0 | 0 | 0.16 | 0.1 | 0.1 | 0.09 | 0.01 | 0 | True | False | Non Federally-Regulated | 10/19/2022 |  | 11/04/2022
Ledra Brands, Inc. | Alphabet | NU4-RALP-SW-15LM-27K-90-20D-NA-DL-**-**-IC-***-ELV1 | Light Emitting Diode | Inseparable Luminaire | Direct Wired | Reverse Phase Cut Controls | 64.6 | 2700 | -0.0003 | 92 | 63 | 310 | 0.99 | Ambient | 50000 | 0.981 | 1 | 66000 | 0.02 | 20 | 20 | 0.01 | 0 | 0 | 0 | 0 | 0 | 0.01 | 0 | 0 | 0 | 0 | 0 | 0.16 | 0.1 | 0.1 | 0.09 | 0.01 | 0 | True | False | Non Federally-Regulated | 10/19/2022 |  | 11/04/2022
Ledra Brands, Inc. | Alphabet | NU4-RALP-SW-15LM-30K-90-20D-NA-DL-**-**-IC-***-ELV1 | Light Emitting Diode | Inseparable Luminaire | Direct Wired | Reverse Phase Cut Controls | 67.8 | 3000 | -0.0003 | 92 | 63 | 310 | 0.99 | Ambient | 50000 | 0.981 | 1 | 66000 | 0.02 | 20 | 20 | 0.01 | 0 | 0 | 0 | 0 | 0 | 0.01 | 0 | 0 | 0 | 0 | 0 | 0.16 | 0.1 | 0.1 | 0.09 | 0.01 | 0 | True | False | Non Federally-Regulated | 10/19/2022 |  | 11/04/2022
Ledra Brands, Inc. | Alphabet | NU4-RALP-SW-15LM-35K-90-20D-NA-DL-**-**-IC-***-ELV1 | Light Emitting Diode | Inseparable Luminaire | Direct Wired | Reverse Phase Cut Controls | 73.6 | 3500 | -0.0003 | 92 | 63 | 310 | 0.99 | Ambient | 50000 | 0.981 | 1 | 66000 | 0.02 | 20 | 20 | 0.01 | 0 | 0 | 0 | 0 | 0 | 0.01 | 0 | 0 | 0 | 0 | 0 | 0.16 | 0.1 | 0.1 | 0.09 | 0.01 | 0 | True | False | Non Federally-Regulated | 10/19/2022 |  | 11/04/2022
Ledra Brands, Inc. | Alphabet | NU4-RALP-SW-15LM-40K-90-20D-NA-DL-**-**-IC-***-ELV1 | Light Emitting Diode | Inseparable Luminaire | Direct Wired | Reverse Phase Cut Controls | 82.7 | 4000 | -0.0003 | 92 | 63 | 310 | 0.99 | Ambient | 50000 | 0.981 | 1 | 66000 | 0.02 | 20 | 20 | 0.01 | 0 | 0 | 0 | 0 | 0 | 0.01 | 0 | 0 | 0 | 0 | 0 | 0.16 | 0.1 | 0.1 | 0.09 | 0.01 | 0 | True | False | Non Federally-Regulated | 10/19/2022 |  | 11/04/2022
Ledra Brands, Inc. | Alphabet | NU4-RALP-SW-10LM-27K-90-20D-NA-DL-**-**-IC-***-ELV1 | Light Emitting Diode | Inseparable Luminaire | Direct Wired | Reverse Phase Cut Controls | 64.6 | 2700 | -0.0003 | 92 | 63 | 310 | 0.99 | Ambient | 50000 | 0.981 | 1 | 66000 | 0.02 | 20 | 20 | 0.01 | 0 | 0 | 0 | 0 | 0 | 0.01 | 0 | 0 | 0 | 0 | 0 | 0.16 | 0.1 | 0.1 | 0.09 | 0.01 | 0 | True | False | Non Federally-Regulated | 10/19/2022 |  | 11/04/2022
Ledra Brands, Inc. | Alphabet | NU4-RALP-SW-10LM-30K-90-20D-NA-DL-**-**-IC-***-ELV1 | Light Emitting Diode | Inseparable Luminaire | Direct Wired | Reverse Phase Cut Controls | 67.8 | 3000 | -0.0003 | 92 | 63 | 310 | 0.99 | Ambient | 50000 | 0.981 | 1 | 66000 | 0.02 | 20 | 20 | 0.01 | 0 | 0 | 0 | 0 | 0 | 0.01 | 0 | 0 | 0 | 0 | 0 | 0.16 | 0.1 | 0.1 | 0.09 | 0.01 | 0 | True | False | Non Federally-Regulated | 10/19/2022 |  | 11/04/2022
Ledra Brands, Inc. | Alphabet | NU4-RALP-SW-10LM-35K-90-20D-NA-DL-**-**-IC-***-ELV1 | Light Emitting Diode | Inseparable Luminaire | Direct Wired | Reverse Phase Cut Controls | 73.6 | 3500 | -0.0003 | 92 | 63 | 310 | 0.99 | Ambient | 50000 | 0.981 | 1 | 66000 | 0.02 | 20 | 20 | 0.01 | 0 | 0 | 0 | 0 | 0 | 0.01 | 0 | 0 | 0 | 0 | 0 | 0.16 | 0.1 | 0.1 | 0.09 | 0.01 | 0 | True | False | Non Federally-Regulated | 10/19/2022 |  | 11/04/2022
Ledra Brands, Inc. | Alphabet | NU4-RALP-SW-10LM-40K-90-20D-NA-DL-**-**-IC-***-ELV1 | Light Emitting Diode | Inseparable Luminaire | Direct Wired | Reverse Phase Cut Controls | 82.7 | 4000 | -0.0003 | 92 | 63 | 310 | 0.99 | Ambient | 50000 | 0.981 | 1 | 66000 | 0.02 | 20 | 20 | 0.01 | 0 | 0 | 0 | 0 | 0 | 0.01 | 0 | 0 | 0 | 0 | 0 | 0.16 | 0.1 | 0.1 | 0.09 | 0.01 | 0 | True | False | Non Federally-Regulated | 10/19/2022 |  | 11/04/2022
Ledra Brands, Inc. | Alphabet | NU4-RALP-SW-20LM-27K-90- 25D-NA-DL-**-**-IC-***-ELV1 | Light Emitting Diode | Inseparable Luminaire | Direct Wired | Reverse Phase Cut Controls | 66.7 | 2700 | -0.0003 | 92 | 63 | 310 | 0.99 | Ambient | 50000 | 0.981 | 1 | 66000 | 0.02 | 20 | 20 | 0.01 | 0 | 0 | 0 | 0 | 0 | 0.01 | 0 | 0 | 0 | 0 | 0 | 0.16 | 0.1 | 0.1 | 0.09 | 0.01 | 0 | True | False | Non Federally-Regulated | 10/19/2022 |  | 11/04/2022
Ledra Brands, Inc. | Alphabet | NU4-RALP-SW-20LM-30K-90- 25D-NA-DL-**-**-IC-***-ELV1 | Light Emitting Diode | Inseparable Luminaire | Direct Wired | Reverse Phase Cut Controls | 70 | 3000 | -0.0003 | 92 | 63 | 310 | 0.99 | Ambient | 50000 | 0.981 | 1 | 66000 | 0.02 | 20 | 20 | 0.01 | 0 | 0 | 0 | 0 | 0 | 0.01 | 0 | 0 | 0 | 0 | 0 | 0.16 | 0.1 | 0.1 | 0.09 | 0.01 | 0 | True | False | Non Federally-Regulated | 10/19/2022 |  | 11/04/2022
Ledra Brands, Inc. | Alphabet | NU4-RALP-SW-20LM-35K-90- 25D-NA-DL-**-**-IC-***-ELV1 | Light Emitting Diode | Inseparable Luminaire | Direct Wired | Reverse Phase Cut Controls | 76 | 3500 | -0.0003 | 92 | 63 | 310 | 0.99 | Ambient | 50000 | 0.981 | 1 | 66000 | 0.02 | 20 | 20 | 0.01 | 0 | 0 | 0 | 0 | 0 | 0.01 | 0 | 0 | 0 | 0 | 0 | 0.16 | 0.1 | 0.1 | 0.09 | 0.01 | 0 | True | False | Non Federally-Regulated | 10/19/2022 |  | 11/04/2022
Ledra Brands, Inc. | Alphabet | NU4-RALP-SW-20LM-40K-90- 25D-NA-DL-**-**-IC-***-ELV1 | Light Emitting Diode | Inseparable Luminaire | Direct Wired | Reverse Phase Cut Controls | 85.4 | 4000 | -0.0003 | 92 | 63 | 310 | 0.99 | Ambient | 50000 | 0.981 | 1 | 66000 | 0.02 | 20 | 20 | 0.01 | 0 | 0 | 0 | 0 | 0 | 0.01 | 0 | 0 | 0 | 0 | 0 | 0.16 | 0.1 | 0.1 | 0.09 | 0.01 | 0 | True | False | Non Federally-Regulated | 10/19/2022 |  | 11/04/2022
Ledra Brands, Inc. | Alphabet | NU4-RALP-SW-15LM-27K-90- 25D-NA-DL-**-**-IC-***-ELV1 | Light Emitting Diode | Inseparable Luminaire | Direct Wired | Reverse Phase Cut Controls | 66.7 | 2700 | -0.0003 | 92 | 63 | 310 | 0.99 | Ambient | 50000 | 0.981 | 1 | 66000 | 0.02 | 20 | 20 | 0.01 | 0 | 0 | 0 | 0 | 0 | 0.01 | 0 | 0 | 0 | 0 | 0 | 0.16 | 0.1 | 0.1 | 0.09 | 0.01 | 0 | True | False | Non Federally-Regulated | 10/19/2022 |  | 11/04/2022
Ledra Brands, Inc. | Alphabet | NU4-RALP-SW-15LM-30K-90- 25D-NA-DL-**-**-IC-***-ELV1 | Light Emitting Diode | Inseparable Luminaire | Direct Wired | Reverse Phase Cut Controls | 70 | 3000 | -0.0003 | 92 | 63 | 310 | 0.99 | Ambient | 50000 | 0.981 | 1 | 66000 | 0.02 | 20 | 20 | 0.01 | 0 | 0 | 0 | 0 | 0 | 0.01 | 0 | 0 | 0 | 0 | 0 | 0.16 | 0.1 | 0.1 | 0.09 | 0.01 | 0 | True | False | Non Federally-Regulated | 10/19/2022 |  | 11/04/2022
Ledra Brands, Inc. | Alphabet | NU4-RALP-SW-15LM-35K-90- 25D-NA-DL-**-**-IC-***-ELV1 | Light Emitting Diode | Inseparable Luminaire | Direct Wired | Reverse Phase Cut Controls | 76 | 3500 | -0.0003 | 92 | 63 | 310 | 0.99 | Ambient | 50000 | 0.981 | 1 | 66000 | 0.02 | 20 | 20 | 0.01 | 0 | 0 | 0 | 0 | 0 | 0.01 | 0 | 0 | 0 | 0 | 0 | 0.16 | 0.1 | 0.1 | 0.09 | 0.01 | 0 | True | False | Non Federally-Regulated | 10/19/2022 |  | 11/04/2022
Ledra Brands, Inc. | Alphabet | NU4-RALP-SW-15LM-40K-90- 25D-NA-DL-**-**-IC-***-ELV1 | Light Emitting Diode | Inseparable Luminaire | Direct Wired | Reverse Phase Cut Controls | 85.4 | 4000 | -0.0003 | 92 | 63 | 310 | 0.99 | Ambient | 50000 | 0.981 | 1 | 66000 | 0.02 | 20 | 20 | 0.01 | 0 | 0 | 0 | 0 | 0 | 0.01 | 0 | 0 | 0 | 0 | 0 | 0.16 | 0.1 | 0.1 | 0.09 | 0.01 | 0 | True | False | Non Federally-Regulated | 10/19/2022 |  | 11/04/2022
Ledra Brands, Inc. | Alphabet | NU4-RALP-SW-10LM-27K-90- 25D-NA-DL-**-**-IC-***-ELV1 | Light Emitting Diode | Inseparable Luminaire | Direct Wired | Reverse Phase Cut Controls | 66.7 | 2700 | -0.0003 | 92 | 63 | 310 | 0.99 | Ambient | 50000 | 0.981 | 1 | 66000 | 0.02 | 20 | 20 | 0.01 | 0 | 0 | 0 | 0 | 0 | 0.01 | 0 | 0 | 0 | 0 | 0 | 0.16 | 0.1 | 0.1 | 0.09 | 0.01 | 0 | True | False | Non Federally-Regulated | 10/19/2022 |  | 11/04/2022
Ledra Brands, Inc. | Alphabet | NU4-RALP-SW-10LM-30K-90- 25D-NA-DL-**-**-IC-***-ELV1 | Light Emitting Diode | Inseparable Luminaire | Direct Wired | Reverse Phase Cut Controls | 70 | 3000 | -0.0003 | 92 | 63 | 310 | 0.99 | Ambient | 50000 | 0.981 | 1 | 66000 | 0.02 | 20 | 20 | 0.01 | 0 | 0 | 0 | 0 | 0 | 0.01 | 0 | 0 | 0 | 0 | 0 | 0.16 | 0.1 | 0.1 | 0.09 | 0.01 | 0 | True | False | Non Federally-Regulated | 10/19/2022 |  | 11/04/2022
Ledra Brands, Inc. | Alphabet | NU4-RALP-SW-10LM-35K-90- 25D-NA-DL-**-**-IC-***-ELV1 | Light Emitting Diode | Inseparable Luminaire | Direct Wired | Reverse Phase Cut Controls | 76 | 3500 | -0.0003 | 92 | 63 | 310 | 0.99 | Ambient | 50000 | 0.981 | 1 | 66000 | 0.02 | 20 | 20 | 0.01 | 0 | 0 | 0 | 0 | 0 | 0.01 | 0 | 0 | 0 | 0 | 0 | 0.16 | 0.1 | 0.1 | 0.09 | 0.01 | 0 | True | False | Non Federally-Regulated | 10/19/2022 |  | 11/04/2022
Ledra Brands, Inc. | Alphabet | NU4-RALP-SW-10LM-40K-90- 25D-NA-DL-**-**-IC-***-ELV1 | Light Emitting Diode | Inseparable Luminaire | Direct Wired | Reverse Phase Cut Controls | 85.4 | 4000 | -0.0003 | 92 | 63 | 310 | 0.99 | Ambient | 50000 | 0.981 | 1 | 66000 | 0.02 | 20 | 20 | 0.01 | 0 | 0 | 0 | 0 | 0 | 0.01 | 0 | 0 | 0 | 0 | 0 | 0.16 | 0.1 | 0.1 | 0.09 | 0.01 | 0 | True | False | Non Federally-Regulated | 10/19/2022 |  | 11/04/2022
Ledra Brands, Inc. | Alphabet | NU4-RALP-SW-20LM-27K-90- 35D-NA-DL-**-**-IC-***-ELV1 | Light Emitting Diode | Inseparable Luminaire | Direct Wired | Reverse Phase Cut Controls | 71.7 | 2700 | -0.0003 | 92 | 63 | 310 | 0.99 | Ambient | 50000 | 0.981 | 1 | 66000 | 0.02 | 20 | 20 | 0.01 | 0 | 0 | 0 | 0 | 0 | 0.01 | 0 | 0 | 0 | 0 | 0 | 0.16 | 0.1 | 0.1 | 0.09 | 0.01 | 0 | True | False | Non Federally-Regulated | 10/19/2022 |  | 11/04/2022
Ledra Brands, Inc. | Alphabet | NU4-RALP-SW-20LM-30K-90- 35D-NA-DL-**-**-IC-***-ELV1 | Light Emitting Diode | Inseparable Luminaire | Direct Wired | Reverse Phase Cut Controls | 75.2 | 3000 | -0.0003 | 92 | 63 | 310 | 0.99 | Ambient | 50000 | 0.981 | 1 | 66000 | 0.02 | 20 | 20 | 0.01 | 0 | 0 | 0 | 0 | 0 | 0.01 | 0 | 0 | 0 | 0 | 0 | 0.16 | 0.1 | 0.1 | 0.09 | 0.01 | 0 | True | False | Non Federally-Regulated | 10/19/2022 |  | 11/04/2022
Ledra Brands, Inc. | Alphabet | NU4-RALP-SW-20LM-35K-90- 35D-NA-DL-**-**-IC-***-ELV1 | Light Emitting Diode | Inseparable Luminaire | Direct Wired | Reverse Phase Cut Controls | 81.7 | 3500 | -0.0003 | 92 | 63 | 310 | 0.99 | Ambient | 50000 | 0.981 | 1 | 66000 | 0.02 | 20 | 20 | 0.01 | 0 | 0 | 0 | 0 | 0 | 0.01 | 0 | 0 | 0 | 0 | 0 | 0.16 | 0.1 | 0.1 | 0.09 | 0.01 | 0 | True | False | Non Federally-Regulated | 10/19/2022 |  | 11/04/2022
Ledra Brands, Inc. | Alphabet | NU4-RALP-SW-20LM-40K-90- 35D-NA-DL-**-**-IC-***-ELV1 | Light Emitting Diode | Inseparable Luminaire | Direct Wired | Reverse Phase Cut Controls | 91.8 | 4000 | -0.0003 | 92 | 63 | 310 | 0.99 | Ambient | 50000 | 0.981 | 1 | 66000 | 0.02 | 20 | 20 | 0.01 | 0 | 0 | 0 | 0 | 0 | 0.01 | 0 | 0 | 0 | 0 | 0 | 0.16 | 0.1 | 0.1 | 0.09 | 0.01 | 0 | True | False | Non Federally-Regulated | 10/19/2022 |  | 11/04/2022
Ledra Brands, Inc. | Alphabet | NU4-RALP-SW-15LM-27K-90- 35D-NA-DL-**-**-IC-***-ELV1 | Light Emitting Diode | Inseparable Luminaire | Direct Wired | Reverse Phase Cut Controls | 71.7 | 2700 | -0.0003 | 92 | 63 | 310 | 0.99 | Ambient | 50000 | 0.981 | 1 | 66000 | 0.02 | 20 | 20 | 0.01 | 0 | 0 | 0 | 0 | 0 | 0.01 | 0 | 0 | 0 | 0 | 0 | 0.16 | 0.1 | 0.1 | 0.09 | 0.01 | 0 | True | False | Non Federally-Regulated | 10/19/2022 |  | 11/04/2022
Ledra Brands, Inc. | Alphabet | NU4-RALP-SW-15LM-30K-90- 35D-NA-DL-**-**-IC-***-ELV1 | Light Emitting Diode | Inseparable Luminaire | Direct Wired | Reverse Phase Cut Controls | 75.2 | 3000 | -0.0003 | 92 | 63 | 310 | 0.99 | Ambient | 50000 | 0.981 | 1 | 66000 | 0.02 | 20 | 20 | 0.01 | 0 | 0 | 0 | 0 | 0 | 0.01 | 0 | 0 | 0 | 0 | 0 | 0.16 | 0.1 | 0.1 | 0.09 | 0.01 | 0 | True | False | Non Federally-Regulated | 10/19/2022 |  | 11/04/2022
Ledra Brands, Inc. | Alphabet | NU4-RALP-SW-15LM-35K-90- 35D-NA-DL-**-**-IC-***-ELV1 | Light Emitting Diode | Inseparable Luminaire | Direct Wired | Reverse Phase Cut Controls | 81.7 | 3500 | -0.0003 | 92 | 63 | 310 | 0.99 | Ambient | 50000 | 0.981 | 1 | 66000 | 0.02 | 20 | 20 | 0.01 | 0 | 0 | 0 | 0 | 0 | 0.01 | 0 | 0 | 0 | 0 | 0 | 0.16 | 0.1 | 0.1 | 0.09 | 0.01 | 0 | True | False | Non Federally-Regulated | 10/19/2022 |  | 11/04/2022
Ledra Brands, Inc. | Alphabet | NU4-RALP-SW-15LM-40K-90- 35D-NA-DL-**-**-IC-***-ELV1 | Light Emitting Diode | Inseparable Luminaire | Direct Wired | Reverse Phase Cut Controls | 91.8 | 4000 | -0.0003 | 92 | 63 | 310 | 0.99 | Ambient | 50000 | 0.981 | 1 | 66000 | 0.02 | 20 | 20 | 0.01 | 0 | 0 | 0 | 0 | 0 | 0.01 | 0 | 0 | 0 | 0 | 0 | 0.16 | 0.1 | 0.1 | 0.09 | 0.01 | 0 | True | False | Non Federally-Regulated | 10/19/2022 |  | 11/04/2022
Ledra Brands, Inc. | Alphabet | NU4-RALP-SW-10LM-27K-90- 35D-NA-DL-**-**-IC-***-ELV1 | Light Emitting Diode | Inseparable Luminaire | Direct Wired | Reverse Phase Cut Controls | 71.7 | 2700 | -0.0003 | 92 | 63 | 310 | 0.99 | Ambient | 50000 | 0.981 | 1 | 66000 | 0.02 | 20 | 20 | 0.01 | 0 | 0 | 0 | 0 | 0 | 0.01 | 0 | 0 | 0 | 0 | 0 | 0.16 | 0.1 | 0.1 | 0.09 | 0.01 | 0 | True | False | Non Federally-Regulated | 10/19/2022 |  | 11/04/2022
Ledra Brands, Inc. | Alphabet | NU4-RALP-SW-10LM-30K-90- 35D-NA-DL-**-**-IC-***-ELV1 | Light Emitting Diode | Inseparable Luminaire | Direct Wired | Reverse Phase Cut Controls | 75.2 | 3000 | -0.0003 | 92 | 63 | 310 | 0.99 | Ambient | 50000 | 0.981 | 1 | 66000 | 0.02 | 20 | 20 | 0.01 | 0 | 0 | 0 | 0 | 0 | 0.01 | 0 | 0 | 0 | 0 | 0 | 0.16 | 0.1 | 0.1 | 0.09 | 0.01 | 0 | True | False | Non Federally-Regulated | 10/19/2022 |  | 11/04/2022
Ledra Brands, Inc. | Alphabet | NU4-RALP-SW-10LM-35K-90- 35D-NA-DL-**-**-IC-***-ELV1 | Light Emitting Diode | Inseparable Luminaire | Direct Wired | Reverse Phase Cut Controls | 81.7 | 3500 | -0.0003 | 92 | 63 | 310 | 0.99 | Ambient | 50000 | 0.981 | 1 | 66000 | 0.02 | 20 | 20 | 0.01 | 0 | 0 | 0 | 0 | 0 | 0.01 | 0 | 0 | 0 | 0 | 0 | 0.16 | 0.1 | 0.1 | 0.09 | 0.01 | 0 | True | False | Non Federally-Regulated | 10/19/2022 |  | 11/04/2022
Ledra Brands, Inc. | Alphabet | NU4-RALP-SW-10LM-40K-90- 35D-NA-DL-**-**-IC-***-ELV1 | Light Emitting Diode | Inseparable Luminaire | Direct Wired | Reverse Phase Cut Controls | 91.8 | 4000 | -0.0003 | 92 | 63 | 310 | 0.99 | Ambient | 50000 | 0.981 | 1 | 66000 | 0.02 | 20 | 20 | 0.01 | 0 | 0 | 0 | 0 | 0 | 0.01 | 0 | 0 | 0 | 0 | 0 | 0.16 | 0.1 | 0.1 | 0.09 | 0.01 | 0 | True | False | Non Federally-Regulated | 10/19/2022 |  | 11/04/2022
Ledra Brands, Inc. | Alphabet | NU4-RALP-SW-20LM-27K-90- 55D-NA-DL-**-**-IC-***-ELV1 | Light Emitting Diode | Inseparable Luminaire | Direct Wired | Reverse Phase Cut Controls | 74.8 | 2700 | -0.0003 | 92 | 63 | 310 | 0.99 | Ambient | 50000 | 0.981 | 1 | 66000 | 0.02 | 20 | 20 | 0.01 | 0 | 0 | 0 | 0 | 0 | 0.01 | 0 | 0 | 0 | 0 | 0 | 0.16 | 0.1 | 0.1 | 0.09 | 0.01 | 0 | True | False | Non Federally-Regulated | 10/19/2022 |  | 11/04/2022
Ledra Brands, Inc. | Alphabet | NU4-RALP-SW-20LM-30K-90- 55D-NA-DL-**-**-IC-***-ELV1 | Light Emitting Diode | Inseparable Luminaire | Direct Wired | Reverse Phase Cut Controls | 78.5 | 3000 | -0.0003 | 92 | 63 | 310 | 0.99 | Ambient | 50000 | 0.981 | 1 | 66000 | 0.02 | 20 | 20 | 0.01 | 0 | 0 | 0 | 0 | 0 | 0.01 | 0 | 0 | 0 | 0 | 0 | 0.16 | 0.1 | 0.1 | 0.09 | 0.01 | 0 | True | False | Non Federally-Regulated | 10/19/2022 |  | 11/04/2022
Ledra Brands, Inc. | Alphabet | NU4-RALP-SW-20LM-35K-90- 55D-NA-DL-**-**-IC-***-ELV1 | Light Emitting Diode | Inseparable Luminaire | Direct Wired | Reverse Phase Cut Controls | 85.3 | 3500 | -0.0003 | 92 | 63 | 310 | 0.99 | Ambient | 50000 | 0.981 | 1 | 66000 | 0.02 | 20 | 20 | 0.01 | 0 | 0 | 0 | 0 | 0 | 0.01 | 0 | 0 | 0 | 0 | 0 | 0.16 | 0.1 | 0.1 | 0.09 | 0.01 | 0 | True | False | Non Federally-Regulated | 10/19/2022 |  | 11/04/2022
Ledra Brands, Inc. | Alphabet | NU4-RALP-SW-20LM-40K-90- 55D-NA-DL-**-**-IC-***-ELV1 | Light Emitting Diode | Inseparable Luminaire | Direct Wired | Reverse Phase Cut Controls | 95.8 | 4000 | -0.0003 | 92 | 63 | 310 | 0.99 | Ambient | 50000 | 0.981 | 1 | 66000 | 0.02 | 20 | 20 | 0.01 | 0 | 0 | 0 | 0 | 0 | 0.01 | 0 | 0 | 0 | 0 | 0 | 0.16 | 0.1 | 0.1 | 0.09 | 0.01 | 0 | True | False | Non Federally-Regulated | 10/19/2022 |  | 11/04/2022
Ledra Brands, Inc. | Alphabet | NU4-RALP-SW-15LM-27K-90- 55D-NA-DL-**-**-IC-***-ELV1 | Light Emitting Diode | Inseparable Luminaire | Direct Wired | Reverse Phase Cut Controls | 74.8 | 2700 | -0.0003 | 92 | 63 | 310 | 0.99 | Ambient | 50000 | 0.981 | 1 | 66000 | 0.02 | 20 | 20 | 0.01 | 0 | 0 | 0 | 0 | 0 | 0.01 | 0 | 0 | 0 | 0 | 0 | 0.16 | 0.1 | 0.1 | 0.09 | 0.01 | 0 | True | False | Non Federally-Regulated | 10/19/2022 |  | 11/04/2022
Ledra Brands, Inc. | Alphabet | NU4-RALP-SW-15LM-30K-90- 55D-NA-DL-**-**-IC-***-ELV1 | Light Emitting Diode | Inseparable Luminaire | Direct Wired | Reverse Phase Cut Controls | 78.5 | 3000 | -0.0003 | 92 | 63 | 310 | 0.99 | Ambient | 50000 | 0.981 | 1 | 66000 | 0.02 | 20 | 20 | 0.01 | 0 | 0 | 0 | 0 | 0 | 0.01 | 0 | 0 | 0 | 0 | 0 | 0.16 | 0.1 | 0.1 | 0.09 | 0.01 | 0 | True | False | Non Federally-Regulated | 10/19/2022 |  | 11/04/2022
Ledra Brands, Inc. | Alphabet | NU4-RALP-SW-15LM-35K-90- 55D-NA-DL-**-**-IC-***-ELV1 | Light Emitting Diode | Inseparable Luminaire | Direct Wired | Reverse Phase Cut Controls | 85.3 | 3500 | -0.0003 | 92 | 63 | 310 | 0.99 | Ambient | 50000 | 0.981 | 1 | 66000 | 0.02 | 20 | 20 | 0.01 | 0 | 0 | 0 | 0 | 0 | 0.01 | 0 | 0 | 0 | 0 | 0 | 0.16 | 0.1 | 0.1 | 0.09 | 0.01 | 0 | True | False | Non Federally-Regulated | 10/19/2022 |  | 11/04/2022
Ledra Brands, Inc. | Alphabet | NU4-RALP-SW-15LM-40K-90- 55D-NA-DL-**-**-IC-***-ELV1 | Light Emitting Diode | Inseparable Luminaire | Direct Wired | Reverse Phase Cut Controls | 95.8 | 4000 | -0.0003 | 92 | 63 | 310 | 0.99 | Ambient | 50000 | 0.981 | 1 | 66000 | 0.02 | 20 | 20 | 0.01 | 0 | 0 | 0 | 0 | 0 | 0.01 | 0 | 0 | 0 | 0 | 0 | 0.16 | 0.1 | 0.1 | 0.09 | 0.01 | 0 | True | False | Non Federally-Regulated | 10/19/2022 |  | 11/04/2022
Ledra Brands, Inc. | Alphabet | NU4-RALP-SW-10LM-27K-90- 55D-NA-DL-**-**-IC-***-ELV1 | Light Emitting Diode | Inseparable Luminaire | Direct Wired | Reverse Phase Cut Controls | 74.8 | 2700 | -0.0003 | 92 | 63 | 310 | 0.99 | Ambient | 50000 | 0.981 | 1 | 66000 | 0.02 | 20 | 20 | 0.01 | 0 | 0 | 0 | 0 | 0 | 0.01 | 0 | 0 | 0 | 0 | 0 | 0.16 | 0.1 | 0.1 | 0.09 | 0.01 | 0 | True | False | Non Federally-Regulated | 10/19/2022 |  | 11/04/2022
Ledra Brands, Inc. | Alphabet | NU4-RALP-SW-10LM-30K-90- 55D-NA-DL-**-**-IC-***-ELV1 | Light Emitting Diode | Inseparable Luminaire | Direct Wired | Reverse Phase Cut Controls | 78.5 | 3000 | -0.0003 | 92 | 63 | 310 | 0.99 | Ambient | 50000 | 0.981 | 1 | 66000 | 0.02 | 20 | 20 | 0.01 | 0 | 0 | 0 | 0 | 0 | 0.01 | 0 | 0 | 0 | 0 | 0 | 0.16 | 0.1 | 0.1 | 0.09 | 0.01 | 0 | True | False | Non Federally-Regulated | 10/19/2022 |  | 11/04/2022
Ledra Brands, Inc. | Alphabet | NU4-RALP-SW-10LM-35K-90- 55D-NA-DL-**-**-IC-***-ELV1 | Light Emitting Diode | Inseparable Luminaire | Direct Wired | Reverse Phase Cut Controls | 85.3 | 3500 | -0.0003 | 92 | 63 | 310 | 0.99 | Ambient | 50000 | 0.981 | 1 | 66000 | 0.02 | 20 | 20 | 0.01 | 0 | 0 | 0 | 0 | 0 | 0.01 | 0 | 0 | 0 | 0 | 0 | 0.16 | 0.1 | 0.1 | 0.09 | 0.01 | 0 | True | False | Non Federally-Regulated | 10/19/2022 |  | 11/04/2022
Ledra Brands, Inc. | Alphabet | NU4-RALP-SW-10LM-40K-90- 55D-NA-DL-**-**-IC-***-ELV1 | Light Emitting Diode | Inseparable Luminaire | Direct Wired | Reverse Phase Cut Controls | 95.8 | 4000 | -0.0003 | 92 | 63 | 310 | 0.99 | Ambient | 50000 | 0.981 | 1 | 66000 | 0.02 | 20 | 20 | 0.01 | 0 | 0 | 0 | 0 | 0 | 0.01 | 0 | 0 | 0 | 0 | 0 | 0.16 | 0.1 | 0.1 | 0.09 | 0.01 | 0 | True | False | Non Federally-Regulated | 10/19/2022 |  | 11/04/2022
Ledra Brands, Inc. | Alphabet | NU4-RALP-SW-20LM-27K-90-20D-NA-CL-**-**-IC-***-ELV1 | Light Emitting Diode | Inseparable Luminaire | Direct Wired | Reverse Phase Cut Controls | 66 | 2700 | -0.0003 | 92 | 63 | 310 | 0.99 | Ambient | 50000 | 0.981 | 1 | 66000 | 0.02 | 20 | 20 | 0.01 | 0 | 0 | 0 | 0 | 0 | 0.01 | 0 | 0 | 0 | 0 | 0 | 0.16 | 0.1 | 0.1 | 0.09 | 0.01 | 0 | True | False | Non Federally-Regulated | 10/19/2022 |  | 11/04/2022
Ledra Brands, Inc. | Alphabet | NU4-RALP-SW-20LM-30K-90-20D-NA-CL-**-**-IC-***-ELV1 | Light Emitting Diode | Inseparable Luminaire | Direct Wired | Reverse Phase Cut Controls | 69.3 | 3000 | -0.0003 | 92 | 63 | 310 | 0.99 | Ambient | 50000 | 0.981 | 1 | 66000 | 0.02 | 20 | 20 | 0.01 | 0 | 0 | 0 | 0 | 0 | 0.01 | 0 | 0 | 0 | 0 | 0 | 0.16 | 0.1 | 0.1 | 0.09 | 0.01 | 0 | True | False | Non Federally-Regulated | 10/19/2022 |  | 11/04/2022
Ledra Brands, Inc. | Alphabet | NU4-RALP-SW-20LM-35K-90-20D-NA-CL-**-**-IC-***-ELV1 | Light Emitting Diode | Inseparable Luminaire | Direct Wired | Reverse Phase Cut Controls | 75.3 | 3500 | -0.0003 | 92 | 63 | 310 | 0.99 | Ambient | 50000 | 0.981 | 1 | 66000 | 0.02 | 20 | 20 | 0.01 | 0 | 0 | 0 | 0 | 0 | 0.01 | 0 | 0 | 0 | 0 | 0 | 0.16 | 0.1 | 0.1 | 0.09 | 0.01 | 0 | True | False | Non Federally-Regulated | 10/19/2022 |  | 11/04/2022
Ledra Brands, Inc. | Alphabet | NU4-RALP-SW-20LM-40K-90-20D-NA-CL-**-**-IC-***-ELV1 | Light Emitting Diode | Inseparable Luminaire | Direct Wired | Reverse Phase Cut Controls | 84.6 | 4000 | -0.0003 | 92 | 63 | 310 | 0.99 | Ambient | 50000 | 0.981 | 1 | 66000 | 0.02 | 20 | 20 | 0.01 | 0 | 0 | 0 | 0 | 0 | 0.01 | 0 | 0 | 0 | 0 | 0 | 0.16 | 0.1 | 0.1 | 0.09 | 0.01 | 0 | True | False | Non Federally-Regulated | 10/19/2022 |  | 11/04/2022
Ledra Brands, Inc. | Alphabet | NU4-RALP-SW-15LM-27K-90-20D-NA-CL-**-**-IC-***-ELV1 | Light Emitting Diode | Inseparable Luminaire | Direct Wired | Reverse Phase Cut Controls | 66 | 2700 | -0.0003 | 92 | 63 | 310 | 0.99 | Ambient | 50000 | 0.981 | 1 | 66000 | 0.02 | 20 | 20 | 0.01 | 0 | 0 | 0 | 0 | 0 | 0.01 | 0 | 0 | 0 | 0 | 0 | 0.16 | 0.1 | 0.1 | 0.09 | 0.01 | 0 | True | False | Non Federally-Regulated | 10/19/2022 |  | 11/04/2022
Ledra Brands, Inc. | Alphabet | NU4-RALP-SW-15LM-30K-90-20D-NA-CL-**-**-IC-***-ELV1 | Light Emitting Diode | Inseparable Luminaire | Direct Wired | Reverse Phase Cut Controls | 69.3 | 3000 | -0.0003 | 92 | 63 | 310 | 0.99 | Ambient | 50000 | 0.981 | 1 | 66000 | 0.02 | 20 | 20 | 0.01 | 0 | 0 | 0 | 0 | 0 | 0.01 | 0 | 0 | 0 | 0 | 0 | 0.16 | 0.1 | 0.1 | 0.09 | 0.01 | 0 | True | False | Non Federally-Regulated | 10/19/2022 |  | 11/04/2022
Ledra Brands, Inc. | Alphabet | NU4-RALP-SW-15LM-35K-90-20D-NA-CL-**-**-IC-***-ELV1 | Light Emitting Diode | Inseparable Luminaire | Direct Wired | Reverse Phase Cut Controls | 75.3 | 3500 | -0.0003 | 92 | 63 | 310 | 0.99 | Ambient | 50000 | 0.981 | 1 | 66000 | 0.02 | 20 | 20 | 0.01 | 0 | 0 | 0 | 0 | 0 | 0.01 | 0 | 0 | 0 | 0 | 0 | 0.16 | 0.1 | 0.1 | 0.09 | 0.01 | 0 | True | False | Non Federally-Regulated | 10/19/2022 |  | 11/04/2022
Ledra Brands, Inc. | Alphabet | NU4-RALP-SW-15LM-40K-90-20D-NA-CL-**-**-IC-***-ELV1 | Light Emitting Diode | Inseparable Luminaire | Direct Wired | Reverse Phase Cut Controls | 84.6 | 4000 | -0.0003 | 92 | 63 | 310 | 0.99 | Ambient | 50000 | 0.981 | 1 | 66000 | 0.02 | 20 | 20 | 0.01 | 0 | 0 | 0 | 0 | 0 | 0.01 | 0 | 0 | 0 | 0 | 0 | 0.16 | 0.1 | 0.1 | 0.09 | 0.01 | 0 | True | False | Non Federally-Regulated | 10/19/2022 |  | 11/04/2022
Ledra Brands, Inc. | Alphabet | NU4-RALP-SW-10LM-27K-90-20D-NA-CL-**-**-IC-***-ELV1 | Light Emitting Diode | Inseparable Luminaire | Direct Wired | Reverse Phase Cut Controls | 66 | 2700 | -0.0003 | 92 | 63 | 310 | 0.99 | Ambient | 50000 | 0.981 | 1 | 66000 | 0.02 | 20 | 20 | 0.01 | 0 | 0 | 0 | 0 | 0 | 0.01 | 0 | 0 | 0 | 0 | 0 | 0.16 | 0.1 | 0.1 | 0.09 | 0.01 | 0 | True | False | Non Federally-Regulated | 10/19/2022 |  | 11/04/2022
Ledra Brands, Inc. | Alphabet | NU4-RALP-SW-10LM-30K-90-20D-NA-CL-**-**-IC-***-ELV1 | Light Emitting Diode | Inseparable Luminaire | Direct Wired | Reverse Phase Cut Controls | 69.3 | 3000 | -0.0003 | 92 | 63 | 310 | 0.99 | Ambient | 50000 | 0.981 | 1 | 66000 | 0.02 | 20 | 20 | 0.01 | 0 | 0 | 0 | 0 | 0 | 0.01 | 0 | 0 | 0 | 0 | 0 | 0.16 | 0.1 | 0.1 | 0.09 | 0.01 | 0 | True | False | Non Federally-Regulated | 10/19/2022 |  | 11/04/2022
Ledra Brands, Inc. | Alphabet | NU4-RALP-SW-10LM-35K-90-20D-NA-CL-**-**-IC-***-ELV1 | Light Emitting Diode | Inseparable Luminaire | Direct Wired | Reverse Phase Cut Controls | 75.3 | 3500 | -0.0003 | 92 | 63 | 310 | 0.99 | Ambient | 50000 | 0.981 | 1 | 66000 | 0.02 | 20 | 20 | 0.01 | 0 | 0 | 0 | 0 | 0 | 0.01 | 0 | 0 | 0 | 0 | 0 | 0.16 | 0.1 | 0.1 | 0.09 | 0.01 | 0 | True | False | Non Federally-Regulated | 10/19/2022 |  | 11/04/2022
Ledra Brands, Inc. | Alphabet | NU4-RALP-SW-10LM-40K-90-20D-NA-CL-**-**-IC-***-ELV1 | Light Emitting Diode | Inseparable Luminaire | Direct Wired | Reverse Phase Cut Controls | 84.6 | 4000 | -0.0003 | 92 | 63 | 310 | 0.99 | Ambient | 50000 | 0.981 | 1 | 66000 | 0.02 | 20 | 20 | 0.01 | 0 | 0 | 0 | 0 | 0 | 0.01 | 0 | 0 | 0 | 0 | 0 | 0.16 | 0.1 | 0.1 | 0.09 | 0.01 | 0 | True | False | Non Federally-Regulated | 10/19/2022 |  | 11/04/2022
Ledra Brands, Inc. | Alphabet | NU4-RALP-SW-20LM-27K-90- 25D-NA-CL-**-**-IC-***-ELV1 | Light Emitting Diode | Inseparable Luminaire | Direct Wired | Reverse Phase Cut Controls | 68.1 | 2700 | -0.0003 | 92 | 63 | 310 | 0.99 | Ambient | 50000 | 0.981 | 1 | 66000 | 0.02 | 20 | 20 | 0.01 | 0 | 0 | 0 | 0 | 0 | 0.01 | 0 | 0 | 0 | 0 | 0 | 0.16 | 0.1 | 0.1 | 0.09 | 0.01 | 0 | True | False | Non Federally-Regulated | 10/19/2022 |  | 11/04/2022
Ledra Brands, Inc. | Alphabet | NU4-RALP-SW-20LM-30K-90- 25D-NA-CL-**-**-IC-***-ELV1 | Light Emitting Diode | Inseparable Luminaire | Direct Wired | Reverse Phase Cut Controls | 71.5 | 3000 | -0.0003 | 92 | 63 | 310 | 0.99 | Ambient | 50000 | 0.981 | 1 | 66000 | 0.02 | 20 | 20 | 0.01 | 0 | 0 | 0 | 0 | 0 | 0.01 | 0 | 0 | 0 | 0 | 0 | 0.16 | 0.1 | 0.1 | 0.09 | 0.01 | 0 | True | False | Non Federally-Regulated | 10/19/2022 |  | 11/04/2022
Ledra Brands, Inc. | Alphabet | NU4-RALP-SW-20LM-35K-90- 25D-NA-CL-**-**-IC-***-ELV1 | Light Emitting Diode | Inseparable Luminaire | Direct Wired | Reverse Phase Cut Controls | 77.7 | 3500 | -0.0003 | 92 | 63 | 310 | 0.99 | Ambient | 50000 | 0.981 | 1 | 66000 | 0.02 | 20 | 20 | 0.01 | 0 | 0 | 0 | 0 | 0 | 0.01 | 0 | 0 | 0 | 0 | 0 | 0.16 | 0.1 | 0.1 | 0.09 | 0.01 | 0 | True | False | Non Federally-Regulated | 10/19/2022 |  | 11/04/2022
Ledra Brands, Inc. | Alphabet | NU4-RALP-SW-20LM-40K-90- 25D-NA-CL-**-**-IC-***-ELV1 | Light Emitting Diode | Inseparable Luminaire | Direct Wired | Reverse Phase Cut Controls | 87.3 | 4000 | -0.0003 | 92 | 63 | 310 | 0.99 | Ambient | 50000 | 0.981 | 1 | 66000 | 0.02 | 20 | 20 | 0.01 | 0 | 0 | 0 | 0 | 0 | 0.01 | 0 | 0 | 0 | 0 | 0 | 0.16 | 0.1 | 0.1 | 0.09 | 0.01 | 0 | True | False | Non Federally-Regulated | 10/19/2022 |  | 11/04/2022
Ledra Brands, Inc. | Alphabet | NU4-RALP-SW-15LM-27K-90- 25D-NA-CL-**-**-IC-***-ELV1 | Light Emitting Diode | Inseparable Luminaire | Direct Wired | Reverse Phase Cut Controls | 68.1 | 2700 | -0.0003 | 92 | 63 | 310 | 0.99 | Ambient | 50000 | 0.981 | 1 | 66000 | 0.02 | 20 | 20 | 0.01 | 0 | 0 | 0 | 0 | 0 | 0.01 | 0 | 0 | 0 | 0 | 0 | 0.16 | 0.1 | 0.1 | 0.09 | 0.01 | 0 | True | False | Non Federally-Regulated | 10/19/2022 |  | 11/04/2022
Ledra Brands, Inc. | Alphabet | NU4-RALP-SW-15LM-30K-90- 25D-NA-CL-**-**-IC-***-ELV1 | Light Emitting Diode | Inseparable Luminaire | Direct Wired | Reverse Phase Cut Controls | 71.5 | 3000 | -0.0003 | 92 | 63 | 310 | 0.99 | Ambient | 50000 | 0.981 | 1 | 66000 | 0.02 | 20 | 20 | 0.01 | 0 | 0 | 0 | 0 | 0 | 0.01 | 0 | 0 | 0 | 0 | 0 | 0.16 | 0.1 | 0.1 | 0.09 | 0.01 | 0 | True | False | Non Federally-Regulated | 10/19/2022 |  | 11/04/2022
Ledra Brands, Inc. | Alphabet | NU4-RALP-SW-15LM-35K-90- 25D-NA-CL-**-**-IC-***-ELV1 | Light Emitting Diode | Inseparable Luminaire | Direct Wired | Reverse Phase Cut Controls | 77.7 | 3500 | -0.0003 | 92 | 63 | 310 | 0.99 | Ambient | 50000 | 0.981 | 1 | 66000 | 0.02 | 20 | 20 | 0.01 | 0 | 0 | 0 | 0 | 0 | 0.01 | 0 | 0 | 0 | 0 | 0 | 0.16 | 0.1 | 0.1 | 0.09 | 0.01 | 0 | True | False | Non Federally-Regulated | 10/19/2022 |  | 11/04/2022
Ledra Brands, Inc. | Alphabet | NU4-RALP-SW-15LM-40K-90- 25D-NA-CL-**-**-IC-***-ELV1 | Light Emitting Diode | Inseparable Luminaire | Direct Wired | Reverse Phase Cut Controls | 87.3 | 4000 | -0.0003 | 92 | 63 | 310 | 0.99 | Ambient | 50000 | 0.981 | 1 | 66000 | 0.02 | 20 | 20 | 0.01 | 0 | 0 | 0 | 0 | 0 | 0.01 | 0 | 0 | 0 | 0 | 0 | 0.16 | 0.1 | 0.1 | 0.09 | 0.01 | 0 | True | False | Non Federally-Regulated | 10/19/2022 |  | 11/04/2022
Ledra Brands, Inc. | Alphabet | NU4-RALP-SW-10LM-27K-90- 25D-NA-CL-**-**-IC-***-ELV1 | Light Emitting Diode | Inseparable Luminaire | Direct Wired | Reverse Phase Cut Controls | 68.1 | 2700 | -0.0003 | 92 | 63 | 310 | 0.99 | Ambient | 50000 | 0.981 | 1 | 66000 | 0.02 | 20 | 20 | 0.01 | 0 | 0 | 0 | 0 | 0 | 0.01 | 0 | 0 | 0 | 0 | 0 | 0.16 | 0.1 | 0.1 | 0.09 | 0.01 | 0 | True | False | Non Federally-Regulated | 10/19/2022 |  | 11/04/2022
Ledra Brands, Inc. | Alphabet | NU4-RALP-SW-10LM-30K-90- 25D-NA-CL-**-**-IC-***-ELV1 | Light Emitting Diode | Inseparable Luminaire | Direct Wired | Reverse Phase Cut Controls | 71.5 | 3000 | -0.0003 | 92 | 63 | 310 | 0.99 | Ambient | 50000 | 0.981 | 1 | 66000 | 0.02 | 20 | 20 | 0.01 | 0 | 0 | 0 | 0 | 0 | 0.01 | 0 | 0 | 0 | 0 | 0 | 0.16 | 0.1 | 0.1 | 0.09 | 0.01 | 0 | True | False | Non Federally-Regulated | 10/19/2022 |  | 11/04/2022
Ledra Brands, Inc. | Alphabet | NU4-RALP-SW-10LM-35K-90- 25D-NA-CL-**-**-IC-***-ELV1 | Light Emitting Diode | Inseparable Luminaire | Direct Wired | Reverse Phase Cut Controls | 77.7 | 3500 | -0.0003 | 92 | 63 | 310 | 0.99 | Ambient | 50000 | 0.981 | 1 | 66000 | 0.02 | 20 | 20 | 0.01 | 0 | 0 | 0 | 0 | 0 | 0.01 | 0 | 0 | 0 | 0 | 0 | 0.16 | 0.1 | 0.1 | 0.09 | 0.01 | 0 | True | False | Non Federally-Regulated | 10/19/2022 |  | 11/04/2022
Ledra Brands, Inc. | Alphabet | NU4-RALP-SW-10LM-40K-90- 25D-NA-CL-**-**-IC-***-ELV1 | Light Emitting Diode | Inseparable Luminaire | Direct Wired | Reverse Phase Cut Controls | 87.3 | 4000 | -0.0003 | 92 | 63 | 310 | 0.99 | Ambient | 50000 | 0.981 | 1 | 66000 | 0.02 | 20 | 20 | 0.01 | 0 | 0 | 0 | 0 | 0 | 0.01 | 0 | 0 | 0 | 0 | 0 | 0.16 | 0.1 | 0.1 | 0.09 | 0.01 | 0 | True | False | Non Federally-Regulated | 10/19/2022 |  | 11/04/2022
Ledra Brands, Inc. | Alphabet | NU4-RALP-SW-20LM-27K-90- 35D-NA-CL-**-**-IC-***-ELV1 | Light Emitting Diode | Inseparable Luminaire | Direct Wired | Reverse Phase Cut Controls | 73.3 | 2700 | -0.0003 | 92 | 63 | 310 | 0.99 | Ambient | 50000 | 0.981 | 1 | 66000 | 0.02 | 20 | 20 | 0.01 | 0 | 0 | 0 | 0 | 0 | 0.01 | 0 | 0 | 0 | 0 | 0 | 0.16 | 0.1 | 0.1 | 0.09 | 0.01 | 0 | True | False | Non Federally-Regulated | 10/19/2022 |  | 11/04/2022
Ledra Brands, Inc. | Alphabet | NU4-RALP-SW-20LM-30K-90- 35D-NA-CL-**-**-IC-***-ELV1 | Light Emitting Diode | Inseparable Luminaire | Direct Wired | Reverse Phase Cut Controls | 76.9 | 3000 | -0.0003 | 92 | 63 | 310 | 0.99 | Ambient | 50000 | 0.981 | 1 | 66000 | 0.02 | 20 | 20 | 0.01 | 0 | 0 | 0 | 0 | 0 | 0.01 | 0 | 0 | 0 | 0 | 0 | 0.16 | 0.1 | 0.1 | 0.09 | 0.01 | 0 | True | False | Non Federally-Regulated | 10/19/2022 |  | 11/04/2022
Ledra Brands, Inc. | Alphabet | NU4-RALP-SW-20LM-35K-90- 35D-NA-CL-**-**-IC-***-ELV1 | Light Emitting Diode | Inseparable Luminaire | Direct Wired | Reverse Phase Cut Controls | 83.5 | 3500 | -0.0003 | 92 | 63 | 310 | 0.99 | Ambient | 50000 | 0.981 | 1 | 66000 | 0.02 | 20 | 20 | 0.01 | 0 | 0 | 0 | 0 | 0 | 0.01 | 0 | 0 | 0 | 0 | 0 | 0.16 | 0.1 | 0.1 | 0.09 | 0.01 | 0 | True | False | Non Federally-Regulated | 10/19/2022 |  | 11/04/2022
Ledra Brands, Inc. | Alphabet | NU4-RALP-SW-20LM-40K-90- 35D-NA-CL-**-**-IC-***-ELV1 | Light Emitting Diode | Inseparable Luminaire | Direct Wired | Reverse Phase Cut Controls | 93.9 | 4000 | -0.0003 | 92 | 63 | 310 | 0.99 | Ambient | 50000 | 0.981 | 1 | 66000 | 0.02 | 20 | 20 | 0.01 | 0 | 0 | 0 | 0 | 0 | 0.01 | 0 | 0 | 0 | 0 | 0 | 0.16 | 0.1 | 0.1 | 0.09 | 0.01 | 0 | True | False | Non Federally-Regulated | 10/19/2022 |  | 11/04/2022
Ledra Brands, Inc. | Alphabet | NU4-RALP-SW-15LM-27K-90- 35D-NA-CL-**-**-IC-***-ELV1 | Light Emitting Diode | Inseparable Luminaire | Direct Wired | Reverse Phase Cut Controls | 73.3 | 2700 | -0.0003 | 92 | 63 | 310 | 0.99 | Ambient | 50000 | 0.981 | 1 | 66000 | 0.02 | 20 | 20 | 0.01 | 0 | 0 | 0 | 0 | 0 | 0.01 | 0 | 0 | 0 | 0 | 0 | 0.16 | 0.1 | 0.1 | 0.09 | 0.01 | 0 | True | False | Non Federally-Regulated | 10/19/2022 |  | 11/04/2022
Ledra Brands, Inc. | Alphabet | NU4-RALP-SW-15LM-30K-90- 35D-NA-CL-**-**-IC-***-ELV1 | Light Emitting Diode | Inseparable Luminaire | Direct Wired | Reverse Phase Cut Controls | 76.9 | 3000 | -0.0003 | 92 | 63 | 310 | 0.99 | Ambient | 50000 | 0.981 | 1 | 66000 | 0.02 | 20 | 20 | 0.01 | 0 | 0 | 0 | 0 | 0 | 0.01 | 0 | 0 | 0 | 0 | 0 | 0.16 | 0.1 | 0.1 | 0.09 | 0.01 | 0 | True | False | Non Federally-Regulated | 10/19/2022 |  | 11/04/2022
Ledra Brands, Inc. | Alphabet | NU4-RALP-SW-15LM-35K-90- 35D-NA-CL-**-**-IC-***-ELV1 | Light Emitting Diode | Inseparable Luminaire | Direct Wired | Reverse Phase Cut Controls | 83.5 | 3500 | -0.0003 | 92 | 63 | 310 | 0.99 | Ambient | 50000 | 0.981 | 1 | 66000 | 0.02 | 20 | 20 | 0.01 | 0 | 0 | 0 | 0 | 0 | 0.01 | 0 | 0 | 0 | 0 | 0 | 0.16 | 0.1 | 0.1 | 0.09 | 0.01 | 0 | True | False | Non Federally-Regulated | 10/19/2022 |  | 11/04/2022
Ledra Brands, Inc. | Alphabet | NU4-RALP-SW-15LM-40K-90- 35D-NA-CL-**-**-IC-***-ELV1 | Light Emitting Diode | Inseparable Luminaire | Direct Wired | Reverse Phase Cut Controls | 93.9 | 4000 | -0.0003 | 92 | 63 | 310 | 0.99 | Ambient | 50000 | 0.981 | 1 | 66000 | 0.02 | 20 | 20 | 0.01 | 0 | 0 | 0 | 0 | 0 | 0.01 | 0 | 0 | 0 | 0 | 0 | 0.16 | 0.1 | 0.1 | 0.09 | 0.01 | 0 | True | False | Non Federally-Regulated | 10/19/2022 |  | 11/04/2022
Ledra Brands, Inc. | Alphabet | NU4-RALP-SW-10LM-27K-90- 35D-NA-CL-**-**-IC-***-ELV1 | Light Emitting Diode | Inseparable Luminaire | Direct Wired | Reverse Phase Cut Controls | 73.3 | 2700 | -0.0003 | 92 | 63 | 310 | 0.99 | Ambient | 50000 | 0.981 | 1 | 66000 | 0.02 | 20 | 20 | 0.01 | 0 | 0 | 0 | 0 | 0 | 0.01 | 0 | 0 | 0 | 0 | 0 | 0.16 | 0.1 | 0.1 | 0.09 | 0.01 | 0 | True | False | Non Federally-Regulated | 10/19/2022 |  | 11/04/2022
Ledra Brands, Inc. | Alphabet | NU4-RALP-SW-10LM-30K-90- 35D-NA-CL-**-**-IC-***-ELV1 | Light Emitting Diode | Inseparable Luminaire | Direct Wired | Reverse Phase Cut Controls | 76.9 | 3000 | -0.0003 | 92 | 63 | 310 | 0.99 | Ambient | 50000 | 0.981 | 1 | 66000 | 0.02 | 20 | 20 | 0.01 | 0 | 0 | 0 | 0 | 0 | 0.01 | 0 | 0 | 0 | 0 | 0 | 0.16 | 0.1 | 0.1 | 0.09 | 0.01 | 0 | True | False | Non Federally-Regulated | 10/19/2022 |  | 11/04/2022
Ledra Brands, Inc. | Alphabet | NU4-RALP-SW-10LM-35K-90- 35D-NA-CL-**-**-IC-***-ELV1 | Light Emitting Diode | Inseparable Luminaire | Direct Wired | Reverse Phase Cut Controls | 83.5 | 3500 | -0.0003 | 92 | 63 | 310 | 0.99 | Ambient | 50000 | 0.981 | 1 | 66000 | 0.02 | 20 | 20 | 0.01 | 0 | 0 | 0 | 0 | 0 | 0.01 | 0 | 0 | 0 | 0 | 0 | 0.16 | 0.1 | 0.1 | 0.09 | 0.01 | 0 | True | False | Non Federally-Regulated | 10/19/2022 |  | 11/04/2022
Ledra Brands, Inc. | Alphabet | NU4-RALP-SW-10LM-40K-90- 35D-NA-CL-**-**-IC-***-ELV1 | Light Emitting Diode | Inseparable Luminaire | Direct Wired | Reverse Phase Cut Controls | 93.9 | 4000 | -0.0003 | 92 | 63 | 310 | 0.99 | Ambient | 50000 | 0.981 | 1 | 66000 | 0.02 | 20 | 20 | 0.01 | 0 | 0 | 0 | 0 | 0 | 0.01 | 0 | 0 | 0 | 0 | 0 | 0.16 | 0.1 | 0.1 | 0.09 | 0.01 | 0 | True | False | Non Federally-Regulated | 10/19/2022 |  | 11/04/2022
Ledra Brands, Inc. | Alphabet | NU4-RALP-SW-20LM-27K-90- 55D-NA-CL-**-**-IC-***-ELV1 | Light Emitting Diode | Inseparable Luminaire | Direct Wired | Reverse Phase Cut Controls | 76.4 | 2700 | -0.0003 | 92 | 63 | 310 | 0.99 | Ambient | 50000 | 0.981 | 1 | 66000 | 0.02 | 20 | 20 | 0.01 | 0 | 0 | 0 | 0 | 0 | 0.01 | 0 | 0 | 0 | 0 | 0 | 0.16 | 0.1 | 0.1 | 0.09 | 0.01 | 0 | True | False | Non Federally-Regulated | 10/19/2022 |  | 11/04/2022
Ledra Brands, Inc. | Alphabet | NU4-RALP-SW-20LM-30K-90- 55D-NA-CL-**-**-IC-***-ELV1 | Light Emitting Diode | Inseparable Luminaire | Direct Wired | Reverse Phase Cut Controls | 80.2 | 3000 | -0.0003 | 92 | 63 | 310 | 0.99 | Ambient | 50000 | 0.981 | 1 | 66000 | 0.02 | 20 | 20 | 0.01 | 0 | 0 | 0 | 0 | 0 | 0.01 | 0 | 0 | 0 | 0 | 0 | 0.16 | 0.1 | 0.1 | 0.09 | 0.01 | 0 | True | False | Non Federally-Regulated | 10/19/2022 |  | 11/04/2022
Ledra Brands, Inc. | Alphabet | NU4-RALP-SW-20LM-35K-90- 55D-NA-CL-**-**-IC-***-ELV1 | Light Emitting Diode | Inseparable Luminaire | Direct Wired | Reverse Phase Cut Controls | 87.1 | 3500 | -0.0003 | 92 | 63 | 310 | 0.99 | Ambient | 50000 | 0.981 | 1 | 66000 | 0.02 | 20 | 20 | 0.01 | 0 | 0 | 0 | 0 | 0 | 0.01 | 0 | 0 | 0 | 0 | 0 | 0.16 | 0.1 | 0.1 | 0.09 | 0.01 | 0 | True | False | Non Federally-Regulated | 10/19/2022 |  | 11/04/2022
Ledra Brands, Inc. | Alphabet | NU4-RALP-SW-20LM-40K-90- 55D-NA-CL-**-**-IC-***-ELV1 | Light Emitting Diode | Inseparable Luminaire | Direct Wired | Reverse Phase Cut Controls | 97.9 | 4000 | -0.0003 | 92 | 63 | 310 | 0.99 | Ambient | 50000 | 0.981 | 1 | 66000 | 0.02 | 20 | 20 | 0.01 | 0 | 0 | 0 | 0 | 0 | 0.01 | 0 | 0 | 0 | 0 | 0 | 0.16 | 0.1 | 0.1 | 0.09 | 0.01 | 0 | True | False | Non Federally-Regulated | 10/19/2022 |  | 11/04/2022
Ledra Brands, Inc. | Alphabet | NU4-RALP-SW-15LM-27K-90- 55D-NA-CL-**-**-IC-***-ELV1 | Light Emitting Diode | Inseparable Luminaire | Direct Wired | Reverse Phase Cut Controls | 76.4 | 2700 | -0.0003 | 92 | 63 | 310 | 0.99 | Ambient | 50000 | 0.981 | 1 | 66000 | 0.02 | 20 | 20 | 0.01 | 0 | 0 | 0 | 0 | 0 | 0.01 | 0 | 0 | 0 | 0 | 0 | 0.16 | 0.1 | 0.1 | 0.09 | 0.01 | 0 | True | False | Non Federally-Regulated | 10/19/2022 |  | 11/04/2022
Ledra Brands, Inc. | Alphabet | NU4-RALP-SW-15LM-30K-90- 55D-NA-CL-**-**-IC-***-ELV1 | Light Emitting Diode | Inseparable Luminaire | Direct Wired | Reverse Phase Cut Controls | 80.2 | 3000 | -0.0003 | 92 | 63 | 310 | 0.99 | Ambient | 50000 | 0.981 | 1 | 66000 | 0.02 | 20 | 20 | 0.01 | 0 | 0 | 0 | 0 | 0 | 0.01 | 0 | 0 | 0 | 0 | 0 | 0.16 | 0.1 | 0.1 | 0.09 | 0.01 | 0 | True | False | Non Federally-Regulated | 10/19/2022 |  | 11/04/2022
Ledra Brands, Inc. | Alphabet | NU4-RALP-SW-15LM-35K-90- 55D-NA-CL-**-**-IC-***-ELV1 | Light Emitting Diode | Inseparable Luminaire | Direct Wired | Reverse Phase Cut Controls | 87.1 | 3500 | -0.0003 | 92 | 63 | 310 | 0.99 | Ambient | 50000 | 0.981 | 1 | 66000 | 0.02 | 20 | 20 | 0.01 | 0 | 0 | 0 | 0 | 0 | 0.01 | 0 | 0 | 0 | 0 | 0 | 0.16 | 0.1 | 0.1 | 0.09 | 0.01 | 0 | True | False | Non Federally-Regulated | 10/19/2022 |  | 11/04/2022
Ledra Brands, Inc. | Alphabet | NU4-RALP-SW-15LM-40K-90- 55D-NA-CL-**-**-IC-***-ELV1 | Light Emitting Diode | Inseparable Luminaire | Direct Wired | Reverse Phase Cut Controls | 97.9 | 4000 | -0.0003 | 92 | 63 | 310 | 0.99 | Ambient | 50000 | 0.981 | 1 | 66000 | 0.02 | 20 | 20 | 0.01 | 0 | 0 | 0 | 0 | 0 | 0.01 | 0 | 0 | 0 | 0 | 0 | 0.16 | 0.1 | 0.1 | 0.09 | 0.01 | 0 | True | False | Non Federally-Regulated | 10/19/2022 |  | 11/04/2022
Ledra Brands, Inc. | Alphabet | NU4-RALP-SW-10LM-27K-90- 55D-NA-CL-**-**-IC-***-ELV1 | Light Emitting Diode | Inseparable Luminaire | Direct Wired | Reverse Phase Cut Controls | 76.4 | 2700 | -0.0003 | 92 | 63 | 310 | 0.99 | Ambient | 50000 | 0.981 | 1 | 66000 | 0.02 | 20 | 20 | 0.01 | 0 | 0 | 0 | 0 | 0 | 0.01 | 0 | 0 | 0 | 0 | 0 | 0.16 | 0.1 | 0.1 | 0.09 | 0.01 | 0 | True | False | Non Federally-Regulated | 10/19/2022 |  | 11/04/2022
Ledra Brands, Inc. | Alphabet | NU4-RALP-SW-10LM-30K-90- 55D-NA-CL-**-**-IC-***-ELV1 | Light Emitting Diode | Inseparable Luminaire | Direct Wired | Reverse Phase Cut Controls | 80.2 | 3000 | -0.0003 | 92 | 63 | 310 | 0.99 | Ambient | 50000 | 0.981 | 1 | 66000 | 0.02 | 20 | 20 | 0.01 | 0 | 0 | 0 | 0 | 0 | 0.01 | 0 | 0 | 0 | 0 | 0 | 0.16 | 0.1 | 0.1 | 0.09 | 0.01 | 0 | True | False | Non Federally-Regulated | 10/19/2022 |  | 11/04/2022
Ledra Brands, Inc. | Alphabet | NU4-RALP-SW-10LM-35K-90- 55D-NA-CL-**-**-IC-***-ELV1 | Light Emitting Diode | Inseparable Luminaire | Direct Wired | Reverse Phase Cut Controls | 87.1 | 3500 | -0.0003 | 92 | 63 | 310 | 0.99 | Ambient | 50000 | 0.981 | 1 | 66000 | 0.02 | 20 | 20 | 0.01 | 0 | 0 | 0 | 0 | 0 | 0.01 | 0 | 0 | 0 | 0 | 0 | 0.16 | 0.1 | 0.1 | 0.09 | 0.01 | 0 | True | False | Non Federally-Regulated | 10/19/2022 |  | 11/04/2022
Ledra Brands, Inc. | Alphabet | NU4-RALP-SW-10LM-40K-90- 55D-NA-CL-**-**-IC-***-ELV1 | Light Emitting Diode | Inseparable Luminaire | Direct Wired | Reverse Phase Cut Controls | 97.9 | 4000 | -0.0003 | 92 | 63 | 310 | 0.99 | Ambient | 50000 | 0.981 | 1 | 66000 | 0.02 | 20 | 20 | 0.01 | 0 | 0 | 0 | 0 | 0 | 0.01 | 0 | 0 | 0 | 0 | 0 | 0.16 | 0.1 | 0.1 | 0.09 | 0.01 | 0 | True | False | Non Federally-Regulated | 10/19/2022 |  | 11/04/2022
Ledra Brands, Inc. | Alphabet | NU4-RALP-SW-20LM-27K-90-20D-NA-HET-**-**-IC-***-ELV1 | Light Emitting Diode | Inseparable Luminaire | Direct Wired | Reverse Phase Cut Controls | 65.3 | 2700 | -0.0003 | 92 | 63 | 310 | 0.99 | Ambient | 50000 | 0.981 | 1 | 66000 | 0.02 | 20 | 20 | 0.01 | 0 | 0 | 0 | 0 | 0 | 0.01 | 0 | 0 | 0 | 0 | 0 | 0.16 | 0.1 | 0.1 | 0.09 | 0.01 | 0 | True | False | Non Federally-Regulated | 10/19/2022 |  | 11/04/2022
Ledra Brands, Inc. | Alphabet | NU4-RALP-SW-20LM-30K-90-20D-NA-HET-**-**-IC-***-ELV1 | Light Emitting Diode | Inseparable Luminaire | Direct Wired | Reverse Phase Cut Controls | 68.5 | 3000 | -0.0003 | 92 | 63 | 310 | 0.99 | Ambient | 50000 | 0.981 | 1 | 66000 | 0.02 | 20 | 20 | 0.01 | 0 | 0 | 0 | 0 | 0 | 0.01 | 0 | 0 | 0 | 0 | 0 | 0.16 | 0.1 | 0.1 | 0.09 | 0.01 | 0 | True | False | Non Federally-Regulated | 10/19/2022 |  | 11/04/2022
Ledra Brands, Inc. | Alphabet | NU4-RALP-SW-20LM-35K-90-20D-NA-HET-**-**-IC-***-ELV1 | Light Emitting Diode | Inseparable Luminaire | Direct Wired | Reverse Phase Cut Controls | 74.5 | 3500 | -0.0003 | 92 | 63 | 310 | 0.99 | Ambient | 50000 | 0.981 | 1 | 66000 | 0.02 | 20 | 20 | 0.01 | 0 | 0 | 0 | 0 | 0 | 0.01 | 0 | 0 | 0 | 0 | 0 | 0.16 | 0.1 | 0.1 | 0.09 | 0.01 | 0 | True | False | Non Federally-Regulated | 10/19/2022 |  | 11/04/2022
Ledra Brands, Inc. | Alphabet | NU4-RALP-SW-20LM-40K-90-20D-NA-HET-**-**-IC-***-ELV1 | Light Emitting Diode | Inseparable Luminaire | Direct Wired | Reverse Phase Cut Controls | 83.7 | 4000 | -0.0003 | 92 | 63 | 310 | 0.99 | Ambient | 50000 | 0.981 | 1 | 66000 | 0.02 | 20 | 20 | 0.01 | 0 | 0 | 0 | 0 | 0 | 0.01 | 0 | 0 | 0 | 0 | 0 | 0.16 | 0.1 | 0.1 | 0.09 | 0.01 | 0 | True | False | Non Federally-Regulated | 10/19/2022 |  | 11/04/2022
Ledra Brands, Inc. | Alphabet | NU4-RALP-SW-15LM-27K-90-20D-NA-HET-**-**-IC-***-ELV1 | Light Emitting Diode | Inseparable Luminaire | Direct Wired | Reverse Phase Cut Controls | 65.3 | 2700 | -0.0003 | 92 | 63 | 310 | 0.99 | Ambient | 50000 | 0.981 | 1 | 66000 | 0.02 | 20 | 20 | 0.01 | 0 | 0 | 0 | 0 | 0 | 0.01 | 0 | 0 | 0 | 0 | 0 | 0.16 | 0.1 | 0.1 | 0.09 | 0.01 | 0 | True | False | Non Federally-Regulated | 10/19/2022 |  | 11/04/2022
Ledra Brands, Inc. | Alphabet | NU4-RALP-SW-15LM-30K-90-20D-NA-HET-**-**-IC-***-ELV1 | Light Emitting Diode | Inseparable Luminaire | Direct Wired | Reverse Phase Cut Controls | 68.5 | 3000 | -0.0003 | 92 | 63 | 310 | 0.99 | Ambient | 50000 | 0.981 | 1 | 66000 | 0.02 | 20 | 20 | 0.01 | 0 | 0 | 0 | 0 | 0 | 0.01 | 0 | 0 | 0 | 0 | 0 | 0.16 | 0.1 | 0.1 | 0.09 | 0.01 | 0 | True | False | Non Federally-Regulated | 10/19/2022 |  | 11/04/2022
Ledra Brands, Inc. | Alphabet | NU4-RALP-SW-15LM-35K-90-20D-NA-HET-**-**-IC-***-ELV1 | Light Emitting Diode | Inseparable Luminaire | Direct Wired | Reverse Phase Cut Controls | 74.5 | 3500 | -0.0003 | 92 | 63 | 310 | 0.99 | Ambient | 50000 | 0.981 | 1 | 66000 | 0.02 | 20 | 20 | 0.01 | 0 | 0 | 0 | 0 | 0 | 0.01 | 0 | 0 | 0 | 0 | 0 | 0.16 | 0.1 | 0.1 | 0.09 | 0.01 | 0 | True | False | Non Federally-Regulated | 10/19/2022 |  | 11/04/2022
Ledra Brands, Inc. | Alphabet | NU4-RALP-SW-15LM-40K-90-20D-NA-HET-**-**-IC-***-ELV1 | Light Emitting Diode | Inseparable Luminaire | Direct Wired | Reverse Phase Cut Controls | 83.7 | 4000 | -0.0003 | 92 | 63 | 310 | 0.99 | Ambient | 50000 | 0.981 | 1 | 66000 | 0.02 | 20 | 20 | 0.01 | 0 | 0 | 0 | 0 | 0 | 0.01 | 0 | 0 | 0 | 0 | 0 | 0.16 | 0.1 | 0.1 | 0.09 | 0.01 | 0 | True | False | Non Federally-Regulated | 10/19/2022 |  | 11/04/2022
Ledra Brands, Inc. | Alphabet | NU4-RALP-SW-10LM-27K-90-20D-NA-HET-**-**-IC-***-ELV1 | Light Emitting Diode | Inseparable Luminaire | Direct Wired | Reverse Phase Cut Controls | 65.3 | 2700 | -0.0003 | 92 | 63 | 310 | 0.99 | Ambient | 50000 | 0.981 | 1 | 66000 | 0.02 | 20 | 20 | 0.01 | 0 | 0 | 0 | 0 | 0 | 0.01 | 0 | 0 | 0 | 0 | 0 | 0.16 | 0.1 | 0.1 | 0.09 | 0.01 | 0 | True | False | Non Federally-Regulated | 10/19/2022 |  | 11/04/2022
Ledra Brands, Inc. | Alphabet | NU4-RALP-SW-10LM-30K-90-20D-NA-HET-**-**-IC-***-ELV1 | Light Emitting Diode | Inseparable Luminaire | Direct Wired | Reverse Phase Cut Controls | 68.5 | 3000 | -0.0003 | 92 | 63 | 310 | 0.99 | Ambient | 50000 | 0.981 | 1 | 66000 | 0.02 | 20 | 20 | 0.01 | 0 | 0 | 0 | 0 | 0 | 0.01 | 0 | 0 | 0 | 0 | 0 | 0.16 | 0.1 | 0.1 | 0.09 | 0.01 | 0 | True | False | Non Federally-Regulated | 10/19/2022 |  | 11/04/2022
Ledra Brands, Inc. | Alphabet | NU4-RALP-SW-10LM-35K-90-20D-NA-HET-**-**-IC-***-ELV1 | Light Emitting Diode | Inseparable Luminaire | Direct Wired | Reverse Phase Cut Controls | 74.5 | 3500 | -0.0003 | 92 | 63 | 310 | 0.99 | Ambient | 50000 | 0.981 | 1 | 66000 | 0.02 | 20 | 20 | 0.01 | 0 | 0 | 0 | 0 | 0 | 0.01 | 0 | 0 | 0 | 0 | 0 | 0.16 | 0.1 | 0.1 | 0.09 | 0.01 | 0 | True | False | Non Federally-Regulated | 10/19/2022 |  | 11/04/2022
Ledra Brands, Inc. | Alphabet | NU4-RALP-SW-10LM-40K-90-20D-NA-HET-**-**-IC-***-ELV1 | Light Emitting Diode | Inseparable Luminaire | Direct Wired | Reverse Phase Cut Controls | 83.7 | 4000 | -0.0003 | 92 | 63 | 310 | 0.99 | Ambient | 50000 | 0.981 | 1 | 66000 | 0.02 | 20 | 20 | 0.01 | 0 | 0 | 0 | 0 | 0 | 0.01 | 0 | 0 | 0 | 0 | 0 | 0.16 | 0.1 | 0.1 | 0.09 | 0.01 | 0 | True | False | Non Federally-Regulated | 10/19/2022 |  | 11/04/2022
Ledra Brands, Inc. | Alphabet | NU4-RALP-SW-20LM-27K-90- 25D-NA-HET-**-**-IC-***-ELV1 | Light Emitting Diode | Inseparable Luminaire | Direct Wired | Reverse Phase Cut Controls | 67.4 | 2700 | -0.0003 | 92 | 63 | 310 | 0.99 | Ambient | 50000 | 0.981 | 1 | 66000 | 0.02 | 20 | 20 | 0.01 | 0 | 0 | 0 | 0 | 0 | 0.01 | 0 | 0 | 0 | 0 | 0 | 0.16 | 0.1 | 0.1 | 0.09 | 0.01 | 0 | True | False | Non Federally-Regulated | 10/19/2022 |  | 11/04/2022
Ledra Brands, Inc. | Alphabet | NU4-RALP-SW-20LM-30K-90- 25D-NA-HET-**-**-IC-***-ELV1 | Light Emitting Diode | Inseparable Luminaire | Direct Wired | Reverse Phase Cut Controls | 70.7 | 3000 | -0.0003 | 92 | 63 | 310 | 0.99 | Ambient | 50000 | 0.981 | 1 | 66000 | 0.02 | 20 | 20 | 0.01 | 0 | 0 | 0 | 0 | 0 | 0.01 | 0 | 0 | 0 | 0 | 0 | 0.16 | 0.1 | 0.1 | 0.09 | 0.01 | 0 | True | False | Non Federally-Regulated | 10/19/2022 |  | 11/04/2022
Ledra Brands, Inc. | Alphabet | NU4-RALP-SW-20LM-35K-90- 25D-NA-HET-**-**-IC-***-ELV1 | Light Emitting Diode | Inseparable Luminaire | Direct Wired | Reverse Phase Cut Controls | 76.9 | 3500 | -0.0003 | 92 | 63 | 310 | 0.99 | Ambient | 50000 | 0.981 | 1 | 66000 | 0.02 | 20 | 20 | 0.01 | 0 | 0 | 0 | 0 | 0 | 0.01 | 0 | 0 | 0 | 0 | 0 | 0.16 | 0.1 | 0.1 | 0.09 | 0.01 | 0 | True | False | Non Federally-Regulated | 10/19/2022 |  | 11/04/2022
Ledra Brands, Inc. | Alphabet | NU4-RALP-SW-20LM-40K-90- 25D-NA-HET-**-**-IC-***-ELV1 | Light Emitting Diode | Inseparable Luminaire | Direct Wired | Reverse Phase Cut Controls | 86.3 | 4000 | -0.0003 | 92 | 63 | 310 | 0.99 | Ambient | 50000 | 0.981 | 1 | 66000 | 0.02 | 20 | 20 | 0.01 | 0 | 0 | 0 | 0 | 0 | 0.01 | 0 | 0 | 0 | 0 | 0 | 0.16 | 0.1 | 0.1 | 0.09 | 0.01 | 0 | True | False | Non Federally-Regulated | 10/19/2022 |  | 11/04/2022
Ledra Brands, Inc. | Alphabet | NU4-RALP-SW-15LM-27K-90- 25D-NA-HET-**-**-IC-***-ELV1 | Light Emitting Diode | Inseparable Luminaire | Direct Wired | Reverse Phase Cut Controls | 67.4 | 2700 | -0.0003 | 92 | 63 | 310 | 0.99 | Ambient | 50000 | 0.981 | 1 | 66000 | 0.02 | 20 | 20 | 0.01 | 0 | 0 | 0 | 0 | 0 | 0.01 | 0 | 0 | 0 | 0 | 0 | 0.16 | 0.1 | 0.1 | 0.09 | 0.01 | 0 | True | False | Non Federally-Regulated | 10/19/2022 |  | 11/04/2022
Ledra Brands, Inc. | Alphabet | NU4-RALP-SW-15LM-30K-90- 25D-NA-HET-**-**-IC-***-ELV1 | Light Emitting Diode | Inseparable Luminaire | Direct Wired | Reverse Phase Cut Controls | 70.7 | 3000 | -0.0003 | 92 | 63 | 310 | 0.99 | Ambient | 50000 | 0.981 | 1 | 66000 | 0.02 | 20 | 20 | 0.01 | 0 | 0 | 0 | 0 | 0 | 0.01 | 0 | 0 | 0 | 0 | 0 | 0.16 | 0.1 | 0.1 | 0.09 | 0.01 | 0 | True | False | Non Federally-Regulated | 10/19/2022 |  | 11/04/2022
Ledra Brands, Inc. | Alphabet | NU4-RALP-SW-15LM-35K-90- 25D-NA-HET-**-**-IC-***-ELV1 | Light Emitting Diode | Inseparable Luminaire | Direct Wired | Reverse Phase Cut Controls | 76.9 | 3500 | -0.0003 | 92 | 63 | 310 | 0.99 | Ambient | 50000 | 0.981 | 1 | 66000 | 0.02 | 20 | 20 | 0.01 | 0 | 0 | 0 | 0 | 0 | 0.01 | 0 | 0 | 0 | 0 | 0 | 0.16 | 0.1 | 0.1 | 0.09 | 0.01 | 0 | True | False | Non Federally-Regulated | 10/19/2022 |  | 11/04/2022
Ledra Brands, Inc. | Alphabet | NU4-RALP-SW-15LM-40K-90- 25D-NA-HET-**-**-IC-***-ELV1 | Light Emitting Diode | Inseparable Luminaire | Direct Wired | Reverse Phase Cut Controls | 86.3 | 4000 | -0.0003 | 92 | 63 | 310 | 0.99 | Ambient | 50000 | 0.981 | 1 | 66000 | 0.02 | 20 | 20 | 0.01 | 0 | 0 | 0 | 0 | 0 | 0.01 | 0 | 0 | 0 | 0 | 0 | 0.16 | 0.1 | 0.1 | 0.09 | 0.01 | 0 | True | False | Non Federally-Regulated | 10/19/2022 |  | 11/04/2022
Ledra Brands, Inc. | Alphabet | NU4-RALP-SW-10LM-27K-90- 25D-NA-HET-**-**-IC-***-ELV1 | Light Emitting Diode | Inseparable Luminaire | Direct Wired | Reverse Phase Cut Controls | 67.4 | 2700 | -0.0003 | 92 | 63 | 310 | 0.99 | Ambient | 50000 | 0.981 | 1 | 66000 | 0.02 | 20 | 20 | 0.01 | 0 | 0 | 0 | 0 | 0 | 0.01 | 0 | 0 | 0 | 0 | 0 | 0.16 | 0.1 | 0.1 | 0.09 | 0.01 | 0 | True | False | Non Federally-Regulated | 10/19/2022 |  | 11/04/2022
Ledra Brands, Inc. | Alphabet | NU4-RALP-SW-10LM-30K-90- 25D-NA-HET-**-**-IC-***-ELV1 | Light Emitting Diode | Inseparable Luminaire | Direct Wired | Reverse Phase Cut Controls | 70.7 | 3000 | -0.0003 | 92 | 63 | 310 | 0.99 | Ambient | 50000 | 0.981 | 1 | 66000 | 0.02 | 20 | 20 | 0.01 | 0 | 0 | 0 | 0 | 0 | 0.01 | 0 | 0 | 0 | 0 | 0 | 0.16 | 0.1 | 0.1 | 0.09 | 0.01 | 0 | True | False | Non Federally-Regulated | 10/19/2022 |  | 11/04/2022
Ledra Brands, Inc. | Alphabet | NU4-RALP-SW-10LM-35K-90- 25D-NA-HET-**-**-IC-***-ELV1 | Light Emitting Diode | Inseparable Luminaire | Direct Wired | Reverse Phase Cut Controls | 76.9 | 3500 | -0.0003 | 92 | 63 | 310 | 0.99 | Ambient | 50000 | 0.981 | 1 | 66000 | 0.02 | 20 | 20 | 0.01 | 0 | 0 | 0 | 0 | 0 | 0.01 | 0 | 0 | 0 | 0 | 0 | 0.16 | 0.1 | 0.1 | 0.09 | 0.01 | 0 | True | False | Non Federally-Regulated | 10/19/2022 |  | 11/04/2022
Ledra Brands, Inc. | Alphabet | NU4-RALP-SW-10LM-40K-90- 25D-NA-HET-**-**-IC-***-ELV1 | Light Emitting Diode | Inseparable Luminaire | Direct Wired | Reverse Phase Cut Controls | 86.3 | 4000 | -0.0003 | 92 | 63 | 310 | 0.99 | Ambient | 50000 | 0.981 | 1 | 66000 | 0.02 | 20 | 20 | 0.01 | 0 | 0 | 0 | 0 | 0 | 0.01 | 0 | 0 | 0 | 0 | 0 | 0.16 | 0.1 | 0.1 | 0.09 | 0.01 | 0 | True | False | Non Federally-Regulated | 10/19/2022 |  | 11/04/2022
Ledra Brands, Inc. | Alphabet | NU4-RALP-SW-20LM-27K-90- 35D-NA-HET-**-**-IC-***-ELV1 | Light Emitting Diode | Inseparable Luminaire | Direct Wired | Reverse Phase Cut Controls | 72.5 | 2700 | -0.0003 | 92 | 63 | 310 | 0.99 | Ambient | 50000 | 0.981 | 1 | 66000 | 0.02 | 20 | 20 | 0.01 | 0 | 0 | 0 | 0 | 0 | 0.01 | 0 | 0 | 0 | 0 | 0 | 0.16 | 0.1 | 0.1 | 0.09 | 0.01 | 0 | True | False | Non Federally-Regulated | 10/19/2022 |  | 11/04/2022
Ledra Brands, Inc. | Alphabet | NU4-RALP-SW-20LM-30K-90- 35D-NA-HET-**-**-IC-***-ELV1 | Light Emitting Diode | Inseparable Luminaire | Direct Wired | Reverse Phase Cut Controls | 76.1 | 3000 | -0.0003 | 92 | 63 | 310 | 0.99 | Ambient | 50000 | 0.981 | 1 | 66000 | 0.02 | 20 | 20 | 0.01 | 0 | 0 | 0 | 0 | 0 | 0.01 | 0 | 0 | 0 | 0 | 0 | 0.16 | 0.1 | 0.1 | 0.09 | 0.01 | 0 | True | False | Non Federally-Regulated | 10/19/2022 |  | 11/04/2022
Ledra Brands, Inc. | Alphabet | NU4-RALP-SW-20LM-35K-90- 35D-NA-HET-**-**-IC-***-ELV1 | Light Emitting Diode | Inseparable Luminaire | Direct Wired | Reverse Phase Cut Controls | 82.6 | 3500 | -0.0003 | 92 | 63 | 310 | 0.99 | Ambient | 50000 | 0.981 | 1 | 66000 | 0.02 | 20 | 20 | 0.01 | 0 | 0 | 0 | 0 | 0 | 0.01 | 0 | 0 | 0 | 0 | 0 | 0.16 | 0.1 | 0.1 | 0.09 | 0.01 | 0 | True | False | Non Federally-Regulated | 10/19/2022 |  | 11/04/2022
Ledra Brands, Inc. | Alphabet | NU4-RALP-SW-20LM-40K-90- 35D-NA-HET-**-**-IC-***-ELV1 | Light Emitting Diode | Inseparable Luminaire | Direct Wired | Reverse Phase Cut Controls | 92.8 | 4000 | -0.0003 | 92 | 63 | 310 | 0.99 | Ambient | 50000 | 0.981 | 1 | 66000 | 0.02 | 20 | 20 | 0.01 | 0 | 0 | 0 | 0 | 0 | 0.01 | 0 | 0 | 0 | 0 | 0 | 0.16 | 0.1 | 0.1 | 0.09 | 0.01 | 0 | True | False | Non Federally-Regulated | 10/19/2022 |  | 11/04/2022
Ledra Brands, Inc. | Alphabet | NU4-RALP-SW-15LM-27K-90- 35D-NA-HET-**-**-IC-***-ELV1 | Light Emitting Diode | Inseparable Luminaire | Direct Wired | Reverse Phase Cut Controls | 72.5 | 2700 | -0.0003 | 92 | 63 | 310 | 0.99 | Ambient | 50000 | 0.981 | 1 | 66000 | 0.02 | 20 | 20 | 0.01 | 0 | 0 | 0 | 0 | 0 | 0.01 | 0 | 0 | 0 | 0 | 0 | 0.16 | 0.1 | 0.1 | 0.09 | 0.01 | 0 | True | False | Non Federally-Regulated | 10/19/2022 |  | 11/04/2022
Ledra Brands, Inc. | Alphabet | NU4-RALP-SW-15LM-30K-90- 35D-NA-HET-**-**-IC-***-ELV1 | Light Emitting Diode | Inseparable Luminaire | Direct Wired | Reverse Phase Cut Controls | 76.1 | 3000 | -0.0003 | 92 | 63 | 310 | 0.99 | Ambient | 50000 | 0.981 | 1 | 66000 | 0.02 | 20 | 20 | 0.01 | 0 | 0 | 0 | 0 | 0 | 0.01 | 0 | 0 | 0 | 0 | 0 | 0.16 | 0.1 | 0.1 | 0.09 | 0.01 | 0 | True | False | Non Federally-Regulated | 10/19/2022 |  | 11/04/2022
Ledra Brands, Inc. | Alphabet | NU4-RALP-SW-15LM-35K-90- 35D-NA-HET-**-**-IC-***-ELV1 | Light Emitting Diode | Inseparable Luminaire | Direct Wired | Reverse Phase Cut Controls | 82.6 | 3500 | -0.0003 | 92 | 63 | 310 | 0.99 | Ambient | 50000 | 0.981 | 1 | 66000 | 0.02 | 20 | 20 | 0.01 | 0 | 0 | 0 | 0 | 0 | 0.01 | 0 | 0 | 0 | 0 | 0 | 0.16 | 0.1 | 0.1 | 0.09 | 0.01 | 0 | True | False | Non Federally-Regulated | 10/19/2022 |  | 11/04/2022
Ledra Brands, Inc. | Alphabet | NU4-RALP-SW-15LM-40K-90- 35D-NA-HET-**-**-IC-***-ELV1 | Light Emitting Diode | Inseparable Luminaire | Direct Wired | Reverse Phase Cut Controls | 92.8 | 4000 | -0.0003 | 92 | 63 | 310 | 0.99 | Ambient | 50000 | 0.981 | 1 | 66000 | 0.02 | 20 | 20 | 0.01 | 0 | 0 | 0 | 0 | 0 | 0.01 | 0 | 0 | 0 | 0 | 0 | 0.16 | 0.1 | 0.1 | 0.09 | 0.01 | 0 | True | False | Non Federally-Regulated | 10/19/2022 |  | 11/04/2022
Ledra Brands, Inc. | Alphabet | NU4-RALP-SW-10LM-27K-90- 35D-NA-HET-**-**-IC-***-ELV1 | Light Emitting Diode | Inseparable Luminaire | Direct Wired | Reverse Phase Cut Controls | 72.5 | 2700 | -0.0003 | 92 | 63 | 310 | 0.99 | Ambient | 50000 | 0.981 | 1 | 66000 | 0.02 | 20 | 20 | 0.01 | 0 | 0 | 0 | 0 | 0 | 0.01 | 0 | 0 | 0 | 0 | 0 | 0.16 | 0.1 | 0.1 | 0.09 | 0.01 | 0 | True | False | Non Federally-Regulated | 10/19/2022 |  | 11/04/2022
Ledra Brands, Inc. | Alphabet | NU4-RALP-SW-10LM-30K-90- 35D-NA-HET-**-**-IC-***-ELV1 | Light Emitting Diode | Inseparable Luminaire | Direct Wired | Reverse Phase Cut Controls | 76.1 | 3000 | -0.0003 | 92 | 63 | 310 | 0.99 | Ambient | 50000 | 0.981 | 1 | 66000 | 0.02 | 20 | 20 | 0.01 | 0 | 0 | 0 | 0 | 0 | 0.01 | 0 | 0 | 0 | 0 | 0 | 0.16 | 0.1 | 0.1 | 0.09 | 0.01 | 0 | True | False | Non Federally-Regulated | 10/19/2022 |  | 11/04/2022
Ledra Brands, Inc. | Alphabet | NU4-RALP-SW-10LM-35K-90- 35D-NA-HET-**-**-IC-***-ELV1 | Light Emitting Diode | Inseparable Luminaire | Direct Wired | Reverse Phase Cut Controls | 82.6 | 3500 | -0.0003 | 92 | 63 | 310 | 0.99 | Ambient | 50000 | 0.981 | 1 | 66000 | 0.02 | 20 | 20 | 0.01 | 0 | 0 | 0 | 0 | 0 | 0.01 | 0 | 0 | 0 | 0 | 0 | 0.16 | 0.1 | 0.1 | 0.09 | 0.01 | 0 | True | False | Non Federally-Regulated | 10/19/2022 |  | 11/04/2022
Ledra Brands, Inc. | Alphabet | NU4-RALP-SW-10LM-40K-90- 35D-NA-HET-**-**-IC-***-ELV1 | Light Emitting Diode | Inseparable Luminaire | Direct Wired | Reverse Phase Cut Controls | 92.8 | 4000 | -0.0003 | 92 | 63 | 310 | 0.99 | Ambient | 50000 | 0.981 | 1 | 66000 | 0.02 | 20 | 20 | 0.01 | 0 | 0 | 0 | 0 | 0 | 0.01 | 0 | 0 | 0 | 0 | 0 | 0.16 | 0.1 | 0.1 | 0.09 | 0.01 | 0 | True | False | Non Federally-Regulated | 10/19/2022 |  | 11/04/2022
Ledra Brands, Inc. | Alphabet | NU4-RALP-SW-20LM-27K-90- 55D-NA-HET-**-**-IC-***-ELV1 | Light Emitting Diode | Inseparable Luminaire | Direct Wired | Reverse Phase Cut Controls | 75.6 | 2700 | -0.0003 | 92 | 63 | 310 | 0.99 | Ambient | 50000 | 0.981 | 1 | 66000 | 0.02 | 20 | 20 | 0.01 | 0 | 0 | 0 | 0 | 0 | 0.01 | 0 | 0 | 0 | 0 | 0 | 0.16 | 0.1 | 0.1 | 0.09 | 0.01 | 0 | True | False | Non Federally-Regulated | 10/19/2022 |  | 11/04/2022
Ledra Brands, Inc. | Alphabet | NU4-RALP-SW-20LM-30K-90- 55D-NA-HET-**-**-IC-***-ELV1 | Light Emitting Diode | Inseparable Luminaire | Direct Wired | Reverse Phase Cut Controls | 79.3 | 3000 | -0.0003 | 92 | 63 | 310 | 0.99 | Ambient | 50000 | 0.981 | 1 | 66000 | 0.02 | 20 | 20 | 0.01 | 0 | 0 | 0 | 0 | 0 | 0.01 | 0 | 0 | 0 | 0 | 0 | 0.16 | 0.1 | 0.1 | 0.09 | 0.01 | 0 | True | False | Non Federally-Regulated | 10/19/2022 |  | 11/04/2022
Ledra Brands, Inc. | Alphabet | NU4-RALP-SW-20LM-35K-90- 55D-NA-HET-**-**-IC-***-ELV1 | Light Emitting Diode | Inseparable Luminaire | Direct Wired | Reverse Phase Cut Controls | 86.2 | 3500 | -0.0003 | 92 | 63 | 310 | 0.99 | Ambient | 50000 | 0.981 | 1 | 66000 | 0.02 | 20 | 20 | 0.01 | 0 | 0 | 0 | 0 | 0 | 0.01 | 0 | 0 | 0 | 0 | 0 | 0.16 | 0.1 | 0.1 | 0.09 | 0.01 | 0 | True | False | Non Federally-Regulated | 10/19/2022 |  | 11/04/2022
Ledra Brands, Inc. | Alphabet | NU4-RALP-SW-20LM-40K-90- 55D-NA-HET-**-**-IC-***-ELV1 | Light Emitting Diode | Inseparable Luminaire | Direct Wired | Reverse Phase Cut Controls | 96.8 | 4000 | -0.0003 | 92 | 63 | 310 | 0.99 | Ambient | 50000 | 0.981 | 1 | 66000 | 0.02 | 20 | 20 | 0.01 | 0 | 0 | 0 | 0 | 0 | 0.01 | 0 | 0 | 0 | 0 | 0 | 0.16 | 0.1 | 0.1 | 0.09 | 0.01 | 0 | True | False | Non Federally-Regulated | 10/19/2022 |  | 11/04/2022
Ledra Brands, Inc. | Alphabet | NU4-RALP-SW-15LM-27K-90- 55D-NA-HET-**-**-IC-***-ELV1 | Light Emitting Diode | Inseparable Luminaire | Direct Wired | Reverse Phase Cut Controls | 75.6 | 2700 | -0.0003 | 92 | 63 | 310 | 0.99 | Ambient | 50000 | 0.981 | 1 | 66000 | 0.02 | 20 | 20 | 0.01 | 0 | 0 | 0 | 0 | 0 | 0.01 | 0 | 0 | 0 | 0 | 0 | 0.16 | 0.1 | 0.1 | 0.09 | 0.01 | 0 | True | False | Non Federally-Regulated | 10/19/2022 |  | 11/04/2022
Ledra Brands, Inc. | Alphabet | NU4-RALP-SW-15LM-30K-90- 55D-NA-HET-**-**-IC-***-ELV1 | Light Emitting Diode | Inseparable Luminaire | Direct Wired | Reverse Phase Cut Controls | 79.3 | 3000 | -0.0003 | 92 | 63 | 310 | 0.99 | Ambient | 50000 | 0.981 | 1 | 66000 | 0.02 | 20 | 20 | 0.01 | 0 | 0 | 0 | 0 | 0 | 0.01 | 0 | 0 | 0 | 0 | 0 | 0.16 | 0.1 | 0.1 | 0.09 | 0.01 | 0 | True | False | Non Federally-Regulated | 10/19/2022 |  | 11/04/2022
Ledra Brands, Inc. | Alphabet | NU4-RALP-SW-15LM-35K-90- 55D-NA-HET-**-**-IC-***-ELV1 | Light Emitting Diode | Inseparable Luminaire | Direct Wired | Reverse Phase Cut Controls | 86.2 | 3500 | -0.0003 | 92 | 63 | 310 | 0.99 | Ambient | 50000 | 0.981 | 1 | 66000 | 0.02 | 20 | 20 | 0.01 | 0 | 0 | 0 | 0 | 0 | 0.01 | 0 | 0 | 0 | 0 | 0 | 0.16 | 0.1 | 0.1 | 0.09 | 0.01 | 0 | True | False | Non Federally-Regulated | 10/19/2022 |  | 11/04/2022
Ledra Brands, Inc. | Alphabet | NU4-RALP-SW-15LM-40K-90- 55D-NA-HET-**-**-IC-***-ELV1 | Light Emitting Diode | Inseparable Luminaire | Direct Wired | Reverse Phase Cut Controls | 96.8 | 4000 | -0.0003 | 92 | 63 | 310 | 0.99 | Ambient | 50000 | 0.981 | 1 | 66000 | 0.02 | 20 | 20 | 0.01 | 0 | 0 | 0 | 0 | 0 | 0.01 | 0 | 0 | 0 | 0 | 0 | 0.16 | 0.1 | 0.1 | 0.09 | 0.01 | 0 | True | False | Non Federally-Regulated | 10/19/2022 |  | 11/04/2022
Ledra Brands, Inc. | Alphabet | NU4-RALP-SW-10LM-27K-90- 55D-NA-HET-**-**-IC-***-ELV1 | Light Emitting Diode | Inseparable Luminaire | Direct Wired | Reverse Phase Cut Controls | 75.6 | 2700 | -0.0003 | 92 | 63 | 310 | 0.99 | Ambient | 50000 | 0.981 | 1 | 66000 | 0.02 | 20 | 20 | 0.01 | 0 | 0 | 0 | 0 | 0 | 0.01 | 0 | 0 | 0 | 0 | 0 | 0.16 | 0.1 | 0.1 | 0.09 | 0.01 | 0 | True | False | Non Federally-Regulated | 10/19/2022 |  | 11/04/2022
Ledra Brands, Inc. | Alphabet | NU4-RALP-SW-10LM-30K-90- 55D-NA-HET-**-**-IC-***-ELV1 | Light Emitting Diode | Inseparable Luminaire | Direct Wired | Reverse Phase Cut Controls | 79.3 | 3000 | -0.0003 | 92 | 63 | 310 | 0.99 | Ambient | 50000 | 0.981 | 1 | 66000 | 0.02 | 20 | 20 | 0.01 | 0 | 0 | 0 | 0 | 0 | 0.01 | 0 | 0 | 0 | 0 | 0 | 0.16 | 0.1 | 0.1 | 0.09 | 0.01 | 0 | True | False | Non Federally-Regulated | 10/19/2022 |  | 11/04/2022
Ledra Brands, Inc. | Alphabet | NU4-RALP-SW-10LM-35K-90- 55D-NA-HET-**-**-IC-***-ELV1 | Light Emitting Diode | Inseparable Luminaire | Direct Wired | Reverse Phase Cut Controls | 86.2 | 3500 | -0.0003 | 92 | 63 | 310 | 0.99 | Ambient | 50000 | 0.981 | 1 | 66000 | 0.02 | 20 | 20 | 0.01 | 0 | 0 | 0 | 0 | 0 | 0.01 | 0 | 0 | 0 | 0 | 0 | 0.16 | 0.1 | 0.1 | 0.09 | 0.01 | 0 | True | False | Non Federally-Regulated | 10/19/2022 |  | 11/04/2022
Ledra Brands, Inc. | Alphabet | NU4-RALP-SW-10LM-40K-90- 55D-NA-HET-**-**-IC-***-ELV1 | Light Emitting Diode | Inseparable Luminaire | Direct Wired | Reverse Phase Cut Controls | 96.8 | 4000 | -0.0003 | 92 | 63 | 310 | 0.99 | Ambient | 50000 | 0.981 | 1 | 66000 | 0.02 | 20 | 20 | 0.01 | 0 | 0 | 0 | 0 | 0 | 0.01 | 0 | 0 | 0 | 0 | 0 | 0.16 | 0.1 | 0.1 | 0.09 | 0.01 | 0 | True | False | Non Federally-Regulated | 10/19/2022 |  | 11/04/2022
Ledra Brands, Inc. | Alphabet | NU4-RALP-SW-20LM-27K-90-20D-NA-SBL-**-**-IC-***-ELV1 | Light Emitting Diode | Inseparable Luminaire | Direct Wired | Reverse Phase Cut Controls | 65.3 | 2700 | -0.0003 | 92 | 63 | 310 | 0.99 | Ambient | 50000 | 0.981 | 1 | 66000 | 0.02 | 20 | 20 | 0.01 | 0 | 0 | 0 | 0 | 0 | 0.01 | 0 | 0 | 0 | 0 | 0 | 0.16 | 0.1 | 0.1 | 0.09 | 0.01 | 0 | True | False | Non Federally-Regulated | 10/19/2022 |  | 11/04/2022
Ledra Brands, Inc. | Alphabet | NU4-RALP-SW-20LM-30K-90-20D-NA-SBL-**-**-IC-***-ELV1 | Light Emitting Diode | Inseparable Luminaire | Direct Wired | Reverse Phase Cut Controls | 68.5 | 3000 | -0.0003 | 92 | 63 | 310 | 0.99 | Ambient | 50000 | 0.981 | 1 | 66000 | 0.02 | 20 | 20 | 0.01 | 0 | 0 | 0 | 0 | 0 | 0.01 | 0 | 0 | 0 | 0 | 0 | 0.16 | 0.1 | 0.1 | 0.09 | 0.01 | 0 | True | False | Non Federally-Regulated | 10/19/2022 |  | 11/04/2022
Ledra Brands, Inc. | Alphabet | NU4-RALP-SW-20LM-35K-90-20D-NA-SBL-**-**-IC-***-ELV1 | Light Emitting Diode | Inseparable Luminaire | Direct Wired | Reverse Phase Cut Controls | 74.5 | 3500 | -0.0003 | 92 | 63 | 310 | 0.99 | Ambient | 50000 | 0.981 | 1 | 66000 | 0.02 | 20 | 20 | 0.01 | 0 | 0 | 0 | 0 | 0 | 0.01 | 0 | 0 | 0 | 0 | 0 | 0.16 | 0.1 | 0.1 | 0.09 | 0.01 | 0 | True | False | Non Federally-Regulated | 10/19/2022 |  | 11/04/2022
Ledra Brands, Inc. | Alphabet | NU4-RALP-SW-20LM-40K-90-20D-NA-SBL-**-**-IC-***-ELV1 | Light Emitting Diode | Inseparable Luminaire | Direct Wired | Reverse Phase Cut Controls | 83.7 | 4000 | -0.0003 | 92 | 63 | 310 | 0.99 | Ambient | 50000 | 0.981 | 1 | 66000 | 0.02 | 20 | 20 | 0.01 | 0 | 0 | 0 | 0 | 0 | 0.01 | 0 | 0 | 0 | 0 | 0 | 0.16 | 0.1 | 0.1 | 0.09 | 0.01 | 0 | True | False | Non Federally-Regulated | 10/19/2022 |  | 11/04/2022
Ledra Brands, Inc. | Alphabet | NU4-RALP-SW-15LM-27K-90-20D-NA-SBL-**-**-IC-***-ELV1 | Light Emitting Diode | Inseparable Luminaire | Direct Wired | Reverse Phase Cut Controls | 65.3 | 2700 | -0.0003 | 92 | 63 | 310 | 0.99 | Ambient | 50000 | 0.981 | 1 | 66000 | 0.02 | 20 | 20 | 0.01 | 0 | 0 | 0 | 0 | 0 | 0.01 | 0 | 0 | 0 | 0 | 0 | 0.16 | 0.1 | 0.1 | 0.09 | 0.01 | 0 | True | False | Non Federally-Regulated | 10/19/2022 |  | 11/04/2022
Ledra Brands, Inc. | Alphabet | NU4-RALP-SW-15LM-30K-90-20D-NA-SBL-**-**-IC-***-ELV1 | Light Emitting Diode | Inseparable Luminaire | Direct Wired | Reverse Phase Cut Controls | 68.5 | 3000 | -0.0003 | 92 | 63 | 310 | 0.99 | Ambient | 50000 | 0.981 | 1 | 66000 | 0.02 | 20 | 20 | 0.01 | 0 | 0 | 0 | 0 | 0 | 0.01 | 0 | 0 | 0 | 0 | 0 | 0.16 | 0.1 | 0.1 | 0.09 | 0.01 | 0 | True | False | Non Federally-Regulated | 10/19/2022 |  | 11/04/2022
Ledra Brands, Inc. | Alphabet | NU4-RALP-SW-15LM-35K-90-20D-NA-SBL-**-**-IC-***-ELV1 | Light Emitting Diode | Inseparable Luminaire | Direct Wired | Reverse Phase Cut Controls | 74.5 | 3500 | -0.0003 | 92 | 63 | 310 | 0.99 | Ambient | 50000 | 0.981 | 1 | 66000 | 0.02 | 20 | 20 | 0.01 | 0 | 0 | 0 | 0 | 0 | 0.01 | 0 | 0 | 0 | 0 | 0 | 0.16 | 0.1 | 0.1 | 0.09 | 0.01 | 0 | True | False | Non Federally-Regulated | 10/19/2022 |  | 11/04/2022
Ledra Brands, Inc. | Alphabet | NU4-RALP-SW-15LM-40K-90-20D-NA-SBL-**-**-IC-***-ELV1 | Light Emitting Diode | Inseparable Luminaire | Direct Wired | Reverse Phase Cut Controls | 83.7 | 4000 | -0.0003 | 92 | 63 | 310 | 0.99 | Ambient | 50000 | 0.981 | 1 | 66000 | 0.02 | 20 | 20 | 0.01 | 0 | 0 | 0 | 0 | 0 | 0.01 | 0 | 0 | 0 | 0 | 0 | 0.16 | 0.1 | 0.1 | 0.09 | 0.01 | 0 | True | False | Non Federally-Regulated | 10/19/2022 |  | 11/04/2022
Ledra Brands, Inc. | Alphabet | NU4-RALP-SW-10LM-27K-90-20D-NA-SBL-**-**-IC-***-ELV1 | Light Emitting Diode | Inseparable Luminaire | Direct Wired | Reverse Phase Cut Controls | 65.3 | 2700 | -0.0003 | 92 | 63 | 310 | 0.99 | Ambient | 50000 | 0.981 | 1 | 66000 | 0.02 | 20 | 20 | 0.01 | 0 | 0 | 0 | 0 | 0 | 0.01 | 0 | 0 | 0 | 0 | 0 | 0.16 | 0.1 | 0.1 | 0.09 | 0.01 | 0 | True | False | Non Federally-Regulated | 10/19/2022 |  | 11/04/2022
Ledra Brands, Inc. | Alphabet | NU4-RALP-SW-10LM-30K-90-20D-NA-SBL-**-**-IC-***-ELV1 | Light Emitting Diode | Inseparable Luminaire | Direct Wired | Reverse Phase Cut Controls | 68.5 | 3000 | -0.0003 | 92 | 63 | 310 | 0.99 | Ambient | 50000 | 0.981 | 1 | 66000 | 0.02 | 20 | 20 | 0.01 | 0 | 0 | 0 | 0 | 0 | 0.01 | 0 | 0 | 0 | 0 | 0 | 0.16 | 0.1 | 0.1 | 0.09 | 0.01 | 0 | True | False | Non Federally-Regulated | 10/19/2022 |  | 11/04/2022
Ledra Brands, Inc. | Alphabet | NU4-RALP-SW-10LM-35K-90-20D-NA-SBL-**-**-IC-***-ELV1 | Light Emitting Diode | Inseparable Luminaire | Direct Wired | Reverse Phase Cut Controls | 74.5 | 3500 | -0.0003 | 92 | 63 | 310 | 0.99 | Ambient | 50000 | 0.981 | 1 | 66000 | 0.02 | 20 | 20 | 0.01 | 0 | 0 | 0 | 0 | 0 | 0.01 | 0 | 0 | 0 | 0 | 0 | 0.16 | 0.1 | 0.1 | 0.09 | 0.01 | 0 | True | False | Non Federally-Regulated | 10/19/2022 |  | 11/04/2022
Ledra Brands, Inc. | Alphabet | NU4-RALP-SW-10LM-40K-90-20D-NA-SBL-**-**-IC-***-ELV1 | Light Emitting Diode | Inseparable Luminaire | Direct Wired | Reverse Phase Cut Controls | 83.7 | 4000 | -0.0003 | 92 | 63 | 310 | 0.99 | Ambient | 50000 | 0.981 | 1 | 66000 | 0.02 | 20 | 20 | 0.01 | 0 | 0 | 0 | 0 | 0 | 0.01 | 0 | 0 | 0 | 0 | 0 | 0.16 | 0.1 | 0.1 | 0.09 | 0.01 | 0 | True | False | Non Federally-Regulated | 10/19/2022 |  | 11/04/2022
Ledra Brands, Inc. | Alphabet | NU4-RALP-SW-20LM-27K-90- 25D-NA-SBL-**-**-IC-***-ELV1 | Light Emitting Diode | Inseparable Luminaire | Direct Wired | Reverse Phase Cut Controls | 67.4 | 2700 | -0.0003 | 92 | 63 | 310 | 0.99 | Ambient | 50000 | 0.981 | 1 | 66000 | 0.02 | 20 | 20 | 0.01 | 0 | 0 | 0 | 0 | 0 | 0.01 | 0 | 0 | 0 | 0 | 0 | 0.16 | 0.1 | 0.1 | 0.09 | 0.01 | 0 | True | False | Non Federally-Regulated | 10/19/2022 |  | 11/04/2022
Ledra Brands, Inc. | Alphabet | NU4-RALP-SW-20LM-30K-90- 25D-NA-SBL-**-**-IC-***-ELV1 | Light Emitting Diode | Inseparable Luminaire | Direct Wired | Reverse Phase Cut Controls | 70.7 | 3000 | -0.0003 | 92 | 63 | 310 | 0.99 | Ambient | 50000 | 0.981 | 1 | 66000 | 0.02 | 20 | 20 | 0.01 | 0 | 0 | 0 | 0 | 0 | 0.01 | 0 | 0 | 0 | 0 | 0 | 0.16 | 0.1 | 0.1 | 0.09 | 0.01 | 0 | True | False | Non Federally-Regulated | 10/19/2022 |  | 11/04/2022
Ledra Brands, Inc. | Alphabet | NU4-RALP-SW-20LM-35K-90- 25D-NA-SBL-**-**-IC-***-ELV1 | Light Emitting Diode | Inseparable Luminaire | Direct Wired | Reverse Phase Cut Controls | 76.9 | 3500 | -0.0003 | 92 | 63 | 310 | 0.99 | Ambient | 50000 | 0.981 | 1 | 66000 | 0.02 | 20 | 20 | 0.01 | 0 | 0 | 0 | 0 | 0 | 0.01 | 0 | 0 | 0 | 0 | 0 | 0.16 | 0.1 | 0.1 | 0.09 | 0.01 | 0 | True | False | Non Federally-Regulated | 10/19/2022 |  | 11/04/2022
Ledra Brands, Inc. | Alphabet | NU4-RALP-SW-20LM-40K-90- 25D-NA-SBL-**-**-IC-***-ELV1 | Light Emitting Diode | Inseparable Luminaire | Direct Wired | Reverse Phase Cut Controls | 86.3 | 4000 | -0.0003 | 92 | 63 | 310 | 0.99 | Ambient | 50000 | 0.981 | 1 | 66000 | 0.02 | 20 | 20 | 0.01 | 0 | 0 | 0 | 0 | 0 | 0.01 | 0 | 0 | 0 | 0 | 0 | 0.16 | 0.1 | 0.1 | 0.09 | 0.01 | 0 | True | False | Non Federally-Regulated | 10/19/2022 |  | 11/04/2022
Ledra Brands, Inc. | Alphabet | NU4-RALP-SW-15LM-27K-90- 25D-NA-SBL-**-**-IC-***-ELV1 | Light Emitting Diode | Inseparable Luminaire | Direct Wired | Reverse Phase Cut Controls | 67.4 | 2700 | -0.0003 | 92 | 63 | 310 | 0.99 | Ambient | 50000 | 0.981 | 1 | 66000 | 0.02 | 20 | 20 | 0.01 | 0 | 0 | 0 | 0 | 0 | 0.01 | 0 | 0 | 0 | 0 | 0 | 0.16 | 0.1 | 0.1 | 0.09 | 0.01 | 0 | True | False | Non Federally-Regulated | 10/19/2022 |  | 11/04/2022
Ledra Brands, Inc. | Alphabet | NU4-RALP-SW-15LM-30K-90- 25D-NA-SBL-**-**-IC-***-ELV1 | Light Emitting Diode | Inseparable Luminaire | Direct Wired | Reverse Phase Cut Controls | 70.7 | 3000 | -0.0003 | 92 | 63 | 310 | 0.99 | Ambient | 50000 | 0.981 | 1 | 66000 | 0.02 | 20 | 20 | 0.01 | 0 | 0 | 0 | 0 | 0 | 0.01 | 0 | 0 | 0 | 0 | 0 | 0.16 | 0.1 | 0.1 | 0.09 | 0.01 | 0 | True | False | Non Federally-Regulated | 10/19/2022 |  | 11/04/2022
Ledra Brands, Inc. | Alphabet | NU4-RALP-SW-15LM-35K-90- 25D-NA-SBL-**-**-IC-***-ELV1 | Light Emitting Diode | Inseparable Luminaire | Direct Wired | Reverse Phase Cut Controls | 76.9 | 3500 | -0.0003 | 92 | 63 | 310 | 0.99 | Ambient | 50000 | 0.981 | 1 | 66000 | 0.02 | 20 | 20 | 0.01 | 0 | 0 | 0 | 0 | 0 | 0.01 | 0 | 0 | 0 | 0 | 0 | 0.16 | 0.1 | 0.1 | 0.09 | 0.01 | 0 | True | False | Non Federally-Regulated | 10/19/2022 |  | 11/04/2022
Ledra Brands, Inc. | Alphabet | NU4-RALP-SW-15LM-40K-90- 25D-NA-SBL-**-**-IC-***-ELV1 | Light Emitting Diode | Inseparable Luminaire | Direct Wired | Reverse Phase Cut Controls | 86.3 | 4000 | -0.0003 | 92 | 63 | 310 | 0.99 | Ambient | 50000 | 0.981 | 1 | 66000 | 0.02 | 20 | 20 | 0.01 | 0 | 0 | 0 | 0 | 0 | 0.01 | 0 | 0 | 0 | 0 | 0 | 0.16 | 0.1 | 0.1 | 0.09 | 0.01 | 0 | True | False | Non Federally-Regulated | 10/19/2022 |  | 11/04/2022
Ledra Brands, Inc. | Alphabet | NU4-RALP-SW-10LM-27K-90- 25D-NA-SBL-**-**-IC-***-ELV1 | Light Emitting Diode | Inseparable Luminaire | Direct Wired | Reverse Phase Cut Controls | 67.4 | 2700 | -0.0003 | 92 | 63 | 310 | 0.99 | Ambient | 50000 | 0.981 | 1 | 66000 | 0.02 | 20 | 20 | 0.01 | 0 | 0 | 0 | 0 | 0 | 0.01 | 0 | 0 | 0 | 0 | 0 | 0.16 | 0.1 | 0.1 | 0.09 | 0.01 | 0 | True | False | Non Federally-Regulated | 10/19/2022 |  | 11/04/2022
Ledra Brands, Inc. | Alphabet | NU4-RALP-SW-10LM-30K-90- 25D-NA-SBL-**-**-IC-***-ELV1 | Light Emitting Diode | Inseparable Luminaire | Direct Wired | Reverse Phase Cut Controls | 70.7 | 3000 | -0.0003 | 92 | 63 | 310 | 0.99 | Ambient | 50000 | 0.981 | 1 | 66000 | 0.02 | 20 | 20 | 0.01 | 0 | 0 | 0 | 0 | 0 | 0.01 | 0 | 0 | 0 | 0 | 0 | 0.16 | 0.1 | 0.1 | 0.09 | 0.01 | 0 | True | False | Non Federally-Regulated | 10/19/2022 |  | 11/04/2022
Ledra Brands, Inc. | Alphabet | NU4-RALP-SW-10LM-35K-90- 25D-NA-SBL-**-**-IC-***-ELV1 | Light Emitting Diode | Inseparable Luminaire | Direct Wired | Reverse Phase Cut Controls | 76.9 | 3500 | -0.0003 | 92 | 63 | 310 | 0.99 | Ambient | 50000 | 0.981 | 1 | 66000 | 0.02 | 20 | 20 | 0.01 | 0 | 0 | 0 | 0 | 0 | 0.01 | 0 | 0 | 0 | 0 | 0 | 0.16 | 0.1 | 0.1 | 0.09 | 0.01 | 0 | True | False | Non Federally-Regulated | 10/19/2022 |  | 11/04/2022
Ledra Brands, Inc. | Alphabet | NU4-RALP-SW-10LM-40K-90- 25D-NA-SBL-**-**-IC-***-ELV1 | Light Emitting Diode | Inseparable Luminaire | Direct Wired | Reverse Phase Cut Controls | 86.3 | 4000 | -0.0003 | 92 | 63 | 310 | 0.99 | Ambient | 50000 | 0.981 | 1 | 66000 | 0.02 | 20 | 20 | 0.01 | 0 | 0 | 0 | 0 | 0 | 0.01 | 0 | 0 | 0 | 0 | 0 | 0.16 | 0.1 | 0.1 | 0.09 | 0.01 | 0 | True | False | Non Federally-Regulated | 10/19/2022 |  | 11/04/2022
Ledra Brands, Inc. | Alphabet | NU4-RALP-SW-20LM-27K-90- 35D-NA-SBL-**-**-IC-***-ELV1 | Light Emitting Diode | Inseparable Luminaire | Direct Wired | Reverse Phase Cut Controls | 72.5 | 2700 | -0.0003 | 92 | 63 | 310 | 0.99 | Ambient | 50000 | 0.981 | 1 | 66000 | 0.02 | 20 | 20 | 0.01 | 0 | 0 | 0 | 0 | 0 | 0.01 | 0 | 0 | 0 | 0 | 0 | 0.16 | 0.1 | 0.1 | 0.09 | 0.01 | 0 | True | False | Non Federally-Regulated | 10/19/2022 |  | 11/04/2022
Ledra Brands, Inc. | Alphabet | NU4-RALP-SW-20LM-30K-90- 35D-NA-SBL-**-**-IC-***-ELV1 | Light Emitting Diode | Inseparable Luminaire | Direct Wired | Reverse Phase Cut Controls | 76.1 | 3000 | -0.0003 | 92 | 63 | 310 | 0.99 | Ambient | 50000 | 0.981 | 1 | 66000 | 0.02 | 20 | 20 | 0.01 | 0 | 0 | 0 | 0 | 0 | 0.01 | 0 | 0 | 0 | 0 | 0 | 0.16 | 0.1 | 0.1 | 0.09 | 0.01 | 0 | True | False | Non Federally-Regulated | 10/19/2022 |  | 11/04/2022
Ledra Brands, Inc. | Alphabet | NU4-RALP-SW-20LM-35K-90- 35D-NA-SBL-**-**-IC-***-ELV1 | Light Emitting Diode | Inseparable Luminaire | Direct Wired | Reverse Phase Cut Controls | 82.6 | 3500 | -0.0003 | 92 | 63 | 310 | 0.99 | Ambient | 50000 | 0.981 | 1 | 66000 | 0.02 | 20 | 20 | 0.01 | 0 | 0 | 0 | 0 | 0 | 0.01 | 0 | 0 | 0 | 0 | 0 | 0.16 | 0.1 | 0.1 | 0.09 | 0.01 | 0 | True | False | Non Federally-Regulated | 10/19/2022 |  | 11/04/2022
Ledra Brands, Inc. | Alphabet | NU4-RALP-SW-20LM-40K-90- 35D-NA-SBL-**-**-IC-***-ELV1 | Light Emitting Diode | Inseparable Luminaire | Direct Wired | Reverse Phase Cut Controls | 92.8 | 4000 | -0.0003 | 92 | 63 | 310 | 0.99 | Ambient | 50000 | 0.981 | 1 | 66000 | 0.02 | 20 | 20 | 0.01 | 0 | 0 | 0 | 0 | 0 | 0.01 | 0 | 0 | 0 | 0 | 0 | 0.16 | 0.1 | 0.1 | 0.09 | 0.01 | 0 | True | False | Non Federally-Regulated | 10/19/2022 |  | 11/04/2022
Ledra Brands, Inc. | Alphabet | NU4-RALP-SW-15LM-27K-90- 35D-NA-SBL-**-**-IC-***-ELV1 | Light Emitting Diode | Inseparable Luminaire | Direct Wired | Reverse Phase Cut Controls | 72.5 | 2700 | -0.0003 | 92 | 63 | 310 | 0.99 | Ambient | 50000 | 0.981 | 1 | 66000 | 0.02 | 20 | 20 | 0.01 | 0 | 0 | 0 | 0 | 0 | 0.01 | 0 | 0 | 0 | 0 | 0 | 0.16 | 0.1 | 0.1 | 0.09 | 0.01 | 0 | True | False | Non Federally-Regulated | 10/19/2022 |  | 11/04/2022
Ledra Brands, Inc. | Alphabet | NU4-RALP-SW-15LM-30K-90- 35D-NA-SBL-**-**-IC-***-ELV1 | Light Emitting Diode | Inseparable Luminaire | Direct Wired | Reverse Phase Cut Controls | 76.1 | 3000 | -0.0003 | 92 | 63 | 310 | 0.99 | Ambient | 50000 | 0.981 | 1 | 66000 | 0.02 | 20 | 20 | 0.01 | 0 | 0 | 0 | 0 | 0 | 0.01 | 0 | 0 | 0 | 0 | 0 | 0.16 | 0.1 | 0.1 | 0.09 | 0.01 | 0 | True | False | Non Federally-Regulated | 10/19/2022 |  | 11/04/2022
Ledra Brands, Inc. | Alphabet | NU4-RALP-SW-15LM-35K-90- 35D-NA-SBL-**-**-IC-***-ELV1 | Light Emitting Diode | Inseparable Luminaire | Direct Wired | Reverse Phase Cut Controls | 82.6 | 3500 | -0.0003 | 92 | 63 | 310 | 0.99 | Ambient | 50000 | 0.981 | 1 | 66000 | 0.02 | 20 | 20 | 0.01 | 0 | 0 | 0 | 0 | 0 | 0.01 | 0 | 0 | 0 | 0 | 0 | 0.16 | 0.1 | 0.1 | 0.09 | 0.01 | 0 | True | False | Non Federally-Regulated | 10/19/2022 |  | 11/04/2022
Ledra Brands, Inc. | Alphabet | NU4-RALP-SW-15LM-40K-90- 35D-NA-SBL-**-**-IC-***-ELV1 | Light Emitting Diode | Inseparable Luminaire | Direct Wired | Reverse Phase Cut Controls | 92.8 | 4000 | -0.0003 | 92 | 63 | 310 | 0.99 | Ambient | 50000 | 0.981 | 1 | 66000 | 0.02 | 20 | 20 | 0.01 | 0 | 0 | 0 | 0 | 0 | 0.01 | 0 | 0 | 0 | 0 | 0 | 0.16 | 0.1 | 0.1 | 0.09 | 0.01 | 0 | True | False | Non Federally-Regulated | 10/19/2022 |  | 11/04/2022
Ledra Brands, Inc. | Alphabet | NU4-RALP-SW-10LM-27K-90- 35D-NA-SBL-**-**-IC-***-ELV1 | Light Emitting Diode | Inseparable Luminaire | Direct Wired | Reverse Phase Cut Controls | 72.5 | 2700 | -0.0003 | 92 | 63 | 310 | 0.99 | Ambient | 50000 | 0.981 | 1 | 66000 | 0.02 | 20 | 20 | 0.01 | 0 | 0 | 0 | 0 | 0 | 0.01 | 0 | 0 | 0 | 0 | 0 | 0.16 | 0.1 | 0.1 | 0.09 | 0.01 | 0 | True | False | Non Federally-Regulated | 10/19/2022 |  | 11/04/2022
Ledra Brands, Inc. | Alphabet | NU4-RALP-SW-10LM-30K-90- 35D-NA-SBL-**-**-IC-***-ELV1 | Light Emitting Diode | Inseparable Luminaire | Direct Wired | Reverse Phase Cut Controls | 76.1 | 3000 | -0.0003 | 92 | 63 | 310 | 0.99 | Ambient | 50000 | 0.981 | 1 | 66000 | 0.02 | 20 | 20 | 0.01 | 0 | 0 | 0 | 0 | 0 | 0.01 | 0 | 0 | 0 | 0 | 0 | 0.16 | 0.1 | 0.1 | 0.09 | 0.01 | 0 | True | False | Non Federally-Regulated | 10/19/2022 |  | 11/04/2022
Ledra Brands, Inc. | Alphabet | NU4-RALP-SW-10LM-35K-90- 35D-NA-SBL-**-**-IC-***-ELV1 | Light Emitting Diode | Inseparable Luminaire | Direct Wired | Reverse Phase Cut Controls | 82.6 | 3500 | -0.0003 | 92 | 63 | 310 | 0.99 | Ambient | 50000 | 0.981 | 1 | 66000 | 0.02 | 20 | 20 | 0.01 | 0 | 0 | 0 | 0 | 0 | 0.01 | 0 | 0 | 0 | 0 | 0 | 0.16 | 0.1 | 0.1 | 0.09 | 0.01 | 0 | True | False | Non Federally-Regulated | 10/19/2022 |  | 11/04/2022
Ledra Brands, Inc. | Alphabet | NU4-RALP-SW-10LM-40K-90- 35D-NA-SBL-**-**-IC-***-ELV1 | Light Emitting Diode | Inseparable Luminaire | Direct Wired | Reverse Phase Cut Controls | 92.8 | 4000 | -0.0003 | 92 | 63 | 310 | 0.99 | Ambient | 50000 | 0.981 | 1 | 66000 | 0.02 | 20 | 20 | 0.01 | 0 | 0 | 0 | 0 | 0 | 0.01 | 0 | 0 | 0 | 0 | 0 | 0.16 | 0.1 | 0.1 | 0.09 | 0.01 | 0 | True | False | Non Federally-Regulated | 10/19/2022 |  | 11/04/2022
Ledra Brands, Inc. | Alphabet | NU4-RALP-SW-20LM-27K-90- 55D-NA-SBL-**-**-IC-***-ELV1 | Light Emitting Diode | Inseparable Luminaire | Direct Wired | Reverse Phase Cut Controls | 75.6 | 2700 | -0.0003 | 92 | 63 | 310 | 0.99 | Ambient | 50000 | 0.981 | 1 | 66000 | 0.02 | 20 | 20 | 0.01 | 0 | 0 | 0 | 0 | 0 | 0.01 | 0 | 0 | 0 | 0 | 0 | 0.16 | 0.1 | 0.1 | 0.09 | 0.01 | 0 | True | False | Non Federally-Regulated | 10/19/2022 |  | 11/04/2022
Ledra Brands, Inc. | Alphabet | NU4-RALP-SW-20LM-30K-90- 55D-NA-SBL-**-**-IC-***-ELV1 | Light Emitting Diode | Inseparable Luminaire | Direct Wired | Reverse Phase Cut Controls | 79.3 | 3000 | -0.0003 | 92 | 63 | 310 | 0.99 | Ambient | 50000 | 0.981 | 1 | 66000 | 0.02 | 20 | 20 | 0.01 | 0 | 0 | 0 | 0 | 0 | 0.01 | 0 | 0 | 0 | 0 | 0 | 0.16 | 0.1 | 0.1 | 0.09 | 0.01 | 0 | True | False | Non Federally-Regulated | 10/19/2022 |  | 11/04/2022
Ledra Brands, Inc. | Alphabet | NU4-RALP-SW-20LM-35K-90- 55D-NA-SBL-**-**-IC-***-ELV1 | Light Emitting Diode | Inseparable Luminaire | Direct Wired | Reverse Phase Cut Controls | 86.2 | 3500 | -0.0003 | 92 | 63 | 310 | 0.99 | Ambient | 50000 | 0.981 | 1 | 66000 | 0.02 | 20 | 20 | 0.01 | 0 | 0 | 0 | 0 | 0 | 0.01 | 0 | 0 | 0 | 0 | 0 | 0.16 | 0.1 | 0.1 | 0.09 | 0.01 | 0 | True | False | Non Federally-Regulated | 10/19/2022 |  | 11/04/2022
Ledra Brands, Inc. | Alphabet | NU4-RALP-SW-20LM-40K-90- 55D-NA-SBL-**-**-IC-***-ELV1 | Light Emitting Diode | Inseparable Luminaire | Direct Wired | Reverse Phase Cut Controls | 96.8 | 4000 | -0.0003 | 92 | 63 | 310 | 0.99 | Ambient | 50000 | 0.981 | 1 | 66000 | 0.02 | 20 | 20 | 0.01 | 0 | 0 | 0 | 0 | 0 | 0.01 | 0 | 0 | 0 | 0 | 0 | 0.16 | 0.1 | 0.1 | 0.09 | 0.01 | 0 | True | False | Non Federally-Regulated | 10/19/2022 |  | 11/04/2022
Ledra Brands, Inc. | Alphabet | NU4-RALP-SW-15LM-27K-90- 55D-NA-SBL-**-**-IC-***-ELV1 | Light Emitting Diode | Inseparable Luminaire | Direct Wired | Reverse Phase Cut Controls | 75.6 | 2700 | -0.0003 | 92 | 63 | 310 | 0.99 | Ambient | 50000 | 0.981 | 1 | 66000 | 0.02 | 20 | 20 | 0.01 | 0 | 0 | 0 | 0 | 0 | 0.01 | 0 | 0 | 0 | 0 | 0 | 0.16 | 0.1 | 0.1 | 0.09 | 0.01 | 0 | True | False | Non Federally-Regulated | 10/19/2022 |  | 11/04/2022
Ledra Brands, Inc. | Alphabet | NU4-RALP-SW-15LM-30K-90- 55D-NA-SBL-**-**-IC-***-ELV1 | Light Emitting Diode | Inseparable Luminaire | Direct Wired | Reverse Phase Cut Controls | 79.3 | 3000 | -0.0003 | 92 | 63 | 310 | 0.99 | Ambient | 50000 | 0.981 | 1 | 66000 | 0.02 | 20 | 20 | 0.01 | 0 | 0 | 0 | 0 | 0 | 0.01 | 0 | 0 | 0 | 0 | 0 | 0.16 | 0.1 | 0.1 | 0.09 | 0.01 | 0 | True | False | Non Federally-Regulated | 10/19/2022 |  | 11/04/2022
Ledra Brands, Inc. | Alphabet | NU4-RALP-SW-15LM-35K-90- 55D-NA-SBL-**-**-IC-***-ELV1 | Light Emitting Diode | Inseparable Luminaire | Direct Wired | Reverse Phase Cut Controls | 86.2 | 3500 | -0.0003 | 92 | 63 | 310 | 0.99 | Ambient | 50000 | 0.981 | 1 | 66000 | 0.02 | 20 | 20 | 0.01 | 0 | 0 | 0 | 0 | 0 | 0.01 | 0 | 0 | 0 | 0 | 0 | 0.16 | 0.1 | 0.1 | 0.09 | 0.01 | 0 | True | False | Non Federally-Regulated | 10/19/2022 |  | 11/04/2022
Ledra Brands, Inc. | Alphabet | NU4-RALP-SW-15LM-40K-90- 55D-NA-SBL-**-**-IC-***-ELV1 | Light Emitting Diode | Inseparable Luminaire | Direct Wired | Reverse Phase Cut Controls | 96.8 | 4000 | -0.0003 | 92 | 63 | 310 | 0.99 | Ambient | 50000 | 0.981 | 1 | 66000 | 0.02 | 20 | 20 | 0.01 | 0 | 0 | 0 | 0 | 0 | 0.01 | 0 | 0 | 0 | 0 | 0 | 0.16 | 0.1 | 0.1 | 0.09 | 0.01 | 0 | True | False | Non Federally-Regulated | 10/19/2022 |  | 11/04/2022
Ledra Brands, Inc. | Alphabet | NU4-RALP-SW-10LM-27K-90- 55D-NA-SBL-**-**-IC-***-ELV1 | Light Emitting Diode | Inseparable Luminaire | Direct Wired | Reverse Phase Cut Controls | 75.6 | 2700 | -0.0003 | 92 | 63 | 310 | 0.99 | Ambient | 50000 | 0.981 | 1 | 66000 | 0.02 | 20 | 20 | 0.01 | 0 | 0 | 0 | 0 | 0 | 0.01 | 0 | 0 | 0 | 0 | 0 | 0.16 | 0.1 | 0.1 | 0.09 | 0.01 | 0 | True | False | Non Federally-Regulated | 10/19/2022 |  | 11/04/2022
Ledra Brands, Inc. | Alphabet | NU4-RALP-SW-10LM-30K-90- 55D-NA-SBL-**-**-IC-***-ELV1 | Light Emitting Diode | Inseparable Luminaire | Direct Wired | Reverse Phase Cut Controls | 79.3 | 3000 | -0.0003 | 92 | 63 | 310 | 0.99 | Ambient | 50000 | 0.981 | 1 | 66000 | 0.02 | 20 | 20 | 0.01 | 0 | 0 | 0 | 0 | 0 | 0.01 | 0 | 0 | 0 | 0 | 0 | 0.16 | 0.1 | 0.1 | 0.09 | 0.01 | 0 | True | False | Non Federally-Regulated | 10/19/2022 |  | 11/04/2022
Ledra Brands, Inc. | Alphabet | NU4-RALP-SW-10LM-35K-90- 55D-NA-SBL-**-**-IC-***-ELV1 | Light Emitting Diode | Inseparable Luminaire | Direct Wired | Reverse Phase Cut Controls | 86.2 | 3500 | -0.0003 | 92 | 63 | 310 | 0.99 | Ambient | 50000 | 0.981 | 1 | 66000 | 0.02 | 20 | 20 | 0.01 | 0 | 0 | 0 | 0 | 0 | 0.01 | 0 | 0 | 0 | 0 | 0 | 0.16 | 0.1 | 0.1 | 0.09 | 0.01 | 0 | True | False | Non Federally-Regulated | 10/19/2022 |  | 11/04/2022
Ledra Brands, Inc. | Alphabet | NU4-RALP-SW-10LM-40K-90- 55D-NA-SBL-**-**-IC-***-ELV1 | Light Emitting Diode | Inseparable Luminaire | Direct Wired | Reverse Phase Cut Controls | 96.8 | 4000 | -0.0003 | 92 | 63 | 310 | 0.99 | Ambient | 50000 | 0.981 | 1 | 66000 | 0.02 | 20 | 20 | 0.01 | 0 | 0 | 0 | 0 | 0 | 0.01 | 0 | 0 | 0 | 0 | 0 | 0.16 | 0.1 | 0.1 | 0.09 | 0.01 | 0 | True | False | Non Federally-Regulated | 10/19/2022 |  | 11/04/2022
Artika for living Inc. | Artika | FM-DIC | Light Emitting Diode | Decorative Lamp | Quick Connect | Forward Phase Cut Controls | 51.8 | 3000 |  | 94 | 72 | 95 | 0.97 | Ambient | 50000 |  | 1 | 60000 | 0.1 | 22 | 23 | 0.19 | 0.19 | 0.18 | 0.17 | 0 | 0 | 0.22 | 0.22 | 0.23 | 0.19 | 0.04 | 0.01 | 0.17 | 0.17 | 0.17 | 0.14 | 0.05 | 0.02 | True | False | Non Federally-Regulated | 10/17/2022 |  | 11/06/2022
Artika for living Inc. | Artika | 21OUT-DIC | Light Emitting Diode | Decorative Lamp | Quick Connect | Forward Phase Cut Controls | 48.7 | 3000 |  | 94 | 54 | 96 | 0.95 | Ambient | 50000 |  | 1 | 60000 | 0.1 | 23 | 24 | 0.25 | 0.24 | 0.23 | 0.21 | 0 | 0 | 0.29 | 0.27 | 0.28 | 0.2 | 0.01 | 0 | 0.11 | 0.09 | 0.08 | 0.06 | 0.02 | 0.02 | True | False | Non Federally-Regulated | 10/17/2022 |  | 11/06/2022
Artika for living Inc. | Artika | 360UT-DIC | Light Emitting Diode | Decorative Lamp | Quick Connect | Forward Phase Cut Controls | 55.6 | 3000 |  | 94 | 56 | 96 | 0.97 | Ambient | 50000 |  | 1 | 60000 | 0.1 | 23 | 24 | 0.09 | 0.09 | 0.09 | 0.08 | 0 | 0 | 0.15 | 0.15 | 0.15 | 0.12 | 0.02 | 0 | 0.13 | 0.13 | 0.13 | 0.11 | 0.04 | 0.02 | True | False | Non Federally-Regulated | 10/17/2022 |  | 11/06/2022
WAC Lighting Co. | Beyond | BWSW32227-** | Light Emitting Diode | Inseparable Luminaire | Direct Wired | Reverse Phase Cut Controls | 49.8 | 2996 | -0.0033 | 93 | 63 | 84 | 0.98 | Ambient | 36000 | 0.97 | 1 |  | 0.04 | 21 | 21 | 0.01 | 0 | 0 | 0 | 0 | 0 | 0.06 | 0.01 | 0.01 | 0 | 0 | 0 | 0.05 | 0.01 | 0.01 | 0 | 0 | 0 | True | False | Non Federally-Regulated | 08/22/2022 |  | 11/10/2022
Viabizzuno | Viabizzuno | 13x8 | Light Emitting Diode | Inseparable Luminaire | Direct Wired | 0-10 VDC Controls | 55.1 | 2914 | 0.003 | 96 | 88 | 302 | 0.99 | Ambient | 36000 |  | 1 | 36000 | 0.02 | 18 | 18 | 1 | 0.05 | 0.03 | 0.02 | 0.02 | 0.01 | 0.4 | 0.16 | 0.11 | 0.1 | 0.08 | 0.07 | 1 | 1 | 1 | 1 | 0.99 | 0.83 | True | False | Non Federally-Regulated | 11/10/2022 |  | 11/11/2022
Viabizzuno | Viabizzuno | Bachette | Light Emitting Diode | Inseparable Luminaire | Direct Wired | 0-10 VDC Controls | 49.7 | 2906 | 0.0033 | 95 | 84 | 302 | 0.98 | Ambient | 36000 |  | 1 | 36000 | 0.02 | 18 | 18 | 1 | 0.05 | 0.03 | 0.02 | 0.02 | 0.01 | 0.4 | 0.16 | 0.11 | 0.1 | 0.08 | 0.07 | 1 | 1 | 1 | 1 | 0.99 | 0.83 | True | False | Non Federally-Regulated | 11/10/2022 |  | 11/11/2022
Viabizzuno | Viabizzuno | Arcoled | Light Emitting Diode | Inseparable Luminaire | Direct Wired | 0-10 VDC Controls | 50.4 | 2867 | 0.0032 | 95 | 84 | 302 | 0.98 | Ambient | 36000 |  | 1 | 36000 | 0.02 | 18 | 18 | 1 | 0.05 | 0.03 | 0.02 | 0.02 | 0.01 | 0.4 | 0.16 | 0.11 | 0.1 | 0.08 | 0.07 | 1 | 1 | 1 | 1 | 0.99 | 0.83 | True | False | Non Federally-Regulated | 11/10/2022 |  | 11/11/2022
Viabizzuno | Viabizzuno | Men Sole | Light Emitting Diode | Inseparable Luminaire | Direct Wired | 0-10 VDC Controls | 50.4 | 2867 | 0.0032 | 95 | 84 | 302 | 0.98 | Ambient | 36000 |  | 1 | 36000 | 0.02 | 18 | 18 | 1 | 0.05 | 0.03 | 0.02 | 0.02 | 0.01 | 0.4 | 0.16 | 0.11 | 0.1 | 0.08 | 0.07 | 1 | 1 | 1 | 1 | 0.99 | 0.83 | True | False | Non Federally-Regulated | 11/10/2022 |  | 11/11/2022
Viabizzuno | Viabizzuno | 16.64 | Light Emitting Diode | Inseparable Luminaire | Direct Wired | 0-10 VDC Controls | 45.4 | 2927 | 0.0032 | 95 | 83 | 302 | 1 | Ambient | 36000 |  | 1 | 36000 | 0.02 | 18 | 18 | 1 | 0.05 | 0.03 | 0.02 | 0.02 | 0.01 | 0.4 | 0.16 | 0.11 | 0.1 | 0.08 | 0.07 | 1 | 1 | 1 | 1 | 0.99 | 0.83 | True | False | Non Federally-Regulated | 11/10/2022 |  | 11/11/2022
Viabizzuno | Viabizzuno | C System | Light Emitting Diode | Inseparable Luminaire | Direct Wired | 0-10 VDC Controls | 45.4 | 2927 | 0.0032 | 95 | 83 | 302 | 1 | Ambient | 36000 |  | 1 | 36000 | 0.02 | 18 | 18 | 1 | 0.05 | 0.03 | 0.02 | 0.02 | 0.01 | 0.4 | 0.16 | 0.11 | 0.1 | 0.08 | 0.07 | 1 | 1 | 1 | 1 | 0.99 | 0.83 | True | False | Non Federally-Regulated | 11/10/2022 |  | 11/11/2022
Viabizzuno | Viabizzuno | Tubino | Light Emitting Diode | Inseparable Luminaire | Direct Wired | 0-10 VDC Controls | 54.9 | 2803 | 0.0044 | 95 | 91 | 302 | 1 | Ambient | 36000 |  | 1 | 36000 | 0.02 | 18 | 18 | 1 | 0.05 | 0.03 | 0.02 | 0.02 | 0.01 | 0.4 | 0.16 | 0.11 | 0.1 | 0.08 | 0.07 | 1 | 1 | 1 | 1 | 0.99 | 0.83 | True | False | Non Federally-Regulated | 11/10/2022 |  | 11/11/2022
Viabizzuno | Viabizzuno | 13x8 | Light Emitting Diode | Inseparable Luminaire | Direct Wired | 0-10 VDC Controls | 55.1 | 2914 | 0.003 | 96 | 88 | 302 | 0.99 | Ambient | 36000 |  | 1 | 36000 | 0.02 | 18 | 18 | 1 | 0.05 | 0.03 | 0.02 | 0.02 | 0.01 | 0.4 | 0.16 | 0.11 | 0.1 | 0.08 | 0.07 | 1 | 1 | 1 | 1 | 0.99 | 0.83 | True | False | Non Federally-Regulated | 11/11/2022 |  | 11/11/2022
Viabizzuno | Viabizzuno | Bachetta magica led | Light Emitting Diode | Inseparable Luminaire | Direct Wired | 0-10 VDC Controls | 49.7 | 2906 | 0.0033 | 95 | 84 | 302 | 0.98 | Ambient | 36000 |  | 1 | 36000 | 0.02 | 18 | 18 | 1 | 0.05 | 0.03 | 0.02 | 0.02 | 0.01 | 0.4 | 0.16 | 0.11 | 0.1 | 0.08 | 0.07 | 1 | 1 | 1 | 1 | 0.99 | 0.83 | True | False | Non Federally-Regulated | 11/11/2022 |  | 11/11/2022
Viabizzuno | Viabizzuno | Arcoled | Light Emitting Diode | Inseparable Luminaire | Direct Wired | 0-10 VDC Controls | 50.4 | 2867 | 0.0032 | 95 | 84 | 302 | 0.98 | Ambient | 36000 |  | 1 | 36000 | 0.02 | 18 | 18 | 1 | 0.05 | 0.03 | 0.02 | 0.02 | 0.01 | 0.4 | 0.16 | 0.11 | 0.1 | 0.08 | 0.07 | 1 | 1 | 1 | 1 | 0.99 | 0.83 | True | False | Non Federally-Regulated | 11/11/2022 |  | 11/11/2022
Viabizzuno | Viabizzuno | Men Sole | Light Emitting Diode | Inseparable Luminaire | Direct Wired | 0-10 VDC Controls | 50.4 | 2867 | 0.0032 | 95 | 84 | 302 | 0.98 | Ambient | 36000 |  | 1 | 36000 | 0.02 | 18 | 18 | 1 | 0.05 | 0.03 | 0.02 | 0.02 | 0.01 | 0.4 | 0.16 | 0.11 | 0.1 | 0.08 | 0.07 | 1 | 1 | 1 | 1 | 0.99 | 0.83 | True | False | Non Federally-Regulated | 11/11/2022 |  | 11/11/2022
Viabizzuno | Viabizzuno | 16.64 | Light Emitting Diode | Inseparable Luminaire | Direct Wired | 0-10 VDC Controls | 45.4 | 2927 | 0.0032 | 95 | 83 | 302 | 1 | Ambient | 36000 |  | 1 | 36000 | 0.02 | 18 | 18 | 1 | 0.05 | 0.03 | 0.02 | 0.02 | 0.01 | 0.4 | 0.16 | 0.11 | 0.1 | 0.08 | 0.07 | 1 | 1 | 1 | 1 | 0.99 | 0.83 | True | False | Non Federally-Regulated | 11/11/2022 |  | 11/11/2022
Viabizzuno | Viabizzuno | C sistema | Light Emitting Diode | Inseparable Luminaire | Direct Wired | 0-10 VDC Controls | 45.4 | 2927 | 0.0032 | 95 | 83 | 302 | 1 | Ambient | 36000 |  | 1 | 36000 | 0.02 | 18 | 18 | 1 | 0.05 | 0.03 | 0.02 | 0.02 | 0.01 | 0.4 | 0.16 | 0.11 | 0.1 | 0.08 | 0.07 | 1 | 1 | 1 | 1 | 0.99 | 0.83 | True | False | Non Federally-Regulated | 11/11/2022 |  | 11/11/2022
Viabizzuno | Viabizzuno | Tubino | Light Emitting Diode | Inseparable Luminaire | Direct Wired | 0-10 VDC Controls | 54.9 | 2803 | 0.0044 | 95 | 91 | 302 | 1 | Ambient | 36000 |  | 1 | 36000 | 0.02 | 18 | 18 | 1 | 0.05 | 0.03 | 0.02 | 0.02 | 0.01 | 0.4 | 0.16 | 0.11 | 0.1 | 0.08 | 0.07 | 1 | 1 | 1 | 1 | 0.99 | 0.83 | True | False | Non Federally-Regulated | 11/11/2022 |  | 11/11/2022
Nora Lighting | Iolite | NIOC-1***9**X*** | Light Emitting Diode | Inseparable Luminaire | Direct Wired | Forward Phase Cut Controls | 64.5 | 2757 | 0.0009 | 94 | 71 | 35 | 0.97 | Ambient | 50000 |  | 1 | 50000 | 0.08 | 21 | 21 | 0.24 | 0.23 | 0.22 | 0.21 | 0 | 0 | 0.28 | 0.27 | 0.27 | 0.23 | 0.01 | 0.01 | 0.18 | 0.12 | 0.12 | 0.09 | 0.02 | 0.02 | True | False | Non Federally-Regulated | 11/18/2022 |  | 12/01/2022
Nora Lighting | Iolite | NIOC-2***9**X*** | Light Emitting Diode | Inseparable Luminaire | Direct Wired | Forward Phase Cut Controls | 65.4 | 2825 | 0.0027 | 93 | 69 | 34 | 0.98 | Ambient | 50000 |  | 1 | 50000 | 0.02 | 20 | 20 | 0.2 | 0.19 | 0.18 | 0.17 | 0 | 0 | 0.22 | 0.22 | 0.21 | 0.18 | 0.01 | 0 | 0.11 | 0.08 | 0.08 | 0.07 | 0.01 | 0 | True | False | Non Federally-Regulated | 11/18/2022 |  | 12/01/2022
Nora Lighting | Iolite | NIOC-4***9**X*** | Light Emitting Diode | Inseparable Luminaire | Direct Wired | Forward Phase Cut Controls | 81 | 2737 | 0.0013 | 91 | 56 | 34 | 0.98 | Ambient | 50000 |  | 1 | 50000 | 0.02 | 20 | 20 | 0.2 | 0.19 | 0.18 | 0.17 | 0 | 0 | 0.22 | 0.22 | 0.21 | 0.18 | 0.01 | 0 | 0.11 | 0.08 | 0.08 | 0.07 | 0.01 | 0 | True | False | Non Federally-Regulated | 11/18/2022 |  | 12/01/2022
Acuity Brands Lighting | Aculux | AX3 **** G4 **LM **K 90CRI **D FPC 120 ICAT + 3D* *** *** | Light Emitting Diode | Inseparable Luminaire | Direct Wired | Forward Phase Cut Controls | 46 | 2700 | 0.0019 | 92 | 50 | 292 | 1 | Ambient | 50000 |  | 1 | 50000 | 0.01 | 20 | 22 | 0.39 | 0.01 | 0 | 0 | 0 | 0 | 1 | 0.02 | 0.01 | 0.01 | 0 | 0 | 1 | 0.29 | 0.16 | 0.13 | 0.1 | 0.03 | True |  | Non Federally-Regulated | 05/05/2021 |  | 12/02/2022
Acuity Brands Lighting | Aculux | AX3 **** G4 **LM **K 90CRI **D FPC 120 ICAT + 3*B** ** | Light Emitting Diode | Inseparable Luminaire | Direct Wired | Forward Phase Cut Controls | 46 | 2700 | 0.0019 | 92 | 50 | 292 | 1 | Ambient | 50000 |  | 1 | 50000 | 0.01 | 20 | 22 | 0.39 | 0.01 | 0 | 0 | 0 | 0 | 1 | 0.02 | 0.01 | 0.01 | 0 | 0 | 1 | 0.29 | 0.16 | 0.13 | 0.1 | 0.03 | True |  | Non Federally-Regulated | 05/05/2021 |  | 12/02/2022
Acuity Brands Lighting | Aculux | AX3 **** G4 **LM **K 90CRI **D FPC 120 ICAT + 3AC** *** *** | Light Emitting Diode | Inseparable Luminaire | Direct Wired | Forward Phase Cut Controls | 46 | 2700 | 0.0019 | 92 | 50 | 292 | 1 | Ambient | 50000 |  | 1 | 50000 | 0.01 | 20 | 22 | 0.39 | 0.01 | 0 | 0 | 0 | 0 | 1 | 0.02 | 0.01 | 0.01 | 0 | 0 | 1 | 0.29 | 0.16 | 0.13 | 0.1 | 0.03 | True |  | Non Federally-Regulated | 05/05/2021 |  | 12/02/2022
Acuity Brands Lighting | Aculux | AX3 **** G4 **LM **K 90CRI **D FPC 120 ICAT + 3ASLOT *** | Light Emitting Diode | Inseparable Luminaire | Direct Wired | Forward Phase Cut Controls | 46 | 2700 | 0.0019 | 92 | 50 | 292 | 1 | Ambient | 50000 |  | 1 | 50000 | 0.01 | 20 | 22 | 0.39 | 0.01 | 0 | 0 | 0 | 0 | 1 | 0.02 | 0.01 | 0.01 | 0 | 0 | 1 | 0.29 | 0.16 | 0.13 | 0.1 | 0.03 | True |  | Non Federally-Regulated | 05/05/2021 |  | 12/02/2022
Acuity Brands Lighting | Aculux | AX3 **** G4 **LM **K 90CRI **D *Z* MVOLT ICAT + 3D* *** *** | Light Emitting Diode | Inseparable Luminaire | Direct Wired | 0-10 VDC Controls | 46 | 2700 | 0.0019 | 92 | 50 | 452 | 1 | Ambient | 50000 |  | 1 | 50000 | 0.01 | 17 | 20 | 0.99 | 0.11 | 0.1 | 0.03 | 0.01 | 0.01 | 0.99 | 0.59 | 0.43 | 0.06 | 0.02 | 0.01 | 1 | 1 | 0.63 | 0.5 | 0.19 | 0.04 | True |  | Non Federally-Regulated | 05/05/2021 |  | 12/02/2022
Acuity Brands Lighting | Aculux | AX3 **** G4 **LM **K 90CRI **D *Z* MVOLT ICAT + 3*B** ** | Light Emitting Diode | Inseparable Luminaire | Direct Wired | 0-10 VDC Controls | 46 | 2700 | 0.0019 | 92 | 50 | 452 | 1 | Ambient | 50000 |  | 1 | 50000 | 0.01 | 17 | 20 | 0.99 | 0.11 | 0.1 | 0.03 | 0.01 | 0.01 | 0.99 | 0.59 | 0.43 | 0.06 | 0.02 | 0.01 | 1 | 1 | 0.63 | 0.5 | 0.19 | 0.04 | True |  | Non Federally-Regulated | 05/05/2021 |  | 12/02/2022
Acuity Brands Lighting | Aculux | AX3 **** G4 **LM **K 90CRI **D *Z* MVOLT ICAT + 3AC** *** *** | Light Emitting Diode | Inseparable Luminaire | Direct Wired | 0-10 VDC Controls | 46 | 2700 | 0.0019 | 92 | 50 | 452 | 1 | Ambient | 50000 |  | 1 | 50000 | 0.01 | 17 | 20 | 0.99 | 0.11 | 0.1 | 0.03 | 0.01 | 0.01 | 0.99 | 0.59 | 0.43 | 0.06 | 0.02 | 0.01 | 1 | 1 | 0.63 | 0.5 | 0.19 | 0.04 | True |  | Non Federally-Regulated | 05/05/2021 |  | 12/02/2022
Acuity Brands Lighting | Aculux | AX3 **** G4 **LM **K 90CRI **D *Z* MVOLT ICAT + 3ASLOT *** | Light Emitting Diode | Inseparable Luminaire | Direct Wired | 0-10 VDC Controls | 46 | 2700 | 0.0019 | 92 | 50 | 452 | 1 | Ambient | 50000 |  | 1 | 50000 | 0.01 | 17 | 20 | 0.99 | 0.11 | 0.1 | 0.03 | 0.01 | 0.01 | 0.99 | 0.59 | 0.43 | 0.06 | 0.02 | 0.01 | 1 | 1 | 0.63 | 0.5 | 0.19 | 0.04 | True |  | Non Federally-Regulated | 05/05/2021 |  | 12/02/2022
Acuity Brands Lighting | Aculux | AX3 **** G4 **LM **K 90CRI **D D**** MVOLT ICAT + 3D* *** *** | Light Emitting Diode | Inseparable Luminaire | Direct Wired | Direct Digital Controls | 46 | 2700 | 0.0019 | 92 | 50 | 477 | 1 | Ambient | 50000 |  | 1 | 50000 | 0.01 | 17 | 18 | 1 | 0.28 | 0.14 | 0.02 | 0.01 | 0.01 | 1 | 0.5 | 0.33 | 0.26 | 0.04 | 0.02 | 1 | 1 | 1 | 0.84 | 0.09 | 0.07 | True |  | Non Federally-Regulated | 05/05/2021 |  | 12/02/2022
Acuity Brands Lighting | Aculux | AX3 **** G4 **LM **K 90CRI **D D**** MVOLT ICAT + 3*B** ** | Light Emitting Diode | Inseparable Luminaire | Direct Wired | Direct Digital Controls | 46 | 2700 | 0.0019 | 92 | 50 | 477 | 1 | Ambient | 50000 |  | 1 | 50000 | 0.01 | 17 | 18 | 1 | 0.28 | 0.14 | 0.02 | 0.01 | 0.01 | 1 | 0.5 | 0.33 | 0.26 | 0.04 | 0.02 | 1 | 1 | 1 | 0.84 | 0.09 | 0.07 | True |  | Non Federally-Regulated | 05/05/2021 |  | 12/02/2022
Acuity Brands Lighting | Aculux | AX3 **** G4 **LM **K 90CRI **D D**** MVOLT ICAT + 3AC** *** *** | Light Emitting Diode | Inseparable Luminaire | Direct Wired | Direct Digital Controls | 46 | 2700 | 0.0019 | 92 | 50 | 477 | 1 | Ambient | 50000 |  | 1 | 50000 | 0.01 | 17 | 18 | 1 | 0.28 | 0.14 | 0.02 | 0.01 | 0.01 | 1 | 0.5 | 0.33 | 0.26 | 0.04 | 0.02 | 1 | 1 | 1 | 0.84 | 0.09 | 0.07 | True |  | Non Federally-Regulated | 05/05/2021 |  | 12/02/2022
Acuity Brands Lighting | Aculux | AX3 **** G4 **LM **K 90CRI **D D**** MVOLT ICAT + 3ASLOT *** | Light Emitting Diode | Inseparable Luminaire | Direct Wired | Direct Digital Controls | 46 | 2700 | 0.0019 | 92 | 50 | 477 | 1 | Ambient | 50000 |  | 1 | 50000 | 0.01 | 17 | 18 | 1 | 0.28 | 0.14 | 0.02 | 0.01 | 0.01 | 1 | 0.5 | 0.33 | 0.26 | 0.04 | 0.02 | 1 | 1 | 1 | 0.84 | 0.09 | 0.07 | True |  | Non Federally-Regulated | 05/05/2021 |  | 12/02/2022
Acuity Brands Lighting | Aculux | AX3SQ *** G4 **LM **K 90CRI **D FPC 120 ICAT + 3SQ* *** *** | Light Emitting Diode | Inseparable Luminaire | Direct Wired | Forward Phase Cut Controls | 46 | 2700 | 0.0019 | 91 | 51 | 292 | 1 | Ambient | 50000 |  | 1 | 50000 | 0.01 | 20 | 22 | 0.39 | 0.01 | 0 | 0 | 0 | 0 | 1 | 0.02 | 0.01 | 0.01 | 0 | 0 | 1 | 0.29 | 0.16 | 0.13 | 0.1 | 0.03 | True |  | Non Federally-Regulated | 05/05/2021 |  | 12/02/2022
Acuity Brands Lighting | Aculux | AX3SQ *** G4 **LM **K 90CRI **D FPC 120 ICAT + 3SQDBV BS *** | Light Emitting Diode | Inseparable Luminaire | Direct Wired | Forward Phase Cut Controls | 46 | 2700 | 0.0019 | 91 | 51 | 292 | 1 | Ambient | 50000 |  | 1 | 50000 | 0.01 | 20 | 22 | 0.39 | 0.01 | 0 | 0 | 0 | 0 | 1 | 0.02 | 0.01 | 0.01 | 0 | 0 | 1 | 0.29 | 0.16 | 0.13 | 0.1 | 0.03 | True |  | Non Federally-Regulated | 05/05/2021 |  | 12/02/2022
Acuity Brands Lighting | Aculux | AX3SQ *** G4 **LM **K 90CRI **D *Z* MVOLT ICAT + 3SQ* *** *** | Light Emitting Diode | Inseparable Luminaire | Direct Wired | 0-10 VDC Controls | 46 | 2700 | 0.0019 | 91 | 51 | 452 | 1 | Ambient | 50000 |  | 1 | 50000 | 0.01 | 17 | 20 | 0.99 | 0.11 | 0.1 | 0.03 | 0.01 | 0.01 | 0.99 | 0.59 | 0.43 | 0.06 | 0.02 | 0.01 | 1 | 1 | 0.63 | 0.5 | 0.19 | 0.04 | True |  | Non Federally-Regulated | 05/05/2021 |  | 12/02/2022
Acuity Brands Lighting | Aculux | AX3SQ *** G4 **LM **K 90CRI **D *Z* MVOLT ICAT + 3SQDBV BS *** | Light Emitting Diode | Inseparable Luminaire | Direct Wired | 0-10 VDC Controls | 46 | 2700 | 0.0019 | 91 | 51 | 452 | 1 | Ambient | 50000 |  | 1 | 50000 | 0.01 | 17 | 20 | 0.99 | 0.11 | 0.1 | 0.03 | 0.01 | 0.01 | 0.99 | 0.59 | 0.43 | 0.06 | 0.02 | 0.01 | 1 | 1 | 0.63 | 0.5 | 0.19 | 0.04 | True |  | Non Federally-Regulated | 05/05/2021 |  | 12/02/2022
Acuity Brands Lighting | Aculux | AX3SQ *** G4 **LM **K 90CRI **D D**** MVOLT ICAT + 3SQ* *** *** | Light Emitting Diode | Inseparable Luminaire | Direct Wired | Direct Digital Controls | 46 | 2700 | 0.0019 | 91 | 51 | 477 | 1 | Ambient | 50000 |  | 1 | 50000 | 0.01 | 17 | 18 | 1 | 0.28 | 0.14 | 0.02 | 0.01 | 0.01 | 1 | 0.5 | 0.33 | 0.26 | 0.04 | 0.02 | 1 | 1 | 1 | 0.84 | 0.09 | 0.07 | True |  | Non Federally-Regulated | 05/05/2021 |  | 12/02/2022
Acuity Brands Lighting | Aculux | AX3SQ *** G4 **LM **K 90CRI **D D**** MVOLT ICAT + 3SQDBV BS *** | Light Emitting Diode | Inseparable Luminaire | Direct Wired | Direct Digital Controls | 46 | 2700 | 0.0019 | 91 | 51 | 477 | 1 | Ambient | 50000 |  | 1 | 50000 | 0.01 | 17 | 18 | 1 | 0.28 | 0.14 | 0.02 | 0.01 | 0.01 | 1 | 0.5 | 0.33 | 0.26 | 0.04 | 0.02 | 1 | 1 | 1 | 0.84 | 0.09 | 0.07 | True |  | Non Federally-Regulated | 05/05/2021 |  | 12/02/2022
Acuity Brands Lighting | Aculux | AX3 **** G4 **LM **K 90CRI **D ED*B MVOLT ICAT + 3D* *** *** | Light Emitting Diode | Inseparable Luminaire | Direct Wired | Direct Digital Controls | 46 | 2700 | 0.0019 | 92 | 50 | 496 | 1 | Ambient | 50000 |  | 1 | 50000 | 0.01 | 19 | 20 | 0.08 | 0.09 | 0.08 | 0.02 | 0.02 | 0.01 | 0.23 | 0.05 | 0.05 | 0.02 | 0.02 | 0.02 | 1 | 1 | 0.49 | 0.49 | 0.1 | 0.08 | True |  | Non Federally-Regulated | 05/05/2021 |  | 12/02/2022
Acuity Brands Lighting | Aculux | AX3 **** G4 **LM **K 90CRI **D ED*B MVOLT ICAT + 3*B** ** | Light Emitting Diode | Inseparable Luminaire | Direct Wired | Direct Digital Controls | 46 | 2700 | 0.0019 | 92 | 50 | 496 | 1 | Ambient | 50000 |  | 1 | 50000 | 0.01 | 19 | 20 | 0.08 | 0.09 | 0.08 | 0.02 | 0.02 | 0.01 | 0.23 | 0.05 | 0.05 | 0.02 | 0.02 | 0.02 | 1 | 1 | 0.49 | 0.49 | 0.1 | 0.08 | True |  | Non Federally-Regulated | 05/05/2021 |  | 12/02/2022
Acuity Brands Lighting | Aculux | AX3 **** G4 **LM **K 90CRI **D ED*B MVOLT ICAT + 3AC** *** *** | Light Emitting Diode | Inseparable Luminaire | Direct Wired | Direct Digital Controls | 46 | 2700 | 0.0019 | 92 | 50 | 496 | 1 | Ambient | 50000 |  | 1 | 50000 | 0.01 | 19 | 20 | 0.08 | 0.09 | 0.08 | 0.02 | 0.02 | 0.01 | 0.23 | 0.05 | 0.05 | 0.02 | 0.02 | 0.02 | 1 | 1 | 0.49 | 0.49 | 0.1 | 0.08 | True |  | Non Federally-Regulated | 05/05/2021 |  | 12/02/2022
Acuity Brands Lighting | Aculux | AX3 **** G4 **LM **K 90CRI **D ED*B MVOLT ICAT + 3ASLOT *** | Light Emitting Diode | Inseparable Luminaire | Direct Wired | Direct Digital Controls | 46 | 2700 | 0.0019 | 92 | 50 | 496 | 1 | Ambient | 50000 |  | 1 | 50000 | 0.01 | 19 | 20 | 0.08 | 0.09 | 0.08 | 0.02 | 0.02 | 0.01 | 0.23 | 0.05 | 0.05 | 0.02 | 0.02 | 0.02 | 1 | 1 | 0.49 | 0.49 | 0.1 | 0.08 | True |  | Non Federally-Regulated | 05/05/2021 |  | 12/02/2022
Shenzhen Homi Lighting Co.,Ltd | AFX | EGRF2440LAJD2WH | Light Emitting Diode | Directional Lamp | Direct Wired | 0-10 VDC Controls | 83 | 3000 | -0.0052 | 94 | 65 | 234 | 0.99 | Ambient | 50000 |  | 1 | 54000 | 0.1 | 16 | 17 | 0.02 | 0.02 | 0.02 | 0.01 | 0 | 0 | 0.05 | 0.05 | 0.06 | 0.05 | 0 | 0 | 0.03 | 0.03 | 0.02 | 0.01 | 0 | 0 | True |  | Non Federally-Regulated | 12/08/2022 |  | 12/09/2022
Shenzhen Homi Lighting Co.,Ltd | AFX | EGRF2440LAJD2BK | Light Emitting Diode | Directional Lamp | Direct Wired | 0-10 VDC Controls | 83 | 3000 | -0.0052 | 94 | 65 | 234 | 0.99 | Ambient | 50000 |  | 1 | 54000 | 0.1 | 16 | 17 | 0.02 | 0.02 | 0.02 | 0.01 | 0 | 0 | 0.05 | 0.05 | 0.06 | 0.05 | 0 | 0 | 0.03 | 0.03 | 0.02 | 0.01 | 0 | 0 | True |  | Non Federally-Regulated | 12/08/2022 |  | 12/09/2022
Shenzhen Homi Lighting Co.,Ltd | AFX | EGRF1625LAJD2WH | Light Emitting Diode | Directional Lamp | Direct Wired | 0-10 VDC Controls | 86 | 3000 | -0.0054 | 94 | 68 | 164 | 0.99 | Ambient | 50000 |  | 1 | 54000 | 0.1 | 16 | 16 | 0.04 | 0.04 | 0.04 | 0.02 | 0 | 0 | 0.04 | 0.04 | 0.04 | 0.03 | 0 | 0 | 0.02 | 0.02 | 0.01 | 0.01 | 0 | 0 | True |  | Non Federally-Regulated | 12/08/2022 |  | 12/09/2022
Shenzhen Homi Lighting Co.,Ltd | AFX | EGRF1625LAJD2BK | Light Emitting Diode | Directional Lamp | Direct Wired | 0-10 VDC Controls | 86 | 3000 | -0.0054 | 94 | 68 | 164 | 0.99 | Ambient | 50000 |  | 1 | 54000 | 0.1 | 16 | 16 | 0.04 | 0.04 | 0.04 | 0.02 | 0 | 0 | 0.04 | 0.04 | 0.04 | 0.03 | 0 | 0 | 0.02 | 0.02 | 0.01 | 0.01 | 0 | 0 | True |  | Non Federally-Regulated | 12/08/2022 |  | 12/09/2022
AFX Lighting, Inc. | AFX | EGRF1625LAJD2WH | Light Emitting Diode | Directional Lamp | Direct Wired | 0-10 VDC Controls | 86 | 3000 | -0.0054 | 94 | 68 | 164 | 0.99 | Ambient | 50000 |  | 1 | 54000 | 0.1 | 16 | 16 | 0.04 | 0.04 | 0.04 | 0.02 | 0 | 0 | 0.04 | 0.04 | 0.04 | 0.03 | 0 | 0 | 0.02 | 0.02 | 0.01 | 0.01 | 0 | 0 | True |  | Non Federally-Regulated | 04/05/2022 |  | 12/09/2022
AFX Lighting, Inc. | AFX | EGRF2440LAJD2WH | Light Emitting Diode | Directional Lamp | Direct Wired | Forward Phase Cut Controls | 83 | 3000 | -0.0052 | 94 | 65 | 234 | 0.99 | Ambient | 50000 |  | 1 | 54000 | 0.1 | 16 | 17 | 0.02 | 0.02 | 0.02 | 0.01 | 0 | 0 | 0.05 | 0.05 | 0.06 | 0.05 | 0 | 0 | 0.03 | 0.03 | 0.02 | 0.01 | 0 | 0 | True |  | Non Federally-Regulated | 04/05/2022 |  | 12/13/2022
AFX Lighting, Inc. | AFX | EGRF2440LAJD2BK | Light Emitting Diode | Directional Lamp | Direct Wired | Forward Phase Cut Controls | 83 | 3000 | -0.0052 | 94 | 65 | 234 | 0.99 | Ambient | 50000 |  | 1 | 54000 | 0.1 | 16 | 17 | 0.02 | 0.02 | 0.02 | 0.01 | 0 | 0 | 0.05 | 0.05 | 0.06 | 0.05 | 0 | 0 | 0.03 | 0.03 | 0.02 | 0.01 | 0 | 0 | True |  | Non Federally-Regulated | 04/05/2022 |  | 12/13/2022
AFX Lighting, Inc. | AFX | EGRF1625LAJD2WH | Light Emitting Diode | Directional Lamp | Direct Wired | 0-10 VDC Controls | 86 | 3000 | -0.0054 | 94 | 68 | 164 | 0.99 | Ambient | 50000 |  | 1 | 54000 | 0.1 | 16 | 16 | 0.04 | 0.04 | 0.04 | 0.02 | 0 | 0 | 0.04 | 0.04 | 0.04 | 0.03 | 0 | 0 | 0.02 | 0.02 | 0.01 | 0.01 | 0 | 0 | True |  | Non Federally-Regulated | 12/09/2022 |  | 12/13/2022
AFX Lighting, Inc. | AFX | EGRF2440LAJD1BK | Light Emitting Diode | Directional Lamp | Direct Wired | 0-10 VDC Controls | 86 | 3000 | -0.0054 | 94 | 68 | 164 | 0.99 | Ambient | 50000 |  | 1 | 54000 | 0.1 | 16 | 16 | 0.04 | 0.04 | 0.04 | 0.02 | 0 | 0 | 0.04 | 0.04 | 0.04 | 0.03 | 0 | 0 | 0.02 | 0.02 | 0.01 | 0.01 | 0 | 0 | True |  | Non Federally-Regulated | 04/05/2022 |  | 12/13/2022
Lutron Electronics Co., Inc. | Ketra | HW-LS0 | Light Emitting Diode | Directional Lamp | Quick Connect | Direct Digital Controls | 53.7 | 3020 | 0.0008 | 93 | 77 | 434 | 1 | Elevated | 50000 |  | 1 | 50000 | 0.01 | 22 | 22 | 1 | 0.35 | 0.21 | 0.06 | 0.02 | 0 | 1 | 0.39 | 0.16 | 0.06 | 0.02 | 0.01 | 1 | 1 | 1 | 0.23 | 0.11 | 0.05 | True |  | Non Federally-Regulated | 01/21/2022 |  | 12/15/2022
Lutron Electronics Co., Inc. | Ketra | CM-LS0 | Light Emitting Diode | Directional Lamp | Quick Connect | Direct Digital Controls | 53.7 | 3020 | 0.0008 | 93 | 77 | 434 | 1 | Elevated | 50000 |  | 1 | 50000 | 0.01 | 22 | 22 | 1 | 0.35 | 0.21 | 0.06 | 0.02 | 0 | 1 | 0.39 | 0.16 | 0.06 | 0.02 | 0.01 | 1 | 1 | 1 | 0.23 | 0.11 | 0.05 | True |  | Non Federally-Regulated | 01/21/2022 |  | 12/15/2022
Lutron Electronics Co., Inc. | Ketra | CM-LS0-N | Light Emitting Diode | Directional Lamp | Quick Connect | Direct Digital Controls | 53.7 | 3020 | 0.0008 | 93 | 77 | 434 | 1 | Elevated | 50000 |  | 1 | 50000 | 0.01 | 22 | 22 | 1 | 0.35 | 0.21 | 0.06 | 0.02 | 0 | 1 | 0.39 | 0.16 | 0.06 | 0.02 | 0.01 | 1 | 1 | 1 | 0.23 | 0.11 | 0.05 | True |  | Non Federally-Regulated | 01/21/2022 |  | 12/15/2022
ACCESS LIGHTING CORPORATION | Access Lighting | 62530LEDD-***/*** | Light Emitting Diode | Inseparable Luminaire | Direct Wired | Forward Phase Cut Controls | 56.8 | 3000 | 0.0003 | 92 | 65 | 236 | 0.92 | Ambient | 50000 |  | 1 | 54000 | 0.02 | 20 | 21 | 0.01 | 0.01 | 0.01 | 0.01 | 0 | 0 | 0.02 | 0.02 | 0.02 | 0.01 | 0 | 0 | 0.05 | 0.01 | 0.01 | 0.01 | 0 | 0 | True | False | Non Federally-Regulated | 04/03/2020 |  | 12/21/2022
ACCESS LIGHTING CORPORATION | Access Lighting | 62531LEDD-***/*** | Light Emitting Diode | Inseparable Luminaire | Direct Wired | Forward Phase Cut Controls | 59.8 | 3000 | 0 | 92 | 63 | 288 | 0.91 | Ambient | 50000 |  | 1 | 54000 | 0.02 | 21 | 21 | 0.02 | 0.01 | 0.01 | 0.01 | 0 | 0 | 0.05 | 0.04 | 0.03 | 0.02 | 0.01 | 0 | 0.33 | 0.11 | 0.09 | 0.07 | 0.03 | 0.03 | True | False | Non Federally-Regulated | 04/03/2020 |  | 12/21/2022
ACCESS LIGHTING CORPORATION | Access Lighting | 62532LEDD-***/*** | Light Emitting Diode | Inseparable Luminaire | Direct Wired | Forward Phase Cut Controls | 60.1 | 3000 | 0.0002 | 92 | 63 | 224 | 0.9 | Ambient | 50000 |  | 1 | 54000 | 0.02 | 20 | 21 | 0.01 | 0.01 | 0.01 | 0.01 | 0 | 0 | 0.01 | 0 | 0 | 0 | 0 | 0 | 0.26 | 0.11 | 0.09 | 0.07 | 0.02 | 0.02 | True | False | Non Federally-Regulated | 04/03/2020 |  | 12/21/2022
Number Eight Lighting Company | Number Eight Lighting Company | 200-HD-IC-*-HI-****-**-***/DIM1-2-HD-IC/FL*-2-****-F*2-*-**2/IC-CP-** | Light Emitting Diode | Inseparable Luminaire | Direct Wired | Reverse Phase Cut Controls | 60 | 3060 |  | 93 | 60 | 190 | 0.96 | Ambient | 60000 |  | 1 | 60000 | 0.02 | 19 | 19 | 0.27 | 0.26 | 0.15 | 0.24 | 0 | 0 | 0.33 | 0.32 | 0.32 | 0.27 | 0 | 0 | 0.3 | 0.28 | 0.28 | 0.22 | 0 | 0 | True | False | Non Federally-Regulated | 12/02/2022 |  | 12/26/2022
Number Eight Lighting Company | Number Eight Lighting Company | 200-HD-IC-*-HI-****-**-***/DIM2-2-HD-IC/FL*-2-****-F*2-*-**2/IC-CP-** | Light Emitting Diode | Inseparable Luminaire | Direct Wired | 0-10 VDC Controls | 60 | 3060 |  | 93 | 60 | 190 | 0.96 | Ambient | 60000 |  | 1 | 60000 | 0.02 | 19 | 19 | 0.27 | 0.26 | 0.15 | 0.24 | 0 | 0 | 0.33 | 0.32 | 0.32 | 0.27 | 0 | 0 | 0.3 | 0.28 | 0.28 | 0.22 | 0 | 0 | True | False | Non Federally-Regulated | 12/02/2022 |  | 12/26/2022
Number Eight Lighting Company | Number Eight Lighting Company | 200-HD-IC-*-HI-****-**-***/EL1-2-HD-IC/FL*-2-****-F*2-*-**2/IC-CP-** | Light Emitting Diode | Inseparable Luminaire | Direct Wired | 0-10 VDC Controls | 60 | 3060 |  | 93 | 60 | 100 | 0.98 | Ambient | 60000 |  | 1 | 60000 | 0.03 | 21 | 21 | 0.27 | 0.26 | 0.25 | 0.24 | 0 | 0 | 0.27 | 0.31 | 0.32 | 0.26 | 0 | 0 | 0.26 | 0.24 | 0.25 | 0.19 | 0 | 0 | True | False | Non Federally-Regulated | 12/02/2022 |  | 12/26/2022
Number Eight Lighting Company | Number Eight Lighting Company | 200-HD-IC-*-HI-****-**-***/EL1-01-2-HD-IC/FL*-2-****-F*2-*-**2/IC-CP-** | Light Emitting Diode | Inseparable Luminaire | Direct Wired | 0-10 VDC Controls | 60 | 3060 |  | 93 | 60 | 100 | 0.98 | Ambient | 60000 |  | 1 | 60000 | 0.03 | 21 | 21 | 0.27 | 0.26 | 0.25 | 0.24 | 0 | 0 | 0.27 | 0.31 | 0.32 | 0.26 | 0 | 0 | 0.26 | 0.24 | 0.25 | 0.19 | 0 | 0 | True | False | Non Federally-Regulated | 12/02/2022 |  | 12/26/2022
Number Eight Lighting Company | Number Eight Lighting Company | 200-HD-IC-*-HI-****-**-***/EL2-2-HD-IC/FL*-2-****-F*2-*-**2/IC-CP-** | Light Emitting Diode | Inseparable Luminaire | Direct Wired | 0-10 VDC Controls | 60 | 3060 |  | 93 | 60 | 100 | 0.98 | Ambient | 60000 |  | 1 | 60000 | 0.03 | 21 | 21 | 0.27 | 0.26 | 0.25 | 0.24 | 0 | 0 | 0.27 | 0.31 | 0.32 | 0.26 | 0 | 0 | 0.26 | 0.24 | 0.25 | 0.19 | 0 | 0 | True | False | Non Federally-Regulated | 12/02/2022 |  | 12/26/2022
Number Eight Lighting Company | Number Eight Lighting Company | 200-HD-IC-*-HI-****-**-***-/EL2-01-2-HD-IC/FL*-2-****-F*2-*-**2/IC-CP-** | Light Emitting Diode | Inseparable Luminaire | Direct Wired | 0-10 VDC Controls | 60 | 3060 |  | 93 | 60 | 100 | 0.98 | Ambient | 60000 |  | 1 | 60000 | 0.03 | 21 | 21 | 0.27 | 0.26 | 0.25 | 0.24 | 0 | 0 | 0.27 | 0.31 | 0.32 | 0.26 | 0 | 0 | 0.26 | 0.24 | 0.25 | 0.19 | 0 | 0 | True | False | Non Federally-Regulated | 12/02/2022 |  | 12/26/2022
Number Eight Lighting Company | Number Eight Lighting Company | 200-HD-IC-*-HI-****-**-***C/LU1-2-HD-IC/FL*-2-****-F*2-*-**2/IC-CP-** | Light Emitting Diode | Inseparable Luminaire | Direct Wired | Reverse Phase Cut Controls | 60 | 3060 |  | 93 | 60 | 300 | 0.99 | Ambient | 60000 |  | 1 | 60000 | 0.01 | 22 | 22 | 0.04 | 0.01 | 0.02 | 0.01 | 0 | 0 | 0.09 | 0.01 | 0.01 | 0 | 0 | 0 | 0.08 | 0.01 | 0.01 | 0 | 0 | 0 | True | False | Non Federally-Regulated | 12/02/2022 |  | 12/26/2022
Number Eight Lighting Company | Number Eight Lighting Company | 200-HD-IC-*-HI-****-**-***/LU2-2-HD-IC/FL*-2-****-F*2-*-**2/IC-CP-** | Light Emitting Diode | Inseparable Luminaire | Direct Wired | Direct Digital Controls | 60 | 3060 |  | 93 | 60 | 300 | 0.99 | Ambient | 60000 |  | 1 | 60000 | 0.01 | 22 | 22 | 0.04 | 0.01 | 0.02 | 0.01 | 0 | 0 | 0.09 | 0.01 | 0.01 | 0 | 0 | 0 | 0.08 | 0.01 | 0.01 | 0 | 0 | 0 | True | False | Non Federally-Regulated | 12/02/2022 |  | 12/26/2022
Number Eight Lighting Company | Number Eight Lighting Company | 200-HD-IC-*-HI-****-**-***/LU4-2-HD-IC/FL*-2-****-F*2-*-**2/IC-CP-** | Light Emitting Diode | Inseparable Luminaire | Direct Wired | Direct Digital Controls | 60 | 3060 |  | 93 | 60 | 300 | 0.99 | Ambient | 60000 |  | 1 | 60000 | 0.01 | 22 | 22 | 0.04 | 0.01 | 0.02 | 0.01 | 0 | 0 | 0.09 | 0.01 | 0.01 | 0 | 0 | 0 | 0.08 | 0.01 | 0.01 | 0 | 0 | 0 | True | False | Non Federally-Regulated | 12/02/2022 |  | 12/26/2022
Asikka | ASIKKA | LR8030 3000K | Light Emitting Diode | Inseparable Luminaire | Direct Wired | Direct Digital Controls | 96.4 | 3000 |  | 93 | 57 | 125 | 0.91 | Elevated | 33000 |  |  |  | 0.1 | 19 | 19 | 0.01 | 0 | 0.01 | 0 | 0 | 0 | 1 | 0.04 | 0.03 | 0 | 0 | 0 | 1 | 0.11 | 0.09 | 0 | 0 | 0 | True | False | Non Federally-Regulated | 01/03/2023 |  | 01/04/2023
Asikka | ASIKKA | LR8030 3500K | Light Emitting Diode | Inseparable Luminaire | Direct Wired | Direct Digital Controls | 96.4 | 3500 |  | 93 | 57 | 125 | 0.91 | Elevated | 33000 |  |  |  | 0.1 | 19 | 19 | 0.01 | 0 | 0.01 | 0 | 0 | 0 | 1 | 0.04 | 0.03 | 0 | 0 | 0 | 1 | 0.11 | 0.09 | 0 | 0 | 0 | True | False | Non Federally-Regulated | 01/03/2023 |  | 01/04/2023
Asikka | ASIKKA | LR8030 4000K | Light Emitting Diode | Inseparable Luminaire | Direct Wired | Direct Digital Controls | 96.4 | 4000 |  | 93 | 57 | 125 | 0.91 | Elevated | 33000 |  |  |  | 0.1 | 19 | 19 | 0.01 | 0 | 0.01 | 0 | 0 | 0 | 1 | 0.04 | 0.03 | 0 | 0 | 0 | 1 | 0.11 | 0.09 | 0 | 0 | 0 | True | False | Non Federally-Regulated | 01/03/2023 |  | 01/04/2023
Visual Comfort & Company | Tech Lighting | 700BCDBS3H**-LED9** | Light Emitting Diode | Light Engine | Direct Wired | Forward Phase Cut Controls | 81 | 3068 | 0.0017 | 92 | 55 | 338 | 0.99 | Ambient | 58000 |  | 1 | 58000 | 0.05 | 18 | 18 | 0.29 | 0.29 | 0.29 | 0.29 | 0.11 | 0.03 | 0.21 | 0.2 | 0.2 | 0.22 | 0.04 | 0.01 | 0.18 | 0.1 | 0.1 | 0.1 | 0.03 | 0.01 | True | False | Non Federally-Regulated | 03/25/2022 |  | 01/06/2023
Visual Comfort & Company | Tech Lighting | 700LSDBS*-LED9** | Light Emitting Diode | Inseparable Luminaire | Direct Wired | Forward Phase Cut Controls | 64 | 3100 | 0.0002 | 94 | 79 | 212 | 0.99 | Ambient | 54000 |  |  | 54000 | 0.01 | 18 | 18 | 0.99 | 0.07 | 0.03 | 0.02 | 0.01 | 0.01 | 0.99 | 0.04 | 0.02 | 0.01 | 0 | 0 | 0.99 | 0.48 | 0.29 | 0.17 | 0.12 | 0.07 | True |  | Non Federally-Regulated | 03/21/2019 |  | 01/06/2023
Westinghouse Lighting | Westinghouse | 50551 | Light Emitting Diode | Inseparable Luminaire | Quick Connect | Forward Phase Cut Controls | 76.1 | 3000 | 0.0022 | 93 | 58 | 48 | 0.92 | Ambient | 50000 | 0.98 | 1 |  | 0.06 | 16 | 16 | 0.19 | 0.19 | 0.18 | 0.17 | 0 | 0 | 0.21 | 0.21 | 0.21 | 0.16 | 0.01 | 0 | 0.15 | 0.16 | 0.15 | 0.11 | 0.01 | 0.01 | True | False | Non Federally-Regulated | 07/02/2021 |  | 01/24/2023
Westinghouse Lighting | Westinghouse | 50561 | Light Emitting Diode | Inseparable Luminaire | Quick Connect | Forward Phase Cut Controls | 76.1 | 3000 | 0.0022 | 93 | 58 | 48 | 0.92 | Ambient | 50000 | 0.98 | 1 |  | 0.06 | 16 | 16 | 0.19 | 0.19 | 0.18 | 0.17 | 0 | 0 | 0.21 | 0.21 | 0.21 | 0.16 | 0.01 | 0 | 0.15 | 0.16 | 0.15 | 0.11 | 0.01 | 0.01 | True | False | Non Federally-Regulated | 07/02/2021 |  | 01/24/2023
Westinghouse Lighting | Westinghouse | 50690 | Light Emitting Diode | Decorative Lamp | Edison Screw Base | Forward Phase Cut Controls | 73.1 | 2725 | 0 | 93 | 61 | 90 | 0.92 | Elevated | 25000 | 0.931 | 1 |  | 0.1 | 21 | 22 | 0.2 | 0.2 | 0.19 | 0.18 | 0.02 | 0.01 | 0.24 | 0.24 | 0.25 | 0.21 | 0.05 | 0.03 | 0.15 | 0.15 | 0.14 | 0.12 | 0.06 | 0.05 | True |  | Non Federally-Regulated | 09/27/2017 |  | 01/24/2023
Westinghouse Lighting | Westinghouse | 50700 | Light Emitting Diode | Decorative Lamp | Edison Screw Base | Forward Phase Cut Controls | 73.1 | 2725 | 0 | 93 | 61 | 90 | 0.92 | Elevated | 25000 | 0.931 | 1 |  | 0.1 | 21 | 22 | 0.2 | 0.2 | 0.19 | 0.18 | 0.02 | 0.01 | 0.24 | 0.24 | 0.25 | 0.21 | 0.05 | 0.03 | 0.15 | 0.15 | 0.14 | 0.12 | 0.06 | 0.05 | True |  | Non Federally-Regulated | 09/27/2017 |  | 01/24/2023
Westinghouse Lighting | Westinghouse | 50710 | Light Emitting Diode | Omnidirectional Lamp | Edison Screw Base | Forward Phase Cut Controls | 77.8 | 2704 | -0.0012 | 93 | 61 | 72 | 1 | Elevated | 25000 | 0.939 | 1 |  | 0.1 | 20 | 22 | 0.18 | 0.18 | 0.18 | 0.18 | 0.02 | 0.01 | 0.31 | 0.31 | 0.31 | 0.26 | 0.05 | 0.02 | 0.28 | 0.28 | 0.28 | 0.22 | 0.07 | 0.03 | True |  | Non Federally-Regulated | 09/22/2017 |  | 01/24/2023
Westinghouse Lighting | Westinghouse | 50720 | Light Emitting Diode | Omnidirectional Lamp | Edison Screw Base | Forward Phase Cut Controls | 87 | 2729 | -0.0004 | 92 | 54 | 61 | 1 | Elevated | 25000 | 0.928 | 1 |  | 0.1 | 21 | 23 | 0.18 | 0.18 | 0.17 | 0.17 | 0.02 | 0.01 | 0.26 | 0.26 | 0.26 | 0.22 | 0.05 | 0.02 | 0.22 | 0.21 | 0.22 | 0.17 | 0.06 | 0.02 | True |  | Non Federally-Regulated | 09/22/2017 |  | 01/24/2023
Westinghouse Lighting | Westinghouse | 50721 | Light Emitting Diode | Omnidirectional Lamp | Edison Screw Base | Forward Phase Cut Controls | 95.9 | 2700 | -0.0015 | 92 | 52 | 38 | 0.95 | Elevated | 25000 | 0.931 | 1 |  | 0.09 | 19 | 20 | 0.3 | 0.29 | 0.28 | 0.27 | 0 | 0 | 0.25 | 0.24 | 0.24 | 0.19 | 0.01 | 0 | 0.16 | 0.16 | 0.16 | 0.1 | 0.01 | 0 | True |  | Non Federally-Regulated | 01/17/2019 |  | 01/24/2023
Westinghouse Lighting | Westinghouse | 50731 | Light Emitting Diode | Omnidirectional Lamp | Edison Screw Base | Forward Phase Cut Controls | 92.8 | 3000 | -0.0007 | 92 | 53 | 100 | 0.9 | Elevated | 25000 | 0.927 | 1 |  | 0.1 | 21 | 21 | 0.27 | 0.26 | 0.25 | 0.24 | 0 | 0 | 0.24 | 0.24 | 0.24 | 0.19 | 0.01 | 0 | 0.18 | 0.17 | 0.17 | 0.13 | 0.01 | 0 | True |  | Non Federally-Regulated | 01/17/2019 |  | 01/24/2023
Westinghouse Lighting | Westinghouse | 50740 | Light Emitting Diode | Omnidirectional Lamp | Edison Screw Base | Forward Phase Cut Controls | 90.3 | 2942 | -0.0015 | 93 | 59 | 61 | 1 | Elevated | 25000 | 0.928 | 1 |  | 0.1 | 21 | 23 | 0.18 | 0.18 | 0.17 | 0.17 | 0.02 | 0.01 | 0.26 | 0.26 | 0.26 | 0.22 | 0.05 | 0.02 | 0.22 | 0.21 | 0.22 | 0.17 | 0.06 | 0.02 | True |  | Non Federally-Regulated | 09/22/2017 |  | 01/24/2023
Westinghouse Lighting | Westinghouse | 50910 | Light Emitting Diode | Inseparable Luminaire | Direct Wired | Forward Phase Cut Controls | 72.5 | 3000 | 0.0002 | 92 | 58 | 476 | 0.91 | Ambient | 40000 |  |  | 42000 | 0.1 | 23 | 23 | 0.14 | 0.14 | 0.14 | 0.13 | 0 | 0 | 0.28 | 0.28 | 0.28 | 0.22 | 0.02 | 0.01 | 0.23 | 0.23 | 0.23 | 0.18 | 0.03 | 0.01 | True |  | Non Federally-Regulated | 01/17/2018 |  | 01/24/2023
Westinghouse Lighting | Westinghouse | 50970 | Light Emitting Diode | Inseparable Luminaire | Direct Wired | Forward Phase Cut Controls | 63.2 | 3000 | 0.0017 | 93 | 55 | 421 | 0.91 | Ambient | 50000 |  |  | 99999 | 0.1 | 21 | 19 | 0.25 | 0.2 | 0.25 | 0.18 | 0.13 | 0.06 | 0.27 | 0.22 | 0.27 | 0.18 | 0.14 | 0.08 | 0.23 | 0.19 | 0.23 | 0.17 | 0.11 | 0 | True |  | Non Federally-Regulated | 05/16/2018 |  | 01/24/2023
Westinghouse Lighting | Westinghouse | 50990 | Light Emitting Diode | Inseparable Luminaire | Direct Wired | Forward Phase Cut Controls | 63.2 | 4000 | 0.0017 | 93 | 55 | 421 | 0.91 | Ambient | 50000 |  |  | 99999 | 0.1 | 21 | 19 | 0.25 | 0.2 | 0.25 | 0.18 | 0.13 | 0.06 | 0.27 | 0.22 | 0.27 | 0.18 | 0.14 | 0.08 | 0.23 | 0.19 | 0.23 | 0.17 | 0.11 | 0 | True |  | Non Federally-Regulated | 05/16/2018 |  | 01/24/2023
Westinghouse Lighting | Westinghouse | 50991 | Light Emitting Diode | Inseparable Luminaire | Direct Wired | Forward Phase Cut Controls | 70.2 | 2700 |  | 92 | 53 | 187 | 0.95 | Ambient | 50000 |  | 1 | 60000 | 0.05 | 19 | 19 | 0.23 | 0.22 | 0.22 | 0.21 | 0 | 0 | 0.34 | 0.29 | 0.29 | 0.23 | 0.04 | 0.01 | 0.44 | 0.18 | 0.12 | 0.09 | 0.03 | 0.01 | True | False | Non Federally-Regulated | 04/02/2020 |  | 01/24/2023
Westinghouse Lighting | Westinghouse | 51070 | Light Emitting Diode | Inseparable Luminaire | Direct Wired | Forward Phase Cut Controls | 85.5 | 3000 | 0.002 | 93 | 56 | 392 | 0.91 | Ambient | 50000 |  |  | 99999 | 0.1 | 21 | 19 | 0.25 | 0.2 | 0.25 | 0.17 | 0.11 | 0.06 | 0.27 | 0.23 | 0.28 | 0.19 | 0.15 | 0.07 | 0.23 | 0.18 | 0.23 | 0.18 | 0.11 | 0 | True |  | Non Federally-Regulated | 05/16/2018 |  | 01/24/2023
Westinghouse Lighting | Westinghouse | 51090 | Light Emitting Diode | Inseparable Luminaire | Direct Wired | Forward Phase Cut Controls | 85.5 | 4000 | 0.002 | 93 | 56 | 392 | 0.91 | Ambient | 50000 |  |  | 99999 | 0.1 | 21 | 19 | 0.25 | 0.2 | 0.25 | 0.17 | 0.11 | 0.06 | 0.27 | 0.23 | 0.28 | 0.19 | 0.15 | 0.07 | 0.23 | 0.18 | 0.23 | 0.18 | 0.11 | 0 | True |  | Non Federally-Regulated | 05/16/2018 |  | 01/24/2023
Westinghouse Lighting | Westinghouse | 51981 | Light Emitting Diode | Inseparable Luminaire | Direct Wired | Forward Phase Cut Controls | 89.6 | 3000 |  | 92 | 55 | 390 | 0.99 | Ambient | 50000 | 0.891 | 1 | 54000 | 0.05 | 20 | 20 | 0.2 | 0.2 | 0.19 | 0.19 | 0 | 0 | 0.26 | 0.25 | 0.22 | 0.2 | 0.01 | 0 | 0.31 | 0.27 | 0.24 | 0.22 | 0.03 | 0 | True | False | Non Federally-Regulated | 08/21/2020 |  | 01/24/2023
Westinghouse Lighting | Westinghouse | 51991 | Light Emitting Diode | Inseparable Luminaire | Direct Wired | Forward Phase Cut Controls | 89.6 | 4000 |  | 92 | 55 | 390 | 0.99 | Ambient | 50000 | 0.891 | 1 | 54000 | 0.05 | 20 | 20 | 0.2 | 0.2 | 0.19 | 0.19 | 0 | 0 | 0.26 | 0.25 | 0.22 | 0.2 | 0.01 | 0 | 0.31 | 0.27 | 0.24 | 0.22 | 0.03 | 0 | True | False | Non Federally-Regulated | 08/21/2020 |  | 01/24/2023
Westinghouse Lighting | Westinghouse | 52161 | Light Emitting Diode | Inseparable Luminaire | Direct Wired | Forward Phase Cut Controls | 67.3 | 2700 |  | 92 | 54 | 178 | 0.93 | Ambient | 50000 | 0.772 | 1 | 60000 | 0.05 | 18 | 19 | 0.23 | 0.22 | 0.21 | 0.2 | 0 | 0 | 0.32 | 0.27 | 0.26 | 0.2 | 0.03 | 0.01 | 0.52 | 0.18 | 0.1 | 0.07 | 0.03 | 0.01 | True | False | Non Federally-Regulated | 08/21/2020 |  | 01/24/2023
Westinghouse Lighting | Westinghouse | 52181 | Light Emitting Diode | Inseparable Luminaire | Direct Wired | Forward Phase Cut Controls | 67.3 | 2700 |  | 92 | 54 | 178 | 0.93 | Ambient | 50000 | 0.772 | 1 | 60000 | 0.05 | 18 | 19 | 0.23 | 0.22 | 0.21 | 0.2 | 0 | 0 | 0.32 | 0.27 | 0.26 | 0.2 | 0.03 | 0.01 | 0.52 | 0.18 | 0.1 | 0.07 | 0.03 | 0.01 | True | False | Non Federally-Regulated | 08/21/2020 |  | 01/24/2023
WAC Lighting Co. | dweLED | PD-60944-** | Light Emitting Diode | Inseparable Luminaire | Direct Wired | Reverse Phase Cut Controls | 58.9 | 2940 | -0.0033 | 97 | 57 | 176 | 0.99 | Ambient | 36000 | 0.99 | 1 |  | 0 | 22 | 21 | 0.21 | 0.21 | 0.21 | 0.21 | 0 | 0 | 0.32 | 0.32 | 0.32 | 0.26 | 0.03 | 0 | 0 | 0 | 0 | 0 | 0 | 0 | True | False | Non Federally-Regulated | 07/28/2020 |  | 02/09/2023
WAC Lighting Co. | Modern Forms | WS-32714-** | Light Emitting Diode | Light Engine | Direct Wired | Reverse Phase Cut Controls | 46.2 | 3004 | -0.002 | 91 | 53 | 446 | 0.97 | Ambient | 49500 | 0.966 | 1 |  | 0 | 21 | 21 | 0.1 | 0.09 | 0.09 | 0.09 | 0 | 0 | 0.18 | 0.17 | 0.17 | 0.14 | 0.02 | 0 | 0 | 0 | 0 | 0 | 0 | 0 | True |  | Non Federally-Regulated | 07/05/2018 |  | 02/09/2023
DongGuan JiaSheng Lighting Technology Co.,Ltd | Juno | RB4A SWW5 ***** | Light Emitting Diode | Directional Lamp | Direct Wired | Forward Phase Cut Controls | 85.7 | 2690 | 0.0003 | 95 | 63 | 18 | 0.94 | Ambient | 50000 |  | 1 | 50000 | 0 | 16 | 16 | 0.17 | 0.16 | 0.15 | 0.14 | 0 | 0 | 0.15 | 0.15 | 0.14 | 0.1 | 0 | 0 | 0.16 | 0.08 | 0.07 | 0.07 | 0.04 | 0.01 | True | False | Non Federally-Regulated | 01/12/2023 |  | 02/27/2023
DongGuan JiaSheng Lighting Technology Co.,Ltd | Juno | RB56A SWW5 ***** | Light Emitting Diode | Directional Lamp | Direct Wired | Forward Phase Cut Controls | 88.4 | 2765 | 0.0003 | 92 | 52 | 67 | 0.94 | Ambient | 46000 |  | 1 | 46000 | 0 | 16 | 16 | 0.21 | 0.2 | 0.19 | 0.17 | 0 | 0 | 0.19 | 0.19 | 0.18 | 0.13 | 0 | 0 | 0.17 | 0.09 | 0.08 | 0.06 | 0.03 | 0.02 | True | False | Non Federally-Regulated | 01/12/2023 |  | 02/27/2023
DongGuan JiaSheng Lighting Technology Co.,Ltd | Juno | RB4AC RGBW ***** | Light Emitting Diode | Directional Lamp | Direct Wired | Forward Phase Cut Controls | 91.6 | 2652 | -0.0017 | 93 | 54 | 440 | 0.92 | Ambient | 50000 |  | 1 | 60000 | 0.07 | 16 | 16 | 0 | 0 | 0 | 0 | 0 | 0 | 0.91 | 0.03 | 0.03 | 0.03 | 0.03 | 0.1 | 0.94 | 0.04 | 0.03 | 0.03 | 0.03 | 0.03 | True | False | Non Federally-Regulated | 01/12/2023 |  | 02/27/2023
DongGuan JiaSheng Lighting Technology Co.,Ltd | Juno | RB56AC RGBW ***** | Light Emitting Diode | Directional Lamp | Direct Wired | Forward Phase Cut Controls | 97.8 | 2640 | -0.0017 | 93 | 53 | 446 | 0.9 | Ambient | 50000 |  | 1 | 60000 | 0.02 | 16 | 17 | 0 | 0 | 0 | 0 | 0 | 0 | 0.93 | 0.08 | 0 | 0 | 0 | 0 | 0.86 | 0.7 | 0.09 | 0.03 | 0.02 | 0.1 | True | False | Non Federally-Regulated | 01/12/2023 |  | 02/27/2023
Minka Group | Ferguson | 2011-***-L | Light Emitting Diode | Inseparable Luminaire | Direct Wired | Forward Phase Cut Controls | 73.2 | 2927 | 0.0007 | 94 | 64 | 257 | 0.95 | Ambient | 50000 | 0.985 | 1 | 54000 | 0.1 | 19 | 19 | 0.12 | 0.12 | 0.11 | 0.1 | 0 | 0 | 0.04 | 0.04 | 0.04 | 0.03 | 0 | 0 | 0.03 | 0.03 | 0.03 | 0.02 | 0 | 0 | True | False | Non Federally-Regulated | 03/13/2023 |  | 03/13/2023
Minka Group | Ferguson | 2012-***-L | Light Emitting Diode | Inseparable Luminaire | Direct Wired | Forward Phase Cut Controls | 75.9 | 2922 | 0.0008 | 93 | 63 | 240 | 0.94 | Ambient | 50000 | 0.985 | 1 | 54000 | 0.1 | 20 | 20 | 0.16 | 0.16 | 0.15 | 0.14 | 0 | 0 | 0.05 | 0.05 | 0.05 | 0.04 | 0 | 0 | 0.04 | 0.03 | 0.03 | 0.02 | 0 | 0 | True | False | Non Federally-Regulated | 03/13/2023 |  | 03/13/2023
Minka Group | Vantage | 749-***-L | Light Emitting Diode | Inseparable Luminaire | Direct Wired | Forward Phase Cut Controls | 70.4 | 2988 | -0.001 | 94 | 65 | 114 | 0.92 | Ambient | 50000 | 0.989 | 1 | 60000 | 0.1 | 18 | 18 | 0.11 | 0.1 | 0.08 | 0.05 | 0 | 0 | 0.02 | 0.01 | 0.01 | 0 | 0 | 0 | 0.02 | 0.01 | 0.01 | 0 | 0 | 0 | True | False | Non Federally-Regulated | 03/13/2023 |  | 03/14/2023
Minka Group | Vantage | 759-***-L | Light Emitting Diode | Inseparable Luminaire | Direct Wired | Forward Phase Cut Controls | 78.2 | 2991 | -0.0012 | 94 | 65 | 94 | 0.93 | Ambient | 50000 | 0.992 | 1 | 60000 | 0.1 | 18 | 18 | 0.2 | 0.19 | 0.15 | 0.1 | 0 | 0 | 0.02 | 0.01 | 0.01 | 0.01 | 0 | 0 | 0.02 | 0.01 | 0.01 | 0 | 0 | 0 | True | False | Non Federally-Regulated | 03/13/2023 |  | 03/14/2023
Minka Group | Vantage | 769-***-L | Light Emitting Diode | Inseparable Luminaire | Direct Wired | Forward Phase Cut Controls | 80.3 | 2904 | 0.0004 | 94 | 62 | 85 | 0.93 | Ambient | 50000 | 0.992 | 1 | 60000 | 0.1 | 18 | 18 | 0.34 | 0.32 | 0.28 | 0.22 | 0 | 0 | 0.02 | 0.01 | 0.01 | 0.01 | 0 | 0 | 0.02 | 0.01 | 0.01 | 0.01 | 0 | 0 | True | False | Non Federally-Regulated | 03/13/2023 |  | 03/14/2023
LTF Technology | Quantum Lux | QLUXDOBAR10017W42927 | Light Emitting Diode | Inseparable Luminaire | Direct Wired | Forward Phase Cut Controls | 77 | 2700 | -0.0007 | 92 | 56 | 18 | 0.98 | Ambient | 50000 |  | 1 | 54000 | 0.1 | 15 | 16 | 0.18 | 0.18 | 0.17 | 0.16 | 0 | 0 | 0.24 | 0.24 | 0.24 | 0.2 | 0.04 | 0.04 | 0.17 | 0.18 | 0.17 | 0.13 | 0.01 | 0.01 | True |  | Non Federally-Regulated | 09/28/2021 |  | 03/17/2023
LTF Technology | Quantum Lux | QLUXDOBAR10017W42930 | Light Emitting Diode | Inseparable Luminaire | Direct Wired | Forward Phase Cut Controls | 77 | 3000 | -0.0007 | 92 | 56 | 18 | 0.98 | Ambient | 50000 |  | 1 | 54000 | 0.1 | 15 | 16 | 0.18 | 0.18 | 0.17 | 0.16 | 0 | 0 | 0.24 | 0.24 | 0.24 | 0.2 | 0.04 | 0.04 | 0.17 | 0.18 | 0.17 | 0.13 | 0.01 | 0.01 | True |  | Non Federally-Regulated | 09/28/2021 |  | 03/17/2023
LTF Technology | Quantum Lux | QLUXDOBAR10017W42940 | Light Emitting Diode | Inseparable Luminaire | Direct Wired | Forward Phase Cut Controls | 77 | 4000 | -0.0007 | 92 | 56 | 18 | 0.98 | Ambient | 50000 |  | 1 | 54000 | 0.1 | 15 | 16 | 0.18 | 0.18 | 0.17 | 0.16 | 0 | 0 | 0.24 | 0.24 | 0.24 | 0.2 | 0.04 | 0.04 | 0.17 | 0.18 | 0.17 | 0.13 | 0.01 | 0.01 | True |  | Non Federally-Regulated | 09/28/2021 |  | 03/17/2023
LTF Technology | Quantum Lux | QLUXDOBAR16025W84927 | Light Emitting Diode | Inseparable Luminaire | Direct Wired | Forward Phase Cut Controls | 91 | 2700 | -0.0016 | 92 | 55 | 276 | 0.99 | Ambient | 50000 |  | 1 | 54000 | 0.1 | 14 | 16 | 0.21 | 0.21 | 0.21 | 0.2 | 0 | 0 | 0.22 | 0.22 | 0.22 | 0.18 | 0.02 | 0.01 | 0.18 | 0.18 | 0.18 | 0.14 | 0.02 | 0.01 | True |  | Non Federally-Regulated | 09/28/2021 |  | 03/17/2023
LTF Technology | Quantum Lux | QLUXDOBAR16025W84930 | Light Emitting Diode | Inseparable Luminaire | Direct Wired | Forward Phase Cut Controls | 91 | 3000 | -0.0016 | 92 | 55 | 276 | 0.99 | Ambient | 50000 |  | 1 | 54000 | 0.1 | 14 | 16 | 0.21 | 0.21 | 0.21 | 0.2 | 0 | 0 | 0.22 | 0.22 | 0.22 | 0.18 | 0.02 | 0.01 | 0.18 | 0.18 | 0.18 | 0.14 | 0.02 | 0.01 | True |  | Non Federally-Regulated | 09/28/2021 |  | 03/17/2023
LTF Technology | Quantum Lux | QLUXDOBAR16025W84940 | Light Emitting Diode | Inseparable Luminaire | Direct Wired | Forward Phase Cut Controls | 91 | 4000 | -0.0016 | 92 | 55 | 276 | 0.99 | Ambient | 50000 |  | 1 | 54000 | 0.1 | 14 | 16 | 0.21 | 0.21 | 0.21 | 0.2 | 0 | 0 | 0.22 | 0.22 | 0.22 | 0.18 | 0.02 | 0.01 | 0.18 | 0.18 | 0.18 | 0.14 | 0.02 | 0.01 | True |  | Non Federally-Regulated | 09/28/2021 |  | 03/17/2023
LTF Technology | Quantum Lux | QLUXDOBAR22830W11927 | Light Emitting Diode | Inseparable Luminaire | Direct Wired | Forward Phase Cut Controls | 80 | 2700 | -0.0011 | 94 | 67 | 16 | 0.99 | Ambient | 50000 |  | 1 | 54000 | 0.1 | 16 | 16 | 0.21 | 0.21 | 0.2 | 0.2 | 0 | 0 | 0.28 | 0.28 | 0.28 | 0.22 | 0.01 | 0.01 | 0.19 | 0.19 | 0.19 | 0.14 | 0.02 | 0.01 | True |  | Non Federally-Regulated | 09/28/2021 |  | 03/17/2023
LTF Technology | Quantum Lux | QLUXDOBAR22830W11930 | Light Emitting Diode | Inseparable Luminaire | Direct Wired | Forward Phase Cut Controls | 80 | 3000 | -0.0011 | 94 | 67 | 16 | 0.99 | Ambient | 50000 |  | 1 | 54000 | 0.1 | 16 | 16 | 0.21 | 0.21 | 0.2 | 0.2 | 0 | 0 | 0.28 | 0.28 | 0.28 | 0.22 | 0.01 | 0.01 | 0.19 | 0.19 | 0.19 | 0.14 | 0.02 | 0.01 | True |  | Non Federally-Regulated | 09/28/2021 |  | 03/17/2023
LTF Technology | Quantum Lux | QLUXDOBAR22830W11932 | Light Emitting Diode | Inseparable Luminaire | Direct Wired | Forward Phase Cut Controls | 80 | 3200 | -0.0011 | 94 | 67 | 16 | 0.99 | Ambient | 50000 |  | 1 | 54000 | 0.1 | 16 | 16 | 0.21 | 0.21 | 0.2 | 0.2 | 0 | 0 | 0.28 | 0.28 | 0.28 | 0.22 | 0.01 | 0.01 | 0.19 | 0.19 | 0.19 | 0.14 | 0.02 | 0.01 | True |  | Non Federally-Regulated | 09/28/2021 |  | 03/17/2023
LTF Technology | Quantum Lux | QLUXDOBAR22830W11940 | Light Emitting Diode | Inseparable Luminaire | Direct Wired | Forward Phase Cut Controls | 80 | 4000 | -0.0011 | 94 | 67 | 16 | 0.99 | Ambient | 50000 |  | 1 | 54000 | 0.1 | 16 | 16 | 0.21 | 0.21 | 0.2 | 0.2 | 0 | 0 | 0.28 | 0.28 | 0.28 | 0.22 | 0.01 | 0.01 | 0.19 | 0.19 | 0.19 | 0.14 | 0.02 | 0.01 | True |  | Non Federally-Regulated | 09/28/2021 |  | 03/17/2023
LTF Technology | Quantum Lux | QLUXDOBAL29615W56927 | Light Emitting Diode | Inseparable Luminaire | Direct Wired | Forward Phase Cut Controls | 93 | 2700 | -0.0006 | 93 | 57 | 272 | 1 | Ambient | 50000 |  | 1 | 54000 | 0.1 | 15 | 15 | 0.27 | 0.27 | 0.27 | 0.26 | 0 | 0 | 0.24 | 0.24 | 0.24 | 0.2 | 0.03 | 0.01 | 0.16 | 0.15 | 0.16 | 0.12 | 0.03 | 0.01 | True |  | Non Federally-Regulated | 09/28/2021 |  | 03/17/2023
LTF Technology | Quantum Lux | QLUXDOBAL29615W56930 | Light Emitting Diode | Inseparable Luminaire | Direct Wired | Forward Phase Cut Controls | 93 | 3000 | -0.0006 | 93 | 57 | 272 | 1 | Ambient | 50000 |  | 1 | 54000 | 0.1 | 15 | 15 | 0.27 | 0.27 | 0.27 | 0.26 | 0 | 0 | 0.24 | 0.24 | 0.24 | 0.2 | 0.03 | 0.01 | 0.16 | 0.15 | 0.16 | 0.12 | 0.03 | 0.01 | True |  | Non Federally-Regulated | 09/28/2021 |  | 03/17/2023
LTF Technology | Quantum Lux | QLUXDOBAL29615W56940 | Light Emitting Diode | Inseparable Luminaire | Direct Wired | Forward Phase Cut Controls | 93 | 4000 | -0.0006 | 93 | 57 | 272 | 1 | Ambient | 50000 |  | 1 | 54000 | 0.1 | 15 | 15 | 0.27 | 0.27 | 0.27 | 0.26 | 0 | 0 | 0.24 | 0.24 | 0.24 | 0.2 | 0.03 | 0.01 | 0.16 | 0.15 | 0.16 | 0.12 | 0.03 | 0.01 | True |  | Non Federally-Regulated | 09/28/2021 |  | 03/17/2023
LTF Technology | Quantum Lux | QLUXDOBAL59925W84927 | Light Emitting Diode | Inseparable Luminaire | Direct Wired | Forward Phase Cut Controls | 80 | 2700 | -0.0008 | 98 | 84 | 284 | 0.99 | Ambient | 50000 |  | 1 | 54000 | 0.1 | 15 | 15 | 0.12 | 0.12 | 0.12 | 0.11 | 0 | 0 | 0.15 | 0.15 | 0.15 | 0.12 | 0.01 | 0 | 0.12 | 0.12 | 0.12 | 0.09 | 0.04 | 0.02 | True |  | Non Federally-Regulated | 09/28/2021 |  | 03/17/2023
LTF Technology | Quantum Lux | QLUXDOBAL59925W84930 | Light Emitting Diode | Inseparable Luminaire | Direct Wired | Forward Phase Cut Controls | 80 | 3000 | -0.0008 | 98 | 84 | 284 | 0.99 | Ambient | 50000 |  | 1 | 54000 | 0.1 | 15 | 15 | 0.12 | 0.12 | 0.12 | 0.11 | 0 | 0 | 0.15 | 0.15 | 0.15 | 0.12 | 0.01 | 0 | 0.12 | 0.12 | 0.12 | 0.09 | 0.04 | 0.02 | True |  | Non Federally-Regulated | 09/28/2021 |  | 03/17/2023
LTF Technology | Quantum Lux | QLUXDOBAL59925W84940 | Light Emitting Diode | Inseparable Luminaire | Direct Wired | Forward Phase Cut Controls | 80 | 4000 | -0.0008 | 98 | 84 | 284 | 0.99 | Ambient | 50000 |  | 1 | 54000 | 0.1 | 15 | 15 | 0.12 | 0.12 | 0.12 | 0.11 | 0 | 0 | 0.15 | 0.15 | 0.15 | 0.12 | 0.01 | 0 | 0.12 | 0.12 | 0.12 | 0.09 | 0.04 | 0.02 | True |  | Non Federally-Regulated | 09/28/2021 |  | 03/17/2023
LTF Technology | Quantum Lux | QLUXDOBAS25436W122LED927 | Light Emitting Diode | Inseparable Luminaire | Direct Wired | Forward Phase Cut Controls | 90 | 2700 | -0.0001 | 98 | 86 | 18 | 1 | Ambient | 50000 |  | 1 | 54000 | 0.1 | 15 | 16 | 0.09 | 0.09 | 0.09 | 0.09 | 0 | 0 | 0.15 | 0.15 | 0.15 | 0.12 | 0.01 | 0 | 0.17 | 0.16 | 0.17 | 0.13 | 0.04 | 0.03 | True |  | Non Federally-Regulated | 09/28/2021 |  | 03/17/2023
LTF Technology | Quantum Lux | QLUXDOBAS25436W122LED930 | Light Emitting Diode | Inseparable Luminaire | Direct Wired | Forward Phase Cut Controls | 90 | 3000 | -0.0001 | 98 | 86 | 18 | 1 | Ambient | 50000 |  | 1 | 54000 | 0.1 | 15 | 16 | 0.09 | 0.09 | 0.09 | 0.09 | 0 | 0 | 0.15 | 0.15 | 0.15 | 0.12 | 0.01 | 0 | 0.17 | 0.16 | 0.17 | 0.13 | 0.04 | 0.03 | True |  | Non Federally-Regulated | 09/28/2021 |  | 03/17/2023
LTF Technology | Quantum Lux | QLUXDOBAS25436W122LED940 | Light Emitting Diode | Inseparable Luminaire | Direct Wired | Forward Phase Cut Controls | 90 | 4000 | -0.0001 | 98 | 86 | 18 | 1 | Ambient | 50000 |  | 1 | 54000 | 0.1 | 15 | 16 | 0.09 | 0.09 | 0.09 | 0.09 | 0 | 0 | 0.15 | 0.15 | 0.15 | 0.12 | 0.01 | 0 | 0.17 | 0.16 | 0.17 | 0.13 | 0.04 | 0.03 | True |  | Non Federally-Regulated | 09/28/2021 |  | 03/17/2023
Archipelago Lighting Inc. | Archipelago | LDRR4-10-S5-B | Light Emitting Diode | Directional Lamp | Edison Screw Base | Forward Phase Cut Controls | 78 | 2700 | -0.0015 | 94 | 61 | 118 | 0.97 | Ambient | 50000 |  | 1 | 60000 | 0.1 | 19 | 18 | 0.16 | 0.15 | 0.15 | 0.14 | 0 | 0 | 0.19 | 0.17 | 0.17 | 0.14 | 0.04 | 0.04 | 0.13 | 0.1 | 0.1 | 0.08 | 0.02 | 0.02 | True |  | Non Federally-Regulated | 11/16/2021 |  | 03/17/2023
Archipelago Lighting Inc. | Archipelago | LDRR6-14-S5-B | Light Emitting Diode | Directional Lamp | Edison Screw Base | Forward Phase Cut Controls | 86 | 2700 | -0.0018 | 93 | 60 | 178 | 0.98 | Ambient | 50000 |  | 1 | 60000 | 0.1 | 19 | 18 | 0 | 0.18 | 0.17 | 0.16 | 0 | 0 | 0.12 | 0.11 | 0.11 | 0.09 | 0.02 | 0.02 | 0.17 | 0.15 | 0.15 | 0.12 | 0.02 | 0.02 | True |  | Non Federally-Regulated | 11/16/2021 |  | 03/17/2023
Archipelago Lighting Inc. | Archipelago | LDRS6-12-S5-F | Light Emitting Diode | Directional Lamp | Direct Wired | Forward Phase Cut Controls | 81 | 2700 | -0.0007 | 93 | 59 | 169 | 0.96 | Ambient | 50000 |  | 1 | 54000 | 0.1 | 14 | 22 | 0.28 | 0.27 | 0.26 | 0.25 | 0 | 0 | 0.16 | 0.16 | 0.16 | 0.12 | 0.03 | 0.03 | 0.3 | 0.29 | 0.3 | 0.24 | 0.03 | 0.02 | True |  | Non Federally-Regulated | 11/16/2021 |  | 03/17/2023
Archipelago Lighting Inc. | Archipelago | LDRS6-12-S5-B | Light Emitting Diode | Directional Lamp | Direct Wired | Forward Phase Cut Controls | 79 | 2700 | 0.0005 | 92 | 56 | 234 | 0.96 | Ambient | 50000 |  | 1 | 54000 | 0.1 | 23 | 22 | 0.28 | 0.27 | 0.26 | 0.24 | 0.01 | 0.01 | 0.24 | 0.24 | 0.24 | 0.19 | 0.01 | 0.01 | 0.27 | 0.27 | 0.27 | 0.23 | 0 | 0 | True |  | Non Federally-Regulated | 11/16/2021 |  | 03/17/2023
Archipelago Lighting Inc. | Archipelago | LDRS8-18-S5-F | Light Emitting Diode | Directional Lamp | Direct Wired | Forward Phase Cut Controls | 86 | 2700 | -0.0008 | 93 | 57 | 66 | 0.97 | Ambient | 50000 |  | 1 | 54000 | 0.1 | 16 | 17 | 0.02 | 0.02 | 0.02 | 0.02 | 0 | 0 | 0.12 | 0.12 | 0.12 | 0.12 | 0.11 | 0.11 | 0.11 | 0.08 | 0.08 | 0.08 | 0.08 | 0.08 | True |  | Non Federally-Regulated | 11/16/2021 |  | 03/19/2023
Torshare Ltd | TORSHARE | BPL603*603-40W-S-40K | Light Emitting Diode | Directional Lamp | Direct Wired | 0-10 VDC Controls | 120 | 4000 | -0.0008 | 92 | 58 | 177 | 0.99 | Ambient | 50000 |  | 1 | 54000 | 0.1 | 19 | 20 | 0.03 | 0.03 | 0.02 | 0.02 | 0 | 0 | 0.03 | 0.03 | 0.03 | 0.03 | 0.01 | 0 | 0.06 | 0.06 | 0.06 | 0.05 | 0.02 | 0.02 | True | False | Non Federally-Regulated | 09/28/2022 |  | 03/21/2023
Torshare Ltd | TORSHARE | BPL1212*603-50W-S-40K | Light Emitting Diode | Directional Lamp | Direct Wired | 0-10 VDC Controls | 130 | 4000 | -0.0008 | 93 | 61 | 192 | 0.99 | Ambient | 50000 |  | 1 | 54000 | 0.1 | 19 | 20 | 0.01 | 0.01 | 0.01 | 0.01 | 0 | 0 | 0.01 | 0.01 | 0.01 | 0.01 | 0 | 0 | 0.03 | 0.03 | 0.03 | 0.03 | 0.01 | 0.01 | True | False | Non Federally-Regulated | 09/28/2022 |  | 03/21/2023
Torshare Ltd | TORSHARE | BPL1212*301-40W-S-347-TP-40K | Light Emitting Diode | Directional Lamp | Direct Wired | 0-10 VDC Controls | 116 | 4000 | -0.0004 | 94 | 67 | 436 | 0.99 | Ambient | 50000 |  | 1 | 54000 | 0.06 | 19 | 19 | 0.01 | 0.01 | 0.01 | 0.01 | 0 | 0 | 0.02 | 0.02 | 0.01 | 0.01 | 0.01 | 0.01 | 0.01 | 0.01 | 0.01 | 0.01 | 0 | 0 | True | False | Non Federally-Regulated | 03/10/2023 |  | 03/21/2023
Torshare Ltd | TORSHARE | BPL603*603-30W-S-40K | Light Emitting Diode | Directional Lamp | Direct Wired | 0-10 VDC Controls | 116 | 4000 | -0.0016 | 94 | 66 | 398 | 0.99 | Ambient | 50000 |  | 1 | 54000 | 0.04 | 19 | 20 | 0.02 | 0.02 | 0.02 | 0.02 | 0 | 0 | 0.03 | 0.02 | 0.02 | 0.02 | 0.01 | 0.01 | 0.02 | 0.02 | 0.02 | 0.02 | 0 | 0 | True | False | Non Federally-Regulated | 03/10/2023 |  | 03/21/2023
Torshare Ltd | TORSHARE | BPL603*603-40W-S-347-TP-40K | Light Emitting Diode | Directional Lamp | Direct Wired | 0-10 VDC Controls | 116 | 4000 | -0.0016 | 94 | 64 | 432 | 0.99 | Ambient | 50000 |  | 1 | 54000 | 0.05 | 19 | 20 | 0.01 | 0.01 | 0.01 | 0.01 | 0 | 0 | 0.02 | 0.01 | 0.01 | 0.01 | 0 | 0 | 0.01 | 0.01 | 0.01 | 0.01 | 0 | 0 | True | False | Non Federally-Regulated | 03/10/2023 |  | 03/21/2023
Torshare Ltd | TORSHARE | BPL603*603-30W-P-TP-40K | Light Emitting Diode | Directional Lamp | Direct Wired | 0-10 VDC Controls | 128 | 4000 | -0.0002 | 94 | 70 | 390 | 0.99 | Ambient | 50000 |  | 1 | 54000 | 0.03 | 19 | 19 | 0.03 | 0.04 | 0.03 | 0.03 | 0.01 | 0 | 0.03 | 0.02 | 0.02 | 0.01 | 0.01 | 0.01 | 0.04 | 0.04 | 0.03 | 0.03 | 0 | 0 | True | False | Non Federally-Regulated | 03/10/2023 |  | 03/21/2023
Torshare Ltd | TORSHARE | BPL1212*603-30W-S-40K | Light Emitting Diode | Directional Lamp | Direct Wired | 0-10 VDC Controls | 120 | 4000 | -0.0017 | 94 | 68 | 402 | 0.99 | Ambient | 50000 |  | 1 | 54000 | 0.06 | 19 | 19 | 0.02 | 0.02 | 0.02 | 0.02 | 0 | 0 | 0.02 | 0.02 | 0.02 | 0.02 | 0.02 | 0.01 | 0.02 | 0.02 | 0.02 | 0.02 | 0 | 0 | True | False | Non Federally-Regulated | 03/10/2023 |  | 03/21/2023
Torshare Ltd | TORSHARE | BPL1212*603-40W-S-40K | Light Emitting Diode | Directional Lamp | Direct Wired | 0-10 VDC Controls | 117 | 4000 | -0.0016 | 94 | 66 | 390 | 0.99 | Ambient | 50000 |  | 1 | 54000 | 0.05 | 19 | 19 | 0.01 | 0.01 | 0.01 | 0.01 | 0 | 0 | 0.07 | 0.07 | 0.07 | 0.07 | 0.06 | 0.06 | 0.01 | 0.01 | 0.01 | 0.01 | 0 | 0 | True | False | Non Federally-Regulated | 03/10/2023 |  | 03/21/2023
Torshare Ltd | TORSHARE | BPL1212*603-40W-S-347-TP-40K | Light Emitting Diode | Directional Lamp | Direct Wired | 0-10 VDC Controls | 118 | 4000 | -0.0017 | 94 | 67 | 420 | 0.99 | Ambient | 50000 |  | 1 | 54000 | 0.08 | 19 | 19 | 0.01 | 0.01 | 0.01 | 0.01 | 0 | 0 | 0.02 | 0.01 | 0.01 | 0.01 | 0.01 | 0.01 | 0.01 | 0.01 | 0.01 | 0.01 | 0 | 0 | True | False | Non Federally-Regulated | 03/10/2023 |  | 03/21/2023
Torshare Ltd | TORSHARE | BPL1212*603-30W-P-TP-40K | Light Emitting Diode | Directional Lamp | Direct Wired | 0-10 VDC Controls | 126 | 4000 | -0.0001 | 94 | 70 | 400 | 0.99 | Ambient | 50000 |  | 1 | 54000 | 0.07 | 19 | 19 | 0.01 | 0.01 | 0.01 | 0.01 | 0 | 0 | 0.04 | 0.04 | 0.04 | 0.04 | 0.03 | 0.03 | 0.01 | 0.01 | 0.01 | 0.01 | 0 | 0 | True | False | Non Federally-Regulated | 03/10/2023 |  | 03/21/2023
Torshare Ltd | TORSHARE | BPL1212*603-40W-P-347-TP-40K | Light Emitting Diode | Directional Lamp | Direct Wired | 0-10 VDC Controls | 127 | 4000 | 0.0001 | 94 | 70 | 420 | 0.99 | Ambient | 50000 |  | 1 | 54000 | 0.05 | 19 | 19 | 0.01 | 0.01 | 0.01 | 0.01 | 0 | 0 | 0.02 | 0.01 | 0.01 | 0.01 | 0 | 0 | 0.01 | 0.01 | 0.01 | 0.01 | 0 | 0 | True | False | Non Federally-Regulated | 03/10/2023 |  | 03/21/2023
ETi Solid State Lighting (Zhuhai) Limited | ETI | 531661**(**=00~99) | Light Emitting Diode | Inseparable Luminaire | Edison Screw Base | Forward Phase Cut Controls | 75.5 | 2676 | 0.0001 | 93 | 59 | 496 | 0.94 | Ambient | 50000 |  |  | 52000 | 0.1 | 16 | 18 | 0.29 | 0.28 | 0.27 | 0.25 | 0.06 | 0.02 | 0.29 | 0.3 | 0.22 | 0.09 | 0.04 | 0.03 | 0.25 | 0.25 | 0.24 | 0.17 | 0.05 | 0.04 | True |  | Non Federally-Regulated | 02/22/2017 |  | 04/03/2023
ETi Solid State Lighting (Zhuhai) Limited | ETI | 531662**(**=00~99) | Light Emitting Diode | Inseparable Luminaire | Edison Screw Base | Forward Phase Cut Controls | 67.7 | 2732 | 0.0012 | 92 | 61 | 436 | 0.93 | Ambient | 50000 |  |  | 52000 | 0.1 | 16 | 19 | 0.19 | 0.19 | 0.18 | 0.16 | 0.03 | 0 | 0.09 | 0.08 | 0.05 | 0.01 | 0.01 | 0.01 | 0.07 | 0.07 | 0.05 | 0.02 | 0.02 | 0.02 | True |  | Non Federally-Regulated | 02/22/2017 |  | 04/03/2023
ETi Solid State Lighting (Zhuhai) Limited | ETI | 531663**(**=00~99) | Light Emitting Diode | Inseparable Luminaire | Edison Screw Base | Forward Phase Cut Controls | 69.9 | 2745 | 0.0002 | 93 | 58 | 492 | 0.94 | Ambient | 50000 |  |  | 54000 | 0.1 | 16 | 19 | 0.25 | 0.24 | 0.24 | 0.22 | 0.05 | 0.01 | 0.27 | 0.28 | 0.27 | 0.22 | 0.04 | 0.03 | 0.24 | 0.25 | 0.24 | 0.16 | 0.05 | 0.03 | True |  | Non Federally-Regulated | 02/22/2017 |  | 04/03/2023
ETi Solid State Lighting (Zhuhai) Limited | ETI | 531831**(**=01~10) | Light Emitting Diode | Inseparable Luminaire | Edison Screw Base | Forward Phase Cut Controls | 62.8 | 2660 | 0.0003 | 93 | 55 | 2 | 0.99 | Ambient | 50000 |  |  | 51000 | 0.1 | 17 | 20 | 0.23 | 0.19 | 0.17 | 0.06 | 0.01 | 0.01 | 0.13 | 0.13 | 0.1 | 0.03 | 0.02 | 0.01 | 0.07 | 0.06 | 0.05 | 0.02 | 0.01 | 0.01 | True |  | Non Federally-Regulated | 02/22/2017 |  | 04/03/2023
ETi Solid State Lighting (Zhuhai) Limited | ETI | 531841**(**=01~10) | Light Emitting Diode | Inseparable Luminaire | Edison Screw Base | Forward Phase Cut Controls | 60.6 | 2695 | 0.0008 | 93 | 58 | 3 | 0.99 | Ambient | 50000 |  |  | 60000 | 0.1 | 17 | 20 | 0.23 | 0.22 | 0.22 | 0.19 | 0.04 | 0 | 0.22 | 0.22 | 0.16 | 0.06 | 0.03 | 0.02 | 0.2 | 0.21 | 0.15 | 0.06 | 0.05 | 0.04 | True |  | Non Federally-Regulated | 02/22/2017 |  | 04/03/2023
ETi Solid State Lighting (Zhuhai) Limited | ETI | 531871**(**=01~10) | Light Emitting Diode | Inseparable Luminaire | Edison Screw Base | Forward Phase Cut Controls | 68.3 | 2714 | 0.0016 | 94 | 59 | 37 | 0.97 | Ambient | 50000 |  |  | 52000 | 0.1 | 17 | 18 | 0.24 | 0.24 | 0.22 | 0.07 | 0.01 | 0 | 0.1 | 0.11 | 0.08 | 0.02 | 0.01 | 0.01 | 0.13 | 0.13 | 0.08 | 0.04 | 0.03 | 0.02 | True |  | Non Federally-Regulated | 03/10/2017 |  | 04/03/2023
ETi Solid State Lighting (Zhuhai) Limited | ETI | 531701**(**=00~99) | Light Emitting Diode | Inseparable Luminaire | Edison Screw Base | Forward Phase Cut Controls | 69.6 | 2768 | 0.001 | 93 | 60 | 484 | 0.95 | Ambient | 50000 |  |  | 52000 | 0.1 | 17 | 20 | 0.23 | 0.22 | 0.21 | 0.2 | 0.07 | 0.02 | 0.29 | 0.3 | 0.29 | 0.21 | 0.04 | 0.04 | 0.27 | 0.28 | 0.26 | 0.19 | 0.07 | 0.07 | True |  | Non Federally-Regulated | 03/10/2017 |  | 04/03/2023
ETi Solid State Lighting (Zhuhai) Limited | Commercial Electric | 531661**(**=00~99) | Light Emitting Diode | Inseparable Luminaire | Edison Screw Base | Forward Phase Cut Controls | 75.5 | 2676 | 0.0001 | 93 | 59 | 355 | 0.94 | Ambient | 50000 |  |  | 52000 | 0.1 | 16 | 18 | 0.29 | 0.28 | 0.27 | 0.25 | 0.06 | 0.02 | 0.29 | 0.3 | 0.22 | 0.09 | 0.04 | 0.03 | 0.25 | 0.25 | 0.24 | 0.17 | 0.05 | 0.04 | True |  | Non Federally-Regulated | 03/10/2017 |  | 04/03/2023
ETi Solid State Lighting (Zhuhai) Limited | Commercial Electric | 531662**(**=00~99) | Light Emitting Diode | Inseparable Luminaire | Edison Screw Base | Forward Phase Cut Controls | 67.7 | 2732 | 0.0012 | 92 | 61 | 436 | 0.93 | Ambient | 50000 |  |  | 52000 | 0.1 | 16 | 19 | 0.19 | 0.19 | 0.18 | 0.16 | 0.03 | 0 | 0.09 | 0.08 | 0.05 | 0.01 | 0.01 | 0.01 | 0.07 | 0.07 | 0.05 | 0.02 | 0.02 | 0.02 | True |  | Non Federally-Regulated | 03/10/2017 |  | 04/03/2023
ETi Solid State Lighting (Zhuhai) Limited | Commercial Electric | 531831**(**=01~10) | Light Emitting Diode | Inseparable Luminaire | Edison Screw Base | Forward Phase Cut Controls | 62.8 | 2660 | 0.0003 | 96 | 55 | 2 | 0.99 | Ambient | 50000 |  |  | 52000 | 0.1 | 17 | 20 | 0.23 | 0.19 | 0.17 | 0.06 | 0.01 | 0.01 | 0.13 | 0.13 | 0.1 | 0.03 | 0.02 | 0.01 | 0.07 | 0.06 | 0.05 | 0.02 | 0.01 | 0.01 | True |  | Non Federally-Regulated | 03/10/2017 |  | 04/03/2023
ETi Solid State Lighting (Zhuhai) Limited | Commercial Electric | 531841**(**=01~10) | Light Emitting Diode | Inseparable Luminaire | Edison Screw Base | Forward Phase Cut Controls | 60.6 | 2695 | 0.0008 | 93 | 58 | 3 | 0.99 | Ambient | 50000 |  |  | 52000 | 0.1 | 17 | 20 | 0.23 | 0.22 | 0.22 | 0.19 | 0.04 | 0 | 0.22 | 0.22 | 0.16 | 0.06 | 0.03 | 0.02 | 0.2 | 0.21 | 0.15 | 0.06 | 0.05 | 0.04 | True |  | Non Federally-Regulated | 03/10/2017 |  | 04/03/2023
ETi Solid State Lighting (Zhuhai) Limited | Commercial Electric | 531871**(**=01~10) | Light Emitting Diode | Inseparable Luminaire | Edison Screw Base | Forward Phase Cut Controls | 68.3 | 2714 | 0.0016 | 94 | 59 | 37 | 0.97 | Ambient | 50000 |  |  | 52000 | 0.1 | 17 | 18 | 0.24 | 0.24 | 0.22 | 0.07 | 0.01 | 0 | 0.1 | 0.11 | 0.08 | 0.02 | 0.01 | 0.01 | 0.13 | 0.13 | 0.08 | 0.04 | 0.03 | 0.02 | True |  | Non Federally-Regulated | 03/10/2017 |  | 04/03/2023
ETi Solid State Lighting (Zhuhai) Limited | Commercial Electric | 531701**(**=00~99) | Light Emitting Diode | Inseparable Luminaire | Edison Screw Base | Forward Phase Cut Controls | 69.6 | 2768 | 0.001 | 93 | 60 | 484 | 0.95 | Ambient | 50000 |  |  | 52000 | 0.1 | 17 | 20 | 0.23 | 0.22 | 0.21 | 0.2 | 0.07 | 0.02 | 0.29 | 0.3 | 0.29 | 0.21 | 0.04 | 0.04 | 0.27 | 0.28 | 0.26 | 0.19 | 0.07 | 0.07 | True |  | Non Federally-Regulated | 03/10/2017 |  | 04/03/2023
ETi Solid State Lighting (Zhuhai) Limited | Commercial Electric | 531663**(**=00~99) | Light Emitting Diode | Inseparable Luminaire | Edison Screw Base | Forward Phase Cut Controls | 73.6 | 2681 | 0.0012 | 92 | 58 | 354 | 0.96 | Ambient | 50000 |  |  | 52000 | 0.1 | 17 | 19 | 0.28 | 0.27 | 0.26 | 0.24 | 0.07 | 0.02 | 0.28 | 0.28 | 0.28 | 0.23 | 0.08 | 0.02 | 0.17 | 0.16 | 0.14 | 0.04 | 0.01 | 0 | True |  | Non Federally-Regulated | 03/10/2017 |  | 04/03/2023
ETi Solid State Lighting (Zhuhai) Limited | ETI | 545792##(##=41-50) | Light Emitting Diode | Inseparable Luminaire | Direct Wired | Forward Phase Cut Controls | 95 | 4027 | 0.0021 | 91 | 51 | 276 | 1 | Ambient | 36000 |  |  | 60000 | 0.03 | 17 | 17 | 0.26 | 0.27 | 0.27 | 0.26 | 0 | 0 | 0.05 | 0.05 | 0.06 | 0.05 | 0.02 | 0.02 | 0.27 | 0.27 | 0.27 | 0.26 | 0 | 0 | True |  | Non Federally-Regulated | 05/10/2017 |  | 04/03/2023
ETi Solid State Lighting (Zhuhai) Limited | ETI | 545733XX(XX=41~50) | Light Emitting Diode | Inseparable Luminaire | Direct Wired | 0-10 VDC Controls | 115.2 | 4007 | 0.0003 | 91 | 52 | 279 | 0.97 | Ambient | 50000 |  |  | 60000 | 0.1 | 18 | 18 | 0.28 | 0.28 | 0.28 | 0.27 | 0 | 0 | 0.08 | 0.08 | 0.07 | 0.05 | 0 | 0 | 0.08 | 0.08 | 0.06 | 0.04 | 0 | 0 | True |  | Non Federally-Regulated | 06/01/2017 |  | 04/03/2023
ETi Solid State Lighting (Zhuhai) Limited | ETI | 546762**(**=41-50) | Light Emitting Diode | Inseparable Luminaire | Direct Wired | Forward Phase Cut Controls | 91 | 3814 | 0 | 96 | 85 | 420 | 1 | Ambient | 50000 |  |  | 54000 | 0.09 | 19 | 18 | 0.26 | 0.29 | 0.29 | 0.29 | 0 | 0 | 0.07 | 0.07 | 0.07 | 0.07 | 0 | 0 | 0.05 | 0.05 | 0.05 | 0.03 | 0 | 0 | True |  | Non Federally-Regulated | 06/09/2017 |  | 04/03/2023
ETi Solid State Lighting (Zhuhai) Limited | ETI | 546764**(**=41-50) | Light Emitting Diode | Inseparable Luminaire | Direct Wired | Forward Phase Cut Controls | 91 | 3814 | 0 | 96 | 85 | 420 | 1 | Ambient | 50000 |  |  | 54000 | 0.09 | 19 | 18 | 0.26 | 0.29 | 0.29 | 0.29 | 0 | 0 | 0.07 | 0.07 | 0.07 | 0.07 | 0 | 0 | 0.05 | 0.05 | 0.05 | 0.03 | 0 | 0 | True |  | Non Federally-Regulated | 06/09/2017 |  | 04/03/2023
ETi Solid State Lighting (Zhuhai) Limited | ETI | 546555**(**=41-50) | Light Emitting Diode | Inseparable Luminaire | Direct Wired | Forward Phase Cut Controls | 92 | 4016 | 0 | 91 | 85 | 256 | 1 | Ambient | 50000 |  |  | 54000 | 0.09 | 18 | 20 | 0.24 | 0.24 | 0.24 | 0.24 | 0 | 0 | 0.05 | 0.05 | 0.05 | 0.04 | 0 | 0 | 0.04 | 0.04 | 0.04 | 0.03 | 0 | 0 | True |  | Non Federally-Regulated | 06/29/2017 |  | 04/03/2023
ETi Solid State Lighting (Zhuhai) Limited | ETI | 546554**(**=41-50) | Light Emitting Diode | Inseparable Luminaire | Direct Wired | Forward Phase Cut Controls | 92 | 4016 | 0 | 91 | 85 | 256 | 1 | Ambient | 50000 |  |  | 54000 | 0.09 | 18 | 20 | 0.24 | 0.24 | 0.24 | 0.24 | 0 | 0 | 0.05 | 0.05 | 0.05 | 0.04 | 0 | 0 | 0.04 | 0.04 | 0.04 | 0.03 | 0 | 0 | True |  | Non Federally-Regulated | 06/29/2017 |  | 04/03/2023
ETi Solid State Lighting (Zhuhai) Limited | ETI | 544373**(**=11-30) | Light Emitting Diode | Inseparable Luminaire | Direct Wired | 0-10 VDC Controls | 70 | 3000 | 0.0001 | 93 | 59 | 464 | 0.97 | Elevated | 50000 |  |  | 60000 | 0.1 | 23 | 23 | 0.2 | 0.2 | 0.2 | 0.2 | 0.01 | 0.01 | 0.08 | 0.08 | 0.07 | 0.07 | 0.01 | 0.01 | 0.08 | 0.07 | 0.07 | 0.06 | 0.01 | 0.01 | True |  | Non Federally-Regulated | 08/22/2017 |  | 04/03/2023
ETi Solid State Lighting (Zhuhai) Limited | ETI | 544375**(**=11-30) | Light Emitting Diode | Inseparable Luminaire | Direct Wired | 0-10 VDC Controls | 70 | 3000 | 0.0001 | 93 | 59 | 464 | 0.97 | Elevated | 50000 |  |  | 60000 | 0.1 | 23 | 23 | 0.2 | 0.2 | 0.2 | 0.2 | 0.01 | 0.01 | 0.08 | 0.08 | 0.07 | 0.07 | 0.01 | 0.01 | 0.08 | 0.07 | 0.07 | 0.06 | 0.01 | 0.01 | True |  | Non Federally-Regulated | 08/22/2017 |  | 04/03/2023
ETi Solid State Lighting (Zhuhai) Limited | ETI | 544365**(**=11-30) | Light Emitting Diode | Inseparable Luminaire | Direct Wired | 0-10 VDC Controls | 70 | 3000 | 0.0003 | 92 | 54 | 428 | 0.97 | Elevated | 50000 |  |  | 60000 | 0.1 | 23 | 23 | 0.14 | 0.14 | 0.14 | 0.14 | 0.01 | 0.01 | 0.06 | 0.05 | 0.05 | 0.03 | 0.01 | 0.01 | 0.06 | 0.05 | 0.04 | 0.03 | 0.01 | 0.01 | True |  | Non Federally-Regulated | 08/22/2017 |  | 04/03/2023
ETi Solid State Lighting (Zhuhai) Limited | ETI | 544363**(**=11-30) | Light Emitting Diode | Inseparable Luminaire | Direct Wired | 0-10 VDC Controls | 70 | 3000 | 0.0003 | 92 | 54 | 428 | 0.97 | Elevated | 50000 |  |  | 60000 | 0.1 | 23 | 23 | 0.14 | 0.14 | 0.14 | 0.14 | 0.01 | 0.01 | 0.06 | 0.05 | 0.05 | 0.03 | 0.01 | 0.01 | 0.06 | 0.05 | 0.04 | 0.03 | 0.01 | 0.01 | True |  | Non Federally-Regulated | 08/22/2017 |  | 04/03/2023
ETi Solid State Lighting (Zhuhai) Limited | ETI | 546763**(**=41-50) | Light Emitting Diode | Inseparable Luminaire | Direct Wired | 0-10 VDC Controls | 80 | 4000 | 0.0016 | 90 | 51 | 300 | 0.97 | Elevated | 50000 |  |  | 54000 | 0.1 | 23 | 23 | 0.14 | 0.14 | 0.14 | 0.14 | 0.01 | 0.01 | 0.09 | 0.08 | 0.08 | 0.07 | 0.01 | 0.01 | 0.07 | 0.06 | 0.06 | 0.04 | 0.01 | 0.01 | True |  | Non Federally-Regulated | 08/22/2017 |  | 04/03/2023
ETi Solid State Lighting (Zhuhai) Limited | ETI | 546765**(**=41-50) | Light Emitting Diode | Inseparable Luminaire | Direct Wired | 0-10 VDC Controls | 80 | 4000 | 0.0016 | 90 | 51 | 300 | 0.97 | Elevated | 50000 |  |  | 54000 | 0.1 | 23 | 23 | 0.14 | 0.14 | 0.14 | 0.14 | 0.01 | 0.01 | 0.09 | 0.08 | 0.08 | 0.07 | 0.01 | 0.01 | 0.07 | 0.06 | 0.06 | 0.04 | 0.01 | 0.01 | True |  | Non Federally-Regulated | 08/22/2017 |  | 04/03/2023
ETi Solid State Lighting (Zhuhai) Limited | ETI | 546775**(**=41-50) | Light Emitting Diode | Inseparable Luminaire | Direct Wired | 0-10 VDC Controls | 100 | 4000 | 0.003 | 95 | 77 | 384 | 0.98 | Elevated | 50000 |  |  | 54000 | 0.1 | 23 | 23 | 0.02 | 0.02 | 0.02 | 0.02 | 0.01 | 0.01 | 0.08 | 0.08 | 0.08 | 0.08 | 0.06 | 0.04 | 0.09 | 0.09 | 0.09 | 0.09 | 0.08 | 0.06 | True |  | Non Federally-Regulated | 08/22/2017 |  | 04/03/2023
ETi Solid State Lighting (Zhuhai) Limited | Commercial Electric | 546774**(**=41-50) | Light Emitting Diode | Inseparable Luminaire | Direct Wired | 0-10 VDC Controls | 100 | 4000 | 0.003 | 95 | 77 | 384 | 0.98 | Elevated | 50000 |  |  | 54000 | 0.1 | 23 | 23 | 0.02 | 0.02 | 0.02 | 0.02 | 0.01 | 0.01 | 0.08 | 0.08 | 0.08 | 0.08 | 0.06 | 0.04 | 0.09 | 0.09 | 0.09 | 0.09 | 0.08 | 0.06 | True |  | Non Federally-Regulated | 08/22/2017 |  | 04/03/2023
ETi Solid State Lighting (Zhuhai) Limited | ETI | 531922**(**=11-30)(3000K) | Light Emitting Diode | Inseparable Luminaire | Direct Wired | Forward Phase Cut Controls | 68 | 3050 | 0 | 93 | 56 | 232 | 1 | Ambient | 50000 |  |  | 54000 | 0.09 | 17 | 18 | 0.14 | 0.14 | 0.14 | 0.14 | 0 | 0 | 0.07 | 0.06 | 0.06 | 0.05 | 0 | 0 | 0.06 | 0.06 | 0.05 | 0.02 | 0.01 | 0.01 | True |  | Non Federally-Regulated | 08/23/2017 |  | 04/03/2023
ETi Solid State Lighting (Zhuhai) Limited | ETI | 531922**(**=11-30)(4000K) | Light Emitting Diode | Inseparable Luminaire | Direct Wired | Forward Phase Cut Controls | 80 | 3790 | 0 | 91 | 50 | 232 | 1 | Ambient | 50000 |  |  | 54000 | 0.09 | 17 | 18 | 0.14 | 0.14 | 0.14 | 0.14 | 0 | 0 | 0.07 | 0.06 | 0.06 | 0.05 | 0 | 0 | 0.06 | 0.06 | 0.05 | 0.02 | 0.01 | 0.01 | True |  | Non Federally-Regulated | 08/23/2017 |  | 04/03/2023
ETi Solid State Lighting (Zhuhai) Limited | ETI | 531891**(**=11-30)(3000K) | Light Emitting Diode | Inseparable Luminaire | Direct Wired | Forward Phase Cut Controls | 76 | 3079 | 0 | 94 | 69 | 244 | 1 | Ambient | 50000 |  |  | 57000 | 0.09 | 18 | 18 | 0.19 | 0.19 | 0.19 | 0.19 | 0 | 0 | 0.08 | 0.07 | 0.07 | 0.04 | 0 | 0 | 0.07 | 0.07 | 0.06 | 0.04 | 0 | 0 | True |  | Non Federally-Regulated | 08/23/2017 |  | 04/03/2023
ETi Solid State Lighting (Zhuhai) Limited | ETI | 531891**(**=11-30)(4000K) | Light Emitting Diode | Inseparable Luminaire | Direct Wired | Forward Phase Cut Controls | 96 | 3984 | 0 | 92 | 58 | 244 | 1 | Ambient | 50000 |  |  | 57000 | 0.09 | 18 | 18 | 0.19 | 0.19 | 0.19 | 0.19 | 0 | 0 | 0.08 | 0.07 | 0.07 | 0.04 | 0 | 0 | 0.07 | 0.07 | 0.06 | 0.04 | 0 | 0 | True |  | Non Federally-Regulated | 08/23/2017 |  | 04/03/2023
ETi Solid State Lighting (Zhuhai) Limited | ETI | 531851**(**=41-50) | Light Emitting Diode | Inseparable Luminaire | Edison Screw Base | Forward Phase Cut Controls | 67.9 | 2926 | 0.0002 | 91 | 52 | 58 | 0.96 | Ambient | 50000 |  |  | 52000 | 0.1 | 16 | 18 | 0.22 | 0.22 | 0.21 | 0.21 | 0.04 | 0.01 | 0.2 | 0.2 | 0.19 | 0.13 | 0.05 | 0.02 | 0.15 | 0.14 | 0.14 | 0.08 | 0.02 | 0.02 | True |  | Non Federally-Regulated | 01/03/2018 |  | 04/03/2023
ETi Solid State Lighting (Zhuhai) Limited | ETI | 531861**(**=41-50) | Light Emitting Diode | Inseparable Luminaire | Edison Screw Base | Forward Phase Cut Controls | 70.3 | 2923 | 0.0001 | 94 | 61 | 68 | 0.94 | Ambient | 50000 |  |  | 52000 | 0.1 | 17 | 19 | 0.25 | 0.24 | 0.22 | 0.1 | 0.03 | 0.01 | 0.09 | 0.09 | 0.06 | 0.02 | 0.01 | 0.01 | 0.04 | 0.04 | 0.03 | 0.01 | 0.01 | 0.01 | True |  | Non Federally-Regulated | 01/03/2018 |  | 04/03/2023
ETi Solid State Lighting (Zhuhai) Limited | Commercial Electric | 531851**(**=41-50) | Light Emitting Diode | Inseparable Luminaire | Edison Screw Base | Forward Phase Cut Controls | 67.9 | 2926 | 0.0002 | 91 | 52 | 58 | 0.96 | Ambient | 50000 |  |  | 52000 | 0.1 | 16 | 18 | 0.22 | 0.22 | 0.21 | 0.21 | 0.04 | 0.01 | 0.2 | 0.2 | 0.19 | 0.13 | 0.05 | 0.02 | 0.15 | 0.14 | 0.14 | 0.08 | 0.02 | 0.02 | True |  | Non Federally-Regulated | 01/03/2018 |  | 04/03/2023
ETi Solid State Lighting (Zhuhai) Limited | Commercial Electric | 531861**(**=41-50) | Light Emitting Diode | Inseparable Luminaire | Edison Screw Base | Forward Phase Cut Controls | 70.3 | 2923 | 0.0001 | 94 | 61 | 68 | 0.94 | Ambient | 50000 |  |  | 52000 | 0.1 | 17 | 19 | 0.25 | 0.24 | 0.22 | 0.1 | 0.03 | 0.01 | 0.09 | 0.09 | 0.06 | 0.02 | 0.01 | 0.01 | 0.04 | 0.04 | 0.03 | 0.01 | 0.01 | 0.01 | True |  | Non Federally-Regulated | 01/03/2018 |  | 04/03/2023
ETi Solid State Lighting (Zhuhai) Limited | ETI | 546763**-1(**=41-50) | Light Emitting Diode | Inseparable Luminaire | Direct Wired | 0-10 VDC Controls | 105 | 4000 | 0.002 | 90 | 60 | 480 | 0.9 | Elevated | 50000 |  |  | 60000 | 0.1 | 23 | 23 | 0.28 | 0.28 | 0.28 | 0.28 | 0.01 | 0.01 | 0.05 | 0.05 | 0.05 | 0.03 | 0.01 | 0.01 | 0.02 | 0.02 | 0.02 | 0.01 | 0.01 | 0.01 | True |  | Non Federally-Regulated | 06/04/2018 |  | 04/03/2023
ETi Solid State Lighting (Zhuhai) Limited | ETI | 546762**-1(**=41-50) | Light Emitting Diode | Inseparable Luminaire | Direct Wired | 0-10 VDC Controls | 105 | 4000 | 0.002 | 90 | 60 | 448 | 0.9 | Elevated | 50000 |  |  | 60000 | 0.1 | 22 | 22 | 0.29 | 0.29 | 0.29 | 0.29 | 0.01 | 0.01 | 0.05 | 0.05 | 0.05 | 0.03 | 0.01 | 0.01 | 0.03 | 0.02 | 0.02 | 0.01 | 0.01 | 0.01 | True |  | Non Federally-Regulated | 06/04/2018 |  | 04/03/2023
ETi Solid State Lighting (Zhuhai) Limited | ETI | 538071**(**=00-99) | Light Emitting Diode | Inseparable Luminaire | Direct Wired | Forward Phase Cut Controls | 61 | 2700 | 0 | 92 | 59 | 326 | 0.9 | Ambient | 50000 |  |  | 60000 | 0.1 | 18 | 18 | 0.19 | 0.18 | 0.17 | 0.16 | 0.01 | 0 | 0.21 | 0.2 | 0.2 | 0.15 | 0.01 | 0 | 0.16 | 0.16 | 0.16 | 0.11 | 0.01 | 0 | True |  | Non Federally-Regulated | 08/31/2018 |  | 04/03/2023
ETi Solid State Lighting (Zhuhai) Limited | ETI | 538072**(**=00-99) | Light Emitting Diode | Inseparable Luminaire | Direct Wired | Forward Phase Cut Controls | 67 | 2700 | 0 | 91 | 57 | 198 | 0.9 | Ambient | 50000 |  |  | 60000 | 0.1 | 19 | 19 | 0.21 | 0.2 | 0.19 | 0.17 | 0.01 | 0 | 0.22 | 0.21 | 0.21 | 0.16 | 0.01 | 0 | 0.16 | 0.16 | 0.16 | 0.11 | 0.01 | 0 | True |  | Non Federally-Regulated | 08/31/2018 |  | 04/03/2023
ETi Solid State Lighting (Zhuhai) Limited | ETI | 538081**(**=00-99) | Light Emitting Diode | Inseparable Luminaire | Direct Wired | Forward Phase Cut Controls | 65 | 2700 | 0 | 91 | 53 | 234 | 0.9 | Ambient | 50000 |  |  | 60000 | 0.1 | 19 | 19 | 0.14 | 0.14 | 0.13 | 0.13 | 0.01 | 0 | 0.17 | 0.17 | 0.17 | 0.14 | 0.02 | 0 | 0.13 | 0.13 | 0.14 | 0.11 | 0.02 | 0 | True |  | Non Federally-Regulated | 08/31/2018 |  | 04/03/2023
ETi Solid State Lighting (Zhuhai) Limited | ETI | 538082**(**=00-99) | Light Emitting Diode | Inseparable Luminaire | Direct Wired | Forward Phase Cut Controls | 57 | 2700 | 0 | 91 | 55 | 222 | 0.9 | Ambient | 50000 |  |  | 60000 | 0.09 | 19 | 19 | 0.13 | 0.13 | 0.12 | 0.12 | 0.01 | 0 | 0.18 | 0.18 | 0.18 | 0.14 | 0.03 | 0 | 0.15 | 0.15 | 0.15 | 0.12 | 0.03 | 0 | True |  | Non Federally-Regulated | 08/31/2018 |  | 04/03/2023
ETi Solid State Lighting (Zhuhai) Limited | ETI | 538091**(**=00-99) | Light Emitting Diode | Inseparable Luminaire | Direct Wired | Forward Phase Cut Controls | 57 | 2700 | 0 | 91 | 57 | 242 | 0.9 | Ambient | 50000 |  |  | 60000 | 0.1 | 18 | 19 | 0.16 | 0.15 | 0.15 | 0.14 | 0.01 | 0 | 0.21 | 0.21 | 0.21 | 0.17 | 0.03 | 0 | 0.16 | 0.16 | 0.16 | 0.13 | 0.03 | 0 | True |  | Non Federally-Regulated | 08/31/2018 |  | 04/03/2023
ETi Solid State Lighting (Zhuhai) Limited | Commercial Electric | 538071**(**=00-99) | Light Emitting Diode | Inseparable Luminaire | Direct Wired | Forward Phase Cut Controls | 61 | 2700 | 0 | 92 | 59 | 326 | 0.9 | Ambient | 50000 |  |  | 60000 | 0.1 | 18 | 18 | 0.19 | 0.18 | 0.17 | 0.16 | 0.01 | 0 | 0.21 | 0.2 | 0.2 | 0.15 | 0.01 | 0 | 0.16 | 0.16 | 0.16 | 0.11 | 0.01 | 0 | True |  | Non Federally-Regulated | 09/26/2018 |  | 04/03/2023
ETi Solid State Lighting (Zhuhai) Limited | Commercial Electric | 538081**(**=00-99) | Light Emitting Diode | Inseparable Luminaire | Direct Wired | Forward Phase Cut Controls | 65 | 2700 | 0 | 91 | 53 | 234 | 0.9 | Ambient | 50000 |  |  | 60000 | 0.1 | 19 | 19 | 0.14 | 0.14 | 0.13 | 0.13 | 0.01 | 0 | 0.17 | 0.17 | 0.17 | 0.14 | 0.02 | 0 | 0.13 | 0.13 | 0.14 | 0.11 | 0.02 | 0 | True |  | Non Federally-Regulated | 09/26/2018 |  | 04/03/2023
ETi Solid State Lighting (Zhuhai) Limited | ETI | 544365**-1(**=11-30) | Light Emitting Diode | Inseparable Luminaire | Direct Wired | 0-10 VDC Controls | 95 | 3000 | 0.0009 | 90 | 50 | 296 | 0.9 | Ambient | 50000 |  |  | 54000 | 0.1 | 19 | 19 | 0.25 | 0.25 | 0.25 | 0.25 | 0.01 | 0.01 | 0.11 | 0.11 | 0.1 | 0.01 | 0.01 | 0.01 | 0.1 | 0.1 | 0.09 | 0.07 | 0.01 | 0.01 | True |  | Non Federally-Regulated | 10/12/2018 |  | 04/03/2023
ETi Solid State Lighting (Zhuhai) Limited | ETI | 544375**-1(**=11-30) | Light Emitting Diode | Inseparable Luminaire | Direct Wired | 0-10 VDC Controls | 95 | 3000 | 0.0013 | 90 | 50 | 228 | 0.9 | Ambient | 50000 |  |  | 54000 | 0.1 | 18 | 19 | 0.25 | 0.25 | 0.25 | 0.24 | 0.01 | 0.01 | 0.12 | 0.12 | 0.11 | 0.09 | 0.01 | 0.01 | 0.1 | 0.09 | 0.08 | 0.06 | 0.01 | 0.01 | True |  | Non Federally-Regulated | 10/12/2018 |  | 04/03/2023
ETi Solid State Lighting (Zhuhai) Limited | ETI | 565785**(**=01-10) | Light Emitting Diode | Inseparable Luminaire | Direct Wired | Forward Phase Cut Controls | 60 | 2700 | 0.0015 | 93 | 58 | 336 | 0.93 | Ambient | 50000 |  | 0.99 | 54000 | 0.09 | 16 | 17 | 0.14 | 0.14 | 0.13 | 0.11 | 0 | 0 | 0.16 | 0.17 | 0.15 | 0.11 | 0 | 0 | 0.15 | 0.15 | 0.13 | 0.1 | 0.01 | 0.01 | True | False | Non Federally-Regulated | 04/05/2020 |  | 04/03/2023
ETi Solid State Lighting (Zhuhai) Limited | ETI | 565788**(**=01-10) | Light Emitting Diode | Inseparable Luminaire | Direct Wired | Forward Phase Cut Controls | 62 | 2700 | -0.002 | 92 | 61 | 336 | 1 | Ambient | 50000 |  | 1 | 54000 | 0.09 | 17 | 17 | 0.18 | 0.17 | 0.16 | 0.14 | 0 | 0 | 0.2 | 0.2 | 0.19 | 0.13 | 0.01 | 0 | 0.16 | 0.17 | 0.15 | 0.11 | 0.01 | 0.01 | True | False | Non Federally-Regulated | 04/05/2020 |  | 04/03/2023
ETi Solid State Lighting (Zhuhai) Limited | ETI | 565786**(**=11-60) | Light Emitting Diode | Inseparable Luminaire | Direct Wired | Forward Phase Cut Controls | 64 | 3000 | 0.0002 | 92 | 61 | 336 | 1 | Ambient | 50000 |  | 1 | 54000 | 0.09 | 17 | 18 | 0.15 | 0.15 | 0.14 | 0.12 | 0 | 0 | 0.17 | 0.18 | 0.16 | 0.11 | 0.01 | 0 | 0.14 | 0.15 | 0.13 | 0.1 | 0.02 | 0.01 | True | False | Non Federally-Regulated | 04/05/2020 |  | 04/03/2023
ETi Solid State Lighting (Zhuhai) Limited | ETI | 565787**(**=11-60) | Light Emitting Diode | Inseparable Luminaire | Direct Wired | Forward Phase Cut Controls | 69 | 3000 | 0.0003 | 93 | 61 | 300 | 1 | Ambient | 50000 |  | 1 | 54000 | 0.08 | 16 | 18 | 0.18 | 0.17 | 0.16 | 0.14 | 0 | 0 | 0.19 | 0.19 | 0.18 | 0.13 | 0 | 0 | 0.15 | 0.16 | 0.14 | 0.1 | 0.01 | 0.01 | True | False | Non Federally-Regulated | 04/05/2020 |  | 04/03/2023
ETi Solid State Lighting (Zhuhai) Limited | Commercial Electric | 538071**-A(**=00-99) | Light Emitting Diode | Inseparable Luminaire | Direct Wired | Forward Phase Cut Controls | 70 | 2700 | -0.0009 | 92 | 57 | 200 | 0.98 | Ambient | 50000 |  | 1 | 54000 | 0.1 | 20 | 20 | 0.24 | 0.23 | 0.22 | 0.2 | 0 | 0 | 0.24 | 0.23 | 0.22 | 0.18 | 0 | 0 | 0.19 | 0.18 | 0.18 | 0.13 | 0 | 0 | True | False | Non Federally-Regulated | 05/20/2020 |  | 04/03/2023
ETi Solid State Lighting (Zhuhai) Limited | Commercial Electric | 538081**-A(**=00-99) | Light Emitting Diode | Inseparable Luminaire | Direct Wired | Forward Phase Cut Controls | 63 | 2700 | -0.0009 | 92 | 56 | 344 | 0.98 | Ambient | 50000 |  | 1 | 54000 | 0.1 | 21 | 21 | 0.14 | 0.14 | 0.13 | 0.13 | 0 | 0 | 0.16 | 0.16 | 0.16 | 0.12 | 0 | 0 | 0.12 | 0.12 | 0.12 | 0.09 | 0 | 0 | True | False | Non Federally-Regulated | 05/20/2020 |  | 04/03/2023
ETi Solid State Lighting (Zhuhai) Limited | Commercial Electric | 538291**(**=00-99) | Light Emitting Diode | Inseparable Luminaire | Direct Wired | Forward Phase Cut Controls | 87 | 2700 | -0.0013 | 92 | 57 | 160 | 0.98 | Ambient | 50000 |  | 1 | 54000 | 0.09 | 22 | 22 | 0.34 | 0.33 | 0.31 | 0.28 | 0 | 0 | 0.35 | 0.33 | 0.34 | 0.26 | 0 | 0 | 0.27 | 0.28 | 0.26 | 0.19 | 0.01 | 0 | True | False | Non Federally-Regulated | 05/20/2020 |  | 04/03/2023
ETi Solid State Lighting (Zhuhai) Limited | Commercial Electric | 538281**(**=00-99) | Light Emitting Diode | Inseparable Luminaire | Direct Wired | Forward Phase Cut Controls | 65 | 2700 | -0.0011 | 92 | 60 | 172 | 0.99 | Ambient | 50000 |  | 1 | 54000 | 0.09 | 20 | 20 | 0.35 | 0.33 | 0.32 | 0.29 | 0 | 0 | 0.39 | 0.38 | 0.39 | 0.29 | 0 | 0 | 0.31 | 0.31 | 0.29 | 0.2 | 0 | 0 | True | False | Non Federally-Regulated | 05/20/2020 |  | 04/03/2023
ETi Solid State Lighting (Zhuhai) Limited | Commercial Electric | 538271**(**=00-99) | Light Emitting Diode | Inseparable Luminaire | Direct Wired | Forward Phase Cut Controls | 67 | 2700 | -0.0001 | 92 | 55 | 188 | 0.95 | Ambient | 50000 |  | 1 | 54000 | 0.1 | 20 | 19 | 0.25 | 0.24 | 0.24 | 0.22 | 0 | 0 | 0.29 | 0.29 | 0.29 | 0.24 | 0 | 0 | 0.24 | 0.24 | 0.25 | 0.19 | 0 | 0 | True | False | Non Federally-Regulated | 05/20/2020 |  | 04/03/2023
ETi Solid State Lighting (Zhuhai) Limited | Commercial Electric | 538261**(**=00-99) | Light Emitting Diode | Inseparable Luminaire | Direct Wired | Forward Phase Cut Controls | 62 | 2700 | -0.0002 | 92 | 55 | 164 | 0.95 | Ambient | 50000 |  | 1 | 54000 | 0.09 | 19 | 20 | 0.22 | 0.22 | 0.21 | 0.2 | 0 | 0 | 0.27 | 0.27 | 0.27 | 0.21 | 0.01 | 0 | 0.22 | 0.21 | 0.22 | 0.16 | 0.01 | 0.01 | True | False | Non Federally-Regulated | 05/20/2020 |  | 04/03/2023
ETi Solid State Lighting (Zhuhai) Limited | Commercial Electric | 538401**(**=00-99) | Light Emitting Diode | Inseparable Luminaire | Direct Wired | Forward Phase Cut Controls | 58 | 2700 | -0.0009 | 92 | 55 | 364 | 0.97 | Ambient | 50000 |  | 1 | 54000 | 0.1 | 21 | 22 | 0.14 | 0.14 | 0.14 | 0.13 | 0 | 0 | 0.21 | 0.21 | 0.2 | 0.17 | 0 | 0 | 0.15 | 0.15 | 0.15 | 0.11 | 0.01 | 0.01 | True | False | Non Federally-Regulated | 05/20/2020 |  | 04/03/2023
ETi Solid State Lighting (Zhuhai) Limited | ETI | 538071**-A(**=00-99) | Light Emitting Diode | Inseparable Luminaire | Direct Wired | Forward Phase Cut Controls | 70 | 2700 | -0.0009 | 92 | 57 | 200 | 0.98 | Ambient | 50000 |  | 1 | 54000 | 0.1 | 20 | 20 | 0.24 | 0.23 | 0.22 | 0.2 | 0 | 0 | 0.24 | 0.23 | 0.22 | 0.18 | 0 | 0 | 0.19 | 0.18 | 0.18 | 0.13 | 0 | 0 | True | False | Non Federally-Regulated | 05/20/2020 |  | 04/03/2023
ETi Solid State Lighting (Zhuhai) Limited | ETI | 538081**-A(**=00-99) | Light Emitting Diode | Inseparable Luminaire | Direct Wired | Forward Phase Cut Controls | 63 | 2700 | -0.0009 | 92 | 56 | 344 | 0.98 | Ambient | 50000 |  | 1 | 54000 | 0.1 | 21 | 21 | 0.14 | 0.14 | 0.13 | 0.13 | 0 | 0 | 0.16 | 0.16 | 0.16 | 0.12 | 0 | 0 | 0.12 | 0.12 | 0.12 | 0.09 | 0 | 0 | True | False | Non Federally-Regulated | 05/20/2020 |  | 04/03/2023
ETi Solid State Lighting (Zhuhai) Limited | ETI | 538401**(**=00-99) | Light Emitting Diode | Inseparable Luminaire | Direct Wired | Forward Phase Cut Controls | 58 | 2700 | -0.0009 | 92 | 55 | 364 | 0.97 | Ambient | 50000 |  | 1 | 54000 | 0.1 | 21 | 22 | 0.14 | 0.14 | 0.14 | 0.13 | 0 | 0 | 0.21 | 0.21 | 0.2 | 0.17 | 0 | 0 | 0.15 | 0.15 | 0.15 | 0.11 | 0.01 | 0.01 | True | False | Non Federally-Regulated | 05/20/2020 |  | 04/03/2023
ETi Solid State Lighting (Zhuhai) Limited | ETI | 544365##-2(##=01-99) | Light Emitting Diode | Light Engine | Direct Wired | 0-10 VDC Controls | 100 | 3000 | 0.0009 | 90 | 50 | 460 | 0.97 | Ambient | 50000 |  | 0.91 | 60000 | 0.09 | 20 | 20 | 0.15 | 0.15 | 0.15 | 0.15 | 0.01 | 0.01 | 0.07 | 0.07 | 0.06 | 0.06 | 0.01 | 0.01 | 0.02 | 0.02 | 0.02 | 0.02 | 0.01 | 0.01 | True | False | Non Federally-Regulated | 06/09/2020 |  | 04/03/2023
ETi Solid State Lighting (Zhuhai) Limited | ETI | 544375##-1-I(##=01-99) | Light Emitting Diode | Light Engine | Direct Wired | 0-10 VDC Controls | 100 | 3000 | 0.0009 | 90 | 50 | 220 | 0.97 | Ambient | 50000 |  | 0.91 | 60000 | 0.09 | 20 | 20 | 0.24 | 0.24 | 0.23 | 0.23 | 0.01 | 0.01 | 0.1 | 0.1 | 0.09 | 0.07 | 0.01 | 0.01 | 0.07 | 0.07 | 0.06 | 0.04 | 0.01 | 0.01 | True | False | Non Federally-Regulated | 06/09/2020 |  | 04/03/2023
ETi Solid State Lighting (Zhuhai) Limited | ETI | 544365##-1-I(##=01-99) | Light Emitting Diode | Light Engine | Direct Wired | 0-10 VDC Controls | 100 | 3000 | 0.0005 | 90 | 50 | 260 | 0.97 | Ambient | 50000 |  | 0.91 | 60000 | 0.09 | 20 | 20 | 0.26 | 0.26 | 0.26 | 0.25 | 0.01 | 0.01 | 0.1 | 0.1 | 0.09 | 0.06 | 0.01 | 0.01 | 0.07 | 0.07 | 0.06 | 0.04 | 0.01 | 0.01 | True | False | Non Federally-Regulated | 06/09/2020 |  | 04/03/2023
ETi Solid State Lighting (Zhuhai) Limited | ETI | 544375##-2(##=01-99) | Light Emitting Diode | Light Engine | Direct Wired | 0-10 VDC Controls | 100 | 3000 | 0.0011 | 90 | 50 | 450 | 0.98 | Ambient | 50000 |  | 0.91 | 60000 | 0.09 | 20 | 20 | 0.17 | 0.17 | 0.17 | 0.17 | 0.01 | 0.01 | 0.04 | 0.04 | 0.04 | 0.03 | 0.01 | 0.01 | 0.02 | 0.02 | 0.02 | 0.02 | 0.01 | 0.01 | True | False | Non Federally-Regulated | 06/09/2020 |  | 04/03/2023
ETi Solid State Lighting (Zhuhai) Limited | ETI | 565682##(##=00-99) | Light Emitting Diode | Inseparable Luminaire | Direct Wired | Forward Phase Cut Controls | 65 | 3000 | 0.0024 | 90 | 50 | 440 | 0.9 | Ambient | 50000 |  | 0.96 | 60000 | 0.02 | 20 | 20 | 0.2 | 0.2 | 0.19 | 0.17 | 0.01 | 0.01 | 0.26 | 0.26 | 0.26 | 0.21 | 0.01 | 0.01 | 0.15 | 0.14 | 0.14 | 0.11 | 0.02 | 0.02 | True | False | Non Federally-Regulated | 06/22/2020 |  | 04/03/2023
ETi Solid State Lighting (Zhuhai) Limited | Commercial Electric | 565682##(##=00-99) | Light Emitting Diode | Inseparable Luminaire | Direct Wired | Forward Phase Cut Controls | 65 | 3000 | 0.0024 | 90 | 50 | 440 | 0.9 | Ambient | 50000 |  | 0.96 | 60000 | 0.02 | 20 | 20 | 0.2 | 0.2 | 0.19 | 0.17 | 0.01 | 0.01 | 0.26 | 0.26 | 0.26 | 0.21 | 0.01 | 0.01 | 0.15 | 0.14 | 0.14 | 0.11 | 0.02 | 0.02 | True | False | Non Federally-Regulated | 06/22/2020 |  | 04/03/2023
ETi Solid State Lighting (Zhuhai) Limited | Hampton Bay | 565682##(##=00-99) | Light Emitting Diode | Inseparable Luminaire | Direct Wired | Forward Phase Cut Controls | 65 | 3000 | 0.0024 | 90 | 50 | 440 | 0.9 | Ambient | 50000 |  | 0.96 | 60000 | 0.02 | 20 | 20 | 0.2 | 0.2 | 0.19 | 0.17 | 0.01 | 0.01 | 0.26 | 0.26 | 0.26 | 0.21 | 0.01 | 0.01 | 0.15 | 0.14 | 0.14 | 0.11 | 0.02 | 0.02 | True | False | Non Federally-Regulated | 06/22/2020 |  | 04/03/2023
ETi Solid State Lighting (Zhuhai) Limited | ETI | 538071##-A(##=00-99) | Light Emitting Diode | Inseparable Luminaire | Direct Wired | Forward Phase Cut Controls | 70 | 2700 | -0.0009 | 92 | 57 | 200 | 0.9 | Ambient | 50000 |  | 1 | 54000 | 0.1 | 20 | 20 | 0.31 | 0.3 | 0.28 | 0.26 | 0 | 0 | 0.29 | 0.28 | 0.28 | 0.21 | 0 | 0 | 0.18 | 0.18 | 0.17 | 0.12 | 0 | 0 | True | False | Non Federally-Regulated | 07/20/2020 |  | 04/03/2023
ETi Solid State Lighting (Zhuhai) Limited | ETI | 538081##-A(##=00-99) | Light Emitting Diode | Inseparable Luminaire | Direct Wired | Forward Phase Cut Controls | 63 | 2700 | -0.0009 | 92 | 56 | 344 | 1 | Ambient | 50000 |  | 1 | 54000 | 0.1 | 21 | 21 | 0.19 | 0.18 | 0.17 | 0.15 | 0 | 0 | 0.18 | 0.17 | 0.17 | 0.13 | 0 | 0 | 0.13 | 0.13 | 0.12 | 0.09 | 0 | 0 | True | False | Non Federally-Regulated | 07/20/2020 |  | 04/03/2023
ETi Solid State Lighting (Zhuhai) Limited | ETI | 538401##(##=00-99) | Light Emitting Diode | Inseparable Luminaire | Direct Wired | Forward Phase Cut Controls | 58 | 2700 | -0.0009 | 92 | 55 | 364 | 0.9 | Ambient | 50000 |  | 1 | 54000 | 0.07 | 21 | 22 | 0.19 | 0.18 | 0.17 | 0.15 | 0 | 0 | 0.17 | 0.17 | 0.16 | 0.13 | 0 | 0 | 0.12 | 0.12 | 0.11 | 0.08 | 0 | 0 | True | False | Non Federally-Regulated | 07/20/2020 |  | 04/03/2023
ETi Solid State Lighting (Zhuhai) Limited | Commercial Electric | 538071##-A(##=00-99) | Light Emitting Diode | Inseparable Luminaire | Direct Wired | Forward Phase Cut Controls | 70 | 2700 | -0.0009 | 92 | 57 | 200 | 0.9 | Ambient | 50000 |  | 1 | 54000 | 0.1 | 20 | 20 | 0.31 | 0.3 | 0.28 | 0.26 | 0 | 0 | 0.29 | 0.28 | 0.28 | 0.21 | 0 | 0 | 0.18 | 0.18 | 0.17 | 0.12 | 0 | 0 | True | False | Non Federally-Regulated | 07/20/2020 |  | 04/03/2023
ETi Solid State Lighting (Zhuhai) Limited | Commercial Electric | 538081##-A(##=00-99) | Light Emitting Diode | Inseparable Luminaire | Direct Wired | Forward Phase Cut Controls | 63 | 2700 | -0.0009 | 92 | 56 | 344 | 1 | Ambient | 50000 |  | 1 | 54000 | 0.1 | 21 | 21 | 0.19 | 0.18 | 0.17 | 0.15 | 0 | 0 | 0.18 | 0.17 | 0.17 | 0.13 | 0 | 0 | 0.13 | 0.13 | 0.12 | 0.09 | 0 | 0 | True | False | Non Federally-Regulated | 07/20/2020 |  | 04/03/2023
ETi Solid State Lighting (Zhuhai) Limited | Commercial Electric | 538401##(##=00-99) | Light Emitting Diode | Inseparable Luminaire | Direct Wired | Forward Phase Cut Controls | 58 | 2700 | -0.0009 | 92 | 55 | 364 | 0.9 | Ambient | 50000 |  | 1 | 54000 | 0.07 | 21 | 22 | 0.19 | 0.18 | 0.17 | 0.15 | 0 | 0 | 0.17 | 0.17 | 0.16 | 0.13 | 0 | 0 | 0.12 | 0.12 | 0.11 | 0.08 | 0 | 0 | True | False | Non Federally-Regulated | 07/20/2020 |  | 04/03/2023
ETi Solid State Lighting (Zhuhai) Limited | ETI | 538292***(**=00-99,*=0-9) | Light Emitting Diode | Inseparable Luminaire | Direct Wired | Forward Phase Cut Controls | 80 | 2700 | -0.0015 | 93 | 58 | 173 | 0.9 | Ambient | 50000 |  | 1 | 54000 | 0.07 | 21 | 21 | 0.26 | 0.25 | 0.23 | 0.21 | 0 | 0 | 0.28 | 0.27 | 0.27 | 0.2 | 0 | 0 | 0.21 | 0.22 | 0.2 | 0.15 | 0.02 | 0.02 | True | False | Non Federally-Regulated | 08/17/2020 |  | 04/03/2023
ETi Solid State Lighting (Zhuhai) Limited | Commercial Electric | 538292***(**=00-99,*=0-9) | Light Emitting Diode | Inseparable Luminaire | Direct Wired | Forward Phase Cut Controls | 80 | 2700 | -0.0015 | 93 | 58 | 173 | 0.9 | Ambient | 50000 |  | 1 | 54000 | 0.07 | 21 | 21 | 0.26 | 0.25 | 0.23 | 0.21 | 0 | 0 | 0.28 | 0.27 | 0.27 | 0.2 | 0 | 0 | 0.21 | 0.22 | 0.2 | 0.15 | 0.02 | 0.02 | True | False | Non Federally-Regulated | 08/17/2020 |  | 04/03/2023
ETi Solid State Lighting (Zhuhai) Limited | ETI | 531891**-2(**=00-99) | Light Emitting Diode | Inseparable Luminaire | Direct Wired | Forward Phase Cut Controls | 101 | 3000 | -0.002 | 93 | 60 | 416 | 0.97 | Ambient | 50000 |  | 1 | 54000 | 0.07 | 17 | 17 | 0.11 | 0.11 | 0.11 | 0.11 | 0 | 0 | 0.03 | 0.03 | 0.03 | 0.02 | 0 | 0 | 0.02 | 0.01 | 0.02 | 0.02 | 0 | 0 | True | False | Non Federally-Regulated | 09/30/2020 |  | 04/03/2023
ETi Solid State Lighting (Zhuhai) Limited | Commercial Electric | 538021##(##=00-99) | Light Emitting Diode | Directional Lamp | Direct Wired | Forward Phase Cut Controls | 76 | 2700 | -0.0012 | 93 | 60 | 208 | 0.98 | Ambient | 50000 |  | 1 | 54000 | 0.03 | 18 | 18 | 0.15 | 0.15 | 0.14 | 0.12 | 0 | 0 | 0.15 | 0.14 | 0.14 | 0.11 | 0 | 0 | 0.07 | 0.07 | 0.06 | 0.04 | 0 | 0 | True | False | Non Federally-Regulated | 06/07/2021 |  | 04/03/2023
ETi Solid State Lighting (Zhuhai) Limited | ETI | 538021##(##=00-99) | Light Emitting Diode | Directional Lamp | Direct Wired | Forward Phase Cut Controls | 76 | 2700 | -0.0012 | 93 | 60 | 208 | 0.98 | Ambient | 50000 |  | 1 | 54000 | 0.03 | 18 | 18 | 0.15 | 0.15 | 0.14 | 0.12 | 0 | 0 | 0.15 | 0.14 | 0.14 | 0.11 | 0 | 0 | 0.07 | 0.07 | 0.06 | 0.04 | 0 | 0 | True | False | Non Federally-Regulated | 06/07/2021 |  | 04/03/2023
ETi Solid State Lighting (Zhuhai) Limited | Commercial Electric | 538011##(##=00-99) | Light Emitting Diode | Directional Lamp | Direct Wired | Forward Phase Cut Controls | 79 | 2700 | -0.0008 | 93 | 62 | 208 | 0.98 | Ambient | 50000 |  | 1 | 54000 | 0.05 | 18 | 18 | 0.17 | 0.16 | 0.15 | 0.14 | 0 | 0 | 0.15 | 0.15 | 0.15 | 0.11 | 0 | 0 | 0.08 | 0.08 | 0.07 | 0.05 | 0 | 0.05 | True | False | Non Federally-Regulated | 06/07/2021 |  | 04/03/2023
ETi Solid State Lighting (Zhuhai) Limited | ETI | 538011##(##=00-99) | Light Emitting Diode | Directional Lamp | Direct Wired | Forward Phase Cut Controls | 79 | 2700 | -0.0008 | 93 | 62 | 208 | 0.98 | Ambient | 50000 |  | 1 | 54000 | 0.05 | 18 | 18 | 0.17 | 0.16 | 0.15 | 0.14 | 0 | 0 | 0.15 | 0.15 | 0.15 | 0.11 | 0 | 0 | 0.08 | 0.08 | 0.07 | 0.05 | 0 | 0.05 | True | False | Non Federally-Regulated | 06/07/2021 |  | 04/03/2023
ETi Solid State Lighting (Zhuhai) Limited | ETI, NVC, Cleanaire, Silentaire | 558031###(###=000-999) | Light Emitting Diode | Inseparable Luminaire | Direct Wired | Forward Phase Cut Controls | 60 | 2700 | 0.0018 | 93 | 63 | 110 | 0.97 | Elevated | 50000 | 0.98 | 1 | 60000 | 0.02 | 17 | 17 | 0.22 | 0.21 | 0.21 | 0.19 | 0.01 | 0.01 | 0.25 | 0.25 | 0.24 | 0.2 | 0.01 | 0.01 | 0.12 | 0.13 | 0.12 | 0.09 | 0.01 | 0.01 | True | False | Non Federally-Regulated | 08/09/2021 |  | 04/03/2023
ETi Solid State Lighting (Zhuhai) Limited | ETI, NVC, Cleanaire, Silentaire | 558032###(###=000-999) | Light Emitting Diode | Inseparable Luminaire | Direct Wired | Forward Phase Cut Controls | 60 | 2700 | 0.0018 | 93 | 63 | 110 | 0.97 | Elevated | 50000 | 0.98 | 1 | 60000 | 0.02 | 17 | 17 | 0.22 | 0.21 | 0.21 | 0.19 | 0.01 | 0.01 | 0.25 | 0.25 | 0.24 | 0.2 | 0.01 | 0.01 | 0.12 | 0.13 | 0.12 | 0.09 | 0.01 | 0.01 | True | False | Non Federally-Regulated | 11/02/2021 |  | 04/03/2023
ETi Solid State Lighting (Zhuhai) Limited | ETI, Commercial Electric | 538411###(#=0-9, ##=00-99) | Light Emitting Diode | Inseparable Luminaire | Direct Wired | Forward Phase Cut Controls | 69 | 2700 | 0.0002 | 94 | 65 | 480 | 0.9 | Ambient | 50000 |  | 0.97 | 54000 | 0.08 | 20 | 20 | 0.09 | 0.09 | 0.09 | 0.1 | 0.01 | 0.01 | 0.01 | 0.01 | 0.01 | 0.01 | 0.01 | 0.01 | 0.01 | 0.01 | 0.01 | 0.01 | 0.01 | 0.01 | True |  | Non Federally-Regulated | 02/23/2022 |  | 04/03/2023
ETi Solid State Lighting (Zhuhai) Limited | ETI, Commercial Electric | 538421###(#=0-9,##=00-99) | Light Emitting Diode | Inseparable Luminaire | Direct Wired | Forward Phase Cut Controls | 67 | 2700 | 0.0003 | 94 | 64 | 120 | 0.9 | Ambient | 50000 |  | 0.98 | 54000 | 0.07 | 20 | 20 | 0.13 | 0.13 | 0.14 | 0.14 | 0.01 | 0.01 | 0.01 | 0.01 | 0.01 | 0.01 | 0.01 | 0.01 | 0.01 | 0.01 | 0.01 | 0.01 | 0.01 | 0.01 | True |  | Non Federally-Regulated | 02/23/2022 |  | 04/03/2023
ETi Solid State Lighting (Zhuhai) Limited | ETI, Silentaire, Cleanaire, NVC, Blue Halo | 558111###(##=00-99, #=0-9) | Light Emitting Diode | Inseparable Luminaire | Direct Wired | Forward Phase Cut Controls | 89.9 | 2700 | 0.0018 | 94 | 64 | 176 | 0.9 | Ambient | 50000 |  | 0.98 | 54000 | 0.01 | 20 | 20 | 0.18 | 0.17 | 0.16 | 0.15 | 0.01 | 0.01 | 0.21 | 0.21 | 0.16 | 0.01 | 0.01 | 0.01 | 0.12 | 0.11 | 0.1 | 0.08 | 0.03 | 0.02 | True |  | Non Federally-Regulated | 03/11/2022 |  | 04/03/2023
ETi Solid State Lighting (Zhuhai) Limited | ETI, Silentaire, Cleanaire, NVC, Blue Halo | 558112###(##=00-99, #=0-9) | Light Emitting Diode | Inseparable Luminaire | Direct Wired | Forward Phase Cut Controls | 89.9 | 2700 | 0.0018 | 94 | 64 | 176 | 0.9 | Ambient | 50000 |  | 0.98 | 54000 | 0.01 | 20 | 20 | 0.18 | 0.17 | 0.16 | 0.15 | 0.01 | 0.01 | 0.21 | 0.21 | 0.2 | 0.16 | 0.01 | 0.01 | 0.12 | 0.11 | 0.1 | 0.08 | 0.03 | 0.02 | True |  | Non Federally-Regulated | 03/11/2022 |  | 04/03/2023
ETi Solid State Lighting (Zhuhai) Limited | ETI, Silentaire, Cleanaire, NVC, Blue Halo | 558151###(##=00-99, #=0-9) | Light Emitting Diode | Inseparable Luminaire | Direct Wired | Forward Phase Cut Controls | 91.2 | 2700 | 0.0018 | 94 | 63 | 132 | 0.9 | Ambient | 50000 |  | 0.99 | 54000 | 0.01 | 20 | 20 | 0.17 | 0.17 | 0.16 | 0.15 | 0.01 | 0.01 | 0.2 | 0.21 | 0.2 | 0.16 | 0.01 | 0.01 | 0.12 | 0.11 | 0.11 | 0.08 | 0.03 | 0.02 | True |  | Non Federally-Regulated | 03/11/2022 |  | 04/03/2023
ETi Solid State Lighting (Zhuhai) Limited | ETI, Silentaire, Cleanaire, NVC, Blue Halo | 558152###(##=00-99, #=0-9) | Light Emitting Diode | Inseparable Luminaire | Direct Wired | Forward Phase Cut Controls | 91.2 | 2700 | 0.0018 | 94 | 63 | 132 | 0.9 | Ambient | 50000 |  | 0.99 | 54000 | 0.01 | 20 | 20 | 0.01 | 0.17 | 0.16 | 0.15 | 0.01 | 0.01 | 0.2 | 0.21 | 0.2 | 0.16 | 0.01 | 0.01 | 0.12 | 0.11 | 0.11 | 0.08 | 0.03 | 0.02 | True |  | Non Federally-Regulated | 03/11/2022 |  | 04/03/2023
ETi Solid State Lighting (Zhuhai) Limited | EIT, Commercial Electric, Hampton Bay | 538661###(##=00-99, #=0-9) | Light Emitting Diode | Inseparable Luminaire | Direct Wired | Forward Phase Cut Controls | 68.9 | 2700 | 0.0021 | 94 | 64 | 120 | 0.9 | Ambient | 50000 |  | 0.99 | 72000 | 0.03 | 19 | 18 | 0.25 | 0.24 | 0.23 | 0.21 | 0.01 | 0.01 | 0.28 | 0.28 | 0.26 | 0.23 | 0.01 | 0.01 | 0.16 | 0.16 | 0.16 | 0.12 | 0.01 | 0.01 | True |  | Non Federally-Regulated | 03/11/2022 |  | 04/03/2023
ETi Solid State Lighting (Zhuhai) Limited | ETI, Commercial Electric, Hampton Bay | 538671###(##=00-99, #=0-9) | Light Emitting Diode | Inseparable Luminaire | Direct Wired | Forward Phase Cut Controls | 80.2 | 2700 | 0.0016 | 95 | 68 | 120 | 0.9 | Ambient | 50000 |  | 0.99 | 72000 | 0.02 | 20 | 18 | 0.26 | 0.25 | 0.25 | 0.25 | 0.01 | 0.01 | 0.29 | 0.29 | 0.27 | 0.25 | 0.01 | 0.01 | 0.15 | 0.13 | 0.13 | 0.09 | 0.01 | 0.01 | True |  | Non Federally-Regulated | 03/11/2022 |  | 04/03/2023
ETi Solid State Lighting (Zhuhai) Limited | ETI | 535061##(##=11-30) | Light Emitting Diode | Inseparable Luminaire | Direct Wired | Forward Phase Cut Controls | 92 | 3000 | -0.0013 | 94 | 65 | 122 | 0.98 | Ambient | 50000 |  | 0.99 | 54000 | 0.1 | 17 | 17 | 0.29 | 0.28 | 0.26 | 0.24 | 0 | 0 | 0.17 | 0.16 | 0.16 | 0.13 | 0 | 0 | 0.45 | 0.45 | 0.46 | 0.36 | 0.01 | 0 | True | False | Non Federally-Regulated | 06/23/2022 |  | 04/03/2023
ETi Solid State Lighting (Zhuhai) Limited | Commercial Electric | 535061##(##=11-30) | Light Emitting Diode | Inseparable Luminaire | Direct Wired | Forward Phase Cut Controls | 92 | 3000 | -0.0013 | 94 | 65 | 122 | 0.98 | Ambient | 50000 |  | 0.99 | 54000 | 0.1 | 17 | 17 | 0.29 | 0.28 | 0.26 | 0.24 | 0 | 0 | 0.17 | 0.16 | 0.16 | 0.13 | 0 | 0 | 0.45 | 0.45 | 0.46 | 0.36 | 0.01 | 0 | True | False | Non Federally-Regulated | 06/23/2022 |  | 04/03/2023
ETi Solid State Lighting (Zhuhai) Limited | Hampton Bay | 535061##(##=11-30) | Light Emitting Diode | Inseparable Luminaire | Direct Wired | Forward Phase Cut Controls | 92 | 3000 | -0.0013 | 94 | 65 | 122 | 0.98 | Ambient | 50000 |  | 0.99 | 54000 | 0.1 | 17 | 17 | 0.29 | 0.28 | 0.26 | 0.24 | 0 | 0 | 0.17 | 0.16 | 0.16 | 0.13 | 0 | 0 | 0.45 | 0.45 | 0.46 | 0.36 | 0.01 | 0 | True | False | Non Federally-Regulated | 06/23/2022 |  | 04/03/2023
ETi Solid State Lighting (Zhuhai) Limited | ETI | 535051##(##=11-30) | Light Emitting Diode | Inseparable Luminaire | Direct Wired | Forward Phase Cut Controls | 88 | 3000 | -0.0008 | 93 | 61 | 110 | 0.98 | Ambient | 50000 |  | 0.99 | 54000 | 0.1 | 17 | 17 | 0.29 | 0.28 | 0.27 | 0.24 | 0 | 0 | 0.29 | 0.28 | 0.28 | 0.22 | 0 | 0 | 0.3 | 0.3 | 0.3 | 0.21 | 0 | 0 | True | False | Non Federally-Regulated | 06/23/2022 |  | 04/03/2023
ETi Solid State Lighting (Zhuhai) Limited | Commercial Electric | 535051##(##=11-30) | Light Emitting Diode | Inseparable Luminaire | Direct Wired | Forward Phase Cut Controls | 88 | 3000 | -0.0008 | 93 | 61 | 110 | 0.98 | Ambient | 50000 |  | 0.99 | 54000 | 0.1 | 17 | 17 | 0.29 | 0.28 | 0.27 | 0.24 | 0 | 0 | 0.29 | 0.28 | 0.28 | 0.22 | 0 | 0 | 0.3 | 0.3 | 0.3 | 0.21 | 0 | 0 | True | False | Non Federally-Regulated | 06/23/2022 |  | 04/03/2023
ETi Solid State Lighting (Zhuhai) Limited | Hampton Bay | 535051##(##=11-30) | Light Emitting Diode | Inseparable Luminaire | Direct Wired | Forward Phase Cut Controls | 88 | 3000 | -0.0008 | 93 | 61 | 110 | 0.98 | Ambient | 50000 |  | 0.99 | 54000 | 0.1 | 17 | 17 | 0.29 | 0.28 | 0.27 | 0.24 | 0 | 0 | 0.29 | 0.28 | 0.28 | 0.22 | 0 | 0 | 0.3 | 0.3 | 0.3 | 0.21 | 0 | 0 | True | False | Non Federally-Regulated | 06/23/2022 |  | 04/03/2023
ETi Solid State Lighting (Zhuhai) Limited | ETI | 538071##-B(##=00-99) | Light Emitting Diode | Inseparable Luminaire | Direct Wired | Forward Phase Cut Controls | 71 | 2700 | -0.0008 | 94 | 65 | 176 | 0.98 | Ambient | 50000 | 0.99 | 1 | 54000 | 0.1 | 16 | 16 | 0.22 | 0.22 | 0.21 | 0.19 | 0 | 0 | 0.25 | 0.24 | 0.24 | 0.2 | 0.01 | 0 | 0.2 | 0.2 | 0.2 | 0.16 | 0.01 | 0.01 | True | False | Non Federally-Regulated | 08/30/2022 |  | 04/03/2023
ETi Solid State Lighting (Zhuhai) Limited | ETI | 538081##-B(##=00-99) | Light Emitting Diode | Inseparable Luminaire | Direct Wired | Forward Phase Cut Controls | 68 | 2700 | -0.0014 | 93 | 61 | 208 | 0.98 | Ambient | 50000 | 0.99 | 1 | 54000 | 0.09 | 17 | 18 | 0.24 | 0.23 | 0.22 | 0.21 | 0 | 0 | 0.25 | 0.25 | 0.25 | 0.21 | 0.01 | 0 | 0.19 | 0.19 | 0.19 | 0.15 | 0.01 | 0.01 | True | False | Non Federally-Regulated | 08/30/2022 |  | 04/03/2023
ETi Solid State Lighting (Zhuhai) Limited | ETI | 538261##-A(##=00-99) | Light Emitting Diode | Inseparable Luminaire | Direct Wired | Forward Phase Cut Controls | 61 | 2700 | -0.0024 | 94 | 66 | 152 | 0.97 | Ambient | 50000 | 0.99 | 1 | 54000 | 0.1 | 16 | 17 | 0.25 | 0.23 | 0.23 | 0.21 | 0 | 0 | 0.27 | 0.25 | 0.26 | 0.21 | 0.01 | 0 | 0.24 | 0.22 | 0.22 | 0.18 | 0.04 | 0.03 | True | False | Non Federally-Regulated | 08/30/2022 |  | 04/03/2023
ETi Solid State Lighting (Zhuhai) Limited | ETI | 538271##-A(##=00-99) | Light Emitting Diode | Inseparable Luminaire | Direct Wired | Forward Phase Cut Controls | 63 | 2700 | -0.0013 | 93 | 61 | 144 | 0.97 | Ambient | 50000 | 0.99 | 1 | 54000 | 0.1 | 17 | 18 | 0.21 | 0.2 | 0.2 | 0.19 | 0 | 0 | 0.25 | 0.23 | 0.23 | 0.2 | 0.01 | 0.01 | 0.22 | 0.2 | 0.2 | 0.16 | 0.01 | 0.01 | True | False | Non Federally-Regulated | 08/30/2022 |  | 04/03/2023
ETi Solid State Lighting (Zhuhai) Limited | ETI | 538281##-A(##=00-99) | Light Emitting Diode | Inseparable Luminaire | Direct Wired | Forward Phase Cut Controls | 70 | 2700 | -0.0011 | 94 | 65 | 120 | 0.98 | Ambient | 50000 | 0.99 | 1 | 54000 | 0.1 | 16 | 16 | 0.26 | 0.25 | 0.24 | 0.22 | 0 | 0 | 0.3 | 0.29 | 0.29 | 0.24 | 0.01 | 0 | 0.26 | 0.24 | 0.25 | 0.2 | 0.01 | 0 | True | False | Non Federally-Regulated | 08/30/2022 |  | 04/03/2023
ETi Solid State Lighting (Zhuhai) Limited | ETI | 538291##-A(##=00-99) | Light Emitting Diode | Inseparable Luminaire | Direct Wired | Forward Phase Cut Controls | 87 | 2700 | -0.0024 | 93 | 61 | 176 | 0.98 | Ambient | 50000 | 0.99 | 1 | 54000 | 0.1 | 16 | 16 | 0.24 | 0.23 | 0.22 | 0.21 | 0 | 0 | 0.31 | 0.3 | 0.3 | 0.26 | 0.01 | 0.01 | 0.26 | 0.24 | 0.25 | 0.2 | 0.01 | 0.01 | True | False | Non Federally-Regulated | 08/30/2022 |  | 04/03/2023
ETi Solid State Lighting (Zhuhai) Limited | ETI | 538292###-A(##=00-99, #=0-9) | Light Emitting Diode | Inseparable Luminaire | Direct Wired | Forward Phase Cut Controls | 87 | 2700 | -0.002 | 93 | 61 | 108 | 0.98 | Ambient | 50000 | 0.99 | 1 | 54000 | 0.1 | 16 | 16 | 0.25 | 0.24 | 0.24 | 0.22 | 0 | 0 | 0.3 | 0.29 | 0.29 | 0.24 | 0.01 | 0 | 0.23 | 0.23 | 0.23 | 0.19 | 0.01 | 0 | True | False | Non Federally-Regulated | 08/30/2022 |  | 04/03/2023
ETi Solid State Lighting (Zhuhai) Limited | ETI | 538401##-A(##=00-99) | Light Emitting Diode | Inseparable Luminaire | Direct Wired | Forward Phase Cut Controls | 70 | 2700 | -0.0014 | 94 | 64 | 240 | 0.98 | Ambient | 50000 | 0.99 | 1 | 54000 | 0.08 | 18 | 18 | 0.21 | 0.2 | 0.19 | 0.18 | 0 | 0 | 0.24 | 0.23 | 0.23 | 0.19 | 0.01 | 0 | 0.2 | 0.19 | 0.19 | 0.15 | 0.01 | 0.01 | True | False | Non Federally-Regulated | 08/30/2022 |  | 04/03/2023
ETi Solid State Lighting (Zhuhai) Limited | Commercial Electric | 538071##-B(##=00-99) | Light Emitting Diode | Inseparable Luminaire | Direct Wired | Forward Phase Cut Controls | 71 | 2700 | -0.0008 | 94 | 65 | 176 | 0.98 | Ambient | 50000 | 0.99 | 1 | 54000 | 0.1 | 16 | 16 | 0.22 | 0.22 | 0.21 | 0.19 | 0 | 0 | 0.25 | 0.24 | 0.24 | 0.2 | 0.01 | 0 | 0.2 | 0.2 | 0.2 | 0.16 | 0.01 | 0.01 | True | False | Non Federally-Regulated | 08/30/2022 |  | 04/03/2023
ETi Solid State Lighting (Zhuhai) Limited | Hampton Bay | 538071##-B(##=00-99) | Light Emitting Diode | Inseparable Luminaire | Direct Wired | Forward Phase Cut Controls | 71 | 2700 | -0.0008 | 94 | 65 | 176 | 0.98 | Ambient | 50000 | 0.99 | 1 | 54000 | 0.1 | 16 | 16 | 0.22 | 0.22 | 0.21 | 0.19 | 0 | 0 | 0.25 | 0.24 | 0.24 | 0.2 | 0.01 | 0 | 0.2 | 0.2 | 0.2 | 0.16 | 0.01 | 0.01 | True | False | Non Federally-Regulated | 08/30/2022 |  | 04/03/2023
ETi Solid State Lighting (Zhuhai) Limited | Commercial Electric | 538081##-B(##=00-99) | Light Emitting Diode | Inseparable Luminaire | Direct Wired | Forward Phase Cut Controls | 68 | 2700 | -0.0014 | 93 | 61 | 208 | 0.98 | Ambient | 50000 | 0.99 | 1 | 54000 | 0.09 | 17 | 18 | 0.24 | 0.23 | 0.22 | 0.21 | 0 | 0 | 0.25 | 0.25 | 0.25 | 0.21 | 0.01 | 0 | 0.19 | 0.19 | 0.19 | 0.15 | 0.01 | 0.01 | True | False | Non Federally-Regulated | 08/30/2022 |  | 04/03/2023
ETi Solid State Lighting (Zhuhai) Limited | Hampton Bay | 538081##-B(##=00-99) | Light Emitting Diode | Inseparable Luminaire | Direct Wired | Forward Phase Cut Controls | 68 | 2700 | -0.0014 | 93 | 61 | 208 | 0.98 | Ambient | 50000 | 0.99 | 1 | 54000 | 0.09 | 17 | 18 | 0.24 | 0.23 | 0.22 | 0.21 | 0 | 0 | 0.25 | 0.25 | 0.25 | 0.21 | 0.01 | 0 | 0.19 | 0.19 | 0.19 | 0.15 | 0.01 | 0.01 | True | False | Non Federally-Regulated | 08/30/2022 |  | 04/03/2023
ETi Solid State Lighting (Zhuhai) Limited | Commercial Electric | 538261##-A(##=00-99) | Light Emitting Diode | Inseparable Luminaire | Direct Wired | Forward Phase Cut Controls | 61 | 2700 | -0.0024 | 94 | 66 | 152 | 0.97 | Ambient | 50000 | 0.99 | 1 | 54000 | 0.1 | 16 | 17 | 0.25 | 0.23 | 0.23 | 0.21 | 0 | 0 | 0.27 | 0.25 | 0.26 | 0.21 | 0.01 | 0 | 0.24 | 0.22 | 0.22 | 0.18 | 0.04 | 0.03 | True | False | Non Federally-Regulated | 08/30/2022 |  | 04/03/2023
ETi Solid State Lighting (Zhuhai) Limited | Hampton Bay | 538261##-A(##=00-99) | Light Emitting Diode | Inseparable Luminaire | Direct Wired | Forward Phase Cut Controls | 61 | 2700 | -0.0024 | 94 | 66 | 152 | 0.97 | Ambient | 50000 | 0.99 | 1 | 54000 | 0.1 | 16 | 17 | 0.25 | 0.23 | 0.23 | 0.21 | 0 | 0 | 0.27 | 0.25 | 0.26 | 0.21 | 0.01 | 0 | 0.24 | 0.22 | 0.22 | 0.18 | 0.04 | 0.03 | True | False | Non Federally-Regulated | 08/30/2022 |  | 04/03/2023
ETi Solid State Lighting (Zhuhai) Limited | Commercial Electric | 538271##-A(##=00-99) | Light Emitting Diode | Inseparable Luminaire | Direct Wired | Forward Phase Cut Controls | 63 | 2700 | -0.0013 | 93 | 61 | 144 | 0.97 | Ambient | 50000 | 0.99 | 1 | 54000 | 0.1 | 17 | 18 | 0.21 | 0.2 | 0.2 | 0.19 | 0 | 0 | 0.25 | 0.23 | 0.23 | 0.2 | 0.01 | 0.01 | 0.22 | 0.2 | 0.2 | 0.16 | 0.01 | 0.01 | True | False | Non Federally-Regulated | 08/30/2022 |  | 04/03/2023
ETi Solid State Lighting (Zhuhai) Limited | Hampton Bay | 538271##-A(##=00-99) | Light Emitting Diode | Inseparable Luminaire | Direct Wired | Forward Phase Cut Controls | 63 | 2700 | -0.0013 | 93 | 61 | 144 | 0.97 | Ambient | 50000 | 0.99 | 1 | 54000 | 0.1 | 17 | 18 | 0.21 | 0.2 | 0.2 | 0.19 | 0 | 0 | 0.25 | 0.23 | 0.23 | 0.2 | 0.01 | 0.01 | 0.22 | 0.2 | 0.2 | 0.16 | 0.01 | 0.01 | True | False | Non Federally-Regulated | 08/30/2022 |  | 04/03/2023
ETi Solid State Lighting (Zhuhai) Limited | Commercial Electric | 538281##-A(##=00-99) | Light Emitting Diode | Inseparable Luminaire | Direct Wired | Forward Phase Cut Controls | 70 | 2700 | -0.0011 | 94 | 65 | 120 | 0.98 | Ambient | 50000 | 0.99 | 1 | 54000 | 0.1 | 16 | 16 | 0.26 | 0.25 | 0.24 | 0.22 | 0 | 0 | 0.3 | 0.29 | 0.29 | 0.24 | 0.01 | 0 | 0.26 | 0.24 | 0.25 | 0.2 | 0.01 | 0 | True | False | Non Federally-Regulated | 08/30/2022 |  | 04/03/2023
ETi Solid State Lighting (Zhuhai) Limited | Hampton Bay | 538281##-A(##=00-99) | Light Emitting Diode | Inseparable Luminaire | Direct Wired | Forward Phase Cut Controls | 70 | 2700 | -0.0011 | 94 | 65 | 120 | 0.98 | Ambient | 50000 | 0.99 | 1 | 54000 | 0.1 | 16 | 16 | 0.26 | 0.25 | 0.24 | 0.22 | 0 | 0 | 0.3 | 0.29 | 0.29 | 0.24 | 0.01 | 0 | 0.26 | 0.24 | 0.25 | 0.2 | 0.01 | 0 | True | False | Non Federally-Regulated | 08/30/2022 |  | 04/03/2023
ETi Solid State Lighting (Zhuhai) Limited | Commercial Electric | 538291##-A(##=00-99) | Light Emitting Diode | Inseparable Luminaire | Direct Wired | Forward Phase Cut Controls | 87 | 2700 | -0.0024 | 93 | 61 | 176 | 0.98 | Ambient | 50000 | 0.99 | 1 | 54000 | 0.1 | 16 | 16 | 0.24 | 0.23 | 0.22 | 0.21 | 0 | 0 | 0.31 | 0.3 | 0.3 | 0.26 | 0.01 | 0.01 | 0.26 | 0.24 | 0.25 | 0.2 | 0.01 | 0.01 | True | False | Non Federally-Regulated | 08/30/2022 |  | 04/03/2023
ETi Solid State Lighting (Zhuhai) Limited | Hampton Bay | 538291##-A(##=00-99) | Light Emitting Diode | Inseparable Luminaire | Direct Wired | Forward Phase Cut Controls | 87 | 2700 | -0.0024 | 93 | 61 | 176 | 0.98 | Ambient | 50000 | 0.99 | 1 | 54000 | 0.1 | 16 | 16 | 0.24 | 0.23 | 0.22 | 0.21 | 0 | 0 | 0.31 | 0.3 | 0.3 | 0.26 | 0.01 | 0.01 | 0.26 | 0.24 | 0.25 | 0.2 | 0.01 | 0.01 | True | False | Non Federally-Regulated | 08/30/2022 |  | 04/03/2023
ETi Solid State Lighting (Zhuhai) Limited | Commercial Electric | 538292###-A(##=00-99, #=0-9) | Light Emitting Diode | Inseparable Luminaire | Direct Wired | Forward Phase Cut Controls | 87 | 2700 | -0.002 | 93 | 61 | 108 | 0.98 | Ambient | 50000 | 0.99 | 1 | 54000 | 0.1 | 16 | 16 | 0.25 | 0.24 | 0.24 | 0.22 | 0 | 0 | 0.3 | 0.29 | 0.29 | 0.24 | 0.01 | 0 | 0.23 | 0.23 | 0.23 | 0.19 | 0.01 | 0 | True | False | Non Federally-Regulated | 08/30/2022 |  | 04/03/2023
ETi Solid State Lighting (Zhuhai) Limited | Hampton Bay | 538292###-A(##=00-99, #=0-9) | Light Emitting Diode | Inseparable Luminaire | Direct Wired | Forward Phase Cut Controls | 87 | 2700 | -0.002 | 93 | 61 | 108 | 0.98 | Ambient | 50000 | 0.99 | 1 | 54000 | 0.1 | 16 | 16 | 0.25 | 0.24 | 0.24 | 0.22 | 0 | 0 | 0.3 | 0.29 | 0.29 | 0.24 | 0.01 | 0 | 0.23 | 0.23 | 0.23 | 0.19 | 0.01 | 0 | True | False | Non Federally-Regulated | 08/30/2022 |  | 04/03/2023
ETi Solid State Lighting (Zhuhai) Limited | Commercial Electric | 538401##-A(##=00-99) | Light Emitting Diode | Inseparable Luminaire | Direct Wired | Forward Phase Cut Controls | 70 | 2700 | -0.0014 | 94 | 64 | 240 | 0.98 | Ambient | 50000 | 0.99 | 1 | 54000 | 0.08 | 18 | 18 | 0.21 | 0.2 | 0.19 | 0.18 | 0 | 0 | 0.24 | 0.23 | 0.23 | 0.19 | 0.01 | 0 | 0.2 | 0.19 | 0.19 | 0.15 | 0.01 | 0.01 | True | False | Non Federally-Regulated | 08/30/2022 |  | 04/03/2023
ETi Solid State Lighting (Zhuhai) Limited | Hampton Bay | 538401##-A(##=00-99) | Light Emitting Diode | Inseparable Luminaire | Direct Wired | Forward Phase Cut Controls | 70 | 2700 | -0.0014 | 94 | 64 | 240 | 0.98 | Ambient | 50000 | 0.99 | 1 | 54000 | 0.08 | 18 | 18 | 0.21 | 0.2 | 0.19 | 0.18 | 0 | 0 | 0.24 | 0.23 | 0.23 | 0.19 | 0.01 | 0 | 0.2 | 0.19 | 0.19 | 0.15 | 0.01 | 0.01 | True | False | Non Federally-Regulated | 08/30/2022 |  | 04/03/2023
ETi Solid State Lighting (Zhuhai) Limited | ETI | 546774##-1(##=41-50) | Light Emitting Diode | Inseparable Luminaire | Direct Wired | Forward Phase Cut Controls | 95 | 4000 | -0.0008 | 95 | 81 | 300 | 0.99 | Ambient | 50000 | 0.99 | 1 | 54000 | 0.1 | 16 | 16 | 0.19 | 0.19 | 0.19 | 0.19 | 0 | 0 | 0.09 | 0.09 | 0.08 | 0.09 | 0.01 | 0 | 0.03 | 0.03 | 0.03 | 0.03 | 0 | 0 | True | False | Non Federally-Regulated | 09/01/2022 |  | 04/03/2023
ETi Solid State Lighting (Zhuhai) Limited | ETI | 546554##-1(##=41-50) | Light Emitting Diode | Inseparable Luminaire | Direct Wired | Forward Phase Cut Controls | 93 | 4000 | -0.0008 | 95 | 78 | 375 | 0.98 | Ambient | 50000 | 0.99 | 1 | 54000 | 0.08 | 16 | 16 | 0.24 | 0.25 | 0.24 | 0.24 | 0 | 0 | 0.09 | 0.09 | 0.09 | 0.09 | 0 | 0 | 0.03 | 0.03 | 0.03 | 0.03 | 0 | 0 | True | False | Non Federally-Regulated | 09/01/2022 |  | 04/03/2023
ETi Solid State Lighting (Zhuhai) Limited | Commercial Electric | 546774##-1(##=41-50) | Light Emitting Diode | Inseparable Luminaire | Direct Wired | Forward Phase Cut Controls | 95 | 4000 | -0.0008 | 95 | 81 | 300 | 0.99 | Ambient | 50000 | 0.99 | 1 | 54000 | 0.1 | 16 | 16 | 0.19 | 0.19 | 0.19 | 0.19 | 0 | 0 | 0.09 | 0.09 | 0.08 | 0.09 | 0.01 | 0 | 0.03 | 0.03 | 0.03 | 0.03 | 0 | 0 | True | False | Non Federally-Regulated | 09/01/2022 |  | 04/03/2023
ETi Solid State Lighting (Zhuhai) Limited | Commercial Electric | 546554##-1(##=41-50) | Light Emitting Diode | Inseparable Luminaire | Direct Wired | Forward Phase Cut Controls | 93 | 4000 | -0.0008 | 95 | 78 | 375 | 0.98 | Ambient | 50000 | 0.99 | 1 | 54000 | 0.08 | 16 | 16 | 0.24 | 0.25 | 0.24 | 0.24 | 0 | 0 | 0.09 | 0.09 | 0.09 | 0.09 | 0 | 0 | 0.03 | 0.03 | 0.03 | 0.03 | 0 | 0 | True | False | Non Federally-Regulated | 09/01/2022 |  | 04/03/2023
ETi Solid State Lighting (Zhuhai) Limited | Hampton Bay | 546774##-1(##=41-50) | Light Emitting Diode | Inseparable Luminaire | Direct Wired | Forward Phase Cut Controls | 95 | 4000 | -0.0008 | 95 | 81 | 300 | 0.99 | Ambient | 50000 | 0.99 | 1 | 54000 | 0.1 | 16 | 16 | 0.19 | 0.19 | 0.19 | 0.19 | 0 | 0 | 0.09 | 0.09 | 0.08 | 0.09 | 0.01 | 0 | 0.03 | 0.03 | 0.03 | 0.03 | 0 | 0 | True | False | Non Federally-Regulated | 09/01/2022 |  | 04/03/2023
ETi Solid State Lighting (Zhuhai) Limited | Hampton Bay | 546554##-1(##=41-50) | Light Emitting Diode | Inseparable Luminaire | Direct Wired | Forward Phase Cut Controls | 93 | 4000 | -0.0008 | 95 | 78 | 375 | 0.98 | Ambient | 50000 | 0.99 | 1 | 54000 | 0.08 | 16 | 16 | 0.24 | 0.25 | 0.24 | 0.24 | 0 | 0 | 0.09 | 0.09 | 0.09 | 0.09 | 0 | 0 | 0.03 | 0.03 | 0.03 | 0.03 | 0 | 0 | True | False | Non Federally-Regulated | 09/01/2022 |  | 04/03/2023
ETi Solid State Lighting (Zhuhai) Limited | ETI, Commercial Electric, Hampton Bay | 544376##(##=11-30) | Light Emitting Diode | Inseparable Luminaire | Direct Wired | Forward Phase Cut Controls | 87 | 3000 | 0.0017 | 94 | 64 | 240 | 0.96 | Ambient | 50000 |  | 0.9 | 60000 | 0.09 | 19 | 18 | 0.16 | 0.16 | 0.16 | 0.16 | 0.01 | 0.01 | 0.05 | 0.05 | 0.05 | 0.05 | 0.01 | 0.01 | 0.03 | 0.03 | 0.03 | 0.03 | 0.01 | 0.01 | True |  | Non Federally-Regulated | 10/19/2022 |  | 04/03/2023
GREEN CREATIVE LTD | Green Creative | 30PAR38HODIM/927NF25/277V | Light Emitting Diode | Directional Lamp | Edison Screw Base | Forward Phase Cut Controls | 90.4 | 2700 |  | 92 | 70 | 173 | 0.99 | Elevated | 25000 | 0.986 | 1 |  | 0.1 | 21 | 21 | 0.02 | 0.02 | 0.02 | 0.01 | 0 | 0 | 0.05 | 0.04 | 0.04 | 0.03 | 0.02 | 0.02 | 0.05 | 0.03 | 0.03 | 0.03 | 0 | 0 | True | False | Non Federally-Regulated | 01/14/2021 |  | 04/03/2023
GREEN CREATIVE LTD | Green Creative | 30PAR38HODIM/927FL40/277V | Light Emitting Diode | Directional Lamp | Edison Screw Base | Forward Phase Cut Controls | 90.4 | 2700 |  | 92 | 70 | 173 | 0.99 | Elevated | 25000 | 0.986 | 1 |  | 0.1 | 21 | 21 | 0.02 | 0.02 | 0.02 | 0.01 | 0 | 0 | 0.05 | 0.04 | 0.04 | 0.03 | 0.02 | 0.02 | 0.05 | 0.03 | 0.03 | 0.03 | 0 | 0 | True | False | Non Federally-Regulated | 01/14/2021 |  | 04/03/2023
GREEN CREATIVE LTD | Green Creative | 30PAR38HODIM/930NF25/277V | Light Emitting Diode | Directional Lamp | Edison Screw Base | Forward Phase Cut Controls | 97.5 | 3000 |  | 93 | 75 | 173 | 0.99 | Elevated | 25000 | 0.986 | 1 |  | 0.1 | 21 | 21 | 0.02 | 0.02 | 0.02 | 0.01 | 0 | 0 | 0.05 | 0.04 | 0.04 | 0.03 | 0.02 | 0.02 | 0.05 | 0.03 | 0.03 | 0.03 | 0 | 0 | True | False | Non Federally-Regulated | 01/14/2021 |  | 04/03/2023
GREEN CREATIVE LTD | Green Creative | 30PAR38HODIM/930FL40/277V | Light Emitting Diode | Directional Lamp | Edison Screw Base | Forward Phase Cut Controls | 97.5 | 3000 |  | 93 | 75 | 173 | 0.99 | Elevated | 25000 | 0.986 | 1 |  | 0.1 | 21 | 21 | 0.02 | 0.02 | 0.02 | 0.01 | 0 | 0 | 0.05 | 0.04 | 0.04 | 0.03 | 0.02 | 0.02 | 0.05 | 0.03 | 0.03 | 0.03 | 0 | 0 | True | False | Non Federally-Regulated | 01/14/2021 |  | 04/03/2023
GREEN CREATIVE LTD | Green Creative | 30PAR38HODIM/935NF25/277V | Light Emitting Diode | Directional Lamp | Edison Screw Base | Forward Phase Cut Controls | 102.9 | 3500 |  | 94 | 81 | 173 | 0.99 | Elevated | 25000 | 0.986 | 1 |  | 0.1 | 21 | 21 | 0.02 | 0.02 | 0.02 | 0.01 | 0 | 0 | 0.05 | 0.04 | 0.04 | 0.03 | 0.02 | 0.02 | 0.05 | 0.03 | 0.03 | 0.03 | 0 | 0 | True | False | Non Federally-Regulated | 01/14/2021 |  | 04/03/2023
GREEN CREATIVE LTD | Green Creative | 30PAR38HODIM/935FL40/277V | Light Emitting Diode | Directional Lamp | Edison Screw Base | Forward Phase Cut Controls | 102.9 | 3500 |  | 94 | 81 | 173 | 0.99 | Elevated | 25000 | 0.986 | 1 |  | 0.1 | 21 | 21 | 0.02 | 0.02 | 0.02 | 0.01 | 0 | 0 | 0.05 | 0.04 | 0.04 | 0.03 | 0.02 | 0.02 | 0.05 | 0.03 | 0.03 | 0.03 | 0 | 0 | True | False | Non Federally-Regulated | 01/14/2021 |  | 04/03/2023
GREEN CREATIVE LTD | Green Creative | 30PAR38HODIM/940NF25/277V | Light Emitting Diode | Directional Lamp | Edison Screw Base | Forward Phase Cut Controls | 105 | 4000 |  | 95 | 85 | 173 | 0.99 | Elevated | 25000 | 0.986 | 1 |  | 0.1 | 21 | 21 | 0.02 | 0.02 | 0.02 | 0.01 | 0 | 0 | 0.05 | 0.04 | 0.04 | 0.03 | 0.02 | 0.02 | 0.05 | 0.03 | 0.03 | 0.03 | 0 | 0 | True | False | Non Federally-Regulated | 01/14/2021 |  | 04/03/2023
GREEN CREATIVE LTD | Green Creative | 30PAR38HODIM/940FL40/277V | Light Emitting Diode | Directional Lamp | Edison Screw Base | Forward Phase Cut Controls | 105 | 4000 |  | 95 | 85 | 173 | 0.99 | Elevated | 25000 | 0.986 | 1 |  | 0.1 | 21 | 21 | 0.02 | 0.02 | 0.02 | 0.01 | 0 | 0 | 0.05 | 0.04 | 0.04 | 0.03 | 0.02 | 0.02 | 0.05 | 0.03 | 0.03 | 0.03 | 0 | 0 | True | False | Non Federally-Regulated | 01/14/2021 |  | 04/03/2023
The Home Depot Pro | AFX | MTRF4450L30SN | Light Emitting Diode | Inseparable Luminaire | Direct Wired | Forward Phase Cut Controls | 91 | 3000 | 0.0016 | 93 | 62 | 163 | 0.98 | Ambient | 50000 |  | 1 | 54000 | 0.1 | 16 | 16 | 0.2 | 0.19 | 0.18 | 0.16 | 0 | 0 | 0.24 | 0.23 | 0.23 | 0.18 | 0 | 0 | 0.21 | 0.2 | 0.2 | 0.14 | 0 | 0 | True | False | Non Federally-Regulated | 04/01/2023 |  | 04/06/2023
The Home Depot Pro | AFX | CHRF4450L30SN | Light Emitting Diode | Inseparable Luminaire | Direct Wired | Forward Phase Cut Controls | 92 | 3040 | 0.0019 | 93 | 60 | 132 | 0.98 | Ambient | 50000 |  | 1 | 54000 | 0.1 | 16 | 16 | 0.19 | 0.18 | 0.17 | 0.16 | 0 | 0 | 0.23 | 0.22 | 0.22 | 0.17 | 0 | 0 | 0.19 | 0.19 | 0.18 | 0.13 | 0 | 0 | True | False | Non Federally-Regulated | 04/01/2023 |  | 04/06/2023
Globe Electric Co., Inc. | Commercial Electric | 92060 | Light Emitting Diode | Inseparable Luminaire | Direct Wired | Direct Digital Controls | 71 | 2700 | -0.0005 | 95 | 69 | 104 | 0.96 | Ambient | 36000 |  | 1 | 38000 | 0.1 | 18 | 20 | 0.06 | 0.08 | 0.01 | 0.01 | 0 | 0 | 0.04 | 0.01 | 0.01 | 0.01 | 0 | 0 | 0.07 | 0.02 | 0.01 | 0.01 | 0 | 0 | True | False | Non Federally-Regulated | 04/03/2023 |  | 04/11/2023
Con-Tech Lighting | ConTech Lighting | WFBR4-SW5C12D-MW | Light Emitting Diode | Inseparable Luminaire | Direct Wired | Forward Phase Cut Controls | 78 | 2684 | -0.0006 | 92 | 54 | 244 | 0.96 | Ambient | 50000 |  | 1 | 54000 | 0.01 | 15 | 16 | 0.21 | 0.21 | 0.2 | 0.19 | 0 | 0 | 0.22 | 0.19 | 0.2 | 0.16 | 0.04 | 0.04 | 0.09 | 0.09 | 0.08 | 0.06 | 0.01 | 0.01 | True | False | Non Federally-Regulated | 03/23/2023 |  | 04/13/2023
Con-Tech Lighting | ConTech Lighting | WFBR6-SW5C12D-MW | Light Emitting Diode | Inseparable Luminaire | Direct Wired | Forward Phase Cut Controls | 78 | 2725 | 0.0006 | 92 | 55 | 168 | 0.97 | Ambient | 50000 |  | 1 | 54000 | 0.02 | 22 | 21 | 0.27 | 0.27 | 0.25 | 0.23 | 0.01 | 0.01 | 0.27 | 0.27 | 0.27 | 0.22 | 0.03 | 0.02 | 0.3 | 0.3 | 0.29 | 0.26 | 0.03 | 0.02 | True | False | Non Federally-Regulated | 03/23/2023 |  | 04/13/2023
Con-Tech Lighting | ConTech Lighting | WFBR8-SW5C12D-MW | Light Emitting Diode | Inseparable Luminaire | Direct Wired | Forward Phase Cut Controls | 90 | 2658 | -0.0007 | 93 | 56 | 60 | 0.96 | Ambient | 50000 |  | 1 | 54000 | 0.01 | 15 | 16 | 0.02 | 0.01 | 0.01 | 0.01 | 0.01 | 0.01 | 0.12 | 0.11 | 0.11 | 0.11 | 0.1 | 0.1 | 0.06 | 0.05 | 0.05 | 0.05 | 0.04 | 0.04 | True | False | Non Federally-Regulated | 03/23/2023 |  | 04/13/2023
Con-Tech Lighting | ConTech Lighting | WFBS6-SW5C12D-MW | Light Emitting Diode | Inseparable Luminaire | Direct Wired | Forward Phase Cut Controls | 78 | 2729 | -0.0007 | 94 | 61 | 216 | 0.96 | Ambient | 50000 |  | 1 | 54000 | 0.07 | 15 | 16 | 0.3 | 0.29 | 0.28 | 0.27 | 0 | 0 | 0.34 | 0.34 | 0.34 | 0.28 | 0.04 | 0.04 | 0.27 | 0.24 | 0.25 | 0.2 | 0.05 | 0.05 | True | False | Non Federally-Regulated | 03/23/2023 |  | 04/13/2023
Con-Tech Lighting | ConTech Lighting | WFBR4-SW5CMVD2-MW | Light Emitting Diode | Inseparable Luminaire | Direct Wired | Forward Phase Cut Controls | 72 | 2726 | -0.0012 | 92 | 54 | 360 | 0.99 | Ambient | 50000 |  | 1 | 54000 | 0.01 | 20 | 20 | 0.12 | 0.12 | 0.12 | 0.12 | 0 | 0 | 0.07 | 0.06 | 0.06 | 0.07 | 0 | 0 | 0.04 | 0.03 | 0.03 | 0.03 | 0 | 0 | True | False | Non Federally-Regulated | 03/23/2023 |  | 04/13/2023
Liteline Corporation | LITELINE | H3[R¦Q]-10[Color Temp.][Beam Angle][0¦2¦3¦4][0¦3¦4]CXN-**# | Light Emitting Diode | Light Engine | Quick Connect | Forward Phase Cut Controls | 66.3 | 2610 | 0.0008 | 92 | 70 | 92 | 0.96 | Ambient |  |  |  |  | 0.01 | 13 | 13 | 1 | 0.02 | 0.01 | 0.01 | 0 | 0 | 0.49 | 0.06 | 0.04 | 0.01 | 0 | 0 | 0.94 | 0.16 | 0.07 | 0.02 | 0.01 | 0 | True | False | Non Federally-Regulated | 04/10/2023 |  | 04/19/2023
Liteline Corporation | LITELINE | H3[R¦Q]-10[Color Temp.][Beam Angle][0¦2¦3¦4][0¦3¦4]CXN-**# | Light Emitting Diode | Light Engine | Quick Connect | 0-10 VDC Controls | 66.3 | 2610 | 0.0008 | 92 | 70 | 92 | 0.96 | Ambient |  |  |  |  | 0.01 | 15 | 16 | 1 | 0.02 | 0.01 | 0 | 0 | 0 | 0.3 | 0.06 | 0.03 | 0.01 | 0 | 0 | 0.53 | 0.1 | 0.05 | 0.03 | 0.01 | 0.01 | True | False | Non Federally-Regulated | 04/10/2023 |  | 04/19/2023
Liteline Corporation | LITELINE | H3[R¦Q]-14[Color Temp.][Beam Angle][0¦2¦3¦4][0¦3¦4]CXN-**# | Light Emitting Diode | Light Engine | Quick Connect | Forward Phase Cut Controls | 64.8 | 2609 | 0.0011 | 91 | 68 | 92 | 0.98 | Ambient |  |  |  |  | 0.01 | 13 | 13 | 1 | 0.02 | 0.01 | 0.01 | 0 | 0 | 0.49 | 0.06 | 0.04 | 0.01 | 0 | 0 | 0.94 | 0.16 | 0.07 | 0.02 | 0.01 | 0 | True | False | Non Federally-Regulated | 04/10/2023 |  | 04/19/2023
Liteline Corporation | LITELINE | H3[R¦Q]-14[Color Temp.][Beam Angle][0¦2¦3¦4][0¦3¦4]CXN-**# | Light Emitting Diode | Light Engine | Quick Connect | 0-10 VDC Controls | 64.8 | 2609 | 0.0011 | 91 | 68 | 92 | 0.98 | Ambient |  |  |  |  | 0.01 | 15 | 16 | 1 | 0.02 | 0.01 | 0 | 0 | 0 | 0.3 | 0.06 | 0.03 | 0.01 | 0 | 0 | 0.53 | 0.1 | 0.05 | 0.03 | 0.01 | 0.01 | True | False | Non Federally-Regulated | 04/10/2023 |  | 04/19/2023
Liteline Corporation | LITELINE | H3[R¦Q]-18[Color Temp.][Beam Angle][0¦2¦3¦4][0¦3¦4]CXN-**# | Light Emitting Diode | Light Engine | Quick Connect | Forward Phase Cut Controls | 61.6 | 2605 | 0.0013 | 91 | 66 | 91 | 0.98 | Ambient |  |  |  |  | 0.01 | 16 | 17 | 0.48 | 0.01 | 0.01 | 0.01 | 0.01 | 0.01 | 0.18 | 0.04 | 0.03 | 0 | 0 | 0 | 0.4 | 0.11 | 0.07 | 0.02 | 0 | 0 | True | False | Non Federally-Regulated | 04/10/2023 |  | 04/19/2023
Liteline Corporation | LITELINE | H3[R¦Q]-18[Color Temp.][Beam Angle][0¦2¦3¦4][0¦3¦4]CXN-**# | Light Emitting Diode | Light Engine | Quick Connect | 0-10 VDC Controls | 61.6 | 2605 | 0.0013 | 91 | 66 | 91 | 0.98 | Ambient |  |  |  |  | 0 | 16 | 17 | 0.39 | 0.01 | 0.01 | 0 | 0 | 0 | 0.14 | 0.03 | 0.02 | 0.01 | 0 | 0 | 0.25 | 0.02 | 0.03 | 0.01 | 0 | 0 | True | False | Non Federally-Regulated | 04/10/2023 |  | 04/19/2023
Liteline Corporation | LITELINE | H2[R¦Q]-10[Color Temp.][N¦M¦Z]00CXN-**# | Light Emitting Diode | Light Engine | Quick Connect | Forward Phase Cut Controls | 61.8 | 3028 | 0.0002 | 93 | 71 | 94 | 0.98 | Ambient |  |  |  |  | 0 | 16 | 17 | 0.74 | 0.01 | 0.01 | 0.01 | 0 | 0 | 0.25 | 0.03 | 0.02 | 0 | 0 | 0 | 0.51 | 0.09 | 0.05 | 0.02 | 0 | 0 | True | False | Non Federally-Regulated | 04/10/2023 |  | 04/19/2023
Liteline Corporation | LITELINE | H2[R¦Q]-10[Color Temp.][N¦M¦Z]00CXN-**# | Light Emitting Diode | Light Engine | Quick Connect | 0-10 VDC Controls | 61.8 | 3028 | 0.0002 | 93 | 71 | 94 | 0.98 | Ambient |  |  |  |  | 0 | 16 | 17 | 0.58 | 0.01 | 0.01 | 0 | 0.02 | 0 | 0.23 | 0.05 | 0.02 | 0.01 | 0 | 0 | 0.31 | 0.04 | 0.02 | 0.01 | 0 | 0 | True | False | Non Federally-Regulated | 04/10/2023 |  | 04/19/2023
GREEN CREATIVE LTD | Green Creative | 7.5MR16DIM/927SP10/RC | Light Emitting Diode | Small Diameter Directional Lam | Pin Base | Forward Phase Cut Controls | 80.3 | 2700 |  | 97 | 82 | 25 | 0.92 | Elevated | 25000 | 0.966 | 1 |  | 0.1 | 20 | 20 | 0.01 | 0 | 0 | 0 | 0 | 0 | 0.06 | 0.02 | 0.02 | 0.02 | 0.01 | 0.01 | 0.09 | 0.02 | 0.02 | 0.01 | 0.01 | 0.01 | True | True | Non Federally-Regulated | 10/28/2021 |  | 04/20/2023
GREEN CREATIVE LTD | Green Creative | 7.5MR16DIM/927SP10/RC | Light Emitting Diode | Small Diameter Directional Lam | Pin Base | Reverse Phase Cut Controls | 80.3 | 2700 |  | 97 | 82 | 25 | 0.92 | Elevated | 25000 | 0.966 | 1 |  | 0.1 | 20 | 20 | 0 | 0 | 0 | 0 | 0 | 0 | 0.02 | 0.02 | 0.01 | 0.01 | 0 | 0 | 0.02 | 0.02 | 0.02 | 0.01 | 0 | 0 | True | True | Non Federally-Regulated | 10/28/2021 |  | 04/20/2023
GREEN CREATIVE LTD | Green Creative | 7.5MR16DIM/930SP10/RC | Light Emitting Diode | Small Diameter Directional Lam | Pin Base | Forward Phase Cut Controls | 85.2 | 3000 |  | 98 | 90 | 25 | 0.92 | Elevated | 25000 | 0.966 | 1 |  | 0.1 | 20 | 20 | 0.01 | 0 | 0 | 0 | 0 | 0 | 0.06 | 0.02 | 0.02 | 0.02 | 0.01 | 0.01 | 0.09 | 0.02 | 0.02 | 0.01 | 0.01 | 0.01 | True | True | Non Federally-Regulated | 10/28/2021 |  | 04/20/2023
GREEN CREATIVE LTD | Green Creative | 7.5MR16DIM/930SP10/RC | Light Emitting Diode | Small Diameter Directional Lam | Pin Base | Reverse Phase Cut Controls | 85.2 | 3000 |  | 98 | 90 | 25 | 0.92 | Elevated | 25000 | 0.966 | 1 |  | 0.1 | 20 | 20 | 0 | 0 | 0 | 0 | 0 | 0 | 0.02 | 0.02 | 0.01 | 0.01 | 0 | 0 | 0.02 | 0.02 | 0.02 | 0.01 | 0 | 0 | True | True | Non Federally-Regulated | 10/28/2021 |  | 04/20/2023
GREEN CREATIVE LTD | Green Creative | 7.5MR16DIM/940SP10/RC | Light Emitting Diode | Small Diameter Directional Lam | Pin Base | Forward Phase Cut Controls | 87.6 | 4000 |  | 97 | 97 | 25 | 0.91 | Elevated | 25000 | 0.966 | 1 |  | 0.1 | 20 | 20 | 0.01 | 0 | 0 | 0 | 0 | 0 | 0.06 | 0.02 | 0.02 | 0.02 | 0.01 | 0.01 | 0.09 | 0.02 | 0.02 | 0.01 | 0.01 | 0.01 | True | True | Non Federally-Regulated | 10/28/2021 |  | 04/20/2023
GREEN CREATIVE LTD | Green Creative | 7.5MR16DIM/940SP10/RC | Light Emitting Diode | Small Diameter Directional Lam | Pin Base | Reverse Phase Cut Controls | 87.6 | 4000 |  | 97 | 97 | 25 | 0.91 | Elevated | 25000 | 0.966 | 1 |  | 0.1 | 20 | 20 | 0 | 0 | 0 | 0 | 0 | 0 | 0.02 | 0.02 | 0.01 | 0.01 | 0 | 0 | 0.02 | 0.02 | 0.02 | 0.01 | 0 | 0 | True | True | Non Federally-Regulated | 10/28/2021 |  | 04/20/2023
GREEN CREATIVE LTD | Green Creative | 7.5MR16DIM/927SP15/RC | Light Emitting Diode | Small Diameter Directional Lam | Pin Base | Forward Phase Cut Controls | 80.3 | 2700 |  | 97 | 82 | 25 | 0.92 | Elevated | 25000 | 0.966 | 1 |  | 0.1 | 20 | 20 | 0.01 | 0 | 0 | 0 | 0 | 0 | 0.06 | 0.02 | 0.02 | 0.02 | 0.01 | 0.01 | 0.09 | 0.02 | 0.02 | 0.01 | 0.01 | 0.01 | True | True | Non Federally-Regulated | 10/28/2021 |  | 04/20/2023
GREEN CREATIVE LTD | Green Creative | 7.5MR16DIM/927SP15/RC | Light Emitting Diode | Small Diameter Directional Lam | Pin Base | Reverse Phase Cut Controls | 80.3 | 2700 |  | 97 | 82 | 25 | 0.92 | Elevated | 25000 | 0.966 | 1 |  | 0.1 | 20 | 20 | 0 | 0 | 0 | 0 | 0 | 0 | 0.02 | 0.02 | 0.01 | 0.01 | 0 | 0 | 0.02 | 0.02 | 0.02 | 0.01 | 0 | 0 | True | True | Non Federally-Regulated | 10/28/2021 |  | 04/20/2023
GREEN CREATIVE LTD | Green Creative | 7.5MR16DIM/927NF25/RC | Light Emitting Diode | Small Diameter Directional Lam | Pin Base | Forward Phase Cut Controls | 80.3 | 2700 |  | 97 | 82 | 25 | 0.92 | Elevated | 25000 | 0.966 | 1 |  | 0.1 | 20 | 20 | 0.01 | 0 | 0 | 0 | 0 | 0 | 0.06 | 0.02 | 0.02 | 0.02 | 0.01 | 0.01 | 0.09 | 0.02 | 0.02 | 0.01 | 0.01 | 0.01 | True | True | Non Federally-Regulated | 10/28/2021 |  | 04/20/2023
GREEN CREATIVE LTD | Green Creative | 7.5MR16DIM/927NF25/RC | Light Emitting Diode | Small Diameter Directional Lam | Pin Base | Reverse Phase Cut Controls | 80.3 | 2700 |  | 97 | 82 | 25 | 0.92 | Elevated | 25000 | 0.966 | 1 |  | 0.1 | 20 | 20 | 0 | 0 | 0 | 0 | 0 | 0 | 0.02 | 0.02 | 0.01 | 0.01 | 0 | 0 | 0.02 | 0.02 | 0.02 | 0.01 | 0 | 0 | True | True | Non Federally-Regulated | 10/28/2021 |  | 04/20/2023
GREEN CREATIVE LTD | Green Creative | 7.5MR16DIM/927FL35/RC | Light Emitting Diode | Small Diameter Directional Lam | Pin Base | Forward Phase Cut Controls | 80.3 | 2700 |  | 97 | 82 | 25 | 0.92 | Elevated | 25000 | 0.966 | 1 |  | 0.1 | 20 | 20 | 0.01 | 0 | 0 | 0 | 0 | 0 | 0.06 | 0.02 | 0.02 | 0.02 | 0.01 | 0.01 | 0.09 | 0.02 | 0.02 | 0.01 | 0.01 | 0.01 | True | True | Non Federally-Regulated | 10/28/2021 |  | 04/20/2023
GREEN CREATIVE LTD | Green Creative | 7.5MR16DIM/927FL35/RC | Light Emitting Diode | Small Diameter Directional Lam | Pin Base | Reverse Phase Cut Controls | 80.3 | 2700 |  | 97 | 82 | 25 | 0.92 | Elevated | 25000 | 0.966 | 1 |  | 0.1 | 20 | 20 | 0 | 0 | 0 | 0 | 0 | 0 | 0.02 | 0.02 | 0.01 | 0.01 | 0 | 0 | 0.02 | 0.02 | 0.02 | 0.01 | 0 | 0 | True | True | Non Federally-Regulated | 10/28/2021 |  | 04/20/2023
GREEN CREATIVE LTD | Green Creative | 7.5MR16DIM/930SP15/RC | Light Emitting Diode | Small Diameter Directional Lam | Pin Base | Forward Phase Cut Controls | 85.2 | 3000 |  | 98 | 90 | 25 | 0.92 | Elevated | 25000 | 0.966 | 1 |  | 0.1 | 20 | 20 | 0.01 | 0 | 0 | 0 | 0 | 0 | 0.06 | 0.02 | 0.02 | 0.02 | 0.01 | 0.01 | 0.09 | 0.02 | 0.02 | 0.01 | 0.01 | 0.01 | True | True | Non Federally-Regulated | 10/28/2021 |  | 04/20/2023
GREEN CREATIVE LTD | Green Creative | 7.5MR16DIM/930SP15/RC | Light Emitting Diode | Small Diameter Directional Lam | Pin Base | Reverse Phase Cut Controls | 85.2 | 3000 |  | 98 | 90 | 25 | 0.92 | Elevated | 25000 | 0.966 | 1 |  | 0.1 | 20 | 20 | 0 | 0 | 0 | 0 | 0 | 0 | 0.02 | 0.02 | 0.01 | 0.01 | 0 | 0 | 0.02 | 0.02 | 0.02 | 0.01 | 0 | 0 | True | True | Non Federally-Regulated | 10/28/2021 |  | 04/20/2023
GREEN CREATIVE LTD | Green Creative | 7.5MR16DIM/930NF25/RC | Light Emitting Diode | Small Diameter Directional Lam | Pin Base | Forward Phase Cut Controls | 85.2 | 3000 |  | 98 | 90 | 25 | 0.92 | Elevated | 25000 | 0.966 | 1 |  | 0.1 | 20 | 20 | 0.01 | 0 | 0 | 0 | 0 | 0 | 0.06 | 0.02 | 0.02 | 0.02 | 0.01 | 0.01 | 0.09 | 0.02 | 0.02 | 0.01 | 0.01 | 0.01 | True | True | Non Federally-Regulated | 10/28/2021 |  | 04/20/2023
GREEN CREATIVE LTD | Green Creative | 7.5MR16DIM/930NF25/RC | Light Emitting Diode | Small Diameter Directional Lam | Pin Base | Reverse Phase Cut Controls | 85.2 | 3000 |  | 98 | 90 | 25 | 0.92 | Elevated | 25000 | 0.966 | 1 |  | 0.1 | 20 | 20 | 0 | 0 | 0 | 0 | 0 | 0 | 0.02 | 0.02 | 0.01 | 0.01 | 0 | 0 | 0.02 | 0.02 | 0.02 | 0.01 | 0 | 0 | True | True | Non Federally-Regulated | 10/28/2021 |  | 04/20/2023
GREEN CREATIVE LTD | Green Creative | 7.5MR16DIM/930FL35/RC | Light Emitting Diode | Small Diameter Directional Lam | Pin Base | Forward Phase Cut Controls | 85.2 | 3000 |  | 98 | 90 | 25 | 0.92 | Elevated | 25000 | 0.966 | 1 |  | 0.1 | 20 | 20 | 0.01 | 0 | 0 | 0 | 0 | 0 | 0.06 | 0.02 | 0.02 | 0.02 | 0.01 | 0.01 | 0.09 | 0.02 | 0.02 | 0.01 | 0.01 | 0.01 | True | True | Non Federally-Regulated | 10/28/2021 |  | 04/20/2023
GREEN CREATIVE LTD | Green Creative | 7.5MR16DIM/930FL35/RC | Light Emitting Diode | Small Diameter Directional Lam | Pin Base | Reverse Phase Cut Controls | 85.2 | 3000 |  | 98 | 90 | 25 | 0.92 | Elevated | 25000 | 0.966 | 1 |  | 0.1 | 20 | 20 | 0 | 0 | 0 | 0 | 0 | 0 | 0.02 | 0.02 | 0.01 | 0.01 | 0 | 0 | 0.02 | 0.02 | 0.02 | 0.01 | 0 | 0 | True | True | Non Federally-Regulated | 10/28/2021 |  | 04/20/2023
GREEN CREATIVE LTD | Green Creative | 7.5MR16DIM/940FL35/RC | Light Emitting Diode | Small Diameter Directional Lam | Pin Base | Forward Phase Cut Controls | 87.6 | 4000 |  | 97 | 97 | 25 | 0.91 | Elevated | 25000 | 0.966 | 1 |  | 0.1 | 20 | 20 | 0.01 | 0 | 0 | 0 | 0 | 0 | 0.06 | 0.02 | 0.02 | 0.02 | 0.01 | 0.01 | 0.09 | 0.02 | 0.02 | 0.01 | 0.01 | 0.01 | True | True | Non Federally-Regulated | 10/28/2021 |  | 04/20/2023
GREEN CREATIVE LTD | Green Creative | 7.5MR16DIM/940FL35/RC | Light Emitting Diode | Small Diameter Directional Lam | Pin Base | Reverse Phase Cut Controls | 87.6 | 4000 |  | 97 | 97 | 25 | 0.91 | Elevated | 25000 | 0.966 | 1 |  | 0.1 | 20 | 20 | 0 | 0 | 0 | 0 | 0 | 0 | 0.02 | 0.02 | 0.01 | 0.01 | 0 | 0 | 0.02 | 0.02 | 0.02 | 0.01 | 0 | 0 | True | True | Non Federally-Regulated | 10/28/2021 |  | 04/20/2023
GREEN CREATIVE LTD | Green Creative | 7MR16DIM/927SP15/RC | Light Emitting Diode | Small Diameter Directional Lam | Pin Base | Forward Phase Cut Controls | 84.8 | 2700 |  | 97 | 82 | 25 | 0.94 | Elevated | 25000 | 0.957 | 1 |  | 0.1 | 20 | 21 | 0.01 | 0 | 0 | 0 | 0 | 0 | 0.09 | 0.03 | 0.03 | 0.02 | 0.01 | 0.01 | 0.09 | 0.03 | 0.03 | 0.02 | 0.01 | 0 | True | True | Non Federally-Regulated | 10/28/2021 |  | 04/20/2023
GREEN CREATIVE LTD | Green Creative | 7MR16DIM/927SP15/RC | Light Emitting Diode | Small Diameter Directional Lam | Pin Base | Reverse Phase Cut Controls | 84.8 | 2700 |  | 97 | 82 | 25 | 0.94 | Elevated | 25000 | 0.957 | 1 |  | 0.1 | 20 | 21 | 0 | 0 | 0 | 0 | 0 | 0 | 0.02 | 0.02 | 0.02 | 0.01 | 0 | 0 | 0.04 | 0.03 | 0.02 | 0.01 | 0 | 0 | True | True | Non Federally-Regulated | 10/28/2021 |  | 04/20/2023
GREEN CREATIVE LTD | Green Creative | 7MR16DIM/927NF25/RC | Light Emitting Diode | Small Diameter Directional Lam | Pin Base | Forward Phase Cut Controls | 84.8 | 2700 |  | 97 | 82 | 25 | 0.94 | Elevated | 25000 | 0.957 | 1 |  | 0.1 | 20 | 21 | 0.01 | 0 | 0 | 0 | 0 | 0 | 0.09 | 0.03 | 0.03 | 0.02 | 0.01 | 0.01 | 0.09 | 0.03 | 0.03 | 0.02 | 0.01 | 0 | True | True | Non Federally-Regulated | 10/28/2021 |  | 04/20/2023
GREEN CREATIVE LTD | Green Creative | 7MR16DIM/927NF25/RC | Light Emitting Diode | Small Diameter Directional Lam | Pin Base | Reverse Phase Cut Controls | 84.8 | 2700 |  | 97 | 82 | 25 | 0.94 | Elevated | 25000 | 0.957 | 1 |  | 0.1 | 20 | 21 | 0 | 0 | 0 | 0 | 0 | 0 | 0.02 | 0.02 | 0.02 | 0.01 | 0 | 0 | 0.04 | 0.03 | 0.02 | 0.01 | 0 | 0 | True | True | Non Federally-Regulated | 10/28/2021 |  | 04/20/2023
GREEN CREATIVE LTD | Green Creative | 7MR16DIM/927FL35/RC | Light Emitting Diode | Small Diameter Directional Lam | Pin Base | Forward Phase Cut Controls | 84.8 | 2700 |  | 97 | 82 | 25 | 0.94 | Elevated | 25000 | 0.957 | 1 |  | 0.1 | 20 | 21 | 0.01 | 0 | 0 | 0 | 0 | 0 | 0.09 | 0.03 | 0.03 | 0.02 | 0.01 | 0.01 | 0.09 | 0.03 | 0.03 | 0.02 | 0.01 | 0 | True | True | Non Federally-Regulated | 10/28/2021 |  | 04/20/2023
GREEN CREATIVE LTD | Green Creative | 7MR16DIM/927FL35/RC | Light Emitting Diode | Small Diameter Directional Lam | Pin Base | Reverse Phase Cut Controls | 84.8 | 2700 |  | 97 | 82 | 25 | 0.94 | Elevated | 25000 | 0.957 | 1 |  | 0.1 | 20 | 21 | 0 | 0 | 0 | 0 | 0 | 0 | 0.02 | 0.02 | 0.02 | 0.01 | 0 | 0 | 0.04 | 0.03 | 0.02 | 0.01 | 0 | 0 | True | True | Non Federally-Regulated | 10/28/2021 |  | 04/20/2023
GREEN CREATIVE LTD | Green Creative | 7MR16DIM/930SP15/RC | Light Emitting Diode | Small Diameter Directional Lam | Pin Base | Forward Phase Cut Controls | 84.7 | 3000 |  | 97 | 88 | 25 | 0.92 | Elevated | 25000 | 0.957 | 1 |  | 0.1 | 20 | 21 | 0.01 | 0 | 0 | 0 | 0 | 0 | 0.09 | 0.03 | 0.03 | 0.02 | 0.01 | 0.01 | 0.09 | 0.03 | 0.03 | 0.02 | 0.01 | 0 | True | True | Non Federally-Regulated | 10/28/2021 |  | 04/20/2023
GREEN CREATIVE LTD | Green Creative | 7MR16DIM/930SP15/RC | Light Emitting Diode | Small Diameter Directional Lam | Pin Base | Reverse Phase Cut Controls | 84.7 | 3000 |  | 97 | 88 | 25 | 0.92 | Elevated | 25000 | 0.957 | 1 |  | 0.1 | 20 | 21 | 0 | 0 | 0 | 0 | 0 | 0 | 0.02 | 0.02 | 0.02 | 0.01 | 0 | 0 | 0.04 | 0.03 | 0.02 | 0.01 | 0 | 0 | True | True | Non Federally-Regulated | 10/28/2021 |  | 04/20/2023
GREEN CREATIVE LTD | Green Creative | 7MR16DIM/930NF25/RC | Light Emitting Diode | Small Diameter Directional Lam | Pin Base | Forward Phase Cut Controls | 84.7 | 3000 |  | 97 | 88 | 25 | 0.92 | Elevated | 25000 | 0.957 | 1 |  | 0.1 | 20 | 21 | 0.01 | 0 | 0 | 0 | 0 | 0 | 0.09 | 0.03 | 0.03 | 0.02 | 0.01 | 0.01 | 0.09 | 0.03 | 0.03 | 0.02 | 0.01 | 0 | True | True | Non Federally-Regulated | 10/28/2021 |  | 04/20/2023
GREEN CREATIVE LTD | Green Creative | 7MR16DIM/930NF25/RC | Light Emitting Diode | Small Diameter Directional Lam | Pin Base | Reverse Phase Cut Controls | 84.7 | 3000 |  | 97 | 88 | 25 | 0.92 | Elevated | 25000 | 0.957 | 1 |  | 0.1 | 20 | 21 | 0 | 0 | 0 | 0 | 0 | 0 | 0.02 | 0.02 | 0.02 | 0.01 | 0 | 0 | 0.04 | 0.03 | 0.02 | 0.01 | 0 | 0 | True | True | Non Federally-Regulated | 10/28/2021 |  | 04/20/2023
GREEN CREATIVE LTD | Green Creative | 7MR16DIM/930FL35/RC | Light Emitting Diode | Small Diameter Directional Lam | Pin Base | Forward Phase Cut Controls | 84.7 | 3000 |  | 97 | 88 | 25 | 0.92 | Elevated | 25000 | 0.957 | 1 |  | 0.1 | 20 | 21 | 0.01 | 0 | 0 | 0 | 0 | 0 | 0.09 | 0.03 | 0.03 | 0.02 | 0.01 | 0.01 | 0.09 | 0.03 | 0.03 | 0.02 | 0.01 | 0 | True | True | Non Federally-Regulated | 10/28/2021 |  | 04/20/2023
GREEN CREATIVE LTD | Green Creative | 7MR16DIM/930FL35/RC | Light Emitting Diode | Small Diameter Directional Lam | Pin Base | Reverse Phase Cut Controls | 84.7 | 3000 |  | 97 | 88 | 25 | 0.92 | Elevated | 25000 | 0.957 | 1 |  | 0.1 | 20 | 21 | 0 | 0 | 0 | 0 | 0 | 0 | 0.02 | 0.02 | 0.02 | 0.01 | 0 | 0 | 0.04 | 0.03 | 0.02 | 0.01 | 0 | 0 | True | True | Non Federally-Regulated | 10/28/2021 |  | 04/20/2023
GREEN CREATIVE LTD | Green Creative | 7MR16DIM/940FL35/RC | Light Emitting Diode | Small Diameter Directional Lam | Pin Base | Forward Phase Cut Controls | 90 | 4000 |  | 98 | 99 | 25 | 0.94 | Elevated | 25000 | 0.957 | 1 |  | 0.1 | 20 | 21 | 0.01 | 0 | 0 | 0 | 0 | 0 | 0.09 | 0.03 | 0.03 | 0.02 | 0.01 | 0.01 | 0.09 | 0.03 | 0.03 | 0.02 | 0.01 | 0 | True | True | Non Federally-Regulated | 10/28/2021 |  | 04/20/2023
GREEN CREATIVE LTD | Green Creative | 7MR16DIM/940FL35/RC | Light Emitting Diode | Small Diameter Directional Lam | Pin Base | Reverse Phase Cut Controls | 90 | 4000 |  | 98 | 99 | 25 | 0.94 | Elevated | 25000 | 0.957 | 1 |  | 0.1 | 20 | 21 | 0 | 0 | 0 | 0 | 0 | 0 | 0.02 | 0.02 | 0.02 | 0.01 | 0 | 0 | 0.04 | 0.03 | 0.02 | 0.01 | 0 | 0 | True | True | Non Federally-Regulated | 10/28/2021 |  | 04/20/2023
GREEN CREATIVE LTD | Green Creative | 6.5MR16DIM/927NF25 | Light Emitting Diode | Small Diameter Directional Lam | Pin Base | Forward Phase Cut Controls | 91.3 | 2700 |  | 93 | 56 | 23 | 0.91 | Elevated | 25000 | 0.967 | 1 |  | 0.1 | 20 | 20 | 0.01 | 0 | 0 | 0 | 0 | 0 | 0.08 | 0.03 | 0.03 | 0.02 | 0.02 | 0.02 | 0.08 | 0.03 | 0.02 | 0.02 | 0.01 | 0.01 | True | True | Non Federally-Regulated | 10/28/2021 |  | 04/20/2023
GREEN CREATIVE LTD | Green Creative | 6.5MR16DIM/927NF25 | Light Emitting Diode | Small Diameter Directional Lam | Pin Base | Reverse Phase Cut Controls | 91.3 | 2700 |  | 93 | 56 | 23 | 0.91 | Elevated | 25000 | 0.967 | 1 |  | 0.1 | 20 | 20 | 0 | 0 | 0 | 0 | 0 | 0 | 0.02 | 0.02 | 0.02 | 0.01 | 0 | 0 | 0.03 | 0.03 | 0.02 | 0.01 | 0.01 | 0 | True | True | Non Federally-Regulated | 10/28/2021 |  | 04/20/2023
GREEN CREATIVE LTD | Green Creative | 6.5MR16DIM/930NF25 | Light Emitting Diode | Small Diameter Directional Lam | Pin Base | Forward Phase Cut Controls | 95.6 | 3000 |  | 93 | 60 | 23 | 0.91 | Elevated | 25000 | 0.967 | 1 |  | 0.1 | 20 | 20 | 0.01 | 0 | 0 | 0 | 0 | 0 | 0.08 | 0.03 | 0.03 | 0.02 | 0.02 | 0.02 | 0.08 | 0.03 | 0.02 | 0.02 | 0.01 | 0.01 | True | True | Non Federally-Regulated | 10/28/2021 |  | 04/20/2023
GREEN CREATIVE LTD | Green Creative | 6.5MR16DIM/930NF25 | Light Emitting Diode | Small Diameter Directional Lam | Pin Base | Reverse Phase Cut Controls | 95.6 | 3000 |  | 93 | 60 | 23 | 0.91 | Elevated | 25000 | 0.967 | 1 |  | 0.1 | 20 | 20 | 0 | 0 | 0 | 0 | 0 | 0 | 0.02 | 0.02 | 0.02 | 0.01 | 0 | 0 | 0.03 | 0.03 | 0.02 | 0.01 | 0.01 | 0 | True | True | Non Federally-Regulated | 10/28/2021 |  | 04/20/2023
GREEN CREATIVE LTD | Green Creative | 6.5MR16DIM/940NF25 | Light Emitting Diode | Small Diameter Directional Lam | Pin Base | Forward Phase Cut Controls | 97.9 | 4000 |  | 94 | 70 | 23 | 0.91 | Elevated | 25000 | 0.967 | 1 |  | 0.1 | 20 | 20 | 0.01 | 0 | 0 | 0 | 0 | 0 | 0.08 | 0.03 | 0.03 | 0.02 | 0.02 | 0.02 | 0.08 | 0.03 | 0.02 | 0.02 | 0.01 | 0.01 | True | True | Non Federally-Regulated | 10/28/2021 |  | 04/20/2023
GREEN CREATIVE LTD | Green Creative | 6.5MR16DIM/940NF25 | Light Emitting Diode | Small Diameter Directional Lam | Pin Base | Reverse Phase Cut Controls | 97.9 | 4000 |  | 94 | 70 | 23 | 0.91 | Elevated | 25000 | 0.967 | 1 |  | 0.1 | 20 | 20 | 0 | 0 | 0 | 0 | 0 | 0 | 0.02 | 0.02 | 0.02 | 0.01 | 0 | 0 | 0.03 | 0.03 | 0.02 | 0.01 | 0.01 | 0 | True | True | Non Federally-Regulated | 10/28/2021 |  | 04/20/2023
GREEN CREATIVE LTD | Green Creative | 6.5MR16DIM/927FL35 | Light Emitting Diode | Small Diameter Directional Lam | Pin Base | Forward Phase Cut Controls | 91.3 | 2700 |  | 93 | 56 | 23 | 0.91 | Elevated | 25000 | 0.967 | 1 |  | 0.1 | 20 | 20 | 0.01 | 0 | 0 | 0 | 0 | 0 | 0.08 | 0.03 | 0.03 | 0.02 | 0.02 | 0.02 | 0.08 | 0.03 | 0.02 | 0.02 | 0.01 | 0.01 | True | True | Non Federally-Regulated | 10/28/2021 |  | 04/20/2023
GREEN CREATIVE LTD | Green Creative | 6.5MR16DIM/927FL35 | Light Emitting Diode | Small Diameter Directional Lam | Pin Base | Reverse Phase Cut Controls | 91.3 | 2700 |  | 93 | 56 | 23 | 0.91 | Elevated | 25000 | 0.967 | 1 |  | 0.1 | 20 | 20 | 0 | 0 | 0 | 0 | 0 | 0 | 0.02 | 0.02 | 0.02 | 0.01 | 0 | 0 | 0.03 | 0.03 | 0.02 | 0.01 | 0.01 | 0 | True | True | Non Federally-Regulated | 10/28/2021 |  | 04/20/2023
GREEN CREATIVE LTD | Green Creative | 6.5MR16DIM/930FL35 | Light Emitting Diode | Small Diameter Directional Lam | Pin Base | Forward Phase Cut Controls | 90.4 | 3000 |  | 93 | 59 | 23 | 0.92 | Elevated | 25000 | 0.967 | 1 |  | 0.1 | 20 | 20 | 0.01 | 0 | 0 | 0 | 0 | 0 | 0.08 | 0.03 | 0.03 | 0.02 | 0.02 | 0.02 | 0.08 | 0.03 | 0.02 | 0.02 | 0.01 | 0.01 | True | True | Non Federally-Regulated | 10/28/2021 |  | 04/20/2023
GREEN CREATIVE LTD | Green Creative | 6.5MR16DIM/930FL35 | Light Emitting Diode | Small Diameter Directional Lam | Pin Base | Reverse Phase Cut Controls | 90.4 | 3000 |  | 93 | 59 | 23 | 0.92 | Elevated | 25000 | 0.967 | 1 |  | 0.1 | 20 | 20 | 0 | 0 | 0 | 0 | 0 | 0 | 0.02 | 0.02 | 0.02 | 0.01 | 0 | 0 | 0.03 | 0.03 | 0.02 | 0.01 | 0.01 | 0 | True | True | Non Federally-Regulated | 10/28/2021 |  | 04/20/2023
GREEN CREATIVE LTD | Green Creative | 6.5MR16DIM/940FL35 | Light Emitting Diode | Small Diameter Directional Lam | Pin Base | Forward Phase Cut Controls | 97.9 | 4000 |  | 94 | 70 | 23 | 0.91 | Elevated | 25000 | 0.967 | 1 |  | 0.1 | 20 | 20 | 0.01 | 0 | 0 | 0 | 0 | 0 | 0.08 | 0.03 | 0.03 | 0.02 | 0.02 | 0.02 | 0.08 | 0.03 | 0.02 | 0.02 | 0.01 | 0.01 | True | True | Non Federally-Regulated | 10/28/2021 |  | 04/20/2023
GREEN CREATIVE LTD | Green Creative | 6.5MR16DIM/940FL35 | Light Emitting Diode | Small Diameter Directional Lam | Pin Base | Reverse Phase Cut Controls | 97.9 | 4000 |  | 94 | 70 | 23 | 0.91 | Elevated | 25000 | 0.967 | 1 |  | 0.1 | 20 | 20 | 0 | 0 | 0 | 0 | 0 | 0 | 0.02 | 0.02 | 0.02 | 0.01 | 0 | 0 | 0.03 | 0.03 | 0.02 | 0.01 | 0.01 | 0 | True | True | Non Federally-Regulated | 10/28/2021 |  | 04/20/2023
GREEN CREATIVE LTD | Green Creative | 6.5MR16DIM/927SP15 | Light Emitting Diode | Small Diameter Directional Lam | Pin Base | Forward Phase Cut Controls | 91.3 | 2700 |  | 93 | 56 | 23 | 0.91 | Elevated | 25000 | 0.967 | 1 |  | 0.1 | 20 | 20 | 0.01 | 0 | 0 | 0 | 0 | 0 | 0.08 | 0.03 | 0.03 | 0.02 | 0.02 | 0.02 | 0.08 | 0.03 | 0.02 | 0.02 | 0.01 | 0.01 | True | True | Non Federally-Regulated | 10/28/2021 |  | 04/20/2023
GREEN CREATIVE LTD | Green Creative | 6.5MR16DIM/927SP15 | Light Emitting Diode | Small Diameter Directional Lam | Pin Base | Reverse Phase Cut Controls | 91.3 | 2700 |  | 93 | 56 | 23 | 0.91 | Elevated | 25000 | 0.967 | 1 |  | 0.1 | 20 | 20 | 0 | 0 | 0 | 0 | 0 | 0 | 0.02 | 0.02 | 0.02 | 0.01 | 0 | 0 | 0.03 | 0.03 | 0.02 | 0.01 | 0.01 | 0 | True | True | Non Federally-Regulated | 10/28/2021 |  | 04/20/2023
Shenzhen KOK Technology Co., Ltd | KOK | IK04CT11LR*** | Light Emitting Diode | Decorative Lamp | Direct Wired | Forward Phase Cut Controls | 65.9 | 2632 | 0.0022 | 94 | 59 | 174 | 0.93 | Elevated | 50000 | 0.984 | 1 | 54000 | 0.1 | 23 | 22 | 0.14 | 0.13 | 0.11 | 0.14 | 0.13 | 0.11 | 0.14 | 0.13 | 0.12 | 0.14 | 0.14 | 0.13 | 0 | 0 | 0 | 0 | 0 | 0 | True | False | Non Federally-Regulated | 04/27/2023 |  | 04/28/2023
Plusrite | NaturaLED | LED12A19/110L/927 | Light Emitting Diode | Omnidirectional Lamp | Edison Screw Base | Forward Phase Cut Controls | 100.1 | 2700 | -0.0024 | 92 | 56 | 109 | 0.98 | Elevated | 25000 | 0.93 | 1 |  | 0.01 | 21 | 22 | 0.26 | 0.26 | 0.25 | 0.24 | 0.03 | 0.01 | 0.19 | 0.19 | 0.19 | 0.16 | 0.02 | 0.01 | 0.13 | 0.13 | 0.13 | 0.1 | 0.01 | 0.01 | True |  | Non Federally-Regulated | 07/24/2017 |  | 05/23/2023
ACCESS LIGHTING CORPORATION | Access Lighting | 62540LEDD-***/*** | Light Emitting Diode | Inseparable Luminaire | Direct Wired | Forward Phase Cut Controls | 56.8 | 3000 | 0.0003 | 92 | 65 | 236 | 0.92 | Ambient | 50000 |  | 1 | 54000 | 0.02 | 20 | 21 | 0.01 | 0.01 | 0.01 | 0.01 | 0 | 0 | 0.02 | 0.02 | 0.02 | 0.01 | 0 | 0 | 0.05 | 0.01 | 0.01 | 0.01 | 0 | 0 | True | False | Non Federally-Regulated | 04/03/2020 |  | 05/31/2023
ACCESS LIGHTING CORPORATION | Access Lighting | 62541LEDD-***/*** | Light Emitting Diode | Inseparable Luminaire | Direct Wired | Forward Phase Cut Controls | 59.8 | 3000 | 0 | 92 | 63 | 288 | 0.91 | Ambient | 50000 |  | 1 | 54000 | 0.02 | 21 | 21 | 0.02 | 0.01 | 0.01 | 0.01 | 0 | 0 | 0.05 | 0.04 | 0.03 | 0.02 | 0.01 | 0 | 0.33 | 0.11 | 0.09 | 0.07 | 0.03 | 0.03 | True | False | Non Federally-Regulated | 04/03/2020 |  | 05/31/2023
ACCESS LIGHTING CORPORATION | Access Lighting | 62542LEDD-***/*** | Light Emitting Diode | Inseparable Luminaire | Direct Wired | Forward Phase Cut Controls | 60.1 | 3000 | 0.0002 | 92 | 63 | 224 | 0.9 | Ambient | 50000 |  | 1 | 54000 | 0.02 | 20 | 21 | 0.01 | 0.01 | 0.01 | 0.01 | 0 | 0 | 0.01 | 0 | 0 | 0 | 0 | 0 | 0.26 | 0.11 | 0.09 | 0.07 | 0.02 | 0.02 | True | False | Non Federally-Regulated | 04/03/2020 |  | 05/31/2023
GlobaLux Lighting LLC | Globalux Lighting | SDL-5-10-120D-9**-**-BULK | Light Emitting Diode | Decorative Lamp | Direct Wired | Forward Phase Cut Controls | 57.4 | 2948 | -0.0007 | 95 | 71 | 402 | 0.94 | Elevated | 50000 | 0.973 | 1 | 54000 | 0.1 | 20 | 19 | 0.99 | 0 | 0 | 0 | 0 | 0 | 0.99 | 0.99 | 0 | 0.29 | 0.29 | 0 | 0.01 | 0.77 | 0 | 0 | 0 | 0 | True | False | Non Federally-Regulated | 06/05/2023 |  | 06/05/2023
GlobaLux Lighting LLC | Globalux Lighting | SDL-5-10-120D-9**-**-BULK | Light Emitting Diode | Decorative Lamp | Direct Wired | Forward Phase Cut Controls | 57.4 | 2948 | -0.0007 | 95 | 71 | 402 | 0.94 | Elevated | 50000 | 0.973 | 1 | 54000 | 0.1 | 20 | 19 | 0.99 | 0 | 0 | 0 | 0 | 0 | 0.99 | 0.99 | 0 | 0.29 | 0.29 | 0 | 0.01 | 0.77 | 0 | 0 | 0 | 0 | True | False | Non Federally-Regulated | 06/05/2023 |  | 06/05/2023
GE Lighting, a Savant company | GE | DIS06PD095D95CWTNQ | Light Emitting Diode | Inseparable Luminaire | Direct Wired | Forward Phase Cut Controls | 90 | 2700 | 0.0014 | 96 | 76 | 200 | 0.96 | Ambient | 50000 |  | 1 | 60000 | 0.1 | 15 | 15 | 0.24 | 0.24 | 0.23 | 0.22 | 0.01 | 0 | 0.19 | 0.19 | 0.18 | 0.16 | 0.01 | 0 | 0.16 | 0.16 | 0.16 | 0.12 | 0.01 | 0 | True | False | Non Federally-Regulated | 08/22/2022 |  | 06/07/2023
GE Lighting, a Savant company | GE | DIS06PD095D95CWTNQ | Light Emitting Diode | Inseparable Luminaire | Direct Wired | Forward Phase Cut Controls | 63 | 2700 | 0.0016 | 93 | 56 | 120 | 0.92 | Ambient | 50000 |  |  | 60000 | 0.1 | 7 | 7 | 0.16 | 0.15 | 0.14 | 0.12 | 0 | 0 | 0.08 | 0.05 | 0.05 | 0.03 | 0 | 0 | 0.1 | 0.1 | 0.1 | 0.1 | 0.1 | 0.1 | True |  | Non Federally-Regulated | 06/07/2023 |  | 06/07/2023
Zhongshan Luxmode Industrial Co., LTD | Luxmode | LV337 | Light Emitting Diode | Inseparable Luminaire | Direct Wired | Forward Phase Cut Controls | 86 | 3041 | -0.0008 | 94 | 66 | 408 | 0.99 | Ambient | 50000 |  | 1 | 54000 | 0.1 | 19 | 22 | 0.15 | 0.14 | 0.14 | 0.14 | 0.05 | 0.02 | 0.31 | 0.25 | 0.24 | 0.22 | 0.06 | 0.02 | 0.23 | 0.21 | 0.21 | 0.2 | 0.05 | 0.01 | True | False | Non Federally-Regulated | 06/01/2023 |  | 06/08/2023
Zhongshan Luxmode Industrial Co., LTD | Luxmode | LV338 | Light Emitting Diode | Inseparable Luminaire | Direct Wired | 0-10 VDC Controls | 89 | 3060 | -0.0007 | 93 | 65 | 417 | 0.99 | Ambient | 50000 |  | 1 | 54000 | 0.1 | 20 | 23 | 0.02 | 0.01 | 0.01 | 0.01 | 0 | 0 | 0.09 | 0.05 | 0.04 | 0.04 | 0.03 | 0.02 | 0.38 | 0.3 | 0.31 | 0.27 | 0.09 | 0.05 | True | False | Non Federally-Regulated | 06/01/2023 |  | 06/08/2023
Elite Lighting | Elite Lighting | REL437-700L/1100L-DIMTR/120-DIM10/MVOLT-27K/30K/35K/40K/50K-90-#-## | Light Emitting Diode | Strip Lighting | Direct Wired | Forward Phase Cut Controls | 86 | 2700 | 0.0009 | 94 | 62 | 357 | 0.99 | Ambient | 50000 |  | 1 | 60000 | 0.1 | 18 | 19 | 0.1 | 0.09 | 0.09 | 0.09 | 0 | 0 | 0.1 | 0.06 | 0.05 | 0.05 | 0 | 0 | 0.13 | 0.04 | 0.02 | 0.02 | 0 | 0 | True | False | Non Federally-Regulated | 06/16/2023 |  | 06/19/2023
Elite Lighting | Elite Lighting | REL537-950L/1100L-DIMTR/120-DIM10/MVOLT-27K/30K/35K/40K/50K-90-#-## | Light Emitting Diode | Strip Lighting | Direct Wired | Forward Phase Cut Controls | 83 | 2700 | 0.0007 | 94 | 61 | 360 | 0.99 | Ambient | 50000 |  | 1 | 60000 | 0.1 | 18 | 19 | 0.1 | 0.09 | 0.09 | 0.09 | 0 | 0 | 0.1 | 0.06 | 0.05 | 0.05 | 0 | 0 | 0.14 | 0.04 | 0.02 | 0.01 | 0 | 0 | True | False | Non Federally-Regulated | 06/16/2023 |  | 06/19/2023
Elite Lighting | Elite Lighting | REL637-950L/1200L-DIMTR/120-DIM10/MVOLT-27K/30K/35K/40K/50K-90-#-## | Light Emitting Diode | Strip Lighting | Direct Wired | Forward Phase Cut Controls | 87 | 2700 | 0.0007 | 93 | 60 | 308 | 0.99 | Ambient | 50000 |  | 1 | 60000 | 0.1 | 18 | 19 | 0.1 | 0.09 | 0.09 | 0.09 | 0 | 0 | 0.1 | 0.07 | 0.06 | 0.06 | 0 | 0 | 0.12 | 0.04 | 0.02 | 0.02 | 0 | 0 | True | False | Non Federally-Regulated | 06/16/2023 |  | 06/19/2023
Elite Lighting | Elite Lighting | REL437-700L/1100L-DIMTR/120-DIM10/MVOLT-27K/30K/35K/40K/50K-90-#-## | Light Emitting Diode | Strip Lighting | Direct Wired | Forward Phase Cut Controls | 86 | 2700 | 0.0009 | 94 | 62 | 357 | 0.99 | Ambient | 50000 |  | 1 | 60000 | 0.1 | 18 | 19 | 0.1 | 0.09 | 0.09 | 0.09 | 0 | 0 | 0.1 | 0.06 | 0.05 | 0.05 | 0 | 0 | 0.13 | 0.04 | 0.02 | 0.02 | 0 | 0 | True | False | Non Federally-Regulated | 06/19/2023 |  | 06/19/2023
Elite Lighting | Elite Lighting | REL537-950L/1100L-DIMTR/120-DIM10/MVOLT-27K/30K/35K/40K/50K-90-#-## | Light Emitting Diode | Strip Lighting | Direct Wired | Forward Phase Cut Controls | 83 | 2700 | 0.0007 | 94 | 61 | 360 | 0.99 | Ambient | 50000 |  | 1 | 60000 | 0.1 | 18 | 19 | 0.1 | 0.09 | 0.09 | 0.09 | 0 | 0 | 0.1 | 0.06 | 0.05 | 0.05 | 0 | 0 | 0.14 | 0.04 | 0.02 | 0.01 | 0 | 0 | True | False | Non Federally-Regulated | 06/19/2023 |  | 06/19/2023
Elite Lighting | Elite Lighting | REL637-950L/1200L-DIMTR/120-DIM10/MVOLT-27K/30K/35K/40K/50K-90-#-## | Light Emitting Diode | Strip Lighting | Direct Wired | Forward Phase Cut Controls | 87 | 2700 | 0.0007 | 93 | 60 | 308 | 0.99 | Ambient | 50000 |  | 1 | 60000 | 0.1 | 18 | 19 | 0.1 | 0.09 | 0.09 | 0.09 | 0 | 0 | 0.1 | 0.07 | 0.06 | 0.06 | 0 | 0 | 0.12 | 0.04 | 0.02 | 0.02 | 0 | 0 | True | False | Non Federally-Regulated | 06/19/2023 |  | 06/19/2023
RISE LIGHTING | RISE | 2018.481-LEA-15 | Light Emitting Diode | Inseparable Luminaire | Direct Wired | 0-10 VDC Controls | 50.1 | 2688 | -0.0002 | 91 | 65 | 405 | 0.99 | Ambient | 36000 |  | 1 | 55000 | 0.1 | 20 | 22 | 0.02 | 0.01 | 0 | 0 | 0 | 0 | 0.14 | 0.02 | 0.01 | 0.01 | 0.01 | 0 | 0.01 | 0.01 | 0.01 | 0.01 | 0 | 0 | True | False | Non Federally-Regulated | 04/25/2023 |  | 06/26/2023
RISE LIGHTING | RISE | 2018.275F-LEA-15 | Light Emitting Diode | Inseparable Luminaire | Direct Wired | 0-10 VDC Controls | 50.1 | 2688 | -0.0002 | 91 | 65 | 405 | 0.99 | Ambient | 36000 |  | 1 | 55000 | 0.1 | 20 | 22 | 0.02 | 0.01 | 0 | 0 | 0 | 0 | 0.14 | 0.02 | 0.01 | 0.01 | 0.01 | 0 | 0.01 | 0.01 | 0.01 | 0.01 | 0 | 0 | True | False | Non Federally-Regulated | 04/25/2023 |  | 06/26/2023
RISE LIGHTING | RISE | 2018.494-LEA-15 | Light Emitting Diode | Inseparable Luminaire | Direct Wired | 0-10 VDC Controls | 50.1 | 2688 | -0.0002 | 91 | 65 | 405 | 0.99 | Ambient | 36000 |  | 1 | 55000 | 0.1 | 20 | 22 | 0.02 | 0.01 | 0 | 0 | 0 | 0 | 0.14 | 0.02 | 0.01 | 0.01 | 0.01 | 0 | 0.01 | 0.01 | 0.01 | 0.01 | 0 | 0 | True | False | Non Federally-Regulated | 04/25/2023 |  | 06/26/2023
RISE LIGHTING | RISE | 2018.294F-LEA-15 | Light Emitting Diode | Inseparable Luminaire | Direct Wired | 0-10 VDC Controls | 50.1 | 2688 | -0.0002 | 91 | 65 | 405 | 0.99 | Ambient | 36000 |  | 1 | 55000 | 0.1 | 20 | 22 | 0.02 | 0.01 | 0 | 0 | 0 | 0 | 0.14 | 0.02 | 0.01 | 0.01 | 0.01 | 0 | 0.01 | 0.01 | 0.01 | 0.01 | 0 | 0 | True | False | Non Federally-Regulated | 04/25/2023 |  | 06/26/2023
RISE LIGHTING | RISE | 2018.482-LEA-15 | Light Emitting Diode | Inseparable Luminaire | Direct Wired | 0-10 VDC Controls | 50.8 | 2685 | -0.0003 | 91 | 66 | 410 | 0.99 | Ambient | 36000 |  | 1 | 55000 | 0.1 | 20 | 22 | 0.04 | 0.02 | 0.01 | 0.01 | 0 | 0 | 0.17 | 0.07 | 0.04 | 0.02 | 0.01 | 0.01 | 0.01 | 0.04 | 0.02 | 0.01 | 0.01 | 0 | True | False | Non Federally-Regulated | 04/25/2023 |  | 06/26/2023
RISE LIGHTING | RISE | 2018.276F-LEA-15 | Light Emitting Diode | Inseparable Luminaire | Direct Wired | 0-10 VDC Controls | 50.8 | 2685 | -0.0003 | 91 | 66 | 410 | 0.99 | Ambient | 36000 |  | 1 | 55000 | 0.1 | 20 | 22 | 0.04 | 0.02 | 0.01 | 0.01 | 0 | 0 | 0.17 | 0.07 | 0.04 | 0.02 | 0.01 | 0.01 | 0.01 | 0.04 | 0.02 | 0.01 | 0.01 | 0 | True | False | Non Federally-Regulated | 04/25/2023 |  | 06/26/2023
RISE LIGHTING | RISE | 2018.483-LEA-15 | Light Emitting Diode | Inseparable Luminaire | Direct Wired | 0-10 VDC Controls | 51 | 2695 | -0.0001 | 91 | 65 | 440 | 0.99 | Ambient | 36000 |  | 1 | 55000 | 0.08 | 20 | 22 | 0.03 | 0 | 0 | 0 | 0 | 0 | 0.14 | 0.02 | 0.01 | 0.01 | 0.01 | 0 | 0.01 | 0.01 | 0.01 | 0.01 | 0 | 0 | True | False | Non Federally-Regulated | 04/25/2023 |  | 06/26/2023
RISE LIGHTING | RISE | 2018.277A-LEA-15 | Light Emitting Diode | Inseparable Luminaire | Direct Wired | 0-10 VDC Controls | 51 | 2695 | -0.0001 | 91 | 65 | 440 | 0.99 | Ambient | 36000 |  | 1 | 55000 | 0.08 | 20 | 22 | 0.03 | 0 | 0 | 0 | 0 | 0 | 0.14 | 0.02 | 0.01 | 0.01 | 0.01 | 0 | 0.01 | 0.01 | 0.01 | 0.01 | 0 | 0 | True | False | Non Federally-Regulated | 04/25/2023 |  | 06/26/2023
RISE LIGHTING | RISE | 2018.495-LEA-15 | Light Emitting Diode | Inseparable Luminaire | Direct Wired | 0-10 VDC Controls | 51 | 2695 | -0.0001 | 91 | 65 | 440 | 0.99 | Ambient | 36000 |  | 1 | 55000 | 0.08 | 20 | 22 | 0.03 | 0 | 0 | 0 | 0 | 0 | 0.14 | 0.02 | 0.01 | 0.01 | 0.01 | 0 | 0.01 | 0.01 | 0.01 | 0.01 | 0 | 0 | True | False | Non Federally-Regulated | 04/25/2023 |  | 06/26/2023
RISE LIGHTING | RISE | 2018.295A-LEA-15 | Light Emitting Diode | Inseparable Luminaire | Direct Wired | 0-10 VDC Controls | 51 | 2695 | -0.0001 | 91 | 65 | 440 | 0.99 | Ambient | 36000 |  | 1 | 55000 | 0.08 | 20 | 22 | 0.03 | 0 | 0 | 0 | 0 | 0 | 0.14 | 0.02 | 0.01 | 0.01 | 0.01 | 0 | 0.01 | 0.01 | 0.01 | 0.01 | 0 | 0 | True | False | Non Federally-Regulated | 04/25/2023 |  | 06/26/2023
RISE LIGHTING | RISE | 2018.484-LEA-15 | Light Emitting Diode | Inseparable Luminaire | Direct Wired | 0-10 VDC Controls | 51 | 2673 | -0.0001 | 91 | 66 | 380 | 0.99 | Ambient | 36000 |  | 1 | 55000 | 0.09 | 20 | 22 | 0.04 | 0.02 | 0.01 | 0.01 | 0 | 0 | 0.01 | 0.02 | 0.01 | 0.01 | 0 | 0 | 0.01 | 0.04 | 0.02 | 0.01 | 0.01 | 0 | True | False | Non Federally-Regulated | 04/25/2023 |  | 06/26/2023
RISE LIGHTING | RISE | 2018.278A-LEA-15 | Light Emitting Diode | Inseparable Luminaire | Direct Wired | 0-10 VDC Controls | 51 | 2673 | -0.0001 | 91 | 66 | 380 | 0.99 | Ambient | 36000 |  | 1 | 55000 | 0.09 | 20 | 22 | 0.04 | 0.02 | 0.01 | 0.01 | 0 | 0 | 0.01 | 0.02 | 0.01 | 0.01 | 0 | 0 | 0.01 | 0.04 | 0.02 | 0.01 | 0.01 | 0 | True | False | Non Federally-Regulated | 04/25/2023 |  | 06/26/2023
RISE LIGHTING | RISE | 2018.481-ACOT-84-AM | Light Emitting Diode | Inseparable Luminaire | Direct Wired | 0-10 VDC Controls | 57 | 2737 | 0.0003 | 92 | 68 | 420 | 0.99 | Ambient | 36000 |  | 1 | 55000 | 0.1 | 20 | 21 | 0.02 | 0 | 0 | 0 | 0 | 0 | 0.12 | 0.02 | 0.01 | 0.01 | 0.01 | 0.01 | 0.01 | 0.01 | 0.01 | 0 | 0 | 0 | True | False | Non Federally-Regulated | 04/25/2023 |  | 06/26/2023
RISE LIGHTING | RISE | 2018.275F-ACOT-84-AM | Light Emitting Diode | Inseparable Luminaire | Direct Wired | 0-10 VDC Controls | 57 | 2737 | 0.0003 | 92 | 68 | 420 | 0.99 | Ambient | 36000 |  | 1 | 55000 | 0.1 | 20 | 21 | 0.02 | 0 | 0 | 0 | 0 | 0 | 0.12 | 0.02 | 0.01 | 0.01 | 0.01 | 0.01 | 0.01 | 0.01 | 0.01 | 0 | 0 | 0 | True | False | Non Federally-Regulated | 04/25/2023 |  | 06/26/2023
RISE LIGHTING | RISE | 2018.494-ACOT-84-AM | Light Emitting Diode | Inseparable Luminaire | Direct Wired | 0-10 VDC Controls | 57 | 2737 | 0.0003 | 92 | 68 | 420 | 0.99 | Ambient | 36000 |  | 1 | 55000 | 0.1 | 20 | 21 | 0.02 | 0 | 0 | 0 | 0 | 0 | 0.12 | 0.02 | 0.01 | 0.01 | 0.01 | 0.01 | 0.01 | 0.01 | 0.01 | 0 | 0 | 0 | True | False | Non Federally-Regulated | 04/25/2023 |  | 06/26/2023
RISE LIGHTING | RISE | 2018.294F-ACOT-84-AM | Light Emitting Diode | Inseparable Luminaire | Direct Wired | 0-10 VDC Controls | 57 | 2737 | 0.0003 | 92 | 68 | 420 | 0.99 | Ambient | 36000 |  | 1 | 55000 | 0.1 | 20 | 21 | 0.02 | 0 | 0 | 0 | 0 | 0 | 0.12 | 0.02 | 0.01 | 0.01 | 0.01 | 0.01 | 0.01 | 0.01 | 0.01 | 0 | 0 | 0 | True | False | Non Federally-Regulated | 04/25/2023 |  | 06/26/2023
RISE LIGHTING | RISE | 2018.482-ACOT-84-AM | Light Emitting Diode | Inseparable Luminaire | Direct Wired | 0-10 VDC Controls | 50.2 | 2711 | 0.0008 | 91 | 67 | 425 | 0.99 | Ambient | 36000 |  | 1 | 55000 | 0.1 | 20 | 21 | 0.04 | 0.02 | 0.01 | 0 | 0 | 0 | 0.03 | 0.02 | 0.01 | 0.01 | 0 | 0 | 0.01 | 0.03 | 0.02 | 0.01 | 0.01 | 0 | True | False | Non Federally-Regulated | 04/25/2023 |  | 06/26/2023
RISE LIGHTING | RISE | 2018.276F-ACOT-84-AM | Light Emitting Diode | Inseparable Luminaire | Direct Wired | 0-10 VDC Controls | 50.2 | 2711 | 0.0008 | 91 | 67 | 425 | 0.99 | Ambient | 36000 |  | 1 | 55000 | 0.1 | 20 | 21 | 0.04 | 0.02 | 0.01 | 0 | 0 | 0 | 0.03 | 0.02 | 0.01 | 0.01 | 0 | 0 | 0.01 | 0.03 | 0.02 | 0.01 | 0.01 | 0 | True | False | Non Federally-Regulated | 04/25/2023 |  | 06/26/2023
RISE LIGHTING | RISE | 2018.483-ACOT-84-AM | Light Emitting Diode | Inseparable Luminaire | Direct Wired | 0-10 VDC Controls | 56.9 | 2717 | 0.0009 | 91 | 67 | 410 | 0.99 | Ambient | 36000 |  | 1 | 55000 | 0.09 | 20 | 21 | 0.02 | 0 | 0 | 0 | 0 | 0 | 0.12 | 0.02 | 0.01 | 0.01 | 0.01 | 0.01 | 0.01 | 0.01 | 0.01 | 0 | 0 | 0 | True | False | Non Federally-Regulated | 04/25/2023 |  | 06/26/2023
RISE LIGHTING | RISE | 2018.277A-ACOT-84-AM | Light Emitting Diode | Inseparable Luminaire | Direct Wired | 0-10 VDC Controls | 56.9 | 2717 | 0.0009 | 91 | 67 | 410 | 0.99 | Ambient | 36000 |  | 1 | 55000 | 0.09 | 20 | 21 | 0.02 | 0 | 0 | 0 | 0 | 0 | 0.12 | 0.02 | 0.01 | 0.01 | 0.01 | 0.01 | 0.01 | 0.01 | 0.01 | 0 | 0 | 0 | True | False | Non Federally-Regulated | 04/25/2023 |  | 06/26/2023
RISE LIGHTING | RISE | 2018.495-ACOT-84-AM | Light Emitting Diode | Inseparable Luminaire | Direct Wired | 0-10 VDC Controls | 56.9 | 2717 | 0.0009 | 91 | 67 | 410 | 0.99 | Ambient | 36000 |  | 1 | 55000 | 0.09 | 20 | 21 | 0.02 | 0 | 0 | 0 | 0 | 0 | 0.12 | 0.02 | 0.01 | 0.01 | 0.01 | 0.01 | 0.01 | 0.01 | 0.01 | 0 | 0 | 0 | True | False | Non Federally-Regulated | 04/25/2023 |  | 06/26/2023
RISE LIGHTING | RISE | 2018.295A-ACOT-84-AM | Light Emitting Diode | Inseparable Luminaire | Direct Wired | 0-10 VDC Controls | 56.9 | 2717 | 0.0009 | 91 | 67 | 410 | 0.99 | Ambient | 36000 |  | 1 | 55000 | 0.09 | 20 | 21 | 0.02 | 0 | 0 | 0 | 0 | 0 | 0.12 | 0.02 | 0.01 | 0.01 | 0.01 | 0.01 | 0.01 | 0.01 | 0.01 | 0 | 0 | 0 | True | False | Non Federally-Regulated | 04/25/2023 |  | 06/26/2023
RISE LIGHTING | RISE | 2018.484-ACOT-84-AM | Light Emitting Diode | Inseparable Luminaire | Direct Wired | 0-10 VDC Controls | 47.6 | 2700 | 0.0006 | 91 | 67 | 385 | 0.99 | Ambient | 36000 |  | 1 | 55000 | 0.09 | 20 | 21 | 0.03 | 0.01 | 0.01 | 0.01 | 0 | 0 | 0.03 | 0.02 | 0.01 | 0.01 | 0.01 | 0.01 | 0.01 | 0.04 | 0.02 | 0.01 | 0.01 | 0 | True | False | Non Federally-Regulated | 04/25/2023 |  | 06/26/2023
RISE LIGHTING | RISE | 2018.278A-ACOT-84-AM | Light Emitting Diode | Inseparable Luminaire | Direct Wired | 0-10 VDC Controls | 47.6 | 2700 | 0.0006 | 91 | 67 | 385 | 0.99 | Ambient | 36000 |  | 1 | 55000 | 0.09 | 20 | 21 | 0.03 | 0.01 | 0.01 | 0.01 | 0 | 0 | 0.03 | 0.02 | 0.01 | 0.01 | 0.01 | 0.01 | 0.01 | 0.04 | 0.02 | 0.01 | 0.01 | 0 | True | False | Non Federally-Regulated | 04/25/2023 |  | 06/26/2023
RISE LIGHTING | RISE | 2018.464-ACOT-73-AM | Light Emitting Diode | Inseparable Luminaire | Direct Wired | 0-10 VDC Controls | 58.6 | 2673 | 0.0002 | 91 | 67 | 425 | 0.99 | Ambient | 36000 |  | 1 | 55000 | 0.09 | 20 | 21 | 0.01 | 0 | 0 | 0 | 0 | 0 | 0.08 | 0.01 | 0.01 | 0.01 | 0 | 0 | 0.16 | 0.03 | 0.01 | 0.01 | 0.01 | 0 | True | False | Non Federally-Regulated | 04/25/2023 |  | 06/26/2023
RISE LIGHTING | RISE | 2018.256F-ACOT-73-AM | Light Emitting Diode | Inseparable Luminaire | Direct Wired | 0-10 VDC Controls | 58.6 | 2673 | 0.0002 | 91 | 67 | 425 | 0.99 | Ambient | 36000 |  | 1 | 55000 | 0.09 | 20 | 21 | 0.01 | 0 | 0 | 0 | 0 | 0 | 0.08 | 0.01 | 0.01 | 0.01 | 0 | 0 | 0.16 | 0.03 | 0.01 | 0.01 | 0.01 | 0 | True | False | Non Federally-Regulated | 04/25/2023 |  | 06/26/2023
RISE LIGHTING | RISE | 2018.463-ACOT-73-AM | Light Emitting Diode | Inseparable Luminaire | Direct Wired | 0-10 VDC Controls | 58.6 | 2673 | 0.0002 | 91 | 67 | 425 | 0.99 | Ambient | 36000 |  | 1 | 55000 | 0.09 | 20 | 21 | 0.01 | 0 | 0 | 0 | 0 | 0 | 0.08 | 0.01 | 0.01 | 0.01 | 0 | 0 | 0.16 | 0.03 | 0.01 | 0.01 | 0.01 | 0 | True | False | Non Federally-Regulated | 04/25/2023 |  | 06/26/2023
RISE LIGHTING | RISE | 2018.255F-ACOT-73-AM | Light Emitting Diode | Inseparable Luminaire | Direct Wired | 0-10 VDC Controls | 58.6 | 2673 | 0.0002 | 91 | 67 | 425 | 0.99 | Ambient | 36000 |  | 1 | 55000 | 0.09 | 20 | 21 | 0.01 | 0 | 0 | 0 | 0 | 0 | 0.08 | 0.01 | 0.01 | 0.01 | 0 | 0 | 0.16 | 0.03 | 0.01 | 0.01 | 0.01 | 0 | True | False | Non Federally-Regulated | 04/25/2023 |  | 06/26/2023
RISE LIGHTING | RISE | 2218.146-ACOT-73-AM | Light Emitting Diode | Inseparable Luminaire | Direct Wired | 0-10 VDC Controls | 46.6 | 2661 | 0.0004 | 91 | 65 | 440 | 0.99 | Ambient | 36000 |  | 1 | 55000 | 0.1 | 20 | 21 | 0.02 | 0.01 | 0.01 | 0 | 0 | 0 | 0.02 | 0.01 | 0.01 | 0 | 0 | 0 | 0.04 | 0.02 | 0.01 | 0.01 | 0 | 0 | True | False | Non Federally-Regulated | 04/25/2023 |  | 06/26/2023
RISE LIGHTING | RISE | 2018.466-ACOT-73-AM | Light Emitting Diode | Inseparable Luminaire | Direct Wired | 0-10 VDC Controls | 58.1 | 2679 | 0.0006 | 91 | 69 | 395 | 0.99 | Ambient | 36000 |  | 1 | 55000 | 0.1 | 20 | 21 | 0.01 | 0 | 0 | 0 | 0 | 0 | 0.07 | 0.01 | 0.01 | 0 | 0 | 0 | 0.17 | 0.03 | 0.01 | 0.01 | 0.01 | 0 | True | False | Non Federally-Regulated | 04/25/2023 |  | 06/26/2023
RISE LIGHTING | RISE | 2018.258A-ACOT-73-AM | Light Emitting Diode | Inseparable Luminaire | Direct Wired | 0-10 VDC Controls | 58.1 | 2679 | 0.0006 | 91 | 69 | 395 | 0.99 | Ambient | 36000 |  | 1 | 55000 | 0.1 | 20 | 21 | 0.01 | 0 | 0 | 0 | 0 | 0 | 0.07 | 0.01 | 0.01 | 0 | 0 | 0 | 0.17 | 0.03 | 0.01 | 0.01 | 0.01 | 0 | True | False | Non Federally-Regulated | 04/25/2023 |  | 06/26/2023
RISE LIGHTING | RISE | 2018.465-ACOT-73-AM | Light Emitting Diode | Inseparable Luminaire | Direct Wired | 0-10 VDC Controls | 58.1 | 2679 | 0.0006 | 91 | 69 | 395 | 0.99 | Ambient | 36000 |  | 1 | 55000 | 0.1 | 20 | 21 | 0.01 | 0 | 0 | 0 | 0 | 0 | 0.07 | 0.01 | 0.01 | 0 | 0 | 0 | 0.17 | 0.03 | 0.01 | 0.01 | 0.01 | 0 | True | False | Non Federally-Regulated | 04/25/2023 |  | 06/26/2023
RISE LIGHTING | RISE | 2018.257A-ACOT-73-AM | Light Emitting Diode | Inseparable Luminaire | Direct Wired | 0-10 VDC Controls | 58.1 | 2679 | 0.0006 | 91 | 69 | 395 | 0.99 | Ambient | 36000 |  | 1 | 55000 | 0.1 | 20 | 21 | 0.01 | 0 | 0 | 0 | 0 | 0 | 0.07 | 0.01 | 0.01 | 0 | 0 | 0 | 0.17 | 0.03 | 0.01 | 0.01 | 0.01 | 0 | True | False | Non Federally-Regulated | 04/25/2023 |  | 06/26/2023
RISE LIGHTING | RISE | 2218.147-ACOT-73-AM | Light Emitting Diode | Inseparable Luminaire | Direct Wired | 0-10 VDC Controls | 46.7 | 2680 | 0.0006 | 91 | 66 | 400 | 0.99 | Ambient | 36000 |  | 1 | 55000 | 0.1 | 20 | 21 | 0.03 | 0.01 | 0.01 | 0 | 0 | 0 | 0.12 | 0.05 | 0.03 | 0.02 | 0.01 | 0.01 | 0.01 | 0.02 | 0.01 | 0.01 | 0 | 0 | True | False | Non Federally-Regulated | 04/25/2023 |  | 06/26/2023
RISE LIGHTING | RISE | 2218.219A-ACOT-73-AM | Light Emitting Diode | Inseparable Luminaire | Direct Wired | 0-10 VDC Controls | 46.7 | 2680 | 0.0006 | 91 | 66 | 400 | 0.99 | Ambient | 36000 |  | 1 | 55000 | 0.1 | 20 | 21 | 0.03 | 0.01 | 0.01 | 0 | 0 | 0 | 0.12 | 0.05 | 0.03 | 0.02 | 0.01 | 0.01 | 0.01 | 0.02 | 0.01 | 0.01 | 0 | 0 | True | False | Non Federally-Regulated | 04/25/2023 |  | 06/26/2023
RISE LIGHTING | RISE | 2218.218F-ACOT-73-AM | Light Emitting Diode | Inseparable Luminaire | Direct Wired | 0-10 VDC Controls | 46.6 | 2661 | 0.0004 | 91 | 65 | 440 | 0.99 | Ambient | 36000 |  | 1 | 55000 | 0.1 | 20 | 21 | 0.02 | 0.01 | 0.01 | 0 | 0 | 0 | 0.02 | 0.01 | 0.01 | 0 | 0 | 0 | 0.04 | 0.02 | 0.01 | 0.01 | 0 | 0 | True | False | Non Federally-Regulated | 04/25/2023 |  | 06/26/2023
RISE LIGHTING | RISE | 2018.464-ACOT-73-AM-850 | Light Emitting Diode | Inseparable Luminaire | Direct Wired | 0-10 VDC Controls | 63.2 | 2704 | 0.001 | 91 | 67 | 380 | 0.99 | Ambient | 36000 |  | 1 | 55000 | 0.1 | 20 | 21 | 0.01 | 0 | 0 | 0 | 0 | 0 | 0.07 | 0.01 | 0.01 | 0.01 | 0 | 0 | 0.04 | 0.01 | 0.01 | 0 | 0 | 0 | True | False | Non Federally-Regulated | 04/25/2023 |  | 06/26/2023
RISE LIGHTING | RISE | 2018.256F-ACOT-73-AM-850 | Light Emitting Diode | Inseparable Luminaire | Direct Wired | 0-10 VDC Controls | 63.2 | 2704 | 0.001 | 91 | 67 | 380 | 0.99 | Ambient | 36000 |  | 1 | 55000 | 0.1 | 20 | 21 | 0.01 | 0 | 0 | 0 | 0 | 0 | 0.07 | 0.01 | 0.01 | 0.01 | 0 | 0 | 0.04 | 0.01 | 0.01 | 0 | 0 | 0 | True | False | Non Federally-Regulated | 04/25/2023 |  | 06/26/2023
RISE LIGHTING | RISE | 2018.463-ACOT-73-AM-850 | Light Emitting Diode | Inseparable Luminaire | Direct Wired | 0-10 VDC Controls | 63.2 | 2704 | 0.001 | 91 | 67 | 380 | 0.99 | Ambient | 36000 |  | 1 | 55000 | 0.1 | 20 | 21 | 0.01 | 0 | 0 | 0 | 0 | 0 | 0.07 | 0.01 | 0.01 | 0.01 | 0 | 0 | 0.04 | 0.01 | 0.01 | 0 | 0 | 0 | True | False | Non Federally-Regulated | 04/25/2023 |  | 06/26/2023
RISE LIGHTING | RISE | 2018.255F-ACOT-73-AM-850 | Light Emitting Diode | Inseparable Luminaire | Direct Wired | 0-10 VDC Controls | 63.2 | 2704 | 0.001 | 91 | 67 | 380 | 0.99 | Ambient | 36000 |  | 1 | 55000 | 0.1 | 20 | 21 | 0.01 | 0 | 0 | 0 | 0 | 0 | 0.07 | 0.01 | 0.01 | 0.01 | 0 | 0 | 0.04 | 0.01 | 0.01 | 0 | 0 | 0 | True | False | Non Federally-Regulated | 04/25/2023 |  | 06/26/2023
RISE LIGHTING | RISE | 2218.146-ACOT-73-AM-850 | Light Emitting Diode | Inseparable Luminaire | Direct Wired | 0-10 VDC Controls | 50 | 2682 | 0.0006 | 92 | 68 | 410 | 0.99 | Ambient | 36000 |  | 1 | 55000 | 0.1 | 20 | 21 | 0.01 | 0 | 0 | 0 | 0 | 0 | 0.08 | 0.01 | 0.01 | 0.01 | 0 | 0 | 0.04 | 0.01 | 0 | 0 | 0 | 0 | True | False | Non Federally-Regulated | 04/25/2023 |  | 06/26/2023
RISE LIGHTING | RISE | 2218.218F-ACOT-73-AM-850 | Light Emitting Diode | Inseparable Luminaire | Direct Wired | 0-10 VDC Controls | 50 | 2682 | 0.0006 | 92 | 68 | 410 | 0.99 | Ambient | 36000 |  | 1 | 55000 | 0.1 | 20 | 21 | 0.01 | 0 | 0 | 0 | 0 | 0 | 0.08 | 0.01 | 0.01 | 0.01 | 0 | 0 | 0.04 | 0.01 | 0 | 0 | 0 | 0 | True | False | Non Federally-Regulated | 04/25/2023 |  | 06/26/2023
RISE LIGHTING | RISE | 2018.466-ACOT-73-AM-850 | Light Emitting Diode | Inseparable Luminaire | Direct Wired | 0-10 VDC Controls | 63 | 2702 | 0.0009 | 91 | 67 | 390 | 0.99 | Ambient | 36000 |  | 1 | 55000 | 0.08 | 20 | 21 | 0.02 | 0 | 0 | 0 | 0 | 0 | 0.16 | 0.02 | 0.01 | 0.01 | 0 | 0 | 0.06 | 0.01 | 0.01 | 0 | 0 | 0 | True | False | Non Federally-Regulated | 04/25/2023 |  | 06/26/2023
RISE LIGHTING | RISE | 2018.258A-ACOT-73-AM-850 | Light Emitting Diode | Inseparable Luminaire | Direct Wired | 0-10 VDC Controls | 63 | 2702 | 0.0009 | 91 | 67 | 390 | 0.99 | Ambient | 36000 |  | 1 | 55000 | 0.08 | 20 | 21 | 0.02 | 0 | 0 | 0 | 0 | 0 | 0.16 | 0.02 | 0.01 | 0.01 | 0 | 0 | 0.06 | 0.01 | 0.01 | 0 | 0 | 0 | True | False | Non Federally-Regulated | 04/25/2023 |  | 06/26/2023
RISE LIGHTING | RISE | 2018.465-ACOT-73-AM-850 | Light Emitting Diode | Inseparable Luminaire | Direct Wired | 0-10 VDC Controls | 63 | 2702 | 0.0009 | 91 | 67 | 390 | 0.99 | Ambient | 36000 |  | 1 | 55000 | 0.08 | 20 | 21 | 0.02 | 0 | 0 | 0 | 0 | 0 | 0.16 | 0.02 | 0.01 | 0.01 | 0 | 0 | 0.06 | 0.01 | 0.01 | 0 | 0 | 0 | True | False | Non Federally-Regulated | 04/25/2023 |  | 06/26/2023
RISE LIGHTING | RISE | 2018.257A-ACOT-73-AM-850 | Light Emitting Diode | Inseparable Luminaire | Direct Wired | 0-10 VDC Controls | 63 | 2702 | 0.0009 | 91 | 67 | 390 | 0.99 | Ambient | 36000 |  | 1 | 55000 | 0.08 | 20 | 21 | 0.02 | 0 | 0 | 0 | 0 | 0 | 0.16 | 0.02 | 0.01 | 0.01 | 0 | 0 | 0.06 | 0.01 | 0.01 | 0 | 0 | 0 | True | False | Non Federally-Regulated | 04/25/2023 |  | 06/26/2023
RISE LIGHTING | RISE | 2218.147-ACOT-73-AM-850 | Light Emitting Diode | Inseparable Luminaire | Direct Wired | 0-10 VDC Controls | 47.3 | 2671 | 0.0006 | 92 | 68 | 420 | 0.99 | Ambient | 36000 |  | 1 | 55000 | 0.09 | 20 | 21 | 0.02 | 0 | 0 | 0 | 0 | 0 | 0.12 | 0.02 | 0.01 | 0.01 | 0 | 0 | 0.05 | 0.01 | 0.01 | 0 | 0 | 0 | True | False | Non Federally-Regulated | 04/25/2023 |  | 06/26/2023
RISE LIGHTING | RISE | 2218.219A-ACOT-73-AM-850 | Light Emitting Diode | Inseparable Luminaire | Direct Wired | 0-10 VDC Controls | 47.3 | 2671 | 0.0006 | 92 | 68 | 420 | 0.99 | Ambient | 36000 |  | 1 | 55000 | 0.09 | 20 | 21 | 0.02 | 0 | 0 | 0 | 0 | 0 | 0.12 | 0.02 | 0.01 | 0.01 | 0 | 0 | 0.05 | 0.01 | 0.01 | 0 | 0 | 0 | True | False | Non Federally-Regulated | 04/25/2023 |  | 06/26/2023
RISE LIGHTING | RISE | 2118.125-LEA-14 | Light Emitting Diode | Inseparable Luminaire | Direct Wired | 0-10 VDC Controls | 48.7 | 2688 | 0.0006 | 91 | 66 | 425 | 0.99 | Ambient | 36000 |  | 1 | 55000 | 0.1 | 20 | 21 | 0.02 | 0.01 | 0 | 0 | 0 | 0 | 0.19 | 0.03 | 0.02 | 0.01 | 0.01 | 0 | 0.08 | 0.01 | 0.01 | 0.01 | 0 | 0 | True | False | Non Federally-Regulated | 04/25/2023 |  | 06/26/2023
RISE LIGHTING | RISE | 2118.225F-LEA-14 | Light Emitting Diode | Inseparable Luminaire | Direct Wired | 0-10 VDC Controls | 48.7 | 2688 | 0.0006 | 91 | 66 | 425 | 0.99 | Ambient | 36000 |  | 1 | 55000 | 0.1 | 20 | 21 | 0.02 | 0.01 | 0 | 0 | 0 | 0 | 0.19 | 0.03 | 0.02 | 0.01 | 0.01 | 0 | 0.08 | 0.01 | 0.01 | 0.01 | 0 | 0 | True | False | Non Federally-Regulated | 04/25/2023 |  | 06/26/2023
RISE LIGHTING | RISE | 2118.126-LEA-14 | Light Emitting Diode | Inseparable Luminaire | Direct Wired | 0-10 VDC Controls | 48.7 | 2688 | 0.0006 | 91 | 66 | 425 | 0.99 | Ambient | 36000 |  | 1 | 55000 | 0.1 | 20 | 21 | 0.02 | 0.01 | 0 | 0 | 0 | 0 | 0.19 | 0.03 | 0.02 | 0.01 | 0.01 | 0 | 0.08 | 0.01 | 0.01 | 0.01 | 0 | 0 | True | False | Non Federally-Regulated | 04/25/2023 |  | 06/26/2023
RISE LIGHTING | RISE | 2118.226F-LEA-14 | Light Emitting Diode | Inseparable Luminaire | Direct Wired | 0-10 VDC Controls | 48.7 | 2688 | 0.0006 | 91 | 66 | 425 | 0.99 | Ambient | 36000 |  | 1 | 55000 | 0.1 | 20 | 21 | 0.02 | 0.01 | 0 | 0 | 0 | 0 | 0.19 | 0.03 | 0.02 | 0.01 | 0.01 | 0 | 0.08 | 0.01 | 0.01 | 0.01 | 0 | 0 | True | False | Non Federally-Regulated | 04/25/2023 |  | 06/26/2023
RISE LIGHTING | RISE | 2118.127-LEA-14 | Light Emitting Diode | Inseparable Luminaire | Direct Wired | 0-10 VDC Controls | 46.5 | 2683 | 0.0002 | 91 | 67 | 410 | 0.99 | Ambient | 36000 |  | 1 | 55000 | 0.09 | 20 | 21 | 0.03 | 0.01 | 0 | 0 | 0 | 0 | 0.01 | 0.01 | 0 | 0 | 0 | 0 | 0.13 | 0.02 | 0.01 | 0.01 | 0 | 0 | True | False | Non Federally-Regulated | 04/25/2023 |  | 06/26/2023
RISE LIGHTING | RISE | 2118.227F-LEA-14 | Light Emitting Diode | Inseparable Luminaire | Direct Wired | 0-10 VDC Controls | 46.5 | 2683 | 0.0002 | 91 | 67 | 410 | 0.99 | Ambient | 36000 |  | 1 | 55000 | 0.09 | 20 | 21 | 0.03 | 0.01 | 0 | 0 | 0 | 0 | 0.01 | 0.01 | 0 | 0 | 0 | 0 | 0.13 | 0.02 | 0.01 | 0.01 | 0 | 0 | True | False | Non Federally-Regulated | 04/25/2023 |  | 06/26/2023
RISE LIGHTING | RISE | 2118.128-LEA-14 | Light Emitting Diode | Inseparable Luminaire | Direct Wired | 0-10 VDC Controls | 46.9 | 2693 | 0.0005 | 91 | 66 | 430 | 0.99 | Ambient | 36000 |  | 1 | 55000 | 0.1 | 20 | 21 | 0.03 | 0.01 | 0 | 0 | 0 | 0 | 0.17 | 0.03 | 0.01 | 0.01 | 0.01 | 0.01 | 0.01 | 0.01 | 0.01 | 0.01 | 0 | 0 | True | False | Non Federally-Regulated | 04/25/2023 |  | 06/26/2023
RISE LIGHTING | RISE | 2118.228A-LEA-14 | Light Emitting Diode | Inseparable Luminaire | Direct Wired | 0-10 VDC Controls | 46.9 | 2693 | 0.0005 | 91 | 66 | 430 | 0.99 | Ambient | 36000 |  | 1 | 55000 | 0.1 | 20 | 21 | 0.03 | 0.01 | 0 | 0 | 0 | 0 | 0.17 | 0.03 | 0.01 | 0.01 | 0.01 | 0.01 | 0.01 | 0.01 | 0.01 | 0.01 | 0 | 0 | True | False | Non Federally-Regulated | 04/25/2023 |  | 06/26/2023
RISE LIGHTING | RISE | 2118.129-LEA-14 | Light Emitting Diode | Inseparable Luminaire | Direct Wired | 0-10 VDC Controls | 46.9 | 2693 | 0.0005 | 91 | 66 | 430 | 0.99 | Ambient | 36000 |  | 1 | 55000 | 0.1 | 20 | 21 | 0.03 | 0.01 | 0 | 0 | 0 | 0 | 0.17 | 0.03 | 0.01 | 0.01 | 0.01 | 0.01 | 0.01 | 0.01 | 0.01 | 0.01 | 0 | 0 | True | False | Non Federally-Regulated | 04/25/2023 |  | 06/26/2023
RISE LIGHTING | RISE | 2118.229A-LEA-14 | Light Emitting Diode | Inseparable Luminaire | Direct Wired | 0-10 VDC Controls | 46.9 | 2693 | 0.0005 | 91 | 66 | 430 | 0.99 | Ambient | 36000 |  | 1 | 55000 | 0.1 | 20 | 21 | 0.03 | 0.01 | 0 | 0 | 0 | 0 | 0.17 | 0.03 | 0.01 | 0.01 | 0.01 | 0.01 | 0.01 | 0.01 | 0.01 | 0.01 | 0 | 0 | True | False | Non Federally-Regulated | 04/25/2023 |  | 06/26/2023
RISE LIGHTING | RISE | 2118.130-LEA-14 | Light Emitting Diode | Inseparable Luminaire | Direct Wired | 0-10 VDC Controls | 52.4 | 2676 | 0.0003 | 91 | 67 | 415 | 0.97 | Ambient | 36000 |  | 1 | 55000 | 0.09 | 20 | 21 | 0.04 | 0.01 | 0.01 | 0 | 0 | 0 | 0.05 | 0.01 | 0.01 | 0 | 0 | 0 | 0.14 | 0.02 | 0.01 | 0.01 | 0.01 | 0 | True | False | Non Federally-Regulated | 04/25/2023 |  | 06/26/2023
RISE LIGHTING | RISE | 2118.230A-LEA-14 | Light Emitting Diode | Inseparable Luminaire | Direct Wired | 0-10 VDC Controls | 52.4 | 2676 | 0.0003 | 91 | 67 | 415 | 0.97 | Ambient | 36000 |  | 1 | 55000 | 0.09 | 20 | 21 | 0.04 | 0.01 | 0.01 | 0 | 0 | 0 | 0.05 | 0.01 | 0.01 | 0 | 0 | 0 | 0.14 | 0.02 | 0.01 | 0.01 | 0.01 | 0 | True | False | Non Federally-Regulated | 04/25/2023 |  | 06/26/2023
Jesco Lighting Group LLC | Jesco | P22-35S-****-**-**-RD-**-** | Light Emitting Diode | Inseparable Luminaire | Direct Wired | 0-10 VDC Controls | 50.1 | 2688 | -0.0002 | 91 | 65 | 405 | 0.99 | Ambient | 36000 |  | 1 | 55000 | 0.1 | 20 | 22 | 0.02 | 0.01 | 0 | 0 | 0 | 0 | 0.14 | 0.02 | 0.01 | 0.01 | 0.01 | 0 | 0.01 | 0.01 | 0.01 | 0.01 | 0 | 0 | True | False | Non Federally-Regulated | 06/20/2023 |  | 06/27/2023
Jesco Lighting Group LLC | Jesco | P22-35S-****-**-**-RD-**-TL | Light Emitting Diode | Inseparable Luminaire | Direct Wired | 0-10 VDC Controls | 50.1 | 2688 | -0.0002 | 91 | 65 | 405 | 0.99 | Ambient | 36000 |  | 1 | 55000 | 0.1 | 20 | 22 | 0.02 | 0.01 | 0 | 0 | 0 | 0 | 0.14 | 0.02 | 0.01 | 0.01 | 0.01 | 0 | 0.01 | 0.01 | 0.01 | 0.01 | 0 | 0 | True | False | Non Federally-Regulated | 06/20/2023 |  | 06/27/2023
Jesco Lighting Group LLC | Jesco | P22-35S-****-**-**-RA-**-** | Light Emitting Diode | Inseparable Luminaire | Direct Wired | 0-10 VDC Controls | 50.1 | 2688 | -0.0002 | 91 | 65 | 405 | 0.99 | Ambient | 36000 |  | 1 | 55000 | 0.1 | 20 | 22 | 0.02 | 0.01 | 0 | 0 | 0 | 0 | 0.14 | 0.02 | 0.01 | 0.01 | 0.01 | 0 | 0.01 | 0.01 | 0.01 | 0.01 | 0 | 0 | True | False | Non Federally-Regulated | 06/20/2023 |  | 06/27/2023
Jesco Lighting Group LLC | Jesco | P22-35S-****-**-**-RA-**-TL | Light Emitting Diode | Inseparable Luminaire | Direct Wired | 0-10 VDC Controls | 50.1 | 2688 | -0.0002 | 91 | 65 | 405 | 0.99 | Ambient | 36000 |  | 1 | 55000 | 0.1 | 20 | 22 | 0.02 | 0.01 | 0 | 0 | 0 | 0 | 0.14 | 0.02 | 0.01 | 0.01 | 0.01 | 0 | 0.01 | 0.01 | 0.01 | 0.01 | 0 | 0 | True | False | Non Federally-Regulated | 06/20/2023 |  | 06/27/2023
Jesco Lighting Group LLC | Jesco | P22-35S-****-**-**-RW-**-** | Light Emitting Diode | Inseparable Luminaire | Direct Wired | 0-10 VDC Controls | 50.8 | 2685 | -0.0003 | 91 | 66 | 410 | 0.99 | Ambient | 36000 |  | 1 | 55000 | 0.1 | 20 | 22 | 0.04 | 0.02 | 0.01 | 0.01 | 0 | 0 | 0.17 | 0.07 | 0.04 | 0.02 | 0.01 | 0.01 | 0.01 | 0.04 | 0.02 | 0.01 | 0.01 | 0 | True | False | Non Federally-Regulated | 06/20/2023 |  | 06/27/2023
Jesco Lighting Group LLC | Jesco | P22-35S-****-**-**-RW-**-TL | Light Emitting Diode | Inseparable Luminaire | Direct Wired | 0-10 VDC Controls | 50.8 | 2685 | -0.0003 | 91 | 66 | 410 | 0.99 | Ambient | 36000 |  | 1 | 55000 | 0.1 | 20 | 22 | 0.04 | 0.02 | 0.01 | 0.01 | 0 | 0 | 0.17 | 0.07 | 0.04 | 0.02 | 0.01 | 0.01 | 0.01 | 0.04 | 0.02 | 0.01 | 0.01 | 0 | True | False | Non Federally-Regulated | 06/20/2023 |  | 06/27/2023
Jesco Lighting Group LLC | Jesco | P22-35S-****-**-**-SD-**-** | Light Emitting Diode | Inseparable Luminaire | Direct Wired | 0-10 VDC Controls | 51 | 2695 | -0.0001 | 91 | 65 | 440 | 0.99 | Ambient | 36000 |  | 1 | 55000 | 0.08 | 20 | 22 | 0.03 | 0 | 0 | 0 | 0 | 0 | 0.14 | 0.02 | 0.01 | 0.01 | 0.01 | 0 | 0.01 | 0.01 | 0.01 | 0.01 | 0 | 0 | True | False | Non Federally-Regulated | 06/20/2023 |  | 06/27/2023
Jesco Lighting Group LLC | Jesco | P22-35S-****-**-**-SD-**-TL | Light Emitting Diode | Inseparable Luminaire | Direct Wired | 0-10 VDC Controls | 51 | 2695 | -0.0001 | 91 | 65 | 440 | 0.99 | Ambient | 36000 |  | 1 | 55000 | 0.08 | 20 | 22 | 0.03 | 0 | 0 | 0 | 0 | 0 | 0.14 | 0.02 | 0.01 | 0.01 | 0.01 | 0 | 0.01 | 0.01 | 0.01 | 0.01 | 0 | 0 | True | False | Non Federally-Regulated | 06/20/2023 |  | 06/27/2023
Jesco Lighting Group LLC | Jesco | P22-35S-****-**-**-SA-**-** | Light Emitting Diode | Inseparable Luminaire | Direct Wired | 0-10 VDC Controls | 51 | 2695 | -0.0001 | 91 | 65 | 440 | 0.99 | Ambient | 36000 |  | 1 | 55000 | 0.08 | 20 | 22 | 0.03 | 0 | 0 | 0 | 0 | 0 | 0.14 | 0.02 | 0.01 | 0.01 | 0.01 | 0 | 0.01 | 0.01 | 0.01 | 0.01 | 0 | 0 | True | False | Non Federally-Regulated | 06/20/2023 |  | 06/27/2023
Jesco Lighting Group LLC | Jesco | P22-35S-****-**-**-SA-**-TL | Light Emitting Diode | Inseparable Luminaire | Direct Wired | 0-10 VDC Controls | 51 | 2695 | -0.0001 | 91 | 65 | 440 | 0.99 | Ambient | 36000 |  | 1 | 55000 | 0.08 | 20 | 22 | 0.03 | 0 | 0 | 0 | 0 | 0 | 0.14 | 0.02 | 0.01 | 0.01 | 0.01 | 0 | 0.01 | 0.01 | 0.01 | 0.01 | 0 | 0 | True | False | Non Federally-Regulated | 06/20/2023 |  | 06/27/2023
Jesco Lighting Group LLC | Jesco | P22-35S-****-**-**-SW-**-** | Light Emitting Diode | Inseparable Luminaire | Direct Wired | 0-10 VDC Controls | 51 | 2673 | -0.0001 | 91 | 66 | 380 | 0.99 | Ambient | 36000 |  | 1 | 55000 | 0.09 | 20 | 22 | 0.04 | 0.02 | 0.01 | 0.01 | 0 | 0 | 0.01 | 0.02 | 0.01 | 0.01 | 0 | 0 | 0.01 | 0.04 | 0.02 | 0.01 | 0.01 | 0 | True | False | Non Federally-Regulated | 06/20/2023 |  | 06/27/2023
Jesco Lighting Group LLC | Jesco | P22-35S-****-**-**-SW-**-TL | Light Emitting Diode | Inseparable Luminaire | Direct Wired | 0-10 VDC Controls | 51 | 2673 | -0.0001 | 91 | 66 | 380 | 0.99 | Ambient | 36000 |  | 1 | 55000 | 0.09 | 20 | 22 | 0.04 | 0.02 | 0.01 | 0.01 | 0 | 0 | 0.01 | 0.02 | 0.01 | 0.01 | 0 | 0 | 0.01 | 0.04 | 0.02 | 0.01 | 0.01 | 0 | True | False | Non Federally-Regulated | 06/20/2023 |  | 06/27/2023
Jesco Lighting Group LLC | Jesco | P22-35P-****-**-**-RD-**-** | Light Emitting Diode | Inseparable Luminaire | Direct Wired | 0-10 VDC Controls | 57 | 2737 | 0.0003 | 92 | 68 | 420 | 0.99 | Ambient | 36000 |  | 1 | 55000 | 0.1 | 20 | 21 | 0.02 | 0 | 0 | 0 | 0 | 0 | 0.12 | 0.02 | 0.01 | 0.01 | 0.01 | 0.01 | 0.01 | 0.01 | 0.01 | 0 | 0 | 0 | True | False | Non Federally-Regulated | 06/20/2023 |  | 06/27/2023
Jesco Lighting Group LLC | Jesco | P22-35P-****-**-**-RD-**-TL | Light Emitting Diode | Inseparable Luminaire | Direct Wired | 0-10 VDC Controls | 57 | 2737 | 0.0003 | 92 | 68 | 420 | 0.99 | Ambient | 36000 |  | 1 | 55000 | 0.1 | 20 | 21 | 0.02 | 0 | 0 | 0 | 0 | 0 | 0.12 | 0.02 | 0.01 | 0.01 | 0.01 | 0.01 | 0.01 | 0.01 | 0.01 | 0 | 0 | 0 | True | False | Non Federally-Regulated | 06/20/2023 |  | 06/27/2023
Jesco Lighting Group LLC | Jesco | P22-35P-****-**-**-RA-**-** | Light Emitting Diode | Inseparable Luminaire | Direct Wired | 0-10 VDC Controls | 57 | 2737 | 0.0003 | 92 | 68 | 420 | 0.99 | Ambient | 36000 |  | 1 | 55000 | 0.1 | 20 | 21 | 0.02 | 0 | 0 | 0 | 0 | 0 | 0.12 | 0.02 | 0.01 | 0.01 | 0.01 | 0.01 | 0.01 | 0.01 | 0.01 | 0 | 0 | 0 | True | False | Non Federally-Regulated | 06/20/2023 |  | 06/27/2023
Jesco Lighting Group LLC | Jesco | P22-35P-****-**-**-RA-**-TL | Light Emitting Diode | Inseparable Luminaire | Direct Wired | 0-10 VDC Controls | 57 | 2737 | 0.0003 | 92 | 68 | 420 | 0.99 | Ambient | 36000 |  | 1 | 55000 | 0.1 | 20 | 21 | 0.02 | 0 | 0 | 0 | 0 | 0 | 0.12 | 0.02 | 0.01 | 0.01 | 0.01 | 0.01 | 0.01 | 0.01 | 0.01 | 0 | 0 | 0 | True | False | Non Federally-Regulated | 06/20/2023 |  | 06/27/2023
Jesco Lighting Group LLC | Jesco | P22-35P-****-**-**-RW-**-** | Light Emitting Diode | Inseparable Luminaire | Direct Wired | 0-10 VDC Controls | 50.2 | 2711 | 0.0008 | 91 | 67 | 425 | 0.99 | Ambient | 36000 |  | 1 | 55000 | 0.1 | 20 | 21 | 0.04 | 0.02 | 0.01 | 0 | 0 | 0 | 0.03 | 0.02 | 0.01 | 0.01 | 0 | 0 | 0.01 | 0.03 | 0.02 | 0.01 | 0.01 | 0 | True | False | Non Federally-Regulated | 06/20/2023 |  | 06/27/2023
Jesco Lighting Group LLC | Jesco | P22-35P-****-**-**-RW-**-TL | Light Emitting Diode | Inseparable Luminaire | Direct Wired | 0-10 VDC Controls | 50.2 | 2711 | 0.0008 | 91 | 67 | 425 | 0.99 | Ambient | 36000 |  | 1 | 55000 | 0.1 | 20 | 21 | 0.04 | 0.02 | 0.01 | 0 | 0 | 0 | 0.03 | 0.02 | 0.01 | 0.01 | 0 | 0 | 0.01 | 0.03 | 0.02 | 0.01 | 0.01 | 0 | True | False | Non Federally-Regulated | 06/20/2023 |  | 06/27/2023
Jesco Lighting Group LLC | Jesco | P22-35P-****-**-**-SD-**-** | Light Emitting Diode | Inseparable Luminaire | Direct Wired | 0-10 VDC Controls | 56.9 | 2717 | 0.0009 | 91 | 67 | 410 | 0.99 | Ambient | 36000 |  | 1 | 55000 | 0.09 | 20 | 21 | 0.02 | 0 | 0 | 0 | 0 | 0 | 0.12 | 0.02 | 0.01 | 0.01 | 0.01 | 0.01 | 0.01 | 0.01 | 0.01 | 0 | 0 | 0 | True | False | Non Federally-Regulated | 06/20/2023 |  | 06/27/2023
Jesco Lighting Group LLC | Jesco | P22-35P-****-**-**-SD-**-TL | Light Emitting Diode | Inseparable Luminaire | Direct Wired | 0-10 VDC Controls | 56.9 | 2717 | 0.0009 | 91 | 67 | 410 | 0.99 | Ambient | 36000 |  | 1 | 55000 | 0.09 | 20 | 21 | 0.02 | 0 | 0 | 0 | 0 | 0 | 0.12 | 0.02 | 0.01 | 0.01 | 0.01 | 0.01 | 0.01 | 0.01 | 0.01 | 0 | 0 | 0 | True | False | Non Federally-Regulated | 06/20/2023 |  | 06/27/2023
Jesco Lighting Group LLC | Jesco | P22-35P-****-**-**-SA-**-** | Light Emitting Diode | Inseparable Luminaire | Direct Wired | 0-10 VDC Controls | 56.9 | 2717 | 0.0009 | 91 | 67 | 410 | 0.99 | Ambient | 36000 |  | 1 | 55000 | 0.09 | 20 | 21 | 0.02 | 0 | 0 | 0 | 0 | 0 | 0.12 | 0.02 | 0.01 | 0.01 | 0.01 | 0.01 | 0.01 | 0.01 | 0.01 | 0 | 0 | 0 | True | False | Non Federally-Regulated | 06/20/2023 |  | 06/27/2023
Jesco Lighting Group LLC | Jesco | P22-35P-****-**-**-SA-**-TL | Light Emitting Diode | Inseparable Luminaire | Direct Wired | 0-10 VDC Controls | 56.9 | 2717 | 0.0009 | 91 | 67 | 410 | 0.99 | Ambient | 36000 |  | 1 | 55000 | 0.09 | 20 | 21 | 0.02 | 0 | 0 | 0 | 0 | 0 | 0.12 | 0.02 | 0.01 | 0.01 | 0.01 | 0.01 | 0.01 | 0.01 | 0.01 | 0 | 0 | 0 | True | False | Non Federally-Regulated | 06/20/2023 |  | 06/27/2023
Jesco Lighting Group LLC | Jesco | P22-35P-****-**-**-SW-**-** | Light Emitting Diode | Inseparable Luminaire | Direct Wired | 0-10 VDC Controls | 47.6 | 2700 | 0.0006 | 91 | 67 | 385 | 0.99 | Ambient | 36000 |  | 1 | 55000 | 0.09 | 20 | 21 | 0.03 | 0.01 | 0.01 | 0.01 | 0 | 0 | 0.03 | 0.02 | 0.01 | 0.01 | 0.01 | 0.01 | 0.01 | 0.04 | 0.02 | 0.01 | 0.01 | 0 | True | False | Non Federally-Regulated | 06/20/2023 |  | 06/27/2023
Jesco Lighting Group LLC | Jesco | P22-35P-****-**-**-SW-**-TL | Light Emitting Diode | Inseparable Luminaire | Direct Wired | 0-10 VDC Controls | 47.6 | 2700 | 0.0006 | 91 | 67 | 385 | 0.99 | Ambient | 36000 |  | 1 | 55000 | 0.09 | 20 | 21 | 0.03 | 0.01 | 0.01 | 0.01 | 0 | 0 | 0.03 | 0.02 | 0.01 | 0.01 | 0.01 | 0.01 | 0.01 | 0.04 | 0.02 | 0.01 | 0.01 | 0 | True | False | Non Federally-Regulated | 06/20/2023 |  | 06/27/2023
Jesco Lighting Group LLC | Jesco | P22-45P-****-**-**-RD-**-** | Light Emitting Diode | Inseparable Luminaire | Direct Wired | 0-10 VDC Controls | 58.6 | 2673 | 0.0002 | 91 | 67 | 425 | 0.99 | Ambient | 36000 |  | 1 | 55000 | 0.09 | 20 | 21 | 0.01 | 0 | 0 | 0 | 0 | 0 | 0.08 | 0.01 | 0.01 | 0.01 | 0 | 0 | 0.16 | 0.03 | 0.01 | 0.01 | 0.01 | 0 | True | False | Non Federally-Regulated | 06/20/2023 |  | 06/27/2023
Jesco Lighting Group LLC | Jesco | P22-45P-****-**-**-RD-**-TL | Light Emitting Diode | Inseparable Luminaire | Direct Wired | 0-10 VDC Controls | 58.6 | 2673 | 0.0002 | 91 | 67 | 425 | 0.99 | Ambient | 36000 |  | 1 | 55000 | 0.09 | 20 | 21 | 0.01 | 0 | 0 | 0 | 0 | 0 | 0.08 | 0.01 | 0.01 | 0.01 | 0 | 0 | 0.16 | 0.03 | 0.01 | 0.01 | 0.01 | 0 | True | False | Non Federally-Regulated | 06/20/2023 |  | 06/27/2023
Jesco Lighting Group LLC | Jesco | P22-45P-****-**-**-RA-**-** | Light Emitting Diode | Inseparable Luminaire | Direct Wired | 0-10 VDC Controls | 58.6 | 2673 | 0.0002 | 91 | 67 | 425 | 0.99 | Ambient | 36000 |  | 1 | 55000 | 0.09 | 20 | 21 | 0.01 | 0 | 0 | 0 | 0 | 0 | 0.08 | 0.01 | 0.01 | 0.01 | 0 | 0 | 0.16 | 0.03 | 0.01 | 0.01 | 0.01 | 0 | True | False | Non Federally-Regulated | 06/20/2023 |  | 06/27/2023
Jesco Lighting Group LLC | Jesco | P22-45P-****-**-**-RA-**-TL | Light Emitting Diode | Inseparable Luminaire | Direct Wired | 0-10 VDC Controls | 58.6 | 2673 | 0.0002 | 91 | 67 | 425 | 0.99 | Ambient | 36000 |  | 1 | 55000 | 0.09 | 20 | 21 | 0.01 | 0 | 0 | 0 | 0 | 0 | 0.08 | 0.01 | 0.01 | 0.01 | 0 | 0 | 0.16 | 0.03 | 0.01 | 0.01 | 0.01 | 0 | True | False | Non Federally-Regulated | 06/20/2023 |  | 06/27/2023
Jesco Lighting Group LLC | Jesco | P22-45P-****-**-**-RW-**-** | Light Emitting Diode | Inseparable Luminaire | Direct Wired | 0-10 VDC Controls | 46.6 | 2661 | 0.0004 | 91 | 65 | 440 | 0.99 | Ambient | 36000 |  | 1 | 55000 | 0.1 | 20 | 21 | 0.02 | 0.01 | 0.01 | 0 | 0 | 0 | 0.02 | 0.01 | 0.01 | 0 | 0 | 0 | 0.04 | 0.02 | 0.01 | 0.01 | 0 | 0 | True | False | Non Federally-Regulated | 06/20/2023 |  | 06/27/2023
Jesco Lighting Group LLC | Jesco | P22-45P-****-**-**-SD-**-** | Light Emitting Diode | Inseparable Luminaire | Direct Wired | 0-10 VDC Controls | 58.1 | 2679 | 0.0006 | 91 | 69 | 395 | 0.99 | Ambient | 36000 |  | 1 | 55000 | 0.1 | 20 | 21 | 0.01 | 0 | 0 | 0 | 0 | 0 | 0.07 | 0.01 | 0.01 | 0 | 0 | 0 | 0.17 | 0.03 | 0.01 | 0.01 | 0.01 | 0 | True | False | Non Federally-Regulated | 06/20/2023 |  | 06/27/2023
Jesco Lighting Group LLC | Jesco | P22-45P-****-**-**-SD-**-TL | Light Emitting Diode | Inseparable Luminaire | Direct Wired | 0-10 VDC Controls | 58.1 | 2679 | 0.0006 | 91 | 69 | 395 | 0.99 | Ambient | 36000 |  | 1 | 55000 | 0.1 | 20 | 21 | 0.01 | 0 | 0 | 0 | 0 | 0 | 0.07 | 0.01 | 0.01 | 0 | 0 | 0 | 0.17 | 0.03 | 0.01 | 0.01 | 0.01 | 0 | True | False | Non Federally-Regulated | 06/20/2023 |  | 06/27/2023
Jesco Lighting Group LLC | Jesco | P22-45P-****-**-**-SA-**-** | Light Emitting Diode | Inseparable Luminaire | Direct Wired | 0-10 VDC Controls | 58.1 | 2679 | 0.0006 | 91 | 69 | 395 | 0.99 | Ambient | 36000 |  | 1 | 55000 | 0.1 | 20 | 21 | 0.01 | 0 | 0 | 0 | 0 | 0 | 0.07 | 0.01 | 0.01 | 0 | 0 | 0 | 0.17 | 0.03 | 0.01 | 0.01 | 0.01 | 0 | True | False | Non Federally-Regulated | 06/20/2023 |  | 06/27/2023
Jesco Lighting Group LLC | Jesco | P22-45P-****-**-**-SA-**-TL | Light Emitting Diode | Inseparable Luminaire | Direct Wired | 0-10 VDC Controls | 58.1 | 2679 | 0.0006 | 91 | 69 | 395 | 0.99 | Ambient | 36000 |  | 1 | 55000 | 0.1 | 20 | 21 | 0.01 | 0 | 0 | 0 | 0 | 0 | 0.07 | 0.01 | 0.01 | 0 | 0 | 0 | 0.17 | 0.03 | 0.01 | 0.01 | 0.01 | 0 | True | False | Non Federally-Regulated | 06/20/2023 |  | 06/27/2023
Jesco Lighting Group LLC | Jesco | P22-45P-****-**-**-SW-**-** | Light Emitting Diode | Inseparable Luminaire | Direct Wired | 0-10 VDC Controls | 46.7 | 2680 | 0.0006 | 91 | 66 | 400 | 0.99 | Ambient | 36000 |  | 1 | 55000 | 0.1 | 20 | 21 | 0.03 | 0.01 | 0.01 | 0 | 0 | 0 | 0.12 | 0.05 | 0.03 | 0.02 | 0.01 | 0.01 | 0.01 | 0.02 | 0.01 | 0.01 | 0 | 0 | True | False | Non Federally-Regulated | 06/20/2023 |  | 06/27/2023
Jesco Lighting Group LLC | Jesco | P22-45P-****-**-**-SW-**-TL | Light Emitting Diode | Inseparable Luminaire | Direct Wired | 0-10 VDC Controls | 46.7 | 2680 | 0.0006 | 91 | 66 | 400 | 0.99 | Ambient | 36000 |  | 1 | 55000 | 0.1 | 20 | 21 | 0.03 | 0.01 | 0.01 | 0 | 0 | 0 | 0.12 | 0.05 | 0.03 | 0.02 | 0.01 | 0.01 | 0.01 | 0.02 | 0.01 | 0.01 | 0 | 0 | True | False | Non Federally-Regulated | 06/20/2023 |  | 06/27/2023
Jesco Lighting Group LLC | Jesco | P22-45P-****-**-**-RW-**-TL | Light Emitting Diode | Inseparable Luminaire | Direct Wired | 0-10 VDC Controls | 46.6 | 2661 | 0.0004 | 91 | 65 | 440 | 0.99 | Ambient | 36000 |  | 1 | 55000 | 0.1 | 20 | 21 | 0.02 | 0.01 | 0.01 | 0 | 0 | 0 | 0.02 | 0.01 | 0.01 | 0 | 0 | 0 | 0.04 | 0.02 | 0.01 | 0.01 | 0 | 0 | True | False | Non Federally-Regulated | 06/20/2023 |  | 06/27/2023
Jesco Lighting Group LLC | Jesco | P22-45P-IC-****-**-**-RD-**-** | Light Emitting Diode | Inseparable Luminaire | Direct Wired | 0-10 VDC Controls | 63.2 | 2704 | 0.001 | 91 | 67 | 380 | 0.99 | Ambient | 36000 |  | 1 | 55000 | 0.1 | 20 | 21 | 0.01 | 0 | 0 | 0 | 0 | 0 | 0.07 | 0.01 | 0.01 | 0.01 | 0 | 0 | 0.04 | 0.01 | 0.01 | 0 | 0 | 0 | True | False | Non Federally-Regulated | 06/20/2023 |  | 06/27/2023
Jesco Lighting Group LLC | Jesco | P22-45P-IC-****-**-**-RD-**-TL | Light Emitting Diode | Inseparable Luminaire | Direct Wired | 0-10 VDC Controls | 63.2 | 2704 | 0.001 | 91 | 67 | 380 | 0.99 | Ambient | 36000 |  | 1 | 55000 | 0.1 | 20 | 21 | 0.01 | 0 | 0 | 0 | 0 | 0 | 0.07 | 0.01 | 0.01 | 0.01 | 0 | 0 | 0.04 | 0.01 | 0.01 | 0 | 0 | 0 | True | False | Non Federally-Regulated | 06/20/2023 |  | 06/27/2023
Jesco Lighting Group LLC | Jesco | P22-45P-IC-****-**-**-RA-**-** | Light Emitting Diode | Inseparable Luminaire | Direct Wired | 0-10 VDC Controls | 63.2 | 2704 | 0.001 | 91 | 67 | 380 | 0.99 | Ambient | 36000 |  | 1 | 55000 | 0.1 | 20 | 21 | 0.01 | 0 | 0 | 0 | 0 | 0 | 0.07 | 0.01 | 0.01 | 0.01 | 0 | 0 | 0.04 | 0.01 | 0.01 | 0 | 0 | 0 | True | False | Non Federally-Regulated | 06/20/2023 |  | 06/27/2023
Jesco Lighting Group LLC | Jesco | P22-45P-IC-****-**-**-RA-**-TL | Light Emitting Diode | Inseparable Luminaire | Direct Wired | 0-10 VDC Controls | 63.2 | 2704 | 0.001 | 91 | 67 | 380 | 0.99 | Ambient | 36000 |  | 1 | 55000 | 0.1 | 20 | 21 | 0.01 | 0 | 0 | 0 | 0 | 0 | 0.07 | 0.01 | 0.01 | 0.01 | 0 | 0 | 0.04 | 0.01 | 0.01 | 0 | 0 | 0 | True | False | Non Federally-Regulated | 06/20/2023 |  | 06/27/2023
Jesco Lighting Group LLC | Jesco | P22-45P-IC-****-**-**-RW-**-** | Light Emitting Diode | Inseparable Luminaire | Direct Wired | 0-10 VDC Controls | 50 | 2682 | 0.0006 | 92 | 68 | 410 | 0.99 | Ambient | 36000 |  | 1 | 55000 | 0.1 | 20 | 21 | 0.01 | 0 | 0 | 0 | 0 | 0 | 0.08 | 0.01 | 0.01 | 0.01 | 0 | 0 | 0.04 | 0.01 | 0 | 0 | 0 | 0 | True | False | Non Federally-Regulated | 06/20/2023 |  | 06/27/2023
Jesco Lighting Group LLC | Jesco | P22-45P-IC-****-**-**-RW-**-TL | Light Emitting Diode | Inseparable Luminaire | Direct Wired | 0-10 VDC Controls | 50 | 2682 | 0.0006 | 92 | 68 | 410 | 0.99 | Ambient | 36000 |  | 1 | 55000 | 0.1 | 20 | 21 | 0.01 | 0 | 0 | 0 | 0 | 0 | 0.08 | 0.01 | 0.01 | 0.01 | 0 | 0 | 0.04 | 0.01 | 0 | 0 | 0 | 0 | True | False | Non Federally-Regulated | 06/20/2023 |  | 06/27/2023
Jesco Lighting Group LLC | Jesco | P22-45P-IC-****-**-**-SD-**-** | Light Emitting Diode | Inseparable Luminaire | Direct Wired | 0-10 VDC Controls | 63 | 2702 | 0.0009 | 91 | 67 | 390 | 0.99 | Ambient | 36000 |  | 1 | 55000 | 0.08 | 20 | 21 | 0.02 | 0 | 0 | 0 | 0 | 0 | 0.16 | 0.02 | 0.01 | 0.01 | 0 | 0 | 0.06 | 0.01 | 0.01 | 0 | 0 | 0 | True | False | Non Federally-Regulated | 06/20/2023 |  | 06/27/2023
Jesco Lighting Group LLC | Jesco | P22-45P-IC-****-**-**-SD-**-TL | Light Emitting Diode | Inseparable Luminaire | Direct Wired | 0-10 VDC Controls | 63 | 2702 | 0.0009 | 91 | 67 | 390 | 0.99 | Ambient | 36000 |  | 1 | 55000 | 0.08 | 20 | 21 | 0.02 | 0 | 0 | 0 | 0 | 0 | 0.16 | 0.02 | 0.01 | 0.01 | 0 | 0 | 0.06 | 0.01 | 0.01 | 0 | 0 | 0 | True | False | Non Federally-Regulated | 06/20/2023 |  | 06/27/2023
Jesco Lighting Group LLC | Jesco | P22-45P-IC-****-**-**-SA-**-** | Light Emitting Diode | Inseparable Luminaire | Direct Wired | 0-10 VDC Controls | 63 | 2702 | 0.0009 | 91 | 67 | 390 | 0.99 | Ambient | 36000 |  | 1 | 55000 | 0.08 | 20 | 21 | 0.02 | 0 | 0 | 0 | 0 | 0 | 0.16 | 0.02 | 0.01 | 0.01 | 0 | 0 | 0.06 | 0.01 | 0.01 | 0 | 0 | 0 | True | False | Non Federally-Regulated | 06/20/2023 |  | 06/27/2023
Jesco Lighting Group LLC | Jesco | P22-45P-IC-****-**-**-SA-**-TL | Light Emitting Diode | Inseparable Luminaire | Direct Wired | 0-10 VDC Controls | 63 | 2702 | 0.0009 | 91 | 67 | 390 | 0.99 | Ambient | 36000 |  | 1 | 55000 | 0.08 | 20 | 21 | 0.02 | 0 | 0 | 0 | 0 | 0 | 0.16 | 0.02 | 0.01 | 0.01 | 0 | 0 | 0.06 | 0.01 | 0.01 | 0 | 0 | 0 | True | False | Non Federally-Regulated | 06/20/2023 |  | 06/27/2023
Jesco Lighting Group LLC | Jesco | P22-45P-IC-****-**-**-SW-**-** | Light Emitting Diode | Inseparable Luminaire | Direct Wired | 0-10 VDC Controls | 47.3 | 2671 | 0.0006 | 92 | 68 | 420 | 0.99 | Ambient | 36000 |  | 1 | 55000 | 0.09 | 20 | 21 | 0.02 | 0 | 0 | 0 | 0 | 0 | 0.12 | 0.02 | 0.01 | 0.01 | 0 | 0 | 0.05 | 0.01 | 0.01 | 0 | 0 | 0 | True | False | Non Federally-Regulated | 06/20/2023 |  | 06/27/2023
Jesco Lighting Group LLC | Jesco | P22-45P-IC-****-**-**-SW-**-TL | Light Emitting Diode | Inseparable Luminaire | Direct Wired | 0-10 VDC Controls | 47.3 | 2671 | 0.0006 | 92 | 68 | 420 | 0.99 | Ambient | 36000 |  | 1 | 55000 | 0.09 | 20 | 21 | 0.02 | 0 | 0 | 0 | 0 | 0 | 0.12 | 0.02 | 0.01 | 0.01 | 0 | 0 | 0.05 | 0.01 | 0.01 | 0 | 0 | 0 | True | False | Non Federally-Regulated | 06/20/2023 |  | 06/27/2023
Jesco Lighting Group LLC | Jesco | P22-35S-****-**-**-RD-**-** | Light Emitting Diode | Inseparable Luminaire | Direct Wired | 0-10 VDC Controls | 50.1 | 2688 | -0.0002 | 91 | 65 | 405 | 0.99 | Ambient | 36000 |  | 1 | 55000 | 0.1 | 20 | 22 | 0.02 | 0.01 | 0 | 0 | 0 | 0 | 0.14 | 0.02 | 0.01 | 0.01 | 0.01 | 0 | 0.01 | 0.01 | 0.01 | 0.01 | 0 | 0 | True | False | Non Federally-Regulated | 06/20/2023 |  | 06/27/2023
Jesco Lighting Group LLC | Jesco | P22-35S-****-**-**-RD-**-TL | Light Emitting Diode | Inseparable Luminaire | Direct Wired | 0-10 VDC Controls | 50.1 | 2688 | -0.0002 | 91 | 65 | 405 | 0.99 | Ambient | 36000 |  | 1 | 55000 | 0.1 | 20 | 22 | 0.02 | 0.01 | 0 | 0 | 0 | 0 | 0.14 | 0.02 | 0.01 | 0.01 | 0.01 | 0 | 0.01 | 0.01 | 0.01 | 0.01 | 0 | 0 | True | False | Non Federally-Regulated | 06/20/2023 |  | 06/27/2023
Jesco Lighting Group LLC | Jesco | P22-35S-****-**-**-RA-**-** | Light Emitting Diode | Inseparable Luminaire | Direct Wired | 0-10 VDC Controls | 50.1 | 2688 | -0.0002 | 91 | 65 | 405 | 0.99 | Ambient | 36000 |  | 1 | 55000 | 0.1 | 20 | 22 | 0.02 | 0.01 | 0 | 0 | 0 | 0 | 0.14 | 0.02 | 0.01 | 0.01 | 0.01 | 0 | 0.01 | 0.01 | 0.01 | 0.01 | 0 | 0 | True | False | Non Federally-Regulated | 06/20/2023 |  | 06/27/2023
Jesco Lighting Group LLC | Jesco | P22-35S-****-**-**-RA-**-TL | Light Emitting Diode | Inseparable Luminaire | Direct Wired | 0-10 VDC Controls | 50.1 | 2688 | -0.0002 | 91 | 65 | 405 | 0.99 | Ambient | 36000 |  | 1 | 55000 | 0.1 | 20 | 22 | 0.02 | 0.01 | 0 | 0 | 0 | 0 | 0.14 | 0.02 | 0.01 | 0.01 | 0.01 | 0 | 0.01 | 0.01 | 0.01 | 0.01 | 0 | 0 | True | False | Non Federally-Regulated | 06/20/2023 |  | 06/27/2023
Jesco Lighting Group LLC | Jesco | P22-35S-****-**-**-RW-**-** | Light Emitting Diode | Inseparable Luminaire | Direct Wired | 0-10 VDC Controls | 50.8 | 2685 | -0.0003 | 91 | 66 | 410 | 0.99 | Ambient | 36000 |  | 1 | 55000 | 0.1 | 20 | 22 | 0.04 | 0.02 | 0.01 | 0.01 | 0 | 0 | 0.17 | 0.07 | 0.04 | 0.02 | 0.01 | 0.01 | 0.01 | 0.04 | 0.02 | 0.01 | 0.01 | 0 | True | False | Non Federally-Regulated | 06/20/2023 |  | 06/27/2023
Jesco Lighting Group LLC | Jesco | P22-35S-****-**-**-RW-**-TL | Light Emitting Diode | Inseparable Luminaire | Direct Wired | 0-10 VDC Controls | 50.8 | 2685 | -0.0003 | 91 | 66 | 410 | 0.99 | Ambient | 36000 |  | 1 | 55000 | 0.1 | 20 | 22 | 0.04 | 0.02 | 0.01 | 0.01 | 0 | 0 | 0.17 | 0.07 | 0.04 | 0.02 | 0.01 | 0.01 | 0.01 | 0.04 | 0.02 | 0.01 | 0.01 | 0 | True | False | Non Federally-Regulated | 06/20/2023 |  | 06/27/2023
Jesco Lighting Group LLC | Jesco | P22-35S-****-**-**-SD-**-** | Light Emitting Diode | Inseparable Luminaire | Direct Wired | 0-10 VDC Controls | 51 | 2695 | -0.0001 | 91 | 65 | 440 | 0.99 | Ambient | 36000 |  | 1 | 55000 | 0.08 | 20 | 22 | 0.03 | 0 | 0 | 0 | 0 | 0 | 0.14 | 0.02 | 0.01 | 0.01 | 0.01 | 0 | 0.01 | 0.01 | 0.01 | 0.01 | 0 | 0 | True | False | Non Federally-Regulated | 06/20/2023 |  | 06/27/2023
Jesco Lighting Group LLC | Jesco | P22-35S-****-**-**-SD-**-TL | Light Emitting Diode | Inseparable Luminaire | Direct Wired | 0-10 VDC Controls | 51 | 2695 | -0.0001 | 91 | 65 | 440 | 0.99 | Ambient | 36000 |  | 1 | 55000 | 0.08 | 20 | 22 | 0.03 | 0 | 0 | 0 | 0 | 0 | 0.14 | 0.02 | 0.01 | 0.01 | 0.01 | 0 | 0.01 | 0.01 | 0.01 | 0.01 | 0 | 0 | True | False | Non Federally-Regulated | 06/20/2023 |  | 06/27/2023
Jesco Lighting Group LLC | Jesco | P22-35S-****-**-**-SA-**-** | Light Emitting Diode | Inseparable Luminaire | Direct Wired | 0-10 VDC Controls | 51 | 2695 | -0.0001 | 91 | 65 | 440 | 0.99 | Ambient | 36000 |  | 1 | 55000 | 0.08 | 20 | 22 | 0.03 | 0 | 0 | 0 | 0 | 0 | 0.14 | 0.02 | 0.01 | 0.01 | 0.01 | 0 | 0.01 | 0.01 | 0.01 | 0.01 | 0 | 0 | True | False | Non Federally-Regulated | 06/20/2023 |  | 06/27/2023
Jesco Lighting Group LLC | Jesco | P22-35S-****-**-**-SA-**-TL | Light Emitting Diode | Inseparable Luminaire | Direct Wired | 0-10 VDC Controls | 51 | 2695 | -0.0001 | 91 | 65 | 440 | 0.99 | Ambient | 36000 |  | 1 | 55000 | 0.08 | 20 | 22 | 0.03 | 0 | 0 | 0 | 0 | 0 | 0.14 | 0.02 | 0.01 | 0.01 | 0.01 | 0 | 0.01 | 0.01 | 0.01 | 0.01 | 0 | 0 | True | False | Non Federally-Regulated | 06/20/2023 |  | 06/27/2023
Jesco Lighting Group LLC | Jesco | P22-35S-****-**-**-SW-**-** | Light Emitting Diode | Inseparable Luminaire | Direct Wired | 0-10 VDC Controls | 51 | 2673 | -0.0001 | 91 | 66 | 380 | 0.99 | Ambient | 36000 |  | 1 | 55000 | 0.09 | 20 | 22 | 0.04 | 0.02 | 0.01 | 0.01 | 0 | 0 | 0.01 | 0.02 | 0.01 | 0.01 | 0 | 0 | 0.01 | 0.04 | 0.02 | 0.01 | 0.01 | 0 | True | False | Non Federally-Regulated | 06/20/2023 |  | 06/27/2023
Jesco Lighting Group LLC | Jesco | P22-35S-****-**-**-SW-**-TL | Light Emitting Diode | Inseparable Luminaire | Direct Wired | 0-10 VDC Controls | 51 | 2673 | -0.0001 | 91 | 66 | 380 | 0.99 | Ambient | 36000 |  | 1 | 55000 | 0.09 | 20 | 22 | 0.04 | 0.02 | 0.01 | 0.01 | 0 | 0 | 0.01 | 0.02 | 0.01 | 0.01 | 0 | 0 | 0.01 | 0.04 | 0.02 | 0.01 | 0.01 | 0 | True | False | Non Federally-Regulated | 06/20/2023 |  | 06/27/2023
Jesco Lighting Group LLC | Jesco | P22-35P-****-**-**-RD-**-** | Light Emitting Diode | Inseparable Luminaire | Direct Wired | 0-10 VDC Controls | 57 | 2737 | 0.0003 | 92 | 68 | 420 | 0.99 | Ambient | 36000 |  | 1 | 55000 | 0.1 | 20 | 21 | 0.02 | 0 | 0 | 0 | 0 | 0 | 0.12 | 0.02 | 0.01 | 0.01 | 0.01 | 0.01 | 0.01 | 0.01 | 0.01 | 0 | 0 | 0 | True | False | Non Federally-Regulated | 06/20/2023 |  | 06/27/2023
Jesco Lighting Group LLC | Jesco | P22-35P-****-**-**-RD-**-TL | Light Emitting Diode | Inseparable Luminaire | Direct Wired | 0-10 VDC Controls | 57 | 2737 | 0.0003 | 92 | 68 | 420 | 0.99 | Ambient | 36000 |  | 1 | 55000 | 0.1 | 20 | 21 | 0.02 | 0 | 0 | 0 | 0 | 0 | 0.12 | 0.02 | 0.01 | 0.01 | 0.01 | 0.01 | 0.01 | 0.01 | 0.01 | 0 | 0 | 0 | True | False | Non Federally-Regulated | 06/20/2023 |  | 06/27/2023
Jesco Lighting Group LLC | Jesco | P22-35P-****-**-**-RA-**-** | Light Emitting Diode | Inseparable Luminaire | Direct Wired | 0-10 VDC Controls | 57 | 2737 | 0.0003 | 92 | 68 | 420 | 0.99 | Ambient | 36000 |  | 1 | 55000 | 0.1 | 20 | 21 | 0.02 | 0 | 0 | 0 | 0 | 0 | 0.12 | 0.02 | 0.01 | 0.01 | 0.01 | 0.01 | 0.01 | 0.01 | 0.01 | 0 | 0 | 0 | True | False | Non Federally-Regulated | 06/20/2023 |  | 06/27/2023
Jesco Lighting Group LLC | Jesco | P22-35P-****-**-**-RA-**-TL | Light Emitting Diode | Inseparable Luminaire | Direct Wired | 0-10 VDC Controls | 57 | 2737 | 0.0003 | 92 | 68 | 420 | 0.99 | Ambient | 36000 |  | 1 | 55000 | 0.1 | 20 | 21 | 0.02 | 0 | 0 | 0 | 0 | 0 | 0.12 | 0.02 | 0.01 | 0.01 | 0.01 | 0.01 | 0.01 | 0.01 | 0.01 | 0 | 0 | 0 | True | False | Non Federally-Regulated | 06/20/2023 |  | 06/27/2023
Jesco Lighting Group LLC | Jesco | P22-35P-****-**-**-RW-**-** | Light Emitting Diode | Inseparable Luminaire | Direct Wired | 0-10 VDC Controls | 50.2 | 2711 | 0.0008 | 91 | 67 | 425 | 0.99 | Ambient | 36000 |  | 1 | 55000 | 0.1 | 20 | 21 | 0.04 | 0.02 | 0.01 | 0 | 0 | 0 | 0.03 | 0.02 | 0.01 | 0.01 | 0 | 0 | 0.01 | 0.03 | 0.02 | 0.01 | 0.01 | 0 | True | False | Non Federally-Regulated | 06/20/2023 |  | 06/27/2023
Jesco Lighting Group LLC | Jesco | P22-35P-****-**-**-RW-**-TL | Light Emitting Diode | Inseparable Luminaire | Direct Wired | 0-10 VDC Controls | 50.2 | 2711 | 0.0008 | 91 | 67 | 425 | 0.99 | Ambient | 36000 |  | 1 | 55000 | 0.1 | 20 | 21 | 0.04 | 0.02 | 0.01 | 0 | 0 | 0 | 0.03 | 0.02 | 0.01 | 0.01 | 0 | 0 | 0.01 | 0.03 | 0.02 | 0.01 | 0.01 | 0 | True | False | Non Federally-Regulated | 06/20/2023 |  | 06/27/2023
Jesco Lighting Group LLC | Jesco | P22-35P-****-**-**-SD-**-** | Light Emitting Diode | Inseparable Luminaire | Direct Wired | 0-10 VDC Controls | 56.9 | 2717 | 0.0009 | 91 | 67 | 410 | 0.99 | Ambient | 36000 |  | 1 | 55000 | 0.09 | 20 | 21 | 0.02 | 0 | 0 | 0 | 0 | 0 | 0.12 | 0.02 | 0.01 | 0.01 | 0.01 | 0.01 | 0.01 | 0.01 | 0.01 | 0 | 0 | 0 | True | False | Non Federally-Regulated | 06/20/2023 |  | 06/27/2023
Jesco Lighting Group LLC | Jesco | P22-35P-****-**-**-SD-**-TL | Light Emitting Diode | Inseparable Luminaire | Direct Wired | 0-10 VDC Controls | 56.9 | 2717 | 0.0009 | 91 | 67 | 410 | 0.99 | Ambient | 36000 |  | 1 | 55000 | 0.09 | 20 | 21 | 0.02 | 0 | 0 | 0 | 0 | 0 | 0.12 | 0.02 | 0.01 | 0.01 | 0.01 | 0.01 | 0.01 | 0.01 | 0.01 | 0 | 0 | 0 | True | False | Non Federally-Regulated | 06/20/2023 |  | 06/27/2023
Jesco Lighting Group LLC | Jesco | P22-35P-****-**-**-SA-**-** | Light Emitting Diode | Inseparable Luminaire | Direct Wired | 0-10 VDC Controls | 56.9 | 2717 | 0.0009 | 91 | 67 | 410 | 0.99 | Ambient | 36000 |  | 1 | 55000 | 0.09 | 20 | 21 | 0.02 | 0 | 0 | 0 | 0 | 0 | 0.12 | 0.02 | 0.01 | 0.01 | 0.01 | 0.01 | 0.01 | 0.01 | 0.01 | 0 | 0 | 0 | True | False | Non Federally-Regulated | 06/20/2023 |  | 06/27/2023
Jesco Lighting Group LLC | Jesco | P22-35P-****-**-**-SA-**-TL | Light Emitting Diode | Inseparable Luminaire | Direct Wired | 0-10 VDC Controls | 56.9 | 2717 | 0.0009 | 91 | 67 | 410 | 0.99 | Ambient | 36000 |  | 1 | 55000 | 0.09 | 20 | 21 | 0.02 | 0 | 0 | 0 | 0 | 0 | 0.12 | 0.02 | 0.01 | 0.01 | 0.01 | 0.01 | 0.01 | 0.01 | 0.01 | 0 | 0 | 0 | True | False | Non Federally-Regulated | 06/20/2023 |  | 06/27/2023
Jesco Lighting Group LLC | Jesco | P22-35P-****-**-**-SW-**-** | Light Emitting Diode | Inseparable Luminaire | Direct Wired | 0-10 VDC Controls | 47.6 | 2700 | 0.0006 | 91 | 67 | 385 | 0.99 | Ambient | 36000 |  | 1 | 55000 | 0.09 | 20 | 21 | 0.03 | 0.01 | 0.01 | 0.01 | 0 | 0 | 0.03 | 0.02 | 0.01 | 0.01 | 0.01 | 0.01 | 0.01 | 0.04 | 0.02 | 0.01 | 0.01 | 0 | True | False | Non Federally-Regulated | 06/20/2023 |  | 06/27/2023
Jesco Lighting Group LLC | Jesco | P22-35P-****-**-**-SW-**-TL | Light Emitting Diode | Inseparable Luminaire | Direct Wired | 0-10 VDC Controls | 47.6 | 2700 | 0.0006 | 91 | 67 | 385 | 0.99 | Ambient | 36000 |  | 1 | 55000 | 0.09 | 20 | 21 | 0.03 | 0.01 | 0.01 | 0.01 | 0 | 0 | 0.03 | 0.02 | 0.01 | 0.01 | 0.01 | 0.01 | 0.01 | 0.04 | 0.02 | 0.01 | 0.01 | 0 | True | False | Non Federally-Regulated | 06/20/2023 |  | 06/27/2023
Jesco Lighting Group LLC | Jesco | P22-45P-****-**-**-RD-**-** | Light Emitting Diode | Inseparable Luminaire | Direct Wired | 0-10 VDC Controls | 58.6 | 2673 | 0.0002 | 91 | 67 | 425 | 0.99 | Ambient | 36000 |  | 1 | 55000 | 0.09 | 20 | 21 | 0.01 | 0 | 0 | 0 | 0 | 0 | 0.08 | 0.01 | 0.01 | 0.01 | 0 | 0 | 0.16 | 0.03 | 0.01 | 0.01 | 0.01 | 0 | True | False | Non Federally-Regulated | 06/20/2023 |  | 06/27/2023
Jesco Lighting Group LLC | Jesco | P22-45P-****-**-**-RD-**-TL | Light Emitting Diode | Inseparable Luminaire | Direct Wired | 0-10 VDC Controls | 58.6 | 2673 | 0.0002 | 91 | 67 | 425 | 0.99 | Ambient | 36000 |  | 1 | 55000 | 0.09 | 20 | 21 | 0.01 | 0 | 0 | 0 | 0 | 0 | 0.08 | 0.01 | 0.01 | 0.01 | 0 | 0 | 0.16 | 0.03 | 0.01 | 0.01 | 0.01 | 0 | True | False | Non Federally-Regulated | 06/20/2023 |  | 06/27/2023
Jesco Lighting Group LLC | Jesco | P22-45P-****-**-**-RA-**-** | Light Emitting Diode | Inseparable Luminaire | Direct Wired | 0-10 VDC Controls | 58.6 | 2673 | 0.0002 | 91 | 67 | 425 | 0.99 | Ambient | 36000 |  | 1 | 55000 | 0.09 | 20 | 21 | 0.01 | 0 | 0 | 0 | 0 | 0 | 0.08 | 0.01 | 0.01 | 0.01 | 0 | 0 | 0.16 | 0.03 | 0.01 | 0.01 | 0.01 | 0 | True | False | Non Federally-Regulated | 06/20/2023 |  | 06/27/2023
Jesco Lighting Group LLC | Jesco | P22-45P-****-**-**-RA-**-TL | Light Emitting Diode | Inseparable Luminaire | Direct Wired | 0-10 VDC Controls | 58.6 | 2673 | 0.0002 | 91 | 67 | 425 | 0.99 | Ambient | 36000 |  | 1 | 55000 | 0.09 | 20 | 21 | 0.01 | 0 | 0 | 0 | 0 | 0 | 0.08 | 0.01 | 0.01 | 0.01 | 0 | 0 | 0.16 | 0.03 | 0.01 | 0.01 | 0.01 | 0 | True | False | Non Federally-Regulated | 06/20/2023 |  | 06/27/2023
Jesco Lighting Group LLC | Jesco | P22-45P-****-**-**-RW-**-** | Light Emitting Diode | Inseparable Luminaire | Direct Wired | 0-10 VDC Controls | 46.6 | 2661 | 0.0004 | 91 | 65 | 440 | 0.99 | Ambient | 36000 |  | 1 | 55000 | 0.1 | 20 | 21 | 0.02 | 0.01 | 0.01 | 0 | 0 | 0 | 0.02 | 0.01 | 0.01 | 0 | 0 | 0 | 0.04 | 0.02 | 0.01 | 0.01 | 0 | 0 | True | False | Non Federally-Regulated | 06/20/2023 |  | 06/27/2023
Jesco Lighting Group LLC | Jesco | P22-45P-****-**-**-SD-**-** | Light Emitting Diode | Inseparable Luminaire | Direct Wired | 0-10 VDC Controls | 58.1 | 2679 | 0.0006 | 91 | 69 | 395 | 0.99 | Ambient | 36000 |  | 1 | 55000 | 0.1 | 20 | 21 | 0.01 | 0 | 0 | 0 | 0 | 0 | 0.07 | 0.01 | 0.01 | 0 | 0 | 0 | 0.17 | 0.03 | 0.01 | 0.01 | 0.01 | 0 | True | False | Non Federally-Regulated | 06/20/2023 |  | 06/27/2023
Jesco Lighting Group LLC | Jesco | P22-45P-****-**-**-SD-**-TL | Light Emitting Diode | Inseparable Luminaire | Direct Wired | 0-10 VDC Controls | 58.1 | 2679 | 0.0006 | 91 | 69 | 395 | 0.99 | Ambient | 36000 |  | 1 | 55000 | 0.1 | 20 | 21 | 0.01 | 0 | 0 | 0 | 0 | 0 | 0.07 | 0.01 | 0.01 | 0 | 0 | 0 | 0.17 | 0.03 | 0.01 | 0.01 | 0.01 | 0 | True | False | Non Federally-Regulated | 06/20/2023 |  | 06/27/2023
Jesco Lighting Group LLC | Jesco | P22-45P-****-**-**-SA-**-** | Light Emitting Diode | Inseparable Luminaire | Direct Wired | 0-10 VDC Controls | 58.1 | 2679 | 0.0006 | 91 | 69 | 395 | 0.99 | Ambient | 36000 |  | 1 | 55000 | 0.1 | 20 | 21 | 0.01 | 0 | 0 | 0 | 0 | 0 | 0.07 | 0.01 | 0.01 | 0 | 0 | 0 | 0.17 | 0.03 | 0.01 | 0.01 | 0.01 | 0 | True | False | Non Federally-Regulated | 06/20/2023 |  | 06/27/2023
Jesco Lighting Group LLC | Jesco | P22-45P-****-**-**-SA-**-TL | Light Emitting Diode | Inseparable Luminaire | Direct Wired | 0-10 VDC Controls | 58.1 | 2679 | 0.0006 | 91 | 69 | 395 | 0.99 | Ambient | 36000 |  | 1 | 55000 | 0.1 | 20 | 21 | 0.01 | 0 | 0 | 0 | 0 | 0 | 0.07 | 0.01 | 0.01 | 0 | 0 | 0 | 0.17 | 0.03 | 0.01 | 0.01 | 0.01 | 0 | True | False | Non Federally-Regulated | 06/20/2023 |  | 06/27/2023
Jesco Lighting Group LLC | Jesco | P22-45P-****-**-**-SW-**-** | Light Emitting Diode | Inseparable Luminaire | Direct Wired | 0-10 VDC Controls | 46.7 | 2680 | 0.0006 | 91 | 66 | 400 | 0.99 | Ambient | 36000 |  | 1 | 55000 | 0.1 | 20 | 21 | 0.03 | 0.01 | 0.01 | 0 | 0 | 0 | 0.12 | 0.05 | 0.03 | 0.02 | 0.01 | 0.01 | 0.01 | 0.02 | 0.01 | 0.01 | 0 | 0 | True | False | Non Federally-Regulated | 06/20/2023 |  | 06/27/2023
Jesco Lighting Group LLC | Jesco | P22-45P-****-**-**-SW-**-TL | Light Emitting Diode | Inseparable Luminaire | Direct Wired | 0-10 VDC Controls | 46.7 | 2680 | 0.0006 | 91 | 66 | 400 | 0.99 | Ambient | 36000 |  | 1 | 55000 | 0.1 | 20 | 21 | 0.03 | 0.01 | 0.01 | 0 | 0 | 0 | 0.12 | 0.05 | 0.03 | 0.02 | 0.01 | 0.01 | 0.01 | 0.02 | 0.01 | 0.01 | 0 | 0 | True | False | Non Federally-Regulated | 06/20/2023 |  | 06/27/2023
Jesco Lighting Group LLC | Jesco | P22-45P-****-**-**-RW-**-TL | Light Emitting Diode | Inseparable Luminaire | Direct Wired | 0-10 VDC Controls | 46.6 | 2661 | 0.0004 | 91 | 65 | 440 | 0.99 | Ambient | 36000 |  | 1 | 55000 | 0.1 | 20 | 21 | 0.02 | 0.01 | 0.01 | 0 | 0 | 0 | 0.02 | 0.01 | 0.01 | 0 | 0 | 0 | 0.04 | 0.02 | 0.01 | 0.01 | 0 | 0 | True | False | Non Federally-Regulated | 06/20/2023 |  | 06/27/2023
Jesco Lighting Group LLC | Jesco | P22-45P-IC-****-**-**-RD-**-** | Light Emitting Diode | Inseparable Luminaire | Direct Wired | 0-10 VDC Controls | 63.2 | 2704 | 0.001 | 91 | 67 | 380 | 0.99 | Ambient | 36000 |  | 1 | 55000 | 0.1 | 20 | 21 | 0.01 | 0 | 0 | 0 | 0 | 0 | 0.07 | 0.01 | 0.01 | 0.01 | 0 | 0 | 0.04 | 0.01 | 0.01 | 0 | 0 | 0 | True | False | Non Federally-Regulated | 06/20/2023 |  | 06/27/2023
Jesco Lighting Group LLC | Jesco | P22-45P-IC-****-**-**-RD-**-TL | Light Emitting Diode | Inseparable Luminaire | Direct Wired | 0-10 VDC Controls | 63.2 | 2704 | 0.001 | 91 | 67 | 380 | 0.99 | Ambient | 36000 |  | 1 | 55000 | 0.1 | 20 | 21 | 0.01 | 0 | 0 | 0 | 0 | 0 | 0.07 | 0.01 | 0.01 | 0.01 | 0 | 0 | 0.04 | 0.01 | 0.01 | 0 | 0 | 0 | True | False | Non Federally-Regulated | 06/20/2023 |  | 06/27/2023
Jesco Lighting Group LLC | Jesco | P22-45P-IC-****-**-**-RA-**-** | Light Emitting Diode | Inseparable Luminaire | Direct Wired | 0-10 VDC Controls | 63.2 | 2704 | 0.001 | 91 | 67 | 380 | 0.99 | Ambient | 36000 |  | 1 | 55000 | 0.1 | 20 | 21 | 0.01 | 0 | 0 | 0 | 0 | 0 | 0.07 | 0.01 | 0.01 | 0.01 | 0 | 0 | 0.04 | 0.01 | 0.01 | 0 | 0 | 0 | True | False | Non Federally-Regulated | 06/20/2023 |  | 06/27/2023
Jesco Lighting Group LLC | Jesco | P22-45P-IC-****-**-**-RA-**-TL | Light Emitting Diode | Inseparable Luminaire | Direct Wired | 0-10 VDC Controls | 63.2 | 2704 | 0.001 | 91 | 67 | 380 | 0.99 | Ambient | 36000 |  | 1 | 55000 | 0.1 | 20 | 21 | 0.01 | 0 | 0 | 0 | 0 | 0 | 0.07 | 0.01 | 0.01 | 0.01 | 0 | 0 | 0.04 | 0.01 | 0.01 | 0 | 0 | 0 | True | False | Non Federally-Regulated | 06/20/2023 |  | 06/27/2023
Jesco Lighting Group LLC | Jesco | P22-45P-IC-****-**-**-RW-**-** | Light Emitting Diode | Inseparable Luminaire | Direct Wired | 0-10 VDC Controls | 50 | 2682 | 0.0006 | 92 | 68 | 410 | 0.99 | Ambient | 36000 |  | 1 | 55000 | 0.1 | 20 | 21 | 0.01 | 0 | 0 | 0 | 0 | 0 | 0.08 | 0.01 | 0.01 | 0.01 | 0 | 0 | 0.04 | 0.01 | 0 | 0 | 0 | 0 | True | False | Non Federally-Regulated | 06/20/2023 |  | 06/27/2023
Jesco Lighting Group LLC | Jesco | P22-45P-IC-****-**-**-RW-**-TL | Light Emitting Diode | Inseparable Luminaire | Direct Wired | 0-10 VDC Controls | 50 | 2682 | 0.0006 | 92 | 68 | 410 | 0.99 | Ambient | 36000 |  | 1 | 55000 | 0.1 | 20 | 21 | 0.01 | 0 | 0 | 0 | 0 | 0 | 0.08 | 0.01 | 0.01 | 0.01 | 0 | 0 | 0.04 | 0.01 | 0 | 0 | 0 | 0 | True | False | Non Federally-Regulated | 06/20/2023 |  | 06/27/2023
Jesco Lighting Group LLC | Jesco | P22-45P-IC-****-**-**-SD-**-** | Light Emitting Diode | Inseparable Luminaire | Direct Wired | 0-10 VDC Controls | 63 | 2702 | 0.0009 | 91 | 67 | 390 | 0.99 | Ambient | 36000 |  | 1 | 55000 | 0.08 | 20 | 21 | 0.02 | 0 | 0 | 0 | 0 | 0 | 0.16 | 0.02 | 0.01 | 0.01 | 0 | 0 | 0.06 | 0.01 | 0.01 | 0 | 0 | 0 | True | False | Non Federally-Regulated | 06/20/2023 |  | 06/27/2023
Jesco Lighting Group LLC | Jesco | P22-45P-IC-****-**-**-SD-**-TL | Light Emitting Diode | Inseparable Luminaire | Direct Wired | 0-10 VDC Controls | 63 | 2702 | 0.0009 | 91 | 67 | 390 | 0.99 | Ambient | 36000 |  | 1 | 55000 | 0.08 | 20 | 21 | 0.02 | 0 | 0 | 0 | 0 | 0 | 0.16 | 0.02 | 0.01 | 0.01 | 0 | 0 | 0.06 | 0.01 | 0.01 | 0 | 0 | 0 | True | False | Non Federally-Regulated | 06/20/2023 |  | 06/27/2023
Jesco Lighting Group LLC | Jesco | P22-45P-IC-****-**-**-SA-**-** | Light Emitting Diode | Inseparable Luminaire | Direct Wired | 0-10 VDC Controls | 63 | 2702 | 0.0009 | 91 | 67 | 390 | 0.99 | Ambient | 36000 |  | 1 | 55000 | 0.08 | 20 | 21 | 0.02 | 0 | 0 | 0 | 0 | 0 | 0.16 | 0.02 | 0.01 | 0.01 | 0 | 0 | 0.06 | 0.01 | 0.01 | 0 | 0 | 0 | True | False | Non Federally-Regulated | 06/20/2023 |  | 06/27/2023
Jesco Lighting Group LLC | Jesco | P22-45P-IC-****-**-**-SA-**-TL | Light Emitting Diode | Inseparable Luminaire | Direct Wired | 0-10 VDC Controls | 63 | 2702 | 0.0009 | 91 | 67 | 390 | 0.99 | Ambient | 36000 |  | 1 | 55000 | 0.08 | 20 | 21 | 0.02 | 0 | 0 | 0 | 0 | 0 | 0.16 | 0.02 | 0.01 | 0.01 | 0 | 0 | 0.06 | 0.01 | 0.01 | 0 | 0 | 0 | True | False | Non Federally-Regulated | 06/20/2023 |  | 06/27/2023
Jesco Lighting Group LLC | Jesco | P22-45P-IC-****-**-**-SW-**-** | Light Emitting Diode | Inseparable Luminaire | Direct Wired | 0-10 VDC Controls | 47.3 | 2671 | 0.0006 | 92 | 68 | 420 | 0.99 | Ambient | 36000 |  | 1 | 55000 | 0.09 | 20 | 21 | 0.02 | 0 | 0 | 0 | 0 | 0 | 0.12 | 0.02 | 0.01 | 0.01 | 0 | 0 | 0.05 | 0.01 | 0.01 | 0 | 0 | 0 | True | False | Non Federally-Regulated | 06/20/2023 |  | 06/27/2023
Jesco Lighting Group LLC | Jesco | P22-45P-IC-****-**-**-SW-**-TL | Light Emitting Diode | Inseparable Luminaire | Direct Wired | 0-10 VDC Controls | 47.3 | 2671 | 0.0006 | 92 | 68 | 420 | 0.99 | Ambient | 36000 |  | 1 | 55000 | 0.09 | 20 | 21 | 0.02 | 0 | 0 | 0 | 0 | 0 | 0.12 | 0.02 | 0.01 | 0.01 | 0 | 0 | 0.05 | 0.01 | 0.01 | 0 | 0 | 0 | True | False | Non Federally-Regulated | 06/20/2023 |  | 06/27/2023
LED ONE Distribution Inc | LEDone | A19-40WE-6WD27K-JA8E | Light Emitting Diode | Omnidirectional Lamp | Edison Screw Base | Forward Phase Cut Controls | 79.8 | 2700 | -0.0013 | 93 | 63 | 209 | 0.92 | Elevated | 15000 | 0.929 | 1 |  | 0.1 | 21 | 20 | 0.12 | 0.12 | 0.11 | 0.11 | 0.01 | 0.01 | 0.1 | 0.09 | 0.09 | 0.09 | 0.01 | 0.01 | 0.06 | 0.07 | 0.07 | 0.07 | 0.01 | 0.01 | True |  | Non Federally-Regulated | 06/12/2017 |  | 06/28/2023
LED ONE Distribution Inc | LEDone | A19-60WE-10WD27K-JA8E | Light Emitting Diode | Omnidirectional Lamp | Edison Screw Base | Forward Phase Cut Controls | 89 | 2700 | -0.0003 | 91 | 51 | 144 | 0.94 | Elevated | 15000 | 0.897 | 1 |  | 0.1 | 21 | 20 | 0.26 | 0.25 | 0.24 | 0.23 | 0 | 0 | 0.22 | 0.22 | 0.22 | 0.18 | 0.02 | 0.02 | 0.17 | 0.17 | 0.16 | 0.13 | 0.03 | 0.03 | True |  | Non Federally-Regulated | 06/12/2017 |  | 06/28/2023
LED ONE Distribution Inc | LEDone | A21-75WE2-14WD27K-JA8E | Light Emitting Diode | Omnidirectional Lamp | Edison Screw Base | Forward Phase Cut Controls | 89.3 | 2700 | -0.0007 | 92 | 56 | 126 | 0.94 | Elevated | 15000 | 0.899 | 1 |  | 0.1 | 22 | 22 | 0.27 | 0.26 | 0.25 | 0.23 | 0 | 0 | 0.24 | 0.24 | 0.24 | 0.18 | 0.02 | 0.01 | 0.18 | 0.19 | 0.18 | 0.13 | 0.02 | 0.02 | True |  | Non Federally-Regulated | 06/12/2017 |  | 06/28/2023
LED ONE Distribution Inc | LEDone | A19-75WE-12WD27K-JA8 | Light Emitting Diode | Omnidirectional Lamp | Edison Screw Base | Forward Phase Cut Controls | 94.5 | 2700 | -0.0004 | 91 | 51 | 185 | 0.95 | Elevated | 15000 | 0.899 | 1 |  | 0.1 | 21 | 21 | 0.22 | 0.21 | 0.2 | 0.19 | 0.01 | 0.01 | 0.16 | 0.16 | 0.16 | 0.12 | 0.01 | 0.01 | 0.11 | 0.11 | 0.11 | 0.07 | 0.02 | 0.01 | True |  | Non Federally-Regulated | 05/04/2018 |  | 06/28/2023
LED ONE Distribution Inc | LEDone | A19-75WE-12WD30K-JA8 | Light Emitting Diode | Omnidirectional Lamp | Edison Screw Base | Forward Phase Cut Controls | 100.6 | 3000 | 0.0011 | 91 | 53 | 185 | 0.95 | Elevated | 15000 | 0.899 | 1 |  | 0.1 | 21 | 21 | 0.22 | 0.21 | 0.2 | 0.19 | 0.01 | 0.01 | 0.16 | 0.16 | 0.16 | 0.12 | 0.01 | 0.01 | 0.11 | 0.11 | 0.11 | 0.07 | 0.02 | 0.01 | True |  | Non Federally-Regulated | 05/04/2018 |  | 06/28/2023
LED ONE Distribution Inc | LEDone | A19-60WE-10WD27K-JA8 | Light Emitting Diode | Omnidirectional Lamp | Edison Screw Base | Forward Phase Cut Controls | 89 | 2700 | -0.0003 | 91 | 51 | 144 | 0.94 | Elevated | 15000 | 0.897 | 1 |  | 0.1 | 21 | 20 | 0.25 | 0.25 | 0.24 | 0.23 | 0 | 0 | 0.22 | 0.22 | 0.22 | 0.18 | 0.02 | 0.02 | 0.16 | 0.17 | 0.16 | 0.13 | 0.03 | 0.03 | True |  | Non Federally-Regulated | 05/04/2018 |  | 06/28/2023
LED ONE Distribution Inc | LEDone | A19-60WE-10WD30K-JA8 | Light Emitting Diode | Omnidirectional Lamp | Edison Screw Base | Forward Phase Cut Controls | 91.9 | 3000 | 0.0004 | 92 | 62 | 144 | 0.94 | Elevated | 15000 | 0.897 | 1 |  | 0.1 | 21 | 20 | 0.25 | 0.25 | 0.24 | 0.23 | 0 | 0 | 0.22 | 0.22 | 0.22 | 0.18 | 0.02 | 0.02 | 0.16 | 0.17 | 0.16 | 0.13 | 0.03 | 0.03 | True |  | Non Federally-Regulated | 05/04/2018 |  | 06/28/2023
LED ONE Distribution Inc | LEDone | LOD-DL4EB-10W27K | Light Emitting Diode | Inseparable Luminaire | Direct Wired | Forward Phase Cut Controls | 83 | 2615 | 0 | 94 | 66 | 81 | 1 | Ambient | 50000 |  |  | 54000 | 0.1 | 21 | 22 | 0.18 | 0.17 | 0.17 | 0.16 | 0.01 | 0.01 | 0.26 | 0.26 | 0.27 | 0.22 | 0.03 | 0.01 | 0.21 | 0.21 | 0.2 | 0.17 | 0.03 | 0.01 | True |  | Non Federally-Regulated | 06/08/2018 |  | 06/28/2023
LED ONE Distribution Inc | LEDone | LOD-DL4EB-10W30K | Light Emitting Diode | Inseparable Luminaire | Direct Wired | Forward Phase Cut Controls | 83 | 3000 | 0 | 94 | 66 | 81 | 1 | Ambient | 50000 |  |  | 54000 | 0.1 | 21 | 22 | 0.18 | 0.17 | 0.17 | 0.16 | 0.01 | 0.01 | 0.26 | 0.26 | 0.27 | 0.22 | 0.03 | 0.01 | 0.21 | 0.21 | 0.2 | 0.17 | 0.03 | 0.01 | True |  | Non Federally-Regulated | 06/08/2018 |  | 06/28/2023
LED ONE Distribution Inc | LEDone | LOD-DL4EB-10W40K | Light Emitting Diode | Inseparable Luminaire | Direct Wired | Forward Phase Cut Controls | 83 | 4000 | 0 | 94 | 66 | 81 | 1 | Ambient | 50000 |  |  | 54000 | 0.1 | 21 | 22 | 0.18 | 0.17 | 0.17 | 0.16 | 0.01 | 0.01 | 0.26 | 0.26 | 0.27 | 0.22 | 0.03 | 0.01 | 0.21 | 0.21 | 0.2 | 0.17 | 0.03 | 0.01 | True |  | Non Federally-Regulated | 06/08/2018 |  | 06/28/2023
LED ONE Distribution Inc | LEDone | LOD-DL6EB-10W27K | Light Emitting Diode | Inseparable Luminaire | Direct Wired | Forward Phase Cut Controls | 81 | 2613 | 0 | 93 | 66 | 73 | 1 | Ambient | 50000 |  |  | 54000 | 0.1 | 22 | 21 | 0.13 | 0.13 | 0.12 | 0.12 | 0.01 | 0 | 0.18 | 0.18 | 0.19 | 0.16 | 0.03 | 0.01 | 0.15 | 0.15 | 0.15 | 0.12 | 0.03 | 0.01 | True |  | Non Federally-Regulated | 06/08/2018 |  | 06/28/2023
LED ONE Distribution Inc | LEDone | LOD-DL6EB-10W30K | Light Emitting Diode | Inseparable Luminaire | Direct Wired | Forward Phase Cut Controls | 81 | 3000 | 0 | 93 | 66 | 73 | 1 | Ambient | 50000 |  |  | 54000 | 0.1 | 22 | 21 | 0.13 | 0.13 | 0.12 | 0.12 | 0.01 | 0 | 0.18 | 0.18 | 0.19 | 0.16 | 0.03 | 0.01 | 0.15 | 0.15 | 0.15 | 0.12 | 0.03 | 0.01 | True |  | Non Federally-Regulated | 06/08/2018 |  | 06/28/2023
LED ONE Distribution Inc | LEDone | LOD-DL6EB-10W40K | Light Emitting Diode | Inseparable Luminaire | Direct Wired | Forward Phase Cut Controls | 81 | 4000 | 0 | 93 | 66 | 73 | 1 | Ambient | 50000 |  |  | 54000 | 0.1 | 22 | 21 | 0.13 | 0.13 | 0.12 | 0.12 | 0.01 | 0 | 0.18 | 0.18 | 0.19 | 0.16 | 0.03 | 0.01 | 0.15 | 0.15 | 0.15 | 0.12 | 0.03 | 0.01 | True |  | Non Federally-Regulated | 06/08/2018 |  | 06/28/2023
LED ONE Distribution Inc | LEDone | LOD-DL6SM-15W27K | Light Emitting Diode | Inseparable Luminaire | Direct Wired | Forward Phase Cut Controls | 65 | 2706 | 0 | 91 | 58 | 39 | 1 | Ambient | 50000 |  |  | 54000 | 0.01 | 20 | 20 | 0.16 | 0.16 | 0.15 | 0.14 | 0 | 0 | 0.19 | 0.19 | 0.17 | 0.14 | 0.01 | 0 | 0.15 | 0.14 | 0.14 | 0.11 | 0 | 0 | True |  | Non Federally-Regulated | 06/08/2018 |  | 06/28/2023
LED ONE Distribution Inc | LEDone | LOD-DL6SM-15W30K | Light Emitting Diode | Inseparable Luminaire | Direct Wired | Forward Phase Cut Controls | 65 | 3000 | 0 | 91 | 58 | 39 | 1 | Ambient | 50000 |  |  | 54000 | 0.01 | 20 | 20 | 0.16 | 0.16 | 0.15 | 0.14 | 0 | 0 | 0.19 | 0.19 | 0.17 | 0.14 | 0.01 | 0 | 0.15 | 0.14 | 0.14 | 0.11 | 0 | 0 | True |  | Non Federally-Regulated | 06/08/2018 |  | 06/28/2023
LED ONE Distribution Inc | LEDone | LOD-DL6SM-15W40K | Light Emitting Diode | Inseparable Luminaire | Direct Wired | Forward Phase Cut Controls | 65 | 4000 | 0 | 91 | 58 | 39 | 1 | Ambient | 50000 |  |  | 54000 | 0.01 | 20 | 20 | 0.16 | 0.16 | 0.15 | 0.14 | 0 | 0 | 0.19 | 0.19 | 0.17 | 0.14 | 0.01 | 0 | 0.15 | 0.14 | 0.14 | 0.11 | 0 | 0 | True |  | Non Federally-Regulated | 06/08/2018 |  | 06/28/2023
Jesco Lighting Group LLC | Jesco | RLF-6115-SW5-** | Light Emitting Diode | Inseparable Luminaire | Direct Wired | Forward Phase Cut Controls | 65.8 | 2681 | 0.0002 | 94 | 60 | 50 | 0.99 | Ambient | 50000 | 0.905 | 1 | 54000 | 0.1 | 19 | 20 | 0.05 | 0.03 | 0.02 | 0.01 | 0 | 0 | 0.05 | 0.01 | 0.01 | 0 | 0 | 0 | 0.1 | 0.02 | 0.01 | 0 | 0 | 0 | True | False | Non Federally-Regulated | 06/29/2023 |  | 06/29/2023
Jesco Lighting Group LLC | Jesco | RLF-6315-SW5-WH | Light Emitting Diode | Inseparable Luminaire | Direct Wired | Forward Phase Cut Controls | 63.8 | 2685 | -0.0013 | 93 | 59 | 77 | 0.99 | Ambient | 50000 | 0.905 | 1 | 54000 | 0.1 | 19 | 19 | 0.04 | 0.03 | 0.02 | 0.01 | 0 | 0 | 0.05 | 0.01 | 0.01 | 0 | 0 | 0 | 0.1 | 0.02 | 0.01 | 0 | 0 | 0 | True | False | Non Federally-Regulated | 06/29/2023 |  | 06/29/2023
Jesco Lighting Group LLC | Jesco | RLF-2515-UNI-SW5-WH | Light Emitting Diode | Inseparable Luminaire | Direct Wired | Forward Phase Cut Controls | 62.9 | 2761 | 0.0007 | 96 | 72 | 497 | 0.99 | Ambient | 50000 | 0.858 | 1 | 50000 | 0.1 | 19 | 20 | 0.17 | 0.16 | 0.17 | 0.12 | 0 | 0 | 0.06 | 0.01 | 0 | 0 | 0 | 0 | 0.12 | 0.03 | 0.01 | 0 | 0 | 0 | True | False | Non Federally-Regulated | 06/29/2023 |  | 06/29/2023
Jesco Lighting Group LLC | Jesco | RLF-4515-RTL-UNI-SW5-WH | Light Emitting Diode | Inseparable Luminaire | Direct Wired | Forward Phase Cut Controls | 61.5 | 2757 | 0.0006 | 96 | 72 | 480 | 0.99 | Ambient | 50000 | 0.858 | 1 | 50000 | 0.1 | 18 | 20 | 0.15 | 0.14 | 0.15 | 0.1 | 0 | 0 | 0.06 | 0.02 | 0.01 | 0 | 0 | 0 | 0.11 | 0.02 | 0 | 0 | 0 | 0 | True | False | Non Federally-Regulated | 06/29/2023 |  | 06/29/2023
Jesco Lighting Group LLC | Jesco | RLF-2115-UNI-SW5-WHWH | Light Emitting Diode | Inseparable Luminaire | Direct Wired | Forward Phase Cut Controls | 58 | 2759 | 0.0006 | 96 | 72 | 493 | 0.99 | Ambient | 50000 | 0.858 | 1 | 50000 | 0.1 | 18 | 20 | 0.14 | 0.13 | 0.14 | 0.09 | 0 | 0 | 0.07 | 0.02 | 0 | 0 | 0 | 0 | 0.17 | 0.03 | 0.01 | 0 | 0 | 0 | True | False | Non Federally-Regulated | 06/29/2023 |  | 06/29/2023
Jesco Lighting Group LLC | Jesco | RLF-4115-UNI-SW5 | Light Emitting Diode | Inseparable Luminaire | Direct Wired | Forward Phase Cut Controls | 56.2 | 2767 | 0.0009 | 96 | 73 | 494 | 0.99 | Ambient | 50000 | 0.858 | 1 | 50000 | 0.1 | 19 | 21 | 0.15 | 0.15 | 0.15 | 0.11 | 0 | 0 | 0.07 | 0.02 | 0 | 0 | 0 | 0 | 0.12 | 0.02 | 0 | 0 | 0 | 0 | True | False | Non Federally-Regulated | 06/29/2023 |  | 06/29/2023
Jesco Lighting Group LLC | Jesco | RLF-4R12-SW5-WH | Light Emitting Diode | Inseparable Luminaire | Direct Wired | Forward Phase Cut Controls | 56.6 | 2708 | 0.0001 | 94 | 60 | 78 | 0.98 | Ambient | 50000 | 0.905 | 1 | 54000 | 0.1 | 19 | 19 | 0.02 | 0.01 | 0 | 0 | 0 | 0 | 0.08 | 0.02 | 0.01 | 0 | 0 | 0 | 0.14 | 0.03 | 0.01 | 0.01 | 0 | 0 | True | False | Non Federally-Regulated | 06/29/2023 |  | 06/29/2023
Jesco Lighting Group LLC | Jesco | RLF-4S12-SW5-WH | Light Emitting Diode | Inseparable Luminaire | Direct Wired | Forward Phase Cut Controls | 55.8 | 2726 | 0.0051 | 93 | 59 | 80 | 0.98 | Ambient | 50000 | 0.905 | 1 | 54000 | 0.1 | 18 | 20 | 0.02 | 0.01 | 0 | 0 | 0 | 0 | 0.07 | 0.02 | 0.01 | 0 | 0 | 0 | 0.15 | 0.03 | 0.01 | 0.01 | 0 | 0 | True | False | Non Federally-Regulated | 06/29/2023 |  | 06/29/2023
Jesco Lighting Group LLC | Jesco | RLF-4612FR-SW5-WH | Light Emitting Diode | Inseparable Luminaire | Direct Wired | Forward Phase Cut Controls | 60 | 2720 | -0.0016 | 94 | 61 | 47 | 0.98 | Ambient | 50000 | 0.905 | 1 | 54000 | 0.1 | 19 | 19 | 0.29 | 0.28 | 0.28 | 0.27 | 0 | 0 | 0.36 | 0.3 | 0.29 | 0.26 | 0.04 | 0 | 0.32 | 0.22 | 0.2 | 0.18 | 0.05 | 0 | True | False | Non Federally-Regulated | 06/29/2023 |  | 06/29/2023
Jesco Lighting Group LLC | Jesco | RLF-35115-SW5-* | Light Emitting Diode | Inseparable Luminaire | Direct Wired | Forward Phase Cut Controls | 61.9 | 2753 | 0.0004 | 96 | 71 | 102 | 0.99 | Ambient | 50000 | 0.858 | 1 | 50000 | 0.1 | 19 | 20 | 0.39 | 0.37 | 0.37 | 0.29 | 0.01 | 0 | 0.06 | 0.02 | 0.01 | 0.01 | 0 | 0 | 0.14 | 0.03 | 0.01 | 0.01 | 0 | 0 | True | False | Non Federally-Regulated | 06/29/2023 |  | 06/29/2023
AFX Lighting, Inc. | AFX | EGRF06LAJD1** | Light Emitting Diode | Inseparable Luminaire | Direct Wired | Forward Phase Cut Controls | 60 | 3000 | 0.0041 | 95 | 73 | 128 | 0.94 | Ambient | 50000 |  | 0.98 | 54000 | 0.03 | 17 | 17 | 0.22 | 0.21 | 0.2 | 0.18 | 0 | 0 | 0.24 | 0.22 | 0.21 | 0.18 | 0.01 | 0 | 0.13 | 0.12 | 0.11 | 0.09 | 0 | 0 | True | False | Non Federally-Regulated | 06/25/2021 |  | 06/30/2023
AFX Lighting, Inc. | AFX | EGRF08LAJD1** | Light Emitting Diode | Inseparable Luminaire | Direct Wired | Forward Phase Cut Controls | 67 | 3000 | 0.0037 | 95 | 72 | 136 | 0.96 | Ambient | 50000 |  | 0.98 | 54000 | 0.05 | 17 | 17 | 0.16 | 0.15 | 0.14 | 0.04 | 0 | 0 | 0.05 | 0.04 | 0.04 | 0.04 | 0 | 0 | 0.02 | 0.02 | 0.02 | 0.02 | 0.01 | 0.01 | True | False | Non Federally-Regulated | 06/25/2021 |  | 06/30/2023
AFX Lighting, Inc. | AFX | EGRF12LAJD1** | Light Emitting Diode | Inseparable Luminaire | Direct Wired | Forward Phase Cut Controls | 78 | 3000 | 0.0029 | 94 | 68 | 128 | 0.93 | Ambient | 50000 |  | 0.99 | 54000 | 0.04 | 16 | 17 | 0.29 | 0.26 | 0.23 | 0.2 | 0 | 0 | 0.05 | 0.05 | 0.05 | 0.04 | 0 | 0 | 0.04 | 0.02 | 0.02 | 0.02 | 0.01 | 0.01 | True | False | Non Federally-Regulated | 06/25/2021 |  | 06/30/2023
AFX Lighting, Inc. | AFX | EGRF06LAJD1** | Light Emitting Diode | Inseparable Luminaire | Direct Wired | Forward Phase Cut Controls | 60 | 3000 | 0.0041 | 95 | 73 | 128 | 0.94 | Ambient | 50000 |  | 0.98 | 54000 | 0.03 | 17 | 17 | 0.22 | 0.21 | 0.2 | 0.18 | 0 | 0 | 0.24 | 0.22 | 0.21 | 0.18 | 0.01 | 0 | 0.13 | 0.12 | 0.11 | 0.09 | 0 | 0 | True | False | Non Federally-Regulated | 06/25/2021 |  | 06/30/2023
AFX Lighting, Inc. | AFX | EGRF08LAJD1** | Light Emitting Diode | Inseparable Luminaire | Direct Wired | Forward Phase Cut Controls | 67 | 3000 | 0.0037 | 95 | 72 | 136 | 0.96 | Ambient | 50000 |  | 0.98 | 54000 | 0.05 | 17 | 17 | 0.16 | 0.15 | 0.14 | 0.04 | 0 | 0 | 0.05 | 0.04 | 0.04 | 0.04 | 0 | 0 | 0.02 | 0.02 | 0.02 | 0.02 | 0.01 | 0.01 | True | False | Non Federally-Regulated | 06/25/2021 |  | 06/30/2023
AFX Lighting, Inc. | AFX | EGRF12LAJD1** | Light Emitting Diode | Inseparable Luminaire | Direct Wired | Forward Phase Cut Controls | 78 | 3000 | 0.0029 | 94 | 68 | 128 | 0.93 | Ambient | 50000 |  | 0.99 | 54000 | 0.04 | 16 | 17 | 0.29 | 0.26 | 0.23 | 0.2 | 0 | 0 | 0.05 | 0.05 | 0.05 | 0.04 | 0 | 0 | 0.04 | 0.02 | 0.02 | 0.02 | 0.01 | 0.01 | True | False | Non Federally-Regulated | 06/25/2021 |  | 06/30/2023
Foshan Innovative Lighting Co .,LTD | Innovative | EDSK-120601D-A-3 | Light Emitting Diode | Inseparable Luminaire | Direct Wired | Forward Phase Cut Controls | 60 | 3000 | 0.0041 | 95 | 73 | 128 | 0.94 | Ambient | 50000 |  | 0.98 | 54000 | 0.03 | 17 | 17 | 0.22 | 0.21 | 0.2 | 0.18 | 0 | 0 | 0.24 | 0.22 | 0.21 | 0.18 | 0.01 | 0 | 0.13 | 0.12 | 0.11 | 0.09 | 0 | 0 | True | False | Non Federally-Regulated | 06/25/2021 |  | 07/02/2023
Foshan Innovative Lighting Co .,LTD | Innovative | EDSK-150801D-A-3 | Light Emitting Diode | Inseparable Luminaire | Direct Wired | Forward Phase Cut Controls | 67 | 3000 | 0.0037 | 95 | 72 | 136 | 0.96 | Ambient | 50000 |  | 0.98 | 54000 | 0.05 | 17 | 17 | 0.16 | 0.15 | 0.14 | 0.04 | 0 | 0 | 0.05 | 0.04 | 0.04 | 0.04 | 0 | 0 | 0.02 | 0.02 | 0.02 | 0.02 | 0.01 | 0.01 | True | False | Non Federally-Regulated | 06/25/2021 |  | 07/02/2023
Foshan Innovative Lighting Co .,LTD | Innovative | EDSK-221201D-A-3 | Light Emitting Diode | Inseparable Luminaire | Direct Wired | Forward Phase Cut Controls | 78 | 3000 | 0.0029 | 94 | 68 | 128 | 0.93 | Ambient | 50000 |  | 0.99 | 54000 | 0.04 | 16 | 17 | 0.29 | 0.26 | 0.23 | 0.2 | 0 | 0 | 0.05 | 0.05 | 0.05 | 0.04 | 0 | 0 | 0.04 | 0.02 | 0.02 | 0.02 | 0.01 | 0.01 | True | False | Non Federally-Regulated | 06/25/2021 |  | 07/02/2023
Foshan Innovative Lighting Co .,LTD | Innovative | EDSK-120601D-A-3 | Light Emitting Diode | Inseparable Luminaire | Direct Wired | Forward Phase Cut Controls | 60 | 3000 | 0.0041 | 95 | 73 | 128 | 0.94 | Ambient | 50000 |  | 0.98 | 54000 | 0.03 | 17 | 17 | 0.22 | 0.21 | 0.2 | 0.18 | 0 | 0 | 0.24 | 0.22 | 0.21 | 0.18 | 0.01 | 0 | 0.13 | 0.12 | 0.11 | 0.09 | 0 | 0 | True | False | Non Federally-Regulated | 06/25/2021 |  | 07/02/2023
NANOGRID LIMITED | nanoleaf | NL65N100 | Light Emitting Diode | Inseparable Luminaire | Direct Wired | Forward Phase Cut Controls | 71.7 | 2700 |  | 92 | 56 | 245 | 0.99 | Ambient | 50000 |  | 1 | 60000 | 0 | 19 | 19 | 0 | 0 | 0 | 0 | 0 | 0 | 1 | 0.02 | 0.01 | 0.01 | 0 | 0 | 1 | 0.28 | 0.22 | 0.15 | 0.07 | 0.03 | True | False | Non Federally-Regulated | 06/14/2023 |  | 07/05/2023
NANOGRID LIMITED | nanoleaf | NL65N1YY | Light Emitting Diode | Inseparable Luminaire | Direct Wired | Forward Phase Cut Controls | 71.7 | 2700 |  | 92 | 56 | 245 | 0.99 | Ambient | 50000 |  | 1 | 60000 | 0 | 19 | 19 | 0 | 0 | 0 | 0 | 0 | 0 | 1 | 0.02 | 0.01 | 0.01 | 0 | 0 | 1 | 0.28 | 0.22 | 0.15 | 0.07 | 0.03 | True | False | Non Federally-Regulated | 06/14/2023 |  | 07/05/2023
Acuity Brands Lighting, Des Plaines IL | Juno | RB4A SWW5 MW M6 | Light Emitting Diode | Inseparable Luminaire | Quick Connect | Direct Digital Controls | 85.7 | 2700 | 0.0003 | 95 | 63 | 18 | 1 | Ambient | 50000 |  | 1 | 49000 | 0.01 | 16 | 16 | 0.17 | 0.16 | 0.15 | 0.14 | 0 | 0 | 0.15 | 0.15 | 0.14 | 0.1 | 0 | 0 | 0.16 | 0.08 | 0.07 | 0.07 | 0.04 | 0.01 | True |  | Non Federally-Regulated | 02/16/2023 |  | 07/13/2023
Acuity Brands Lighting, Des Plaines IL | Juno | RB56A SWW5 MW M6 | Light Emitting Diode | Inseparable Luminaire | Quick Connect | Direct Digital Controls | 88.4 | 2700 | 0.0003 | 92 | 52 | 68 | 1 | Ambient | 50000 |  | 1 | 46000 | 0.01 | 16 | 16 | 0.21 | 0.2 | 0.19 | 0.17 | 0 | 0 | 0.19 | 0.19 | 0.18 | 0.13 | 0 | 0 | 0.17 | 0.09 | 0.08 | 0.06 | 0.03 | 0.02 | True |  | Non Federally-Regulated | 02/16/2023 |  | 07/13/2023
Globe Electric Co., Inc. | Commercial Electric | 91846 | Light Emitting Diode | Inseparable Luminaire | Direct Wired | Direct Digital Controls | 61.1 | 2700 | -0.0003 | 94 | 60 | 145 | 0.93 | Ambient | 50000 |  | 1 | 54000 | 0.1 | 18 | 19 | 0.23 | 0.2 | 0.17 | 0.1 | 0 | 0 | 0.09 | 0.02 | 0 | 0 | 0 | 0 | 0.21 | 0.04 | 0.01 | 0.01 | 0 | 0 | True | False | Non Federally-Regulated | 07/18/2023 |  | 07/18/2023
Globe Electric Co., Inc. | Commercial Electric | 91847 | Light Emitting Diode | Inseparable Luminaire | Direct Wired | Direct Digital Controls | 66.3 | 2700 | -0.0004 | 94 | 59 | 136 | 0.96 | Ambient | 50000 |  | 1 | 54000 | 0.1 | 18 | 19 | 0.42 | 0.38 | 0.34 | 0.21 | 0 | 0 | 0.08 | 0.02 | 0.01 | 0.01 | 0 | 0 | 0.13 | 0.03 | 0.01 | 0 | 0 | 0 | True | False | Non Federally-Regulated | 07/18/2023 |  | 07/18/2023
Globe Electric Co., Inc. | Commercial Electric | 91846 | Light Emitting Diode | Inseparable Luminaire | Direct Wired | Direct Digital Controls | 61.1 | 2700 | -0.0003 | 94 | 60 | 145 | 0.93 | Ambient | 50000 |  | 1 | 54000 | 0.1 | 18 | 19 | 0.23 | 0.2 | 0.17 | 0.1 | 0 | 0 | 0.09 | 0.02 | 0 | 0 | 0 | 0 | 0.21 | 0.04 | 0.01 | 0.01 | 0 | 0 | True | False | Non Federally-Regulated | 07/18/2023 |  | 07/18/2023
Globe Electric Co., Inc. | Commercial Electric | 91847 | Light Emitting Diode | Inseparable Luminaire | Direct Wired | Direct Digital Controls | 66.3 | 2700 | -0.0004 | 94 | 59 | 136 | 0.96 | Ambient | 50000 |  | 1 | 54000 | 0.1 | 18 | 19 | 0.42 | 0.38 | 0.34 | 0.21 | 0 | 0 | 0.08 | 0.02 | 0.01 | 0.01 | 0 | 0 | 0.13 | 0.03 | 0.01 | 0 | 0 | 0 | True | False | Non Federally-Regulated | 07/18/2023 |  | 07/18/2023
Globe Electric Co., Inc. | Commercial Electric | 91846 | Light Emitting Diode | Inseparable Luminaire | Direct Wired | Direct Digital Controls | 61.1 | 2700 | -0.0003 | 94 | 60 | 145 | 0.93 | Ambient | 50000 |  | 1 | 54000 | 0.1 | 18 | 19 | 0.23 | 0.2 | 0.17 | 0.1 | 0 | 0 | 0.09 | 0.02 | 0 | 0 | 0 | 0 | 0.21 | 0.04 | 0.01 | 0.01 | 0 | 0 | True | False | Non Federally-Regulated | 07/18/2023 |  | 07/25/2023
Globe Electric Co., Inc. | Commercial Electric | 91847 | Light Emitting Diode | Inseparable Luminaire | Direct Wired | Direct Digital Controls | 66.3 | 2700 | -0.0004 | 94 | 59 | 136 | 0.96 | Ambient | 50000 |  | 1 | 54000 | 0.1 | 18 | 19 | 0.42 | 0.38 | 0.34 | 0.21 | 0 | 0 | 0.08 | 0.02 | 0.01 | 0.01 | 0 | 0 | 0.13 | 0.03 | 0.01 | 0 | 0 | 0 | True | False | Non Federally-Regulated | 07/18/2023 |  | 07/25/2023
Globe Electric Co., Inc. | Commercial Electric | 91846 | Light Emitting Diode | Inseparable Luminaire | Direct Wired | Direct Digital Controls | 61.1 | 2700 | -0.0003 | 94 | 60 | 145 | 0.93 | Ambient | 50000 |  | 1 | 54000 | 0.1 | 18 | 19 | 0.23 | 0.2 | 0.17 | 0.1 | 0 | 0 | 0.09 | 0.02 | 0 | 0 | 0 | 0 | 0.21 | 0.04 | 0.01 | 0.01 | 0 | 0 | True | False | Non Federally-Regulated | 07/18/2023 |  | 07/25/2023
Globe Electric Co., Inc. | Commercial Electric | 91847 | Light Emitting Diode | Inseparable Luminaire | Direct Wired | Direct Digital Controls | 66.3 | 2700 | -0.0004 | 94 | 59 | 136 | 0.96 | Ambient | 50000 |  | 1 | 54000 | 0.1 | 18 | 19 | 0.42 | 0.38 | 0.34 | 0.21 | 0 | 0 | 0.08 | 0.02 | 0.01 | 0.01 | 0 | 0 | 0.13 | 0.03 | 0.01 | 0 | 0 | 0 | True | False | Non Federally-Regulated | 07/18/2023 |  | 07/25/2023
Keystone Technologies | Keystone | KT-LED8RD-4C-9CSF-DIM-G | Light Emitting Diode | Directional Lamp | Edison Screw Base | Forward Phase Cut Controls | 97 | 2700 | -0.0011 | 92 | 51 | 45 | 0.98 | Ambient | 50000 |  | 1 | 54000 | 0.1 | 14 | 15 | 0.2 | 0.2 | 0.2 | 0.19 | 0 | 0 | 0.26 | 0.25 | 0.26 | 0.2 | 0.02 | 0.02 | 0.22 | 0.21 | 0.21 | 0.17 | 0.05 | 0.05 | True |  | Non Federally-Regulated | 03/04/2022 |  | 08/02/2023
Keystone Technologies | Keystone | KT-LED11RD-6C-9CSF-DIM-G | Light Emitting Diode | Directional Lamp | Edison Screw Base | Forward Phase Cut Controls | 112 | 2700 | -0.0022 | 93 | 59 | 71 | 0.96 | Ambient | 50000 |  | 1 | 54000 | 0.1 | 17 | 18 | 0.2 | 0.19 | 0.18 | 0.17 | 0 | 0 | 0.2 | 0.2 | 0.2 | 0.16 | 0.02 | 0.02 | 0.15 | 0.13 | 0.13 | 0.1 | 0.03 | 0.03 | True |  | Non Federally-Regulated | 03/04/2022 |  | 08/02/2023
Keystone Technologies | Keystone | KT-LED7DL-4C-9CSH-DIM | Light Emitting Diode | Directional Lamp | Edison Screw Base | Forward Phase Cut Controls | 97 | 2700 | -0.0008 | 93 | 54 | 180 | 0.97 | Ambient | 50000 |  | 1 | 54000 | 0.1 | 15 | 17 | 0.09 | 0.09 | 0.09 | 0.08 | 0 | 0 | 0.11 | 0.11 | 0.11 | 0.08 | 0 | 0 | 0.18 | 0.17 | 0.17 | 0.15 | 0.05 | 0.04 | True |  | Non Federally-Regulated | 03/04/2022 |  | 08/02/2023
Keystone Technologies | Keystone | KT-LED11DL-6C-9CSH-DIM | Light Emitting Diode | Directional Lamp | Edison Screw Base | Forward Phase Cut Controls | 95 | 2700 | -0.0012 | 93 | 56 | 176 | 0.98 | Ambient | 50000 |  | 1 | 54000 | 0.1 | 14 | 15 | 0.17 | 0.17 | 0.16 | 0.15 | 0 | 0 | 0.21 | 0.2 | 0.2 | 0.17 | 0.06 | 0.06 | 0.28 | 0.23 | 0.24 | 0.19 | 0.05 | 0.05 | True |  | Non Federally-Regulated | 03/04/2022 |  | 08/02/2023
Keystone Technologies | Keystone | KT-LED8RD-4C-9CSF-DIM | Light Emitting Diode | Directional Lamp | Edison Screw Base | Forward Phase Cut Controls | 96 | 2700 | -0.0004 | 93 | 60 | 190 | 0.98 | Ambient | 50000 |  | 1 | 60000 | 0.1 | 15 | 15 | 0.21 | 0.2 | 0.2 | 0.19 | 0 | 0 | 0.09 | 0.08 | 0.08 | 0.06 | 0.01 | 0.01 | 0.13 | 0.13 | 0.13 | 0.1 | 0.01 | 0.01 | True |  | Non Federally-Regulated | 03/04/2022 |  | 08/02/2023
Keystone Technologies | Keystone | KT-LED8RD-4CB-9CSF-DIM | Light Emitting Diode | Directional Lamp | Edison Screw Base | Forward Phase Cut Controls | 96 | 2700 | -0.0004 | 93 | 60 | 190 | 0.98 | Ambient | 50000 |  | 1 | 60000 | 0.1 | 15 | 15 | 0.21 | 0.2 | 0.2 | 0.19 | 0 | 0 | 0.09 | 0.08 | 0.08 | 0.06 | 0.01 | 0.01 | 0.13 | 0.13 | 0.13 | 0.1 | 0.01 | 0.01 | True |  | Non Federally-Regulated | 03/04/2022 |  | 08/02/2023
Keystone Technologies | Keystone | KT-LED8RD-6C-9CSF-DIM | Light Emitting Diode | Directional Lamp | Edison Screw Base | Forward Phase Cut Controls | 96 | 2700 | 0.0005 | 93 | 62 | 183 | 0.97 | Ambient | 50000 |  | 1 | 60000 | 0.1 | 17 | 17 | 0.14 | 0.14 | 0.13 | 0.13 | 0 | 0 | 0.13 | 0.13 | 0.14 | 0.09 | 0.01 | 0.01 | 0.15 | 0.15 | 0.15 | 0.11 | 0.01 | 0.01 | True |  | Non Federally-Regulated | 03/04/2022 |  | 08/02/2023
Keystone Technologies | Keystone | KT-LED10RD-6C-9CSF-DIM | Light Emitting Diode | Directional Lamp | Edison Screw Base | Forward Phase Cut Controls | 97 | 2700 | 0.0003 | 94 | 62 | 190 | 0.98 | Ambient | 50000 |  | 1 | 60000 | 0.1 | 15 | 16 | 0.17 | 0.16 | 0.16 | 0.15 | 0 | 0 | 0.21 | 0.2 | 0.2 | 0.16 | 0.05 | 0.05 | 0.18 | 0.18 | 0.18 | 0.14 | 0.01 | 0.01 | True |  | Non Federally-Regulated | 03/04/2022 |  | 08/02/2023
Keystone Technologies | Keystone | KT-LED14RD-6C-9CSF-DIM | Light Emitting Diode | Directional Lamp | Edison Screw Base | Forward Phase Cut Controls | 91 | 2700 | 0.0016 | 94 | 61 | 95 | 0.98 | Ambient | 50000 |  | 1 | 55000 | 0.1 | 15 | 16 | 0.14 | 0.14 | 0.14 | 0.13 | 0 | 0 | 0.21 | 0.21 | 0.21 | 0.17 | 0.07 | 0.07 | 0.15 | 0.13 | 0.13 | 0.11 | 0.05 | 0.05 | True |  | Non Federally-Regulated | 03/04/2022 |  | 08/02/2023
Royal Pacific | RP Lighting+Fans | 4907**-18 | Light Emitting Diode | Inseparable Luminaire | Direct Wired | Forward Phase Cut Controls | 73.2 | 3000 |  | 94 | 63 | 46 | 0.93 | Ambient | 50000 |  | 1 | 56000 | 0.1 | 20 | 21 | 0.29 | 0.28 | 0.22 | 0.15 | 0.02 | 0 | 0.04 | 0.04 | 0.04 | 0.03 | 0.01 | 0.01 | 0.04 | 0.03 | 0.03 | 0.02 | 0.01 | 0.01 | True | False | Non Federally-Regulated | 03/17/2020 |  | 08/09/2023
Royal Pacific | RP Lighting+Fans | 4907**-24 | Light Emitting Diode | Inseparable Luminaire | Direct Wired | Forward Phase Cut Controls | 74.9 | 3000 |  | 95 | 73 | 51 | 0.95 | Ambient | 50000 |  | 1 | 56000 | 0.1 | 20 | 21 | 0.14 | 0.11 | 0.08 | 0.06 | 0 | 0 | 0.03 | 0.03 | 0.03 | 0.02 | 0.01 | 0.01 | 0.04 | 0.03 | 0.02 | 0.02 | 0.01 | 0.01 | True | False | Non Federally-Regulated | 03/17/2020 |  | 08/09/2023
Royal Pacific | RP Lighting+Fans | 4907**-36 | Light Emitting Diode | Inseparable Luminaire | Direct Wired | Forward Phase Cut Controls | 73.7 | 3000 |  | 93 | 61 | 46 | 0.94 | Ambient | 50000 |  | 1 | 56000 | 0.1 | 20 | 21 | 0.3 | 0.28 | 0.22 | 0.15 | 0.02 | 0 | 0.04 | 0.03 | 0.03 | 0.02 | 0 | 0 | 0.03 | 0.03 | 0.03 | 0.02 | 0.01 | 0.01 | True | False | Non Federally-Regulated | 03/17/2020 |  | 08/09/2023
Royal Pacific | RP Lighting+Fans | 4907**-48 | Light Emitting Diode | Inseparable Luminaire | Direct Wired | Forward Phase Cut Controls | 71.5 | 3000 |  | 93 | 64 | 45 | 0.92 | Ambient | 50000 |  | 1 | 56000 | 0.1 | 20 | 21 | 0.26 | 0.25 | 0.21 | 0.15 | 0 | 0 | 0.09 | 0.08 | 0.08 | 0.08 | 0.06 | 0.06 | 0.03 | 0.03 | 0.02 | 0.02 | 0 | 0 | True | False | Non Federally-Regulated | 03/17/2020 |  | 08/09/2023
Visual Comfort & Company | Tech Lighting | SLBA14730** | Light Emitting Diode | Inseparable Luminaire | Direct Wired | Forward Phase Cut Controls | 80 | 3001 | -0.0008 | 93 | 66 | 434 | 0.99 | Ambient | 15000 |  | 1 | 60000 | 0.04 | 13 | 14 | 0.16 | 0.15 | 0.15 | 0.14 | 0.03 | 0.01 | 0.3 | 0.27 | 0.27 | 0.28 | 0.07 | 0.02 | 0.22 | 0.09 | 0.09 | 0.09 | 0.02 | 0.01 | True | False | Non Federally-Regulated | 05/16/2023 |  | 08/31/2023
PORTOR INDUSTRY INC | PORTOR LIGHTING | ZF-DL6-12W-DIM-XCC-*W* | Light Emitting Diode | Inseparable Luminaire | Direct Wired | Forward Phase Cut Controls | 89 | 2700 | 0.0006 | 93 | 55 | 218 | 0.97 | Ambient |  |  |  |  | 0.05 | 16 | 16 | 0.18 | 0.17 | 0.17 | 0.16 | 0.01 | 0.01 | 0.23 | 0.22 | 0.22 | 0.18 | 0.02 | 0.02 | 0.22 | 0.15 | 0.16 | 0.13 | 0.04 | 0.04 | True |  | Non Federally-Regulated | 08/29/2023 |  | 09/11/2023
PORTOR INDUSTRY INC | PORTOR LIGHTING | ZF-DL4-10W-DIM-XCC-*W* | Light Emitting Diode | Inseparable Luminaire | Direct Wired | Forward Phase Cut Controls | 75 | 2700 | 0.0006 | 93 | 55 | 240 | 0.97 | Ambient |  |  |  |  | 0.05 | 16 | 16 | 0.16 | 0.16 | 0.15 | 0.15 | 0.01 | 0.01 | 0.21 | 0.21 | 0.21 | 0.17 | 0.02 | 0.02 | 0.17 | 0.13 | 0.13 | 0.1 | 0.01 | 0.01 | True |  | Non Federally-Regulated | 08/29/2023 |  | 09/11/2023
Hubbell Lighting | COLUMBIA LIGHTING | CUC4-CS-ED120 | Light Emitting Diode | Inseparable Luminaire | Direct Wired | Forward Phase Cut Controls | 56.9 | 3037 | 0.002 | 97 | 80 | 151 | 0.9 | Ambient | 54000 |  | 1 | 54000 | 0.1 | 16 | 17 | 0.25 | 0.25 | 0.24 | 0.22 | 0 | 0 | 0.26 | 0.25 | 0.24 | 0.19 | 0 | 0 | 0.11 | 0.1 | 0.09 | 0.06 | 0 | 0 | True | False | Non Federally-Regulated | 04/21/2021 |  | 09/22/2023
Hubbell Lighting | COLUMBIA LIGHTING | CUC3-CS-ED120 | Light Emitting Diode | Inseparable Luminaire | Direct Wired | Forward Phase Cut Controls | 59.6 | 3099 | 0.0006 | 97 | 81 | 166 | 0.9 | Ambient | 54000 |  | 1 | 54000 | 0.1 | 17 | 16 | 0.33 | 0.32 | 0.31 | 0.28 | 0.01 | 0 | 0.28 | 0.26 | 0.26 | 0.2 | 0 | 0 | 0.12 | 0.11 | 0.1 | 0.07 | 0 | 0 | True | False | Non Federally-Regulated | 04/21/2021 |  | 09/22/2023
Hubbell Lighting | COLUMBIA LIGHTING | CUC2-CS-ED120 | Light Emitting Diode | Inseparable Luminaire | Direct Wired | Forward Phase Cut Controls | 60.9 | 3101 | 0.0005 | 97 | 80 | 199 | 0.9 | Ambient | 54000 |  | 1 | 54000 | 0.1 | 16 | 16 | 0.22 | 0.22 | 0.21 | 0.19 | 0 | 0 | 0.19 | 0.18 | 0.18 | 0.14 | 0 | 0 | 0.09 | 0.08 | 0.07 | 0.05 | 0 | 0 | True | False | Non Federally-Regulated | 04/21/2021 |  | 09/22/2023
Hubbell Lighting | COLUMBIA LIGHTING | CUC1-CS-ED120 | Light Emitting Diode | Inseparable Luminaire | Direct Wired | Forward Phase Cut Controls | 59.2 | 3042 | 0.0023 | 97 | 81 | 168 | 0.9 | Ambient | 54000 |  | 1 | 54000 | 0.1 | 16 | 16 | 0.3 | 0.29 | 0.27 | 0.25 | 0 | 0 | 0.26 | 0.24 | 0.25 | 0.19 | 0 | 0 | 0.13 | 0.1 | 0.09 | 0.06 | 0 | 0 | True | False | Non Federally-Regulated | 04/21/2021 |  | 09/22/2023
Hubbell Lighting | Progress Lighting | P350126-***-30DI | Light Emitting Diode | Inseparable Luminaire | Direct Wired | Reverse Phase Cut Controls | 65.8 | 3129 | 0.002 | 92 | 54 | 124 | 1 | Ambient | 50000 | 0.977 | 1 | 60000 | 0.1 | 18 | 18 | 0.17 | 0.16 | 0.15 | 0.14 | 0.01 | 0.01 | 0.17 | 0.15 | 0.14 | 0.13 | 0.01 | 0.01 | 0.16 | 0.15 | 0.13 | 0.12 | 0.01 | 0.01 | True | False | Non Federally-Regulated | 11/30/2021 |  | 09/22/2023
Prescolite | Prescolite | CDL4-7L30KA** | Light Emitting Diode | Inseparable Luminaire | Quick Connect | Forward Phase Cut Controls | 81.5 | 3056 | 0.0002 | 94 | 66 | 123 | 0.9 | Ambient | 60000 |  |  | 60000 | 0.1 | 21 | 21 | 0.12 | 0.11 | 0.11 | 0.1 | 0.01 | 0 | 0.18 | 0.14 | 0.13 | 0.11 | 0.01 | 0.01 | 0.2 | 0.1 | 0.1 | 0.09 | 0.01 | 0.01 | True |  | Non Federally-Regulated | 05/01/2017 |  | 09/22/2023
Prescolite | Prescolite | CDL4-7L30KA** | Light Emitting Diode | Inseparable Luminaire | Quick Connect | Reverse Phase Cut Controls | 81.5 | 3056 | 0.0002 | 94 | 66 | 123 | 0.9 | Ambient | 60000 |  |  | 60000 | 0.1 | 19 | 19 | 0.1 | 0.1 | 0.1 | 0.1 | 0.01 | 0 | 0.13 | 0.12 | 0.12 | 0.11 | 0.01 | 0 | 0.12 | 0.09 | 0.09 | 0.08 | 0.01 | 0 | True |  | Non Federally-Regulated | 05/01/2017 |  | 09/22/2023
Prescolite | Prescolite | CDL6-8L30KA** | Light Emitting Diode | Inseparable Luminaire | Quick Connect | Forward Phase Cut Controls | 84 | 3008 | 0.0012 | 93 | 63 | 106 | 0.9 | Ambient | 50000 |  |  | 50000 | 0.1 | 20 | 20 | 0.14 | 0.13 | 0.13 | 0.12 | 0.07 | 0.02 | 0.23 | 0.16 | 0.16 | 0.13 | 0.01 | 0.01 | 0.28 | 0.16 | 0.16 | 0.14 | 0.05 | 0.04 | True |  | Non Federally-Regulated | 05/01/2017 |  | 09/22/2023
Prescolite | Prescolite | CDL6-8L30KA** | Light Emitting Diode | Inseparable Luminaire | Quick Connect | Reverse Phase Cut Controls | 84 | 3008 | 0.0012 | 93 | 63 | 106 | 0.9 | Ambient | 50000 |  |  | 50000 | 0.1 | 19 | 19 | 0.12 | 0.12 | 0.12 | 0.12 | 0.06 | 0.02 | 0.16 | 0.14 | 0.14 | 0.13 | 0.07 | 0.03 | 0.16 | 0.13 | 0.13 | 0.11 | 0.02 | 0.08 | True |  | Non Federally-Regulated | 05/01/2017 |  | 09/22/2023
Prescolite | Prescolite | LBS5A6L30K9 ** | Light Emitting Diode | Inseparable Luminaire | Direct Wired | Forward Phase Cut Controls | 58.5 | 2977 | -0.0024 | 92 | 57 | 70 | 0.9 | Ambient | 50000 |  |  | 50000 | 0.1 | 21 | 20 | 0.22 | 0.2 | 0.2 | 0.2 | 0.01 | 0.01 | 0.22 | 0.2 | 0.2 | 0.2 | 0.01 | 0.01 | 0.17 | 0.16 | 0.16 | 0.16 | 0.01 | 0.01 | True |  | Non Federally-Regulated | 05/01/2017 |  | 09/22/2023
Prescolite | Prescolite | LBS5A6L30K9 ** | Light Emitting Diode | Inseparable Luminaire | Direct Wired | Reverse Phase Cut Controls | 58.5 | 2977 | -0.0024 | 92 | 57 | 70 | 0.9 | Ambient | 50000 |  |  | 50000 | 0.1 | 21 | 20 | 0.18 | 0.18 | 0.18 | 0.18 | 0.01 | 0.01 | 0.22 | 0.2 | 0.2 | 0.2 | 0.01 | 0.01 | 0.17 | 0.16 | 0.16 | 0.16 | 0.01 | 0.01 | True |  | Non Federally-Regulated | 05/01/2017 |  | 09/22/2023
Prescolite | Prescolite | LBSQ5A6L30K9 ** | Light Emitting Diode | Inseparable Luminaire | Direct Wired | Forward Phase Cut Controls | 58.5 | 2977 | -0.0024 | 92 | 57 | 70 | 0.9 | Ambient | 50000 |  |  | 50000 | 0.1 | 21 | 20 | 0.22 | 0.2 | 0.2 | 0.2 | 0.01 | 0.01 | 0.22 | 0.2 | 0.2 | 0.2 | 0.01 | 0.01 | 0.17 | 0.16 | 0.16 | 0.16 | 0.01 | 0.01 | True |  | Non Federally-Regulated | 05/01/2017 |  | 09/22/2023
Prescolite | Prescolite | LBSQ5A6L30K9 ** | Light Emitting Diode | Inseparable Luminaire | Direct Wired | Reverse Phase Cut Controls | 58.5 | 2977 | -0.0024 | 92 | 57 | 70 | 0.9 | Ambient | 50000 |  |  | 50000 | 0.1 | 21 | 20 | 0.18 | 0.18 | 0.18 | 0.18 | 0.01 | 0.01 | 0.22 | 0.2 | 0.2 | 0.2 | 0.01 | 0.01 | 0.17 | 0.16 | 0.16 | 0.16 | 0.01 | 0.01 | True |  | Non Federally-Regulated | 05/01/2017 |  | 09/22/2023
Prescolite | Prescolite | LBS7A10L30K9 ** DG | Light Emitting Diode | Inseparable Luminaire | Direct Wired | Forward Phase Cut Controls | 63.6 | 3032 | -0.0007 | 94 | 69 | 56 | 0.9 | Ambient | 50000 |  |  | 50000 | 0.1 | 21 | 21 | 0.25 | 0.24 | 0.24 | 0.24 | 0.02 | 0.02 | 0.27 | 0.26 | 0.26 | 0.26 | 0.02 | 0.02 | 0.23 | 0.21 | 0.21 | 0.21 | 0.01 | 0.01 | True |  | Non Federally-Regulated | 05/01/2017 |  | 09/22/2023
Prescolite | Prescolite | LBS7A10L30K9 ** DG | Light Emitting Diode | Inseparable Luminaire | Direct Wired | Reverse Phase Cut Controls | 63.6 | 3032 | -0.0007 | 94 | 69 | 56 | 0.9 | Ambient | 50000 |  |  | 50000 | 0.1 | 21 | 20 | 0.22 | 0.21 | 0.21 | 0.21 | 0.01 | 0.01 | 0.27 | 0.25 | 0.25 | 0.25 | 0.02 | 0.02 | 0.22 | 0.21 | 0.21 | 0.21 | 0.01 | 0.01 | True |  | Non Federally-Regulated | 05/01/2017 |  | 09/22/2023
Prescolite | Prescolite | LBS5A6L30K9 ** DG | Light Emitting Diode | Inseparable Luminaire | Direct Wired | Forward Phase Cut Controls | 58.5 | 2977 | -0.0024 | 92 | 57 | 70 | 0.9 | Ambient | 50000 |  |  | 50000 | 0.1 | 21 | 20 | 0.22 | 0.2 | 0.2 | 0.2 | 0.01 | 0.01 | 0.22 | 0.2 | 0.2 | 0.2 | 0.01 | 0.01 | 0.17 | 0.16 | 0.16 | 0.16 | 0.01 | 0.01 | True |  | Non Federally-Regulated | 05/01/2017 |  | 09/22/2023
Prescolite | Prescolite | LBS5A6L30K9 ** DG | Light Emitting Diode | Inseparable Luminaire | Direct Wired | Reverse Phase Cut Controls | 58.5 | 2977 | -0.0024 | 92 | 57 | 70 | 0.9 | Ambient | 50000 |  |  | 50000 | 0.1 | 21 | 20 | 0.18 | 0.18 | 0.18 | 0.18 | 0.01 | 0.01 | 0.22 | 0.2 | 0.2 | 0.2 | 0.01 | 0.01 | 0.17 | 0.16 | 0.16 | 0.16 | 0.01 | 0.01 | True |  | Non Federally-Regulated | 05/01/2017 |  | 09/22/2023
Prescolite | Prescolite | LBS5A7L30K9 ** R | Light Emitting Diode | Inseparable Luminaire | Direct Wired | Forward Phase Cut Controls | 56.9 | 2939 | -0.0026 | 92 | 56 | 61 | 0.9 | Ambient | 50000 |  |  | 50000 | 0.1 | 21 | 20 | 0.27 | 0.25 | 0.25 | 0.25 | 0.02 | 0.02 | 0.28 | 0.25 | 0.25 | 0.25 | 0.02 | 0.02 | 0.21 | 0.2 | 0.2 | 0.2 | 0.01 | 0.01 | True |  | Non Federally-Regulated | 05/01/2017 |  | 09/22/2023
Prescolite | Prescolite | LBS5A7L30K9 ** R | Light Emitting Diode | Inseparable Luminaire | Direct Wired | Reverse Phase Cut Controls | 56.9 | 2939 | -0.0026 | 92 | 56 | 61 | 0.9 | Ambient | 50000 |  |  | 50000 | 0.1 | 21 | 20 | 0.23 | 0.22 | 0.22 | 0.22 | 0.01 | 0.01 | 0.28 | 0.26 | 0.26 | 0.26 | 0.02 | 0.02 | 0.22 | 0.21 | 0.21 | 0.21 | 0.01 | 0.01 | True |  | Non Federally-Regulated | 05/01/2017 |  | 09/22/2023
Prescolite | Prescolite | LBSA10L30K9 ** | Light Emitting Diode | Inseparable Luminaire | Direct Wired | Forward Phase Cut Controls | 67.6 | 3184 | 0.001 | 94 | 73 | 35 | 0.9 | Ambient | 60000 |  |  | 60000 | 0.1 | 19 | 18 | 0.21 | 0.2 | 0.2 | 0.19 | 0.01 | 0 | 0.4 | 0.31 | 0.3 | 0.24 | 0.03 | 0.01 | 0.32 | 0.25 | 0.25 | 0.2 | 0.04 | 0.03 | True |  | Non Federally-Regulated | 05/01/2017 |  | 09/22/2023
Prescolite | Prescolite | LBSA10L30K9 ** | Light Emitting Diode | Inseparable Luminaire | Direct Wired | Reverse Phase Cut Controls | 67.6 | 3184 | 0.001 | 94 | 73 | 35 | 0.9 | Ambient | 60000 |  |  | 60000 | 0.1 | 20 | 19 | 0.23 | 0.23 | 0.22 | 0.21 | 0.02 | 0 | 0.33 | 0.3 | 0.29 | 0.23 | 0.03 | 0.01 | 0.25 | 0.25 | 0.25 | 0.21 | 0.05 | 0.03 | True |  | Non Federally-Regulated | 05/01/2017 |  | 09/22/2023
Prescolite | Prescolite | LBSES-4RD-CS9-** | Light Emitting Diode | Inseparable Luminaire | Direct Wired | Forward Phase Cut Controls | 70.8 | 2718 | 0.0044 | 94 | 65 | 360 | 0.99 | Elevated | 50000 |  | 1 | 54000 | 0.03 | 18 | 18 | 0.28 | 0.27 | 0.27 | 0.26 | 0 | 0 | 0.33 | 0.32 | 0.32 | 0.26 | 0.01 | 0 | 0.16 | 0.16 | 0.16 | 0.11 | 0.01 | 0 | True | False | Non Federally-Regulated | 06/21/2022 |  | 09/22/2023
Prescolite | Prescolite | LBSES-4RD-RM-CS9-** | Light Emitting Diode | Inseparable Luminaire | Direct Wired | Forward Phase Cut Controls | 68.9 | 2711 | 0.0033 | 94 | 65 | 420 | 0.99 | Elevated | 50000 |  | 1 | 54000 | 0.02 | 18 | 18 | 0.28 | 0.27 | 0.27 | 0.26 | 0 | 0 | 0.36 | 0.35 | 0.35 | 0.29 | 0.01 | 0 | 0.08 | 0.08 | 0.08 | 0.06 | 0.02 | 0.01 | True | False | Non Federally-Regulated | 06/21/2022 |  | 09/22/2023
Prescolite | Prescolite | LBSES-4SQD-CS9-** | Light Emitting Diode | Inseparable Luminaire | Direct Wired | Forward Phase Cut Controls | 69.6 | 2743 | 0.0036 | 94 | 64 | 329 | 0.99 | Elevated | 50000 |  | 1 | 54000 | 0.04 | 18 | 18 | 0.25 | 0.24 | 0.23 | 0.22 | 0 | 0 | 0.25 | 0.25 | 0.24 | 0.17 | 0.01 | 0 | 0.14 | 0.13 | 0.13 | 0.12 | 0 | 0 | True | False | Non Federally-Regulated | 06/21/2022 |  | 09/22/2023
Prescolite | Prescolite | LBSES-4SQD-RM-CS9-** | Light Emitting Diode | Inseparable Luminaire | Direct Wired | Forward Phase Cut Controls | 65.6 | 2758 | 0.0039 | 94 | 65 | 345 | 0.99 | Elevated | 50000 |  | 1 | 54000 | 0.02 | 18 | 18 | 0.29 | 0.28 | 0.28 | 0.27 | 0 | 0 | 0.34 | 0.33 | 0.33 | 0.27 | 0.01 | 0 | 0.09 | 0.09 | 0.08 | 0.04 | 0.01 | 0 | True | False | Non Federally-Regulated | 06/21/2022 |  | 09/22/2023
Prescolite | Prescolite | LBSES-6RD-CS9-** | Light Emitting Diode | Inseparable Luminaire | Direct Wired | Forward Phase Cut Controls | 82.8 | 2734 | 0.0011 | 94 | 66 | 420 | 0.99 | Elevated | 50000 |  | 1 | 54000 | 0.01 | 18 | 18 | 0.23 | 0.22 | 0.22 | 0.21 | 0 | 0 | 0.27 | 0.27 | 0.27 | 0.22 | 0.01 | 0 | 0.06 | 0.05 | 0.05 | 0.04 | 0.01 | 0.01 | True | False | Non Federally-Regulated | 06/21/2022 |  | 09/22/2023
Prescolite | Prescolite | LBSES-6RD-RM-CS9-** | Light Emitting Diode | Inseparable Luminaire | Direct Wired | Forward Phase Cut Controls | 75.8 | 2719 | 0.0006 | 95 | 66 | 385 | 0.98 | Elevated | 50000 |  | 1 | 54000 | 0.01 | 18 | 19 | 0.24 | 0.23 | 0.23 | 0.23 | 0 | 0 | 0.27 | 0.27 | 0.27 | 0.22 | 0.01 | 0 | 0.16 | 0.05 | 0.04 | 0.03 | 0.01 | 0.01 | True | False | Non Federally-Regulated | 06/21/2022 |  | 09/22/2023
Prescolite | Prescolite | LBSES-6SQD-CS9-** | Light Emitting Diode | Inseparable Luminaire | Direct Wired | Forward Phase Cut Controls | 76.1 | 2705 | 0.0006 | 94 | 62 | 355 | 0.99 | Elevated | 50000 |  | 1 | 54000 | 0.02 | 18 | 18 | 0.19 | 0.18 | 0.18 | 0.18 | 0 | 0 | 0.23 | 0.23 | 0.23 | 0.19 | 0.01 | 0 | 0.07 | 0.06 | 0.06 | 0.05 | 0.01 | 0.01 | True | False | Non Federally-Regulated | 06/21/2022 |  | 09/22/2023
Prescolite | Prescolite | LBSES-6SQD-RM-CS9-** | Light Emitting Diode | Inseparable Luminaire | Direct Wired | Forward Phase Cut Controls | 72.2 | 2732 | 0.0015 | 94 | 63 | 355 | 0.99 | Elevated | 50000 |  | 1 | 54000 | 0.01 | 18 | 18 | 0.26 | 0.26 | 0.25 | 0.24 | 0 | 0 | 0.34 | 0.34 | 0.34 | 0.28 | 0.01 | 0 | 0.08 | 0.08 | 0.08 | 0.06 | 0.01 | 0.01 | True | False | Non Federally-Regulated | 06/21/2022 |  | 09/22/2023
Prescolite | Prescolite | LBSES-8RD-CS9-** | Light Emitting Diode | Inseparable Luminaire | Direct Wired | Forward Phase Cut Controls | 83.3 | 2757 | 0.0005 | 94 | 66 | 437 | 0.99 | Elevated | 50000 |  | 1 | 54000 | 0.01 | 19 | 19 | 0.32 | 0.31 | 0.31 | 0.3 | 0 | 0 | 0.36 | 0.35 | 0.35 | 0.3 | 0.01 | 0 | 0.07 | 0.06 | 0.06 | 0.05 | 0.01 | 0.01 | True | False | Non Federally-Regulated | 06/21/2022 |  | 09/22/2023
Prescolite | Prescolite | LBSES-8RD-RM-CS9-** | Light Emitting Diode | Inseparable Luminaire | Direct Wired | Forward Phase Cut Controls | 87.6 | 2803 | 0.0005 | 95 | 67 | 439 | 0.99 | Elevated | 50000 |  | 1 | 54000 | 0 | 18 | 18 | 0.22 | 0.22 | 0.22 | 0.21 | 0 | 0 | 0.29 | 0.29 | 0.29 | 0.24 | 0.01 | 0 | 0.06 | 0.04 | 0.04 | 0.04 | 0.01 | 0.01 | True | False | Non Federally-Regulated | 06/21/2022 |  | 09/22/2023
Prescolite | Prescolite | LBSES-8SQD-CS9-** | Light Emitting Diode | Inseparable Luminaire | Direct Wired | Forward Phase Cut Controls | 81.2 | 2771 | 0.001 | 94 | 62 | 390 | 0.99 | Elevated | 50000 |  | 1 | 54000 | 0.01 | 18 | 18 | 0.25 | 0.25 | 0.24 | 0.24 | 0 | 0 | 0.31 | 0.31 | 0.31 | 0.26 | 0.01 | 0 | 0.06 | 0.06 | 0.06 | 0.05 | 0.01 | 0.01 | True | False | Non Federally-Regulated | 06/21/2022 |  | 09/22/2023
Prescolite | Prescolite | LBSES-8SQD-RM-CS9-** | Light Emitting Diode | Inseparable Luminaire | Direct Wired | Forward Phase Cut Controls | 85.1 | 2741 | 0.0015 | 94 | 63 | 414 | 0.99 | Elevated | 50000 |  | 1 | 54000 | 0.01 | 18 | 18 | 0.18 | 0.18 | 0.18 | 0.17 | 0 | 0 | 0.25 | 0.25 | 0.25 | 0.2 | 0.01 | 0 | 0.19 | 0.05 | 0.04 | 0.04 | 0.01 | 0.01 | True | False | Non Federally-Regulated | 06/21/2022 |  | 09/22/2023
Prescolite | Prescolite | LBRST-4RD-M-LSSLWWCS9-** | Light Emitting Diode | Directional Lamp | Direct Wired | 0-10 VDC Controls | 76.9 | 3500 | 0.0017 | 90 | 50 | 279 | 0.99 | Ambient | 50000 |  | 1 | 60000 | 0.1 | 18 | 18 | 0.19 | 0.19 | 0.19 | 0.19 | 0 | 0 | 0.17 | 0.17 | 0.16 | 0.17 | 0 | 0 | 0.11 | 0.11 | 0.11 | 0.12 | 0.01 | 0.01 | True | False | Non Federally-Regulated | 06/21/2022 |  | 09/22/2023
Prescolite | Prescolite | LBRST-4RD-M-LSSLCWCS9-** | Light Emitting Diode | Directional Lamp | Direct Wired | 0-10 VDC Controls | 90.4 | 4000 | 0.0018 | 90 | 50 | 279 | 0.99 | Ambient | 50000 |  | 1 | 60000 | 0.1 | 18 | 18 | 0.19 | 0.19 | 0.19 | 0.19 | 0 | 0 | 0.17 | 0.17 | 0.16 | 0.17 | 0 | 0 | 0.11 | 0.11 | 0.11 | 0.12 | 0.01 | 0.01 | True | False | Non Federally-Regulated | 06/21/2022 |  | 09/22/2023
Prescolite | Prescolite | LBRST-4SQD-M-LSSLWWCS9-** | Light Emitting Diode | Directional Lamp | Direct Wired | 0-10 VDC Controls | 76.9 | 3500 | 0.0043 | 90 | 50 | 279 | 0.99 | Ambient | 50000 |  | 1 | 60000 | 0.1 | 18 | 18 | 0.19 | 0.19 | 0.19 | 0.19 | 0 | 0 | 0.17 | 0.17 | 0.16 | 0.17 | 0 | 0 | 0.11 | 0.11 | 0.11 | 0.12 | 0.01 | 0.01 | True | False | Non Federally-Regulated | 06/21/2022 |  | 09/22/2023
Prescolite | Prescolite | LBRST-4SQD-M-LSSLCWCS9-** | Light Emitting Diode | Directional Lamp | Direct Wired | 0-10 VDC Controls | 90.4 | 4000 | 0.0031 | 90 | 50 | 279 | 0.99 | Ambient | 50000 |  | 1 | 60000 | 0.1 | 18 | 18 | 0.19 | 0.19 | 0.19 | 0.19 | 0 | 0 | 0.17 | 0.17 | 0.16 | 0.17 | 0 | 0 | 0.11 | 0.11 | 0.11 | 0.12 | 0.01 | 0.01 | True | False | Non Federally-Regulated | 06/21/2022 |  | 09/22/2023
Prescolite | Prescolite | LBRST-6RD-M-LSSLWWCS9-** | Light Emitting Diode | Directional Lamp | Direct Wired | 0-10 VDC Controls | 81.8 | 3500 | 0.001 | 90 | 50 | 268 | 0.99 | Ambient | 50000 |  | 1 | 60000 | 0.1 | 18 | 18 | 0.19 | 0.19 | 0.19 | 0.19 | 0 | 0 | 0.17 | 0.17 | 0.16 | 0.17 | 0 | 0 | 0.11 | 0.11 | 0.11 | 0.12 | 0.01 | 0.01 | True | False | Non Federally-Regulated | 06/21/2022 |  | 09/22/2023
Prescolite | Prescolite | LBRST-6RD-M-LSSLCWCS9-** | Light Emitting Diode | Directional Lamp | Direct Wired | 0-10 VDC Controls | 96.1 | 4000 | 0.0013 | 90 | 50 | 268 | 0.99 | Ambient | 50000 |  | 1 | 60000 | 0.1 | 18 | 18 | 0.19 | 0.19 | 0.19 | 0.19 | 0 | 0 | 0.17 | 0.17 | 0.16 | 0.17 | 0 | 0 | 0.11 | 0.11 | 0.11 | 0.12 | 0.01 | 0.01 | True | False | Non Federally-Regulated | 06/21/2022 |  | 09/22/2023
Prescolite | Prescolite | LBRST-6SQD-M-LSSLWWCS9-** | Light Emitting Diode | Directional Lamp | Direct Wired | 0-10 VDC Controls | 81.8 | 3500 | 0.001 | 90 | 50 | 268 | 0.99 | Ambient | 50000 |  | 1 | 60000 | 0.1 | 18 | 18 | 0.19 | 0.19 | 0.19 | 0.19 | 0 | 0 | 0.17 | 0.17 | 0.16 | 0.17 | 0 | 0 | 0.11 | 0.11 | 0.11 | 0.12 | 0.01 | 0.01 | True | False | Non Federally-Regulated | 06/21/2022 |  | 09/22/2023
Prescolite | Prescolite | LBRST-6SQD-M-LSSLCWCS9-** | Light Emitting Diode | Directional Lamp | Direct Wired | 0-10 VDC Controls | 96.1 | 4000 | 0.0013 | 90 | 50 | 268 | 0.99 | Ambient | 50000 |  | 1 | 60000 | 0.1 | 18 | 18 | 0.19 | 0.19 | 0.19 | 0.19 | 0 | 0 | 0.17 | 0.17 | 0.16 | 0.17 | 0 | 0 | 0.11 | 0.11 | 0.11 | 0.12 | 0.01 | 0.01 | True | False | Non Federally-Regulated | 06/21/2022 |  | 09/22/2023
Prescolite | Prescolite | LBRST-8RD-M-LSSLWWCS9-** | Light Emitting Diode | Directional Lamp | Direct Wired | 0-10 VDC Controls | 86.1 | 3500 | 0.0014 | 90 | 50 | 268 | 0.99 | Ambient | 50000 |  | 1 | 60000 | 0.1 | 18 | 18 | 0.19 | 0.19 | 0.19 | 0.19 | 0 | 0 | 0.17 | 0.17 | 0.16 | 0.17 | 0 | 0 | 0.11 | 0.11 | 0.11 | 0.12 | 0.01 | 0.01 | True | False | Non Federally-Regulated | 06/21/2022 |  | 09/22/2023
Prescolite | Prescolite | LBRST-8RD-M-LSSLCWCS9-** | Light Emitting Diode | Directional Lamp | Direct Wired | 0-10 VDC Controls | 100.4 | 4000 | 0.0015 | 90 | 50 | 268 | 0.99 | Ambient | 50000 |  | 1 | 60000 | 0.1 | 18 | 18 | 0.19 | 0.19 | 0.19 | 0.19 | 0 | 0 | 0.17 | 0.17 | 0.16 | 0.17 | 0 | 0 | 0.11 | 0.11 | 0.11 | 0.12 | 0.01 | 0.01 | True | False | Non Federally-Regulated | 06/21/2022 |  | 09/22/2023
Prescolite | Prescolite | LBRST-8SQD-M-LSSLWWCS9-** | Light Emitting Diode | Directional Lamp | Direct Wired | 0-10 VDC Controls | 86.1 | 3500 | 0.0014 | 90 | 50 | 268 | 0.99 | Ambient | 50000 |  | 1 | 60000 | 0.1 | 18 | 18 | 0.19 | 0.19 | 0.19 | 0.19 | 0 | 0 | 0.17 | 0.17 | 0.16 | 0.17 | 0 | 0 | 0.11 | 0.11 | 0.11 | 0.12 | 0.01 | 0.01 | True | False | Non Federally-Regulated | 06/21/2022 |  | 09/22/2023
Prescolite | Prescolite | LBRST-8SQD-M-LSSLCWCS9-** | Light Emitting Diode | Directional Lamp | Direct Wired | 0-10 VDC Controls | 100.4 | 4000 | 0.0015 | 90 | 50 | 268 | 0.99 | Ambient | 50000 |  | 1 | 60000 | 0.1 | 18 | 18 | 0.19 | 0.19 | 0.19 | 0.19 | 0 | 0 | 0.17 | 0.17 | 0.16 | 0.17 | 0 | 0 | 0.11 | 0.11 | 0.11 | 0.12 | 0.01 | 0.01 | True | False | Non Federally-Regulated | 06/21/2022 |  | 09/22/2023
Prescolite | Prescolite | LBRST-8RD-M-30LWWCS9-** | Light Emitting Diode | Directional Lamp | Direct Wired | 0-10 VDC Controls | 98.4 | 4000 | 0.0017 | 90 | 50 | 224 | 0.99 | Ambient | 50000 |  | 1 | 60000 | 0.1 | 18 | 18 | 0.19 | 0.19 | 0.19 | 0.19 | 0 | 0 | 0.17 | 0.17 | 0.16 | 0.17 | 0 | 0 | 0.11 | 0.11 | 0.11 | 0.12 | 0.01 | 0.01 | True | False | Non Federally-Regulated | 06/21/2022 |  | 09/22/2023
Prescolite | Prescolite | LBRST-8RD-M-30LCWCS9-** | Light Emitting Diode | Directional Lamp | Direct Wired | 0-10 VDC Controls | 98.4 | 4000 | 0.0017 | 90 | 50 | 224 | 0.99 | Ambient | 50000 |  | 1 | 60000 | 0.1 | 18 | 18 | 0.19 | 0.19 | 0.19 | 0.19 | 0 | 0 | 0.17 | 0.17 | 0.16 | 0.17 | 0 | 0 | 0.11 | 0.11 | 0.11 | 0.12 | 0.01 | 0.01 | True | False | Non Federally-Regulated | 06/21/2022 |  | 09/22/2023
Prescolite | Prescolite | LBRA-4R*-T-07LCS9-** | Light Emitting Diode | Directional Lamp | Quick Connect | Forward Phase Cut Controls | 53.2 | 2762 | 0.0002 | 94 | 57 | 154 | 0.97 | Ambient | 50000 |  | 1 | 72000 | 0.1 | 21 | 21 | 0.04 | 0.04 | 0.03 | 0.02 | 0.01 | 0 | 0.01 | 0.01 | 0.01 | 0.01 | 0 | 0 | 0.01 | 0.01 | 0.01 | 0.01 | 0 | 0 | True | False | Non Federally-Regulated | 06/21/2022 |  | 09/22/2023
Prescolite | Prescolite | LBRA-6R*-T-10LCS9-** | Light Emitting Diode | Directional Lamp | Quick Connect | Forward Phase Cut Controls | 51.1 | 2755 | 0.0002 | 94 | 57 | 111 | 0.98 | Ambient | 50000 |  | 1 | 72000 | 0.1 | 21 | 21 | 0.09 | 0.08 | 0.08 | 0.05 | 0 | 0 | 0.04 | 0.02 | 0.02 | 0.02 | 0.01 | 0.01 | 0.04 | 0.02 | 0.02 | 0.02 | 0.01 | 0.01 | True | False | Non Federally-Regulated | 06/21/2022 |  | 09/22/2023
Prescolite | Prescolite | LBSD-4RD-CS9-** | Light Emitting Diode | Inseparable Luminaire | Direct Wired | Forward Phase Cut Controls | 87.2 | 2700 | 0.0004 | 93 | 58 | 120 | 0.95 | Ambient | 50000 |  | 1 | 54000 | 0.05 | 19 | 19 | 0.1 | 0.1 | 0.1 | 0.09 | 0 | 0 | 0.15 | 0.15 | 0.15 | 0.11 | 0 | 0 | 0.11 | 0.11 | 0.11 | 0.08 | 0.01 | 0.01 | True | False | Non Federally-Regulated | 06/21/2022 |  | 09/22/2023
Prescolite | Prescolite | LBSD-6RD-CS9-** | Light Emitting Diode | Inseparable Luminaire | Direct Wired | Forward Phase Cut Controls | 88.5 | 2700 | 0.0005 | 92 | 51 | 213 | 0.98 | Ambient | 50000 |  | 1 | 54000 | 0.05 | 19 | 19 | 0.14 | 0.14 | 0.13 | 0.12 | 0 | 0 | 0.17 | 0.17 | 0.17 | 0.14 | 0 | 0 | 0.15 | 0.15 | 0.15 | 0.11 | 0 | 0 | True | False | Non Federally-Regulated | 06/21/2022 |  | 09/22/2023
Prescolite | Prescolite | LBRP-M-LSSL-CS9 | Light Emitting Diode | Directional Lamp | Direct Wired | 0-10 VDC Controls | 81.9 | 3000 | 0.0031 | 92 | 55 | 291 | 0.99 | Ambient | 50000 |  | 1 | 54000 | 0.03 | 17 | 17 | 0.26 | 0.26 | 0.26 | 0.26 | 0 | 0 | 0.09 | 0.09 | 0.09 | 0.09 | 0 | 0 | 0.08 | 0.07 | 0.07 | 0.07 | 0 | 0 | True | False | Non Federally-Regulated | 06/21/2022 |  | 09/22/2023
Prescolite | Prescolite | LBRP-M-LSML-CS9 | Light Emitting Diode | Directional Lamp | Direct Wired | 0-10 VDC Controls | 73.9 | 3000 | 0.0031 | 92 | 55 | 299 | 0.99 | Ambient | 50000 |  | 1 | 54000 | 0.04 | 18 | 18 | 0.26 | 0.26 | 0.26 | 0.26 | 0 | 0 | 0.09 | 0.09 | 0.09 | 0.09 | 0 | 0 | 0.08 | 0.07 | 0.07 | 0.07 | 0 | 0 | True | False | Non Federally-Regulated | 06/21/2022 |  | 09/22/2023
Prescolite | Prescolite | LBRP-M-LSHL-**K9 | Light Emitting Diode | Directional Lamp | Direct Wired | 0-10 VDC Controls | 85.2 | 2700 | 0.0001 | 92 | 56 | 372 | 0.99 | Ambient | 50000 |  | 1 | 54000 | 0.05 | 19 | 19 | 0.21 | 0.21 | 0.21 | 0.21 | 0 | 0 | 0.19 | 0.19 | 0.19 | 0.19 | 0 | 0 | 0.09 | 0.09 | 0.09 | 0.09 | 0 | 0 | True | False | Non Federally-Regulated | 06/21/2022 |  | 09/22/2023
Prescolite | Prescolite | LBRP-M-LSSLCS934 | Light Emitting Diode | Directional Lamp | Direct Wired | 0-10 VDC Controls | 72.9 | 3000 |  | 96 | 77 | 268 | 1 | Ambient | 50000 |  | 1 | 54000 | 0.05 | 18 | 21 | 0.25 | 0.25 | 0.25 | 0.25 | 0.31 | 0.16 | 0.15 | 0.15 | 0.15 | 0.15 | 0.23 | 0.15 | 0.08 | 0.07 | 0.07 | 0.07 | 0.15 | 0.1 | True | False | Non Federally-Regulated | 04/13/2023 |  | 09/22/2023
Prescolite | Prescolite | LBRP-M-LSMLCS934 | Light Emitting Diode | Directional Lamp | Direct Wired | 0-10 VDC Controls | 66.6 | 3000 |  | 95 | 74 | 272 | 1 | Ambient | 50000 |  | 1 | 54000 | 0.05 | 18 | 21 | 0.19 | 0.19 | 0.19 | 0.19 | 0.38 | 0.24 | 0.14 | 0.14 | 0.14 | 0.14 | 0.3 | 0.19 | 0.07 | 0.07 | 0.07 | 0.06 | 0.12 | 0.08 | True | False | Non Federally-Regulated | 04/13/2023 |  | 09/22/2023
Prescolite | Prescolite | LBRP-M-LSHL27K934 | Light Emitting Diode | Directional Lamp | Direct Wired | 0-10 VDC Controls | 93 | 2700 |  | 91 | 52 | 236 | 0.99 | Ambient | 50000 |  | 1 | 55000 | 0.05 | 18 | 20 | 0.23 | 0.23 | 0.23 | 0.22 | 0.26 | 0.13 | 0.18 | 0.18 | 0.18 | 0.17 | 0.27 | 0.15 | 0.09 | 0.09 | 0.09 | 0.09 | 0.28 | 0.22 | True | False | Non Federally-Regulated | 04/13/2023 |  | 09/22/2023
Prescolite | Prescolite | LBRP-M-LSHL30K934 | Light Emitting Diode | Directional Lamp | Direct Wired | 0-10 VDC Controls | 91.9 | 3000 |  | 92 | 64 | 236 | 0.99 | Ambient | 50000 |  | 1 | 55000 | 0.05 | 18 | 20 | 0.23 | 0.23 | 0.23 | 0.22 | 0.26 | 0.13 | 0.18 | 0.18 | 0.18 | 0.17 | 0.27 | 0.15 | 0.09 | 0.09 | 0.09 | 0.09 | 0.28 | 0.22 | True | False | Non Federally-Regulated | 04/13/2023 |  | 09/22/2023
Prescolite | Prescolite | LBRP-M-LSHL35K934 | Light Emitting Diode | Directional Lamp | Direct Wired | 0-10 VDC Controls | 91.7 | 3500 |  | 92 | 73 | 236 | 0.99 | Ambient | 50000 |  | 1 | 55000 | 0.05 | 18 | 20 | 0.23 | 0.23 | 0.23 | 0.22 | 0.26 | 0.13 | 0.18 | 0.18 | 0.18 | 0.17 | 0.27 | 0.15 | 0.09 | 0.09 | 0.09 | 0.09 | 0.28 | 0.22 | True | False | Non Federally-Regulated | 04/13/2023 |  | 09/22/2023
Prescolite | Prescolite | LBRP-M-LSHL40K934 | Light Emitting Diode | Directional Lamp | Direct Wired | 0-10 VDC Controls | 98.3 | 4000 |  | 92 | 76 | 236 | 0.99 | Ambient | 50000 |  | 1 | 55000 | 0.05 | 18 | 20 | 0.23 | 0.23 | 0.23 | 0.22 | 0.26 | 0.13 | 0.18 | 0.18 | 0.18 | 0.17 | 0.27 | 0.15 | 0.09 | 0.09 | 0.09 | 0.09 | 0.28 | 0.22 | True | False | Non Federally-Regulated | 04/13/2023 |  | 09/22/2023
Prescolite | Prescolite | LBRST-4RD-M-LSSL-CS9-WH | Light Emitting Diode | Directional Lamp | Direct Wired | 0-10 VDC Controls | 80.3 | 3000 |  | 95 | 60 | 428 | 1 | Ambient | 50000 |  | 1 | 54000 | 0.05 | 19 | 20 | 0.2 | 0.17 | 0.17 | 0.17 | 0 | 0 | 0.15 | 0.11 | 0.11 | 0.11 | 0.01 | 0.01 | 0.09 | 0.08 | 0.07 | 0.07 | 0.01 | 0.01 | True | False | Non Federally-Regulated | 07/05/2023 |  | 09/22/2023
Prescolite | Prescolite | LBRST-6RD-M-LSML-CS9-WH | Light Emitting Diode | Directional Lamp | Direct Wired | 0-10 VDC Controls | 76.3 | 3000 |  | 95 | 69 | 488 | 1 | Ambient | 50000 |  | 1 | 54000 | 0.05 | 18 | 21 | 0.2 | 0.17 | 0.17 | 0.17 | 0 | 0 | 0.14 | 0.11 | 0.11 | 0.12 | 0.01 | 0.01 | 0.1 | 0.07 | 0.06 | 0.06 | 0 | 0 | True | False | Non Federally-Regulated | 07/05/2023 |  | 09/22/2023
Prescolite | Prescolite | LBRST-8RD-M-LSHL-CS9-WH | Light Emitting Diode | Directional Lamp | Direct Wired | 0-10 VDC Controls | 92 | 3000 |  | 94 | 52 | 412 | 1 | Ambient | 50000 |  | 1 | 54000 | 0.05 | 18 | 18 | 0.18 | 0.17 | 0.16 | 0.16 | 0 | 0 | 0.16 | 0.12 | 0.11 | 0.11 | 0.01 | 0.01 | 0.23 | 0.09 | 0.06 | 0.06 | 0 | 0 | True | False | Non Federally-Regulated | 07/05/2023 |  | 09/22/2023
Prescolite | Prescolite | LBRST-4RD-M-LSSL-CS9-WH-EMR | Light Emitting Diode | Directional Lamp | Direct Wired | 0-10 VDC Controls | 80.3 | 3000 |  | 95 | 60 | 428 | 1 | Ambient | 50000 |  | 1 | 54000 | 0.05 | 19 | 20 | 0.2 | 0.17 | 0.17 | 0.17 | 0 | 0 | 0.15 | 0.11 | 0.11 | 0.11 | 0.01 | 0.01 | 0.09 | 0.08 | 0.07 | 0.07 | 0.01 | 0.01 | True | False | Non Federally-Regulated | 07/05/2023 |  | 09/22/2023
Prescolite | Prescolite | LBRST-6RD-M-LSML-CS9-WH-EMR | Light Emitting Diode | Directional Lamp | Direct Wired | 0-10 VDC Controls | 76.3 | 3000 |  | 95 | 69 | 488 | 1 | Ambient | 50000 |  | 1 | 54000 | 0.05 | 18 | 21 | 0.2 | 0.17 | 0.17 | 0.17 | 0 | 0 | 0.14 | 0.11 | 0.11 | 0.12 | 0.01 | 0.01 | 0.1 | 0.07 | 0.06 | 0.06 | 0 | 0 | True | False | Non Federally-Regulated | 07/05/2023 |  | 09/22/2023
Prescolite | Prescolite | LBRST-8RD-M-LSHL-CS9-WH-EMR | Light Emitting Diode | Directional Lamp | Direct Wired | 0-10 VDC Controls | 92 | 3000 |  | 94 | 52 | 412 | 1 | Ambient | 50000 |  | 1 | 54000 | 0.05 | 18 | 18 | 0.18 | 0.17 | 0.16 | 0.16 | 0 | 0 | 0.16 | 0.12 | 0.11 | 0.11 | 0.01 | 0.01 | 0.23 | 0.09 | 0.06 | 0.06 | 0 | 0 | True | False | Non Federally-Regulated | 07/05/2023 |  | 09/22/2023
Prescolite | Prescolite | LBRST-4RD-M-LSSL-CS9-WH-34 | Light Emitting Diode | Directional Lamp | Direct Wired | 0-10 VDC Controls | 80.3 | 3000 |  | 95 | 60 | 428 | 1 | Ambient | 50000 |  | 1 | 54000 | 0.05 | 19 | 20 | 0.2 | 0.17 | 0.17 | 0.17 | 0 | 0 | 0.15 | 0.11 | 0.11 | 0.11 | 0.01 | 0.01 | 0.09 | 0.08 | 0.07 | 0.07 | 0.01 | 0.01 | True | False | Non Federally-Regulated | 07/05/2023 |  | 09/22/2023
Prescolite | Prescolite | LBRST-6RD-M-LSML-CS9-WH-34 | Light Emitting Diode | Directional Lamp | Direct Wired | 0-10 VDC Controls | 76.3 | 3000 |  | 95 | 69 | 488 | 1 | Ambient | 50000 |  | 1 | 54000 | 0.05 | 18 | 21 | 0.2 | 0.17 | 0.17 | 0.17 | 0 | 0 | 0.14 | 0.11 | 0.11 | 0.12 | 0.01 | 0.01 | 0.1 | 0.07 | 0.06 | 0.06 | 0 | 0 | True | False | Non Federally-Regulated | 07/05/2023 |  | 09/22/2023
Prescolite | Prescolite | LBRST-8RD-M-LSHL-CS9-WH-34 | Light Emitting Diode | Directional Lamp | Direct Wired | 0-10 VDC Controls | 92 | 3000 |  | 94 | 52 | 412 | 1 | Ambient | 50000 |  | 1 | 54000 | 0.05 | 18 | 18 | 0.18 | 0.17 | 0.16 | 0.16 | 0 | 0 | 0.16 | 0.12 | 0.11 | 0.11 | 0.01 | 0.01 | 0.23 | 0.09 | 0.06 | 0.06 | 0 | 0 | True | False | Non Federally-Regulated | 07/05/2023 |  | 09/22/2023
RISE LIGHTING | RISE | 2114.429-AM | Light Emitting Diode | Inseparable Luminaire | Direct Wired | 0-10 VDC Controls | 79 | 2800 | -0.0002 | 91 | 62 | 385 | 0.99 | Ambient | 50000 |  | 1 | 55000 | 0.1 | 19 | 20 | 0.02 | 0.02 | 0.01 | 0 | 0 | 0 | 0.11 | 0.11 | 0.06 | 0.03 | 0.02 | 0.01 | 0.18 | 0.18 | 0.06 | 0.05 | 0.02 | 0.01 | True | False | Non Federally-Regulated | 10/16/2023 |  | 10/17/2023
RISE LIGHTING | RISE | 2114.429B-AM | Light Emitting Diode | Inseparable Luminaire | Direct Wired | 0-10 VDC Controls | 73 | 2800 | 0.0004 | 90 | 63 | 375 | 0.99 | Ambient | 50000 |  | 1 | 55000 | 0.1 | 19 | 20 | 0.02 | 0.02 | 0.01 | 0 | 0 | 0 | 0.11 | 0.11 | 0.06 | 0.03 | 0.02 | 0.01 | 0.18 | 0.18 | 0.06 | 0.05 | 0.02 | 0.01 | True | False | Non Federally-Regulated | 10/16/2023 |  | 10/17/2023
RISE LIGHTING | RISE | 2114.429-AM | Light Emitting Diode | Inseparable Luminaire | Direct Wired | 0-10 VDC Controls | 79 | 2700 | -0.0002 | 91 | 62 | 385 | 0.99 | Ambient | 50000 |  | 1 | 55000 | 0.1 | 19 | 20 | 0.02 | 0.02 | 0.01 | 0 | 0 | 0 | 0.11 | 0.11 | 0.06 | 0.03 | 0.02 | 0.01 | 0.18 | 0.18 | 0.06 | 0.05 | 0.02 | 0.01 | True | False | Non Federally-Regulated | 10/17/2023 |  | 10/17/2023
RISE LIGHTING | RISE | 2114.429B-AM | Light Emitting Diode | Inseparable Luminaire | Direct Wired | 0-10 VDC Controls | 73 | 2700 | 0.0004 | 90 | 63 | 375 | 0.99 | Ambient | 50000 |  | 1 | 55000 | 0.1 | 19 | 20 | 0.02 | 0.02 | 0.01 | 0 | 0 | 0 | 0.11 | 0.11 | 0.06 | 0.03 | 0.02 | 0.01 | 0.18 | 0.18 | 0.06 | 0.05 | 0.02 | 0.01 | True | False | Non Federally-Regulated | 10/17/2023 |  | 10/17/2023
Acuity Brands Lighting | Juno | R620L ***** **K 90CRI PDIM VBS ** | Light Emitting Diode | Inseparable Luminaire | Quick Connect | Forward Phase Cut Controls | 59 | 2700 | 0.0001 | 90 | 62 | 176 | 0.9 | Ambient | 50000 |  |  | 50000 | 0.01 | 19 | 19 | 0.26 | 0.25 | 0.24 | 0.24 | 0.07 | 0.02 | 0.17 | 0.16 | 0.17 | 0.16 | 0.13 | 0.05 | 0.14 | 0.13 | 0.13 | 0.1 | 0.04 | 0.02 | True |  | Non Federally-Regulated | 08/09/2019 |  | 10/18/2023
Acuity Brands Lighting | Juno | R620L ***** **K 90CRI PDIM VBS ** | Light Emitting Diode | Inseparable Luminaire | Quick Connect | Forward Phase Cut Controls | 59 | 2700 | 0.0001 | 90 | 62 | 176 | 0.9 | Ambient | 50000 |  |  | 50000 | 0.01 | 19 | 19 | 0.26 | 0.25 | 0.24 | 0.24 | 0.07 | 0.02 | 0.17 | 0.16 | 0.17 | 0.16 | 0.13 | 0.05 | 0.14 | 0.13 | 0.13 | 0.1 | 0.04 | 0.02 | True |  | Non Federally-Regulated | 08/09/2019 |  | 10/18/2023
ENVISION LED LIGHTING, INC. | EnvisionLED | LED-SL-PNL-4SQ-3P12W-5CCT-** | Light Emitting Diode | Inseparable Luminaire | Direct Wired | Forward Phase Cut Controls | 55.6 | 2700 |  | 94 | 67 | 80 | 0.97 | Ambient | 50000 |  | 1 | 60000 | 0.1 | 20 | 20 | 0 | 0 | 0 | 0 | 0 | 0 | 0 | 0 | 0 | 0 | 0 | 0 | 0 | 0 | 0 | 0 | 0 | 0 | True | False | Non Federally-Regulated | 09/07/2023 |  | 10/25/2023
ENVISION LED LIGHTING, INC. | EnvisionLED | LED-SL-PNL-6SQ-3P15W-5CCT-** | Light Emitting Diode | Inseparable Luminaire | Direct Wired | Forward Phase Cut Controls | 65 | 2700 |  | 95 | 69 | 79 | 0.99 | Ambient | 50000 |  | 1 | 60000 | 0.1 | 20 | 21 | 0.04 | 0.03 | 0.02 | 0.01 | 0 | 0 | 0 | 0 | 0 | 0 | 0 | 0 | 0 | 0 | 0 | 0 | 0 | 0 | True | False | Non Federally-Regulated | 09/07/2023 |  | 10/25/2023
Acuity Brands Lighting | Juno | JPDZ4 **** ALO10 SWW5WD 90CRI ********* 120 FRPC ***** | Light Emitting Diode | Inseparable Luminaire | Direct Wired | Forward Phase Cut Controls | 51.5 | 2700 | 0.0012 | 93 | 51 | 176 | 1 | Ambient | 36000 |  | 1 | 36000 | 0.1 | 15 | 15 | 0.16 | 0.15 | 0.13 | 0.12 | 0.04 | 0.01 | 0.04 | 0.02 | 0.02 | 0.02 | 0.01 | 0 | 0.06 | 0.04 | 0.04 | 0.04 | 0.02 | 0.01 | True |  | Non Federally-Regulated | 10/07/2021 |  | 10/27/2023
Acuity Brands Lighting | Juno | JPDZ5 **** ALO10 SWW5WD 90CRI ********* 120 FRPC ***** | Light Emitting Diode | Inseparable Luminaire | Direct Wired | Forward Phase Cut Controls | 51.5 | 2700 | 0.0012 | 93 | 51 | 176 | 1 | Ambient | 36000 |  | 1 | 36000 | 0.1 | 15 | 15 | 0.16 | 0.15 | 0.13 | 0.12 | 0.04 | 0.01 | 0.04 | 0.02 | 0.02 | 0.02 | 0.01 | 0 | 0.06 | 0.04 | 0.04 | 0.04 | 0.02 | 0.01 | True |  | Non Federally-Regulated | 10/07/2021 |  | 10/27/2023
Acuity Brands Lighting | Juno | JPDZ6 **** ALO10 SWW5WD 90CRI ********* 120 FRPC ***** | Light Emitting Diode | Inseparable Luminaire | Direct Wired | Forward Phase Cut Controls | 51.5 | 2700 | 0.0012 | 93 | 51 | 176 | 1 | Ambient | 36000 |  | 1 | 36000 | 0.1 | 15 | 15 | 0.16 | 0.15 | 0.13 | 0.12 | 0.04 | 0.01 | 0.04 | 0.02 | 0.02 | 0.02 | 0.01 | 0 | 0.06 | 0.04 | 0.04 | 0.04 | 0.02 | 0.01 | True |  | Non Federally-Regulated | 10/07/2021 |  | 10/27/2023
Acuity Brands Lighting | Juno | JPDZ4 **** ALO10 SWW5WD 90CRI ********* MVOLT ZT10 ***** | Light Emitting Diode | Inseparable Luminaire | Direct Wired | Forward Phase Cut Controls | 51.5 | 2700 | 0.0012 | 93 | 51 | 204 | 1 | Ambient | 36000 |  | 1 | 36000 | 0.1 | 18 | 17 | 0.16 | 0.15 | 0.13 | 0.12 | 0.04 | 0.01 | 0.04 | 0.02 | 0.02 | 0.02 | 0.01 | 0 | 0.06 | 0.04 | 0.04 | 0.04 | 0.02 | 0.01 | True |  | Non Federally-Regulated | 10/07/2021 |  | 10/27/2023
Acuity Brands Lighting | Juno | JPDZ5 **** ALO10 SWW5WD 90CRI ********* MVOLT ZT10 ***** | Light Emitting Diode | Inseparable Luminaire | Direct Wired | Forward Phase Cut Controls | 51.5 | 2700 | 0.0012 | 93 | 51 | 204 | 1 | Ambient | 36000 |  | 1 | 36000 | 0.1 | 18 | 17 | 0.16 | 0.15 | 0.13 | 0.12 | 0.04 | 0.01 | 0.04 | 0.02 | 0.02 | 0.02 | 0.01 | 0 | 0.06 | 0.04 | 0.04 | 0.04 | 0.02 | 0.01 | True |  | Non Federally-Regulated | 10/07/2021 |  | 10/27/2023
Acuity Brands Lighting | Juno | JPDZ6 **** ALO10 SWW5WD 90CRI ********* MVOLT ZT10 ***** | Light Emitting Diode | Inseparable Luminaire | Direct Wired | Forward Phase Cut Controls | 51.5 | 2700 | 0.0012 | 93 | 51 | 204 | 1 | Ambient | 36000 |  | 1 | 36000 | 0.1 | 18 | 17 | 0.16 | 0.15 | 0.13 | 0.12 | 0.04 | 0.01 | 0.04 | 0.02 | 0.02 | 0.02 | 0.01 | 0 | 0.06 | 0.04 | 0.04 | 0.04 | 0.02 | 0.01 | True |  | Non Federally-Regulated | 10/07/2021 |  | 10/27/2023
Luminii Corp | Minimo | MPF-TF-24K-10-N-**-** | Light Emitting Diode | Inseparable Luminaire | Direct Wired | 0-10 VDC Controls | 62.7 | 2503 | 0.001 | 92 | 59 | 0 | 0.99 | Ambient | 50000 |  |  | 55000 | 0.01 | 13 | 12 | 0.33 | 0.14 | 0.12 | 0.08 | 0.02 | 0 | 0.3 | 0.01 | 0 | 0 | 0 | 0 | 0.3 | 0.05 | 0.02 | 0.01 | 0.01 | 0 | True | False | Non Federally-Regulated | 11/02/2023 |  | 11/09/2023
Luminii Corp | Minimo | MPF-TF-24K-10-M-**-** | Light Emitting Diode | Inseparable Luminaire | Direct Wired | 0-10 VDC Controls | 61.9 | 2503 | 0.001 | 92 | 59 | 0 | 0.99 | Ambient | 50000 |  |  | 55000 | 0.01 | 13 | 12 | 0.33 | 0.14 | 0.12 | 0.08 | 0.02 | 0 | 0.3 | 0.01 | 0 | 0 | 0 | 0 | 0.3 | 0.05 | 0.02 | 0.01 | 0.01 | 0 | True | False | Non Federally-Regulated | 11/02/2023 |  | 11/09/2023
Luminii Corp | Minimo | MPF-TF-24K-10-W-**-** | Light Emitting Diode | Inseparable Luminaire | Direct Wired | 0-10 VDC Controls | 61.5 | 2503 | 0.001 | 92 | 59 | 0 | 0.99 | Ambient | 50000 |  |  | 55000 | 0.01 | 13 | 12 | 0.33 | 0.14 | 0.12 | 0.08 | 0.02 | 0 | 0.3 | 0.01 | 0 | 0 | 0 | 0 | 0.3 | 0.05 | 0.02 | 0.01 | 0.01 | 0 | True | False | Non Federally-Regulated | 11/02/2023 |  | 11/09/2023
Luminii Corp | Minimo | MPF-TF-24K-10-V-**-** | Light Emitting Diode | Inseparable Luminaire | Direct Wired | 0-10 VDC Controls | 55.1 | 2503 | 0.001 | 92 | 59 | 0 | 0.99 | Ambient | 50000 |  |  | 55000 | 0.01 | 13 | 12 | 0.33 | 0.14 | 0.12 | 0.08 | 0.02 | 0 | 0.3 | 0.01 | 0 | 0 | 0 | 0 | 0.3 | 0.05 | 0.02 | 0.01 | 0.01 | 0 | True | False | Non Federally-Regulated | 11/02/2023 |  | 11/09/2023
Luminii Corp | Minimo | MPF-TF-24K-10-U-**-** | Light Emitting Diode | Inseparable Luminaire | Direct Wired | 0-10 VDC Controls | 54.5 | 2503 | 0.001 | 92 | 59 | 0 | 0.99 | Ambient | 50000 |  |  | 55000 | 0.01 | 13 | 12 | 0.33 | 0.14 | 0.12 | 0.08 | 0.02 | 0 | 0.3 | 0.01 | 0 | 0 | 0 | 0 | 0.3 | 0.05 | 0.02 | 0.01 | 0.01 | 0 | True | False | Non Federally-Regulated | 11/02/2023 |  | 11/09/2023
Luminii Corp | Minimo | MPF-TF-27K-10-N-**-** | Light Emitting Diode | Inseparable Luminaire | Direct Wired | 0-10 VDC Controls | 65.7 | 2700 | 0.0043 | 98 | 93 | 0 | 0.99 | Ambient | 50000 |  |  | 55000 | 0.01 | 13 | 12 | 0.33 | 0.14 | 0.12 | 0.08 | 0.02 | 0 | 0.3 | 0.01 | 0 | 0 | 0 | 0 | 0.3 | 0.05 | 0.02 | 0.01 | 0.01 | 0 | True | False | Non Federally-Regulated | 11/02/2023 |  | 11/09/2023
Luminii Corp | Minimo | MPF-TF-27K-10-M-**-** | Light Emitting Diode | Inseparable Luminaire | Direct Wired | 0-10 VDC Controls | 64.9 | 2700 | 0.0043 | 98 | 93 | 0 | 0.99 | Ambient | 50000 |  |  | 55000 | 0.01 | 13 | 12 | 0.33 | 0.14 | 0.12 | 0.08 | 0.02 | 0 | 0.3 | 0.01 | 0 | 0 | 0 | 0 | 0.3 | 0.05 | 0.02 | 0.01 | 0.01 | 0 | True | False | Non Federally-Regulated | 11/02/2023 |  | 11/09/2023
Luminii Corp | Minimo | MPF-TF-27K-10-W-**-** | Light Emitting Diode | Inseparable Luminaire | Direct Wired | 0-10 VDC Controls | 64.4 | 2700 | 0.0043 | 98 | 93 | 0 | 0.99 | Ambient | 50000 |  |  | 55000 | 0.01 | 13 | 12 | 0.33 | 0.14 | 0.12 | 0.08 | 0.02 | 0 | 0.3 | 0.01 | 0 | 0 | 0 | 0 | 0.3 | 0.05 | 0.02 | 0.01 | 0.01 | 0 | True | False | Non Federally-Regulated | 11/02/2023 |  | 11/09/2023
Luminii Corp | Minimo | MPF-TF-27K-10-V-**-** | Light Emitting Diode | Inseparable Luminaire | Direct Wired | 0-10 VDC Controls | 57.8 | 2700 | 0.0043 | 98 | 93 | 0 | 0.99 | Ambient | 50000 |  |  | 55000 | 0.01 | 13 | 12 | 0.33 | 0.14 | 0.12 | 0.08 | 0.02 | 0 | 0.3 | 0.01 | 0 | 0 | 0 | 0 | 0.3 | 0.05 | 0.02 | 0.01 | 0.01 | 0 | True | False | Non Federally-Regulated | 11/02/2023 |  | 11/09/2023
Luminii Corp | Minimo | MPF-TF-27K-10-U-**-** | Light Emitting Diode | Inseparable Luminaire | Direct Wired | 0-10 VDC Controls | 57.2 | 2700 | 0.0043 | 98 | 93 | 0 | 0.99 | Ambient | 50000 |  |  | 55000 | 0.01 | 13 | 12 | 0.33 | 0.14 | 0.12 | 0.08 | 0.02 | 0 | 0.3 | 0.01 | 0 | 0 | 0 | 0 | 0.3 | 0.05 | 0.02 | 0.01 | 0.01 | 0 | True | False | Non Federally-Regulated | 11/02/2023 |  | 11/09/2023
Luminii Corp | Minimo | MPF-TF-30K-10-N-**-** | Light Emitting Diode | Inseparable Luminaire | Direct Wired | 0-10 VDC Controls | 68.8 | 3103 | 0.0043 | 98 | 93 | 0 | 0.99 | Ambient | 50000 |  |  | 55000 | 0.01 | 13 | 12 | 0.33 | 0.14 | 0.12 | 0.08 | 0.02 | 0 | 0.3 | 0.01 | 0 | 0 | 0 | 0 | 0.3 | 0.05 | 0.02 | 0.01 | 0.01 | 0 | True | False | Non Federally-Regulated | 11/02/2023 |  | 11/09/2023
Luminii Corp | Minimo | MPF-TF-30K-10-M-**-** | Light Emitting Diode | Inseparable Luminaire | Direct Wired | 0-10 VDC Controls | 67.9 | 3103 | 0.0043 | 98 | 93 | 0 | 0.99 | Ambient | 50000 |  |  | 55000 | 0.01 | 13 | 12 | 0.33 | 0.14 | 0.12 | 0.08 | 0.02 | 0 | 0.3 | 0.01 | 0 | 0 | 0 | 0 | 0.3 | 0.05 | 0.02 | 0.01 | 0.01 | 0 | True | False | Non Federally-Regulated | 11/02/2023 |  | 11/09/2023
Luminii Corp | Minimo | MPF-TF-30K-10-W-**-** | Light Emitting Diode | Inseparable Luminaire | Direct Wired | 0-10 VDC Controls | 67.4 | 3103 | 0.0043 | 98 | 93 | 0 | 0.99 | Ambient | 50000 |  |  | 55000 | 0.01 | 13 | 12 | 0.33 | 0.14 | 0.12 | 0.08 | 0.02 | 0 | 0.3 | 0.01 | 0 | 0 | 0 | 0 | 0.3 | 0.05 | 0.02 | 0.01 | 0.01 | 0 | True | False | Non Federally-Regulated | 11/02/2023 |  | 11/09/2023
Luminii Corp | Minimo | MPF-TF-30K-10-V-**-** | Light Emitting Diode | Inseparable Luminaire | Direct Wired | 0-10 VDC Controls | 60.5 | 3103 | 0.0043 | 98 | 93 | 0 | 0.99 | Ambient | 50000 |  |  | 55000 | 0.01 | 13 | 12 | 0.33 | 0.14 | 0.12 | 0.08 | 0.02 | 0 | 0.3 | 0.01 | 0 | 0 | 0 | 0 | 0.3 | 0.05 | 0.02 | 0.01 | 0.01 | 0 | True | False | Non Federally-Regulated | 11/02/2023 |  | 11/09/2023
Luminii Corp | Minimo | MPF-TF-30K-10-U-**-** | Light Emitting Diode | Inseparable Luminaire | Direct Wired | 0-10 VDC Controls | 59.8 | 3103 | 0.0043 | 98 | 93 | 0 | 0.99 | Ambient | 50000 |  |  | 55000 | 0.01 | 13 | 12 | 0.33 | 0.14 | 0.12 | 0.08 | 0.02 | 0 | 0.3 | 0.01 | 0 | 0 | 0 | 0 | 0.3 | 0.05 | 0.02 | 0.01 | 0.01 | 0 | True | False | Non Federally-Regulated | 11/02/2023 |  | 11/09/2023
Luminii Corp | Minimo | MPF-TF-35K-10-N-**-** | Light Emitting Diode | Inseparable Luminaire | Direct Wired | 0-10 VDC Controls | 72.4 | 3500 | 0.0043 | 98 | 93 | 0 | 0.99 | Ambient | 50000 |  |  | 55000 | 0.01 | 13 | 12 | 0.33 | 0.14 | 0.12 | 0.08 | 0.02 | 0 | 0.3 | 0.01 | 0 | 0 | 0 | 0 | 0.3 | 0.05 | 0.02 | 0.01 | 0.01 | 0 | True | False | Non Federally-Regulated | 11/02/2023 |  | 11/09/2023
Luminii Corp | Minimo | MPF-TF-35K-10-M-**-** | Light Emitting Diode | Inseparable Luminaire | Direct Wired | 0-10 VDC Controls | 71.5 | 3500 | 0.0043 | 98 | 93 | 0 | 0.99 | Ambient | 50000 |  |  | 55000 | 0.01 | 13 | 12 | 0.33 | 0.14 | 0.12 | 0.08 | 0.02 | 0 | 0.3 | 0.01 | 0 | 0 | 0 | 0 | 0.3 | 0.05 | 0.02 | 0.01 | 0.01 | 0 | True | False | Non Federally-Regulated | 11/02/2023 |  | 11/09/2023
Luminii Corp | Minimo | MPF-TF-35K-10-W-**-** | Light Emitting Diode | Inseparable Luminaire | Direct Wired | 0-10 VDC Controls | 70.9 | 3500 | 0.0043 | 98 | 93 | 0 | 0.99 | Ambient | 50000 |  |  | 55000 | 0.01 | 13 | 12 | 0.33 | 0.14 | 0.12 | 0.08 | 0.02 | 0 | 0.3 | 0.01 | 0 | 0 | 0 | 0 | 0.3 | 0.05 | 0.02 | 0.01 | 0.01 | 0 | True | False | Non Federally-Regulated | 11/02/2023 |  | 11/09/2023
Luminii Corp | Minimo | MPF-TF-35K-10-V-**-** | Light Emitting Diode | Inseparable Luminaire | Direct Wired | 0-10 VDC Controls | 63.6 | 3500 | 0.0043 | 98 | 93 | 0 | 0.99 | Ambient | 50000 |  |  | 55000 | 0.01 | 13 | 12 | 0.33 | 0.14 | 0.12 | 0.08 | 0.02 | 0 | 0.3 | 0.01 | 0 | 0 | 0 | 0 | 0.3 | 0.05 | 0.02 | 0.01 | 0.01 | 0 | True | False | Non Federally-Regulated | 11/02/2023 |  | 11/09/2023
Luminii Corp | Minimo | MPF-TF-35K-10-U-**-** | Light Emitting Diode | Inseparable Luminaire | Direct Wired | 0-10 VDC Controls | 63 | 3500 | 0.0043 | 98 | 93 | 0 | 0.99 | Ambient | 50000 |  |  | 55000 | 0.01 | 13 | 12 | 0.33 | 0.14 | 0.12 | 0.08 | 0.02 | 0 | 0.3 | 0.01 | 0 | 0 | 0 | 0 | 0.3 | 0.05 | 0.02 | 0.01 | 0.01 | 0 | True | False | Non Federally-Regulated | 11/02/2023 |  | 11/09/2023
Luminii Corp | Minimo | MPF-TF-40K-10-N-**-** | Light Emitting Diode | Inseparable Luminaire | Direct Wired | 0-10 VDC Controls | 72.4 | 4019 | 0.0043 | 98 | 91 | 0 | 0.99 | Ambient | 50000 |  |  | 55000 | 0.01 | 13 | 12 | 0.33 | 0.14 | 0.12 | 0.08 | 0.02 | 0 | 0.3 | 0.01 | 0 | 0 | 0 | 0 | 0.3 | 0.05 | 0.02 | 0.01 | 0.01 | 0 | True | False | Non Federally-Regulated | 11/02/2023 |  | 11/09/2023
Luminii Corp | Minimo | MPF-TF-40K-10-M-**-** | Light Emitting Diode | Inseparable Luminaire | Direct Wired | 0-10 VDC Controls | 71.5 | 4019 | 0.0043 | 98 | 91 | 0 | 0.99 | Ambient | 50000 |  |  | 55000 | 0.01 | 13 | 12 | 0.33 | 0.14 | 0.12 | 0.08 | 0.02 | 0 | 0.3 | 0.01 | 0 | 0 | 0 | 0 | 0.3 | 0.05 | 0.02 | 0.01 | 0.01 | 0 | True | False | Non Federally-Regulated | 11/02/2023 |  | 11/09/2023
Luminii Corp | Minimo | MPF-TF-40K-10-W-**-** | Light Emitting Diode | Inseparable Luminaire | Direct Wired | 0-10 VDC Controls | 70.9 | 4019 | 0.0043 | 98 | 91 | 0 | 0.99 | Ambient | 50000 |  |  | 55000 | 0.01 | 13 | 12 | 0.33 | 0.14 | 0.12 | 0.08 | 0.02 | 0 | 0.3 | 0.01 | 0 | 0 | 0 | 0 | 0.3 | 0.05 | 0.02 | 0.01 | 0.01 | 0 | True | False | Non Federally-Regulated | 11/02/2023 |  | 11/09/2023
Luminii Corp | Minimo | MPF-TF-40K-10-V-**-** | Light Emitting Diode | Inseparable Luminaire | Direct Wired | 0-10 VDC Controls | 63.6 | 4019 | 0.0043 | 98 | 91 | 0 | 0.99 | Ambient | 50000 |  |  | 55000 | 0.01 | 13 | 12 | 0.33 | 0.14 | 0.12 | 0.08 | 0.02 | 0 | 0.3 | 0.01 | 0 | 0 | 0 | 0 | 0.3 | 0.05 | 0.02 | 0.01 | 0.01 | 0 | True | False | Non Federally-Regulated | 11/02/2023 |  | 11/09/2023
Luminii Corp | Minimo | MPF-TF-40K-10-U-**-** | Light Emitting Diode | Inseparable Luminaire | Direct Wired | 0-10 VDC Controls | 63 | 4019 | 0.0043 | 98 | 91 | 0 | 0.99 | Ambient | 50000 |  |  | 55000 | 0.01 | 13 | 12 | 0.33 | 0.14 | 0.12 | 0.08 | 0.02 | 0 | 0.3 | 0.01 | 0 | 0 | 0 | 0 | 0.3 | 0.05 | 0.02 | 0.01 | 0.01 | 0 | True | False | Non Federally-Regulated | 11/02/2023 |  | 11/09/2023
Luminii Corp | Minimo | MPF-TF-WD3-10-N-**-** | Light Emitting Diode | Inseparable Luminaire | Direct Wired | 0-10 VDC Controls | 62.7 | 2400 | 0.001 | 98 | 59 | 0 | 0.99 | Ambient | 50000 |  |  | 55000 | 0.01 | 13 | 12 | 0.33 | 0.14 | 0.12 | 0.08 | 0.02 | 0 | 0.3 | 0.01 | 0 | 0 | 0 | 0 | 0.3 | 0.05 | 0.02 | 0.01 | 0.01 | 0 | True | False | Non Federally-Regulated | 11/02/2023 |  | 11/09/2023
Luminii Corp | Minimo | MPF-TF-WD3-10-M-**-** | Light Emitting Diode | Inseparable Luminaire | Direct Wired | 0-10 VDC Controls | 61.9 | 2400 | 0.001 | 98 | 59 | 0 | 0.99 | Ambient | 50000 |  |  | 55000 | 0.01 | 13 | 12 | 0.33 | 0.14 | 0.12 | 0.08 | 0.02 | 0 | 0.3 | 0.01 | 0 | 0 | 0 | 0 | 0.3 | 0.05 | 0.02 | 0.01 | 0.01 | 0 | True | False | Non Federally-Regulated | 11/02/2023 |  | 11/09/2023
Luminii Corp | Minimo | MPF-TF-WD3-10-W-**-** | Light Emitting Diode | Inseparable Luminaire | Direct Wired | 0-10 VDC Controls | 61.5 | 2400 | 0.001 | 98 | 59 | 0 | 0.99 | Ambient | 50000 |  |  | 55000 | 0.01 | 13 | 12 | 0.33 | 0.14 | 0.12 | 0.08 | 0.02 | 0 | 0.3 | 0.01 | 0 | 0 | 0 | 0 | 0.3 | 0.05 | 0.02 | 0.01 | 0.01 | 0 | True | False | Non Federally-Regulated | 11/02/2023 |  | 11/09/2023
Luminii Corp | Minimo | MPF-TF-WD3-10-V-**-** | Light Emitting Diode | Inseparable Luminaire | Direct Wired | 0-10 VDC Controls | 55.1 | 2400 | 0.001 | 98 | 59 | 0 | 0.99 | Ambient | 50000 |  |  | 55000 | 0.01 | 13 | 12 | 0.33 | 0.14 | 0.12 | 0.08 | 0.02 | 0 | 0.3 | 0.01 | 0 | 0 | 0 | 0 | 0.3 | 0.05 | 0.02 | 0.01 | 0.01 | 0 | True | False | Non Federally-Regulated | 11/02/2023 |  | 11/09/2023
Luminii Corp | Minimo | MPF-TF-WD3-10-U-**-** | Light Emitting Diode | Inseparable Luminaire | Direct Wired | 0-10 VDC Controls | 54.5 | 2400 | 0.001 | 98 | 59 | 0 | 0.99 | Ambient | 50000 |  |  | 55000 | 0.01 | 13 | 12 | 0.33 | 0.14 | 0.12 | 0.08 | 0.02 | 0 | 0.3 | 0.01 | 0 | 0 | 0 | 0 | 0.3 | 0.05 | 0.02 | 0.01 | 0.01 | 0 | True | False | Non Federally-Regulated | 11/02/2023 |  | 11/09/2023
Luminii Corp | Minimo | MPF-TF-TW3-10-N-**-** | Light Emitting Diode | Inseparable Luminaire | Direct Wired | 0-10 VDC Controls | 62.7 | 2400 | 0.001 | 98 | 59 | 0 | 0.99 | Ambient | 50000 |  |  | 55000 | 0.01 | 13 | 12 | 0.33 | 0.14 | 0.12 | 0.08 | 0.02 | 0 | 0.3 | 0.01 | 0 | 0 | 0 | 0 | 0.3 | 0.05 | 0.02 | 0.01 | 0.01 | 0 | True | False | Non Federally-Regulated | 11/02/2023 |  | 11/09/2023
Luminii Corp | Minimo | MPF-TF-TW3-10-M-**-** | Light Emitting Diode | Inseparable Luminaire | Direct Wired | 0-10 VDC Controls | 61.9 | 2400 | 0.001 | 98 | 59 | 0 | 0.99 | Ambient | 50000 |  |  | 55000 | 0.01 | 13 | 12 | 0.33 | 0.14 | 0.12 | 0.08 | 0.02 | 0 | 0.3 | 0.01 | 0 | 0 | 0 | 0 | 0.3 | 0.05 | 0.02 | 0.01 | 0.01 | 0 | True | False | Non Federally-Regulated | 11/02/2023 |  | 11/09/2023
Luminii Corp | Minimo | MPF-TF-TW3-10-W-**-** | Light Emitting Diode | Inseparable Luminaire | Direct Wired | 0-10 VDC Controls | 61.5 | 2400 | 0.001 | 98 | 59 | 0 | 0.99 | Ambient | 50000 |  |  | 55000 | 0.01 | 13 | 12 | 0.33 | 0.14 | 0.12 | 0.08 | 0.02 | 0 | 0.3 | 0.01 | 0 | 0 | 0 | 0 | 0.3 | 0.05 | 0.02 | 0.01 | 0.01 | 0 | True | False | Non Federally-Regulated | 11/02/2023 |  | 11/09/2023
Luminii Corp | Minimo | MPF-TF-TW3-10-V-**-** | Light Emitting Diode | Inseparable Luminaire | Direct Wired | 0-10 VDC Controls | 55.1 | 2400 | 0.001 | 98 | 59 | 0 | 0.99 | Ambient | 50000 |  |  | 55000 | 0.01 | 13 | 12 | 0.33 | 0.14 | 0.12 | 0.08 | 0.02 | 0 | 0.3 | 0.01 | 0 | 0 | 0 | 0 | 0.3 | 0.05 | 0.02 | 0.01 | 0.01 | 0 | True | False | Non Federally-Regulated | 11/02/2023 |  | 11/09/2023
Luminii Corp | Minimo | MPF-TF-TW3-10-U-**-** | Light Emitting Diode | Inseparable Luminaire | Direct Wired | 0-10 VDC Controls | 54.5 | 2400 | 0.001 | 98 | 59 | 0 | 0.99 | Ambient | 50000 |  |  | 55000 | 0.01 | 13 | 12 | 0.33 | 0.14 | 0.12 | 0.08 | 0.02 | 0 | 0.3 | 0.01 | 0 | 0 | 0 | 0 | 0.3 | 0.05 | 0.02 | 0.01 | 0.01 | 0 | True | False | Non Federally-Regulated | 11/02/2023 |  | 11/09/2023
Luminii Corp | Minimo | MPF-TF-TW5-10-N-**-** | Light Emitting Diode | Inseparable Luminaire | Direct Wired | 0-10 VDC Controls | 65.7 | 2700 | 0.0043 | 98 | 93 | 0 | 0.99 | Ambient | 50000 |  |  | 55000 | 0.01 | 13 | 12 | 0.33 | 0.14 | 0.12 | 0.08 | 0.02 | 0 | 0.3 | 0.01 | 0 | 0 | 0 | 0 | 0.3 | 0.05 | 0.02 | 0.01 | 0.01 | 0 | True | False | Non Federally-Regulated | 11/02/2023 |  | 11/09/2023
Luminii Corp | Minimo | MPF-TF-TW5-10-M-**-** | Light Emitting Diode | Inseparable Luminaire | Direct Wired | 0-10 VDC Controls | 64.9 | 2700 | 0.0043 | 98 | 93 | 0 | 0.99 | Ambient | 50000 |  |  | 55000 | 0.01 | 13 | 12 | 0.33 | 0.14 | 0.12 | 0.08 | 0.02 | 0 | 0.3 | 0.01 | 0 | 0 | 0 | 0 | 0.3 | 0.05 | 0.02 | 0.01 | 0.01 | 0 | True | False | Non Federally-Regulated | 11/02/2023 |  | 11/09/2023
Luminii Corp | Minimo | MPF-TF-TW5-10-W-**-** | Light Emitting Diode | Inseparable Luminaire | Direct Wired | 0-10 VDC Controls | 64.4 | 2700 | 0.0043 | 98 | 93 | 0 | 0.99 | Ambient | 50000 |  |  | 55000 | 0.01 | 13 | 12 | 0.33 | 0.14 | 0.12 | 0.08 | 0.02 | 0 | 0.3 | 0.01 | 0 | 0 | 0 | 0 | 0.3 | 0.05 | 0.02 | 0.01 | 0.01 | 0 | True | False | Non Federally-Regulated | 11/02/2023 |  | 11/09/2023
Luminii Corp | Minimo | MPF-TF-TW5-10-V-**-** | Light Emitting Diode | Inseparable Luminaire | Direct Wired | 0-10 VDC Controls | 57.8 | 2700 | 0.0043 | 98 | 93 | 0 | 0.99 | Ambient | 50000 |  |  | 55000 | 0.01 | 13 | 12 | 0.33 | 0.14 | 0.12 | 0.08 | 0.02 | 0 | 0.3 | 0.01 | 0 | 0 | 0 | 0 | 0.3 | 0.05 | 0.02 | 0.01 | 0.01 | 0 | True | False | Non Federally-Regulated | 11/02/2023 |  | 11/09/2023
Luminii Corp | Minimo | MPF-TF-TW5-10-U-**-** | Light Emitting Diode | Inseparable Luminaire | Direct Wired | 0-10 VDC Controls | 57.2 | 2700 | 0.0043 | 98 | 93 | 0 | 0.99 | Ambient | 50000 |  |  | 55000 | 0.01 | 13 | 12 | 0.33 | 0.14 | 0.12 | 0.08 | 0.02 | 0 | 0.3 | 0.01 | 0 | 0 | 0 | 0 | 0.3 | 0.05 | 0.02 | 0.01 | 0.01 | 0 | True | False | Non Federally-Regulated | 11/02/2023 |  | 11/09/2023
Luminii Corp | Minimo | MPF-TB-24K-10-N-**-** | Light Emitting Diode | Inseparable Luminaire | Direct Wired | 0-10 VDC Controls | 62.7 | 2503 | 0.001 | 92 | 59 | 0 | 0.99 | Ambient | 50000 |  |  | 55000 | 0.01 | 13 | 12 | 0.33 | 0.14 | 0.12 | 0.08 | 0.02 | 0 | 0.3 | 0.01 | 0 | 0 | 0 | 0 | 0.3 | 0.05 | 0.02 | 0.01 | 0.01 | 0 | True | False | Non Federally-Regulated | 11/02/2023 |  | 11/09/2023
Luminii Corp | Minimo | MPF-TB-24K-10-M-**-** | Light Emitting Diode | Inseparable Luminaire | Direct Wired | 0-10 VDC Controls | 61.9 | 2503 | 0.001 | 92 | 59 | 0 | 0.99 | Ambient | 50000 |  |  | 55000 | 0.01 | 13 | 12 | 0.33 | 0.14 | 0.12 | 0.08 | 0.02 | 0 | 0.3 | 0.01 | 0 | 0 | 0 | 0 | 0.3 | 0.05 | 0.02 | 0.01 | 0.01 | 0 | True | False | Non Federally-Regulated | 11/02/2023 |  | 11/09/2023
Luminii Corp | Minimo | MPF-TB-24K-10-W-**-** | Light Emitting Diode | Inseparable Luminaire | Direct Wired | 0-10 VDC Controls | 61.5 | 2503 | 0.001 | 92 | 59 | 0 | 0.99 | Ambient | 50000 |  |  | 55000 | 0.01 | 13 | 12 | 0.33 | 0.14 | 0.12 | 0.08 | 0.02 | 0 | 0.3 | 0.01 | 0 | 0 | 0 | 0 | 0.3 | 0.05 | 0.02 | 0.01 | 0.01 | 0 | True | False | Non Federally-Regulated | 11/02/2023 |  | 11/09/2023
Luminii Corp | Minimo | MPF-TB-24K-10-V-**-** | Light Emitting Diode | Inseparable Luminaire | Direct Wired | 0-10 VDC Controls | 55.1 | 2503 | 0.001 | 92 | 59 | 0 | 0.99 | Ambient | 50000 |  |  | 55000 | 0.01 | 13 | 12 | 0.33 | 0.14 | 0.12 | 0.08 | 0.02 | 0 | 0.3 | 0.01 | 0 | 0 | 0 | 0 | 0.3 | 0.05 | 0.02 | 0.01 | 0.01 | 0 | True | False | Non Federally-Regulated | 11/02/2023 |  | 11/09/2023
Luminii Corp | Minimo | MPF-TB-24K-10-U-**-** | Light Emitting Diode | Inseparable Luminaire | Direct Wired | 0-10 VDC Controls | 54.5 | 2503 | 0.001 | 92 | 59 | 0 | 0.99 | Ambient | 50000 |  |  | 55000 | 0.01 | 13 | 12 | 0.33 | 0.14 | 0.12 | 0.08 | 0.02 | 0 | 0.3 | 0.01 | 0 | 0 | 0 | 0 | 0.3 | 0.05 | 0.02 | 0.01 | 0.01 | 0 | True | False | Non Federally-Regulated | 11/02/2023 |  | 11/09/2023
Luminii Corp | Minimo | MPF-TB-27K-10-N-**-** | Light Emitting Diode | Inseparable Luminaire | Direct Wired | 0-10 VDC Controls | 65.7 | 2700 | 0.001 | 98 | 94 | 0 | 0.99 | Ambient | 50000 |  |  | 55000 | 0.01 | 13 | 12 | 0.33 | 0.14 | 0.12 | 0.08 | 0.02 | 0 | 0.3 | 0.01 | 0 | 0 | 0 | 0 | 0.3 | 0.05 | 0.02 | 0.01 | 0.01 | 0 | True | False | Non Federally-Regulated | 11/02/2023 |  | 11/09/2023
Luminii Corp | Minimo | MPF-TB-27K-10-M-**-** | Light Emitting Diode | Inseparable Luminaire | Direct Wired | 0-10 VDC Controls | 64.9 | 2700 | 0.001 | 98 | 94 | 0 | 0.99 | Ambient | 50000 |  |  | 55000 | 0.01 | 13 | 12 | 0.33 | 0.14 | 0.12 | 0.08 | 0.02 | 0 | 0.3 | 0.01 | 0 | 0 | 0 | 0 | 0.3 | 0.05 | 0.02 | 0.01 | 0.01 | 0 | True | False | Non Federally-Regulated | 11/02/2023 |  | 11/09/2023
Luminii Corp | Minimo | MPF-TB-27K-10-W-**-** | Light Emitting Diode | Inseparable Luminaire | Direct Wired | 0-10 VDC Controls | 64.4 | 2700 | 0.001 | 98 | 94 | 0 | 0.99 | Ambient | 50000 |  |  | 55000 | 0.01 | 13 | 12 | 0.33 | 0.14 | 0.12 | 0.08 | 0.02 | 0 | 0.3 | 0.01 | 0 | 0 | 0 | 0 | 0.3 | 0.05 | 0.02 | 0.01 | 0.01 | 0 | True | False | Non Federally-Regulated | 11/02/2023 |  | 11/09/2023
Luminii Corp | Minimo | MPF-TB-27K-10-V-**-** | Light Emitting Diode | Inseparable Luminaire | Direct Wired | 0-10 VDC Controls | 57.8 | 2700 | 0.001 | 98 | 94 | 0 | 0.99 | Ambient | 50000 |  |  | 55000 | 0.01 | 13 | 12 | 0.33 | 0.14 | 0.12 | 0.08 | 0.02 | 0 | 0.3 | 0.01 | 0 | 0 | 0 | 0 | 0.3 | 0.05 | 0.02 | 0.01 | 0.01 | 0 | True | False | Non Federally-Regulated | 11/02/2023 |  | 11/09/2023
Luminii Corp | Minimo | MPF-TB-27K-10-U-**-** | Light Emitting Diode | Inseparable Luminaire | Direct Wired | 0-10 VDC Controls | 57.2 | 2700 | 0.001 | 98 | 94 | 0 | 0.99 | Ambient | 50000 |  |  | 55000 | 0.01 | 13 | 12 | 0.33 | 0.14 | 0.12 | 0.08 | 0.02 | 0 | 0.3 | 0.01 | 0 | 0 | 0 | 0 | 0.3 | 0.05 | 0.02 | 0.01 | 0.01 | 0 | True | False | Non Federally-Regulated | 11/02/2023 |  | 11/09/2023
Luminii Corp | Minimo | MPF-TB-30K-10-N-**-** | Light Emitting Diode | Inseparable Luminaire | Direct Wired | 0-10 VDC Controls | 68.8 | 3080 | 0.0016 | 98 | 94 | 0 | 0.99 | Ambient | 50000 |  |  | 55000 | 0.01 | 13 | 12 | 0.33 | 0.14 | 0.12 | 0.08 | 0.02 | 0 | 0.3 | 0.01 | 0 | 0 | 0 | 0 | 0.3 | 0.05 | 0.02 | 0.01 | 0.01 | 0 | True | False | Non Federally-Regulated | 11/02/2023 |  | 11/09/2023
Luminii Corp | Minimo | MPF-TB-30K-10-M-**-** | Light Emitting Diode | Inseparable Luminaire | Direct Wired | 0-10 VDC Controls | 67.9 | 3080 | 0.0016 | 98 | 94 | 0 | 0.99 | Ambient | 50000 |  |  | 55000 | 0.01 | 13 | 12 | 0.33 | 0.14 | 0.12 | 0.08 | 0.02 | 0 | 0.3 | 0.01 | 0 | 0 | 0 | 0 | 0.3 | 0.05 | 0.02 | 0.01 | 0.01 | 0 | True | False | Non Federally-Regulated | 11/02/2023 |  | 11/09/2023
Luminii Corp | Minimo | MPF-TB-30K-10-W-**-** | Light Emitting Diode | Inseparable Luminaire | Direct Wired | 0-10 VDC Controls | 67.4 | 3080 | 0.0016 | 98 | 94 | 0 | 0.99 | Ambient | 50000 |  |  | 55000 | 0.01 | 13 | 12 | 0.33 | 0.14 | 0.12 | 0.08 | 0.02 | 0 | 0.3 | 0.01 | 0 | 0 | 0 | 0 | 0.3 | 0.05 | 0.02 | 0.01 | 0.01 | 0 | True | False | Non Federally-Regulated | 11/02/2023 |  | 11/09/2023
Luminii Corp | Minimo | MPF-TB-30K-10-V-**-** | Light Emitting Diode | Inseparable Luminaire | Direct Wired | 0-10 VDC Controls | 60.5 | 3080 | 0.0016 | 98 | 94 | 0 | 0.99 | Ambient | 50000 |  |  | 55000 | 0.01 | 13 | 12 | 0.33 | 0.14 | 0.12 | 0.08 | 0.02 | 0 | 0.3 | 0.01 | 0 | 0 | 0 | 0 | 0.3 | 0.05 | 0.02 | 0.01 | 0.01 | 0 | True | False | Non Federally-Regulated | 11/02/2023 |  | 11/09/2023
Luminii Corp | Minimo | MPF-TB-30K-10-U-**-** | Light Emitting Diode | Inseparable Luminaire | Direct Wired | 0-10 VDC Controls | 59.8 | 3080 | 0.0016 | 98 | 94 | 0 | 0.99 | Ambient | 50000 |  |  | 55000 | 0.01 | 13 | 12 | 0.33 | 0.14 | 0.12 | 0.08 | 0.02 | 0 | 0.3 | 0.01 | 0 | 0 | 0 | 0 | 0.3 | 0.05 | 0.02 | 0.01 | 0.01 | 0 | True | False | Non Federally-Regulated | 11/02/2023 |  | 11/09/2023
Luminii Corp | Minimo | MPF-TB-35K-10-N-**-** | Light Emitting Diode | Inseparable Luminaire | Direct Wired | 0-10 VDC Controls | 72.4 | 3500 | 0.001 | 98 | 94 | 0 | 0.99 | Ambient | 50000 |  |  | 55000 | 0.01 | 13 | 12 | 0.33 | 0.14 | 0.12 | 0.08 | 0.02 | 0 | 0.3 | 0.01 | 0 | 0 | 0 | 0 | 0.3 | 0.05 | 0.02 | 0.01 | 0.01 | 0 | True | False | Non Federally-Regulated | 11/02/2023 |  | 11/09/2023
Luminii Corp | Minimo | MPF-TB-35K-10-M-**-** | Light Emitting Diode | Inseparable Luminaire | Direct Wired | 0-10 VDC Controls | 71.5 | 3500 | 0.001 | 98 | 94 | 0 | 0.99 | Ambient | 50000 |  |  | 55000 | 0.01 | 13 | 12 | 0.33 | 0.14 | 0.12 | 0.08 | 0.02 | 0 | 0.3 | 0.01 | 0 | 0 | 0 | 0 | 0.3 | 0.05 | 0.02 | 0.01 | 0.01 | 0 | True | False | Non Federally-Regulated | 11/02/2023 |  | 11/09/2023
Luminii Corp | Minimo | MPF-TB-35K-10-W-**-** | Light Emitting Diode | Inseparable Luminaire | Direct Wired | 0-10 VDC Controls | 70.9 | 3500 | 0.001 | 98 | 94 | 0 | 0.99 | Ambient | 50000 |  |  | 55000 | 0.01 | 13 | 12 | 0.33 | 0.14 | 0.12 | 0.08 | 0.02 | 0 | 0.3 | 0.01 | 0 | 0 | 0 | 0 | 0.3 | 0.05 | 0.02 | 0.01 | 0.01 | 0 | True | False | Non Federally-Regulated | 11/02/2023 |  | 11/09/2023
Luminii Corp | Minimo | MPF-TB-35K-10-V-**-** | Light Emitting Diode | Inseparable Luminaire | Direct Wired | 0-10 VDC Controls | 63.6 | 3500 | 0.001 | 98 | 94 | 0 | 0.99 | Ambient | 50000 |  |  | 55000 | 0.01 | 13 | 12 | 0.33 | 0.14 | 0.12 | 0.08 | 0.02 | 0 | 0.3 | 0.01 | 0 | 0 | 0 | 0 | 0.3 | 0.05 | 0.02 | 0.01 | 0.01 | 0 | True | False | Non Federally-Regulated | 11/02/2023 |  | 11/09/2023
Luminii Corp | Minimo | MPF-TB-35K-10-U-**-** | Light Emitting Diode | Inseparable Luminaire | Direct Wired | 0-10 VDC Controls | 63 | 3500 | 0.001 | 98 | 94 | 0 | 0.99 | Ambient | 50000 |  |  | 55000 | 0.01 | 13 | 12 | 0.33 | 0.14 | 0.12 | 0.08 | 0.02 | 0 | 0.3 | 0.01 | 0 | 0 | 0 | 0 | 0.3 | 0.05 | 0.02 | 0.01 | 0.01 | 0 | True | False | Non Federally-Regulated | 11/02/2023 |  | 11/09/2023
Luminii Corp | Minimo | MPF-TB-40K-10-N-**-** | Light Emitting Diode | Inseparable Luminaire | Direct Wired | 0-10 VDC Controls | 72.4 | 4019 | -0.0043 | 98 | 91 | 0 | 0.99 | Ambient | 50000 |  |  | 55000 | 0.01 | 13 | 12 | 0.33 | 0.14 | 0.12 | 0.08 | 0.02 | 0 | 0.3 | 0.01 | 0 | 0 | 0 | 0 | 0.3 | 0.05 | 0.02 | 0.01 | 0.01 | 0 | True | False | Non Federally-Regulated | 11/02/2023 |  | 11/09/2023
Luminii Corp | Minimo | MPF-TB-40K-10-M-**-** | Light Emitting Diode | Inseparable Luminaire | Direct Wired | 0-10 VDC Controls | 71.5 | 4019 | -0.0043 | 98 | 91 | 0 | 0.99 | Ambient | 50000 |  |  | 55000 | 0.01 | 13 | 12 | 0.33 | 0.14 | 0.12 | 0.08 | 0.02 | 0 | 0.3 | 0.01 | 0 | 0 | 0 | 0 | 0.3 | 0.05 | 0.02 | 0.01 | 0.01 | 0 | True | False | Non Federally-Regulated | 11/02/2023 |  | 11/09/2023
Luminii Corp | Minimo | MPF-TB-40K-10-W-**-** | Light Emitting Diode | Inseparable Luminaire | Direct Wired | 0-10 VDC Controls | 70.9 | 4019 | -0.0043 | 98 | 91 | 0 | 0.99 | Ambient | 50000 |  |  | 55000 | 0.01 | 13 | 12 | 0.33 | 0.14 | 0.12 | 0.08 | 0.02 | 0 | 0.3 | 0.01 | 0 | 0 | 0 | 0 | 0.3 | 0.05 | 0.02 | 0.01 | 0.01 | 0 | True | False | Non Federally-Regulated | 11/02/2023 |  | 11/09/2023
Luminii Corp | Minimo | MPF-TB-40K-10-V-**-** | Light Emitting Diode | Inseparable Luminaire | Direct Wired | 0-10 VDC Controls | 63.6 | 4019 | -0.0043 | 98 | 91 | 0 | 0.99 | Ambient | 50000 |  |  | 55000 | 0.01 | 13 | 12 | 0.33 | 0.14 | 0.12 | 0.08 | 0.02 | 0 | 0.3 | 0.01 | 0 | 0 | 0 | 0 | 0.3 | 0.05 | 0.02 | 0.01 | 0.01 | 0 | True | False | Non Federally-Regulated | 11/02/2023 |  | 11/09/2023
Luminii Corp | Minimo | MPF-TB-40K-10-U-**-** | Light Emitting Diode | Inseparable Luminaire | Direct Wired | 0-10 VDC Controls | 63 | 4019 | -0.0043 | 98 | 91 | 0 | 0.99 | Ambient | 50000 |  |  | 55000 | 0.01 | 13 | 12 | 0.33 | 0.14 | 0.12 | 0.08 | 0.02 | 0 | 0.3 | 0.01 | 0 | 0 | 0 | 0 | 0.3 | 0.05 | 0.02 | 0.01 | 0.01 | 0 | True | False | Non Federally-Regulated | 11/02/2023 |  | 11/09/2023
Luminii Corp | Minimo | MPF-TB-WD3-10-N-**-** | Light Emitting Diode | Inseparable Luminaire | Direct Wired | 0-10 VDC Controls | 62.7 | 2400 | 0.001 | 98 | 59 | 0 | 0.99 | Ambient | 50000 |  |  | 55000 | 0.01 | 13 | 12 | 0.33 | 0.14 | 0.12 | 0.08 | 0.02 | 0 | 0.3 | 0.01 | 0 | 0 | 0 | 0 | 0.3 | 0.05 | 0.02 | 0.01 | 0.01 | 0 | True | False | Non Federally-Regulated | 11/02/2023 |  | 11/09/2023
Luminii Corp | Minimo | MPF-TB-WD3-10-M-**-** | Light Emitting Diode | Inseparable Luminaire | Direct Wired | 0-10 VDC Controls | 61.9 | 2400 | 0.001 | 98 | 59 | 0 | 0.99 | Ambient | 50000 |  |  | 55000 | 0.01 | 13 | 12 | 0.33 | 0.14 | 0.12 | 0.08 | 0.02 | 0 | 0.3 | 0.01 | 0 | 0 | 0 | 0 | 0.3 | 0.05 | 0.02 | 0.01 | 0.01 | 0 | True | False | Non Federally-Regulated | 11/02/2023 |  | 11/09/2023
Luminii Corp | Minimo | MPF-TB-WD3-10-W-**-** | Light Emitting Diode | Inseparable Luminaire | Direct Wired | 0-10 VDC Controls | 61.5 | 2400 | 0.001 | 98 | 59 | 0 | 0.99 | Ambient | 50000 |  |  | 55000 | 0.01 | 13 | 12 | 0.33 | 0.14 | 0.12 | 0.08 | 0.02 | 0 | 0.3 | 0.01 | 0 | 0 | 0 | 0 | 0.3 | 0.05 | 0.02 | 0.01 | 0.01 | 0 | True | False | Non Federally-Regulated | 11/02/2023 |  | 11/09/2023
Luminii Corp | Minimo | MPF-TB-WD3-10-V-**-** | Light Emitting Diode | Inseparable Luminaire | Direct Wired | 0-10 VDC Controls | 55.1 | 2400 | 0.001 | 98 | 59 | 0 | 0.99 | Ambient | 50000 |  |  | 55000 | 0.01 | 13 | 12 | 0.33 | 0.14 | 0.12 | 0.08 | 0.02 | 0 | 0.3 | 0.01 | 0 | 0 | 0 | 0 | 0.3 | 0.05 | 0.02 | 0.01 | 0.01 | 0 | True | False | Non Federally-Regulated | 11/02/2023 |  | 11/09/2023
Luminii Corp | Minimo | MPF-TB-WD3-10-U-**-** | Light Emitting Diode | Inseparable Luminaire | Direct Wired | 0-10 VDC Controls | 54.5 | 2400 | 0.001 | 98 | 59 | 0 | 0.99 | Ambient | 50000 |  |  | 55000 | 0.01 | 13 | 12 | 0.33 | 0.14 | 0.12 | 0.08 | 0.02 | 0 | 0.3 | 0.01 | 0 | 0 | 0 | 0 | 0.3 | 0.05 | 0.02 | 0.01 | 0.01 | 0 | True | False | Non Federally-Regulated | 11/02/2023 |  | 11/09/2023
Luminii Corp | Minimo | MPF-TB-TW3-10-N-**-** | Light Emitting Diode | Inseparable Luminaire | Direct Wired | 0-10 VDC Controls | 62.7 | 2400 | 0.001 | 98 | 59 | 0 | 0.99 | Ambient | 50000 |  |  | 55000 | 0.01 | 13 | 12 | 0.33 | 0.14 | 0.12 | 0.08 | 0.02 | 0 | 0.3 | 0.01 | 0 | 0 | 0 | 0 | 0.3 | 0.05 | 0.02 | 0.01 | 0.01 | 0 | True | False | Non Federally-Regulated | 11/02/2023 |  | 11/09/2023
Luminii Corp | Minimo | MPF-TB-TW3-10-M-**-** | Light Emitting Diode | Inseparable Luminaire | Direct Wired | 0-10 VDC Controls | 61.9 | 2400 | 0.001 | 98 | 59 | 0 | 0.99 | Ambient | 50000 |  |  | 55000 | 0.01 | 13 | 12 | 0.33 | 0.14 | 0.12 | 0.08 | 0.02 | 0 | 0.3 | 0.01 | 0 | 0 | 0 | 0 | 0.3 | 0.05 | 0.02 | 0.01 | 0.01 | 0 | True | False | Non Federally-Regulated | 11/02/2023 |  | 11/09/2023
Luminii Corp | Minimo | MPF-TB-TW3-10-W-**-** | Light Emitting Diode | Inseparable Luminaire | Direct Wired | 0-10 VDC Controls | 61.5 | 2400 | 0.001 | 98 | 59 | 0 | 0.99 | Ambient | 50000 |  |  | 55000 | 0.01 | 13 | 12 | 0.33 | 0.14 | 0.12 | 0.08 | 0.02 | 0 | 0.3 | 0.01 | 0 | 0 | 0 | 0 | 0.3 | 0.05 | 0.02 | 0.01 | 0.01 | 0 | True | False | Non Federally-Regulated | 11/02/2023 |  | 11/09/2023
Luminii Corp | Minimo | MPF-TB-TW3-10-V-**-** | Light Emitting Diode | Inseparable Luminaire | Direct Wired | 0-10 VDC Controls | 55.1 | 2400 | 0.001 | 98 | 59 | 0 | 0.99 | Ambient | 50000 |  |  | 55000 | 0.01 | 13 | 12 | 0.33 | 0.14 | 0.12 | 0.08 | 0.02 | 0 | 0.3 | 0.01 | 0 | 0 | 0 | 0 | 0.3 | 0.05 | 0.02 | 0.01 | 0.01 | 0 | True | False | Non Federally-Regulated | 11/02/2023 |  | 11/09/2023
Luminii Corp | Minimo | MPF-TB-TW3-10-U-**-** | Light Emitting Diode | Inseparable Luminaire | Direct Wired | 0-10 VDC Controls | 54.5 | 2400 | 0.001 | 98 | 59 | 0 | 0.99 | Ambient | 50000 |  |  | 55000 | 0.01 | 13 | 12 | 0.33 | 0.14 | 0.12 | 0.08 | 0.02 | 0 | 0.3 | 0.01 | 0 | 0 | 0 | 0 | 0.3 | 0.05 | 0.02 | 0.01 | 0.01 | 0 | True | False | Non Federally-Regulated | 11/02/2023 |  | 11/09/2023
Luminii Corp | Minimo | MPF-TB-TW5-10-N-**-** | Light Emitting Diode | Inseparable Luminaire | Direct Wired | 0-10 VDC Controls | 65.7 | 2700 | 0.0043 | 98 | 93 | 0 | 0.99 | Ambient | 50000 |  |  | 55000 | 0.01 | 13 | 12 | 0.33 | 0.14 | 0.12 | 0.08 | 0.02 | 0 | 0.3 | 0.01 | 0 | 0 | 0 | 0 | 0.3 | 0.05 | 0.02 | 0.01 | 0.01 | 0 | True | False | Non Federally-Regulated | 11/02/2023 |  | 11/09/2023
Luminii Corp | Minimo | MPF-TB-TW5-10-M-**-** | Light Emitting Diode | Inseparable Luminaire | Direct Wired | 0-10 VDC Controls | 64.9 | 2700 | 0.0043 | 98 | 93 | 0 | 0.99 | Ambient | 50000 |  |  | 55000 | 0.01 | 13 | 12 | 0.33 | 0.14 | 0.12 | 0.08 | 0.02 | 0 | 0.3 | 0.01 | 0 | 0 | 0 | 0 | 0.3 | 0.05 | 0.02 | 0.01 | 0.01 | 0 | True | False | Non Federally-Regulated | 11/02/2023 |  | 11/09/2023
Luminii Corp | Minimo | MPF-TB-TW5-10-W-**-** | Light Emitting Diode | Inseparable Luminaire | Direct Wired | 0-10 VDC Controls | 64.4 | 2700 | 0.0043 | 98 | 93 | 0 | 0.99 | Ambient | 50000 |  |  | 55000 | 0.01 | 13 | 12 | 0.33 | 0.14 | 0.12 | 0.08 | 0.02 | 0 | 0.3 | 0.01 | 0 | 0 | 0 | 0 | 0.3 | 0.05 | 0.02 | 0.01 | 0.01 | 0 | True | False | Non Federally-Regulated | 11/02/2023 |  | 11/09/2023
Luminii Corp | Minimo | MPF-TB-TW5-10-V-**-** | Light Emitting Diode | Inseparable Luminaire | Direct Wired | 0-10 VDC Controls | 57.8 | 2700 | 0.0043 | 98 | 93 | 0 | 0.99 | Ambient | 50000 |  |  | 55000 | 0.01 | 13 | 12 | 0.33 | 0.14 | 0.12 | 0.08 | 0.02 | 0 | 0.3 | 0.01 | 0 | 0 | 0 | 0 | 0.3 | 0.05 | 0.02 | 0.01 | 0.01 | 0 | True | False | Non Federally-Regulated | 11/02/2023 |  | 11/09/2023
Luminii Corp | Minimo | MPF-TB-TW5-10-U-**-** | Light Emitting Diode | Inseparable Luminaire | Direct Wired | 0-10 VDC Controls | 57.2 | 2700 | 0.0043 | 98 | 93 | 0 | 0.99 | Ambient | 50000 |  |  | 55000 | 0.01 | 13 | 12 | 0.33 | 0.14 | 0.12 | 0.08 | 0.02 | 0 | 0.3 | 0.01 | 0 | 0 | 0 | 0 | 0.3 | 0.05 | 0.02 | 0.01 | 0.01 | 0 | True | False | Non Federally-Regulated | 11/02/2023 |  | 11/09/2023
Luminii Corp | Minimo | MPF-LF-24K-10-N-**-** | Light Emitting Diode | Inseparable Luminaire | Direct Wired | 0-10 VDC Controls | 62.7 | 2503 | 0.001 | 92 | 59 | 0 | 0.99 | Ambient | 50000 |  |  | 55000 | 0.01 | 13 | 12 | 0.33 | 0.14 | 0.12 | 0.08 | 0.02 | 0 | 0.3 | 0.01 | 0 | 0 | 0 | 0 | 0.3 | 0.05 | 0.02 | 0.01 | 0.01 | 0 | True | False | Non Federally-Regulated | 11/02/2023 |  | 11/09/2023
Luminii Corp | Minimo | MPF-LF-24K-10-M-**-** | Light Emitting Diode | Inseparable Luminaire | Direct Wired | 0-10 VDC Controls | 61.9 | 2503 | 0.001 | 92 | 59 | 0 | 0.99 | Ambient | 50000 |  |  | 55000 | 0.01 | 13 | 12 | 0.33 | 0.14 | 0.12 | 0.08 | 0.02 | 0 | 0.3 | 0.01 | 0 | 0 | 0 | 0 | 0.3 | 0.05 | 0.02 | 0.01 | 0.01 | 0 | True | False | Non Federally-Regulated | 11/02/2023 |  | 11/09/2023
Luminii Corp | Minimo | MPF-LF-24K-10-W-**-** | Light Emitting Diode | Inseparable Luminaire | Direct Wired | 0-10 VDC Controls | 61.5 | 2503 | 0.001 | 92 | 59 | 0 | 0.99 | Ambient | 50000 |  |  | 55000 | 0.01 | 13 | 12 | 0.33 | 0.14 | 0.12 | 0.08 | 0.02 | 0 | 0.3 | 0.01 | 0 | 0 | 0 | 0 | 0.3 | 0.05 | 0.02 | 0.01 | 0.01 | 0 | True | False | Non Federally-Regulated | 11/02/2023 |  | 11/09/2023
Luminii Corp | Minimo | MPF-LF-24K-10-V-**-** | Light Emitting Diode | Inseparable Luminaire | Direct Wired | 0-10 VDC Controls | 55.1 | 2503 | 0.001 | 92 | 59 | 0 | 0.99 | Ambient | 50000 |  |  | 55000 | 0.01 | 13 | 12 | 0.33 | 0.14 | 0.12 | 0.08 | 0.02 | 0 | 0.3 | 0.01 | 0 | 0 | 0 | 0 | 0.3 | 0.05 | 0.02 | 0.01 | 0.01 | 0 | True | False | Non Federally-Regulated | 11/02/2023 |  | 11/09/2023
Luminii Corp | Minimo | MPF-LF-24K-10-U-**-** | Light Emitting Diode | Inseparable Luminaire | Direct Wired | 0-10 VDC Controls | 54.5 | 2503 | 0.001 | 92 | 59 | 0 | 0.99 | Ambient | 50000 |  |  | 55000 | 0.01 | 13 | 12 | 0.33 | 0.14 | 0.12 | 0.08 | 0.02 | 0 | 0.3 | 0.01 | 0 | 0 | 0 | 0 | 0.3 | 0.05 | 0.02 | 0.01 | 0.01 | 0 | True | False | Non Federally-Regulated | 11/02/2023 |  | 11/09/2023
Luminii Corp | Minimo | MPF-LF-27K-10-N-**-** | Light Emitting Diode | Inseparable Luminaire | Direct Wired | 0-10 VDC Controls | 65.7 | 2700 | 0.0043 | 98 | 94 | 0 | 0.99 | Ambient | 50000 |  |  | 55000 | 0.01 | 13 | 12 | 0.33 | 0.14 | 0.12 | 0.08 | 0.02 | 0 | 0.3 | 0.01 | 0 | 0 | 0 | 0 | 0.3 | 0.05 | 0.02 | 0.01 | 0.01 | 0 | True | False | Non Federally-Regulated | 11/02/2023 |  | 11/09/2023
Luminii Corp | Minimo | MPF-LF-27K-10-M-**-** | Light Emitting Diode | Inseparable Luminaire | Direct Wired | 0-10 VDC Controls | 64.9 | 2700 | 0.0043 | 98 | 94 | 0 | 0.99 | Ambient | 50000 |  |  | 55000 | 0.01 | 13 | 12 | 0.33 | 0.14 | 0.12 | 0.08 | 0.02 | 0 | 0.3 | 0.01 | 0 | 0 | 0 | 0 | 0.3 | 0.05 | 0.02 | 0.01 | 0.01 | 0 | True | False | Non Federally-Regulated | 11/02/2023 |  | 11/09/2023
Luminii Corp | Minimo | MPF-LF-27K-10-W-**-** | Light Emitting Diode | Inseparable Luminaire | Direct Wired | 0-10 VDC Controls | 64.4 | 2700 | 0.0043 | 98 | 94 | 0 | 0.99 | Ambient | 50000 |  |  | 55000 | 0.01 | 13 | 12 | 0.33 | 0.14 | 0.12 | 0.08 | 0.02 | 0 | 0.3 | 0.01 | 0 | 0 | 0 | 0 | 0.3 | 0.05 | 0.02 | 0.01 | 0.01 | 0 | True | False | Non Federally-Regulated | 11/02/2023 |  | 11/09/2023
Luminii Corp | Minimo | MPF-LF-27K-10-V-**-** | Light Emitting Diode | Inseparable Luminaire | Direct Wired | 0-10 VDC Controls | 57.8 | 2700 | 0.0043 | 98 | 94 | 0 | 0.99 | Ambient | 50000 |  |  | 55000 | 0.01 | 13 | 12 | 0.33 | 0.14 | 0.12 | 0.08 | 0.02 | 0 | 0.3 | 0.01 | 0 | 0 | 0 | 0 | 0.3 | 0.05 | 0.02 | 0.01 | 0.01 | 0 | True | False | Non Federally-Regulated | 11/02/2023 |  | 11/09/2023
Luminii Corp | Minimo | MPF-LF-27K-10-U-**-** | Light Emitting Diode | Inseparable Luminaire | Direct Wired | 0-10 VDC Controls | 57.2 | 2700 | 0.0043 | 98 | 94 | 0 | 0.99 | Ambient | 50000 |  |  | 55000 | 0.01 | 13 | 12 | 0.33 | 0.14 | 0.12 | 0.08 | 0.02 | 0 | 0.3 | 0.01 | 0 | 0 | 0 | 0 | 0.3 | 0.05 | 0.02 | 0.01 | 0.01 | 0 | True | False | Non Federally-Regulated | 11/02/2023 |  | 11/09/2023
Luminii Corp | Minimo | MPF-LF-30K-10-N-**-** | Light Emitting Diode | Inseparable Luminaire | Direct Wired | 0-10 VDC Controls | 68.8 | 3080 | 0.0016 | 98 | 94 | 0 | 0.99 | Ambient | 50000 |  |  | 55000 | 0.01 | 13 | 12 | 0.33 | 0.14 | 0.12 | 0.08 | 0.02 | 0 | 0.3 | 0.01 | 0 | 0 | 0 | 0 | 0.3 | 0.05 | 0.02 | 0.01 | 0.01 | 0 | True | False | Non Federally-Regulated | 11/02/2023 |  | 11/09/2023
Luminii Corp | Minimo | MPF-LF-30K-10-M-**-** | Light Emitting Diode | Inseparable Luminaire | Direct Wired | 0-10 VDC Controls | 67.9 | 3080 | 0.0016 | 98 | 94 | 0 | 0.99 | Ambient | 50000 |  |  | 55000 | 0.01 | 13 | 12 | 0.33 | 0.14 | 0.12 | 0.08 | 0.02 | 0 | 0.3 | 0.01 | 0 | 0 | 0 | 0 | 0.3 | 0.05 | 0.02 | 0.01 | 0.01 | 0 | True | False | Non Federally-Regulated | 11/02/2023 |  | 11/09/2023
Luminii Corp | Minimo | MPF-LF-30K-10-W-**-** | Light Emitting Diode | Inseparable Luminaire | Direct Wired | 0-10 VDC Controls | 67.4 | 3080 | 0.0016 | 98 | 94 | 0 | 0.99 | Ambient | 50000 |  |  | 55000 | 0.01 | 13 | 12 | 0.33 | 0.14 | 0.12 | 0.08 | 0.02 | 0 | 0.3 | 0.01 | 0 | 0 | 0 | 0 | 0.3 | 0.05 | 0.02 | 0.01 | 0.01 | 0 | True | False | Non Federally-Regulated | 11/02/2023 |  | 11/09/2023
Luminii Corp | Minimo | MPF-LF-30K-10-V-**-** | Light Emitting Diode | Inseparable Luminaire | Direct Wired | 0-10 VDC Controls | 60.5 | 3080 | 0.0016 | 98 | 94 | 0 | 0.99 | Ambient | 50000 |  |  | 55000 | 0.01 | 13 | 12 | 0.33 | 0.14 | 0.12 | 0.08 | 0.02 | 0 | 0.3 | 0.01 | 0 | 0 | 0 | 0 | 0.3 | 0.05 | 0.02 | 0.01 | 0.01 | 0 | True | False | Non Federally-Regulated | 11/02/2023 |  | 11/09/2023
Luminii Corp | Minimo | MPF-LF-30K-10-U-**-** | Light Emitting Diode | Inseparable Luminaire | Direct Wired | 0-10 VDC Controls | 59.8 | 3080 | 0.0016 | 98 | 94 | 0 | 0.99 | Ambient | 50000 |  |  | 55000 | 0.01 | 13 | 12 | 0.33 | 0.14 | 0.12 | 0.08 | 0.02 | 0 | 0.3 | 0.01 | 0 | 0 | 0 | 0 | 0.3 | 0.05 | 0.02 | 0.01 | 0.01 | 0 | True | False | Non Federally-Regulated | 11/02/2023 |  | 11/09/2023
Luminii Corp | Minimo | MPF-LF-35K-10-N-**-** | Light Emitting Diode | Inseparable Luminaire | Direct Wired | 0-10 VDC Controls | 72.4 | 3500 | 0.001 | 98 | 94 | 0 | 0.99 | Ambient | 50000 |  |  | 55000 | 0.01 | 13 | 12 | 0.33 | 0.14 | 0.12 | 0.08 | 0.02 | 0 | 0.3 | 0.01 | 0 | 0 | 0 | 0 | 0.3 | 0.05 | 0.02 | 0.01 | 0.01 | 0 | True | False | Non Federally-Regulated | 11/02/2023 |  | 11/09/2023
Luminii Corp | Minimo | MPF-LF-35K-10-M-**-** | Light Emitting Diode | Inseparable Luminaire | Direct Wired | 0-10 VDC Controls | 71.5 | 3500 | 0.001 | 98 | 94 | 0 | 0.99 | Ambient | 50000 |  |  | 55000 | 0.01 | 13 | 12 | 0.33 | 0.14 | 0.12 | 0.08 | 0.02 | 0 | 0.3 | 0.01 | 0 | 0 | 0 | 0 | 0.3 | 0.05 | 0.02 | 0.01 | 0.01 | 0 | True | False | Non Federally-Regulated | 11/02/2023 |  | 11/09/2023
Luminii Corp | Minimo | MPF-LF-35K-10-W-**-** | Light Emitting Diode | Inseparable Luminaire | Direct Wired | 0-10 VDC Controls | 70.9 | 3500 | 0.001 | 98 | 94 | 0 | 0.99 | Ambient | 50000 |  |  | 55000 | 0.01 | 13 | 12 | 0.33 | 0.14 | 0.12 | 0.08 | 0.02 | 0 | 0.3 | 0.01 | 0 | 0 | 0 | 0 | 0.3 | 0.05 | 0.02 | 0.01 | 0.01 | 0 | True | False | Non Federally-Regulated | 11/02/2023 |  | 11/09/2023
Luminii Corp | Minimo | MPF-LF-35K-10-V-**-** | Light Emitting Diode | Inseparable Luminaire | Direct Wired | 0-10 VDC Controls | 63.6 | 3500 | 0.001 | 98 | 94 | 0 | 0.99 | Ambient | 50000 |  |  | 55000 | 0.01 | 13 | 12 | 0.33 | 0.14 | 0.12 | 0.08 | 0.02 | 0 | 0.3 | 0.01 | 0 | 0 | 0 | 0 | 0.3 | 0.05 | 0.02 | 0.01 | 0.01 | 0 | True | False | Non Federally-Regulated | 11/02/2023 |  | 11/09/2023
Luminii Corp | Minimo | MPF-LF-35K-10-U-**-** | Light Emitting Diode | Inseparable Luminaire | Direct Wired | 0-10 VDC Controls | 63 | 3500 | 0.001 | 98 | 94 | 0 | 0.99 | Ambient | 50000 |  |  | 55000 | 0.01 | 13 | 12 | 0.33 | 0.14 | 0.12 | 0.08 | 0.02 | 0 | 0.3 | 0.01 | 0 | 0 | 0 | 0 | 0.3 | 0.05 | 0.02 | 0.01 | 0.01 | 0 | True | False | Non Federally-Regulated | 11/02/2023 |  | 11/09/2023
Luminii Corp | Minimo | MPF-LF-40K-10-N-**-** | Light Emitting Diode | Inseparable Luminaire | Direct Wired | 0-10 VDC Controls | 72.4 | 4019 | -0.0043 | 98 | 91 | 0 | 0.99 | Ambient | 50000 |  |  | 55000 | 0.01 | 13 | 12 | 0.33 | 0.14 | 0.12 | 0.08 | 0.02 | 0 | 0.3 | 0.01 | 0 | 0 | 0 | 0 | 0.3 | 0.05 | 0.02 | 0.01 | 0.01 | 0 | True | False | Non Federally-Regulated | 11/02/2023 |  | 11/09/2023
Luminii Corp | Minimo | MPF-LF-40K-10-M-**-** | Light Emitting Diode | Inseparable Luminaire | Direct Wired | 0-10 VDC Controls | 71.5 | 4019 | -0.0043 | 98 | 91 | 0 | 0.99 | Ambient | 50000 |  |  | 55000 | 0.01 | 13 | 12 | 0.33 | 0.14 | 0.12 | 0.08 | 0.02 | 0 | 0.3 | 0.01 | 0 | 0 | 0 | 0 | 0.3 | 0.05 | 0.02 | 0.01 | 0.01 | 0 | True | False | Non Federally-Regulated | 11/02/2023 |  | 11/09/2023
Luminii Corp | Minimo | MPF-LF-40K-10-W-**-** | Light Emitting Diode | Inseparable Luminaire | Direct Wired | 0-10 VDC Controls | 70.9 | 4019 | -0.0043 | 98 | 91 | 0 | 0.99 | Ambient | 50000 |  |  | 55000 | 0.01 | 13 | 12 | 0.33 | 0.14 | 0.12 | 0.08 | 0.02 | 0 | 0.3 | 0.01 | 0 | 0 | 0 | 0 | 0.3 | 0.05 | 0.02 | 0.01 | 0.01 | 0 | True | False | Non Federally-Regulated | 11/02/2023 |  | 11/09/2023
Luminii Corp | Minimo | MPF-LF-40K-10-V-**-** | Light Emitting Diode | Inseparable Luminaire | Direct Wired | 0-10 VDC Controls | 63.6 | 4019 | -0.0043 | 98 | 91 | 0 | 0.99 | Ambient | 50000 |  |  | 55000 | 0.01 | 13 | 12 | 0.33 | 0.14 | 0.12 | 0.08 | 0.02 | 0 | 0.3 | 0.01 | 0 | 0 | 0 | 0 | 0.3 | 0.05 | 0.02 | 0.01 | 0.01 | 0 | True | False | Non Federally-Regulated | 11/02/2023 |  | 11/09/2023
Luminii Corp | Minimo | MPF-LF-40K-10-U-**-** | Light Emitting Diode | Inseparable Luminaire | Direct Wired | 0-10 VDC Controls | 63 | 4019 | -0.0043 | 98 | 91 | 0 | 0.99 | Ambient | 50000 |  |  | 55000 | 0.01 | 13 | 12 | 0.33 | 0.14 | 0.12 | 0.08 | 0.02 | 0 | 0.3 | 0.01 | 0 | 0 | 0 | 0 | 0.3 | 0.05 | 0.02 | 0.01 | 0.01 | 0 | True | False | Non Federally-Regulated | 11/02/2023 |  | 11/09/2023
Luminii Corp | Minimo | MPF-LF-WD3-10-N-**-** | Light Emitting Diode | Inseparable Luminaire | Direct Wired | 0-10 VDC Controls | 62.7 | 2400 | 0.001 | 98 | 59 | 0 | 0.99 | Ambient | 50000 |  |  | 55000 | 0.01 | 13 | 12 | 0.33 | 0.14 | 0.12 | 0.08 | 0.02 | 0 | 0.3 | 0.01 | 0 | 0 | 0 | 0 | 0.3 | 0.05 | 0.02 | 0.01 | 0.01 | 0 | True | False | Non Federally-Regulated | 11/02/2023 |  | 11/09/2023
Luminii Corp | Minimo | MPF-LF-WD3-10-M-**-** | Light Emitting Diode | Inseparable Luminaire | Direct Wired | 0-10 VDC Controls | 61.9 | 2400 | 0.001 | 98 | 59 | 0 | 0.99 | Ambient | 50000 |  |  | 55000 | 0.01 | 13 | 12 | 0.33 | 0.14 | 0.12 | 0.08 | 0.02 | 0 | 0.3 | 0.01 | 0 | 0 | 0 | 0 | 0.3 | 0.05 | 0.02 | 0.01 | 0.01 | 0 | True | False | Non Federally-Regulated | 11/02/2023 |  | 11/09/2023
Luminii Corp | Minimo | MPF-LF-WD3-10-W-**-** | Light Emitting Diode | Inseparable Luminaire | Direct Wired | 0-10 VDC Controls | 61.5 | 2400 | 0.001 | 98 | 59 | 0 | 0.99 | Ambient | 50000 |  |  | 55000 | 0.01 | 13 | 12 | 0.33 | 0.14 | 0.12 | 0.08 | 0.02 | 0 | 0.3 | 0.01 | 0 | 0 | 0 | 0 | 0.3 | 0.05 | 0.02 | 0.01 | 0.01 | 0 | True | False | Non Federally-Regulated | 11/02/2023 |  | 11/09/2023
Luminii Corp | Minimo | MPF-LF-WD3-10-V-**-** | Light Emitting Diode | Inseparable Luminaire | Direct Wired | 0-10 VDC Controls | 55.1 | 2400 | 0.001 | 98 | 59 | 0 | 0.99 | Ambient | 50000 |  |  | 55000 | 0.01 | 13 | 12 | 0.33 | 0.14 | 0.12 | 0.08 | 0.02 | 0 | 0.3 | 0.01 | 0 | 0 | 0 | 0 | 0.3 | 0.05 | 0.02 | 0.01 | 0.01 | 0 | True | False | Non Federally-Regulated | 11/02/2023 |  | 11/09/2023
Luminii Corp | Minimo | MPF-LF-WD3-10-U-**-** | Light Emitting Diode | Inseparable Luminaire | Direct Wired | 0-10 VDC Controls | 54.5 | 2400 | 0.001 | 98 | 59 | 0 | 0.99 | Ambient | 50000 |  |  | 55000 | 0.01 | 13 | 12 | 0.33 | 0.14 | 0.12 | 0.08 | 0.02 | 0 | 0.3 | 0.01 | 0 | 0 | 0 | 0 | 0.3 | 0.05 | 0.02 | 0.01 | 0.01 | 0 | True | False | Non Federally-Regulated | 11/02/2023 |  | 11/09/2023
Luminii Corp | Minimo | MPF-LF-TW3-10-N-**-** | Light Emitting Diode | Inseparable Luminaire | Direct Wired | 0-10 VDC Controls | 62.7 | 2400 | 0.001 | 98 | 59 | 0 | 0.99 | Ambient | 50000 |  |  | 55000 | 0.01 | 13 | 12 | 0.33 | 0.14 | 0.12 | 0.08 | 0.02 | 0 | 0.3 | 0.01 | 0 | 0 | 0 | 0 | 0.3 | 0.05 | 0.02 | 0.01 | 0.01 | 0 | True | False | Non Federally-Regulated | 11/02/2023 |  | 11/09/2023
Luminii Corp | Minimo | MPF-LF-TW3-10-M-**-** | Light Emitting Diode | Inseparable Luminaire | Direct Wired | 0-10 VDC Controls | 61.9 | 2400 | 0.001 | 98 | 59 | 0 | 0.99 | Ambient | 50000 |  |  | 55000 | 0.01 | 13 | 12 | 0.33 | 0.14 | 0.12 | 0.08 | 0.02 | 0 | 0.3 | 0.01 | 0 | 0 | 0 | 0 | 0.3 | 0.05 | 0.02 | 0.01 | 0.01 | 0 | True | False | Non Federally-Regulated | 11/02/2023 |  | 11/09/2023
Luminii Corp | Minimo | MPF-LF-TW3-10-W-**-** | Light Emitting Diode | Inseparable Luminaire | Direct Wired | 0-10 VDC Controls | 61.5 | 2400 | 0.001 | 98 | 59 | 0 | 0.99 | Ambient | 50000 |  |  | 55000 | 0.01 | 13 | 12 | 0.33 | 0.14 | 0.12 | 0.08 | 0.02 | 0 | 0.3 | 0.01 | 0 | 0 | 0 | 0 | 0.3 | 0.05 | 0.02 | 0.01 | 0.01 | 0 | True | False | Non Federally-Regulated | 11/02/2023 |  | 11/09/2023
Luminii Corp | Minimo | MPF-LF-TW3-10-V-**-** | Light Emitting Diode | Inseparable Luminaire | Direct Wired | 0-10 VDC Controls | 55.1 | 2400 | 0.001 | 98 | 59 | 0 | 0.99 | Ambient | 50000 |  |  | 55000 | 0.01 | 13 | 12 | 0.33 | 0.14 | 0.12 | 0.08 | 0.02 | 0 | 0.3 | 0.01 | 0 | 0 | 0 | 0 | 0.3 | 0.05 | 0.02 | 0.01 | 0.01 | 0 | True | False | Non Federally-Regulated | 11/02/2023 |  | 11/09/2023
Luminii Corp | Minimo | MPF-LF-TW3-10-U-**-** | Light Emitting Diode | Inseparable Luminaire | Direct Wired | 0-10 VDC Controls | 54.5 | 2400 | 0.001 | 98 | 59 | 0 | 0.99 | Ambient | 50000 |  |  | 55000 | 0.01 | 13 | 12 | 0.33 | 0.14 | 0.12 | 0.08 | 0.02 | 0 | 0.3 | 0.01 | 0 | 0 | 0 | 0 | 0.3 | 0.05 | 0.02 | 0.01 | 0.01 | 0 | True | False | Non Federally-Regulated | 11/02/2023 |  | 11/09/2023
Luminii Corp | Minimo | MPF-LF-TW5-10-N-**-** | Light Emitting Diode | Inseparable Luminaire | Direct Wired | 0-10 VDC Controls | 65.7 | 2700 | 0.001 | 98 | 93 | 0 | 0.99 | Ambient | 50000 |  |  | 55000 | 0.01 | 13 | 12 | 0.33 | 0.14 | 0.12 | 0.08 | 0.02 | 0 | 0.3 | 0.01 | 0 | 0 | 0 | 0 | 0.3 | 0.05 | 0.02 | 0.01 | 0.01 | 0 | True | False | Non Federally-Regulated | 11/02/2023 |  | 11/09/2023
Luminii Corp | Minimo | MPF-LF-TW5-10-M-**-** | Light Emitting Diode | Inseparable Luminaire | Direct Wired | 0-10 VDC Controls | 64.9 | 2700 | 0.001 | 98 | 93 | 0 | 0.99 | Ambient | 50000 |  |  | 55000 | 0.01 | 13 | 12 | 0.33 | 0.14 | 0.12 | 0.08 | 0.02 | 0 | 0.3 | 0.01 | 0 | 0 | 0 | 0 | 0.3 | 0.05 | 0.02 | 0.01 | 0.01 | 0 | True | False | Non Federally-Regulated | 11/02/2023 |  | 11/09/2023
Luminii Corp | Minimo | MPF-LF-TW5-10-W-**-** | Light Emitting Diode | Inseparable Luminaire | Direct Wired | 0-10 VDC Controls | 64.4 | 2700 | 0.001 | 98 | 93 | 0 | 0.99 | Ambient | 50000 |  |  | 55000 | 0.01 | 13 | 12 | 0.33 | 0.14 | 0.12 | 0.08 | 0.02 | 0 | 0.3 | 0.01 | 0 | 0 | 0 | 0 | 0.3 | 0.05 | 0.02 | 0.01 | 0.01 | 0 | True | False | Non Federally-Regulated | 11/02/2023 |  | 11/09/2023
Luminii Corp | Minimo | MPF-LF-TW5-10-V-**-** | Light Emitting Diode | Inseparable Luminaire | Direct Wired | 0-10 VDC Controls | 57.8 | 2700 | 0.001 | 98 | 93 | 0 | 0.99 | Ambient | 50000 |  |  | 55000 | 0.01 | 13 | 12 | 0.33 | 0.14 | 0.12 | 0.08 | 0.02 | 0 | 0.3 | 0.01 | 0 | 0 | 0 | 0 | 0.3 | 0.05 | 0.02 | 0.01 | 0.01 | 0 | True | False | Non Federally-Regulated | 11/02/2023 |  | 11/09/2023
Luminii Corp | Minimo | MPF-LF-TW5-10-U-**-** | Light Emitting Diode | Inseparable Luminaire | Direct Wired | 0-10 VDC Controls | 57.2 | 2700 | 0.001 | 98 | 93 | 0 | 0.99 | Ambient | 50000 |  |  | 55000 | 0.01 | 13 | 12 | 0.33 | 0.14 | 0.12 | 0.08 | 0.02 | 0 | 0.3 | 0.01 | 0 | 0 | 0 | 0 | 0.3 | 0.05 | 0.02 | 0.01 | 0.01 | 0 | True | False | Non Federally-Regulated | 11/02/2023 |  | 11/09/2023
Luminii Corp | Minimo | MPF-LB-24K-10-N-**-** | Light Emitting Diode | Inseparable Luminaire | Direct Wired | 0-10 VDC Controls | 62.7 | 2503 | 0.001 | 92 | 59 | 0 | 0.99 | Ambient | 50000 |  |  | 55000 | 0.01 | 13 | 12 | 0.33 | 0.14 | 0.12 | 0.08 | 0.02 | 0 | 0.3 | 0.01 | 0 | 0 | 0 | 0 | 0.3 | 0.05 | 0.02 | 0.01 | 0.01 | 0 | True | False | Non Federally-Regulated | 11/02/2023 |  | 11/09/2023
Luminii Corp | Minimo | MPF-LB-24K-10-M-**-** | Light Emitting Diode | Inseparable Luminaire | Direct Wired | 0-10 VDC Controls | 61.9 | 2503 | 0.001 | 92 | 59 | 0 | 0.99 | Ambient | 50000 |  |  | 55000 | 0.01 | 13 | 12 | 0.33 | 0.14 | 0.12 | 0.08 | 0.02 | 0 | 0.3 | 0.01 | 0 | 0 | 0 | 0 | 0.3 | 0.05 | 0.02 | 0.01 | 0.01 | 0 | True | False | Non Federally-Regulated | 11/02/2023 |  | 11/09/2023
Luminii Corp | Minimo | MPF-LB-24K-10-W-**-** | Light Emitting Diode | Inseparable Luminaire | Direct Wired | 0-10 VDC Controls | 61.5 | 2503 | 0.001 | 92 | 59 | 0 | 0.99 | Ambient | 50000 |  |  | 55000 | 0.01 | 13 | 12 | 0.33 | 0.14 | 0.12 | 0.08 | 0.02 | 0 | 0.3 | 0.01 | 0 | 0 | 0 | 0 | 0.3 | 0.05 | 0.02 | 0.01 | 0.01 | 0 | True | False | Non Federally-Regulated | 11/02/2023 |  | 11/09/2023
Luminii Corp | Minimo | MPF-LB-24K-10-V-**-** | Light Emitting Diode | Inseparable Luminaire | Direct Wired | 0-10 VDC Controls | 55.1 | 2503 | 0.001 | 92 | 59 | 0 | 0.99 | Ambient | 50000 |  |  | 55000 | 0.01 | 13 | 12 | 0.33 | 0.14 | 0.12 | 0.08 | 0.02 | 0 | 0.3 | 0.01 | 0 | 0 | 0 | 0 | 0.3 | 0.05 | 0.02 | 0.01 | 0.01 | 0 | True | False | Non Federally-Regulated | 11/02/2023 |  | 11/09/2023
Luminii Corp | Minimo | MPF-LB-24K-10-U-**-** | Light Emitting Diode | Inseparable Luminaire | Direct Wired | 0-10 VDC Controls | 54.5 | 2503 | 0.001 | 92 | 59 | 0 | 0.99 | Ambient | 50000 |  |  | 55000 | 0.01 | 13 | 12 | 0.33 | 0.14 | 0.12 | 0.08 | 0.02 | 0 | 0.3 | 0.01 | 0 | 0 | 0 | 0 | 0.3 | 0.05 | 0.02 | 0.01 | 0.01 | 0 | True | False | Non Federally-Regulated | 11/02/2023 |  | 11/09/2023
Luminii Corp | Minimo | MPF-LB-27K-10-N-**-** | Light Emitting Diode | Inseparable Luminaire | Direct Wired | 0-10 VDC Controls | 65.7 | 2700 | 0.001 | 98 | 94 | 0 | 0.99 | Ambient | 50000 |  |  | 55000 | 0.01 | 13 | 12 | 0.33 | 0.14 | 0.12 | 0.08 | 0.02 | 0 | 0.3 | 0.01 | 0 | 0 | 0 | 0 | 0.3 | 0.05 | 0.02 | 0.01 | 0.01 | 0 | True | False | Non Federally-Regulated | 11/02/2023 |  | 11/09/2023
Luminii Corp | Minimo | MPF-LB-27K-10-M-**-** | Light Emitting Diode | Inseparable Luminaire | Direct Wired | 0-10 VDC Controls | 64.9 | 2700 | 0.001 | 98 | 94 | 0 | 0.99 | Ambient | 50000 |  |  | 55000 | 0.01 | 13 | 12 | 0.33 | 0.14 | 0.12 | 0.08 | 0.02 | 0 | 0.3 | 0.01 | 0 | 0 | 0 | 0 | 0.3 | 0.05 | 0.02 | 0.01 | 0.01 | 0 | True | False | Non Federally-Regulated | 11/02/2023 |  | 11/09/2023
Luminii Corp | Minimo | MPF-LB-27K-10-W-**-** | Light Emitting Diode | Inseparable Luminaire | Direct Wired | 0-10 VDC Controls | 64.4 | 2700 | 0.001 | 98 | 94 | 0 | 0.99 | Ambient | 50000 |  |  | 55000 | 0.01 | 13 | 12 | 0.33 | 0.14 | 0.12 | 0.08 | 0.02 | 0 | 0.3 | 0.01 | 0 | 0 | 0 | 0 | 0.3 | 0.05 | 0.02 | 0.01 | 0.01 | 0 | True | False | Non Federally-Regulated | 11/02/2023 |  | 11/09/2023
Luminii Corp | Minimo | MPF-LB-27K-10-V-**-** | Light Emitting Diode | Inseparable Luminaire | Direct Wired | 0-10 VDC Controls | 57.8 | 2700 | 0.001 | 98 | 94 | 0 | 0.99 | Ambient | 50000 |  |  | 55000 | 0.01 | 13 | 12 | 0.33 | 0.14 | 0.12 | 0.08 | 0.02 | 0 | 0.3 | 0.01 | 0 | 0 | 0 | 0 | 0.3 | 0.05 | 0.02 | 0.01 | 0.01 | 0 | True | False | Non Federally-Regulated | 11/02/2023 |  | 11/09/2023
Luminii Corp | Minimo | MPF-LB-27K-10-U-**-** | Light Emitting Diode | Inseparable Luminaire | Direct Wired | 0-10 VDC Controls | 57.2 | 2700 | 0.001 | 98 | 94 | 0 | 0.99 | Ambient | 50000 |  |  | 55000 | 0.01 | 13 | 12 | 0.33 | 0.14 | 0.12 | 0.08 | 0.02 | 0 | 0.3 | 0.01 | 0 | 0 | 0 | 0 | 0.3 | 0.05 | 0.02 | 0.01 | 0.01 | 0 | True | False | Non Federally-Regulated | 11/02/2023 |  | 11/09/2023
Luminii Corp | Minimo | MPF-LB-30K-10-N-**-** | Light Emitting Diode | Inseparable Luminaire | Direct Wired | 0-10 VDC Controls | 68.8 | 3080 | 0.0016 | 98 | 94 | 0 | 0.99 | Ambient | 50000 |  |  | 55000 | 0.01 | 13 | 12 | 0.33 | 0.14 | 0.12 | 0.08 | 0.02 | 0 | 0.3 | 0.01 | 0 | 0 | 0 | 0 | 0.3 | 0.05 | 0.02 | 0.01 | 0.01 | 0 | True | False | Non Federally-Regulated | 11/02/2023 |  | 11/09/2023
Luminii Corp | Minimo | MPF-LB-30K-10-M-**-** | Light Emitting Diode | Inseparable Luminaire | Direct Wired | 0-10 VDC Controls | 67.9 | 3080 | 0.0016 | 98 | 94 | 0 | 0.99 | Ambient | 50000 |  |  | 55000 | 0.01 | 13 | 12 | 0.33 | 0.14 | 0.12 | 0.08 | 0.02 | 0 | 0.3 | 0.01 | 0 | 0 | 0 | 0 | 0.3 | 0.05 | 0.02 | 0.01 | 0.01 | 0 | True | False | Non Federally-Regulated | 11/02/2023 |  | 11/09/2023
Luminii Corp | Minimo | MPF-LB-30K-10-W-**-** | Light Emitting Diode | Inseparable Luminaire | Direct Wired | 0-10 VDC Controls | 67.4 | 3080 | 0.0016 | 98 | 94 | 0 | 0.99 | Ambient | 50000 |  |  | 55000 | 0.01 | 13 | 12 | 0.33 | 0.14 | 0.12 | 0.08 | 0.02 | 0 | 0.3 | 0.01 | 0 | 0 | 0 | 0 | 0.3 | 0.05 | 0.02 | 0.01 | 0.01 | 0 | True | False | Non Federally-Regulated | 11/02/2023 |  | 11/09/2023
Luminii Corp | Minimo | MPF-LB-30K-10-V-**-** | Light Emitting Diode | Inseparable Luminaire | Direct Wired | 0-10 VDC Controls | 60.5 | 3080 | 0.0016 | 98 | 94 | 0 | 0.99 | Ambient | 50000 |  |  | 55000 | 0.01 | 13 | 12 | 0.33 | 0.14 | 0.12 | 0.08 | 0.02 | 0 | 0.3 | 0.01 | 0 | 0 | 0 | 0 | 0.3 | 0.05 | 0.02 | 0.01 | 0.01 | 0 | True | False | Non Federally-Regulated | 11/02/2023 |  | 11/09/2023
Luminii Corp | Minimo | MPF-LB-30K-10-U-**-** | Light Emitting Diode | Inseparable Luminaire | Direct Wired | 0-10 VDC Controls | 59.8 | 3080 | 0.0016 | 98 | 94 | 0 | 0.99 | Ambient | 50000 |  |  | 55000 | 0.01 | 13 | 12 | 0.33 | 0.14 | 0.12 | 0.08 | 0.02 | 0 | 0.3 | 0.01 | 0 | 0 | 0 | 0 | 0.3 | 0.05 | 0.02 | 0.01 | 0.01 | 0 | True | False | Non Federally-Regulated | 11/02/2023 |  | 11/09/2023
Luminii Corp | Minimo | MPF-LB-35K-10-N-**-** | Light Emitting Diode | Inseparable Luminaire | Direct Wired | 0-10 VDC Controls | 72.4 | 3500 | 0.001 | 98 | 94 | 0 | 0.99 | Ambient | 50000 |  |  | 55000 | 0.01 | 13 | 12 | 0.33 | 0.14 | 0.12 | 0.08 | 0.02 | 0 | 0.3 | 0.01 | 0 | 0 | 0 | 0 | 0.3 | 0.05 | 0.02 | 0.01 | 0.01 | 0 | True | False | Non Federally-Regulated | 11/02/2023 |  | 11/09/2023
Luminii Corp | Minimo | MPF-LB-35K-10-M-**-** | Light Emitting Diode | Inseparable Luminaire | Direct Wired | 0-10 VDC Controls | 71.5 | 3500 | 0.001 | 98 | 94 | 0 | 0.99 | Ambient | 50000 |  |  | 55000 | 0.01 | 13 | 12 | 0.33 | 0.14 | 0.12 | 0.08 | 0.02 | 0 | 0.3 | 0.01 | 0 | 0 | 0 | 0 | 0.3 | 0.05 | 0.02 | 0.01 | 0.01 | 0 | True | False | Non Federally-Regulated | 11/02/2023 |  | 11/09/2023
Luminii Corp | Minimo | MPF-LB-35K-10-W-**-** | Light Emitting Diode | Inseparable Luminaire | Direct Wired | 0-10 VDC Controls | 70.9 | 3500 | 0.001 | 98 | 94 | 0 | 0.99 | Ambient | 50000 |  |  | 55000 | 0.01 | 13 | 12 | 0.33 | 0.14 | 0.12 | 0.08 | 0.02 | 0 | 0.3 | 0.01 | 0 | 0 | 0 | 0 | 0.3 | 0.05 | 0.02 | 0.01 | 0.01 | 0 | True | False | Non Federally-Regulated | 11/02/2023 |  | 11/09/2023
Luminii Corp | Minimo | MPF-LB-35K-10-V-**-** | Light Emitting Diode | Inseparable Luminaire | Direct Wired | 0-10 VDC Controls | 63.6 | 3500 | 0.001 | 98 | 94 | 0 | 0.99 | Ambient | 50000 |  |  | 55000 | 0.01 | 13 | 12 | 0.33 | 0.14 | 0.12 | 0.08 | 0.02 | 0 | 0.3 | 0.01 | 0 | 0 | 0 | 0 | 0.3 | 0.05 | 0.02 | 0.01 | 0.01 | 0 | True | False | Non Federally-Regulated | 11/02/2023 |  | 11/09/2023
Luminii Corp | Minimo | MPF-LB-35K-10-U-**-** | Light Emitting Diode | Inseparable Luminaire | Direct Wired | 0-10 VDC Controls | 63 | 3500 | 0.001 | 98 | 94 | 0 | 0.99 | Ambient | 50000 |  |  | 55000 | 0.01 | 13 | 12 | 0.33 | 0.14 | 0.12 | 0.08 | 0.02 | 0 | 0.3 | 0.01 | 0 | 0 | 0 | 0 | 0.3 | 0.05 | 0.02 | 0.01 | 0.01 | 0 | True | False | Non Federally-Regulated | 11/02/2023 |  | 11/09/2023
Luminii Corp | Minimo | MPF-LB-40K-10-N-**-** | Light Emitting Diode | Inseparable Luminaire | Direct Wired | 0-10 VDC Controls | 72.4 | 4019 | -0.0043 | 98 | 91 | 0 | 0.99 | Ambient | 50000 |  |  | 55000 | 0.01 | 13 | 12 | 0.33 | 0.14 | 0.12 | 0.08 | 0.02 | 0 | 0.3 | 0.01 | 0 | 0 | 0 | 0 | 0.3 | 0.05 | 0.02 | 0.01 | 0.01 | 0 | True | False | Non Federally-Regulated | 11/02/2023 |  | 11/09/2023
Luminii Corp | Minimo | MPF-LB-40K-10-M-**-** | Light Emitting Diode | Inseparable Luminaire | Direct Wired | 0-10 VDC Controls | 71.5 | 4019 | -0.0043 | 98 | 91 | 0 | 0.99 | Ambient | 50000 |  |  | 55000 | 0.01 | 13 | 12 | 0.33 | 0.14 | 0.12 | 0.08 | 0.02 | 0 | 0.3 | 0.01 | 0 | 0 | 0 | 0 | 0.3 | 0.05 | 0.02 | 0.01 | 0.01 | 0 | True | False | Non Federally-Regulated | 11/02/2023 |  | 11/09/2023
Luminii Corp | Minimo | MPF-LB-40K-10-W-**-** | Light Emitting Diode | Inseparable Luminaire | Direct Wired | 0-10 VDC Controls | 70.9 | 4019 | -0.0043 | 98 | 91 | 0 | 0.99 | Ambient | 50000 |  |  | 55000 | 0.01 | 13 | 12 | 0.33 | 0.14 | 0.12 | 0.08 | 0.02 | 0 | 0.3 | 0.01 | 0 | 0 | 0 | 0 | 0.3 | 0.05 | 0.02 | 0.01 | 0.01 | 0 | True | False | Non Federally-Regulated | 11/02/2023 |  | 11/09/2023
Luminii Corp | Minimo | MPF-LB-40K-10-V-**-** | Light Emitting Diode | Inseparable Luminaire | Direct Wired | 0-10 VDC Controls | 63.6 | 4019 | -0.0043 | 98 | 91 | 0 | 0.99 | Ambient | 50000 |  |  | 55000 | 0.01 | 13 | 12 | 0.33 | 0.14 | 0.12 | 0.08 | 0.02 | 0 | 0.3 | 0.01 | 0 | 0 | 0 | 0 | 0.3 | 0.05 | 0.02 | 0.01 | 0.01 | 0 | True | False | Non Federally-Regulated | 11/02/2023 |  | 11/09/2023
Luminii Corp | Minimo | MPF-LB-40K-10-U-**-** | Light Emitting Diode | Inseparable Luminaire | Direct Wired | 0-10 VDC Controls | 63 | 4019 | -0.0043 | 98 | 91 | 0 | 0.99 | Ambient | 50000 |  |  | 55000 | 0.01 | 13 | 12 | 0.33 | 0.14 | 0.12 | 0.08 | 0.02 | 0 | 0.3 | 0.01 | 0 | 0 | 0 | 0 | 0.3 | 0.05 | 0.02 | 0.01 | 0.01 | 0 | True | False | Non Federally-Regulated | 11/02/2023 |  | 11/09/2023
Luminii Corp | Minimo | MPF-LB-WD3-10-N-**-** | Light Emitting Diode | Inseparable Luminaire | Direct Wired | 0-10 VDC Controls | 62.7 | 2400 | 0.001 | 98 | 59 | 0 | 0.99 | Ambient | 50000 |  |  | 55000 | 0.01 | 13 | 12 | 0.33 | 0.14 | 0.12 | 0.08 | 0.02 | 0 | 0.3 | 0.01 | 0 | 0 | 0 | 0 | 0.3 | 0.05 | 0.02 | 0.01 | 0.01 | 0 | True | False | Non Federally-Regulated | 11/02/2023 |  | 11/09/2023
Luminii Corp | Minimo | MPF-LB-WD3-10-M-**-** | Light Emitting Diode | Inseparable Luminaire | Direct Wired | 0-10 VDC Controls | 61.9 | 2400 | 0.001 | 98 | 59 | 0 | 0.99 | Ambient | 50000 |  |  | 55000 | 0.01 | 13 | 12 | 0.33 | 0.14 | 0.12 | 0.08 | 0.02 | 0 | 0.3 | 0.01 | 0 | 0 | 0 | 0 | 0.3 | 0.05 | 0.02 | 0.01 | 0.01 | 0 | True | False | Non Federally-Regulated | 11/02/2023 |  | 11/09/2023
Luminii Corp | Minimo | MPF-LB-WD3-10-W-**-** | Light Emitting Diode | Inseparable Luminaire | Direct Wired | 0-10 VDC Controls | 61.5 | 2400 | 0.001 | 98 | 59 | 0 | 0.99 | Ambient | 50000 |  |  | 55000 | 0.01 | 13 | 12 | 0.33 | 0.14 | 0.12 | 0.08 | 0.02 | 0 | 0.3 | 0.01 | 0 | 0 | 0 | 0 | 0.3 | 0.05 | 0.02 | 0.01 | 0.01 | 0 | True | False | Non Federally-Regulated | 11/02/2023 |  | 11/09/2023
Luminii Corp | Minimo | MPF-LB-WD3-10-V-**-** | Light Emitting Diode | Inseparable Luminaire | Direct Wired | 0-10 VDC Controls | 55.1 | 2400 | 0.001 | 98 | 59 | 0 | 0.99 | Ambient | 50000 |  |  | 55000 | 0.01 | 13 | 12 | 0.33 | 0.14 | 0.12 | 0.08 | 0.02 | 0 | 0.3 | 0.01 | 0 | 0 | 0 | 0 | 0.3 | 0.05 | 0.02 | 0.01 | 0.01 | 0 | True | False | Non Federally-Regulated | 11/02/2023 |  | 11/09/2023
Luminii Corp | Minimo | MPF-LB-WD3-10-U-**-** | Light Emitting Diode | Inseparable Luminaire | Direct Wired | 0-10 VDC Controls | 54.5 | 2400 | 0.001 | 98 | 59 | 0 | 0.99 | Ambient | 50000 |  |  | 55000 | 0.01 | 13 | 12 | 0.33 | 0.14 | 0.12 | 0.08 | 0.02 | 0 | 0.3 | 0.01 | 0 | 0 | 0 | 0 | 0.3 | 0.05 | 0.02 | 0.01 | 0.01 | 0 | True | False | Non Federally-Regulated | 11/02/2023 |  | 11/09/2023
Luminii Corp | Minimo | MPF-LB-TW3-10-N-**-** | Light Emitting Diode | Inseparable Luminaire | Direct Wired | 0-10 VDC Controls | 62.7 | 2400 | 0.001 | 98 | 59 | 0 | 0.99 | Ambient | 50000 |  |  | 55000 | 0.01 | 13 | 12 | 0.33 | 0.14 | 0.12 | 0.08 | 0.02 | 0 | 0.3 | 0.01 | 0 | 0 | 0 | 0 | 0.3 | 0.05 | 0.02 | 0.01 | 0.01 | 0 | True | False | Non Federally-Regulated | 11/02/2023 |  | 11/09/2023
Luminii Corp | Minimo | MPF-LB-TW3-10-M-**-** | Light Emitting Diode | Inseparable Luminaire | Direct Wired | 0-10 VDC Controls | 61.9 | 2400 | 0.001 | 98 | 59 | 0 | 0.99 | Ambient | 50000 |  |  | 55000 | 0.01 | 13 | 12 | 0.33 | 0.14 | 0.12 | 0.08 | 0.02 | 0 | 0.3 | 0.01 | 0 | 0 | 0 | 0 | 0.3 | 0.05 | 0.02 | 0.01 | 0.01 | 0 | True | False | Non Federally-Regulated | 11/02/2023 |  | 11/09/2023
Luminii Corp | Minimo | MPF-LB-TW3-10-W-**-** | Light Emitting Diode | Inseparable Luminaire | Direct Wired | 0-10 VDC Controls | 61.5 | 2400 | 0.001 | 98 | 59 | 0 | 0.99 | Ambient | 50000 |  |  | 55000 | 0.01 | 13 | 12 | 0.33 | 0.14 | 0.12 | 0.08 | 0.02 | 0 | 0.3 | 0.01 | 0 | 0 | 0 | 0 | 0.3 | 0.05 | 0.02 | 0.01 | 0.01 | 0 | True | False | Non Federally-Regulated | 11/02/2023 |  | 11/09/2023
Luminii Corp | Minimo | MPF-LB-TW3-10-V-**-** | Light Emitting Diode | Inseparable Luminaire | Direct Wired | 0-10 VDC Controls | 55.1 | 2400 | 0.001 | 98 | 59 | 0 | 0.99 | Ambient | 50000 |  |  | 55000 | 0.01 | 13 | 12 | 0.33 | 0.14 | 0.12 | 0.08 | 0.02 | 0 | 0.3 | 0.01 | 0 | 0 | 0 | 0 | 0.3 | 0.05 | 0.02 | 0.01 | 0.01 | 0 | True | False | Non Federally-Regulated | 11/02/2023 |  | 11/09/2023
Luminii Corp | Minimo | MPF-LB-TW3-10-U-**-** | Light Emitting Diode | Inseparable Luminaire | Direct Wired | 0-10 VDC Controls | 54.5 | 2400 | 0.001 | 98 | 59 | 0 | 0.99 | Ambient | 50000 |  |  | 55000 | 0.01 | 13 | 12 | 0.33 | 0.14 | 0.12 | 0.08 | 0.02 | 0 | 0.3 | 0.01 | 0 | 0 | 0 | 0 | 0.3 | 0.05 | 0.02 | 0.01 | 0.01 | 0 | True | False | Non Federally-Regulated | 11/02/2023 |  | 11/09/2023
Luminii Corp | Minimo | MPF-LB-TW5-10-N-**-** | Light Emitting Diode | Inseparable Luminaire | Direct Wired | 0-10 VDC Controls | 65.7 | 2700 | 0.001 | 98 | 93 | 0 | 0.99 | Ambient | 50000 |  |  | 55000 | 0.01 | 13 | 12 | 0.33 | 0.14 | 0.12 | 0.08 | 0.02 | 0 | 0.3 | 0.01 | 0 | 0 | 0 | 0 | 0.3 | 0.05 | 0.02 | 0.01 | 0.01 | 0 | True | False | Non Federally-Regulated | 11/02/2023 |  | 11/09/2023
Luminii Corp | Minimo | MPF-LB-TW5-10-M-**-** | Light Emitting Diode | Inseparable Luminaire | Direct Wired | 0-10 VDC Controls | 64.9 | 2700 | 0.001 | 98 | 93 | 0 | 0.99 | Ambient | 50000 |  |  | 55000 | 0.01 | 13 | 12 | 0.33 | 0.14 | 0.12 | 0.08 | 0.02 | 0 | 0.3 | 0.01 | 0 | 0 | 0 | 0 | 0.3 | 0.05 | 0.02 | 0.01 | 0.01 | 0 | True | False | Non Federally-Regulated | 11/02/2023 |  | 11/09/2023
Luminii Corp | Minimo | MPF-LB-TW5-10-W-**-** | Light Emitting Diode | Inseparable Luminaire | Direct Wired | 0-10 VDC Controls | 64.4 | 2700 | 0.001 | 98 | 93 | 0 | 0.99 | Ambient | 50000 |  |  | 55000 | 0.01 | 13 | 12 | 0.33 | 0.14 | 0.12 | 0.08 | 0.02 | 0 | 0.3 | 0.01 | 0 | 0 | 0 | 0 | 0.3 | 0.05 | 0.02 | 0.01 | 0.01 | 0 | True | False | Non Federally-Regulated | 11/02/2023 |  | 11/09/2023
Luminii Corp | Minimo | MPF-LB-TW5-10-V-**-** | Light Emitting Diode | Inseparable Luminaire | Direct Wired | 0-10 VDC Controls | 57.8 | 2700 | 0.001 | 98 | 93 | 0 | 0.99 | Ambient | 50000 |  |  | 55000 | 0.01 | 13 | 12 | 0.33 | 0.14 | 0.12 | 0.08 | 0.02 | 0 | 0.3 | 0.01 | 0 | 0 | 0 | 0 | 0.3 | 0.05 | 0.02 | 0.01 | 0.01 | 0 | True | False | Non Federally-Regulated | 11/02/2023 |  | 11/09/2023
Luminii Corp | Minimo | MPF-LB-TW5-10-U-**-** | Light Emitting Diode | Inseparable Luminaire | Direct Wired | 0-10 VDC Controls | 57.2 | 2700 | 0.001 | 98 | 93 | 0 | 0.99 | Ambient | 50000 |  |  | 55000 | 0.01 | 13 | 12 | 0.33 | 0.14 | 0.12 | 0.08 | 0.02 | 0 | 0.3 | 0.01 | 0 | 0 | 0 | 0 | 0.3 | 0.05 | 0.02 | 0.01 | 0.01 | 0 | True | False | Non Federally-Regulated | 11/02/2023 |  | 11/09/2023
Luminii Corp | Minimo | MPA-TF-24K-10-N-**-** | Light Emitting Diode | Inseparable Luminaire | Direct Wired | 0-10 VDC Controls | 62.7 | 2503 | 0.001 | 92 | 59 | 0 | 0.99 | Ambient | 50000 |  |  | 55000 | 0.01 | 13 | 12 | 0.33 | 0.14 | 0.12 | 0.08 | 0.02 | 0 | 0.3 | 0.01 | 0 | 0 | 0 | 0 | 0.3 | 0.05 | 0.02 | 0.01 | 0.01 | 0 | True | False | Non Federally-Regulated | 11/02/2023 |  | 11/09/2023
Luminii Corp | Minimo | MPA-TF-24K-10-M-**-** | Light Emitting Diode | Inseparable Luminaire | Direct Wired | 0-10 VDC Controls | 61.9 | 2503 | 0.001 | 92 | 59 | 0 | 0.99 | Ambient | 50000 |  |  | 55000 | 0.01 | 13 | 12 | 0.33 | 0.14 | 0.12 | 0.08 | 0.02 | 0 | 0.3 | 0.01 | 0 | 0 | 0 | 0 | 0.3 | 0.05 | 0.02 | 0.01 | 0.01 | 0 | True | False | Non Federally-Regulated | 11/02/2023 |  | 11/09/2023
Luminii Corp | Minimo | MPA-TF-24K-10-W-**-** | Light Emitting Diode | Inseparable Luminaire | Direct Wired | 0-10 VDC Controls | 61.5 | 2503 | 0.001 | 92 | 59 | 0 | 0.99 | Ambient | 50000 |  |  | 55000 | 0.01 | 13 | 12 | 0.33 | 0.14 | 0.12 | 0.08 | 0.02 | 0 | 0.3 | 0.01 | 0 | 0 | 0 | 0 | 0.3 | 0.05 | 0.02 | 0.01 | 0.01 | 0 | True | False | Non Federally-Regulated | 11/02/2023 |  | 11/09/2023
Luminii Corp | Minimo | MPA-TF-24K-10-V-**-** | Light Emitting Diode | Inseparable Luminaire | Direct Wired | 0-10 VDC Controls | 55.1 | 2503 | 0.001 | 92 | 59 | 0 | 0.99 | Ambient | 50000 |  |  | 55000 | 0.01 | 13 | 12 | 0.33 | 0.14 | 0.12 | 0.08 | 0.02 | 0 | 0.3 | 0.01 | 0 | 0 | 0 | 0 | 0.3 | 0.05 | 0.02 | 0.01 | 0.01 | 0 | True | False | Non Federally-Regulated | 11/02/2023 |  | 11/09/2023
Luminii Corp | Minimo | MPA-TF-24K-10-U-**-** | Light Emitting Diode | Inseparable Luminaire | Direct Wired | 0-10 VDC Controls | 54.5 | 2503 | 0.001 | 92 | 59 | 0 | 0.99 | Ambient | 50000 |  |  | 55000 | 0.01 | 13 | 12 | 0.33 | 0.14 | 0.12 | 0.08 | 0.02 | 0 | 0.3 | 0.01 | 0 | 0 | 0 | 0 | 0.3 | 0.05 | 0.02 | 0.01 | 0.01 | 0 | True | False | Non Federally-Regulated | 11/02/2023 |  | 11/09/2023
Luminii Corp | Minimo | MPA-TF-27K-10-N-**-** | Light Emitting Diode | Inseparable Luminaire | Direct Wired | 0-10 VDC Controls | 65.7 | 2700 | 0.001 | 98 | 94 | 0 | 0.99 | Ambient | 50000 |  |  | 55000 | 0.01 | 13 | 12 | 0.33 | 0.14 | 0.12 | 0.08 | 0.02 | 0 | 0.3 | 0.01 | 0 | 0 | 0 | 0 | 0.3 | 0.05 | 0.02 | 0.01 | 0.01 | 0 | True | False | Non Federally-Regulated | 11/02/2023 |  | 11/09/2023
Luminii Corp | Minimo | MPA-TF-27K-10-M-**-** | Light Emitting Diode | Inseparable Luminaire | Direct Wired | 0-10 VDC Controls | 64.9 | 2700 | 0.001 | 98 | 94 | 0 | 0.99 | Ambient | 50000 |  |  | 55000 | 0.01 | 13 | 12 | 0.33 | 0.14 | 0.12 | 0.08 | 0.02 | 0 | 0.3 | 0.01 | 0 | 0 | 0 | 0 | 0.3 | 0.05 | 0.02 | 0.01 | 0.01 | 0 | True | False | Non Federally-Regulated | 11/02/2023 |  | 11/09/2023
Luminii Corp | Minimo | MPA-TF-27K-10-W-**-** | Light Emitting Diode | Inseparable Luminaire | Direct Wired | 0-10 VDC Controls | 64.4 | 2700 | 0.001 | 98 | 94 | 0 | 0.99 | Ambient | 50000 |  |  | 55000 | 0.01 | 13 | 12 | 0.33 | 0.14 | 0.12 | 0.08 | 0.02 | 0 | 0.3 | 0.01 | 0 | 0 | 0 | 0 | 0.3 | 0.05 | 0.02 | 0.01 | 0.01 | 0 | True | False | Non Federally-Regulated | 11/02/2023 |  | 11/09/2023
Luminii Corp | Minimo | MPA-TF-27K-10-V-**-** | Light Emitting Diode | Inseparable Luminaire | Direct Wired | 0-10 VDC Controls | 57.8 | 2700 | 0.001 | 98 | 94 | 0 | 0.99 | Ambient | 50000 |  |  | 55000 | 0.01 | 13 | 12 | 0.33 | 0.14 | 0.12 | 0.08 | 0.02 | 0 | 0.3 | 0.01 | 0 | 0 | 0 | 0 | 0.3 | 0.05 | 0.02 | 0.01 | 0.01 | 0 | True | False | Non Federally-Regulated | 11/02/2023 |  | 11/09/2023
Luminii Corp | Minimo | MPA-TF-27K-10-U-**-** | Light Emitting Diode | Inseparable Luminaire | Direct Wired | 0-10 VDC Controls | 57.2 | 2700 | 0.001 | 98 | 94 | 0 | 0.99 | Ambient | 50000 |  |  | 55000 | 0.01 | 13 | 12 | 0.33 | 0.14 | 0.12 | 0.08 | 0.02 | 0 | 0.3 | 0.01 | 0 | 0 | 0 | 0 | 0.3 | 0.05 | 0.02 | 0.01 | 0.01 | 0 | True | False | Non Federally-Regulated | 11/02/2023 |  | 11/09/2023
Luminii Corp | Minimo | MPA-TF-30K-10-N-**-** | Light Emitting Diode | Inseparable Luminaire | Direct Wired | 0-10 VDC Controls | 68.8 | 3080 | 0.0016 | 98 | 94 | 0 | 0.99 | Ambient | 50000 |  |  | 55000 | 0.01 | 13 | 12 | 0.33 | 0.14 | 0.12 | 0.08 | 0.02 | 0 | 0.3 | 0.01 | 0 | 0 | 0 | 0 | 0.3 | 0.05 | 0.02 | 0.01 | 0.01 | 0 | True | False | Non Federally-Regulated | 11/02/2023 |  | 11/09/2023
Luminii Corp | Minimo | MPA-TF-30K-10-M-**-** | Light Emitting Diode | Inseparable Luminaire | Direct Wired | 0-10 VDC Controls | 67.9 | 3080 | 0.0016 | 98 | 94 | 0 | 0.99 | Ambient | 50000 |  |  | 55000 | 0.01 | 13 | 12 | 0.33 | 0.14 | 0.12 | 0.08 | 0.02 | 0 | 0.3 | 0.01 | 0 | 0 | 0 | 0 | 0.3 | 0.05 | 0.02 | 0.01 | 0.01 | 0 | True | False | Non Federally-Regulated | 11/02/2023 |  | 11/09/2023
Luminii Corp | Minimo | MPA-TF-30K-10-W-**-** | Light Emitting Diode | Inseparable Luminaire | Direct Wired | 0-10 VDC Controls | 67.4 | 3080 | 0.0016 | 98 | 94 | 0 | 0.99 | Ambient | 50000 |  |  | 55000 | 0.01 | 13 | 12 | 0.33 | 0.14 | 0.12 | 0.08 | 0.02 | 0 | 0.3 | 0.01 | 0 | 0 | 0 | 0 | 0.3 | 0.05 | 0.02 | 0.01 | 0.01 | 0 | True | False | Non Federally-Regulated | 11/02/2023 |  | 11/09/2023
Luminii Corp | Minimo | MPA-TF-30K-10-V-**-** | Light Emitting Diode | Inseparable Luminaire | Direct Wired | 0-10 VDC Controls | 60.5 | 3080 | 0.0016 | 98 | 94 | 0 | 0.99 | Ambient | 50000 |  |  | 55000 | 0.01 | 13 | 12 | 0.33 | 0.14 | 0.12 | 0.08 | 0.02 | 0 | 0.3 | 0.01 | 0 | 0 | 0 | 0 | 0.3 | 0.05 | 0.02 | 0.01 | 0.01 | 0 | True | False | Non Federally-Regulated | 11/02/2023 |  | 11/09/2023
Luminii Corp | Minimo | MPA-TF-30K-10-U-**-** | Light Emitting Diode | Inseparable Luminaire | Direct Wired | 0-10 VDC Controls | 59.8 | 3080 | 0.0016 | 98 | 94 | 0 | 0.99 | Ambient | 50000 |  |  | 55000 | 0.01 | 13 | 12 | 0.33 | 0.14 | 0.12 | 0.08 | 0.02 | 0 | 0.3 | 0.01 | 0 | 0 | 0 | 0 | 0.3 | 0.05 | 0.02 | 0.01 | 0.01 | 0 | True | False | Non Federally-Regulated | 11/02/2023 |  | 11/09/2023
Luminii Corp | Minimo | MPA-TF-35K-10-N-**-** | Light Emitting Diode | Inseparable Luminaire | Direct Wired | 0-10 VDC Controls | 72.4 | 3500 | 0.001 | 98 | 94 | 0 | 0.99 | Ambient | 50000 |  |  | 55000 | 0.01 | 13 | 12 | 0.33 | 0.14 | 0.12 | 0.08 | 0.02 | 0 | 0.3 | 0.01 | 0 | 0 | 0 | 0 | 0.3 | 0.05 | 0.02 | 0.01 | 0.01 | 0 | True | False | Non Federally-Regulated | 11/02/2023 |  | 11/09/2023
Luminii Corp | Minimo | MPA-TF-35K-10-M-**-** | Light Emitting Diode | Inseparable Luminaire | Direct Wired | 0-10 VDC Controls | 71.5 | 3500 | 0.001 | 98 | 94 | 0 | 0.99 | Ambient | 50000 |  |  | 55000 | 0.01 | 13 | 12 | 0.33 | 0.14 | 0.12 | 0.08 | 0.02 | 0 | 0.3 | 0.01 | 0 | 0 | 0 | 0 | 0.3 | 0.05 | 0.02 | 0.01 | 0.01 | 0 | True | False | Non Federally-Regulated | 11/02/2023 |  | 11/09/2023
Luminii Corp | Minimo | MPA-TF-35K-10-W-**-** | Light Emitting Diode | Inseparable Luminaire | Direct Wired | 0-10 VDC Controls | 70.9 | 3500 | 0.001 | 98 | 94 | 0 | 0.99 | Ambient | 50000 |  |  | 55000 | 0.01 | 13 | 12 | 0.33 | 0.14 | 0.12 | 0.08 | 0.02 | 0 | 0.3 | 0.01 | 0 | 0 | 0 | 0 | 0.3 | 0.05 | 0.02 | 0.01 | 0.01 | 0 | True | False | Non Federally-Regulated | 11/02/2023 |  | 11/09/2023
Luminii Corp | Minimo | MPA-TF-35K-10-V-**-** | Light Emitting Diode | Inseparable Luminaire | Direct Wired | 0-10 VDC Controls | 63.6 | 3500 | 0.001 | 98 | 94 | 0 | 0.99 | Ambient | 50000 |  |  | 55000 | 0.01 | 13 | 12 | 0.33 | 0.14 | 0.12 | 0.08 | 0.02 | 0 | 0.3 | 0.01 | 0 | 0 | 0 | 0 | 0.3 | 0.05 | 0.02 | 0.01 | 0.01 | 0 | True | False | Non Federally-Regulated | 11/02/2023 |  | 11/09/2023
Luminii Corp | Minimo | MPA-TF-35K-10-U-**-** | Light Emitting Diode | Inseparable Luminaire | Direct Wired | 0-10 VDC Controls | 63 | 3500 | 0.001 | 98 | 94 | 0 | 0.99 | Ambient | 50000 |  |  | 55000 | 0.01 | 13 | 12 | 0.33 | 0.14 | 0.12 | 0.08 | 0.02 | 0 | 0.3 | 0.01 | 0 | 0 | 0 | 0 | 0.3 | 0.05 | 0.02 | 0.01 | 0.01 | 0 | True | False | Non Federally-Regulated | 11/02/2023 |  | 11/09/2023
Luminii Corp | Minimo | MPA-TF-40K-10-N-**-** | Light Emitting Diode | Inseparable Luminaire | Direct Wired | 0-10 VDC Controls | 72.4 | 4019 | -0.0043 | 98 | 91 | 0 | 0.99 | Ambient | 50000 |  |  | 55000 | 0.01 | 13 | 12 | 0.33 | 0.14 | 0.12 | 0.08 | 0.02 | 0 | 0.3 | 0.01 | 0 | 0 | 0 | 0 | 0.3 | 0.05 | 0.02 | 0.01 | 0.01 | 0 | True | False | Non Federally-Regulated | 11/02/2023 |  | 11/09/2023
Luminii Corp | Minimo | MPA-TF-40K-10-M-**-** | Light Emitting Diode | Inseparable Luminaire | Direct Wired | 0-10 VDC Controls | 71.5 | 4019 | -0.0043 | 98 | 91 | 0 | 0.99 | Ambient | 50000 |  |  | 55000 | 0.01 | 13 | 12 | 0.33 | 0.14 | 0.12 | 0.08 | 0.02 | 0 | 0.3 | 0.01 | 0 | 0 | 0 | 0 | 0.3 | 0.05 | 0.02 | 0.01 | 0.01 | 0 | True | False | Non Federally-Regulated | 11/02/2023 |  | 11/09/2023
Luminii Corp | Minimo | MPA-TF-40K-10-W-**-** | Light Emitting Diode | Inseparable Luminaire | Direct Wired | 0-10 VDC Controls | 70.9 | 4019 | -0.0043 | 98 | 91 | 0 | 0.99 | Ambient | 50000 |  |  | 55000 | 0.01 | 13 | 12 | 0.33 | 0.14 | 0.12 | 0.08 | 0.02 | 0 | 0.3 | 0.01 | 0 | 0 | 0 | 0 | 0.3 | 0.05 | 0.02 | 0.01 | 0.01 | 0 | True | False | Non Federally-Regulated | 11/02/2023 |  | 11/09/2023
Luminii Corp | Minimo | MPA-TF-40K-10-V-**-** | Light Emitting Diode | Inseparable Luminaire | Direct Wired | 0-10 VDC Controls | 63.6 | 4019 | -0.0043 | 98 | 91 | 0 | 0.99 | Ambient | 50000 |  |  | 55000 | 0.01 | 13 | 12 | 0.33 | 0.14 | 0.12 | 0.08 | 0.02 | 0 | 0.3 | 0.01 | 0 | 0 | 0 | 0 | 0.3 | 0.05 | 0.02 | 0.01 | 0.01 | 0 | True | False | Non Federally-Regulated | 11/02/2023 |  | 11/09/2023
Luminii Corp | Minimo | MPA-TF-40K-10-U-**-** | Light Emitting Diode | Inseparable Luminaire | Direct Wired | 0-10 VDC Controls | 63 | 4019 | -0.0043 | 98 | 91 | 0 | 0.99 | Ambient | 50000 |  |  | 55000 | 0.01 | 13 | 12 | 0.33 | 0.14 | 0.12 | 0.08 | 0.02 | 0 | 0.3 | 0.01 | 0 | 0 | 0 | 0 | 0.3 | 0.05 | 0.02 | 0.01 | 0.01 | 0 | True | False | Non Federally-Regulated | 11/02/2023 |  | 11/09/2023
Luminii Corp | Minimo | MPA-TF-WD3-10-N-**-** | Light Emitting Diode | Inseparable Luminaire | Direct Wired | 0-10 VDC Controls | 62.7 | 2400 | 0.001 | 98 | 59 | 0 | 0.99 | Ambient | 50000 |  |  | 55000 | 0.01 | 13 | 12 | 0.33 | 0.14 | 0.12 | 0.08 | 0.02 | 0 | 0.3 | 0.01 | 0 | 0 | 0 | 0 | 0.3 | 0.05 | 0.02 | 0.01 | 0.01 | 0 | True | False | Non Federally-Regulated | 11/02/2023 |  | 11/09/2023
Luminii Corp | Minimo | MPA-TF-WD3-10-M-**-** | Light Emitting Diode | Inseparable Luminaire | Direct Wired | 0-10 VDC Controls | 61.9 | 2400 | 0.001 | 98 | 59 | 0 | 0.99 | Ambient | 50000 |  |  | 55000 | 0.01 | 13 | 12 | 0.33 | 0.14 | 0.12 | 0.08 | 0.02 | 0 | 0.3 | 0.01 | 0 | 0 | 0 | 0 | 0.3 | 0.05 | 0.02 | 0.01 | 0.01 | 0 | True | False | Non Federally-Regulated | 11/02/2023 |  | 11/09/2023
Luminii Corp | Minimo | MPA-TF-WD3-10-W-**-** | Light Emitting Diode | Inseparable Luminaire | Direct Wired | 0-10 VDC Controls | 61.5 | 2400 | 0.001 | 98 | 59 | 0 | 0.99 | Ambient | 50000 |  |  | 55000 | 0.01 | 13 | 12 | 0.33 | 0.14 | 0.12 | 0.08 | 0.02 | 0 | 0.3 | 0.01 | 0 | 0 | 0 | 0 | 0.3 | 0.05 | 0.02 | 0.01 | 0.01 | 0 | True | False | Non Federally-Regulated | 11/02/2023 |  | 11/09/2023
Luminii Corp | Minimo | MPA-TF-WD3-10-V-**-** | Light Emitting Diode | Inseparable Luminaire | Direct Wired | 0-10 VDC Controls | 55.1 | 2400 | 0.001 | 98 | 59 | 0 | 0.99 | Ambient | 50000 |  |  | 55000 | 0.01 | 13 | 12 | 0.33 | 0.14 | 0.12 | 0.08 | 0.02 | 0 | 0.3 | 0.01 | 0 | 0 | 0 | 0 | 0.3 | 0.05 | 0.02 | 0.01 | 0.01 | 0 | True | False | Non Federally-Regulated | 11/02/2023 |  | 11/09/2023
Luminii Corp | Minimo | MPA-TF-WD3-10-U-**-** | Light Emitting Diode | Inseparable Luminaire | Direct Wired | 0-10 VDC Controls | 54.5 | 2400 | 0.001 | 98 | 59 | 0 | 0.99 | Ambient | 50000 |  |  | 55000 | 0.01 | 13 | 12 | 0.33 | 0.14 | 0.12 | 0.08 | 0.02 | 0 | 0.3 | 0.01 | 0 | 0 | 0 | 0 | 0.3 | 0.05 | 0.02 | 0.01 | 0.01 | 0 | True | False | Non Federally-Regulated | 11/02/2023 |  | 11/09/2023
Luminii Corp | Minimo | MPA-TF-TW3-10-N-**-** | Light Emitting Diode | Inseparable Luminaire | Direct Wired | 0-10 VDC Controls | 62.7 | 2400 | 0.001 | 98 | 59 | 0 | 0.99 | Ambient | 50000 |  |  | 55000 | 0.01 | 13 | 12 | 0.33 | 0.14 | 0.12 | 0.08 | 0.02 | 0 | 0.3 | 0.01 | 0 | 0 | 0 | 0 | 0.3 | 0.05 | 0.02 | 0.01 | 0.01 | 0 | True | False | Non Federally-Regulated | 11/02/2023 |  | 11/09/2023
Luminii Corp | Minimo | MPA-TF-TW3-10-M-**-** | Light Emitting Diode | Inseparable Luminaire | Direct Wired | 0-10 VDC Controls | 61.9 | 2400 | 0.001 | 98 | 59 | 0 | 0.99 | Ambient | 50000 |  |  | 55000 | 0.01 | 13 | 12 | 0.33 | 0.14 | 0.12 | 0.08 | 0.02 | 0 | 0.3 | 0.01 | 0 | 0 | 0 | 0 | 0.3 | 0.05 | 0.02 | 0.01 | 0.01 | 0 | True | False | Non Federally-Regulated | 11/02/2023 |  | 11/09/2023
Luminii Corp | Minimo | MPA-TF-TW3-10-W-**-** | Light Emitting Diode | Inseparable Luminaire | Direct Wired | 0-10 VDC Controls | 61.5 | 2400 | 0.001 | 98 | 59 | 0 | 0.99 | Ambient | 50000 |  |  | 55000 | 0.01 | 13 | 12 | 0.33 | 0.14 | 0.12 | 0.08 | 0.02 | 0 | 0.3 | 0.01 | 0 | 0 | 0 | 0 | 0.3 | 0.05 | 0.02 | 0.01 | 0.01 | 0 | True | False | Non Federally-Regulated | 11/02/2023 |  | 11/09/2023
Luminii Corp | Minimo | MPA-TF-TW3-10-V-**-** | Light Emitting Diode | Inseparable Luminaire | Direct Wired | 0-10 VDC Controls | 55.1 | 2400 | 0.001 | 98 | 59 | 0 | 0.99 | Ambient | 50000 |  |  | 55000 | 0.01 | 13 | 12 | 0.33 | 0.14 | 0.12 | 0.08 | 0.02 | 0 | 0.3 | 0.01 | 0 | 0 | 0 | 0 | 0.3 | 0.05 | 0.02 | 0.01 | 0.01 | 0 | True | False | Non Federally-Regulated | 11/02/2023 |  | 11/09/2023
Luminii Corp | Minimo | MPA-TF-TW3-10-U-**-** | Light Emitting Diode | Inseparable Luminaire | Direct Wired | 0-10 VDC Controls | 54.5 | 2400 | 0.001 | 98 | 59 | 0 | 0.99 | Ambient | 50000 |  |  | 55000 | 0.01 | 13 | 12 | 0.33 | 0.14 | 0.12 | 0.08 | 0.02 | 0 | 0.3 | 0.01 | 0 | 0 | 0 | 0 | 0.3 | 0.05 | 0.02 | 0.01 | 0.01 | 0 | True | False | Non Federally-Regulated | 11/02/2023 |  | 11/09/2023
Luminii Corp | Minimo | MPA-TF-TW5-10-N-**-** | Light Emitting Diode | Inseparable Luminaire | Direct Wired | 0-10 VDC Controls | 65.7 | 2700 | 0.001 | 98 | 93 | 0 | 0.99 | Ambient | 50000 |  |  | 55000 | 0.01 | 13 | 12 | 0.33 | 0.14 | 0.12 | 0.08 | 0.02 | 0 | 0.3 | 0.01 | 0 | 0 | 0 | 0 | 0.3 | 0.05 | 0.02 | 0.01 | 0.01 | 0 | True | False | Non Federally-Regulated | 11/02/2023 |  | 11/09/2023
Luminii Corp | Minimo | MPA-TF-TW5-10-M-**-** | Light Emitting Diode | Inseparable Luminaire | Direct Wired | 0-10 VDC Controls | 64.9 | 2700 | 0.001 | 98 | 93 | 0 | 0.99 | Ambient | 50000 |  |  | 55000 | 0.01 | 13 | 12 | 0.33 | 0.14 | 0.12 | 0.08 | 0.02 | 0 | 0.3 | 0.01 | 0 | 0 | 0 | 0 | 0.3 | 0.05 | 0.02 | 0.01 | 0.01 | 0 | True | False | Non Federally-Regulated | 11/02/2023 |  | 11/09/2023
Luminii Corp | Minimo | MPA-TF-TW5-10-W-**-** | Light Emitting Diode | Inseparable Luminaire | Direct Wired | 0-10 VDC Controls | 64.4 | 2700 | 0.001 | 98 | 93 | 0 | 0.99 | Ambient | 50000 |  |  | 55000 | 0.01 | 13 | 12 | 0.33 | 0.14 | 0.12 | 0.08 | 0.02 | 0 | 0.3 | 0.01 | 0 | 0 | 0 | 0 | 0.3 | 0.05 | 0.02 | 0.01 | 0.01 | 0 | True | False | Non Federally-Regulated | 11/02/2023 |  | 11/09/2023
Luminii Corp | Minimo | MPA-TF-TW5-10-V-**-** | Light Emitting Diode | Inseparable Luminaire | Direct Wired | 0-10 VDC Controls | 57.8 | 2700 | 0.001 | 98 | 93 | 0 | 0.99 | Ambient | 50000 |  |  | 55000 | 0.01 | 13 | 12 | 0.33 | 0.14 | 0.12 | 0.08 | 0.02 | 0 | 0.3 | 0.01 | 0 | 0 | 0 | 0 | 0.3 | 0.05 | 0.02 | 0.01 | 0.01 | 0 | True | False | Non Federally-Regulated | 11/02/2023 |  | 11/09/2023
Luminii Corp | Minimo | MPA-TF-TW5-10-U-**-** | Light Emitting Diode | Inseparable Luminaire | Direct Wired | 0-10 VDC Controls | 57.2 | 2700 | 0.001 | 98 | 93 | 0 | 0.99 | Ambient | 50000 |  |  | 55000 | 0.01 | 13 | 12 | 0.33 | 0.14 | 0.12 | 0.08 | 0.02 | 0 | 0.3 | 0.01 | 0 | 0 | 0 | 0 | 0.3 | 0.05 | 0.02 | 0.01 | 0.01 | 0 | True | False | Non Federally-Regulated | 11/02/2023 |  | 11/09/2023
Luminii Corp | Minimo | MPA-TB-24K-10-N-**-** | Light Emitting Diode | Inseparable Luminaire | Direct Wired | 0-10 VDC Controls | 62.7 | 2503 | 0.001 | 92 | 59 | 0 | 0.99 | Ambient | 50000 |  |  | 55000 | 0.01 | 13 | 12 | 0.33 | 0.14 | 0.12 | 0.08 | 0.02 | 0 | 0.3 | 0.01 | 0 | 0 | 0 | 0 | 0.3 | 0.05 | 0.02 | 0.01 | 0.01 | 0 | True | False | Non Federally-Regulated | 11/02/2023 |  | 11/09/2023
Luminii Corp | Minimo | MPA-TB-24K-10-M-**-** | Light Emitting Diode | Inseparable Luminaire | Direct Wired | 0-10 VDC Controls | 61.9 | 2503 | 0.001 | 92 | 59 | 0 | 0.99 | Ambient | 50000 |  |  | 55000 | 0.01 | 13 | 12 | 0.33 | 0.14 | 0.12 | 0.08 | 0.02 | 0 | 0.3 | 0.01 | 0 | 0 | 0 | 0 | 0.3 | 0.05 | 0.02 | 0.01 | 0.01 | 0 | True | False | Non Federally-Regulated | 11/02/2023 |  | 11/09/2023
Luminii Corp | Minimo | MPA-TB-24K-10-W-**-** | Light Emitting Diode | Inseparable Luminaire | Direct Wired | 0-10 VDC Controls | 61.5 | 2503 | 0.001 | 92 | 59 | 0 | 0.99 | Ambient | 50000 |  |  | 55000 | 0.01 | 13 | 12 | 0.33 | 0.14 | 0.12 | 0.08 | 0.02 | 0 | 0.3 | 0.01 | 0 | 0 | 0 | 0 | 0.3 | 0.05 | 0.02 | 0.01 | 0.01 | 0 | True | False | Non Federally-Regulated | 11/02/2023 |  | 11/09/2023
Luminii Corp | Minimo | MPA-TB-24K-10-V-**-** | Light Emitting Diode | Inseparable Luminaire | Direct Wired | 0-10 VDC Controls | 55.1 | 2503 | 0.001 | 92 | 59 | 0 | 0.99 | Ambient | 50000 |  |  | 55000 | 0.01 | 13 | 12 | 0.33 | 0.14 | 0.12 | 0.08 | 0.02 | 0 | 0.3 | 0.01 | 0 | 0 | 0 | 0 | 0.3 | 0.05 | 0.02 | 0.01 | 0.01 | 0 | True | False | Non Federally-Regulated | 11/02/2023 |  | 11/09/2023
Luminii Corp | Minimo | MPA-TB-24K-10-U-**-** | Light Emitting Diode | Inseparable Luminaire | Direct Wired | 0-10 VDC Controls | 54.5 | 2503 | 0.001 | 92 | 59 | 0 | 0.99 | Ambient | 50000 |  |  | 55000 | 0.01 | 13 | 12 | 0.33 | 0.14 | 0.12 | 0.08 | 0.02 | 0 | 0.3 | 0.01 | 0 | 0 | 0 | 0 | 0.3 | 0.05 | 0.02 | 0.01 | 0.01 | 0 | True | False | Non Federally-Regulated | 11/02/2023 |  | 11/09/2023
Luminii Corp | Minimo | MPA-TB-27K-10-N-**-** | Light Emitting Diode | Inseparable Luminaire | Direct Wired | 0-10 VDC Controls | 65.7 | 2700 | 0.001 | 98 | 94 | 0 | 0.99 | Ambient | 50000 |  |  | 55000 | 0.01 | 13 | 12 | 0.33 | 0.14 | 0.12 | 0.08 | 0.02 | 0 | 0.3 | 0.01 | 0 | 0 | 0 | 0 | 0.3 | 0.05 | 0.02 | 0.01 | 0.01 | 0 | True | False | Non Federally-Regulated | 11/02/2023 |  | 11/09/2023
Luminii Corp | Minimo | MPA-TB-27K-10-M-**-** | Light Emitting Diode | Inseparable Luminaire | Direct Wired | 0-10 VDC Controls | 64.9 | 2700 | 0.001 | 98 | 94 | 0 | 0.99 | Ambient | 50000 |  |  | 55000 | 0.01 | 13 | 12 | 0.33 | 0.14 | 0.12 | 0.08 | 0.02 | 0 | 0.3 | 0.01 | 0 | 0 | 0 | 0 | 0.3 | 0.05 | 0.02 | 0.01 | 0.01 | 0 | True | False | Non Federally-Regulated | 11/02/2023 |  | 11/09/2023
Luminii Corp | Minimo | MPA-TB-27K-10-W-**-** | Light Emitting Diode | Inseparable Luminaire | Direct Wired | 0-10 VDC Controls | 64.4 | 2700 | 0.001 | 98 | 94 | 0 | 0.99 | Ambient | 50000 |  |  | 55000 | 0.01 | 13 | 12 | 0.33 | 0.14 | 0.12 | 0.08 | 0.02 | 0 | 0.3 | 0.01 | 0 | 0 | 0 | 0 | 0.3 | 0.05 | 0.02 | 0.01 | 0.01 | 0 | True | False | Non Federally-Regulated | 11/02/2023 |  | 11/09/2023
Luminii Corp | Minimo | MPA-TB-27K-10-V-**-** | Light Emitting Diode | Inseparable Luminaire | Direct Wired | 0-10 VDC Controls | 57.8 | 2700 | 0.001 | 98 | 94 | 0 | 0.99 | Ambient | 50000 |  |  | 55000 | 0.01 | 13 | 12 | 0.33 | 0.14 | 0.12 | 0.08 | 0.02 | 0 | 0.3 | 0.01 | 0 | 0 | 0 | 0 | 0.3 | 0.05 | 0.02 | 0.01 | 0.01 | 0 | True | False | Non Federally-Regulated | 11/02/2023 |  | 11/09/2023
Luminii Corp | Minimo | MPA-TB-27K-10-U-**-** | Light Emitting Diode | Inseparable Luminaire | Direct Wired | 0-10 VDC Controls | 57.2 | 2700 | 0.001 | 98 | 94 | 0 | 0.99 | Ambient | 50000 |  |  | 55000 | 0.01 | 13 | 12 | 0.33 | 0.14 | 0.12 | 0.08 | 0.02 | 0 | 0.3 | 0.01 | 0 | 0 | 0 | 0 | 0.3 | 0.05 | 0.02 | 0.01 | 0.01 | 0 | True | False | Non Federally-Regulated | 11/02/2023 |  | 11/09/2023
Luminii Corp | Minimo | MPA-TB-30K-10-N-**-** | Light Emitting Diode | Inseparable Luminaire | Direct Wired | 0-10 VDC Controls | 68.8 | 3080 | 0.0016 | 98 | 94 | 0 | 0.99 | Ambient | 50000 |  |  | 55000 | 0.01 | 13 | 12 | 0.33 | 0.14 | 0.12 | 0.08 | 0.02 | 0 | 0.3 | 0.01 | 0 | 0 | 0 | 0 | 0.3 | 0.05 | 0.02 | 0.01 | 0.01 | 0 | True | False | Non Federally-Regulated | 11/02/2023 |  | 11/09/2023
Luminii Corp | Minimo | MPA-TB-30K-10-M-**-** | Light Emitting Diode | Inseparable Luminaire | Direct Wired | 0-10 VDC Controls | 67.9 | 3080 | 0.0016 | 98 | 94 | 0 | 0.99 | Ambient | 50000 |  |  | 55000 | 0.01 | 13 | 12 | 0.33 | 0.14 | 0.12 | 0.08 | 0.02 | 0 | 0.3 | 0.01 | 0 | 0 | 0 | 0 | 0.3 | 0.05 | 0.02 | 0.01 | 0.01 | 0 | True | False | Non Federally-Regulated | 11/02/2023 |  | 11/09/2023
Luminii Corp | Minimo | MPA-TB-30K-10-W-**-** | Light Emitting Diode | Inseparable Luminaire | Direct Wired | 0-10 VDC Controls | 67.4 | 3080 | 0.0016 | 98 | 94 | 0 | 0.99 | Ambient | 50000 |  |  | 55000 | 0.01 | 13 | 12 | 0.33 | 0.14 | 0.12 | 0.08 | 0.02 | 0 | 0.3 | 0.01 | 0 | 0 | 0 | 0 | 0.3 | 0.05 | 0.02 | 0.01 | 0.01 | 0 | True | False | Non Federally-Regulated | 11/02/2023 |  | 11/09/2023
Luminii Corp | Minimo | MPA-TB-30K-10-V-**-** | Light Emitting Diode | Inseparable Luminaire | Direct Wired | 0-10 VDC Controls | 60.5 | 3080 | 0.0016 | 98 | 94 | 0 | 0.99 | Ambient | 50000 |  |  | 55000 | 0.01 | 13 | 12 | 0.33 | 0.14 | 0.12 | 0.08 | 0.02 | 0 | 0.3 | 0.01 | 0 | 0 | 0 | 0 | 0.3 | 0.05 | 0.02 | 0.01 | 0.01 | 0 | True | False | Non Federally-Regulated | 11/02/2023 |  | 11/09/2023
Luminii Corp | Minimo | MPA-TB-30K-10-U-**-** | Light Emitting Diode | Inseparable Luminaire | Direct Wired | 0-10 VDC Controls | 59.8 | 3080 | 0.0016 | 98 | 94 | 0 | 0.99 | Ambient | 50000 |  |  | 55000 | 0.01 | 13 | 12 | 0.33 | 0.14 | 0.12 | 0.08 | 0.02 | 0 | 0.3 | 0.01 | 0 | 0 | 0 | 0 | 0.3 | 0.05 | 0.02 | 0.01 | 0.01 | 0 | True | False | Non Federally-Regulated | 11/02/2023 |  | 11/09/2023
Luminii Corp | Minimo | MPA-TB-35K-10-N-**-** | Light Emitting Diode | Inseparable Luminaire | Direct Wired | 0-10 VDC Controls | 72.4 | 3500 | 0.001 | 98 | 94 | 0 | 0.99 | Ambient | 50000 |  |  | 55000 | 0.01 | 13 | 12 | 0.33 | 0.14 | 0.12 | 0.08 | 0.02 | 0 | 0.3 | 0.01 | 0 | 0 | 0 | 0 | 0.3 | 0.05 | 0.02 | 0.01 | 0.01 | 0 | True | False | Non Federally-Regulated | 11/02/2023 |  | 11/09/2023
Luminii Corp | Minimo | MPA-TB-35K-10-M-**-** | Light Emitting Diode | Inseparable Luminaire | Direct Wired | 0-10 VDC Controls | 71.5 | 3500 | 0.001 | 98 | 94 | 0 | 0.99 | Ambient | 50000 |  |  | 55000 | 0.01 | 13 | 12 | 0.33 | 0.14 | 0.12 | 0.08 | 0.02 | 0 | 0.3 | 0.01 | 0 | 0 | 0 | 0 | 0.3 | 0.05 | 0.02 | 0.01 | 0.01 | 0 | True | False | Non Federally-Regulated | 11/02/2023 |  | 11/09/2023
Luminii Corp | Minimo | MPA-TB-35K-10-W-**-** | Light Emitting Diode | Inseparable Luminaire | Direct Wired | 0-10 VDC Controls | 70.9 | 3500 | 0.001 | 98 | 94 | 0 | 0.99 | Ambient | 50000 |  |  | 55000 | 0.01 | 13 | 12 | 0.33 | 0.14 | 0.12 | 0.08 | 0.02 | 0 | 0.3 | 0.01 | 0 | 0 | 0 | 0 | 0.3 | 0.05 | 0.02 | 0.01 | 0.01 | 0 | True | False | Non Federally-Regulated | 11/02/2023 |  | 11/09/2023
Luminii Corp | Minimo | MPA-TB-35K-10-V-**-** | Light Emitting Diode | Inseparable Luminaire | Direct Wired | 0-10 VDC Controls | 63.6 | 3500 | 0.001 | 98 | 94 | 0 | 0.99 | Ambient | 50000 |  |  | 55000 | 0.01 | 13 | 12 | 0.33 | 0.14 | 0.12 | 0.08 | 0.02 | 0 | 0.3 | 0.01 | 0 | 0 | 0 | 0 | 0.3 | 0.05 | 0.02 | 0.01 | 0.01 | 0 | True | False | Non Federally-Regulated | 11/02/2023 |  | 11/09/2023
Luminii Corp | Minimo | MPA-TB-35K-10-U-**-** | Light Emitting Diode | Inseparable Luminaire | Direct Wired | 0-10 VDC Controls | 63 | 3500 | 0.001 | 98 | 94 | 0 | 0.99 | Ambient | 50000 |  |  | 55000 | 0.01 | 13 | 12 | 0.33 | 0.14 | 0.12 | 0.08 | 0.02 | 0 | 0.3 | 0.01 | 0 | 0 | 0 | 0 | 0.3 | 0.05 | 0.02 | 0.01 | 0.01 | 0 | True | False | Non Federally-Regulated | 11/02/2023 |  | 11/09/2023
Luminii Corp | Minimo | MPA-TB-40K-10-N-**-** | Light Emitting Diode | Inseparable Luminaire | Direct Wired | 0-10 VDC Controls | 72.4 | 4019 | -0.0043 | 98 | 91 | 0 | 0.99 | Ambient | 50000 |  |  | 55000 | 0.01 | 13 | 12 | 0.33 | 0.14 | 0.12 | 0.08 | 0.02 | 0 | 0.3 | 0.01 | 0 | 0 | 0 | 0 | 0.3 | 0.05 | 0.02 | 0.01 | 0.01 | 0 | True | False | Non Federally-Regulated | 11/02/2023 |  | 11/09/2023
Luminii Corp | Minimo | MPA-TB-40K-10-M-**-** | Light Emitting Diode | Inseparable Luminaire | Direct Wired | 0-10 VDC Controls | 71.5 | 4019 | -0.0043 | 98 | 91 | 0 | 0.99 | Ambient | 50000 |  |  | 55000 | 0.01 | 13 | 12 | 0.33 | 0.14 | 0.12 | 0.08 | 0.02 | 0 | 0.3 | 0.01 | 0 | 0 | 0 | 0 | 0.3 | 0.05 | 0.02 | 0.01 | 0.01 | 0 | True | False | Non Federally-Regulated | 11/02/2023 |  | 11/09/2023
Luminii Corp | Minimo | MPA-TB-40K-10-W-**-** | Light Emitting Diode | Inseparable Luminaire | Direct Wired | 0-10 VDC Controls | 70.9 | 4019 | -0.0043 | 98 | 91 | 0 | 0.99 | Ambient | 50000 |  |  | 55000 | 0.01 | 13 | 12 | 0.33 | 0.14 | 0.12 | 0.08 | 0.02 | 0 | 0.3 | 0.01 | 0 | 0 | 0 | 0 | 0.3 | 0.05 | 0.02 | 0.01 | 0.01 | 0 | True | False | Non Federally-Regulated | 11/02/2023 |  | 11/09/2023
Luminii Corp | Minimo | MPA-TB-40K-10-V-**-** | Light Emitting Diode | Inseparable Luminaire | Direct Wired | 0-10 VDC Controls | 63.6 | 4019 | -0.0043 | 98 | 91 | 0 | 0.99 | Ambient | 50000 |  |  | 55000 | 0.01 | 13 | 12 | 0.33 | 0.14 | 0.12 | 0.08 | 0.02 | 0 | 0.3 | 0.01 | 0 | 0 | 0 | 0 | 0.3 | 0.05 | 0.02 | 0.01 | 0.01 | 0 | True | False | Non Federally-Regulated | 11/02/2023 |  | 11/09/2023
Luminii Corp | Minimo | MPA-TB-40K-10-U-**-** | Light Emitting Diode | Inseparable Luminaire | Direct Wired | 0-10 VDC Controls | 63 | 4019 | -0.0043 | 98 | 91 | 0 | 0.99 | Ambient | 50000 |  |  | 55000 | 0.01 | 13 | 12 | 0.33 | 0.14 | 0.12 | 0.08 | 0.02 | 0 | 0.3 | 0.01 | 0 | 0 | 0 | 0 | 0.3 | 0.05 | 0.02 | 0.01 | 0.01 | 0 | True | False | Non Federally-Regulated | 11/02/2023 |  | 11/09/2023
Luminii Corp | Minimo | MPA-TB-WD3-10-N-**-** | Light Emitting Diode | Inseparable Luminaire | Direct Wired | 0-10 VDC Controls | 62.7 | 2400 | 0.001 | 98 | 59 | 0 | 0.99 | Ambient | 50000 |  |  | 55000 | 0.01 | 13 | 12 | 0.33 | 0.14 | 0.12 | 0.08 | 0.02 | 0 | 0.3 | 0.01 | 0 | 0 | 0 | 0 | 0.3 | 0.05 | 0.02 | 0.01 | 0.01 | 0 | True | False | Non Federally-Regulated | 11/02/2023 |  | 11/09/2023
Luminii Corp | Minimo | MPA-TB-WD3-10-M-**-** | Light Emitting Diode | Inseparable Luminaire | Direct Wired | 0-10 VDC Controls | 61.9 | 2400 | 0.001 | 98 | 59 | 0 | 0.99 | Ambient | 50000 |  |  | 55000 | 0.01 | 13 | 12 | 0.33 | 0.14 | 0.12 | 0.08 | 0.02 | 0 | 0.3 | 0.01 | 0 | 0 | 0 | 0 | 0.3 | 0.05 | 0.02 | 0.01 | 0.01 | 0 | True | False | Non Federally-Regulated | 11/02/2023 |  | 11/09/2023
Luminii Corp | Minimo | MPA-TB-WD3-10-W-**-** | Light Emitting Diode | Inseparable Luminaire | Direct Wired | 0-10 VDC Controls | 61.5 | 2400 | 0.001 | 98 | 59 | 0 | 0.99 | Ambient | 50000 |  |  | 55000 | 0.01 | 13 | 12 | 0.33 | 0.14 | 0.12 | 0.08 | 0.02 | 0 | 0.3 | 0.01 | 0 | 0 | 0 | 0 | 0.3 | 0.05 | 0.02 | 0.01 | 0.01 | 0 | True | False | Non Federally-Regulated | 11/02/2023 |  | 11/09/2023
Luminii Corp | Minimo | MPA-TB-WD3-10-V-**-** | Light Emitting Diode | Inseparable Luminaire | Direct Wired | 0-10 VDC Controls | 55.1 | 2400 | 0.001 | 98 | 59 | 0 | 0.99 | Ambient | 50000 |  |  | 55000 | 0.01 | 13 | 12 | 0.33 | 0.14 | 0.12 | 0.08 | 0.02 | 0 | 0.3 | 0.01 | 0 | 0 | 0 | 0 | 0.3 | 0.05 | 0.02 | 0.01 | 0.01 | 0 | True | False | Non Federally-Regulated | 11/02/2023 |  | 11/09/2023
Luminii Corp | Minimo | MPA-TB-WD3-10-U-**-** | Light Emitting Diode | Inseparable Luminaire | Direct Wired | 0-10 VDC Controls | 54.5 | 2400 | 0.001 | 98 | 59 | 0 | 0.99 | Ambient | 50000 |  |  | 55000 | 0.01 | 13 | 12 | 0.33 | 0.14 | 0.12 | 0.08 | 0.02 | 0 | 0.3 | 0.01 | 0 | 0 | 0 | 0 | 0.3 | 0.05 | 0.02 | 0.01 | 0.01 | 0 | True | False | Non Federally-Regulated | 11/02/2023 |  | 11/09/2023
Luminii Corp | Minimo | MPA-TB-TW3-10-N-**-** | Light Emitting Diode | Inseparable Luminaire | Direct Wired | 0-10 VDC Controls | 62.7 | 2400 | 0.001 | 98 | 59 | 0 | 0.99 | Ambient | 50000 |  |  | 55000 | 0.01 | 13 | 12 | 0.33 | 0.14 | 0.12 | 0.08 | 0.02 | 0 | 0.3 | 0.01 | 0 | 0 | 0 | 0 | 0.3 | 0.05 | 0.02 | 0.01 | 0.01 | 0 | True | False | Non Federally-Regulated | 11/02/2023 |  | 11/09/2023
Luminii Corp | Minimo | MPA-TB-TW3-10-M-**-** | Light Emitting Diode | Inseparable Luminaire | Direct Wired | 0-10 VDC Controls | 61.9 | 2400 | 0.001 | 98 | 59 | 0 | 0.99 | Ambient | 50000 |  |  | 55000 | 0.01 | 13 | 12 | 0.33 | 0.14 | 0.12 | 0.08 | 0.02 | 0 | 0.3 | 0.01 | 0 | 0 | 0 | 0 | 0.3 | 0.05 | 0.02 | 0.01 | 0.01 | 0 | True | False | Non Federally-Regulated | 11/02/2023 |  | 11/09/2023
Luminii Corp | Minimo | MPA-TB-TW3-10-W-**-** | Light Emitting Diode | Inseparable Luminaire | Direct Wired | 0-10 VDC Controls | 61.5 | 2400 | 0.001 | 98 | 59 | 0 | 0.99 | Ambient | 50000 |  |  | 55000 | 0.01 | 13 | 12 | 0.33 | 0.14 | 0.12 | 0.08 | 0.02 | 0 | 0.3 | 0.01 | 0 | 0 | 0 | 0 | 0.3 | 0.05 | 0.02 | 0.01 | 0.01 | 0 | True | False | Non Federally-Regulated | 11/02/2023 |  | 11/09/2023
Luminii Corp | Minimo | MPA-TB-TW3-10-V-**-** | Light Emitting Diode | Inseparable Luminaire | Direct Wired | 0-10 VDC Controls | 55.1 | 2400 | 0.001 | 98 | 59 | 0 | 0.99 | Ambient | 50000 |  |  | 55000 | 0.01 | 13 | 12 | 0.33 | 0.14 | 0.12 | 0.08 | 0.02 | 0 | 0.3 | 0.01 | 0 | 0 | 0 | 0 | 0.3 | 0.05 | 0.02 | 0.01 | 0.01 | 0 | True | False | Non Federally-Regulated | 11/02/2023 |  | 11/09/2023
Luminii Corp | Minimo | MPA-TB-TW3-10-U-**-** | Light Emitting Diode | Inseparable Luminaire | Direct Wired | 0-10 VDC Controls | 54.5 | 2400 | 0.001 | 98 | 59 | 0 | 0.99 | Ambient | 50000 |  |  | 55000 | 0.01 | 13 | 12 | 0.33 | 0.14 | 0.12 | 0.08 | 0.02 | 0 | 0.3 | 0.01 | 0 | 0 | 0 | 0 | 0.3 | 0.05 | 0.02 | 0.01 | 0.01 | 0 | True | False | Non Federally-Regulated | 11/02/2023 |  | 11/09/2023
Luminii Corp | Minimo | MPA-TB-TW5-10-N-**-** | Light Emitting Diode | Inseparable Luminaire | Direct Wired | 0-10 VDC Controls | 65.7 | 2700 | 0.001 | 98 | 93 | 0 | 0.99 | Ambient | 50000 |  |  | 55000 | 0.01 | 13 | 12 | 0.33 | 0.14 | 0.12 | 0.08 | 0.02 | 0 | 0.3 | 0.01 | 0 | 0 | 0 | 0 | 0.3 | 0.05 | 0.02 | 0.01 | 0.01 | 0 | True | False | Non Federally-Regulated | 11/02/2023 |  | 11/09/2023
Luminii Corp | Minimo | MPA-TB-TW5-10-M-**-** | Light Emitting Diode | Inseparable Luminaire | Direct Wired | 0-10 VDC Controls | 64.9 | 2700 | 0.001 | 98 | 93 | 0 | 0.99 | Ambient | 50000 |  |  | 55000 | 0.01 | 13 | 12 | 0.33 | 0.14 | 0.12 | 0.08 | 0.02 | 0 | 0.3 | 0.01 | 0 | 0 | 0 | 0 | 0.3 | 0.05 | 0.02 | 0.01 | 0.01 | 0 | True | False | Non Federally-Regulated | 11/02/2023 |  | 11/09/2023
Luminii Corp | Minimo | MPA-TB-TW5-10-W-**-** | Light Emitting Diode | Inseparable Luminaire | Direct Wired | 0-10 VDC Controls | 64.4 | 2700 | 0.001 | 98 | 93 | 0 | 0.99 | Ambient | 50000 |  |  | 55000 | 0.01 | 13 | 12 | 0.33 | 0.14 | 0.12 | 0.08 | 0.02 | 0 | 0.3 | 0.01 | 0 | 0 | 0 | 0 | 0.3 | 0.05 | 0.02 | 0.01 | 0.01 | 0 | True | False | Non Federally-Regulated | 11/02/2023 |  | 11/09/2023
Luminii Corp | Minimo | MPA-TB-TW5-10-V-**-** | Light Emitting Diode | Inseparable Luminaire | Direct Wired | 0-10 VDC Controls | 57.8 | 2700 | 0.001 | 98 | 93 | 0 | 0.99 | Ambient | 50000 |  |  | 55000 | 0.01 | 13 | 12 | 0.33 | 0.14 | 0.12 | 0.08 | 0.02 | 0 | 0.3 | 0.01 | 0 | 0 | 0 | 0 | 0.3 | 0.05 | 0.02 | 0.01 | 0.01 | 0 | True | False | Non Federally-Regulated | 11/02/2023 |  | 11/09/2023
Luminii Corp | Minimo | MPA-TB-TW5-10-U-**-** | Light Emitting Diode | Inseparable Luminaire | Direct Wired | 0-10 VDC Controls | 57.2 | 2700 | 0.001 | 98 | 93 | 0 | 0.99 | Ambient | 50000 |  |  | 55000 | 0.01 | 13 | 12 | 0.33 | 0.14 | 0.12 | 0.08 | 0.02 | 0 | 0.3 | 0.01 | 0 | 0 | 0 | 0 | 0.3 | 0.05 | 0.02 | 0.01 | 0.01 | 0 | True | False | Non Federally-Regulated | 11/02/2023 |  | 11/09/2023
Luminii Corp | Minimo | MPA-LF-24K-10-N-**-** | Light Emitting Diode | Inseparable Luminaire | Direct Wired | 0-10 VDC Controls | 62.7 | 2503 | 0.001 | 92 | 59 | 0 | 0.99 | Ambient | 50000 |  |  | 55000 | 0.01 | 13 | 12 | 0.33 | 0.14 | 0.12 | 0.08 | 0.02 | 0 | 0.3 | 0.01 | 0 | 0 | 0 | 0 | 0.3 | 0.05 | 0.02 | 0.01 | 0.01 | 0 | True | False | Non Federally-Regulated | 11/02/2023 |  | 11/09/2023
Luminii Corp | Minimo | MPA-LF-24K-10-M-**-** | Light Emitting Diode | Inseparable Luminaire | Direct Wired | 0-10 VDC Controls | 61.9 | 2503 | 0.001 | 92 | 59 | 0 | 0.99 | Ambient | 50000 |  |  | 55000 | 0.01 | 13 | 12 | 0.33 | 0.14 | 0.12 | 0.08 | 0.02 | 0 | 0.3 | 0.01 | 0 | 0 | 0 | 0 | 0.3 | 0.05 | 0.02 | 0.01 | 0.01 | 0 | True | False | Non Federally-Regulated | 11/02/2023 |  | 11/09/2023
Luminii Corp | Minimo | MPA-LF-24K-10-W-**-** | Light Emitting Diode | Inseparable Luminaire | Direct Wired | 0-10 VDC Controls | 61.5 | 2503 | 0.001 | 92 | 59 | 0 | 0.99 | Ambient | 50000 |  |  | 55000 | 0.01 | 13 | 12 | 0.33 | 0.14 | 0.12 | 0.08 | 0.02 | 0 | 0.3 | 0.01 | 0 | 0 | 0 | 0 | 0.3 | 0.05 | 0.02 | 0.01 | 0.01 | 0 | True | False | Non Federally-Regulated | 11/02/2023 |  | 11/09/2023
Luminii Corp | Minimo | MPA-LF-24K-10-V-**-** | Light Emitting Diode | Inseparable Luminaire | Direct Wired | 0-10 VDC Controls | 55.1 | 2503 | 0.001 | 92 | 59 | 0 | 0.99 | Ambient | 50000 |  |  | 55000 | 0.01 | 13 | 12 | 0.33 | 0.14 | 0.12 | 0.08 | 0.02 | 0 | 0.3 | 0.01 | 0 | 0 | 0 | 0 | 0.3 | 0.05 | 0.02 | 0.01 | 0.01 | 0 | True | False | Non Federally-Regulated | 11/02/2023 |  | 11/09/2023
Luminii Corp | Minimo | MPA-LF-24K-10-U-**-** | Light Emitting Diode | Inseparable Luminaire | Direct Wired | 0-10 VDC Controls | 54.5 | 2503 | 0.001 | 92 | 59 | 0 | 0.99 | Ambient | 50000 |  |  | 55000 | 0.01 | 13 | 12 | 0.33 | 0.14 | 0.12 | 0.08 | 0.02 | 0 | 0.3 | 0.01 | 0 | 0 | 0 | 0 | 0.3 | 0.05 | 0.02 | 0.01 | 0.01 | 0 | True | False | Non Federally-Regulated | 11/02/2023 |  | 11/09/2023
Luminii Corp | Minimo | MPA-LF-27K-10-N-**-** | Light Emitting Diode | Inseparable Luminaire | Direct Wired | 0-10 VDC Controls | 65.7 | 2700 | 0.001 | 98 | 94 | 0 | 0.99 | Ambient | 50000 |  |  | 55000 | 0.01 | 13 | 12 | 0.33 | 0.14 | 0.12 | 0.08 | 0.02 | 0 | 0.3 | 0.01 | 0 | 0 | 0 | 0 | 0.3 | 0.05 | 0.02 | 0.01 | 0.01 | 0 | True | False | Non Federally-Regulated | 11/02/2023 |  | 11/09/2023
Luminii Corp | Minimo | MPA-LF-27K-10-M-**-** | Light Emitting Diode | Inseparable Luminaire | Direct Wired | 0-10 VDC Controls | 64.9 | 2700 | 0.001 | 98 | 94 | 0 | 0.99 | Ambient | 50000 |  |  | 55000 | 0.01 | 13 | 12 | 0.33 | 0.14 | 0.12 | 0.08 | 0.02 | 0 | 0.3 | 0.01 | 0 | 0 | 0 | 0 | 0.3 | 0.05 | 0.02 | 0.01 | 0.01 | 0 | True | False | Non Federally-Regulated | 11/02/2023 |  | 11/09/2023
Luminii Corp | Minimo | MPA-LF-27K-10-W-**-** | Light Emitting Diode | Inseparable Luminaire | Direct Wired | 0-10 VDC Controls | 64.4 | 2700 | 0.001 | 98 | 94 | 0 | 0.99 | Ambient | 50000 |  |  | 55000 | 0.01 | 13 | 12 | 0.33 | 0.14 | 0.12 | 0.08 | 0.02 | 0 | 0.3 | 0.01 | 0 | 0 | 0 | 0 | 0.3 | 0.05 | 0.02 | 0.01 | 0.01 | 0 | True | False | Non Federally-Regulated | 11/02/2023 |  | 11/09/2023
Luminii Corp | Minimo | MPA-LF-27K-10-V-**-** | Light Emitting Diode | Inseparable Luminaire | Direct Wired | 0-10 VDC Controls | 57.8 | 2700 | 0.001 | 98 | 94 | 0 | 0.99 | Ambient | 50000 |  |  | 55000 | 0.01 | 13 | 12 | 0.33 | 0.14 | 0.12 | 0.08 | 0.02 | 0 | 0.3 | 0.01 | 0 | 0 | 0 | 0 | 0.3 | 0.05 | 0.02 | 0.01 | 0.01 | 0 | True | False | Non Federally-Regulated | 11/02/2023 |  | 11/09/2023
Luminii Corp | Minimo | MPA-LF-27K-10-U-**-** | Light Emitting Diode | Inseparable Luminaire | Direct Wired | 0-10 VDC Controls | 57.2 | 2700 | 0.001 | 98 | 94 | 0 | 0.99 | Ambient | 50000 |  |  | 55000 | 0.01 | 13 | 12 | 0.33 | 0.14 | 0.12 | 0.08 | 0.02 | 0 | 0.3 | 0.01 | 0 | 0 | 0 | 0 | 0.3 | 0.05 | 0.02 | 0.01 | 0.01 | 0 | True | False | Non Federally-Regulated | 11/02/2023 |  | 11/09/2023
Luminii Corp | Minimo | MPA-LF-30K-10-N-**-** | Light Emitting Diode | Inseparable Luminaire | Direct Wired | 0-10 VDC Controls | 68.8 | 3080 | 0.0016 | 98 | 94 | 0 | 0.99 | Ambient | 50000 |  |  | 55000 | 0.01 | 13 | 12 | 0.33 | 0.14 | 0.12 | 0.08 | 0.02 | 0 | 0.3 | 0.01 | 0 | 0 | 0 | 0 | 0.3 | 0.05 | 0.02 | 0.01 | 0.01 | 0 | True | False | Non Federally-Regulated | 11/02/2023 |  | 11/09/2023
Luminii Corp | Minimo | MPA-LF-30K-10-M-**-** | Light Emitting Diode | Inseparable Luminaire | Direct Wired | 0-10 VDC Controls | 67.9 | 3080 | 0.0016 | 98 | 94 | 0 | 0.99 | Ambient | 50000 |  |  | 55000 | 0.01 | 13 | 12 | 0.33 | 0.14 | 0.12 | 0.08 | 0.02 | 0 | 0.3 | 0.01 | 0 | 0 | 0 | 0 | 0.3 | 0.05 | 0.02 | 0.01 | 0.01 | 0 | True | False | Non Federally-Regulated | 11/02/2023 |  | 11/09/2023
Luminii Corp | Minimo | MPA-LF-30K-10-W-**-** | Light Emitting Diode | Inseparable Luminaire | Direct Wired | 0-10 VDC Controls | 67.4 | 3080 | 0.0016 | 98 | 94 | 0 | 0.99 | Ambient | 50000 |  |  | 55000 | 0.01 | 13 | 12 | 0.33 | 0.14 | 0.12 | 0.08 | 0.02 | 0 | 0.3 | 0.01 | 0 | 0 | 0 | 0 | 0.3 | 0.05 | 0.02 | 0.01 | 0.01 | 0 | True | False | Non Federally-Regulated | 11/02/2023 |  | 11/09/2023
Luminii Corp | Minimo | MPA-LF-30K-10-V-**-** | Light Emitting Diode | Inseparable Luminaire | Direct Wired | 0-10 VDC Controls | 60.5 | 3080 | 0.0016 | 98 | 94 | 0 | 0.99 | Ambient | 50000 |  |  | 55000 | 0.01 | 13 | 12 | 0.33 | 0.14 | 0.12 | 0.08 | 0.02 | 0 | 0.3 | 0.01 | 0 | 0 | 0 | 0 | 0.3 | 0.05 | 0.02 | 0.01 | 0.01 | 0 | True | False | Non Federally-Regulated | 11/02/2023 |  | 11/09/2023
Luminii Corp | Minimo | MPA-LF-30K-10-U-**-** | Light Emitting Diode | Inseparable Luminaire | Direct Wired | 0-10 VDC Controls | 59.8 | 3080 | 0.0016 | 98 | 94 | 0 | 0.99 | Ambient | 50000 |  |  | 55000 | 0.01 | 13 | 12 | 0.33 | 0.14 | 0.12 | 0.08 | 0.02 | 0 | 0.3 | 0.01 | 0 | 0 | 0 | 0 | 0.3 | 0.05 | 0.02 | 0.01 | 0.01 | 0 | True | False | Non Federally-Regulated | 11/02/2023 |  | 11/09/2023
Luminii Corp | Minimo | MPA-LF-35K-10-N-**-** | Light Emitting Diode | Inseparable Luminaire | Direct Wired | 0-10 VDC Controls | 72.4 | 3500 | 0.001 | 98 | 94 | 0 | 0.99 | Ambient | 50000 |  |  | 55000 | 0.01 | 13 | 12 | 0.33 | 0.14 | 0.12 | 0.08 | 0.02 | 0 | 0.3 | 0.01 | 0 | 0 | 0 | 0 | 0.3 | 0.05 | 0.02 | 0.01 | 0.01 | 0 | True | False | Non Federally-Regulated | 11/02/2023 |  | 11/09/2023
Luminii Corp | Minimo | MPA-LF-35K-10-M-**-** | Light Emitting Diode | Inseparable Luminaire | Direct Wired | 0-10 VDC Controls | 71.5 | 3500 | 0.001 | 98 | 94 | 0 | 0.99 | Ambient | 50000 |  |  | 55000 | 0.01 | 13 | 12 | 0.33 | 0.14 | 0.12 | 0.08 | 0.02 | 0 | 0.3 | 0.01 | 0 | 0 | 0 | 0 | 0.3 | 0.05 | 0.02 | 0.01 | 0.01 | 0 | True | False | Non Federally-Regulated | 11/02/2023 |  | 11/09/2023
Luminii Corp | Minimo | MPA-LF-35K-10-W-**-** | Light Emitting Diode | Inseparable Luminaire | Direct Wired | 0-10 VDC Controls | 70.9 | 3500 | 0.001 | 98 | 94 | 0 | 0.99 | Ambient | 50000 |  |  | 55000 | 0.01 | 13 | 12 | 0.33 | 0.14 | 0.12 | 0.08 | 0.02 | 0 | 0.3 | 0.01 | 0 | 0 | 0 | 0 | 0.3 | 0.05 | 0.02 | 0.01 | 0.01 | 0 | True | False | Non Federally-Regulated | 11/02/2023 |  | 11/09/2023
Luminii Corp | Minimo | MPA-LF-35K-10-V-**-** | Light Emitting Diode | Inseparable Luminaire | Direct Wired | 0-10 VDC Controls | 63.6 | 3500 | 0.001 | 98 | 94 | 0 | 0.99 | Ambient | 50000 |  |  | 55000 | 0.01 | 13 | 12 | 0.33 | 0.14 | 0.12 | 0.08 | 0.02 | 0 | 0.3 | 0.01 | 0 | 0 | 0 | 0 | 0.3 | 0.05 | 0.02 | 0.01 | 0.01 | 0 | True | False | Non Federally-Regulated | 11/02/2023 |  | 11/09/2023
Luminii Corp | Minimo | MPA-LF-35K-10-U-**-** | Light Emitting Diode | Inseparable Luminaire | Direct Wired | 0-10 VDC Controls | 63 | 3500 | 0.001 | 98 | 94 | 0 | 0.99 | Ambient | 50000 |  |  | 55000 | 0.01 | 13 | 12 | 0.33 | 0.14 | 0.12 | 0.08 | 0.02 | 0 | 0.3 | 0.01 | 0 | 0 | 0 | 0 | 0.3 | 0.05 | 0.02 | 0.01 | 0.01 | 0 | True | False | Non Federally-Regulated | 11/02/2023 |  | 11/09/2023
Luminii Corp | Minimo | MPA-LF-40K-10-N-**-** | Light Emitting Diode | Inseparable Luminaire | Direct Wired | 0-10 VDC Controls | 72.4 | 4019 | -0.0043 | 98 | 91 | 0 | 0.99 | Ambient | 50000 |  |  | 55000 | 0.01 | 13 | 12 | 0.33 | 0.14 | 0.12 | 0.08 | 0.02 | 0 | 0.3 | 0.01 | 0 | 0 | 0 | 0 | 0.3 | 0.05 | 0.02 | 0.01 | 0.01 | 0 | True | False | Non Federally-Regulated | 11/02/2023 |  | 11/09/2023
Luminii Corp | Minimo | MPA-LF-40K-10-M-**-** | Light Emitting Diode | Inseparable Luminaire | Direct Wired | 0-10 VDC Controls | 71.5 | 4019 | -0.0043 | 98 | 91 | 0 | 0.99 | Ambient | 50000 |  |  | 55000 | 0.01 | 13 | 12 | 0.33 | 0.14 | 0.12 | 0.08 | 0.02 | 0 | 0.3 | 0.01 | 0 | 0 | 0 | 0 | 0.3 | 0.05 | 0.02 | 0.01 | 0.01 | 0 | True | False | Non Federally-Regulated | 11/02/2023 |  | 11/09/2023
Luminii Corp | Minimo | MPA-LF-40K-10-W-**-** | Light Emitting Diode | Inseparable Luminaire | Direct Wired | 0-10 VDC Controls | 70.9 | 4019 | -0.0043 | 98 | 91 | 0 | 0.99 | Ambient | 50000 |  |  | 55000 | 0.01 | 13 | 12 | 0.33 | 0.14 | 0.12 | 0.08 | 0.02 | 0 | 0.3 | 0.01 | 0 | 0 | 0 | 0 | 0.3 | 0.05 | 0.02 | 0.01 | 0.01 | 0 | True | False | Non Federally-Regulated | 11/02/2023 |  | 11/09/2023
Luminii Corp | Minimo | MPA-LF-40K-10-V-**-** | Light Emitting Diode | Inseparable Luminaire | Direct Wired | 0-10 VDC Controls | 63.6 | 4019 | -0.0043 | 98 | 91 | 0 | 0.99 | Ambient | 50000 |  |  | 55000 | 0.01 | 13 | 12 | 0.33 | 0.14 | 0.12 | 0.08 | 0.02 | 0 | 0.3 | 0.01 | 0 | 0 | 0 | 0 | 0.3 | 0.05 | 0.02 | 0.01 | 0.01 | 0 | True | False | Non Federally-Regulated | 11/02/2023 |  | 11/09/2023
Luminii Corp | Minimo | MPA-LF-40K-10-U-**-** | Light Emitting Diode | Inseparable Luminaire | Direct Wired | 0-10 VDC Controls | 63 | 4019 | -0.0043 | 98 | 91 | 0 | 0.99 | Ambient | 50000 |  |  | 55000 | 0.01 | 13 | 12 | 0.33 | 0.14 | 0.12 | 0.08 | 0.02 | 0 | 0.3 | 0.01 | 0 | 0 | 0 | 0 | 0.3 | 0.05 | 0.02 | 0.01 | 0.01 | 0 | True | False | Non Federally-Regulated | 11/02/2023 |  | 11/09/2023
Luminii Corp | Minimo | MPA-LF-WD3-10-N-**-** | Light Emitting Diode | Inseparable Luminaire | Direct Wired | 0-10 VDC Controls | 62.7 | 2400 | 0.001 | 98 | 59 | 0 | 0.99 | Ambient | 50000 |  |  | 55000 | 0.01 | 13 | 12 | 0.33 | 0.14 | 0.12 | 0.08 | 0.02 | 0 | 0.3 | 0.01 | 0 | 0 | 0 | 0 | 0.3 | 0.05 | 0.02 | 0.01 | 0.01 | 0 | True | False | Non Federally-Regulated | 11/02/2023 |  | 11/09/2023
Luminii Corp | Minimo | MPA-LF-WD3-10-M-**-** | Light Emitting Diode | Inseparable Luminaire | Direct Wired | 0-10 VDC Controls | 61.9 | 2400 | 0.001 | 98 | 59 | 0 | 0.99 | Ambient | 50000 |  |  | 55000 | 0.01 | 13 | 12 | 0.33 | 0.14 | 0.12 | 0.08 | 0.02 | 0 | 0.3 | 0.01 | 0 | 0 | 0 | 0 | 0.3 | 0.05 | 0.02 | 0.01 | 0.01 | 0 | True | False | Non Federally-Regulated | 11/02/2023 |  | 11/09/2023
Luminii Corp | Minimo | MPA-LF-WD3-10-W-**-** | Light Emitting Diode | Inseparable Luminaire | Direct Wired | 0-10 VDC Controls | 61.5 | 2400 | 0.001 | 98 | 59 | 0 | 0.99 | Ambient | 50000 |  |  | 55000 | 0.01 | 13 | 12 | 0.33 | 0.14 | 0.12 | 0.08 | 0.02 | 0 | 0.3 | 0.01 | 0 | 0 | 0 | 0 | 0.3 | 0.05 | 0.02 | 0.01 | 0.01 | 0 | True | False | Non Federally-Regulated | 11/02/2023 |  | 11/09/2023
Luminii Corp | Minimo | MPA-LF-WD3-10-V-**-** | Light Emitting Diode | Inseparable Luminaire | Direct Wired | 0-10 VDC Controls | 55.1 | 2400 | 0.001 | 98 | 59 | 0 | 0.99 | Ambient | 50000 |  |  | 55000 | 0.01 | 13 | 12 | 0.33 | 0.14 | 0.12 | 0.08 | 0.02 | 0 | 0.3 | 0.01 | 0 | 0 | 0 | 0 | 0.3 | 0.05 | 0.02 | 0.01 | 0.01 | 0 | True | False | Non Federally-Regulated | 11/02/2023 |  | 11/09/2023
Luminii Corp | Minimo | MPA-LF-WD3-10-U-**-** | Light Emitting Diode | Inseparable Luminaire | Direct Wired | 0-10 VDC Controls | 54.5 | 2400 | 0.001 | 98 | 59 | 0 | 0.99 | Ambient | 50000 |  |  | 55000 | 0.01 | 13 | 12 | 0.33 | 0.14 | 0.12 | 0.08 | 0.02 | 0 | 0.3 | 0.01 | 0 | 0 | 0 | 0 | 0.3 | 0.05 | 0.02 | 0.01 | 0.01 | 0 | True | False | Non Federally-Regulated | 11/02/2023 |  | 11/09/2023
Luminii Corp | Minimo | MPA-LF-TW3-10-N-**-** | Light Emitting Diode | Inseparable Luminaire | Direct Wired | 0-10 VDC Controls | 62.7 | 2400 | 0.001 | 98 | 59 | 0 | 0.99 | Ambient | 50000 |  |  | 55000 | 0.01 | 13 | 12 | 0.33 | 0.14 | 0.12 | 0.08 | 0.02 | 0 | 0.3 | 0.01 | 0 | 0 | 0 | 0 | 0.3 | 0.05 | 0.02 | 0.01 | 0.01 | 0 | True | False | Non Federally-Regulated | 11/02/2023 |  | 11/09/2023
Luminii Corp | Minimo | MPA-LF-TW3-10-M-**-** | Light Emitting Diode | Inseparable Luminaire | Direct Wired | 0-10 VDC Controls | 61.9 | 2400 | 0.001 | 98 | 59 | 0 | 0.99 | Ambient | 50000 |  |  | 55000 | 0.01 | 13 | 12 | 0.33 | 0.14 | 0.12 | 0.08 | 0.02 | 0 | 0.3 | 0.01 | 0 | 0 | 0 | 0 | 0.3 | 0.05 | 0.02 | 0.01 | 0.01 | 0 | True | False | Non Federally-Regulated | 11/02/2023 |  | 11/09/2023
Luminii Corp | Minimo | MPA-LF-TW3-10-W-**-** | Light Emitting Diode | Inseparable Luminaire | Direct Wired | 0-10 VDC Controls | 61.5 | 2400 | 0.001 | 98 | 59 | 0 | 0.99 | Ambient | 50000 |  |  | 55000 | 0.01 | 13 | 12 | 0.33 | 0.14 | 0.12 | 0.08 | 0.02 | 0 | 0.3 | 0.01 | 0 | 0 | 0 | 0 | 0.3 | 0.05 | 0.02 | 0.01 | 0.01 | 0 | True | False | Non Federally-Regulated | 11/02/2023 |  | 11/09/2023
Luminii Corp | Minimo | MPA-LF-TW3-10-V-**-** | Light Emitting Diode | Inseparable Luminaire | Direct Wired | 0-10 VDC Controls | 55.1 | 2400 | 0.001 | 98 | 59 | 0 | 0.99 | Ambient | 50000 |  |  | 55000 | 0.01 | 13 | 12 | 0.33 | 0.14 | 0.12 | 0.08 | 0.02 | 0 | 0.3 | 0.01 | 0 | 0 | 0 | 0 | 0.3 | 0.05 | 0.02 | 0.01 | 0.01 | 0 | True | False | Non Federally-Regulated | 11/02/2023 |  | 11/09/2023
Luminii Corp | Minimo | MPA-LF-TW3-10-U-**-** | Light Emitting Diode | Inseparable Luminaire | Direct Wired | 0-10 VDC Controls | 54.5 | 2400 | 0.001 | 98 | 59 | 0 | 0.99 | Ambient | 50000 |  |  | 55000 | 0.01 | 13 | 12 | 0.33 | 0.14 | 0.12 | 0.08 | 0.02 | 0 | 0.3 | 0.01 | 0 | 0 | 0 | 0 | 0.3 | 0.05 | 0.02 | 0.01 | 0.01 | 0 | True | False | Non Federally-Regulated | 11/02/2023 |  | 11/09/2023
Luminii Corp | Minimo | MPA-LF-TW5-10-N-**-** | Light Emitting Diode | Inseparable Luminaire | Direct Wired | 0-10 VDC Controls | 65.7 | 2700 | 0.001 | 98 | 93 | 0 | 0.99 | Ambient | 50000 |  |  | 55000 | 0.01 | 13 | 12 | 0.33 | 0.14 | 0.12 | 0.08 | 0.02 | 0 | 0.3 | 0.01 | 0 | 0 | 0 | 0 | 0.3 | 0.05 | 0.02 | 0.01 | 0.01 | 0 | True | False | Non Federally-Regulated | 11/02/2023 |  | 11/09/2023
Luminii Corp | Minimo | MPA-LF-TW5-10-M-**-** | Light Emitting Diode | Inseparable Luminaire | Direct Wired | 0-10 VDC Controls | 64.9 | 2700 | 0.001 | 98 | 93 | 0 | 0.99 | Ambient | 50000 |  |  | 55000 | 0.01 | 13 | 12 | 0.33 | 0.14 | 0.12 | 0.08 | 0.02 | 0 | 0.3 | 0.01 | 0 | 0 | 0 | 0 | 0.3 | 0.05 | 0.02 | 0.01 | 0.01 | 0 | True | False | Non Federally-Regulated | 11/02/2023 |  | 11/09/2023
Luminii Corp | Minimo | MPA-LF-TW5-10-W-**-** | Light Emitting Diode | Inseparable Luminaire | Direct Wired | 0-10 VDC Controls | 64.4 | 2700 | 0.001 | 98 | 93 | 0 | 0.99 | Ambient | 50000 |  |  | 55000 | 0.01 | 13 | 12 | 0.33 | 0.14 | 0.12 | 0.08 | 0.02 | 0 | 0.3 | 0.01 | 0 | 0 | 0 | 0 | 0.3 | 0.05 | 0.02 | 0.01 | 0.01 | 0 | True | False | Non Federally-Regulated | 11/02/2023 |  | 11/09/2023
Luminii Corp | Minimo | MPA-LF-TW5-10-V-**-** | Light Emitting Diode | Inseparable Luminaire | Direct Wired | 0-10 VDC Controls | 57.8 | 2700 | 0.001 | 98 | 93 | 0 | 0.99 | Ambient | 50000 |  |  | 55000 | 0.01 | 13 | 12 | 0.33 | 0.14 | 0.12 | 0.08 | 0.02 | 0 | 0.3 | 0.01 | 0 | 0 | 0 | 0 | 0.3 | 0.05 | 0.02 | 0.01 | 0.01 | 0 | True | False | Non Federally-Regulated | 11/02/2023 |  | 11/09/2023
Luminii Corp | Minimo | MPA-LF-TW5-10-U-**-** | Light Emitting Diode | Inseparable Luminaire | Direct Wired | 0-10 VDC Controls | 57.2 | 2700 | 0.001 | 98 | 93 | 0 | 0.99 | Ambient | 50000 |  |  | 55000 | 0.01 | 13 | 12 | 0.33 | 0.14 | 0.12 | 0.08 | 0.02 | 0 | 0.3 | 0.01 | 0 | 0 | 0 | 0 | 0.3 | 0.05 | 0.02 | 0.01 | 0.01 | 0 | True | False | Non Federally-Regulated | 11/02/2023 |  | 11/09/2023
Luminii Corp | Minimo | MPA-LB-24K-10-N-**-** | Light Emitting Diode | Inseparable Luminaire | Direct Wired | 0-10 VDC Controls | 62.7 | 2503 | 0.001 | 92 | 59 | 0 | 0.99 | Ambient | 50000 |  |  | 55000 | 0.01 | 13 | 12 | 0.33 | 0.14 | 0.12 | 0.08 | 0.02 | 0 | 0.3 | 0.01 | 0 | 0 | 0 | 0 | 0.3 | 0.05 | 0.02 | 0.01 | 0.01 | 0 | True | False | Non Federally-Regulated | 11/02/2023 |  | 11/09/2023
Luminii Corp | Minimo | MPA-LB-24K-10-M-**-** | Light Emitting Diode | Inseparable Luminaire | Direct Wired | 0-10 VDC Controls | 61.9 | 2503 | 0.001 | 92 | 59 | 0 | 0.99 | Ambient | 50000 |  |  | 55000 | 0.01 | 13 | 12 | 0.33 | 0.14 | 0.12 | 0.08 | 0.02 | 0 | 0.3 | 0.01 | 0 | 0 | 0 | 0 | 0.3 | 0.05 | 0.02 | 0.01 | 0.01 | 0 | True | False | Non Federally-Regulated | 11/02/2023 |  | 11/09/2023
Luminii Corp | Minimo | MPA-LB-24K-10-W-**-** | Light Emitting Diode | Inseparable Luminaire | Direct Wired | 0-10 VDC Controls | 61.5 | 2503 | 0.001 | 92 | 59 | 0 | 0.99 | Ambient | 50000 |  |  | 55000 | 0.01 | 13 | 12 | 0.33 | 0.14 | 0.12 | 0.08 | 0.02 | 0 | 0.3 | 0.01 | 0 | 0 | 0 | 0 | 0.3 | 0.05 | 0.02 | 0.01 | 0.01 | 0 | True | False | Non Federally-Regulated | 11/02/2023 |  | 11/09/2023
Luminii Corp | Minimo | MPA-LB-24K-10-V-**-** | Light Emitting Diode | Inseparable Luminaire | Direct Wired | 0-10 VDC Controls | 55.1 | 2503 | 0.001 | 92 | 59 | 0 | 0.99 | Ambient | 50000 |  |  | 55000 | 0.01 | 13 | 12 | 0.33 | 0.14 | 0.12 | 0.08 | 0.02 | 0 | 0.3 | 0.01 | 0 | 0 | 0 | 0 | 0.3 | 0.05 | 0.02 | 0.01 | 0.01 | 0 | True | False | Non Federally-Regulated | 11/02/2023 |  | 11/09/2023
Luminii Corp | Minimo | MPA-LB-24K-10-U-**-** | Light Emitting Diode | Inseparable Luminaire | Direct Wired | 0-10 VDC Controls | 54.5 | 2503 | 0.001 | 92 | 59 | 0 | 0.99 | Ambient | 50000 |  |  | 55000 | 0.01 | 13 | 12 | 0.33 | 0.14 | 0.12 | 0.08 | 0.02 | 0 | 0.3 | 0.01 | 0 | 0 | 0 | 0 | 0.3 | 0.05 | 0.02 | 0.01 | 0.01 | 0 | True | False | Non Federally-Regulated | 11/02/2023 |  | 11/09/2023
Luminii Corp | Minimo | MPA-LB-27K-10-N-**-** | Light Emitting Diode | Inseparable Luminaire | Direct Wired | 0-10 VDC Controls | 65.7 | 2700 | 0.001 | 98 | 94 | 0 | 0.99 | Ambient | 50000 |  |  | 55000 | 0.01 | 13 | 12 | 0.33 | 0.14 | 0.12 | 0.08 | 0.02 | 0 | 0.3 | 0.01 | 0 | 0 | 0 | 0 | 0.3 | 0.05 | 0.02 | 0.01 | 0.01 | 0 | True | False | Non Federally-Regulated | 11/02/2023 |  | 11/09/2023
Luminii Corp | Minimo | MPA-LB-27K-10-M-**-** | Light Emitting Diode | Inseparable Luminaire | Direct Wired | 0-10 VDC Controls | 64.9 | 2700 | 0.001 | 98 | 94 | 0 | 0.99 | Ambient | 50000 |  |  | 55000 | 0.01 | 13 | 12 | 0.33 | 0.14 | 0.12 | 0.08 | 0.02 | 0 | 0.3 | 0.01 | 0 | 0 | 0 | 0 | 0.3 | 0.05 | 0.02 | 0.01 | 0.01 | 0 | True | False | Non Federally-Regulated | 11/02/2023 |  | 11/09/2023
Luminii Corp | Minimo | MPA-LB-27K-10-W-**-** | Light Emitting Diode | Inseparable Luminaire | Direct Wired | 0-10 VDC Controls | 64.4 | 2700 | 0.001 | 98 | 94 | 0 | 0.99 | Ambient | 50000 |  |  | 55000 | 0.01 | 13 | 12 | 0.33 | 0.14 | 0.12 | 0.08 | 0.02 | 0 | 0.3 | 0.01 | 0 | 0 | 0 | 0 | 0.3 | 0.05 | 0.02 | 0.01 | 0.01 | 0 | True | False | Non Federally-Regulated | 11/02/2023 |  | 11/09/2023
Luminii Corp | Minimo | MPA-LB-27K-10-V-**-** | Light Emitting Diode | Inseparable Luminaire | Direct Wired | 0-10 VDC Controls | 57.8 | 2700 | 0.001 | 98 | 94 | 0 | 0.99 | Ambient | 50000 |  |  | 55000 | 0.01 | 13 | 12 | 0.33 | 0.14 | 0.12 | 0.08 | 0.02 | 0 | 0.3 | 0.01 | 0 | 0 | 0 | 0 | 0.3 | 0.05 | 0.02 | 0.01 | 0.01 | 0 | True | False | Non Federally-Regulated | 11/02/2023 |  | 11/09/2023
Luminii Corp | Minimo | MPA-LB-27K-10-U-**-** | Light Emitting Diode | Inseparable Luminaire | Direct Wired | 0-10 VDC Controls | 57.2 | 2700 | 0.001 | 98 | 94 | 0 | 0.99 | Ambient | 50000 |  |  | 55000 | 0.01 | 13 | 12 | 0.33 | 0.14 | 0.12 | 0.08 | 0.02 | 0 | 0.3 | 0.01 | 0 | 0 | 0 | 0 | 0.3 | 0.05 | 0.02 | 0.01 | 0.01 | 0 | True | False | Non Federally-Regulated | 11/02/2023 |  | 11/09/2023
Luminii Corp | Minimo | MPA-LB-30K-10-N-**-** | Light Emitting Diode | Inseparable Luminaire | Direct Wired | 0-10 VDC Controls | 68.8 | 3080 | 0.0016 | 98 | 94 | 0 | 0.99 | Ambient | 50000 |  |  | 55000 | 0.01 | 13 | 12 | 0.33 | 0.14 | 0.12 | 0.08 | 0.02 | 0 | 0.3 | 0.01 | 0 | 0 | 0 | 0 | 0.3 | 0.05 | 0.02 | 0.01 | 0.01 | 0 | True | False | Non Federally-Regulated | 11/02/2023 |  | 11/09/2023
Luminii Corp | Minimo | MPA-LB-30K-10-M-**-** | Light Emitting Diode | Inseparable Luminaire | Direct Wired | 0-10 VDC Controls | 67.9 | 3080 | 0.0016 | 98 | 94 | 0 | 0.99 | Ambient | 50000 |  |  | 55000 | 0.01 | 13 | 12 | 0.33 | 0.14 | 0.12 | 0.08 | 0.02 | 0 | 0.3 | 0.01 | 0 | 0 | 0 | 0 | 0.3 | 0.05 | 0.02 | 0.01 | 0.01 | 0 | True | False | Non Federally-Regulated | 11/02/2023 |  | 11/09/2023
Luminii Corp | Minimo | MPA-LB-30K-10-W-**-** | Light Emitting Diode | Inseparable Luminaire | Direct Wired | 0-10 VDC Controls | 67.4 | 3080 | 0.0016 | 98 | 94 | 0 | 0.99 | Ambient | 50000 |  |  | 55000 | 0.01 | 13 | 12 | 0.33 | 0.14 | 0.12 | 0.08 | 0.02 | 0 | 0.3 | 0.01 | 0 | 0 | 0 | 0 | 0.3 | 0.05 | 0.02 | 0.01 | 0.01 | 0 | True | False | Non Federally-Regulated | 11/02/2023 |  | 11/09/2023
Luminii Corp | Minimo | MPA-LB-30K-10-V-**-** | Light Emitting Diode | Inseparable Luminaire | Direct Wired | 0-10 VDC Controls | 60.5 | 3080 | 0.0016 | 98 | 94 | 0 | 0.99 | Ambient | 50000 |  |  | 55000 | 0.01 | 13 | 12 | 0.33 | 0.14 | 0.12 | 0.08 | 0.02 | 0 | 0.3 | 0.01 | 0 | 0 | 0 | 0 | 0.3 | 0.05 | 0.02 | 0.01 | 0.01 | 0 | True | False | Non Federally-Regulated | 11/02/2023 |  | 11/09/2023
Luminii Corp | Minimo | MPA-LB-30K-10-U-**-** | Light Emitting Diode | Inseparable Luminaire | Direct Wired | 0-10 VDC Controls | 59.8 | 3080 | 0.0016 | 98 | 94 | 0 | 0.99 | Ambient | 50000 |  |  | 55000 | 0.01 | 13 | 12 | 0.33 | 0.14 | 0.12 | 0.08 | 0.02 | 0 | 0.3 | 0.01 | 0 | 0 | 0 | 0 | 0.3 | 0.05 | 0.02 | 0.01 | 0.01 | 0 | True | False | Non Federally-Regulated | 11/02/2023 |  | 11/09/2023
Luminii Corp | Minimo | MPA-LB-35K-10-N-**-** | Light Emitting Diode | Inseparable Luminaire | Direct Wired | 0-10 VDC Controls | 72.4 | 3500 | 0.001 | 98 | 94 | 0 | 0.99 | Ambient | 50000 |  |  | 55000 | 0.01 | 13 | 12 | 0.33 | 0.14 | 0.12 | 0.08 | 0.02 | 0 | 0.3 | 0.01 | 0 | 0 | 0 | 0 | 0.3 | 0.05 | 0.02 | 0.01 | 0.01 | 0 | True | False | Non Federally-Regulated | 11/02/2023 |  | 11/09/2023
Luminii Corp | Minimo | MPA-LB-35K-10-M-**-** | Light Emitting Diode | Inseparable Luminaire | Direct Wired | 0-10 VDC Controls | 71.5 | 3500 | 0.001 | 98 | 94 | 0 | 0.99 | Ambient | 50000 |  |  | 55000 | 0.01 | 13 | 12 | 0.33 | 0.14 | 0.12 | 0.08 | 0.02 | 0 | 0.3 | 0.01 | 0 | 0 | 0 | 0 | 0.3 | 0.05 | 0.02 | 0.01 | 0.01 | 0 | True | False | Non Federally-Regulated | 11/02/2023 |  | 11/09/2023
Luminii Corp | Minimo | MPA-LB-35K-10-W-**-** | Light Emitting Diode | Inseparable Luminaire | Direct Wired | 0-10 VDC Controls | 70.9 | 3500 | 0.001 | 98 | 94 | 0 | 0.99 | Ambient | 50000 |  |  | 55000 | 0.01 | 13 | 12 | 0.33 | 0.14 | 0.12 | 0.08 | 0.02 | 0 | 0.3 | 0.01 | 0 | 0 | 0 | 0 | 0.3 | 0.05 | 0.02 | 0.01 | 0.01 | 0 | True | False | Non Federally-Regulated | 11/02/2023 |  | 11/09/2023
Luminii Corp | Minimo | MPA-LB-35K-10-V-**-** | Light Emitting Diode | Inseparable Luminaire | Direct Wired | 0-10 VDC Controls | 63.6 | 3500 | 0.001 | 98 | 94 | 0 | 0.99 | Ambient | 50000 |  |  | 55000 | 0.01 | 13 | 12 | 0.33 | 0.14 | 0.12 | 0.08 | 0.02 | 0 | 0.3 | 0.01 | 0 | 0 | 0 | 0 | 0.3 | 0.05 | 0.02 | 0.01 | 0.01 | 0 | True | False | Non Federally-Regulated | 11/02/2023 |  | 11/09/2023
Luminii Corp | Minimo | MPA-LB-35K-10-U-**-** | Light Emitting Diode | Inseparable Luminaire | Direct Wired | 0-10 VDC Controls | 63 | 3500 | 0.001 | 98 | 94 | 0 | 0.99 | Ambient | 50000 |  |  | 55000 | 0.01 | 13 | 12 | 0.33 | 0.14 | 0.12 | 0.08 | 0.02 | 0 | 0.3 | 0.01 | 0 | 0 | 0 | 0 | 0.3 | 0.05 | 0.02 | 0.01 | 0.01 | 0 | True | False | Non Federally-Regulated | 11/02/2023 |  | 11/09/2023
Luminii Corp | Minimo | MPA-LB-40K-10-N-**-** | Light Emitting Diode | Inseparable Luminaire | Direct Wired | 0-10 VDC Controls | 72.4 | 4019 | -0.0043 | 98 | 91 | 0 | 0.99 | Ambient | 50000 |  |  | 55000 | 0.01 | 13 | 12 | 0.33 | 0.14 | 0.12 | 0.08 | 0.02 | 0 | 0.3 | 0.01 | 0 | 0 | 0 | 0 | 0.3 | 0.05 | 0.02 | 0.01 | 0.01 | 0 | True | False | Non Federally-Regulated | 11/02/2023 |  | 11/09/2023
Luminii Corp | Minimo | MPA-LB-40K-10-M-**-** | Light Emitting Diode | Inseparable Luminaire | Direct Wired | 0-10 VDC Controls | 71.5 | 4019 | -0.0043 | 98 | 91 | 0 | 0.99 | Ambient | 50000 |  |  | 55000 | 0.01 | 13 | 12 | 0.33 | 0.14 | 0.12 | 0.08 | 0.02 | 0 | 0.3 | 0.01 | 0 | 0 | 0 | 0 | 0.3 | 0.05 | 0.02 | 0.01 | 0.01 | 0 | True | False | Non Federally-Regulated | 11/02/2023 |  | 11/09/2023
Luminii Corp | Minimo | MPA-LB-40K-10-W-**-** | Light Emitting Diode | Inseparable Luminaire | Direct Wired | 0-10 VDC Controls | 70.9 | 4019 | -0.0043 | 98 | 91 | 0 | 0.99 | Ambient | 50000 |  |  | 55000 | 0.01 | 13 | 12 | 0.33 | 0.14 | 0.12 | 0.08 | 0.02 | 0 | 0.3 | 0.01 | 0 | 0 | 0 | 0 | 0.3 | 0.05 | 0.02 | 0.01 | 0.01 | 0 | True | False | Non Federally-Regulated | 11/02/2023 |  | 11/09/2023
Luminii Corp | Minimo | MPA-LB-40K-10-V-**-** | Light Emitting Diode | Inseparable Luminaire | Direct Wired | 0-10 VDC Controls | 63.6 | 4019 | -0.0043 | 98 | 91 | 0 | 0.99 | Ambient | 50000 |  |  | 55000 | 0.01 | 13 | 12 | 0.33 | 0.14 | 0.12 | 0.08 | 0.02 | 0 | 0.3 | 0.01 | 0 | 0 | 0 | 0 | 0.3 | 0.05 | 0.02 | 0.01 | 0.01 | 0 | True | False | Non Federally-Regulated | 11/02/2023 |  | 11/09/2023
Luminii Corp | Minimo | MPA-LB-40K-10-U-**-** | Light Emitting Diode | Inseparable Luminaire | Direct Wired | 0-10 VDC Controls | 63 | 4019 | -0.0043 | 98 | 91 | 0 | 0.99 | Ambient | 50000 |  |  | 55000 | 0.01 | 13 | 12 | 0.33 | 0.14 | 0.12 | 0.08 | 0.02 | 0 | 0.3 | 0.01 | 0 | 0 | 0 | 0 | 0.3 | 0.05 | 0.02 | 0.01 | 0.01 | 0 | True | False | Non Federally-Regulated | 11/02/2023 |  | 11/09/2023
Luminii Corp | Minimo | MPA-LB-WD3-10-N-**-** | Light Emitting Diode | Inseparable Luminaire | Direct Wired | 0-10 VDC Controls | 62.7 | 2400 | 0.001 | 98 | 59 | 0 | 0.99 | Ambient | 50000 |  |  | 55000 | 0.01 | 13 | 12 | 0.33 | 0.14 | 0.12 | 0.08 | 0.02 | 0 | 0.3 | 0.01 | 0 | 0 | 0 | 0 | 0.3 | 0.05 | 0.02 | 0.01 | 0.01 | 0 | True | False | Non Federally-Regulated | 11/02/2023 |  | 11/09/2023
Luminii Corp | Minimo | MPA-LB-WD3-10-M-**-** | Light Emitting Diode | Inseparable Luminaire | Direct Wired | 0-10 VDC Controls | 61.9 | 2400 | 0.001 | 98 | 59 | 0 | 0.99 | Ambient | 50000 |  |  | 55000 | 0.01 | 13 | 12 | 0.33 | 0.14 | 0.12 | 0.08 | 0.02 | 0 | 0.3 | 0.01 | 0 | 0 | 0 | 0 | 0.3 | 0.05 | 0.02 | 0.01 | 0.01 | 0 | True | False | Non Federally-Regulated | 11/02/2023 |  | 11/09/2023
Luminii Corp | Minimo | MPA-LB-WD3-10-W-**-** | Light Emitting Diode | Inseparable Luminaire | Direct Wired | 0-10 VDC Controls | 61.5 | 2400 | 0.001 | 98 | 59 | 0 | 0.99 | Ambient | 50000 |  |  | 55000 | 0.01 | 13 | 12 | 0.33 | 0.14 | 0.12 | 0.08 | 0.02 | 0 | 0.3 | 0.01 | 0 | 0 | 0 | 0 | 0.3 | 0.05 | 0.02 | 0.01 | 0.01 | 0 | True | False | Non Federally-Regulated | 11/02/2023 |  | 11/09/2023
Luminii Corp | Minimo | MPA-LB-WD3-10-V-**-** | Light Emitting Diode | Inseparable Luminaire | Direct Wired | 0-10 VDC Controls | 55.1 | 2400 | 0.001 | 98 | 59 | 0 | 0.99 | Ambient | 50000 |  |  | 55000 | 0.01 | 13 | 12 | 0.33 | 0.14 | 0.12 | 0.08 | 0.02 | 0 | 0.3 | 0.01 | 0 | 0 | 0 | 0 | 0.3 | 0.05 | 0.02 | 0.01 | 0.01 | 0 | True | False | Non Federally-Regulated | 11/02/2023 |  | 11/09/2023
Luminii Corp | Minimo | MPA-LB-WD3-10-U-**-** | Light Emitting Diode | Inseparable Luminaire | Direct Wired | 0-10 VDC Controls | 54.5 | 2400 | 0.001 | 98 | 59 | 0 | 0.99 | Ambient | 50000 |  |  | 55000 | 0.01 | 13 | 12 | 0.33 | 0.14 | 0.12 | 0.08 | 0.02 | 0 | 0.3 | 0.01 | 0 | 0 | 0 | 0 | 0.3 | 0.05 | 0.02 | 0.01 | 0.01 | 0 | True | False | Non Federally-Regulated | 11/02/2023 |  | 11/09/2023
Luminii Corp | Minimo | MPA-LB-TW3-10-N-**-** | Light Emitting Diode | Inseparable Luminaire | Direct Wired | 0-10 VDC Controls | 62.7 | 2400 | 0.001 | 98 | 59 | 0 | 0.99 | Ambient | 50000 |  |  | 55000 | 0.01 | 13 | 12 | 0.33 | 0.14 | 0.12 | 0.08 | 0.02 | 0 | 0.3 | 0.01 | 0 | 0 | 0 | 0 | 0.3 | 0.05 | 0.02 | 0.01 | 0.01 | 0 | True | False | Non Federally-Regulated | 11/02/2023 |  | 11/09/2023
Luminii Corp | Minimo | MPA-LB-TW3-10-M-**-** | Light Emitting Diode | Inseparable Luminaire | Direct Wired | 0-10 VDC Controls | 61.9 | 2400 | 0.001 | 98 | 59 | 0 | 0.99 | Ambient | 50000 |  |  | 55000 | 0.01 | 13 | 12 | 0.33 | 0.14 | 0.12 | 0.08 | 0.02 | 0 | 0.3 | 0.01 | 0 | 0 | 0 | 0 | 0.3 | 0.05 | 0.02 | 0.01 | 0.01 | 0 | True | False | Non Federally-Regulated | 11/02/2023 |  | 11/09/2023
Luminii Corp | Minimo | MPA-LB-TW3-10-W-**-** | Light Emitting Diode | Inseparable Luminaire | Direct Wired | 0-10 VDC Controls | 61.5 | 2400 | 0.001 | 98 | 59 | 0 | 0.99 | Ambient | 50000 |  |  | 55000 | 0.01 | 13 | 12 | 0.33 | 0.14 | 0.12 | 0.08 | 0.02 | 0 | 0.3 | 0.01 | 0 | 0 | 0 | 0 | 0.3 | 0.05 | 0.02 | 0.01 | 0.01 | 0 | True | False | Non Federally-Regulated | 11/02/2023 |  | 11/09/2023
Luminii Corp | Minimo | MPA-LB-TW3-10-V-**-** | Light Emitting Diode | Inseparable Luminaire | Direct Wired | 0-10 VDC Controls | 55.1 | 2400 | 0.001 | 98 | 59 | 0 | 0.99 | Ambient | 50000 |  |  | 55000 | 0.01 | 13 | 12 | 0.33 | 0.14 | 0.12 | 0.08 | 0.02 | 0 | 0.3 | 0.01 | 0 | 0 | 0 | 0 | 0.3 | 0.05 | 0.02 | 0.01 | 0.01 | 0 | True | False | Non Federally-Regulated | 11/02/2023 |  | 11/09/2023
Luminii Corp | Minimo | MPA-LB-TW3-10-U-**-** | Light Emitting Diode | Inseparable Luminaire | Direct Wired | 0-10 VDC Controls | 54.5 | 2400 | 0.001 | 98 | 59 | 0 | 0.99 | Ambient | 50000 |  |  | 55000 | 0.01 | 13 | 12 | 0.33 | 0.14 | 0.12 | 0.08 | 0.02 | 0 | 0.3 | 0.01 | 0 | 0 | 0 | 0 | 0.3 | 0.05 | 0.02 | 0.01 | 0.01 | 0 | True | False | Non Federally-Regulated | 11/02/2023 |  | 11/09/2023
Luminii Corp | Minimo | MPA-LB-TW5-10-N-**-** | Light Emitting Diode | Inseparable Luminaire | Direct Wired | 0-10 VDC Controls | 65.7 | 2700 | 0.001 | 98 | 93 | 0 | 0.99 | Ambient | 50000 |  |  | 55000 | 0.01 | 13 | 12 | 0.33 | 0.14 | 0.12 | 0.08 | 0.02 | 0 | 0.3 | 0.01 | 0 | 0 | 0 | 0 | 0.3 | 0.05 | 0.02 | 0.01 | 0.01 | 0 | True | False | Non Federally-Regulated | 11/02/2023 |  | 11/09/2023
Luminii Corp | Minimo | MPA-LB-TW5-10-M-**-** | Light Emitting Diode | Inseparable Luminaire | Direct Wired | 0-10 VDC Controls | 64.9 | 2700 | 0.001 | 98 | 93 | 0 | 0.99 | Ambient | 50000 |  |  | 55000 | 0.01 | 13 | 12 | 0.33 | 0.14 | 0.12 | 0.08 | 0.02 | 0 | 0.3 | 0.01 | 0 | 0 | 0 | 0 | 0.3 | 0.05 | 0.02 | 0.01 | 0.01 | 0 | True | False | Non Federally-Regulated | 11/02/2023 |  | 11/09/2023
Luminii Corp | Minimo | MPA-LB-TW5-10-W-**-** | Light Emitting Diode | Inseparable Luminaire | Direct Wired | 0-10 VDC Controls | 64.4 | 2700 | 0.001 | 98 | 93 | 0 | 0.99 | Ambient | 50000 |  |  | 55000 | 0.01 | 13 | 12 | 0.33 | 0.14 | 0.12 | 0.08 | 0.02 | 0 | 0.3 | 0.01 | 0 | 0 | 0 | 0 | 0.3 | 0.05 | 0.02 | 0.01 | 0.01 | 0 | True | False | Non Federally-Regulated | 11/02/2023 |  | 11/09/2023
Luminii Corp | Minimo | MPA-LB-TW5-10-V-**-** | Light Emitting Diode | Inseparable Luminaire | Direct Wired | 0-10 VDC Controls | 57.8 | 2700 | 0.001 | 98 | 93 | 0 | 0.99 | Ambient | 50000 |  |  | 55000 | 0.01 | 13 | 12 | 0.33 | 0.14 | 0.12 | 0.08 | 0.02 | 0 | 0.3 | 0.01 | 0 | 0 | 0 | 0 | 0.3 | 0.05 | 0.02 | 0.01 | 0.01 | 0 | True | False | Non Federally-Regulated | 11/02/2023 |  | 11/09/2023
Luminii Corp | Minimo | MPA-LB-TW5-10-U-**-** | Light Emitting Diode | Inseparable Luminaire | Direct Wired | 0-10 VDC Controls | 57.2 | 2700 | 0.001 | 98 | 93 | 0 | 0.99 | Ambient | 50000 |  |  | 55000 | 0.01 | 13 | 12 | 0.33 | 0.14 | 0.12 | 0.08 | 0.02 | 0 | 0.3 | 0.01 | 0 | 0 | 0 | 0 | 0.3 | 0.05 | 0.02 | 0.01 | 0.01 | 0 | True | False | Non Federally-Regulated | 11/02/2023 |  | 11/09/2023
Luminii Corp | Minimo | MCA-TF-24K-10-N-**-** | Light Emitting Diode | Inseparable Luminaire | Direct Wired | 0-10 VDC Controls | 62.7 | 2503 | 0.001 | 92 | 59 | 0 | 0.99 | Ambient | 50000 |  |  | 77000 | 0.01 | 13 | 12 | 0.33 | 0.14 | 0.12 | 0.08 | 0.02 | 0 | 0.3 | 0.01 | 0 | 0 | 0 | 0 | 0.3 | 0.05 | 0.02 | 0.01 | 0.01 | 0 | True | False | Non Federally-Regulated | 11/02/2023 |  | 11/09/2023
Luminii Corp | Minimo | MCA-TF-24K-10-M-**-** | Light Emitting Diode | Inseparable Luminaire | Direct Wired | 0-10 VDC Controls | 61.9 | 2503 | 0.001 | 92 | 59 | 0 | 0.99 | Ambient | 50000 |  |  | 77000 | 0.01 | 13 | 12 | 0.33 | 0.14 | 0.12 | 0.08 | 0.02 | 0 | 0.3 | 0.01 | 0 | 0 | 0 | 0 | 0.3 | 0.05 | 0.02 | 0.01 | 0.01 | 0 | True | False | Non Federally-Regulated | 11/02/2023 |  | 11/09/2023
Luminii Corp | Minimo | MCA-TF-24K-10-W-**-** | Light Emitting Diode | Inseparable Luminaire | Direct Wired | 0-10 VDC Controls | 61.5 | 2503 | 0.001 | 92 | 59 | 0 | 0.99 | Ambient | 50000 |  |  | 77000 | 0.01 | 13 | 12 | 0.33 | 0.14 | 0.12 | 0.08 | 0.02 | 0 | 0.3 | 0.01 | 0 | 0 | 0 | 0 | 0.3 | 0.05 | 0.02 | 0.01 | 0.01 | 0 | True | False | Non Federally-Regulated | 11/02/2023 |  | 11/09/2023
Luminii Corp | Minimo | MCA-TF-24K-10-V-**-** | Light Emitting Diode | Inseparable Luminaire | Direct Wired | 0-10 VDC Controls | 55.1 | 2503 | 0.001 | 92 | 59 | 0 | 0.99 | Ambient | 50000 |  |  | 77000 | 0.01 | 13 | 12 | 0.33 | 0.14 | 0.12 | 0.08 | 0.02 | 0 | 0.3 | 0.01 | 0 | 0 | 0 | 0 | 0.3 | 0.05 | 0.02 | 0.01 | 0.01 | 0 | True | False | Non Federally-Regulated | 11/02/2023 |  | 11/09/2023
Luminii Corp | Minimo | MCA-TF-24K-10-U-**-** | Light Emitting Diode | Inseparable Luminaire | Direct Wired | 0-10 VDC Controls | 54.5 | 2503 | 0.001 | 92 | 59 | 0 | 0.99 | Ambient | 50000 |  |  | 77000 | 0.01 | 13 | 12 | 0.33 | 0.14 | 0.12 | 0.08 | 0.02 | 0 | 0.3 | 0.01 | 0 | 0 | 0 | 0 | 0.3 | 0.05 | 0.02 | 0.01 | 0.01 | 0 | True | False | Non Federally-Regulated | 11/02/2023 |  | 11/09/2023
Luminii Corp | Minimo | MCA-TF-27K-10-N-**-** | Light Emitting Diode | Inseparable Luminaire | Direct Wired | 0-10 VDC Controls | 65.7 | 2700 | 0.001 | 98 | 94 | 0 | 0.99 | Ambient | 50000 |  |  | 77000 | 0.01 | 13 | 12 | 0.33 | 0.14 | 0.12 | 0.08 | 0.02 | 0 | 0.3 | 0.01 | 0 | 0 | 0 | 0 | 0.3 | 0.05 | 0.02 | 0.01 | 0.01 | 0 | True | False | Non Federally-Regulated | 11/02/2023 |  | 11/09/2023
Luminii Corp | Minimo | MCA-TF-27K-10-M-**-** | Light Emitting Diode | Inseparable Luminaire | Direct Wired | 0-10 VDC Controls | 64.9 | 2700 | 0.001 | 98 | 94 | 0 | 0.99 | Ambient | 50000 |  |  | 77000 | 0.01 | 13 | 12 | 0.33 | 0.14 | 0.12 | 0.08 | 0.02 | 0 | 0.3 | 0.01 | 0 | 0 | 0 | 0 | 0.3 | 0.05 | 0.02 | 0.01 | 0.01 | 0 | True | False | Non Federally-Regulated | 11/02/2023 |  | 11/09/2023
Luminii Corp | Minimo | MCA-TF-27K-10-W-**-** | Light Emitting Diode | Inseparable Luminaire | Direct Wired | 0-10 VDC Controls | 64.4 | 2700 | 0.001 | 98 | 94 | 0 | 0.99 | Ambient | 50000 |  |  | 77000 | 0.01 | 13 | 12 | 0.33 | 0.14 | 0.12 | 0.08 | 0.02 | 0 | 0.3 | 0.01 | 0 | 0 | 0 | 0 | 0.3 | 0.05 | 0.02 | 0.01 | 0.01 | 0 | True | False | Non Federally-Regulated | 11/02/2023 |  | 11/09/2023
Luminii Corp | Minimo | MCA-TF-27K-10-V-**-** | Light Emitting Diode | Inseparable Luminaire | Direct Wired | 0-10 VDC Controls | 57.8 | 2700 | 0.001 | 98 | 94 | 0 | 0.99 | Ambient | 50000 |  |  | 77000 | 0.01 | 13 | 12 | 0.33 | 0.14 | 0.12 | 0.08 | 0.02 | 0 | 0.3 | 0.01 | 0 | 0 | 0 | 0 | 0.3 | 0.05 | 0.02 | 0.01 | 0.01 | 0 | True | False | Non Federally-Regulated | 11/02/2023 |  | 11/09/2023
Luminii Corp | Minimo | MCA-TF-27K-10-U-**-** | Light Emitting Diode | Inseparable Luminaire | Direct Wired | 0-10 VDC Controls | 57.2 | 2700 | 0.001 | 98 | 94 | 0 | 0.99 | Ambient | 50000 |  |  | 77000 | 0.01 | 13 | 12 | 0.33 | 0.14 | 0.12 | 0.08 | 0.02 | 0 | 0.3 | 0.01 | 0 | 0 | 0 | 0 | 0.3 | 0.05 | 0.02 | 0.01 | 0.01 | 0 | True | False | Non Federally-Regulated | 11/02/2023 |  | 11/09/2023
Luminii Corp | Minimo | MCA-TF-30K-10-N-**-** | Light Emitting Diode | Inseparable Luminaire | Direct Wired | 0-10 VDC Controls | 68.8 | 3080 | 0.0016 | 98 | 94 | 0 | 0.99 | Ambient | 50000 |  |  | 77000 | 0.01 | 13 | 12 | 0.33 | 0.14 | 0.12 | 0.08 | 0.02 | 0 | 0.3 | 0.01 | 0 | 0 | 0 | 0 | 0.3 | 0.05 | 0.02 | 0.01 | 0.01 | 0 | True | False | Non Federally-Regulated | 11/02/2023 |  | 11/09/2023
Luminii Corp | Minimo | MCA-TF-30K-10-M-**-** | Light Emitting Diode | Inseparable Luminaire | Direct Wired | 0-10 VDC Controls | 67.9 | 3080 | 0.0016 | 98 | 94 | 0 | 0.99 | Ambient | 50000 |  |  | 77000 | 0.01 | 13 | 12 | 0.33 | 0.14 | 0.12 | 0.08 | 0.02 | 0 | 0.3 | 0.01 | 0 | 0 | 0 | 0 | 0.3 | 0.05 | 0.02 | 0.01 | 0.01 | 0 | True | False | Non Federally-Regulated | 11/02/2023 |  | 11/09/2023
Luminii Corp | Minimo | MCA-TF-30K-10-W-**-** | Light Emitting Diode | Inseparable Luminaire | Direct Wired | 0-10 VDC Controls | 67.4 | 3080 | 0.0016 | 98 | 94 | 0 | 0.99 | Ambient | 50000 |  |  | 77000 | 0.01 | 13 | 12 | 0.33 | 0.14 | 0.12 | 0.08 | 0.02 | 0 | 0.3 | 0.01 | 0 | 0 | 0 | 0 | 0.3 | 0.05 | 0.02 | 0.01 | 0.01 | 0 | True | False | Non Federally-Regulated | 11/02/2023 |  | 11/09/2023
Luminii Corp | Minimo | MCA-TF-30K-10-V-**-** | Light Emitting Diode | Inseparable Luminaire | Direct Wired | 0-10 VDC Controls | 60.5 | 3080 | 0.0016 | 98 | 94 | 0 | 0.99 | Ambient | 50000 |  |  | 77000 | 0.01 | 13 | 12 | 0.33 | 0.14 | 0.12 | 0.08 | 0.02 | 0 | 0.3 | 0.01 | 0 | 0 | 0 | 0 | 0.3 | 0.05 | 0.02 | 0.01 | 0.01 | 0 | True | False | Non Federally-Regulated | 11/02/2023 |  | 11/09/2023
Luminii Corp | Minimo | MCA-TF-30K-10-U-**-** | Light Emitting Diode | Inseparable Luminaire | Direct Wired | 0-10 VDC Controls | 59.8 | 3080 | 0.0016 | 98 | 94 | 0 | 0.99 | Ambient | 50000 |  |  | 77000 | 0.01 | 13 | 12 | 0.33 | 0.14 | 0.12 | 0.08 | 0.02 | 0 | 0.3 | 0.01 | 0 | 0 | 0 | 0 | 0.3 | 0.05 | 0.02 | 0.01 | 0.01 | 0 | True | False | Non Federally-Regulated | 11/02/2023 |  | 11/09/2023
Luminii Corp | Minimo | MCA-TF-35K-10-N-**-** | Light Emitting Diode | Inseparable Luminaire | Direct Wired | 0-10 VDC Controls | 72.4 | 3500 | 0.001 | 98 | 94 | 0 | 0.99 | Ambient | 50000 |  |  | 77000 | 0.01 | 13 | 12 | 0.33 | 0.14 | 0.12 | 0.08 | 0.02 | 0 | 0.3 | 0.01 | 0 | 0 | 0 | 0 | 0.3 | 0.05 | 0.02 | 0.01 | 0.01 | 0 | True | False | Non Federally-Regulated | 11/02/2023 |  | 11/09/2023
Luminii Corp | Minimo | MCA-TF-35K-10-M-**-** | Light Emitting Diode | Inseparable Luminaire | Direct Wired | 0-10 VDC Controls | 71.5 | 3500 | 0.001 | 98 | 94 | 0 | 0.99 | Ambient | 50000 |  |  | 77000 | 0.01 | 13 | 12 | 0.33 | 0.14 | 0.12 | 0.08 | 0.02 | 0 | 0.3 | 0.01 | 0 | 0 | 0 | 0 | 0.3 | 0.05 | 0.02 | 0.01 | 0.01 | 0 | True | False | Non Federally-Regulated | 11/02/2023 |  | 11/09/2023
Luminii Corp | Minimo | MCA-TF-35K-10-W-**-** | Light Emitting Diode | Inseparable Luminaire | Direct Wired | 0-10 VDC Controls | 70.9 | 3500 | 0.001 | 98 | 94 | 0 | 0.99 | Ambient | 50000 |  |  | 77000 | 0.01 | 13 | 12 | 0.33 | 0.14 | 0.12 | 0.08 | 0.02 | 0 | 0.3 | 0.01 | 0 | 0 | 0 | 0 | 0.3 | 0.05 | 0.02 | 0.01 | 0.01 | 0 | True | False | Non Federally-Regulated | 11/02/2023 |  | 11/09/2023
Luminii Corp | Minimo | MCA-TF-35K-10-V-**-** | Light Emitting Diode | Inseparable Luminaire | Direct Wired | 0-10 VDC Controls | 63.6 | 3500 | 0.001 | 98 | 94 | 0 | 0.99 | Ambient | 50000 |  |  | 77000 | 0.01 | 13 | 12 | 0.33 | 0.14 | 0.12 | 0.08 | 0.02 | 0 | 0.3 | 0.01 | 0 | 0 | 0 | 0 | 0.3 | 0.05 | 0.02 | 0.01 | 0.01 | 0 | True | False | Non Federally-Regulated | 11/02/2023 |  | 11/09/2023
Luminii Corp | Minimo | MCA-TF-35K-10-U-**-** | Light Emitting Diode | Inseparable Luminaire | Direct Wired | 0-10 VDC Controls | 63 | 3500 | 0.001 | 98 | 94 | 0 | 0.99 | Ambient | 50000 |  |  | 77000 | 0.01 | 13 | 12 | 0.33 | 0.14 | 0.12 | 0.08 | 0.02 | 0 | 0.3 | 0.01 | 0 | 0 | 0 | 0 | 0.3 | 0.05 | 0.02 | 0.01 | 0.01 | 0 | True | False | Non Federally-Regulated | 11/02/2023 |  | 11/09/2023
Luminii Corp | Minimo | MCA-TF-40K-10-N-**-** | Light Emitting Diode | Inseparable Luminaire | Direct Wired | 0-10 VDC Controls | 72.4 | 4019 | -0.0043 | 98 | 91 | 0 | 0.99 | Ambient | 50000 |  |  | 77000 | 0.01 | 13 | 12 | 0.33 | 0.14 | 0.12 | 0.08 | 0.02 | 0 | 0.3 | 0.01 | 0 | 0 | 0 | 0 | 0.3 | 0.05 | 0.02 | 0.01 | 0.01 | 0 | True | False | Non Federally-Regulated | 11/02/2023 |  | 11/09/2023
Luminii Corp | Minimo | MCA-TF-40K-10-M-**-** | Light Emitting Diode | Inseparable Luminaire | Direct Wired | 0-10 VDC Controls | 71.5 | 4019 | -0.0043 | 98 | 91 | 0 | 0.99 | Ambient | 50000 |  |  | 77000 | 0.01 | 13 | 12 | 0.33 | 0.14 | 0.12 | 0.08 | 0.02 | 0 | 0.3 | 0.01 | 0 | 0 | 0 | 0 | 0.3 | 0.05 | 0.02 | 0.01 | 0.01 | 0 | True | False | Non Federally-Regulated | 11/02/2023 |  | 11/09/2023
Luminii Corp | Minimo | MCA-TF-40K-10-W-**-** | Light Emitting Diode | Inseparable Luminaire | Direct Wired | 0-10 VDC Controls | 70.9 | 4019 | -0.0043 | 98 | 91 | 0 | 0.99 | Ambient | 50000 |  |  | 77000 | 0.01 | 13 | 12 | 0.33 | 0.14 | 0.12 | 0.08 | 0.02 | 0 | 0.3 | 0.01 | 0 | 0 | 0 | 0 | 0.3 | 0.05 | 0.02 | 0.01 | 0.01 | 0 | True | False | Non Federally-Regulated | 11/02/2023 |  | 11/09/2023
Luminii Corp | Minimo | MCA-TF-40K-10-V-**-** | Light Emitting Diode | Inseparable Luminaire | Direct Wired | 0-10 VDC Controls | 63.6 | 4019 | -0.0043 | 98 | 91 | 0 | 0.99 | Ambient | 50000 |  |  | 77000 | 0.01 | 13 | 12 | 0.33 | 0.14 | 0.12 | 0.08 | 0.02 | 0 | 0.3 | 0.01 | 0 | 0 | 0 | 0 | 0.3 | 0.05 | 0.02 | 0.01 | 0.01 | 0 | True | False | Non Federally-Regulated | 11/02/2023 |  | 11/09/2023
Luminii Corp | Minimo | MCA-TF-40K-10-U-**-** | Light Emitting Diode | Inseparable Luminaire | Direct Wired | 0-10 VDC Controls | 63 | 4019 | -0.0043 | 98 | 91 | 0 | 0.99 | Ambient | 50000 |  |  | 77000 | 0.01 | 13 | 12 | 0.33 | 0.14 | 0.12 | 0.08 | 0.02 | 0 | 0.3 | 0.01 | 0 | 0 | 0 | 0 | 0.3 | 0.05 | 0.02 | 0.01 | 0.01 | 0 | True | False | Non Federally-Regulated | 11/02/2023 |  | 11/09/2023
Luminii Corp | Minimo | MCA-TF-WD3-10-N-**-** | Light Emitting Diode | Inseparable Luminaire | Direct Wired | 0-10 VDC Controls | 62.7 | 2400 | 0.001 | 98 | 59 | 0 | 0.99 | Ambient | 50000 |  |  | 77000 | 0.01 | 13 | 12 | 0.33 | 0.14 | 0.12 | 0.08 | 0.02 | 0 | 0.3 | 0.01 | 0 | 0 | 0 | 0 | 0.3 | 0.05 | 0.02 | 0.01 | 0.01 | 0 | True | False | Non Federally-Regulated | 11/02/2023 |  | 11/09/2023
Luminii Corp | Minimo | MCA-TF-WD3-10-M-**-** | Light Emitting Diode | Inseparable Luminaire | Direct Wired | 0-10 VDC Controls | 61.9 | 2400 | 0.001 | 98 | 59 | 0 | 0.99 | Ambient | 50000 |  |  | 77000 | 0.01 | 13 | 12 | 0.33 | 0.14 | 0.12 | 0.08 | 0.02 | 0 | 0.3 | 0.01 | 0 | 0 | 0 | 0 | 0.3 | 0.05 | 0.02 | 0.01 | 0.01 | 0 | True | False | Non Federally-Regulated | 11/02/2023 |  | 11/09/2023
Luminii Corp | Minimo | MCA-TF-WD3-10-W-**-** | Light Emitting Diode | Inseparable Luminaire | Direct Wired | 0-10 VDC Controls | 61.5 | 2400 | 0.001 | 98 | 59 | 0 | 0.99 | Ambient | 50000 |  |  | 77000 | 0.01 | 13 | 12 | 0.33 | 0.14 | 0.12 | 0.08 | 0.02 | 0 | 0.3 | 0.01 | 0 | 0 | 0 | 0 | 0.3 | 0.05 | 0.02 | 0.01 | 0.01 | 0 | True | False | Non Federally-Regulated | 11/02/2023 |  | 11/09/2023
Luminii Corp | Minimo | MCA-TF-WD3-10-V-**-** | Light Emitting Diode | Inseparable Luminaire | Direct Wired | 0-10 VDC Controls | 55.1 | 2400 | 0.001 | 98 | 59 | 0 | 0.99 | Ambient | 50000 |  |  | 77000 | 0.01 | 13 | 12 | 0.33 | 0.14 | 0.12 | 0.08 | 0.02 | 0 | 0.3 | 0.01 | 0 | 0 | 0 | 0 | 0.3 | 0.05 | 0.02 | 0.01 | 0.01 | 0 | True | False | Non Federally-Regulated | 11/02/2023 |  | 11/09/2023
Luminii Corp | Minimo | MCA-TF-WD3-10-U-**-** | Light Emitting Diode | Inseparable Luminaire | Direct Wired | 0-10 VDC Controls | 54.5 | 2400 | 0.001 | 98 | 59 | 0 | 0.99 | Ambient | 50000 |  |  | 77000 | 0.01 | 13 | 12 | 0.33 | 0.14 | 0.12 | 0.08 | 0.02 | 0 | 0.3 | 0.01 | 0 | 0 | 0 | 0 | 0.3 | 0.05 | 0.02 | 0.01 | 0.01 | 0 | True | False | Non Federally-Regulated | 11/02/2023 |  | 11/09/2023
Luminii Corp | Minimo | MCA-TF-TW3-10-N-**-** | Light Emitting Diode | Inseparable Luminaire | Direct Wired | 0-10 VDC Controls | 62.7 | 2400 | 0.001 | 98 | 59 | 0 | 0.99 | Ambient | 50000 |  |  | 77000 | 0.01 | 13 | 12 | 0.33 | 0.14 | 0.12 | 0.08 | 0.02 | 0 | 0.3 | 0.01 | 0 | 0 | 0 | 0 | 0.3 | 0.05 | 0.02 | 0.01 | 0.01 | 0 | True | False | Non Federally-Regulated | 11/02/2023 |  | 11/09/2023
Luminii Corp | Minimo | MCA-TF-TW3-10-M-**-** | Light Emitting Diode | Inseparable Luminaire | Direct Wired | 0-10 VDC Controls | 61.9 | 2400 | 0.001 | 98 | 59 | 0 | 0.99 | Ambient | 50000 |  |  | 77000 | 0.01 | 13 | 12 | 0.33 | 0.14 | 0.12 | 0.08 | 0.02 | 0 | 0.3 | 0.01 | 0 | 0 | 0 | 0 | 0.3 | 0.05 | 0.02 | 0.01 | 0.01 | 0 | True | False | Non Federally-Regulated | 11/02/2023 |  | 11/09/2023
Luminii Corp | Minimo | MCA-TF-TW3-10-W-**-** | Light Emitting Diode | Inseparable Luminaire | Direct Wired | 0-10 VDC Controls | 61.5 | 2400 | 0.001 | 98 | 59 | 0 | 0.99 | Ambient | 50000 |  |  | 77000 | 0.01 | 13 | 12 | 0.33 | 0.14 | 0.12 | 0.08 | 0.02 | 0 | 0.3 | 0.01 | 0 | 0 | 0 | 0 | 0.3 | 0.05 | 0.02 | 0.01 | 0.01 | 0 | True | False | Non Federally-Regulated | 11/02/2023 |  | 11/09/2023
Luminii Corp | Minimo | MCA-TF-TW3-10-V-**-** | Light Emitting Diode | Inseparable Luminaire | Direct Wired | 0-10 VDC Controls | 55.1 | 2400 | 0.001 | 98 | 59 | 0 | 0.99 | Ambient | 50000 |  |  | 77000 | 0.01 | 13 | 12 | 0.33 | 0.14 | 0.12 | 0.08 | 0.02 | 0 | 0.3 | 0.01 | 0 | 0 | 0 | 0 | 0.3 | 0.05 | 0.02 | 0.01 | 0.01 | 0 | True | False | Non Federally-Regulated | 11/02/2023 |  | 11/09/2023
Luminii Corp | Minimo | MCA-TF-TW3-10-U-**-** | Light Emitting Diode | Inseparable Luminaire | Direct Wired | 0-10 VDC Controls | 54.5 | 2400 | 0.001 | 98 | 59 | 0 | 0.99 | Ambient | 50000 |  |  | 77000 | 0.01 | 13 | 12 | 0.33 | 0.14 | 0.12 | 0.08 | 0.02 | 0 | 0.3 | 0.01 | 0 | 0 | 0 | 0 | 0.3 | 0.05 | 0.02 | 0.01 | 0.01 | 0 | True | False | Non Federally-Regulated | 11/02/2023 |  | 11/09/2023
Luminii Corp | Minimo | MCA-TF-TW5-10-N-**-** | Light Emitting Diode | Inseparable Luminaire | Direct Wired | 0-10 VDC Controls | 65.7 | 2700 | 0.001 | 98 | 93 | 0 | 0.99 | Ambient | 50000 |  |  | 77000 | 0.01 | 13 | 12 | 0.33 | 0.14 | 0.12 | 0.08 | 0.02 | 0 | 0.3 | 0.01 | 0 | 0 | 0 | 0 | 0.3 | 0.05 | 0.02 | 0.01 | 0.01 | 0 | True | False | Non Federally-Regulated | 11/02/2023 |  | 11/09/2023
Luminii Corp | Minimo | MCA-TF-TW5-10-M-**-** | Light Emitting Diode | Inseparable Luminaire | Direct Wired | 0-10 VDC Controls | 64.9 | 2700 | 0.001 | 98 | 93 | 0 | 0.99 | Ambient | 50000 |  |  | 77000 | 0.01 | 13 | 12 | 0.33 | 0.14 | 0.12 | 0.08 | 0.02 | 0 | 0.3 | 0.01 | 0 | 0 | 0 | 0 | 0.3 | 0.05 | 0.02 | 0.01 | 0.01 | 0 | True | False | Non Federally-Regulated | 11/02/2023 |  | 11/09/2023
Luminii Corp | Minimo | MCA-TF-TW5-10-W-**-** | Light Emitting Diode | Inseparable Luminaire | Direct Wired | 0-10 VDC Controls | 64.4 | 2700 | 0.001 | 98 | 93 | 0 | 0.99 | Ambient | 50000 |  |  | 77000 | 0.01 | 13 | 12 | 0.33 | 0.14 | 0.12 | 0.08 | 0.02 | 0 | 0.3 | 0.01 | 0 | 0 | 0 | 0 | 0.3 | 0.05 | 0.02 | 0.01 | 0.01 | 0 | True | False | Non Federally-Regulated | 11/02/2023 |  | 11/09/2023
Luminii Corp | Minimo | MCA-TF-TW5-10-V-**-** | Light Emitting Diode | Inseparable Luminaire | Direct Wired | 0-10 VDC Controls | 57.8 | 2700 | 0.001 | 98 | 93 | 0 | 0.99 | Ambient | 50000 |  |  | 77000 | 0.01 | 13 | 12 | 0.33 | 0.14 | 0.12 | 0.08 | 0.02 | 0 | 0.3 | 0.01 | 0 | 0 | 0 | 0 | 0.3 | 0.05 | 0.02 | 0.01 | 0.01 | 0 | True | False | Non Federally-Regulated | 11/02/2023 |  | 11/09/2023
Luminii Corp | Minimo | MCA-TF-TW5-10-U-**-** | Light Emitting Diode | Inseparable Luminaire | Direct Wired | 0-10 VDC Controls | 57.2 | 2700 | 0.001 | 98 | 93 | 0 | 0.99 | Ambient | 50000 |  |  | 77000 | 0.01 | 13 | 12 | 0.33 | 0.14 | 0.12 | 0.08 | 0.02 | 0 | 0.3 | 0.01 | 0 | 0 | 0 | 0 | 0.3 | 0.05 | 0.02 | 0.01 | 0.01 | 0 | True | False | Non Federally-Regulated | 11/02/2023 |  | 11/09/2023
Luminii Corp | Minimo | MPF-TF-24K-10-N-**-** | Light Emitting Diode | Inseparable Luminaire | Direct Wired | 0-10 VDC Controls | 62.7 | 2503 | 0.001 | 92 | 59 | 0 | 0.99 | Ambient | 50000 |  |  | 55000 | 0.01 | 13 | 12 | 0.33 | 0.14 | 0.12 | 0.08 | 0.02 | 0 | 0.3 | 0.01 | 0 | 0 | 0 | 0 | 0.3 | 0.05 | 0.02 | 0.01 | 0.01 | 0 | True | False | Non Federally-Regulated | 11/02/2023 |  | 11/09/2023
Luminii Corp | Minimo | MPF-TF-24K-10-M-**-** | Light Emitting Diode | Inseparable Luminaire | Direct Wired | 0-10 VDC Controls | 61.9 | 2503 | 0.001 | 92 | 59 | 0 | 0.99 | Ambient | 50000 |  |  | 55000 | 0.01 | 13 | 12 | 0.33 | 0.14 | 0.12 | 0.08 | 0.02 | 0 | 0.3 | 0.01 | 0 | 0 | 0 | 0 | 0.3 | 0.05 | 0.02 | 0.01 | 0.01 | 0 | True | False | Non Federally-Regulated | 11/02/2023 |  | 11/09/2023
Luminii Corp | Minimo | MPF-TF-24K-10-W-**-** | Light Emitting Diode | Inseparable Luminaire | Direct Wired | 0-10 VDC Controls | 61.5 | 2503 | 0.001 | 92 | 59 | 0 | 0.99 | Ambient | 50000 |  |  | 55000 | 0.01 | 13 | 12 | 0.33 | 0.14 | 0.12 | 0.08 | 0.02 | 0 | 0.3 | 0.01 | 0 | 0 | 0 | 0 | 0.3 | 0.05 | 0.02 | 0.01 | 0.01 | 0 | True | False | Non Federally-Regulated | 11/02/2023 |  | 11/09/2023
Luminii Corp | Minimo | MPF-TF-24K-10-V-**-** | Light Emitting Diode | Inseparable Luminaire | Direct Wired | 0-10 VDC Controls | 55.1 | 2503 | 0.001 | 92 | 59 | 0 | 0.99 | Ambient | 50000 |  |  | 55000 | 0.01 | 13 | 12 | 0.33 | 0.14 | 0.12 | 0.08 | 0.02 | 0 | 0.3 | 0.01 | 0 | 0 | 0 | 0 | 0.3 | 0.05 | 0.02 | 0.01 | 0.01 | 0 | True | False | Non Federally-Regulated | 11/02/2023 |  | 11/09/2023
Luminii Corp | Minimo | MPF-TF-24K-10-U-**-** | Light Emitting Diode | Inseparable Luminaire | Direct Wired | 0-10 VDC Controls | 54.5 | 2503 | 0.001 | 92 | 59 | 0 | 0.99 | Ambient | 50000 |  |  | 55000 | 0.01 | 13 | 12 | 0.33 | 0.14 | 0.12 | 0.08 | 0.02 | 0 | 0.3 | 0.01 | 0 | 0 | 0 | 0 | 0.3 | 0.05 | 0.02 | 0.01 | 0.01 | 0 | True | False | Non Federally-Regulated | 11/02/2023 |  | 11/09/2023
Luminii Corp | Minimo | MPF-TF-27K-10-N-**-** | Light Emitting Diode | Inseparable Luminaire | Direct Wired | 0-10 VDC Controls | 65.7 | 2700 | 0.0043 | 98 | 93 | 0 | 0.99 | Ambient | 50000 |  |  | 55000 | 0.01 | 13 | 12 | 0.33 | 0.14 | 0.12 | 0.08 | 0.02 | 0 | 0.3 | 0.01 | 0 | 0 | 0 | 0 | 0.3 | 0.05 | 0.02 | 0.01 | 0.01 | 0 | True | False | Non Federally-Regulated | 11/02/2023 |  | 11/09/2023
Luminii Corp | Minimo | MPF-TF-27K-10-M-**-** | Light Emitting Diode | Inseparable Luminaire | Direct Wired | 0-10 VDC Controls | 64.9 | 2700 | 0.0043 | 98 | 93 | 0 | 0.99 | Ambient | 50000 |  |  | 55000 | 0.01 | 13 | 12 | 0.33 | 0.14 | 0.12 | 0.08 | 0.02 | 0 | 0.3 | 0.01 | 0 | 0 | 0 | 0 | 0.3 | 0.05 | 0.02 | 0.01 | 0.01 | 0 | True | False | Non Federally-Regulated | 11/02/2023 |  | 11/09/2023
Luminii Corp | Minimo | MPF-TF-27K-10-W-**-** | Light Emitting Diode | Inseparable Luminaire | Direct Wired | 0-10 VDC Controls | 64.4 | 2700 | 0.0043 | 98 | 93 | 0 | 0.99 | Ambient | 50000 |  |  | 55000 | 0.01 | 13 | 12 | 0.33 | 0.14 | 0.12 | 0.08 | 0.02 | 0 | 0.3 | 0.01 | 0 | 0 | 0 | 0 | 0.3 | 0.05 | 0.02 | 0.01 | 0.01 | 0 | True | False | Non Federally-Regulated | 11/02/2023 |  | 11/09/2023
Luminii Corp | Minimo | MPF-TF-27K-10-V-**-** | Light Emitting Diode | Inseparable Luminaire | Direct Wired | 0-10 VDC Controls | 57.8 | 2700 | 0.0043 | 98 | 93 | 0 | 0.99 | Ambient | 50000 |  |  | 55000 | 0.01 | 13 | 12 | 0.33 | 0.14 | 0.12 | 0.08 | 0.02 | 0 | 0.3 | 0.01 | 0 | 0 | 0 | 0 | 0.3 | 0.05 | 0.02 | 0.01 | 0.01 | 0 | True | False | Non Federally-Regulated | 11/02/2023 |  | 11/09/2023
Luminii Corp | Minimo | MPF-TF-27K-10-U-**-** | Light Emitting Diode | Inseparable Luminaire | Direct Wired | 0-10 VDC Controls | 57.2 | 2700 | 0.0043 | 98 | 93 | 0 | 0.99 | Ambient | 50000 |  |  | 55000 | 0.01 | 13 | 12 | 0.33 | 0.14 | 0.12 | 0.08 | 0.02 | 0 | 0.3 | 0.01 | 0 | 0 | 0 | 0 | 0.3 | 0.05 | 0.02 | 0.01 | 0.01 | 0 | True | False | Non Federally-Regulated | 11/02/2023 |  | 11/09/2023
Luminii Corp | Minimo | MPF-TF-30K-10-N-**-** | Light Emitting Diode | Inseparable Luminaire | Direct Wired | 0-10 VDC Controls | 68.8 | 3103 | 0.0043 | 98 | 93 | 0 | 0.99 | Ambient | 50000 |  |  | 55000 | 0.01 | 13 | 12 | 0.33 | 0.14 | 0.12 | 0.08 | 0.02 | 0 | 0.3 | 0.01 | 0 | 0 | 0 | 0 | 0.3 | 0.05 | 0.02 | 0.01 | 0.01 | 0 | True | False | Non Federally-Regulated | 11/02/2023 |  | 11/09/2023
Luminii Corp | Minimo | MPF-TF-30K-10-M-**-** | Light Emitting Diode | Inseparable Luminaire | Direct Wired | 0-10 VDC Controls | 67.9 | 3103 | 0.0043 | 98 | 93 | 0 | 0.99 | Ambient | 50000 |  |  | 55000 | 0.01 | 13 | 12 | 0.33 | 0.14 | 0.12 | 0.08 | 0.02 | 0 | 0.3 | 0.01 | 0 | 0 | 0 | 0 | 0.3 | 0.05 | 0.02 | 0.01 | 0.01 | 0 | True | False | Non Federally-Regulated | 11/02/2023 |  | 11/09/2023
Luminii Corp | Minimo | MPF-TF-30K-10-W-**-** | Light Emitting Diode | Inseparable Luminaire | Direct Wired | 0-10 VDC Controls | 67.4 | 3103 | 0.0043 | 98 | 93 | 0 | 0.99 | Ambient | 50000 |  |  | 55000 | 0.01 | 13 | 12 | 0.33 | 0.14 | 0.12 | 0.08 | 0.02 | 0 | 0.3 | 0.01 | 0 | 0 | 0 | 0 | 0.3 | 0.05 | 0.02 | 0.01 | 0.01 | 0 | True | False | Non Federally-Regulated | 11/02/2023 |  | 11/09/2023
Luminii Corp | Minimo | MPF-TF-30K-10-V-**-** | Light Emitting Diode | Inseparable Luminaire | Direct Wired | 0-10 VDC Controls | 60.5 | 3103 | 0.0043 | 98 | 93 | 0 | 0.99 | Ambient | 50000 |  |  | 55000 | 0.01 | 13 | 12 | 0.33 | 0.14 | 0.12 | 0.08 | 0.02 | 0 | 0.3 | 0.01 | 0 | 0 | 0 | 0 | 0.3 | 0.05 | 0.02 | 0.01 | 0.01 | 0 | True | False | Non Federally-Regulated | 11/02/2023 |  | 11/09/2023
Luminii Corp | Minimo | MPF-TF-30K-10-U-**-** | Light Emitting Diode | Inseparable Luminaire | Direct Wired | 0-10 VDC Controls | 59.8 | 3103 | 0.0043 | 98 | 93 | 0 | 0.99 | Ambient | 50000 |  |  | 55000 | 0.01 | 13 | 12 | 0.33 | 0.14 | 0.12 | 0.08 | 0.02 | 0 | 0.3 | 0.01 | 0 | 0 | 0 | 0 | 0.3 | 0.05 | 0.02 | 0.01 | 0.01 | 0 | True | False | Non Federally-Regulated | 11/02/2023 |  | 11/09/2023
Luminii Corp | Minimo | MPF-TF-35K-10-N-**-** | Light Emitting Diode | Inseparable Luminaire | Direct Wired | 0-10 VDC Controls | 72.4 | 3500 | 0.0043 | 98 | 93 | 0 | 0.99 | Ambient | 50000 |  |  | 55000 | 0.01 | 13 | 12 | 0.33 | 0.14 | 0.12 | 0.08 | 0.02 | 0 | 0.3 | 0.01 | 0 | 0 | 0 | 0 | 0.3 | 0.05 | 0.02 | 0.01 | 0.01 | 0 | True | False | Non Federally-Regulated | 11/02/2023 |  | 11/09/2023
Luminii Corp | Minimo | MPF-TF-35K-10-M-**-** | Light Emitting Diode | Inseparable Luminaire | Direct Wired | 0-10 VDC Controls | 71.5 | 3500 | 0.0043 | 98 | 93 | 0 | 0.99 | Ambient | 50000 |  |  | 55000 | 0.01 | 13 | 12 | 0.33 | 0.14 | 0.12 | 0.08 | 0.02 | 0 | 0.3 | 0.01 | 0 | 0 | 0 | 0 | 0.3 | 0.05 | 0.02 | 0.01 | 0.01 | 0 | True | False | Non Federally-Regulated | 11/02/2023 |  | 11/09/2023
Luminii Corp | Minimo | MPF-TF-35K-10-W-**-** | Light Emitting Diode | Inseparable Luminaire | Direct Wired | 0-10 VDC Controls | 70.9 | 3500 | 0.0043 | 98 | 93 | 0 | 0.99 | Ambient | 50000 |  |  | 55000 | 0.01 | 13 | 12 | 0.33 | 0.14 | 0.12 | 0.08 | 0.02 | 0 | 0.3 | 0.01 | 0 | 0 | 0 | 0 | 0.3 | 0.05 | 0.02 | 0.01 | 0.01 | 0 | True | False | Non Federally-Regulated | 11/02/2023 |  | 11/09/2023
Luminii Corp | Minimo | MPF-TF-35K-10-V-**-** | Light Emitting Diode | Inseparable Luminaire | Direct Wired | 0-10 VDC Controls | 63.6 | 3500 | 0.0043 | 98 | 93 | 0 | 0.99 | Ambient | 50000 |  |  | 55000 | 0.01 | 13 | 12 | 0.33 | 0.14 | 0.12 | 0.08 | 0.02 | 0 | 0.3 | 0.01 | 0 | 0 | 0 | 0 | 0.3 | 0.05 | 0.02 | 0.01 | 0.01 | 0 | True | False | Non Federally-Regulated | 11/02/2023 |  | 11/09/2023
Luminii Corp | Minimo | MPF-TF-35K-10-U-**-** | Light Emitting Diode | Inseparable Luminaire | Direct Wired | 0-10 VDC Controls | 63 | 3500 | 0.0043 | 98 | 93 | 0 | 0.99 | Ambient | 50000 |  |  | 55000 | 0.01 | 13 | 12 | 0.33 | 0.14 | 0.12 | 0.08 | 0.02 | 0 | 0.3 | 0.01 | 0 | 0 | 0 | 0 | 0.3 | 0.05 | 0.02 | 0.01 | 0.01 | 0 | True | False | Non Federally-Regulated | 11/02/2023 |  | 11/09/2023
Luminii Corp | Minimo | MPF-TF-40K-10-N-**-** | Light Emitting Diode | Inseparable Luminaire | Direct Wired | 0-10 VDC Controls | 72.4 | 4019 | 0.0043 | 98 | 91 | 0 | 0.99 | Ambient | 50000 |  |  | 55000 | 0.01 | 13 | 12 | 0.33 | 0.14 | 0.12 | 0.08 | 0.02 | 0 | 0.3 | 0.01 | 0 | 0 | 0 | 0 | 0.3 | 0.05 | 0.02 | 0.01 | 0.01 | 0 | True | False | Non Federally-Regulated | 11/02/2023 |  | 11/09/2023
Luminii Corp | Minimo | MPF-TF-40K-10-M-**-** | Light Emitting Diode | Inseparable Luminaire | Direct Wired | 0-10 VDC Controls | 71.5 | 4019 | 0.0043 | 98 | 91 | 0 | 0.99 | Ambient | 50000 |  |  | 55000 | 0.01 | 13 | 12 | 0.33 | 0.14 | 0.12 | 0.08 | 0.02 | 0 | 0.3 | 0.01 | 0 | 0 | 0 | 0 | 0.3 | 0.05 | 0.02 | 0.01 | 0.01 | 0 | True | False | Non Federally-Regulated | 11/02/2023 |  | 11/09/2023
Luminii Corp | Minimo | MPF-TF-40K-10-W-**-** | Light Emitting Diode | Inseparable Luminaire | Direct Wired | 0-10 VDC Controls | 70.9 | 4019 | 0.0043 | 98 | 91 | 0 | 0.99 | Ambient | 50000 |  |  | 55000 | 0.01 | 13 | 12 | 0.33 | 0.14 | 0.12 | 0.08 | 0.02 | 0 | 0.3 | 0.01 | 0 | 0 | 0 | 0 | 0.3 | 0.05 | 0.02 | 0.01 | 0.01 | 0 | True | False | Non Federally-Regulated | 11/02/2023 |  | 11/09/2023
Luminii Corp | Minimo | MPF-TF-40K-10-V-**-** | Light Emitting Diode | Inseparable Luminaire | Direct Wired | 0-10 VDC Controls | 63.6 | 4019 | 0.0043 | 98 | 91 | 0 | 0.99 | Ambient | 50000 |  |  | 55000 | 0.01 | 13 | 12 | 0.33 | 0.14 | 0.12 | 0.08 | 0.02 | 0 | 0.3 | 0.01 | 0 | 0 | 0 | 0 | 0.3 | 0.05 | 0.02 | 0.01 | 0.01 | 0 | True | False | Non Federally-Regulated | 11/02/2023 |  | 11/09/2023
Luminii Corp | Minimo | MPF-TF-40K-10-U-**-** | Light Emitting Diode | Inseparable Luminaire | Direct Wired | 0-10 VDC Controls | 63 | 4019 | 0.0043 | 98 | 91 | 0 | 0.99 | Ambient | 50000 |  |  | 55000 | 0.01 | 13 | 12 | 0.33 | 0.14 | 0.12 | 0.08 | 0.02 | 0 | 0.3 | 0.01 | 0 | 0 | 0 | 0 | 0.3 | 0.05 | 0.02 | 0.01 | 0.01 | 0 | True | False | Non Federally-Regulated | 11/02/2023 |  | 11/09/2023
Luminii Corp | Minimo | MPF-TF-WD3-10-N-**-** | Light Emitting Diode | Inseparable Luminaire | Direct Wired | 0-10 VDC Controls | 62.7 | 2400 | 0.001 | 98 | 59 | 0 | 0.99 | Ambient | 50000 |  |  | 55000 | 0.01 | 13 | 12 | 0.33 | 0.14 | 0.12 | 0.08 | 0.02 | 0 | 0.3 | 0.01 | 0 | 0 | 0 | 0 | 0.3 | 0.05 | 0.02 | 0.01 | 0.01 | 0 | True | False | Non Federally-Regulated | 11/02/2023 |  | 11/09/2023
Luminii Corp | Minimo | MPF-TF-WD3-10-M-**-** | Light Emitting Diode | Inseparable Luminaire | Direct Wired | 0-10 VDC Controls | 61.9 | 2400 | 0.001 | 98 | 59 | 0 | 0.99 | Ambient | 50000 |  |  | 55000 | 0.01 | 13 | 12 | 0.33 | 0.14 | 0.12 | 0.08 | 0.02 | 0 | 0.3 | 0.01 | 0 | 0 | 0 | 0 | 0.3 | 0.05 | 0.02 | 0.01 | 0.01 | 0 | True | False | Non Federally-Regulated | 11/02/2023 |  | 11/09/2023
Luminii Corp | Minimo | MPF-TF-WD3-10-W-**-** | Light Emitting Diode | Inseparable Luminaire | Direct Wired | 0-10 VDC Controls | 61.5 | 2400 | 0.001 | 98 | 59 | 0 | 0.99 | Ambient | 50000 |  |  | 55000 | 0.01 | 13 | 12 | 0.33 | 0.14 | 0.12 | 0.08 | 0.02 | 0 | 0.3 | 0.01 | 0 | 0 | 0 | 0 | 0.3 | 0.05 | 0.02 | 0.01 | 0.01 | 0 | True | False | Non Federally-Regulated | 11/02/2023 |  | 11/09/2023
Luminii Corp | Minimo | MPF-TF-WD3-10-V-**-** | Light Emitting Diode | Inseparable Luminaire | Direct Wired | 0-10 VDC Controls | 55.1 | 2400 | 0.001 | 98 | 59 | 0 | 0.99 | Ambient | 50000 |  |  | 55000 | 0.01 | 13 | 12 | 0.33 | 0.14 | 0.12 | 0.08 | 0.02 | 0 | 0.3 | 0.01 | 0 | 0 | 0 | 0 | 0.3 | 0.05 | 0.02 | 0.01 | 0.01 | 0 | True | False | Non Federally-Regulated | 11/02/2023 |  | 11/09/2023
Luminii Corp | Minimo | MPF-TF-WD3-10-U-**-** | Light Emitting Diode | Inseparable Luminaire | Direct Wired | 0-10 VDC Controls | 54.5 | 2400 | 0.001 | 98 | 59 | 0 | 0.99 | Ambient | 50000 |  |  | 55000 | 0.01 | 13 | 12 | 0.33 | 0.14 | 0.12 | 0.08 | 0.02 | 0 | 0.3 | 0.01 | 0 | 0 | 0 | 0 | 0.3 | 0.05 | 0.02 | 0.01 | 0.01 | 0 | True | False | Non Federally-Regulated | 11/02/2023 |  | 11/09/2023
Luminii Corp | Minimo | MPF-TF-TW3-10-N-**-** | Light Emitting Diode | Inseparable Luminaire | Direct Wired | 0-10 VDC Controls | 62.7 | 2400 | 0.001 | 98 | 59 | 0 | 0.99 | Ambient | 50000 |  |  | 55000 | 0.01 | 13 | 12 | 0.33 | 0.14 | 0.12 | 0.08 | 0.02 | 0 | 0.3 | 0.01 | 0 | 0 | 0 | 0 | 0.3 | 0.05 | 0.02 | 0.01 | 0.01 | 0 | True | False | Non Federally-Regulated | 11/02/2023 |  | 11/09/2023
Luminii Corp | Minimo | MPF-TF-TW3-10-M-**-** | Light Emitting Diode | Inseparable Luminaire | Direct Wired | 0-10 VDC Controls | 61.9 | 2400 | 0.001 | 98 | 59 | 0 | 0.99 | Ambient | 50000 |  |  | 55000 | 0.01 | 13 | 12 | 0.33 | 0.14 | 0.12 | 0.08 | 0.02 | 0 | 0.3 | 0.01 | 0 | 0 | 0 | 0 | 0.3 | 0.05 | 0.02 | 0.01 | 0.01 | 0 | True | False | Non Federally-Regulated | 11/02/2023 |  | 11/09/2023
Luminii Corp | Minimo | MPF-TF-TW3-10-W-**-** | Light Emitting Diode | Inseparable Luminaire | Direct Wired | 0-10 VDC Controls | 61.5 | 2400 | 0.001 | 98 | 59 | 0 | 0.99 | Ambient | 50000 |  |  | 55000 | 0.01 | 13 | 12 | 0.33 | 0.14 | 0.12 | 0.08 | 0.02 | 0 | 0.3 | 0.01 | 0 | 0 | 0 | 0 | 0.3 | 0.05 | 0.02 | 0.01 | 0.01 | 0 | True | False | Non Federally-Regulated | 11/02/2023 |  | 11/09/2023
Luminii Corp | Minimo | MPF-TF-TW3-10-V-**-** | Light Emitting Diode | Inseparable Luminaire | Direct Wired | 0-10 VDC Controls | 55.1 | 2400 | 0.001 | 98 | 59 | 0 | 0.99 | Ambient | 50000 |  |  | 55000 | 0.01 | 13 | 12 | 0.33 | 0.14 | 0.12 | 0.08 | 0.02 | 0 | 0.3 | 0.01 | 0 | 0 | 0 | 0 | 0.3 | 0.05 | 0.02 | 0.01 | 0.01 | 0 | True | False | Non Federally-Regulated | 11/02/2023 |  | 11/09/2023
Luminii Corp | Minimo | MPF-TF-TW3-10-U-**-** | Light Emitting Diode | Inseparable Luminaire | Direct Wired | 0-10 VDC Controls | 54.5 | 2400 | 0.001 | 98 | 59 | 0 | 0.99 | Ambient | 50000 |  |  | 55000 | 0.01 | 13 | 12 | 0.33 | 0.14 | 0.12 | 0.08 | 0.02 | 0 | 0.3 | 0.01 | 0 | 0 | 0 | 0 | 0.3 | 0.05 | 0.02 | 0.01 | 0.01 | 0 | True | False | Non Federally-Regulated | 11/02/2023 |  | 11/09/2023
Luminii Corp | Minimo | MPF-TF-TW5-10-N-**-** | Light Emitting Diode | Inseparable Luminaire | Direct Wired | 0-10 VDC Controls | 65.7 | 2700 | 0.0043 | 98 | 93 | 0 | 0.99 | Ambient | 50000 |  |  | 55000 | 0.01 | 13 | 12 | 0.33 | 0.14 | 0.12 | 0.08 | 0.02 | 0 | 0.3 | 0.01 | 0 | 0 | 0 | 0 | 0.3 | 0.05 | 0.02 | 0.01 | 0.01 | 0 | True | False | Non Federally-Regulated | 11/02/2023 |  | 11/09/2023
Luminii Corp | Minimo | MPF-TF-TW5-10-M-**-** | Light Emitting Diode | Inseparable Luminaire | Direct Wired | 0-10 VDC Controls | 64.9 | 2700 | 0.0043 | 98 | 93 | 0 | 0.99 | Ambient | 50000 |  |  | 55000 | 0.01 | 13 | 12 | 0.33 | 0.14 | 0.12 | 0.08 | 0.02 | 0 | 0.3 | 0.01 | 0 | 0 | 0 | 0 | 0.3 | 0.05 | 0.02 | 0.01 | 0.01 | 0 | True | False | Non Federally-Regulated | 11/02/2023 |  | 11/09/2023
Luminii Corp | Minimo | MPF-TF-TW5-10-W-**-** | Light Emitting Diode | Inseparable Luminaire | Direct Wired | 0-10 VDC Controls | 64.4 | 2700 | 0.0043 | 98 | 93 | 0 | 0.99 | Ambient | 50000 |  |  | 55000 | 0.01 | 13 | 12 | 0.33 | 0.14 | 0.12 | 0.08 | 0.02 | 0 | 0.3 | 0.01 | 0 | 0 | 0 | 0 | 0.3 | 0.05 | 0.02 | 0.01 | 0.01 | 0 | True | False | Non Federally-Regulated | 11/02/2023 |  | 11/09/2023
Luminii Corp | Minimo | MPF-TF-TW5-10-V-**-** | Light Emitting Diode | Inseparable Luminaire | Direct Wired | 0-10 VDC Controls | 57.8 | 2700 | 0.0043 | 98 | 93 | 0 | 0.99 | Ambient | 50000 |  |  | 55000 | 0.01 | 13 | 12 | 0.33 | 0.14 | 0.12 | 0.08 | 0.02 | 0 | 0.3 | 0.01 | 0 | 0 | 0 | 0 | 0.3 | 0.05 | 0.02 | 0.01 | 0.01 | 0 | True | False | Non Federally-Regulated | 11/02/2023 |  | 11/09/2023
Luminii Corp | Minimo | MPF-TF-TW5-10-U-**-** | Light Emitting Diode | Inseparable Luminaire | Direct Wired | 0-10 VDC Controls | 57.2 | 2700 | 0.0043 | 98 | 93 | 0 | 0.99 | Ambient | 50000 |  |  | 55000 | 0.01 | 13 | 12 | 0.33 | 0.14 | 0.12 | 0.08 | 0.02 | 0 | 0.3 | 0.01 | 0 | 0 | 0 | 0 | 0.3 | 0.05 | 0.02 | 0.01 | 0.01 | 0 | True | False | Non Federally-Regulated | 11/02/2023 |  | 11/09/2023
Luminii Corp | Minimo | MPF-TB-24K-10-N-**-** | Light Emitting Diode | Inseparable Luminaire | Direct Wired | 0-10 VDC Controls | 62.7 | 2503 | 0.001 | 92 | 59 | 0 | 0.99 | Ambient | 50000 |  |  | 55000 | 0.01 | 13 | 12 | 0.33 | 0.14 | 0.12 | 0.08 | 0.02 | 0 | 0.3 | 0.01 | 0 | 0 | 0 | 0 | 0.3 | 0.05 | 0.02 | 0.01 | 0.01 | 0 | True | False | Non Federally-Regulated | 11/02/2023 |  | 11/09/2023
Luminii Corp | Minimo | MPF-TB-24K-10-M-**-** | Light Emitting Diode | Inseparable Luminaire | Direct Wired | 0-10 VDC Controls | 61.9 | 2503 | 0.001 | 92 | 59 | 0 | 0.99 | Ambient | 50000 |  |  | 55000 | 0.01 | 13 | 12 | 0.33 | 0.14 | 0.12 | 0.08 | 0.02 | 0 | 0.3 | 0.01 | 0 | 0 | 0 | 0 | 0.3 | 0.05 | 0.02 | 0.01 | 0.01 | 0 | True | False | Non Federally-Regulated | 11/02/2023 |  | 11/09/2023
Luminii Corp | Minimo | MPF-TB-24K-10-W-**-** | Light Emitting Diode | Inseparable Luminaire | Direct Wired | 0-10 VDC Controls | 61.5 | 2503 | 0.001 | 92 | 59 | 0 | 0.99 | Ambient | 50000 |  |  | 55000 | 0.01 | 13 | 12 | 0.33 | 0.14 | 0.12 | 0.08 | 0.02 | 0 | 0.3 | 0.01 | 0 | 0 | 0 | 0 | 0.3 | 0.05 | 0.02 | 0.01 | 0.01 | 0 | True | False | Non Federally-Regulated | 11/02/2023 |  | 11/09/2023
Luminii Corp | Minimo | MPF-TB-24K-10-V-**-** | Light Emitting Diode | Inseparable Luminaire | Direct Wired | 0-10 VDC Controls | 55.1 | 2503 | 0.001 | 92 | 59 | 0 | 0.99 | Ambient | 50000 |  |  | 55000 | 0.01 | 13 | 12 | 0.33 | 0.14 | 0.12 | 0.08 | 0.02 | 0 | 0.3 | 0.01 | 0 | 0 | 0 | 0 | 0.3 | 0.05 | 0.02 | 0.01 | 0.01 | 0 | True | False | Non Federally-Regulated | 11/02/2023 |  | 11/09/2023
Luminii Corp | Minimo | MPF-TB-24K-10-U-**-** | Light Emitting Diode | Inseparable Luminaire | Direct Wired | 0-10 VDC Controls | 54.5 | 2503 | 0.001 | 92 | 59 | 0 | 0.99 | Ambient | 50000 |  |  | 55000 | 0.01 | 13 | 12 | 0.33 | 0.14 | 0.12 | 0.08 | 0.02 | 0 | 0.3 | 0.01 | 0 | 0 | 0 | 0 | 0.3 | 0.05 | 0.02 | 0.01 | 0.01 | 0 | True | False | Non Federally-Regulated | 11/02/2023 |  | 11/09/2023
Luminii Corp | Minimo | MPF-TB-27K-10-N-**-** | Light Emitting Diode | Inseparable Luminaire | Direct Wired | 0-10 VDC Controls | 65.7 | 2700 | 0.001 | 98 | 94 | 0 | 0.99 | Ambient | 50000 |  |  | 55000 | 0.01 | 13 | 12 | 0.33 | 0.14 | 0.12 | 0.08 | 0.02 | 0 | 0.3 | 0.01 | 0 | 0 | 0 | 0 | 0.3 | 0.05 | 0.02 | 0.01 | 0.01 | 0 | True | False | Non Federally-Regulated | 11/02/2023 |  | 11/09/2023
Luminii Corp | Minimo | MPF-TB-27K-10-M-**-** | Light Emitting Diode | Inseparable Luminaire | Direct Wired | 0-10 VDC Controls | 64.9 | 2700 | 0.001 | 98 | 94 | 0 | 0.99 | Ambient | 50000 |  |  | 55000 | 0.01 | 13 | 12 | 0.33 | 0.14 | 0.12 | 0.08 | 0.02 | 0 | 0.3 | 0.01 | 0 | 0 | 0 | 0 | 0.3 | 0.05 | 0.02 | 0.01 | 0.01 | 0 | True | False | Non Federally-Regulated | 11/02/2023 |  | 11/09/2023
Luminii Corp | Minimo | MPF-TB-27K-10-W-**-** | Light Emitting Diode | Inseparable Luminaire | Direct Wired | 0-10 VDC Controls | 64.4 | 2700 | 0.001 | 98 | 94 | 0 | 0.99 | Ambient | 50000 |  |  | 55000 | 0.01 | 13 | 12 | 0.33 | 0.14 | 0.12 | 0.08 | 0.02 | 0 | 0.3 | 0.01 | 0 | 0 | 0 | 0 | 0.3 | 0.05 | 0.02 | 0.01 | 0.01 | 0 | True | False | Non Federally-Regulated | 11/02/2023 |  | 11/09/2023
Luminii Corp | Minimo | MPF-TB-27K-10-V-**-** | Light Emitting Diode | Inseparable Luminaire | Direct Wired | 0-10 VDC Controls | 57.8 | 2700 | 0.001 | 98 | 94 | 0 | 0.99 | Ambient | 50000 |  |  | 55000 | 0.01 | 13 | 12 | 0.33 | 0.14 | 0.12 | 0.08 | 0.02 | 0 | 0.3 | 0.01 | 0 | 0 | 0 | 0 | 0.3 | 0.05 | 0.02 | 0.01 | 0.01 | 0 | True | False | Non Federally-Regulated | 11/02/2023 |  | 11/09/2023
Luminii Corp | Minimo | MPF-TB-27K-10-U-**-** | Light Emitting Diode | Inseparable Luminaire | Direct Wired | 0-10 VDC Controls | 57.2 | 2700 | 0.001 | 98 | 94 | 0 | 0.99 | Ambient | 50000 |  |  | 55000 | 0.01 | 13 | 12 | 0.33 | 0.14 | 0.12 | 0.08 | 0.02 | 0 | 0.3 | 0.01 | 0 | 0 | 0 | 0 | 0.3 | 0.05 | 0.02 | 0.01 | 0.01 | 0 | True | False | Non Federally-Regulated | 11/02/2023 |  | 11/09/2023
Luminii Corp | Minimo | MPF-TB-30K-10-N-**-** | Light Emitting Diode | Inseparable Luminaire | Direct Wired | 0-10 VDC Controls | 68.8 | 3080 | 0.0016 | 98 | 94 | 0 | 0.99 | Ambient | 50000 |  |  | 55000 | 0.01 | 13 | 12 | 0.33 | 0.14 | 0.12 | 0.08 | 0.02 | 0 | 0.3 | 0.01 | 0 | 0 | 0 | 0 | 0.3 | 0.05 | 0.02 | 0.01 | 0.01 | 0 | True | False | Non Federally-Regulated | 11/02/2023 |  | 11/09/2023
Luminii Corp | Minimo | MPF-TB-30K-10-M-**-** | Light Emitting Diode | Inseparable Luminaire | Direct Wired | 0-10 VDC Controls | 67.9 | 3080 | 0.0016 | 98 | 94 | 0 | 0.99 | Ambient | 50000 |  |  | 55000 | 0.01 | 13 | 12 | 0.33 | 0.14 | 0.12 | 0.08 | 0.02 | 0 | 0.3 | 0.01 | 0 | 0 | 0 | 0 | 0.3 | 0.05 | 0.02 | 0.01 | 0.01 | 0 | True | False | Non Federally-Regulated | 11/02/2023 |  | 11/09/2023
Luminii Corp | Minimo | MPF-TB-30K-10-W-**-** | Light Emitting Diode | Inseparable Luminaire | Direct Wired | 0-10 VDC Controls | 67.4 | 3080 | 0.0016 | 98 | 94 | 0 | 0.99 | Ambient | 50000 |  |  | 55000 | 0.01 | 13 | 12 | 0.33 | 0.14 | 0.12 | 0.08 | 0.02 | 0 | 0.3 | 0.01 | 0 | 0 | 0 | 0 | 0.3 | 0.05 | 0.02 | 0.01 | 0.01 | 0 | True | False | Non Federally-Regulated | 11/02/2023 |  | 11/09/2023
Luminii Corp | Minimo | MPF-TB-30K-10-V-**-** | Light Emitting Diode | Inseparable Luminaire | Direct Wired | 0-10 VDC Controls | 60.5 | 3080 | 0.0016 | 98 | 94 | 0 | 0.99 | Ambient | 50000 |  |  | 55000 | 0.01 | 13 | 12 | 0.33 | 0.14 | 0.12 | 0.08 | 0.02 | 0 | 0.3 | 0.01 | 0 | 0 | 0 | 0 | 0.3 | 0.05 | 0.02 | 0.01 | 0.01 | 0 | True | False | Non Federally-Regulated | 11/02/2023 |  | 11/09/2023
Luminii Corp | Minimo | MPF-TB-30K-10-U-**-** | Light Emitting Diode | Inseparable Luminaire | Direct Wired | 0-10 VDC Controls | 59.8 | 3080 | 0.0016 | 98 | 94 | 0 | 0.99 | Ambient | 50000 |  |  | 55000 | 0.01 | 13 | 12 | 0.33 | 0.14 | 0.12 | 0.08 | 0.02 | 0 | 0.3 | 0.01 | 0 | 0 | 0 | 0 | 0.3 | 0.05 | 0.02 | 0.01 | 0.01 | 0 | True | False | Non Federally-Regulated | 11/02/2023 |  | 11/09/2023
Luminii Corp | Minimo | MPF-TB-35K-10-N-**-** | Light Emitting Diode | Inseparable Luminaire | Direct Wired | 0-10 VDC Controls | 72.4 | 3500 | 0.001 | 98 | 94 | 0 | 0.99 | Ambient | 50000 |  |  | 55000 | 0.01 | 13 | 12 | 0.33 | 0.14 | 0.12 | 0.08 | 0.02 | 0 | 0.3 | 0.01 | 0 | 0 | 0 | 0 | 0.3 | 0.05 | 0.02 | 0.01 | 0.01 | 0 | True | False | Non Federally-Regulated | 11/02/2023 |  | 11/09/2023
Luminii Corp | Minimo | MPF-TB-35K-10-M-**-** | Light Emitting Diode | Inseparable Luminaire | Direct Wired | 0-10 VDC Controls | 71.5 | 3500 | 0.001 | 98 | 94 | 0 | 0.99 | Ambient | 50000 |  |  | 55000 | 0.01 | 13 | 12 | 0.33 | 0.14 | 0.12 | 0.08 | 0.02 | 0 | 0.3 | 0.01 | 0 | 0 | 0 | 0 | 0.3 | 0.05 | 0.02 | 0.01 | 0.01 | 0 | True | False | Non Federally-Regulated | 11/02/2023 |  | 11/09/2023
Luminii Corp | Minimo | MPF-TB-35K-10-W-**-** | Light Emitting Diode | Inseparable Luminaire | Direct Wired | 0-10 VDC Controls | 70.9 | 3500 | 0.001 | 98 | 94 | 0 | 0.99 | Ambient | 50000 |  |  | 55000 | 0.01 | 13 | 12 | 0.33 | 0.14 | 0.12 | 0.08 | 0.02 | 0 | 0.3 | 0.01 | 0 | 0 | 0 | 0 | 0.3 | 0.05 | 0.02 | 0.01 | 0.01 | 0 | True | False | Non Federally-Regulated | 11/02/2023 |  | 11/09/2023
Luminii Corp | Minimo | MPF-TB-35K-10-V-**-** | Light Emitting Diode | Inseparable Luminaire | Direct Wired | 0-10 VDC Controls | 63.6 | 3500 | 0.001 | 98 | 94 | 0 | 0.99 | Ambient | 50000 |  |  | 55000 | 0.01 | 13 | 12 | 0.33 | 0.14 | 0.12 | 0.08 | 0.02 | 0 | 0.3 | 0.01 | 0 | 0 | 0 | 0 | 0.3 | 0.05 | 0.02 | 0.01 | 0.01 | 0 | True | False | Non Federally-Regulated | 11/02/2023 |  | 11/09/2023
Luminii Corp | Minimo | MPF-TB-35K-10-U-**-** | Light Emitting Diode | Inseparable Luminaire | Direct Wired | 0-10 VDC Controls | 63 | 3500 | 0.001 | 98 | 94 | 0 | 0.99 | Ambient | 50000 |  |  | 55000 | 0.01 | 13 | 12 | 0.33 | 0.14 | 0.12 | 0.08 | 0.02 | 0 | 0.3 | 0.01 | 0 | 0 | 0 | 0 | 0.3 | 0.05 | 0.02 | 0.01 | 0.01 | 0 | True | False | Non Federally-Regulated | 11/02/2023 |  | 11/09/2023
Luminii Corp | Minimo | MPF-TB-40K-10-N-**-** | Light Emitting Diode | Inseparable Luminaire | Direct Wired | 0-10 VDC Controls | 72.4 | 4019 | -0.0043 | 98 | 91 | 0 | 0.99 | Ambient | 50000 |  |  | 55000 | 0.01 | 13 | 12 | 0.33 | 0.14 | 0.12 | 0.08 | 0.02 | 0 | 0.3 | 0.01 | 0 | 0 | 0 | 0 | 0.3 | 0.05 | 0.02 | 0.01 | 0.01 | 0 | True | False | Non Federally-Regulated | 11/02/2023 |  | 11/09/2023
Luminii Corp | Minimo | MPF-TB-40K-10-M-**-** | Light Emitting Diode | Inseparable Luminaire | Direct Wired | 0-10 VDC Controls | 71.5 | 4019 | -0.0043 | 98 | 91 | 0 | 0.99 | Ambient | 50000 |  |  | 55000 | 0.01 | 13 | 12 | 0.33 | 0.14 | 0.12 | 0.08 | 0.02 | 0 | 0.3 | 0.01 | 0 | 0 | 0 | 0 | 0.3 | 0.05 | 0.02 | 0.01 | 0.01 | 0 | True | False | Non Federally-Regulated | 11/02/2023 |  | 11/09/2023
Luminii Corp | Minimo | MPF-TB-40K-10-W-**-** | Light Emitting Diode | Inseparable Luminaire | Direct Wired | 0-10 VDC Controls | 70.9 | 4019 | -0.0043 | 98 | 91 | 0 | 0.99 | Ambient | 50000 |  |  | 55000 | 0.01 | 13 | 12 | 0.33 | 0.14 | 0.12 | 0.08 | 0.02 | 0 | 0.3 | 0.01 | 0 | 0 | 0 | 0 | 0.3 | 0.05 | 0.02 | 0.01 | 0.01 | 0 | True | False | Non Federally-Regulated | 11/02/2023 |  | 11/09/2023
Luminii Corp | Minimo | MPF-TB-40K-10-V-**-** | Light Emitting Diode | Inseparable Luminaire | Direct Wired | 0-10 VDC Controls | 63.6 | 4019 | -0.0043 | 98 | 91 | 0 | 0.99 | Ambient | 50000 |  |  | 55000 | 0.01 | 13 | 12 | 0.33 | 0.14 | 0.12 | 0.08 | 0.02 | 0 | 0.3 | 0.01 | 0 | 0 | 0 | 0 | 0.3 | 0.05 | 0.02 | 0.01 | 0.01 | 0 | True | False | Non Federally-Regulated | 11/02/2023 |  | 11/09/2023
Luminii Corp | Minimo | MPF-TB-40K-10-U-**-** | Light Emitting Diode | Inseparable Luminaire | Direct Wired | 0-10 VDC Controls | 63 | 4019 | -0.0043 | 98 | 91 | 0 | 0.99 | Ambient | 50000 |  |  | 55000 | 0.01 | 13 | 12 | 0.33 | 0.14 | 0.12 | 0.08 | 0.02 | 0 | 0.3 | 0.01 | 0 | 0 | 0 | 0 | 0.3 | 0.05 | 0.02 | 0.01 | 0.01 | 0 | True | False | Non Federally-Regulated | 11/02/2023 |  | 11/09/2023
Luminii Corp | Minimo | MPF-TB-WD3-10-N-**-** | Light Emitting Diode | Inseparable Luminaire | Direct Wired | 0-10 VDC Controls | 62.7 | 2400 | 0.001 | 98 | 59 | 0 | 0.99 | Ambient | 50000 |  |  | 55000 | 0.01 | 13 | 12 | 0.33 | 0.14 | 0.12 | 0.08 | 0.02 | 0 | 0.3 | 0.01 | 0 | 0 | 0 | 0 | 0.3 | 0.05 | 0.02 | 0.01 | 0.01 | 0 | True | False | Non Federally-Regulated | 11/02/2023 |  | 11/09/2023
Luminii Corp | Minimo | MPF-TB-WD3-10-M-**-** | Light Emitting Diode | Inseparable Luminaire | Direct Wired | 0-10 VDC Controls | 61.9 | 2400 | 0.001 | 98 | 59 | 0 | 0.99 | Ambient | 50000 |  |  | 55000 | 0.01 | 13 | 12 | 0.33 | 0.14 | 0.12 | 0.08 | 0.02 | 0 | 0.3 | 0.01 | 0 | 0 | 0 | 0 | 0.3 | 0.05 | 0.02 | 0.01 | 0.01 | 0 | True | False | Non Federally-Regulated | 11/02/2023 |  | 11/09/2023
Luminii Corp | Minimo | MPF-TB-WD3-10-W-**-** | Light Emitting Diode | Inseparable Luminaire | Direct Wired | 0-10 VDC Controls | 61.5 | 2400 | 0.001 | 98 | 59 | 0 | 0.99 | Ambient | 50000 |  |  | 55000 | 0.01 | 13 | 12 | 0.33 | 0.14 | 0.12 | 0.08 | 0.02 | 0 | 0.3 | 0.01 | 0 | 0 | 0 | 0 | 0.3 | 0.05 | 0.02 | 0.01 | 0.01 | 0 | True | False | Non Federally-Regulated | 11/02/2023 |  | 11/09/2023
Luminii Corp | Minimo | MPF-TB-WD3-10-V-**-** | Light Emitting Diode | Inseparable Luminaire | Direct Wired | 0-10 VDC Controls | 55.1 | 2400 | 0.001 | 98 | 59 | 0 | 0.99 | Ambient | 50000 |  |  | 55000 | 0.01 | 13 | 12 | 0.33 | 0.14 | 0.12 | 0.08 | 0.02 | 0 | 0.3 | 0.01 | 0 | 0 | 0 | 0 | 0.3 | 0.05 | 0.02 | 0.01 | 0.01 | 0 | True | False | Non Federally-Regulated | 11/02/2023 |  | 11/09/2023
Luminii Corp | Minimo | MPF-TB-WD3-10-U-**-** | Light Emitting Diode | Inseparable Luminaire | Direct Wired | 0-10 VDC Controls | 54.5 | 2400 | 0.001 | 98 | 59 | 0 | 0.99 | Ambient | 50000 |  |  | 55000 | 0.01 | 13 | 12 | 0.33 | 0.14 | 0.12 | 0.08 | 0.02 | 0 | 0.3 | 0.01 | 0 | 0 | 0 | 0 | 0.3 | 0.05 | 0.02 | 0.01 | 0.01 | 0 | True | False | Non Federally-Regulated | 11/02/2023 |  | 11/09/2023
Luminii Corp | Minimo | MPF-TB-TW3-10-N-**-** | Light Emitting Diode | Inseparable Luminaire | Direct Wired | 0-10 VDC Controls | 62.7 | 2400 | 0.001 | 98 | 59 | 0 | 0.99 | Ambient | 50000 |  |  | 55000 | 0.01 | 13 | 12 | 0.33 | 0.14 | 0.12 | 0.08 | 0.02 | 0 | 0.3 | 0.01 | 0 | 0 | 0 | 0 | 0.3 | 0.05 | 0.02 | 0.01 | 0.01 | 0 | True | False | Non Federally-Regulated | 11/02/2023 |  | 11/09/2023
Luminii Corp | Minimo | MPF-TB-TW3-10-M-**-** | Light Emitting Diode | Inseparable Luminaire | Direct Wired | 0-10 VDC Controls | 61.9 | 2400 | 0.001 | 98 | 59 | 0 | 0.99 | Ambient | 50000 |  |  | 55000 | 0.01 | 13 | 12 | 0.33 | 0.14 | 0.12 | 0.08 | 0.02 | 0 | 0.3 | 0.01 | 0 | 0 | 0 | 0 | 0.3 | 0.05 | 0.02 | 0.01 | 0.01 | 0 | True | False | Non Federally-Regulated | 11/02/2023 |  | 11/09/2023
Luminii Corp | Minimo | MPF-TB-TW3-10-W-**-** | Light Emitting Diode | Inseparable Luminaire | Direct Wired | 0-10 VDC Controls | 61.5 | 2400 | 0.001 | 98 | 59 | 0 | 0.99 | Ambient | 50000 |  |  | 55000 | 0.01 | 13 | 12 | 0.33 | 0.14 | 0.12 | 0.08 | 0.02 | 0 | 0.3 | 0.01 | 0 | 0 | 0 | 0 | 0.3 | 0.05 | 0.02 | 0.01 | 0.01 | 0 | True | False | Non Federally-Regulated | 11/02/2023 |  | 11/09/2023
Luminii Corp | Minimo | MPF-TB-TW3-10-V-**-** | Light Emitting Diode | Inseparable Luminaire | Direct Wired | 0-10 VDC Controls | 55.1 | 2400 | 0.001 | 98 | 59 | 0 | 0.99 | Ambient | 50000 |  |  | 55000 | 0.01 | 13 | 12 | 0.33 | 0.14 | 0.12 | 0.08 | 0.02 | 0 | 0.3 | 0.01 | 0 | 0 | 0 | 0 | 0.3 | 0.05 | 0.02 | 0.01 | 0.01 | 0 | True | False | Non Federally-Regulated | 11/02/2023 |  | 11/09/2023
Luminii Corp | Minimo | MPF-TB-TW3-10-U-**-** | Light Emitting Diode | Inseparable Luminaire | Direct Wired | 0-10 VDC Controls | 54.5 | 2400 | 0.001 | 98 | 59 | 0 | 0.99 | Ambient | 50000 |  |  | 55000 | 0.01 | 13 | 12 | 0.33 | 0.14 | 0.12 | 0.08 | 0.02 | 0 | 0.3 | 0.01 | 0 | 0 | 0 | 0 | 0.3 | 0.05 | 0.02 | 0.01 | 0.01 | 0 | True | False | Non Federally-Regulated | 11/02/2023 |  | 11/09/2023
Luminii Corp | Minimo | MPF-TB-TW5-10-N-**-** | Light Emitting Diode | Inseparable Luminaire | Direct Wired | 0-10 VDC Controls | 65.7 | 2700 | 0.0043 | 98 | 93 | 0 | 0.99 | Ambient | 50000 |  |  | 55000 | 0.01 | 13 | 12 | 0.33 | 0.14 | 0.12 | 0.08 | 0.02 | 0 | 0.3 | 0.01 | 0 | 0 | 0 | 0 | 0.3 | 0.05 | 0.02 | 0.01 | 0.01 | 0 | True | False | Non Federally-Regulated | 11/02/2023 |  | 11/09/2023
Luminii Corp | Minimo | MPF-TB-TW5-10-M-**-** | Light Emitting Diode | Inseparable Luminaire | Direct Wired | 0-10 VDC Controls | 64.9 | 2700 | 0.0043 | 98 | 93 | 0 | 0.99 | Ambient | 50000 |  |  | 55000 | 0.01 | 13 | 12 | 0.33 | 0.14 | 0.12 | 0.08 | 0.02 | 0 | 0.3 | 0.01 | 0 | 0 | 0 | 0 | 0.3 | 0.05 | 0.02 | 0.01 | 0.01 | 0 | True | False | Non Federally-Regulated | 11/02/2023 |  | 11/09/2023
Luminii Corp | Minimo | MPF-TB-TW5-10-W-**-** | Light Emitting Diode | Inseparable Luminaire | Direct Wired | 0-10 VDC Controls | 64.4 | 2700 | 0.0043 | 98 | 93 | 0 | 0.99 | Ambient | 50000 |  |  | 55000 | 0.01 | 13 | 12 | 0.33 | 0.14 | 0.12 | 0.08 | 0.02 | 0 | 0.3 | 0.01 | 0 | 0 | 0 | 0 | 0.3 | 0.05 | 0.02 | 0.01 | 0.01 | 0 | True | False | Non Federally-Regulated | 11/02/2023 |  | 11/09/2023
Luminii Corp | Minimo | MPF-TB-TW5-10-V-**-** | Light Emitting Diode | Inseparable Luminaire | Direct Wired | 0-10 VDC Controls | 57.8 | 2700 | 0.0043 | 98 | 93 | 0 | 0.99 | Ambient | 50000 |  |  | 55000 | 0.01 | 13 | 12 | 0.33 | 0.14 | 0.12 | 0.08 | 0.02 | 0 | 0.3 | 0.01 | 0 | 0 | 0 | 0 | 0.3 | 0.05 | 0.02 | 0.01 | 0.01 | 0 | True | False | Non Federally-Regulated | 11/02/2023 |  | 11/09/2023
Luminii Corp | Minimo | MPF-TB-TW5-10-U-**-** | Light Emitting Diode | Inseparable Luminaire | Direct Wired | 0-10 VDC Controls | 57.2 | 2700 | 0.0043 | 98 | 93 | 0 | 0.99 | Ambient | 50000 |  |  | 55000 | 0.01 | 13 | 12 | 0.33 | 0.14 | 0.12 | 0.08 | 0.02 | 0 | 0.3 | 0.01 | 0 | 0 | 0 | 0 | 0.3 | 0.05 | 0.02 | 0.01 | 0.01 | 0 | True | False | Non Federally-Regulated | 11/02/2023 |  | 11/09/2023
Luminii Corp | Minimo | MPF-LF-24K-10-N-**-** | Light Emitting Diode | Inseparable Luminaire | Direct Wired | 0-10 VDC Controls | 62.7 | 2503 | 0.001 | 92 | 59 | 0 | 0.99 | Ambient | 50000 |  |  | 55000 | 0.01 | 13 | 12 | 0.33 | 0.14 | 0.12 | 0.08 | 0.02 | 0 | 0.3 | 0.01 | 0 | 0 | 0 | 0 | 0.3 | 0.05 | 0.02 | 0.01 | 0.01 | 0 | True | False | Non Federally-Regulated | 11/02/2023 |  | 11/09/2023
Luminii Corp | Minimo | MPF-LF-24K-10-M-**-** | Light Emitting Diode | Inseparable Luminaire | Direct Wired | 0-10 VDC Controls | 61.9 | 2503 | 0.001 | 92 | 59 | 0 | 0.99 | Ambient | 50000 |  |  | 55000 | 0.01 | 13 | 12 | 0.33 | 0.14 | 0.12 | 0.08 | 0.02 | 0 | 0.3 | 0.01 | 0 | 0 | 0 | 0 | 0.3 | 0.05 | 0.02 | 0.01 | 0.01 | 0 | True | False | Non Federally-Regulated | 11/02/2023 |  | 11/09/2023
Luminii Corp | Minimo | MPF-LF-24K-10-W-**-** | Light Emitting Diode | Inseparable Luminaire | Direct Wired | 0-10 VDC Controls | 61.5 | 2503 | 0.001 | 92 | 59 | 0 | 0.99 | Ambient | 50000 |  |  | 55000 | 0.01 | 13 | 12 | 0.33 | 0.14 | 0.12 | 0.08 | 0.02 | 0 | 0.3 | 0.01 | 0 | 0 | 0 | 0 | 0.3 | 0.05 | 0.02 | 0.01 | 0.01 | 0 | True | False | Non Federally-Regulated | 11/02/2023 |  | 11/09/2023
Luminii Corp | Minimo | MPF-LF-24K-10-V-**-** | Light Emitting Diode | Inseparable Luminaire | Direct Wired | 0-10 VDC Controls | 55.1 | 2503 | 0.001 | 92 | 59 | 0 | 0.99 | Ambient | 50000 |  |  | 55000 | 0.01 | 13 | 12 | 0.33 | 0.14 | 0.12 | 0.08 | 0.02 | 0 | 0.3 | 0.01 | 0 | 0 | 0 | 0 | 0.3 | 0.05 | 0.02 | 0.01 | 0.01 | 0 | True | False | Non Federally-Regulated | 11/02/2023 |  | 11/09/2023
Luminii Corp | Minimo | MPF-LF-24K-10-U-**-** | Light Emitting Diode | Inseparable Luminaire | Direct Wired | 0-10 VDC Controls | 54.5 | 2503 | 0.001 | 92 | 59 | 0 | 0.99 | Ambient | 50000 |  |  | 55000 | 0.01 | 13 | 12 | 0.33 | 0.14 | 0.12 | 0.08 | 0.02 | 0 | 0.3 | 0.01 | 0 | 0 | 0 | 0 | 0.3 | 0.05 | 0.02 | 0.01 | 0.01 | 0 | True | False | Non Federally-Regulated | 11/02/2023 |  | 11/09/2023
Luminii Corp | Minimo | MPF-LF-27K-10-N-**-** | Light Emitting Diode | Inseparable Luminaire | Direct Wired | 0-10 VDC Controls | 65.7 | 2700 | 0.0043 | 98 | 94 | 0 | 0.99 | Ambient | 50000 |  |  | 55000 | 0.01 | 13 | 12 | 0.33 | 0.14 | 0.12 | 0.08 | 0.02 | 0 | 0.3 | 0.01 | 0 | 0 | 0 | 0 | 0.3 | 0.05 | 0.02 | 0.01 | 0.01 | 0 | True | False | Non Federally-Regulated | 11/02/2023 |  | 11/09/2023
Luminii Corp | Minimo | MPF-LF-27K-10-M-**-** | Light Emitting Diode | Inseparable Luminaire | Direct Wired | 0-10 VDC Controls | 64.9 | 2700 | 0.0043 | 98 | 94 | 0 | 0.99 | Ambient | 50000 |  |  | 55000 | 0.01 | 13 | 12 | 0.33 | 0.14 | 0.12 | 0.08 | 0.02 | 0 | 0.3 | 0.01 | 0 | 0 | 0 | 0 | 0.3 | 0.05 | 0.02 | 0.01 | 0.01 | 0 | True | False | Non Federally-Regulated | 11/02/2023 |  | 11/09/2023
Luminii Corp | Minimo | MPF-LF-27K-10-W-**-** | Light Emitting Diode | Inseparable Luminaire | Direct Wired | 0-10 VDC Controls | 64.4 | 2700 | 0.0043 | 98 | 94 | 0 | 0.99 | Ambient | 50000 |  |  | 55000 | 0.01 | 13 | 12 | 0.33 | 0.14 | 0.12 | 0.08 | 0.02 | 0 | 0.3 | 0.01 | 0 | 0 | 0 | 0 | 0.3 | 0.05 | 0.02 | 0.01 | 0.01 | 0 | True | False | Non Federally-Regulated | 11/02/2023 |  | 11/09/2023
Luminii Corp | Minimo | MPF-LF-27K-10-V-**-** | Light Emitting Diode | Inseparable Luminaire | Direct Wired | 0-10 VDC Controls | 57.8 | 2700 | 0.0043 | 98 | 94 | 0 | 0.99 | Ambient | 50000 |  |  | 55000 | 0.01 | 13 | 12 | 0.33 | 0.14 | 0.12 | 0.08 | 0.02 | 0 | 0.3 | 0.01 | 0 | 0 | 0 | 0 | 0.3 | 0.05 | 0.02 | 0.01 | 0.01 | 0 | True | False | Non Federally-Regulated | 11/02/2023 |  | 11/09/2023
Luminii Corp | Minimo | MPF-LF-27K-10-U-**-** | Light Emitting Diode | Inseparable Luminaire | Direct Wired | 0-10 VDC Controls | 57.2 | 2700 | 0.0043 | 98 | 94 | 0 | 0.99 | Ambient | 50000 |  |  | 55000 | 0.01 | 13 | 12 | 0.33 | 0.14 | 0.12 | 0.08 | 0.02 | 0 | 0.3 | 0.01 | 0 | 0 | 0 | 0 | 0.3 | 0.05 | 0.02 | 0.01 | 0.01 | 0 | True | False | Non Federally-Regulated | 11/02/2023 |  | 11/09/2023
Luminii Corp | Minimo | MPF-LF-30K-10-N-**-** | Light Emitting Diode | Inseparable Luminaire | Direct Wired | 0-10 VDC Controls | 68.8 | 3080 | 0.0016 | 98 | 94 | 0 | 0.99 | Ambient | 50000 |  |  | 55000 | 0.01 | 13 | 12 | 0.33 | 0.14 | 0.12 | 0.08 | 0.02 | 0 | 0.3 | 0.01 | 0 | 0 | 0 | 0 | 0.3 | 0.05 | 0.02 | 0.01 | 0.01 | 0 | True | False | Non Federally-Regulated | 11/02/2023 |  | 11/09/2023
Luminii Corp | Minimo | MPF-LF-30K-10-M-**-** | Light Emitting Diode | Inseparable Luminaire | Direct Wired | 0-10 VDC Controls | 67.9 | 3080 | 0.0016 | 98 | 94 | 0 | 0.99 | Ambient | 50000 |  |  | 55000 | 0.01 | 13 | 12 | 0.33 | 0.14 | 0.12 | 0.08 | 0.02 | 0 | 0.3 | 0.01 | 0 | 0 | 0 | 0 | 0.3 | 0.05 | 0.02 | 0.01 | 0.01 | 0 | True | False | Non Federally-Regulated | 11/02/2023 |  | 11/09/2023
Luminii Corp | Minimo | MPF-LF-30K-10-W-**-** | Light Emitting Diode | Inseparable Luminaire | Direct Wired | 0-10 VDC Controls | 67.4 | 3080 | 0.0016 | 98 | 94 | 0 | 0.99 | Ambient | 50000 |  |  | 55000 | 0.01 | 13 | 12 | 0.33 | 0.14 | 0.12 | 0.08 | 0.02 | 0 | 0.3 | 0.01 | 0 | 0 | 0 | 0 | 0.3 | 0.05 | 0.02 | 0.01 | 0.01 | 0 | True | False | Non Federally-Regulated | 11/02/2023 |  | 11/09/2023
Luminii Corp | Minimo | MPF-LF-30K-10-V-**-** | Light Emitting Diode | Inseparable Luminaire | Direct Wired | 0-10 VDC Controls | 60.5 | 3080 | 0.0016 | 98 | 94 | 0 | 0.99 | Ambient | 50000 |  |  | 55000 | 0.01 | 13 | 12 | 0.33 | 0.14 | 0.12 | 0.08 | 0.02 | 0 | 0.3 | 0.01 | 0 | 0 | 0 | 0 | 0.3 | 0.05 | 0.02 | 0.01 | 0.01 | 0 | True | False | Non Federally-Regulated | 11/02/2023 |  | 11/09/2023
Luminii Corp | Minimo | MPF-LF-30K-10-U-**-** | Light Emitting Diode | Inseparable Luminaire | Direct Wired | 0-10 VDC Controls | 59.8 | 3080 | 0.0016 | 98 | 94 | 0 | 0.99 | Ambient | 50000 |  |  | 55000 | 0.01 | 13 | 12 | 0.33 | 0.14 | 0.12 | 0.08 | 0.02 | 0 | 0.3 | 0.01 | 0 | 0 | 0 | 0 | 0.3 | 0.05 | 0.02 | 0.01 | 0.01 | 0 | True | False | Non Federally-Regulated | 11/02/2023 |  | 11/09/2023
Luminii Corp | Minimo | MPF-LF-35K-10-N-**-** | Light Emitting Diode | Inseparable Luminaire | Direct Wired | 0-10 VDC Controls | 72.4 | 3500 | 0.001 | 98 | 94 | 0 | 0.99 | Ambient | 50000 |  |  | 55000 | 0.01 | 13 | 12 | 0.33 | 0.14 | 0.12 | 0.08 | 0.02 | 0 | 0.3 | 0.01 | 0 | 0 | 0 | 0 | 0.3 | 0.05 | 0.02 | 0.01 | 0.01 | 0 | True | False | Non Federally-Regulated | 11/02/2023 |  | 11/09/2023
Luminii Corp | Minimo | MPF-LF-35K-10-M-**-** | Light Emitting Diode | Inseparable Luminaire | Direct Wired | 0-10 VDC Controls | 71.5 | 3500 | 0.001 | 98 | 94 | 0 | 0.99 | Ambient | 50000 |  |  | 55000 | 0.01 | 13 | 12 | 0.33 | 0.14 | 0.12 | 0.08 | 0.02 | 0 | 0.3 | 0.01 | 0 | 0 | 0 | 0 | 0.3 | 0.05 | 0.02 | 0.01 | 0.01 | 0 | True | False | Non Federally-Regulated | 11/02/2023 |  | 11/09/2023
Luminii Corp | Minimo | MPF-LF-35K-10-W-**-** | Light Emitting Diode | Inseparable Luminaire | Direct Wired | 0-10 VDC Controls | 70.9 | 3500 | 0.001 | 98 | 94 | 0 | 0.99 | Ambient | 50000 |  |  | 55000 | 0.01 | 13 | 12 | 0.33 | 0.14 | 0.12 | 0.08 | 0.02 | 0 | 0.3 | 0.01 | 0 | 0 | 0 | 0 | 0.3 | 0.05 | 0.02 | 0.01 | 0.01 | 0 | True | False | Non Federally-Regulated | 11/02/2023 |  | 11/09/2023
Luminii Corp | Minimo | MPF-LF-35K-10-V-**-** | Light Emitting Diode | Inseparable Luminaire | Direct Wired | 0-10 VDC Controls | 63.6 | 3500 | 0.001 | 98 | 94 | 0 | 0.99 | Ambient | 50000 |  |  | 55000 | 0.01 | 13 | 12 | 0.33 | 0.14 | 0.12 | 0.08 | 0.02 | 0 | 0.3 | 0.01 | 0 | 0 | 0 | 0 | 0.3 | 0.05 | 0.02 | 0.01 | 0.01 | 0 | True | False | Non Federally-Regulated | 11/02/2023 |  | 11/09/2023
Luminii Corp | Minimo | MPF-LF-35K-10-U-**-** | Light Emitting Diode | Inseparable Luminaire | Direct Wired | 0-10 VDC Controls | 63 | 3500 | 0.001 | 98 | 94 | 0 | 0.99 | Ambient | 50000 |  |  | 55000 | 0.01 | 13 | 12 | 0.33 | 0.14 | 0.12 | 0.08 | 0.02 | 0 | 0.3 | 0.01 | 0 | 0 | 0 | 0 | 0.3 | 0.05 | 0.02 | 0.01 | 0.01 | 0 | True | False | Non Federally-Regulated | 11/02/2023 |  | 11/09/2023
Luminii Corp | Minimo | MPF-LF-40K-10-N-**-** | Light Emitting Diode | Inseparable Luminaire | Direct Wired | 0-10 VDC Controls | 72.4 | 4019 | -0.0043 | 98 | 91 | 0 | 0.99 | Ambient | 50000 |  |  | 55000 | 0.01 | 13 | 12 | 0.33 | 0.14 | 0.12 | 0.08 | 0.02 | 0 | 0.3 | 0.01 | 0 | 0 | 0 | 0 | 0.3 | 0.05 | 0.02 | 0.01 | 0.01 | 0 | True | False | Non Federally-Regulated | 11/02/2023 |  | 11/09/2023
Luminii Corp | Minimo | MPF-LF-40K-10-M-**-** | Light Emitting Diode | Inseparable Luminaire | Direct Wired | 0-10 VDC Controls | 71.5 | 4019 | -0.0043 | 98 | 91 | 0 | 0.99 | Ambient | 50000 |  |  | 55000 | 0.01 | 13 | 12 | 0.33 | 0.14 | 0.12 | 0.08 | 0.02 | 0 | 0.3 | 0.01 | 0 | 0 | 0 | 0 | 0.3 | 0.05 | 0.02 | 0.01 | 0.01 | 0 | True | False | Non Federally-Regulated | 11/02/2023 |  | 11/09/2023
Luminii Corp | Minimo | MPF-LF-40K-10-W-**-** | Light Emitting Diode | Inseparable Luminaire | Direct Wired | 0-10 VDC Controls | 70.9 | 4019 | -0.0043 | 98 | 91 | 0 | 0.99 | Ambient | 50000 |  |  | 55000 | 0.01 | 13 | 12 | 0.33 | 0.14 | 0.12 | 0.08 | 0.02 | 0 | 0.3 | 0.01 | 0 | 0 | 0 | 0 | 0.3 | 0.05 | 0.02 | 0.01 | 0.01 | 0 | True | False | Non Federally-Regulated | 11/02/2023 |  | 11/09/2023
Luminii Corp | Minimo | MPF-LF-40K-10-V-**-** | Light Emitting Diode | Inseparable Luminaire | Direct Wired | 0-10 VDC Controls | 63.6 | 4019 | -0.0043 | 98 | 91 | 0 | 0.99 | Ambient | 50000 |  |  | 55000 | 0.01 | 13 | 12 | 0.33 | 0.14 | 0.12 | 0.08 | 0.02 | 0 | 0.3 | 0.01 | 0 | 0 | 0 | 0 | 0.3 | 0.05 | 0.02 | 0.01 | 0.01 | 0 | True | False | Non Federally-Regulated | 11/02/2023 |  | 11/09/2023
Luminii Corp | Minimo | MPF-LF-40K-10-U-**-** | Light Emitting Diode | Inseparable Luminaire | Direct Wired | 0-10 VDC Controls | 63 | 4019 | -0.0043 | 98 | 91 | 0 | 0.99 | Ambient | 50000 |  |  | 55000 | 0.01 | 13 | 12 | 0.33 | 0.14 | 0.12 | 0.08 | 0.02 | 0 | 0.3 | 0.01 | 0 | 0 | 0 | 0 | 0.3 | 0.05 | 0.02 | 0.01 | 0.01 | 0 | True | False | Non Federally-Regulated | 11/02/2023 |  | 11/09/2023
Luminii Corp | Minimo | MPF-LF-WD3-10-N-**-** | Light Emitting Diode | Inseparable Luminaire | Direct Wired | 0-10 VDC Controls | 62.7 | 2400 | 0.001 | 98 | 59 | 0 | 0.99 | Ambient | 50000 |  |  | 55000 | 0.01 | 13 | 12 | 0.33 | 0.14 | 0.12 | 0.08 | 0.02 | 0 | 0.3 | 0.01 | 0 | 0 | 0 | 0 | 0.3 | 0.05 | 0.02 | 0.01 | 0.01 | 0 | True | False | Non Federally-Regulated | 11/02/2023 |  | 11/09/2023
Luminii Corp | Minimo | MPF-LF-WD3-10-M-**-** | Light Emitting Diode | Inseparable Luminaire | Direct Wired | 0-10 VDC Controls | 61.9 | 2400 | 0.001 | 98 | 59 | 0 | 0.99 | Ambient | 50000 |  |  | 55000 | 0.01 | 13 | 12 | 0.33 | 0.14 | 0.12 | 0.08 | 0.02 | 0 | 0.3 | 0.01 | 0 | 0 | 0 | 0 | 0.3 | 0.05 | 0.02 | 0.01 | 0.01 | 0 | True | False | Non Federally-Regulated | 11/02/2023 |  | 11/09/2023
Luminii Corp | Minimo | MPF-LF-WD3-10-W-**-** | Light Emitting Diode | Inseparable Luminaire | Direct Wired | 0-10 VDC Controls | 61.5 | 2400 | 0.001 | 98 | 59 | 0 | 0.99 | Ambient | 50000 |  |  | 55000 | 0.01 | 13 | 12 | 0.33 | 0.14 | 0.12 | 0.08 | 0.02 | 0 | 0.3 | 0.01 | 0 | 0 | 0 | 0 | 0.3 | 0.05 | 0.02 | 0.01 | 0.01 | 0 | True | False | Non Federally-Regulated | 11/02/2023 |  | 11/09/2023
Luminii Corp | Minimo | MPF-LF-WD3-10-V-**-** | Light Emitting Diode | Inseparable Luminaire | Direct Wired | 0-10 VDC Controls | 55.1 | 2400 | 0.001 | 98 | 59 | 0 | 0.99 | Ambient | 50000 |  |  | 55000 | 0.01 | 13 | 12 | 0.33 | 0.14 | 0.12 | 0.08 | 0.02 | 0 | 0.3 | 0.01 | 0 | 0 | 0 | 0 | 0.3 | 0.05 | 0.02 | 0.01 | 0.01 | 0 | True | False | Non Federally-Regulated | 11/02/2023 |  | 11/09/2023
Luminii Corp | Minimo | MPF-LF-WD3-10-U-**-** | Light Emitting Diode | Inseparable Luminaire | Direct Wired | 0-10 VDC Controls | 54.5 | 2400 | 0.001 | 98 | 59 | 0 | 0.99 | Ambient | 50000 |  |  | 55000 | 0.01 | 13 | 12 | 0.33 | 0.14 | 0.12 | 0.08 | 0.02 | 0 | 0.3 | 0.01 | 0 | 0 | 0 | 0 | 0.3 | 0.05 | 0.02 | 0.01 | 0.01 | 0 | True | False | Non Federally-Regulated | 11/02/2023 |  | 11/09/2023
Luminii Corp | Minimo | MPF-LF-TW3-10-N-**-** | Light Emitting Diode | Inseparable Luminaire | Direct Wired | 0-10 VDC Controls | 62.7 | 2400 | 0.001 | 98 | 59 | 0 | 0.99 | Ambient | 50000 |  |  | 55000 | 0.01 | 13 | 12 | 0.33 | 0.14 | 0.12 | 0.08 | 0.02 | 0 | 0.3 | 0.01 | 0 | 0 | 0 | 0 | 0.3 | 0.05 | 0.02 | 0.01 | 0.01 | 0 | True | False | Non Federally-Regulated | 11/02/2023 |  | 11/09/2023
Luminii Corp | Minimo | MPF-LF-TW3-10-M-**-** | Light Emitting Diode | Inseparable Luminaire | Direct Wired | 0-10 VDC Controls | 61.9 | 2400 | 0.001 | 98 | 59 | 0 | 0.99 | Ambient | 50000 |  |  | 55000 | 0.01 | 13 | 12 | 0.33 | 0.14 | 0.12 | 0.08 | 0.02 | 0 | 0.3 | 0.01 | 0 | 0 | 0 | 0 | 0.3 | 0.05 | 0.02 | 0.01 | 0.01 | 0 | True | False | Non Federally-Regulated | 11/02/2023 |  | 11/09/2023
Luminii Corp | Minimo | MPF-LF-TW3-10-W-**-** | Light Emitting Diode | Inseparable Luminaire | Direct Wired | 0-10 VDC Controls | 61.5 | 2400 | 0.001 | 98 | 59 | 0 | 0.99 | Ambient | 50000 |  |  | 55000 | 0.01 | 13 | 12 | 0.33 | 0.14 | 0.12 | 0.08 | 0.02 | 0 | 0.3 | 0.01 | 0 | 0 | 0 | 0 | 0.3 | 0.05 | 0.02 | 0.01 | 0.01 | 0 | True | False | Non Federally-Regulated | 11/02/2023 |  | 11/09/2023
Luminii Corp | Minimo | MPF-LF-TW3-10-V-**-** | Light Emitting Diode | Inseparable Luminaire | Direct Wired | 0-10 VDC Controls | 55.1 | 2400 | 0.001 | 98 | 59 | 0 | 0.99 | Ambient | 50000 |  |  | 55000 | 0.01 | 13 | 12 | 0.33 | 0.14 | 0.12 | 0.08 | 0.02 | 0 | 0.3 | 0.01 | 0 | 0 | 0 | 0 | 0.3 | 0.05 | 0.02 | 0.01 | 0.01 | 0 | True | False | Non Federally-Regulated | 11/02/2023 |  | 11/09/2023
Luminii Corp | Minimo | MPF-LF-TW3-10-U-**-** | Light Emitting Diode | Inseparable Luminaire | Direct Wired | 0-10 VDC Controls | 54.5 | 2400 | 0.001 | 98 | 59 | 0 | 0.99 | Ambient | 50000 |  |  | 55000 | 0.01 | 13 | 12 | 0.33 | 0.14 | 0.12 | 0.08 | 0.02 | 0 | 0.3 | 0.01 | 0 | 0 | 0 | 0 | 0.3 | 0.05 | 0.02 | 0.01 | 0.01 | 0 | True | False | Non Federally-Regulated | 11/02/2023 |  | 11/09/2023
Luminii Corp | Minimo | MPF-LF-TW5-10-N-**-** | Light Emitting Diode | Inseparable Luminaire | Direct Wired | 0-10 VDC Controls | 65.7 | 2700 | 0.001 | 98 | 93 | 0 | 0.99 | Ambient | 50000 |  |  | 55000 | 0.01 | 13 | 12 | 0.33 | 0.14 | 0.12 | 0.08 | 0.02 | 0 | 0.3 | 0.01 | 0 | 0 | 0 | 0 | 0.3 | 0.05 | 0.02 | 0.01 | 0.01 | 0 | True | False | Non Federally-Regulated | 11/02/2023 |  | 11/09/2023
Luminii Corp | Minimo | MPF-LF-TW5-10-M-**-** | Light Emitting Diode | Inseparable Luminaire | Direct Wired | 0-10 VDC Controls | 64.9 | 2700 | 0.001 | 98 | 93 | 0 | 0.99 | Ambient | 50000 |  |  | 55000 | 0.01 | 13 | 12 | 0.33 | 0.14 | 0.12 | 0.08 | 0.02 | 0 | 0.3 | 0.01 | 0 | 0 | 0 | 0 | 0.3 | 0.05 | 0.02 | 0.01 | 0.01 | 0 | True | False | Non Federally-Regulated | 11/02/2023 |  | 11/09/2023
Luminii Corp | Minimo | MPF-LF-TW5-10-W-**-** | Light Emitting Diode | Inseparable Luminaire | Direct Wired | 0-10 VDC Controls | 64.4 | 2700 | 0.001 | 98 | 93 | 0 | 0.99 | Ambient | 50000 |  |  | 55000 | 0.01 | 13 | 12 | 0.33 | 0.14 | 0.12 | 0.08 | 0.02 | 0 | 0.3 | 0.01 | 0 | 0 | 0 | 0 | 0.3 | 0.05 | 0.02 | 0.01 | 0.01 | 0 | True | False | Non Federally-Regulated | 11/02/2023 |  | 11/09/2023
Luminii Corp | Minimo | MPF-LF-TW5-10-V-**-** | Light Emitting Diode | Inseparable Luminaire | Direct Wired | 0-10 VDC Controls | 57.8 | 2700 | 0.001 | 98 | 93 | 0 | 0.99 | Ambient | 50000 |  |  | 55000 | 0.01 | 13 | 12 | 0.33 | 0.14 | 0.12 | 0.08 | 0.02 | 0 | 0.3 | 0.01 | 0 | 0 | 0 | 0 | 0.3 | 0.05 | 0.02 | 0.01 | 0.01 | 0 | True | False | Non Federally-Regulated | 11/02/2023 |  | 11/09/2023
Luminii Corp | Minimo | MPF-LF-TW5-10-U-**-** | Light Emitting Diode | Inseparable Luminaire | Direct Wired | 0-10 VDC Controls | 57.2 | 2700 | 0.001 | 98 | 93 | 0 | 0.99 | Ambient | 50000 |  |  | 55000 | 0.01 | 13 | 12 | 0.33 | 0.14 | 0.12 | 0.08 | 0.02 | 0 | 0.3 | 0.01 | 0 | 0 | 0 | 0 | 0.3 | 0.05 | 0.02 | 0.01 | 0.01 | 0 | True | False | Non Federally-Regulated | 11/02/2023 |  | 11/09/2023
Luminii Corp | Minimo | MPF-LB-24K-10-N-**-** | Light Emitting Diode | Inseparable Luminaire | Direct Wired | 0-10 VDC Controls | 62.7 | 2503 | 0.001 | 92 | 59 | 0 | 0.99 | Ambient | 50000 |  |  | 55000 | 0.01 | 13 | 12 | 0.33 | 0.14 | 0.12 | 0.08 | 0.02 | 0 | 0.3 | 0.01 | 0 | 0 | 0 | 0 | 0.3 | 0.05 | 0.02 | 0.01 | 0.01 | 0 | True | False | Non Federally-Regulated | 11/02/2023 |  | 11/09/2023
Luminii Corp | Minimo | MPF-LB-24K-10-M-**-** | Light Emitting Diode | Inseparable Luminaire | Direct Wired | 0-10 VDC Controls | 61.9 | 2503 | 0.001 | 92 | 59 | 0 | 0.99 | Ambient | 50000 |  |  | 55000 | 0.01 | 13 | 12 | 0.33 | 0.14 | 0.12 | 0.08 | 0.02 | 0 | 0.3 | 0.01 | 0 | 0 | 0 | 0 | 0.3 | 0.05 | 0.02 | 0.01 | 0.01 | 0 | True | False | Non Federally-Regulated | 11/02/2023 |  | 11/09/2023
Luminii Corp | Minimo | MPF-LB-24K-10-W-**-** | Light Emitting Diode | Inseparable Luminaire | Direct Wired | 0-10 VDC Controls | 61.5 | 2503 | 0.001 | 92 | 59 | 0 | 0.99 | Ambient | 50000 |  |  | 55000 | 0.01 | 13 | 12 | 0.33 | 0.14 | 0.12 | 0.08 | 0.02 | 0 | 0.3 | 0.01 | 0 | 0 | 0 | 0 | 0.3 | 0.05 | 0.02 | 0.01 | 0.01 | 0 | True | False | Non Federally-Regulated | 11/02/2023 |  | 11/09/2023
Luminii Corp | Minimo | MPF-LB-24K-10-V-**-** | Light Emitting Diode | Inseparable Luminaire | Direct Wired | 0-10 VDC Controls | 55.1 | 2503 | 0.001 | 92 | 59 | 0 | 0.99 | Ambient | 50000 |  |  | 55000 | 0.01 | 13 | 12 | 0.33 | 0.14 | 0.12 | 0.08 | 0.02 | 0 | 0.3 | 0.01 | 0 | 0 | 0 | 0 | 0.3 | 0.05 | 0.02 | 0.01 | 0.01 | 0 | True | False | Non Federally-Regulated | 11/02/2023 |  | 11/09/2023
Luminii Corp | Minimo | MPF-LB-24K-10-U-**-** | Light Emitting Diode | Inseparable Luminaire | Direct Wired | 0-10 VDC Controls | 54.5 | 2503 | 0.001 | 92 | 59 | 0 | 0.99 | Ambient | 50000 |  |  | 55000 | 0.01 | 13 | 12 | 0.33 | 0.14 | 0.12 | 0.08 | 0.02 | 0 | 0.3 | 0.01 | 0 | 0 | 0 | 0 | 0.3 | 0.05 | 0.02 | 0.01 | 0.01 | 0 | True | False | Non Federally-Regulated | 11/02/2023 |  | 11/09/2023
Luminii Corp | Minimo | MPF-LB-27K-10-N-**-** | Light Emitting Diode | Inseparable Luminaire | Direct Wired | 0-10 VDC Controls | 65.7 | 2700 | 0.001 | 98 | 94 | 0 | 0.99 | Ambient | 50000 |  |  | 55000 | 0.01 | 13 | 12 | 0.33 | 0.14 | 0.12 | 0.08 | 0.02 | 0 | 0.3 | 0.01 | 0 | 0 | 0 | 0 | 0.3 | 0.05 | 0.02 | 0.01 | 0.01 | 0 | True | False | Non Federally-Regulated | 11/02/2023 |  | 11/09/2023
Luminii Corp | Minimo | MPF-LB-27K-10-M-**-** | Light Emitting Diode | Inseparable Luminaire | Direct Wired | 0-10 VDC Controls | 64.9 | 2700 | 0.001 | 98 | 94 | 0 | 0.99 | Ambient | 50000 |  |  | 55000 | 0.01 | 13 | 12 | 0.33 | 0.14 | 0.12 | 0.08 | 0.02 | 0 | 0.3 | 0.01 | 0 | 0 | 0 | 0 | 0.3 | 0.05 | 0.02 | 0.01 | 0.01 | 0 | True | False | Non Federally-Regulated | 11/02/2023 |  | 11/09/2023
Luminii Corp | Minimo | MPF-LB-27K-10-W-**-** | Light Emitting Diode | Inseparable Luminaire | Direct Wired | 0-10 VDC Controls | 64.4 | 2700 | 0.001 | 98 | 94 | 0 | 0.99 | Ambient | 50000 |  |  | 55000 | 0.01 | 13 | 12 | 0.33 | 0.14 | 0.12 | 0.08 | 0.02 | 0 | 0.3 | 0.01 | 0 | 0 | 0 | 0 | 0.3 | 0.05 | 0.02 | 0.01 | 0.01 | 0 | True | False | Non Federally-Regulated | 11/02/2023 |  | 11/09/2023
Luminii Corp | Minimo | MPF-LB-27K-10-V-**-** | Light Emitting Diode | Inseparable Luminaire | Direct Wired | 0-10 VDC Controls | 57.8 | 2700 | 0.001 | 98 | 94 | 0 | 0.99 | Ambient | 50000 |  |  | 55000 | 0.01 | 13 | 12 | 0.33 | 0.14 | 0.12 | 0.08 | 0.02 | 0 | 0.3 | 0.01 | 0 | 0 | 0 | 0 | 0.3 | 0.05 | 0.02 | 0.01 | 0.01 | 0 | True | False | Non Federally-Regulated | 11/02/2023 |  | 11/09/2023
Luminii Corp | Minimo | MPF-LB-27K-10-U-**-** | Light Emitting Diode | Inseparable Luminaire | Direct Wired | 0-10 VDC Controls | 57.2 | 2700 | 0.001 | 98 | 94 | 0 | 0.99 | Ambient | 50000 |  |  | 55000 | 0.01 | 13 | 12 | 0.33 | 0.14 | 0.12 | 0.08 | 0.02 | 0 | 0.3 | 0.01 | 0 | 0 | 0 | 0 | 0.3 | 0.05 | 0.02 | 0.01 | 0.01 | 0 | True | False | Non Federally-Regulated | 11/02/2023 |  | 11/09/2023
Luminii Corp | Minimo | MPF-LB-30K-10-N-**-** | Light Emitting Diode | Inseparable Luminaire | Direct Wired | 0-10 VDC Controls | 68.8 | 3080 | 0.0016 | 98 | 94 | 0 | 0.99 | Ambient | 50000 |  |  | 55000 | 0.01 | 13 | 12 | 0.33 | 0.14 | 0.12 | 0.08 | 0.02 | 0 | 0.3 | 0.01 | 0 | 0 | 0 | 0 | 0.3 | 0.05 | 0.02 | 0.01 | 0.01 | 0 | True | False | Non Federally-Regulated | 11/02/2023 |  | 11/09/2023
Luminii Corp | Minimo | MPF-LB-30K-10-M-**-** | Light Emitting Diode | Inseparable Luminaire | Direct Wired | 0-10 VDC Controls | 67.9 | 3080 | 0.0016 | 98 | 94 | 0 | 0.99 | Ambient | 50000 |  |  | 55000 | 0.01 | 13 | 12 | 0.33 | 0.14 | 0.12 | 0.08 | 0.02 | 0 | 0.3 | 0.01 | 0 | 0 | 0 | 0 | 0.3 | 0.05 | 0.02 | 0.01 | 0.01 | 0 | True | False | Non Federally-Regulated | 11/02/2023 |  | 11/09/2023
Luminii Corp | Minimo | MPF-LB-30K-10-W-**-** | Light Emitting Diode | Inseparable Luminaire | Direct Wired | 0-10 VDC Controls | 67.4 | 3080 | 0.0016 | 98 | 94 | 0 | 0.99 | Ambient | 50000 |  |  | 55000 | 0.01 | 13 | 12 | 0.33 | 0.14 | 0.12 | 0.08 | 0.02 | 0 | 0.3 | 0.01 | 0 | 0 | 0 | 0 | 0.3 | 0.05 | 0.02 | 0.01 | 0.01 | 0 | True | False | Non Federally-Regulated | 11/02/2023 |  | 11/09/2023
Luminii Corp | Minimo | MPF-LB-30K-10-V-**-** | Light Emitting Diode | Inseparable Luminaire | Direct Wired | 0-10 VDC Controls | 60.5 | 3080 | 0.0016 | 98 | 94 | 0 | 0.99 | Ambient | 50000 |  |  | 55000 | 0.01 | 13 | 12 | 0.33 | 0.14 | 0.12 | 0.08 | 0.02 | 0 | 0.3 | 0.01 | 0 | 0 | 0 | 0 | 0.3 | 0.05 | 0.02 | 0.01 | 0.01 | 0 | True | False | Non Federally-Regulated | 11/02/2023 |  | 11/09/2023
Luminii Corp | Minimo | MPF-LB-30K-10-U-**-** | Light Emitting Diode | Inseparable Luminaire | Direct Wired | 0-10 VDC Controls | 59.8 | 3080 | 0.0016 | 98 | 94 | 0 | 0.99 | Ambient | 50000 |  |  | 55000 | 0.01 | 13 | 12 | 0.33 | 0.14 | 0.12 | 0.08 | 0.02 | 0 | 0.3 | 0.01 | 0 | 0 | 0 | 0 | 0.3 | 0.05 | 0.02 | 0.01 | 0.01 | 0 | True | False | Non Federally-Regulated | 11/02/2023 |  | 11/09/2023
Luminii Corp | Minimo | MPF-LB-35K-10-N-**-** | Light Emitting Diode | Inseparable Luminaire | Direct Wired | 0-10 VDC Controls | 72.4 | 3500 | 0.001 | 98 | 94 | 0 | 0.99 | Ambient | 50000 |  |  | 55000 | 0.01 | 13 | 12 | 0.33 | 0.14 | 0.12 | 0.08 | 0.02 | 0 | 0.3 | 0.01 | 0 | 0 | 0 | 0 | 0.3 | 0.05 | 0.02 | 0.01 | 0.01 | 0 | True | False | Non Federally-Regulated | 11/02/2023 |  | 11/09/2023
Luminii Corp | Minimo | MPF-LB-35K-10-M-**-** | Light Emitting Diode | Inseparable Luminaire | Direct Wired | 0-10 VDC Controls | 71.5 | 3500 | 0.001 | 98 | 94 | 0 | 0.99 | Ambient | 50000 |  |  | 55000 | 0.01 | 13 | 12 | 0.33 | 0.14 | 0.12 | 0.08 | 0.02 | 0 | 0.3 | 0.01 | 0 | 0 | 0 | 0 | 0.3 | 0.05 | 0.02 | 0.01 | 0.01 | 0 | True | False | Non Federally-Regulated | 11/02/2023 |  | 11/09/2023
Luminii Corp | Minimo | MPF-LB-35K-10-W-**-** | Light Emitting Diode | Inseparable Luminaire | Direct Wired | 0-10 VDC Controls | 70.9 | 3500 | 0.001 | 98 | 94 | 0 | 0.99 | Ambient | 50000 |  |  | 55000 | 0.01 | 13 | 12 | 0.33 | 0.14 | 0.12 | 0.08 | 0.02 | 0 | 0.3 | 0.01 | 0 | 0 | 0 | 0 | 0.3 | 0.05 | 0.02 | 0.01 | 0.01 | 0 | True | False | Non Federally-Regulated | 11/02/2023 |  | 11/09/2023
Luminii Corp | Minimo | MPF-LB-35K-10-V-**-** | Light Emitting Diode | Inseparable Luminaire | Direct Wired | 0-10 VDC Controls | 63.6 | 3500 | 0.001 | 98 | 94 | 0 | 0.99 | Ambient | 50000 |  |  | 55000 | 0.01 | 13 | 12 | 0.33 | 0.14 | 0.12 | 0.08 | 0.02 | 0 | 0.3 | 0.01 | 0 | 0 | 0 | 0 | 0.3 | 0.05 | 0.02 | 0.01 | 0.01 | 0 | True | False | Non Federally-Regulated | 11/02/2023 |  | 11/09/2023
Luminii Corp | Minimo | MPF-LB-35K-10-U-**-** | Light Emitting Diode | Inseparable Luminaire | Direct Wired | 0-10 VDC Controls | 63 | 3500 | 0.001 | 98 | 94 | 0 | 0.99 | Ambient | 50000 |  |  | 55000 | 0.01 | 13 | 12 | 0.33 | 0.14 | 0.12 | 0.08 | 0.02 | 0 | 0.3 | 0.01 | 0 | 0 | 0 | 0 | 0.3 | 0.05 | 0.02 | 0.01 | 0.01 | 0 | True | False | Non Federally-Regulated | 11/02/2023 |  | 11/09/2023
Luminii Corp | Minimo | MPF-LB-40K-10-N-**-** | Light Emitting Diode | Inseparable Luminaire | Direct Wired | 0-10 VDC Controls | 72.4 | 4019 | -0.0043 | 98 | 91 | 0 | 0.99 | Ambient | 50000 |  |  | 55000 | 0.01 | 13 | 12 | 0.33 | 0.14 | 0.12 | 0.08 | 0.02 | 0 | 0.3 | 0.01 | 0 | 0 | 0 | 0 | 0.3 | 0.05 | 0.02 | 0.01 | 0.01 | 0 | True | False | Non Federally-Regulated | 11/02/2023 |  | 11/09/2023
Luminii Corp | Minimo | MPF-LB-40K-10-M-**-** | Light Emitting Diode | Inseparable Luminaire | Direct Wired | 0-10 VDC Controls | 71.5 | 4019 | -0.0043 | 98 | 91 | 0 | 0.99 | Ambient | 50000 |  |  | 55000 | 0.01 | 13 | 12 | 0.33 | 0.14 | 0.12 | 0.08 | 0.02 | 0 | 0.3 | 0.01 | 0 | 0 | 0 | 0 | 0.3 | 0.05 | 0.02 | 0.01 | 0.01 | 0 | True | False | Non Federally-Regulated | 11/02/2023 |  | 11/09/2023
Luminii Corp | Minimo | MPF-LB-40K-10-W-**-** | Light Emitting Diode | Inseparable Luminaire | Direct Wired | 0-10 VDC Controls | 70.9 | 4019 | -0.0043 | 98 | 91 | 0 | 0.99 | Ambient | 50000 |  |  | 55000 | 0.01 | 13 | 12 | 0.33 | 0.14 | 0.12 | 0.08 | 0.02 | 0 | 0.3 | 0.01 | 0 | 0 | 0 | 0 | 0.3 | 0.05 | 0.02 | 0.01 | 0.01 | 0 | True | False | Non Federally-Regulated | 11/02/2023 |  | 11/09/2023
Luminii Corp | Minimo | MPF-LB-40K-10-V-**-** | Light Emitting Diode | Inseparable Luminaire | Direct Wired | 0-10 VDC Controls | 63.6 | 4019 | -0.0043 | 98 | 91 | 0 | 0.99 | Ambient | 50000 |  |  | 55000 | 0.01 | 13 | 12 | 0.33 | 0.14 | 0.12 | 0.08 | 0.02 | 0 | 0.3 | 0.01 | 0 | 0 | 0 | 0 | 0.3 | 0.05 | 0.02 | 0.01 | 0.01 | 0 | True | False | Non Federally-Regulated | 11/02/2023 |  | 11/09/2023
Luminii Corp | Minimo | MPF-LB-40K-10-U-**-** | Light Emitting Diode | Inseparable Luminaire | Direct Wired | 0-10 VDC Controls | 63 | 4019 | -0.0043 | 98 | 91 | 0 | 0.99 | Ambient | 50000 |  |  | 55000 | 0.01 | 13 | 12 | 0.33 | 0.14 | 0.12 | 0.08 | 0.02 | 0 | 0.3 | 0.01 | 0 | 0 | 0 | 0 | 0.3 | 0.05 | 0.02 | 0.01 | 0.01 | 0 | True | False | Non Federally-Regulated | 11/02/2023 |  | 11/09/2023
Luminii Corp | Minimo | MPF-LB-WD3-10-N-**-** | Light Emitting Diode | Inseparable Luminaire | Direct Wired | 0-10 VDC Controls | 62.7 | 2400 | 0.001 | 98 | 59 | 0 | 0.99 | Ambient | 50000 |  |  | 55000 | 0.01 | 13 | 12 | 0.33 | 0.14 | 0.12 | 0.08 | 0.02 | 0 | 0.3 | 0.01 | 0 | 0 | 0 | 0 | 0.3 | 0.05 | 0.02 | 0.01 | 0.01 | 0 | True | False | Non Federally-Regulated | 11/02/2023 |  | 11/09/2023
Luminii Corp | Minimo | MPF-LB-WD3-10-M-**-** | Light Emitting Diode | Inseparable Luminaire | Direct Wired | 0-10 VDC Controls | 61.9 | 2400 | 0.001 | 98 | 59 | 0 | 0.99 | Ambient | 50000 |  |  | 55000 | 0.01 | 13 | 12 | 0.33 | 0.14 | 0.12 | 0.08 | 0.02 | 0 | 0.3 | 0.01 | 0 | 0 | 0 | 0 | 0.3 | 0.05 | 0.02 | 0.01 | 0.01 | 0 | True | False | Non Federally-Regulated | 11/02/2023 |  | 11/09/2023
Luminii Corp | Minimo | MPF-LB-WD3-10-W-**-** | Light Emitting Diode | Inseparable Luminaire | Direct Wired | 0-10 VDC Controls | 61.5 | 2400 | 0.001 | 98 | 59 | 0 | 0.99 | Ambient | 50000 |  |  | 55000 | 0.01 | 13 | 12 | 0.33 | 0.14 | 0.12 | 0.08 | 0.02 | 0 | 0.3 | 0.01 | 0 | 0 | 0 | 0 | 0.3 | 0.05 | 0.02 | 0.01 | 0.01 | 0 | True | False | Non Federally-Regulated | 11/02/2023 |  | 11/09/2023
Luminii Corp | Minimo | MPF-LB-WD3-10-V-**-** | Light Emitting Diode | Inseparable Luminaire | Direct Wired | 0-10 VDC Controls | 55.1 | 2400 | 0.001 | 98 | 59 | 0 | 0.99 | Ambient | 50000 |  |  | 55000 | 0.01 | 13 | 12 | 0.33 | 0.14 | 0.12 | 0.08 | 0.02 | 0 | 0.3 | 0.01 | 0 | 0 | 0 | 0 | 0.3 | 0.05 | 0.02 | 0.01 | 0.01 | 0 | True | False | Non Federally-Regulated | 11/02/2023 |  | 11/09/2023
Luminii Corp | Minimo | MPF-LB-WD3-10-U-**-** | Light Emitting Diode | Inseparable Luminaire | Direct Wired | 0-10 VDC Controls | 54.5 | 2400 | 0.001 | 98 | 59 | 0 | 0.99 | Ambient | 50000 |  |  | 55000 | 0.01 | 13 | 12 | 0.33 | 0.14 | 0.12 | 0.08 | 0.02 | 0 | 0.3 | 0.01 | 0 | 0 | 0 | 0 | 0.3 | 0.05 | 0.02 | 0.01 | 0.01 | 0 | True | False | Non Federally-Regulated | 11/02/2023 |  | 11/09/2023
Luminii Corp | Minimo | MPF-LB-TW3-10-N-**-** | Light Emitting Diode | Inseparable Luminaire | Direct Wired | 0-10 VDC Controls | 62.7 | 2400 | 0.001 | 98 | 59 | 0 | 0.99 | Ambient | 50000 |  |  | 55000 | 0.01 | 13 | 12 | 0.33 | 0.14 | 0.12 | 0.08 | 0.02 | 0 | 0.3 | 0.01 | 0 | 0 | 0 | 0 | 0.3 | 0.05 | 0.02 | 0.01 | 0.01 | 0 | True | False | Non Federally-Regulated | 11/02/2023 |  | 11/09/2023
Luminii Corp | Minimo | MPF-LB-TW3-10-M-**-** | Light Emitting Diode | Inseparable Luminaire | Direct Wired | 0-10 VDC Controls | 61.9 | 2400 | 0.001 | 98 | 59 | 0 | 0.99 | Ambient | 50000 |  |  | 55000 | 0.01 | 13 | 12 | 0.33 | 0.14 | 0.12 | 0.08 | 0.02 | 0 | 0.3 | 0.01 | 0 | 0 | 0 | 0 | 0.3 | 0.05 | 0.02 | 0.01 | 0.01 | 0 | True | False | Non Federally-Regulated | 11/02/2023 |  | 11/09/2023
Luminii Corp | Minimo | MPF-LB-TW3-10-W-**-** | Light Emitting Diode | Inseparable Luminaire | Direct Wired | 0-10 VDC Controls | 61.5 | 2400 | 0.001 | 98 | 59 | 0 | 0.99 | Ambient | 50000 |  |  | 55000 | 0.01 | 13 | 12 | 0.33 | 0.14 | 0.12 | 0.08 | 0.02 | 0 | 0.3 | 0.01 | 0 | 0 | 0 | 0 | 0.3 | 0.05 | 0.02 | 0.01 | 0.01 | 0 | True | False | Non Federally-Regulated | 11/02/2023 |  | 11/09/2023
Luminii Corp | Minimo | MPF-LB-TW3-10-V-**-** | Light Emitting Diode | Inseparable Luminaire | Direct Wired | 0-10 VDC Controls | 55.1 | 2400 | 0.001 | 98 | 59 | 0 | 0.99 | Ambient | 50000 |  |  | 55000 | 0.01 | 13 | 12 | 0.33 | 0.14 | 0.12 | 0.08 | 0.02 | 0 | 0.3 | 0.01 | 0 | 0 | 0 | 0 | 0.3 | 0.05 | 0.02 | 0.01 | 0.01 | 0 | True | False | Non Federally-Regulated | 11/02/2023 |  | 11/09/2023
Luminii Corp | Minimo | MPF-LB-TW3-10-U-**-** | Light Emitting Diode | Inseparable Luminaire | Direct Wired | 0-10 VDC Controls | 54.5 | 2400 | 0.001 | 98 | 59 | 0 | 0.99 | Ambient | 50000 |  |  | 55000 | 0.01 | 13 | 12 | 0.33 | 0.14 | 0.12 | 0.08 | 0.02 | 0 | 0.3 | 0.01 | 0 | 0 | 0 | 0 | 0.3 | 0.05 | 0.02 | 0.01 | 0.01 | 0 | True | False | Non Federally-Regulated | 11/02/2023 |  | 11/09/2023
Luminii Corp | Minimo | MPF-LB-TW5-10-N-**-** | Light Emitting Diode | Inseparable Luminaire | Direct Wired | 0-10 VDC Controls | 65.7 | 2700 | 0.001 | 98 | 93 | 0 | 0.99 | Ambient | 50000 |  |  | 55000 | 0.01 | 13 | 12 | 0.33 | 0.14 | 0.12 | 0.08 | 0.02 | 0 | 0.3 | 0.01 | 0 | 0 | 0 | 0 | 0.3 | 0.05 | 0.02 | 0.01 | 0.01 | 0 | True | False | Non Federally-Regulated | 11/02/2023 |  | 11/09/2023
Luminii Corp | Minimo | MPF-LB-TW5-10-M-**-** | Light Emitting Diode | Inseparable Luminaire | Direct Wired | 0-10 VDC Controls | 64.9 | 2700 | 0.001 | 98 | 93 | 0 | 0.99 | Ambient | 50000 |  |  | 55000 | 0.01 | 13 | 12 | 0.33 | 0.14 | 0.12 | 0.08 | 0.02 | 0 | 0.3 | 0.01 | 0 | 0 | 0 | 0 | 0.3 | 0.05 | 0.02 | 0.01 | 0.01 | 0 | True | False | Non Federally-Regulated | 11/02/2023 |  | 11/09/2023
Luminii Corp | Minimo | MPF-LB-TW5-10-W-**-** | Light Emitting Diode | Inseparable Luminaire | Direct Wired | 0-10 VDC Controls | 64.4 | 2700 | 0.001 | 98 | 93 | 0 | 0.99 | Ambient | 50000 |  |  | 55000 | 0.01 | 13 | 12 | 0.33 | 0.14 | 0.12 | 0.08 | 0.02 | 0 | 0.3 | 0.01 | 0 | 0 | 0 | 0 | 0.3 | 0.05 | 0.02 | 0.01 | 0.01 | 0 | True | False | Non Federally-Regulated | 11/02/2023 |  | 11/09/2023
Luminii Corp | Minimo | MPF-LB-TW5-10-V-**-** | Light Emitting Diode | Inseparable Luminaire | Direct Wired | 0-10 VDC Controls | 57.8 | 2700 | 0.001 | 98 | 93 | 0 | 0.99 | Ambient | 50000 |  |  | 55000 | 0.01 | 13 | 12 | 0.33 | 0.14 | 0.12 | 0.08 | 0.02 | 0 | 0.3 | 0.01 | 0 | 0 | 0 | 0 | 0.3 | 0.05 | 0.02 | 0.01 | 0.01 | 0 | True | False | Non Federally-Regulated | 11/02/2023 |  | 11/09/2023
Luminii Corp | Minimo | MPF-LB-TW5-10-U-**-** | Light Emitting Diode | Inseparable Luminaire | Direct Wired | 0-10 VDC Controls | 57.2 | 2700 | 0.001 | 98 | 93 | 0 | 0.99 | Ambient | 50000 |  |  | 55000 | 0.01 | 13 | 12 | 0.33 | 0.14 | 0.12 | 0.08 | 0.02 | 0 | 0.3 | 0.01 | 0 | 0 | 0 | 0 | 0.3 | 0.05 | 0.02 | 0.01 | 0.01 | 0 | True | False | Non Federally-Regulated | 11/02/2023 |  | 11/09/2023
Luminii Corp | Minimo | MPA-TF-24K-10-N-**-** | Light Emitting Diode | Inseparable Luminaire | Direct Wired | 0-10 VDC Controls | 62.7 | 2503 | 0.001 | 92 | 59 | 0 | 0.99 | Ambient | 50000 |  |  | 55000 | 0.01 | 13 | 12 | 0.33 | 0.14 | 0.12 | 0.08 | 0.02 | 0 | 0.3 | 0.01 | 0 | 0 | 0 | 0 | 0.3 | 0.05 | 0.02 | 0.01 | 0.01 | 0 | True | False | Non Federally-Regulated | 11/02/2023 |  | 11/09/2023
Luminii Corp | Minimo | MPA-TF-24K-10-M-**-** | Light Emitting Diode | Inseparable Luminaire | Direct Wired | 0-10 VDC Controls | 61.9 | 2503 | 0.001 | 92 | 59 | 0 | 0.99 | Ambient | 50000 |  |  | 55000 | 0.01 | 13 | 12 | 0.33 | 0.14 | 0.12 | 0.08 | 0.02 | 0 | 0.3 | 0.01 | 0 | 0 | 0 | 0 | 0.3 | 0.05 | 0.02 | 0.01 | 0.01 | 0 | True | False | Non Federally-Regulated | 11/02/2023 |  | 11/09/2023
Luminii Corp | Minimo | MPA-TF-24K-10-W-**-** | Light Emitting Diode | Inseparable Luminaire | Direct Wired | 0-10 VDC Controls | 61.5 | 2503 | 0.001 | 92 | 59 | 0 | 0.99 | Ambient | 50000 |  |  | 55000 | 0.01 | 13 | 12 | 0.33 | 0.14 | 0.12 | 0.08 | 0.02 | 0 | 0.3 | 0.01 | 0 | 0 | 0 | 0 | 0.3 | 0.05 | 0.02 | 0.01 | 0.01 | 0 | True | False | Non Federally-Regulated | 11/02/2023 |  | 11/09/2023
Luminii Corp | Minimo | MPA-TF-24K-10-V-**-** | Light Emitting Diode | Inseparable Luminaire | Direct Wired | 0-10 VDC Controls | 55.1 | 2503 | 0.001 | 92 | 59 | 0 | 0.99 | Ambient | 50000 |  |  | 55000 | 0.01 | 13 | 12 | 0.33 | 0.14 | 0.12 | 0.08 | 0.02 | 0 | 0.3 | 0.01 | 0 | 0 | 0 | 0 | 0.3 | 0.05 | 0.02 | 0.01 | 0.01 | 0 | True | False | Non Federally-Regulated | 11/02/2023 |  | 11/09/2023
Luminii Corp | Minimo | MPA-TF-24K-10-U-**-** | Light Emitting Diode | Inseparable Luminaire | Direct Wired | 0-10 VDC Controls | 54.5 | 2503 | 0.001 | 92 | 59 | 0 | 0.99 | Ambient | 50000 |  |  | 55000 | 0.01 | 13 | 12 | 0.33 | 0.14 | 0.12 | 0.08 | 0.02 | 0 | 0.3 | 0.01 | 0 | 0 | 0 | 0 | 0.3 | 0.05 | 0.02 | 0.01 | 0.01 | 0 | True | False | Non Federally-Regulated | 11/02/2023 |  | 11/09/2023
Luminii Corp | Minimo | MPA-TF-27K-10-N-**-** | Light Emitting Diode | Inseparable Luminaire | Direct Wired | 0-10 VDC Controls | 65.7 | 2700 | 0.001 | 98 | 94 | 0 | 0.99 | Ambient | 50000 |  |  | 55000 | 0.01 | 13 | 12 | 0.33 | 0.14 | 0.12 | 0.08 | 0.02 | 0 | 0.3 | 0.01 | 0 | 0 | 0 | 0 | 0.3 | 0.05 | 0.02 | 0.01 | 0.01 | 0 | True | False | Non Federally-Regulated | 11/02/2023 |  | 11/09/2023
Luminii Corp | Minimo | MPA-TF-27K-10-M-**-** | Light Emitting Diode | Inseparable Luminaire | Direct Wired | 0-10 VDC Controls | 64.9 | 2700 | 0.001 | 98 | 94 | 0 | 0.99 | Ambient | 50000 |  |  | 55000 | 0.01 | 13 | 12 | 0.33 | 0.14 | 0.12 | 0.08 | 0.02 | 0 | 0.3 | 0.01 | 0 | 0 | 0 | 0 | 0.3 | 0.05 | 0.02 | 0.01 | 0.01 | 0 | True | False | Non Federally-Regulated | 11/02/2023 |  | 11/09/2023
Luminii Corp | Minimo | MPA-TF-27K-10-W-**-** | Light Emitting Diode | Inseparable Luminaire | Direct Wired | 0-10 VDC Controls | 64.4 | 2700 | 0.001 | 98 | 94 | 0 | 0.99 | Ambient | 50000 |  |  | 55000 | 0.01 | 13 | 12 | 0.33 | 0.14 | 0.12 | 0.08 | 0.02 | 0 | 0.3 | 0.01 | 0 | 0 | 0 | 0 | 0.3 | 0.05 | 0.02 | 0.01 | 0.01 | 0 | True | False | Non Federally-Regulated | 11/02/2023 |  | 11/09/2023
Luminii Corp | Minimo | MPA-TF-27K-10-V-**-** | Light Emitting Diode | Inseparable Luminaire | Direct Wired | 0-10 VDC Controls | 57.8 | 2700 | 0.001 | 98 | 94 | 0 | 0.99 | Ambient | 50000 |  |  | 55000 | 0.01 | 13 | 12 | 0.33 | 0.14 | 0.12 | 0.08 | 0.02 | 0 | 0.3 | 0.01 | 0 | 0 | 0 | 0 | 0.3 | 0.05 | 0.02 | 0.01 | 0.01 | 0 | True | False | Non Federally-Regulated | 11/02/2023 |  | 11/09/2023
Luminii Corp | Minimo | MPA-TF-27K-10-U-**-** | Light Emitting Diode | Inseparable Luminaire | Direct Wired | 0-10 VDC Controls | 57.2 | 2700 | 0.001 | 98 | 94 | 0 | 0.99 | Ambient | 50000 |  |  | 55000 | 0.01 | 13 | 12 | 0.33 | 0.14 | 0.12 | 0.08 | 0.02 | 0 | 0.3 | 0.01 | 0 | 0 | 0 | 0 | 0.3 | 0.05 | 0.02 | 0.01 | 0.01 | 0 | True | False | Non Federally-Regulated | 11/02/2023 |  | 11/09/2023
Luminii Corp | Minimo | MPA-TF-30K-10-N-**-** | Light Emitting Diode | Inseparable Luminaire | Direct Wired | 0-10 VDC Controls | 68.8 | 3080 | 0.0016 | 98 | 94 | 0 | 0.99 | Ambient | 50000 |  |  | 55000 | 0.01 | 13 | 12 | 0.33 | 0.14 | 0.12 | 0.08 | 0.02 | 0 | 0.3 | 0.01 | 0 | 0 | 0 | 0 | 0.3 | 0.05 | 0.02 | 0.01 | 0.01 | 0 | True | False | Non Federally-Regulated | 11/02/2023 |  | 11/09/2023
Luminii Corp | Minimo | MPA-TF-30K-10-M-**-** | Light Emitting Diode | Inseparable Luminaire | Direct Wired | 0-10 VDC Controls | 67.9 | 3080 | 0.0016 | 98 | 94 | 0 | 0.99 | Ambient | 50000 |  |  | 55000 | 0.01 | 13 | 12 | 0.33 | 0.14 | 0.12 | 0.08 | 0.02 | 0 | 0.3 | 0.01 | 0 | 0 | 0 | 0 | 0.3 | 0.05 | 0.02 | 0.01 | 0.01 | 0 | True | False | Non Federally-Regulated | 11/02/2023 |  | 11/09/2023
Luminii Corp | Minimo | MPA-TF-30K-10-W-**-** | Light Emitting Diode | Inseparable Luminaire | Direct Wired | 0-10 VDC Controls | 67.4 | 3080 | 0.0016 | 98 | 94 | 0 | 0.99 | Ambient | 50000 |  |  | 55000 | 0.01 | 13 | 12 | 0.33 | 0.14 | 0.12 | 0.08 | 0.02 | 0 | 0.3 | 0.01 | 0 | 0 | 0 | 0 | 0.3 | 0.05 | 0.02 | 0.01 | 0.01 | 0 | True | False | Non Federally-Regulated | 11/02/2023 |  | 11/09/2023
Luminii Corp | Minimo | MPA-TF-30K-10-V-**-** | Light Emitting Diode | Inseparable Luminaire | Direct Wired | 0-10 VDC Controls | 60.5 | 3080 | 0.0016 | 98 | 94 | 0 | 0.99 | Ambient | 50000 |  |  | 55000 | 0.01 | 13 | 12 | 0.33 | 0.14 | 0.12 | 0.08 | 0.02 | 0 | 0.3 | 0.01 | 0 | 0 | 0 | 0 | 0.3 | 0.05 | 0.02 | 0.01 | 0.01 | 0 | True | False | Non Federally-Regulated | 11/02/2023 |  | 11/09/2023
Luminii Corp | Minimo | MPA-TF-30K-10-U-**-** | Light Emitting Diode | Inseparable Luminaire | Direct Wired | 0-10 VDC Controls | 59.8 | 3080 | 0.0016 | 98 | 94 | 0 | 0.99 | Ambient | 50000 |  |  | 55000 | 0.01 | 13 | 12 | 0.33 | 0.14 | 0.12 | 0.08 | 0.02 | 0 | 0.3 | 0.01 | 0 | 0 | 0 | 0 | 0.3 | 0.05 | 0.02 | 0.01 | 0.01 | 0 | True | False | Non Federally-Regulated | 11/02/2023 |  | 11/09/2023
Luminii Corp | Minimo | MPA-TF-35K-10-N-**-** | Light Emitting Diode | Inseparable Luminaire | Direct Wired | 0-10 VDC Controls | 72.4 | 3500 | 0.001 | 98 | 94 | 0 | 0.99 | Ambient | 50000 |  |  | 55000 | 0.01 | 13 | 12 | 0.33 | 0.14 | 0.12 | 0.08 | 0.02 | 0 | 0.3 | 0.01 | 0 | 0 | 0 | 0 | 0.3 | 0.05 | 0.02 | 0.01 | 0.01 | 0 | True | False | Non Federally-Regulated | 11/02/2023 |  | 11/09/2023
Luminii Corp | Minimo | MPA-TF-35K-10-M-**-** | Light Emitting Diode | Inseparable Luminaire | Direct Wired | 0-10 VDC Controls | 71.5 | 3500 | 0.001 | 98 | 94 | 0 | 0.99 | Ambient | 50000 |  |  | 55000 | 0.01 | 13 | 12 | 0.33 | 0.14 | 0.12 | 0.08 | 0.02 | 0 | 0.3 | 0.01 | 0 | 0 | 0 | 0 | 0.3 | 0.05 | 0.02 | 0.01 | 0.01 | 0 | True | False | Non Federally-Regulated | 11/02/2023 |  | 11/09/2023
Luminii Corp | Minimo | MPA-TF-35K-10-W-**-** | Light Emitting Diode | Inseparable Luminaire | Direct Wired | 0-10 VDC Controls | 70.9 | 3500 | 0.001 | 98 | 94 | 0 | 0.99 | Ambient | 50000 |  |  | 55000 | 0.01 | 13 | 12 | 0.33 | 0.14 | 0.12 | 0.08 | 0.02 | 0 | 0.3 | 0.01 | 0 | 0 | 0 | 0 | 0.3 | 0.05 | 0.02 | 0.01 | 0.01 | 0 | True | False | Non Federally-Regulated | 11/02/2023 |  | 11/09/2023
Luminii Corp | Minimo | MPA-TF-35K-10-V-**-** | Light Emitting Diode | Inseparable Luminaire | Direct Wired | 0-10 VDC Controls | 63.6 | 3500 | 0.001 | 98 | 94 | 0 | 0.99 | Ambient | 50000 |  |  | 55000 | 0.01 | 13 | 12 | 0.33 | 0.14 | 0.12 | 0.08 | 0.02 | 0 | 0.3 | 0.01 | 0 | 0 | 0 | 0 | 0.3 | 0.05 | 0.02 | 0.01 | 0.01 | 0 | True | False | Non Federally-Regulated | 11/02/2023 |  | 11/09/2023
Luminii Corp | Minimo | MPA-TF-35K-10-U-**-** | Light Emitting Diode | Inseparable Luminaire | Direct Wired | 0-10 VDC Controls | 63 | 3500 | 0.001 | 98 | 94 | 0 | 0.99 | Ambient | 50000 |  |  | 55000 | 0.01 | 13 | 12 | 0.33 | 0.14 | 0.12 | 0.08 | 0.02 | 0 | 0.3 | 0.01 | 0 | 0 | 0 | 0 | 0.3 | 0.05 | 0.02 | 0.01 | 0.01 | 0 | True | False | Non Federally-Regulated | 11/02/2023 |  | 11/09/2023
Luminii Corp | Minimo | MPA-TF-40K-10-N-**-** | Light Emitting Diode | Inseparable Luminaire | Direct Wired | 0-10 VDC Controls | 72.4 | 4019 | -0.0043 | 98 | 91 | 0 | 0.99 | Ambient | 50000 |  |  | 55000 | 0.01 | 13 | 12 | 0.33 | 0.14 | 0.12 | 0.08 | 0.02 | 0 | 0.3 | 0.01 | 0 | 0 | 0 | 0 | 0.3 | 0.05 | 0.02 | 0.01 | 0.01 | 0 | True | False | Non Federally-Regulated | 11/02/2023 |  | 11/09/2023
Luminii Corp | Minimo | MPA-TF-40K-10-M-**-** | Light Emitting Diode | Inseparable Luminaire | Direct Wired | 0-10 VDC Controls | 71.5 | 4019 | -0.0043 | 98 | 91 | 0 | 0.99 | Ambient | 50000 |  |  | 55000 | 0.01 | 13 | 12 | 0.33 | 0.14 | 0.12 | 0.08 | 0.02 | 0 | 0.3 | 0.01 | 0 | 0 | 0 | 0 | 0.3 | 0.05 | 0.02 | 0.01 | 0.01 | 0 | True | False | Non Federally-Regulated | 11/02/2023 |  | 11/09/2023
Luminii Corp | Minimo | MPA-TF-40K-10-W-**-** | Light Emitting Diode | Inseparable Luminaire | Direct Wired | 0-10 VDC Controls | 70.9 | 4019 | -0.0043 | 98 | 91 | 0 | 0.99 | Ambient | 50000 |  |  | 55000 | 0.01 | 13 | 12 | 0.33 | 0.14 | 0.12 | 0.08 | 0.02 | 0 | 0.3 | 0.01 | 0 | 0 | 0 | 0 | 0.3 | 0.05 | 0.02 | 0.01 | 0.01 | 0 | True | False | Non Federally-Regulated | 11/02/2023 |  | 11/09/2023
Luminii Corp | Minimo | MPA-TF-40K-10-V-**-** | Light Emitting Diode | Inseparable Luminaire | Direct Wired | 0-10 VDC Controls | 63.6 | 4019 | -0.0043 | 98 | 91 | 0 | 0.99 | Ambient | 50000 |  |  | 55000 | 0.01 | 13 | 12 | 0.33 | 0.14 | 0.12 | 0.08 | 0.02 | 0 | 0.3 | 0.01 | 0 | 0 | 0 | 0 | 0.3 | 0.05 | 0.02 | 0.01 | 0.01 | 0 | True | False | Non Federally-Regulated | 11/02/2023 |  | 11/09/2023
Luminii Corp | Minimo | MPA-TF-40K-10-U-**-** | Light Emitting Diode | Inseparable Luminaire | Direct Wired | 0-10 VDC Controls | 63 | 4019 | -0.0043 | 98 | 91 | 0 | 0.99 | Ambient | 50000 |  |  | 55000 | 0.01 | 13 | 12 | 0.33 | 0.14 | 0.12 | 0.08 | 0.02 | 0 | 0.3 | 0.01 | 0 | 0 | 0 | 0 | 0.3 | 0.05 | 0.02 | 0.01 | 0.01 | 0 | True | False | Non Federally-Regulated | 11/02/2023 |  | 11/09/2023
Luminii Corp | Minimo | MPA-TF-WD3-10-N-**-** | Light Emitting Diode | Inseparable Luminaire | Direct Wired | 0-10 VDC Controls | 62.7 | 2400 | 0.001 | 98 | 59 | 0 | 0.99 | Ambient | 50000 |  |  | 55000 | 0.01 | 13 | 12 | 0.33 | 0.14 | 0.12 | 0.08 | 0.02 | 0 | 0.3 | 0.01 | 0 | 0 | 0 | 0 | 0.3 | 0.05 | 0.02 | 0.01 | 0.01 | 0 | True | False | Non Federally-Regulated | 11/02/2023 |  | 11/09/2023
Luminii Corp | Minimo | MPA-TF-WD3-10-M-**-** | Light Emitting Diode | Inseparable Luminaire | Direct Wired | 0-10 VDC Controls | 61.9 | 2400 | 0.001 | 98 | 59 | 0 | 0.99 | Ambient | 50000 |  |  | 55000 | 0.01 | 13 | 12 | 0.33 | 0.14 | 0.12 | 0.08 | 0.02 | 0 | 0.3 | 0.01 | 0 | 0 | 0 | 0 | 0.3 | 0.05 | 0.02 | 0.01 | 0.01 | 0 | True | False | Non Federally-Regulated | 11/02/2023 |  | 11/09/2023
Luminii Corp | Minimo | MPA-TF-WD3-10-W-**-** | Light Emitting Diode | Inseparable Luminaire | Direct Wired | 0-10 VDC Controls | 61.5 | 2400 | 0.001 | 98 | 59 | 0 | 0.99 | Ambient | 50000 |  |  | 55000 | 0.01 | 13 | 12 | 0.33 | 0.14 | 0.12 | 0.08 | 0.02 | 0 | 0.3 | 0.01 | 0 | 0 | 0 | 0 | 0.3 | 0.05 | 0.02 | 0.01 | 0.01 | 0 | True | False | Non Federally-Regulated | 11/02/2023 |  | 11/09/2023
Luminii Corp | Minimo | MPA-TF-WD3-10-V-**-** | Light Emitting Diode | Inseparable Luminaire | Direct Wired | 0-10 VDC Controls | 55.1 | 2400 | 0.001 | 98 | 59 | 0 | 0.99 | Ambient | 50000 |  |  | 55000 | 0.01 | 13 | 12 | 0.33 | 0.14 | 0.12 | 0.08 | 0.02 | 0 | 0.3 | 0.01 | 0 | 0 | 0 | 0 | 0.3 | 0.05 | 0.02 | 0.01 | 0.01 | 0 | True | False | Non Federally-Regulated | 11/02/2023 |  | 11/09/2023
Luminii Corp | Minimo | MPA-TF-WD3-10-U-**-** | Light Emitting Diode | Inseparable Luminaire | Direct Wired | 0-10 VDC Controls | 54.5 | 2400 | 0.001 | 98 | 59 | 0 | 0.99 | Ambient | 50000 |  |  | 55000 | 0.01 | 13 | 12 | 0.33 | 0.14 | 0.12 | 0.08 | 0.02 | 0 | 0.3 | 0.01 | 0 | 0 | 0 | 0 | 0.3 | 0.05 | 0.02 | 0.01 | 0.01 | 0 | True | False | Non Federally-Regulated | 11/02/2023 |  | 11/09/2023
Luminii Corp | Minimo | MPA-TF-TW3-10-N-**-** | Light Emitting Diode | Inseparable Luminaire | Direct Wired | 0-10 VDC Controls | 62.7 | 2400 | 0.001 | 98 | 59 | 0 | 0.99 | Ambient | 50000 |  |  | 55000 | 0.01 | 13 | 12 | 0.33 | 0.14 | 0.12 | 0.08 | 0.02 | 0 | 0.3 | 0.01 | 0 | 0 | 0 | 0 | 0.3 | 0.05 | 0.02 | 0.01 | 0.01 | 0 | True | False | Non Federally-Regulated | 11/02/2023 |  | 11/09/2023
Luminii Corp | Minimo | MPA-TF-TW3-10-M-**-** | Light Emitting Diode | Inseparable Luminaire | Direct Wired | 0-10 VDC Controls | 61.9 | 2400 | 0.001 | 98 | 59 | 0 | 0.99 | Ambient | 50000 |  |  | 55000 | 0.01 | 13 | 12 | 0.33 | 0.14 | 0.12 | 0.08 | 0.02 | 0 | 0.3 | 0.01 | 0 | 0 | 0 | 0 | 0.3 | 0.05 | 0.02 | 0.01 | 0.01 | 0 | True | False | Non Federally-Regulated | 11/02/2023 |  | 11/09/2023
Luminii Corp | Minimo | MPA-TF-TW3-10-W-**-** | Light Emitting Diode | Inseparable Luminaire | Direct Wired | 0-10 VDC Controls | 61.5 | 2400 | 0.001 | 98 | 59 | 0 | 0.99 | Ambient | 50000 |  |  | 55000 | 0.01 | 13 | 12 | 0.33 | 0.14 | 0.12 | 0.08 | 0.02 | 0 | 0.3 | 0.01 | 0 | 0 | 0 | 0 | 0.3 | 0.05 | 0.02 | 0.01 | 0.01 | 0 | True | False | Non Federally-Regulated | 11/02/2023 |  | 11/09/2023
Luminii Corp | Minimo | MPA-TF-TW3-10-V-**-** | Light Emitting Diode | Inseparable Luminaire | Direct Wired | 0-10 VDC Controls | 55.1 | 2400 | 0.001 | 98 | 59 | 0 | 0.99 | Ambient | 50000 |  |  | 55000 | 0.01 | 13 | 12 | 0.33 | 0.14 | 0.12 | 0.08 | 0.02 | 0 | 0.3 | 0.01 | 0 | 0 | 0 | 0 | 0.3 | 0.05 | 0.02 | 0.01 | 0.01 | 0 | True | False | Non Federally-Regulated | 11/02/2023 |  | 11/09/2023
Luminii Corp | Minimo | MPA-TF-TW3-10-U-**-** | Light Emitting Diode | Inseparable Luminaire | Direct Wired | 0-10 VDC Controls | 54.5 | 2400 | 0.001 | 98 | 59 | 0 | 0.99 | Ambient | 50000 |  |  | 55000 | 0.01 | 13 | 12 | 0.33 | 0.14 | 0.12 | 0.08 | 0.02 | 0 | 0.3 | 0.01 | 0 | 0 | 0 | 0 | 0.3 | 0.05 | 0.02 | 0.01 | 0.01 | 0 | True | False | Non Federally-Regulated | 11/02/2023 |  | 11/09/2023
Luminii Corp | Minimo | MPA-TF-TW5-10-N-**-** | Light Emitting Diode | Inseparable Luminaire | Direct Wired | 0-10 VDC Controls | 65.7 | 2700 | 0.001 | 98 | 93 | 0 | 0.99 | Ambient | 50000 |  |  | 55000 | 0.01 | 13 | 12 | 0.33 | 0.14 | 0.12 | 0.08 | 0.02 | 0 | 0.3 | 0.01 | 0 | 0 | 0 | 0 | 0.3 | 0.05 | 0.02 | 0.01 | 0.01 | 0 | True | False | Non Federally-Regulated | 11/02/2023 |  | 11/09/2023
Luminii Corp | Minimo | MPA-TF-TW5-10-M-**-** | Light Emitting Diode | Inseparable Luminaire | Direct Wired | 0-10 VDC Controls | 64.9 | 2700 | 0.001 | 98 | 93 | 0 | 0.99 | Ambient | 50000 |  |  | 55000 | 0.01 | 13 | 12 | 0.33 | 0.14 | 0.12 | 0.08 | 0.02 | 0 | 0.3 | 0.01 | 0 | 0 | 0 | 0 | 0.3 | 0.05 | 0.02 | 0.01 | 0.01 | 0 | True | False | Non Federally-Regulated | 11/02/2023 |  | 11/09/2023
Luminii Corp | Minimo | MPA-TF-TW5-10-W-**-** | Light Emitting Diode | Inseparable Luminaire | Direct Wired | 0-10 VDC Controls | 64.4 | 2700 | 0.001 | 98 | 93 | 0 | 0.99 | Ambient | 50000 |  |  | 55000 | 0.01 | 13 | 12 | 0.33 | 0.14 | 0.12 | 0.08 | 0.02 | 0 | 0.3 | 0.01 | 0 | 0 | 0 | 0 | 0.3 | 0.05 | 0.02 | 0.01 | 0.01 | 0 | True | False | Non Federally-Regulated | 11/02/2023 |  | 11/09/2023
Luminii Corp | Minimo | MPA-TF-TW5-10-V-**-** | Light Emitting Diode | Inseparable Luminaire | Direct Wired | 0-10 VDC Controls | 57.8 | 2700 | 0.001 | 98 | 93 | 0 | 0.99 | Ambient | 50000 |  |  | 55000 | 0.01 | 13 | 12 | 0.33 | 0.14 | 0.12 | 0.08 | 0.02 | 0 | 0.3 | 0.01 | 0 | 0 | 0 | 0 | 0.3 | 0.05 | 0.02 | 0.01 | 0.01 | 0 | True | False | Non Federally-Regulated | 11/02/2023 |  | 11/09/2023
Luminii Corp | Minimo | MPA-TF-TW5-10-U-**-** | Light Emitting Diode | Inseparable Luminaire | Direct Wired | 0-10 VDC Controls | 57.2 | 2700 | 0.001 | 98 | 93 | 0 | 0.99 | Ambient | 50000 |  |  | 55000 | 0.01 | 13 | 12 | 0.33 | 0.14 | 0.12 | 0.08 | 0.02 | 0 | 0.3 | 0.01 | 0 | 0 | 0 | 0 | 0.3 | 0.05 | 0.02 | 0.01 | 0.01 | 0 | True | False | Non Federally-Regulated | 11/02/2023 |  | 11/09/2023
Luminii Corp | Minimo | MPA-TB-24K-10-N-**-** | Light Emitting Diode | Inseparable Luminaire | Direct Wired | 0-10 VDC Controls | 62.7 | 2503 | 0.001 | 92 | 59 | 0 | 0.99 | Ambient | 50000 |  |  | 55000 | 0.01 | 13 | 12 | 0.33 | 0.14 | 0.12 | 0.08 | 0.02 | 0 | 0.3 | 0.01 | 0 | 0 | 0 | 0 | 0.3 | 0.05 | 0.02 | 0.01 | 0.01 | 0 | True | False | Non Federally-Regulated | 11/02/2023 |  | 11/09/2023
Luminii Corp | Minimo | MPA-TB-24K-10-M-**-** | Light Emitting Diode | Inseparable Luminaire | Direct Wired | 0-10 VDC Controls | 61.9 | 2503 | 0.001 | 92 | 59 | 0 | 0.99 | Ambient | 50000 |  |  | 55000 | 0.01 | 13 | 12 | 0.33 | 0.14 | 0.12 | 0.08 | 0.02 | 0 | 0.3 | 0.01 | 0 | 0 | 0 | 0 | 0.3 | 0.05 | 0.02 | 0.01 | 0.01 | 0 | True | False | Non Federally-Regulated | 11/02/2023 |  | 11/09/2023
Luminii Corp | Minimo | MPA-TB-24K-10-W-**-** | Light Emitting Diode | Inseparable Luminaire | Direct Wired | 0-10 VDC Controls | 61.5 | 2503 | 0.001 | 92 | 59 | 0 | 0.99 | Ambient | 50000 |  |  | 55000 | 0.01 | 13 | 12 | 0.33 | 0.14 | 0.12 | 0.08 | 0.02 | 0 | 0.3 | 0.01 | 0 | 0 | 0 | 0 | 0.3 | 0.05 | 0.02 | 0.01 | 0.01 | 0 | True | False | Non Federally-Regulated | 11/02/2023 |  | 11/09/2023
Luminii Corp | Minimo | MPA-TB-24K-10-V-**-** | Light Emitting Diode | Inseparable Luminaire | Direct Wired | 0-10 VDC Controls | 55.1 | 2503 | 0.001 | 92 | 59 | 0 | 0.99 | Ambient | 50000 |  |  | 55000 | 0.01 | 13 | 12 | 0.33 | 0.14 | 0.12 | 0.08 | 0.02 | 0 | 0.3 | 0.01 | 0 | 0 | 0 | 0 | 0.3 | 0.05 | 0.02 | 0.01 | 0.01 | 0 | True | False | Non Federally-Regulated | 11/02/2023 |  | 11/09/2023
Luminii Corp | Minimo | MPA-TB-24K-10-U-**-** | Light Emitting Diode | Inseparable Luminaire | Direct Wired | 0-10 VDC Controls | 54.5 | 2503 | 0.001 | 92 | 59 | 0 | 0.99 | Ambient | 50000 |  |  | 55000 | 0.01 | 13 | 12 | 0.33 | 0.14 | 0.12 | 0.08 | 0.02 | 0 | 0.3 | 0.01 | 0 | 0 | 0 | 0 | 0.3 | 0.05 | 0.02 | 0.01 | 0.01 | 0 | True | False | Non Federally-Regulated | 11/02/2023 |  | 11/09/2023
Luminii Corp | Minimo | MPA-TB-27K-10-N-**-** | Light Emitting Diode | Inseparable Luminaire | Direct Wired | 0-10 VDC Controls | 65.7 | 2700 | 0.001 | 98 | 94 | 0 | 0.99 | Ambient | 50000 |  |  | 55000 | 0.01 | 13 | 12 | 0.33 | 0.14 | 0.12 | 0.08 | 0.02 | 0 | 0.3 | 0.01 | 0 | 0 | 0 | 0 | 0.3 | 0.05 | 0.02 | 0.01 | 0.01 | 0 | True | False | Non Federally-Regulated | 11/02/2023 |  | 11/09/2023
Luminii Corp | Minimo | MPA-TB-27K-10-M-**-** | Light Emitting Diode | Inseparable Luminaire | Direct Wired | 0-10 VDC Controls | 64.9 | 2700 | 0.001 | 98 | 94 | 0 | 0.99 | Ambient | 50000 |  |  | 55000 | 0.01 | 13 | 12 | 0.33 | 0.14 | 0.12 | 0.08 | 0.02 | 0 | 0.3 | 0.01 | 0 | 0 | 0 | 0 | 0.3 | 0.05 | 0.02 | 0.01 | 0.01 | 0 | True | False | Non Federally-Regulated | 11/02/2023 |  | 11/09/2023
Luminii Corp | Minimo | MPA-TB-27K-10-W-**-** | Light Emitting Diode | Inseparable Luminaire | Direct Wired | 0-10 VDC Controls | 64.4 | 2700 | 0.001 | 98 | 94 | 0 | 0.99 | Ambient | 50000 |  |  | 55000 | 0.01 | 13 | 12 | 0.33 | 0.14 | 0.12 | 0.08 | 0.02 | 0 | 0.3 | 0.01 | 0 | 0 | 0 | 0 | 0.3 | 0.05 | 0.02 | 0.01 | 0.01 | 0 | True | False | Non Federally-Regulated | 11/02/2023 |  | 11/09/2023
Luminii Corp | Minimo | MPA-TB-27K-10-V-**-** | Light Emitting Diode | Inseparable Luminaire | Direct Wired | 0-10 VDC Controls | 57.8 | 2700 | 0.001 | 98 | 94 | 0 | 0.99 | Ambient | 50000 |  |  | 55000 | 0.01 | 13 | 12 | 0.33 | 0.14 | 0.12 | 0.08 | 0.02 | 0 | 0.3 | 0.01 | 0 | 0 | 0 | 0 | 0.3 | 0.05 | 0.02 | 0.01 | 0.01 | 0 | True | False | Non Federally-Regulated | 11/02/2023 |  | 11/09/2023
Luminii Corp | Minimo | MPA-TB-27K-10-U-**-** | Light Emitting Diode | Inseparable Luminaire | Direct Wired | 0-10 VDC Controls | 57.2 | 2700 | 0.001 | 98 | 94 | 0 | 0.99 | Ambient | 50000 |  |  | 55000 | 0.01 | 13 | 12 | 0.33 | 0.14 | 0.12 | 0.08 | 0.02 | 0 | 0.3 | 0.01 | 0 | 0 | 0 | 0 | 0.3 | 0.05 | 0.02 | 0.01 | 0.01 | 0 | True | False | Non Federally-Regulated | 11/02/2023 |  | 11/09/2023
Luminii Corp | Minimo | MPA-TB-30K-10-N-**-** | Light Emitting Diode | Inseparable Luminaire | Direct Wired | 0-10 VDC Controls | 68.8 | 3080 | 0.0016 | 98 | 94 | 0 | 0.99 | Ambient | 50000 |  |  | 55000 | 0.01 | 13 | 12 | 0.33 | 0.14 | 0.12 | 0.08 | 0.02 | 0 | 0.3 | 0.01 | 0 | 0 | 0 | 0 | 0.3 | 0.05 | 0.02 | 0.01 | 0.01 | 0 | True | False | Non Federally-Regulated | 11/02/2023 |  | 11/09/2023
Luminii Corp | Minimo | MPA-TB-30K-10-M-**-** | Light Emitting Diode | Inseparable Luminaire | Direct Wired | 0-10 VDC Controls | 67.9 | 3080 | 0.0016 | 98 | 94 | 0 | 0.99 | Ambient | 50000 |  |  | 55000 | 0.01 | 13 | 12 | 0.33 | 0.14 | 0.12 | 0.08 | 0.02 | 0 | 0.3 | 0.01 | 0 | 0 | 0 | 0 | 0.3 | 0.05 | 0.02 | 0.01 | 0.01 | 0 | True | False | Non Federally-Regulated | 11/02/2023 |  | 11/09/2023
Luminii Corp | Minimo | MPA-TB-30K-10-W-**-** | Light Emitting Diode | Inseparable Luminaire | Direct Wired | 0-10 VDC Controls | 67.4 | 3080 | 0.0016 | 98 | 94 | 0 | 0.99 | Ambient | 50000 |  |  | 55000 | 0.01 | 13 | 12 | 0.33 | 0.14 | 0.12 | 0.08 | 0.02 | 0 | 0.3 | 0.01 | 0 | 0 | 0 | 0 | 0.3 | 0.05 | 0.02 | 0.01 | 0.01 | 0 | True | False | Non Federally-Regulated | 11/02/2023 |  | 11/09/2023
Luminii Corp | Minimo | MPA-TB-30K-10-V-**-** | Light Emitting Diode | Inseparable Luminaire | Direct Wired | 0-10 VDC Controls | 60.5 | 3080 | 0.0016 | 98 | 94 | 0 | 0.99 | Ambient | 50000 |  |  | 55000 | 0.01 | 13 | 12 | 0.33 | 0.14 | 0.12 | 0.08 | 0.02 | 0 | 0.3 | 0.01 | 0 | 0 | 0 | 0 | 0.3 | 0.05 | 0.02 | 0.01 | 0.01 | 0 | True | False | Non Federally-Regulated | 11/02/2023 |  | 11/09/2023
Luminii Corp | Minimo | MPA-TB-30K-10-U-**-** | Light Emitting Diode | Inseparable Luminaire | Direct Wired | 0-10 VDC Controls | 59.8 | 3080 | 0.0016 | 98 | 94 | 0 | 0.99 | Ambient | 50000 |  |  | 55000 | 0.01 | 13 | 12 | 0.33 | 0.14 | 0.12 | 0.08 | 0.02 | 0 | 0.3 | 0.01 | 0 | 0 | 0 | 0 | 0.3 | 0.05 | 0.02 | 0.01 | 0.01 | 0 | True | False | Non Federally-Regulated | 11/02/2023 |  | 11/09/2023
Luminii Corp | Minimo | MPA-TB-35K-10-N-**-** | Light Emitting Diode | Inseparable Luminaire | Direct Wired | 0-10 VDC Controls | 72.4 | 3500 | 0.001 | 98 | 94 | 0 | 0.99 | Ambient | 50000 |  |  | 55000 | 0.01 | 13 | 12 | 0.33 | 0.14 | 0.12 | 0.08 | 0.02 | 0 | 0.3 | 0.01 | 0 | 0 | 0 | 0 | 0.3 | 0.05 | 0.02 | 0.01 | 0.01 | 0 | True | False | Non Federally-Regulated | 11/02/2023 |  | 11/09/2023
Luminii Corp | Minimo | MPA-TB-35K-10-M-**-** | Light Emitting Diode | Inseparable Luminaire | Direct Wired | 0-10 VDC Controls | 71.5 | 3500 | 0.001 | 98 | 94 | 0 | 0.99 | Ambient | 50000 |  |  | 55000 | 0.01 | 13 | 12 | 0.33 | 0.14 | 0.12 | 0.08 | 0.02 | 0 | 0.3 | 0.01 | 0 | 0 | 0 | 0 | 0.3 | 0.05 | 0.02 | 0.01 | 0.01 | 0 | True | False | Non Federally-Regulated | 11/02/2023 |  | 11/09/2023
Luminii Corp | Minimo | MPA-TB-35K-10-W-**-** | Light Emitting Diode | Inseparable Luminaire | Direct Wired | 0-10 VDC Controls | 70.9 | 3500 | 0.001 | 98 | 94 | 0 | 0.99 | Ambient | 50000 |  |  | 55000 | 0.01 | 13 | 12 | 0.33 | 0.14 | 0.12 | 0.08 | 0.02 | 0 | 0.3 | 0.01 | 0 | 0 | 0 | 0 | 0.3 | 0.05 | 0.02 | 0.01 | 0.01 | 0 | True | False | Non Federally-Regulated | 11/02/2023 |  | 11/09/2023
Luminii Corp | Minimo | MPA-TB-35K-10-V-**-** | Light Emitting Diode | Inseparable Luminaire | Direct Wired | 0-10 VDC Controls | 63.6 | 3500 | 0.001 | 98 | 94 | 0 | 0.99 | Ambient | 50000 |  |  | 55000 | 0.01 | 13 | 12 | 0.33 | 0.14 | 0.12 | 0.08 | 0.02 | 0 | 0.3 | 0.01 | 0 | 0 | 0 | 0 | 0.3 | 0.05 | 0.02 | 0.01 | 0.01 | 0 | True | False | Non Federally-Regulated | 11/02/2023 |  | 11/09/2023
Luminii Corp | Minimo | MPA-TB-35K-10-U-**-** | Light Emitting Diode | Inseparable Luminaire | Direct Wired | 0-10 VDC Controls | 63 | 3500 | 0.001 | 98 | 94 | 0 | 0.99 | Ambient | 50000 |  |  | 55000 | 0.01 | 13 | 12 | 0.33 | 0.14 | 0.12 | 0.08 | 0.02 | 0 | 0.3 | 0.01 | 0 | 0 | 0 | 0 | 0.3 | 0.05 | 0.02 | 0.01 | 0.01 | 0 | True | False | Non Federally-Regulated | 11/02/2023 |  | 11/09/2023
Luminii Corp | Minimo | MPA-TB-40K-10-N-**-** | Light Emitting Diode | Inseparable Luminaire | Direct Wired | 0-10 VDC Controls | 72.4 | 4019 | -0.0043 | 98 | 91 | 0 | 0.99 | Ambient | 50000 |  |  | 55000 | 0.01 | 13 | 12 | 0.33 | 0.14 | 0.12 | 0.08 | 0.02 | 0 | 0.3 | 0.01 | 0 | 0 | 0 | 0 | 0.3 | 0.05 | 0.02 | 0.01 | 0.01 | 0 | True | False | Non Federally-Regulated | 11/02/2023 |  | 11/09/2023
Luminii Corp | Minimo | MPA-TB-40K-10-M-**-** | Light Emitting Diode | Inseparable Luminaire | Direct Wired | 0-10 VDC Controls | 71.5 | 4019 | -0.0043 | 98 | 91 | 0 | 0.99 | Ambient | 50000 |  |  | 55000 | 0.01 | 13 | 12 | 0.33 | 0.14 | 0.12 | 0.08 | 0.02 | 0 | 0.3 | 0.01 | 0 | 0 | 0 | 0 | 0.3 | 0.05 | 0.02 | 0.01 | 0.01 | 0 | True | False | Non Federally-Regulated | 11/02/2023 |  | 11/09/2023
Luminii Corp | Minimo | MPA-TB-40K-10-W-**-** | Light Emitting Diode | Inseparable Luminaire | Direct Wired | 0-10 VDC Controls | 70.9 | 4019 | -0.0043 | 98 | 91 | 0 | 0.99 | Ambient | 50000 |  |  | 55000 | 0.01 | 13 | 12 | 0.33 | 0.14 | 0.12 | 0.08 | 0.02 | 0 | 0.3 | 0.01 | 0 | 0 | 0 | 0 | 0.3 | 0.05 | 0.02 | 0.01 | 0.01 | 0 | True | False | Non Federally-Regulated | 11/02/2023 |  | 11/09/2023
Luminii Corp | Minimo | MPA-TB-40K-10-V-**-** | Light Emitting Diode | Inseparable Luminaire | Direct Wired | 0-10 VDC Controls | 63.6 | 4019 | -0.0043 | 98 | 91 | 0 | 0.99 | Ambient | 50000 |  |  | 55000 | 0.01 | 13 | 12 | 0.33 | 0.14 | 0.12 | 0.08 | 0.02 | 0 | 0.3 | 0.01 | 0 | 0 | 0 | 0 | 0.3 | 0.05 | 0.02 | 0.01 | 0.01 | 0 | True | False | Non Federally-Regulated | 11/02/2023 |  | 11/09/2023
Luminii Corp | Minimo | MPA-TB-40K-10-U-**-** | Light Emitting Diode | Inseparable Luminaire | Direct Wired | 0-10 VDC Controls | 63 | 4019 | -0.0043 | 98 | 91 | 0 | 0.99 | Ambient | 50000 |  |  | 55000 | 0.01 | 13 | 12 | 0.33 | 0.14 | 0.12 | 0.08 | 0.02 | 0 | 0.3 | 0.01 | 0 | 0 | 0 | 0 | 0.3 | 0.05 | 0.02 | 0.01 | 0.01 | 0 | True | False | Non Federally-Regulated | 11/02/2023 |  | 11/09/2023
Luminii Corp | Minimo | MPA-TB-WD3-10-N-**-** | Light Emitting Diode | Inseparable Luminaire | Direct Wired | 0-10 VDC Controls | 62.7 | 2400 | 0.001 | 98 | 59 | 0 | 0.99 | Ambient | 50000 |  |  | 55000 | 0.01 | 13 | 12 | 0.33 | 0.14 | 0.12 | 0.08 | 0.02 | 0 | 0.3 | 0.01 | 0 | 0 | 0 | 0 | 0.3 | 0.05 | 0.02 | 0.01 | 0.01 | 0 | True | False | Non Federally-Regulated | 11/02/2023 |  | 11/09/2023
Luminii Corp | Minimo | MPA-TB-WD3-10-M-**-** | Light Emitting Diode | Inseparable Luminaire | Direct Wired | 0-10 VDC Controls | 61.9 | 2400 | 0.001 | 98 | 59 | 0 | 0.99 | Ambient | 50000 |  |  | 55000 | 0.01 | 13 | 12 | 0.33 | 0.14 | 0.12 | 0.08 | 0.02 | 0 | 0.3 | 0.01 | 0 | 0 | 0 | 0 | 0.3 | 0.05 | 0.02 | 0.01 | 0.01 | 0 | True | False | Non Federally-Regulated | 11/02/2023 |  | 11/09/2023
Luminii Corp | Minimo | MPA-TB-WD3-10-W-**-** | Light Emitting Diode | Inseparable Luminaire | Direct Wired | 0-10 VDC Controls | 61.5 | 2400 | 0.001 | 98 | 59 | 0 | 0.99 | Ambient | 50000 |  |  | 55000 | 0.01 | 13 | 12 | 0.33 | 0.14 | 0.12 | 0.08 | 0.02 | 0 | 0.3 | 0.01 | 0 | 0 | 0 | 0 | 0.3 | 0.05 | 0.02 | 0.01 | 0.01 | 0 | True | False | Non Federally-Regulated | 11/02/2023 |  | 11/09/2023
Luminii Corp | Minimo | MPA-TB-WD3-10-V-**-** | Light Emitting Diode | Inseparable Luminaire | Direct Wired | 0-10 VDC Controls | 55.1 | 2400 | 0.001 | 98 | 59 | 0 | 0.99 | Ambient | 50000 |  |  | 55000 | 0.01 | 13 | 12 | 0.33 | 0.14 | 0.12 | 0.08 | 0.02 | 0 | 0.3 | 0.01 | 0 | 0 | 0 | 0 | 0.3 | 0.05 | 0.02 | 0.01 | 0.01 | 0 | True | False | Non Federally-Regulated | 11/02/2023 |  | 11/09/2023
Luminii Corp | Minimo | MPA-TB-WD3-10-U-**-** | Light Emitting Diode | Inseparable Luminaire | Direct Wired | 0-10 VDC Controls | 54.5 | 2400 | 0.001 | 98 | 59 | 0 | 0.99 | Ambient | 50000 |  |  | 55000 | 0.01 | 13 | 12 | 0.33 | 0.14 | 0.12 | 0.08 | 0.02 | 0 | 0.3 | 0.01 | 0 | 0 | 0 | 0 | 0.3 | 0.05 | 0.02 | 0.01 | 0.01 | 0 | True | False | Non Federally-Regulated | 11/02/2023 |  | 11/09/2023
Luminii Corp | Minimo | MPA-TB-TW3-10-N-**-** | Light Emitting Diode | Inseparable Luminaire | Direct Wired | 0-10 VDC Controls | 62.7 | 2400 | 0.001 | 98 | 59 | 0 | 0.99 | Ambient | 50000 |  |  | 55000 | 0.01 | 13 | 12 | 0.33 | 0.14 | 0.12 | 0.08 | 0.02 | 0 | 0.3 | 0.01 | 0 | 0 | 0 | 0 | 0.3 | 0.05 | 0.02 | 0.01 | 0.01 | 0 | True | False | Non Federally-Regulated | 11/02/2023 |  | 11/09/2023
Luminii Corp | Minimo | MPA-TB-TW3-10-M-**-** | Light Emitting Diode | Inseparable Luminaire | Direct Wired | 0-10 VDC Controls | 61.9 | 2400 | 0.001 | 98 | 59 | 0 | 0.99 | Ambient | 50000 |  |  | 55000 | 0.01 | 13 | 12 | 0.33 | 0.14 | 0.12 | 0.08 | 0.02 | 0 | 0.3 | 0.01 | 0 | 0 | 0 | 0 | 0.3 | 0.05 | 0.02 | 0.01 | 0.01 | 0 | True | False | Non Federally-Regulated | 11/02/2023 |  | 11/09/2023
Luminii Corp | Minimo | MPA-TB-TW3-10-W-**-** | Light Emitting Diode | Inseparable Luminaire | Direct Wired | 0-10 VDC Controls | 61.5 | 2400 | 0.001 | 98 | 59 | 0 | 0.99 | Ambient | 50000 |  |  | 55000 | 0.01 | 13 | 12 | 0.33 | 0.14 | 0.12 | 0.08 | 0.02 | 0 | 0.3 | 0.01 | 0 | 0 | 0 | 0 | 0.3 | 0.05 | 0.02 | 0.01 | 0.01 | 0 | True | False | Non Federally-Regulated | 11/02/2023 |  | 11/09/2023
Luminii Corp | Minimo | MPA-TB-TW3-10-V-**-** | Light Emitting Diode | Inseparable Luminaire | Direct Wired | 0-10 VDC Controls | 55.1 | 2400 | 0.001 | 98 | 59 | 0 | 0.99 | Ambient | 50000 |  |  | 55000 | 0.01 | 13 | 12 | 0.33 | 0.14 | 0.12 | 0.08 | 0.02 | 0 | 0.3 | 0.01 | 0 | 0 | 0 | 0 | 0.3 | 0.05 | 0.02 | 0.01 | 0.01 | 0 | True | False | Non Federally-Regulated | 11/02/2023 |  | 11/09/2023
Luminii Corp | Minimo | MPA-TB-TW3-10-U-**-** | Light Emitting Diode | Inseparable Luminaire | Direct Wired | 0-10 VDC Controls | 54.5 | 2400 | 0.001 | 98 | 59 | 0 | 0.99 | Ambient | 50000 |  |  | 55000 | 0.01 | 13 | 12 | 0.33 | 0.14 | 0.12 | 0.08 | 0.02 | 0 | 0.3 | 0.01 | 0 | 0 | 0 | 0 | 0.3 | 0.05 | 0.02 | 0.01 | 0.01 | 0 | True | False | Non Federally-Regulated | 11/02/2023 |  | 11/09/2023
Luminii Corp | Minimo | MPA-TB-TW5-10-N-**-** | Light Emitting Diode | Inseparable Luminaire | Direct Wired | 0-10 VDC Controls | 65.7 | 2700 | 0.001 | 98 | 93 | 0 | 0.99 | Ambient | 50000 |  |  | 55000 | 0.01 | 13 | 12 | 0.33 | 0.14 | 0.12 | 0.08 | 0.02 | 0 | 0.3 | 0.01 | 0 | 0 | 0 | 0 | 0.3 | 0.05 | 0.02 | 0.01 | 0.01 | 0 | True | False | Non Federally-Regulated | 11/02/2023 |  | 11/09/2023
Luminii Corp | Minimo | MPA-TB-TW5-10-M-**-** | Light Emitting Diode | Inseparable Luminaire | Direct Wired | 0-10 VDC Controls | 64.9 | 2700 | 0.001 | 98 | 93 | 0 | 0.99 | Ambient | 50000 |  |  | 55000 | 0.01 | 13 | 12 | 0.33 | 0.14 | 0.12 | 0.08 | 0.02 | 0 | 0.3 | 0.01 | 0 | 0 | 0 | 0 | 0.3 | 0.05 | 0.02 | 0.01 | 0.01 | 0 | True | False | Non Federally-Regulated | 11/02/2023 |  | 11/09/2023
Luminii Corp | Minimo | MPA-TB-TW5-10-W-**-** | Light Emitting Diode | Inseparable Luminaire | Direct Wired | 0-10 VDC Controls | 64.4 | 2700 | 0.001 | 98 | 93 | 0 | 0.99 | Ambient | 50000 |  |  | 55000 | 0.01 | 13 | 12 | 0.33 | 0.14 | 0.12 | 0.08 | 0.02 | 0 | 0.3 | 0.01 | 0 | 0 | 0 | 0 | 0.3 | 0.05 | 0.02 | 0.01 | 0.01 | 0 | True | False | Non Federally-Regulated | 11/02/2023 |  | 11/09/2023
Luminii Corp | Minimo | MPA-TB-TW5-10-V-**-** | Light Emitting Diode | Inseparable Luminaire | Direct Wired | 0-10 VDC Controls | 57.8 | 2700 | 0.001 | 98 | 93 | 0 | 0.99 | Ambient | 50000 |  |  | 55000 | 0.01 | 13 | 12 | 0.33 | 0.14 | 0.12 | 0.08 | 0.02 | 0 | 0.3 | 0.01 | 0 | 0 | 0 | 0 | 0.3 | 0.05 | 0.02 | 0.01 | 0.01 | 0 | True | False | Non Federally-Regulated | 11/02/2023 |  | 11/09/2023
Luminii Corp | Minimo | MPA-TB-TW5-10-U-**-** | Light Emitting Diode | Inseparable Luminaire | Direct Wired | 0-10 VDC Controls | 57.2 | 2700 | 0.001 | 98 | 93 | 0 | 0.99 | Ambient | 50000 |  |  | 55000 | 0.01 | 13 | 12 | 0.33 | 0.14 | 0.12 | 0.08 | 0.02 | 0 | 0.3 | 0.01 | 0 | 0 | 0 | 0 | 0.3 | 0.05 | 0.02 | 0.01 | 0.01 | 0 | True | False | Non Federally-Regulated | 11/02/2023 |  | 11/09/2023
Luminii Corp | Minimo | MPA-LF-24K-10-N-**-** | Light Emitting Diode | Inseparable Luminaire | Direct Wired | 0-10 VDC Controls | 62.7 | 2503 | 0.001 | 92 | 59 | 0 | 0.99 | Ambient | 50000 |  |  | 55000 | 0.01 | 13 | 12 | 0.33 | 0.14 | 0.12 | 0.08 | 0.02 | 0 | 0.3 | 0.01 | 0 | 0 | 0 | 0 | 0.3 | 0.05 | 0.02 | 0.01 | 0.01 | 0 | True | False | Non Federally-Regulated | 11/02/2023 |  | 11/09/2023
Luminii Corp | Minimo | MPA-LF-24K-10-M-**-** | Light Emitting Diode | Inseparable Luminaire | Direct Wired | 0-10 VDC Controls | 61.9 | 2503 | 0.001 | 92 | 59 | 0 | 0.99 | Ambient | 50000 |  |  | 55000 | 0.01 | 13 | 12 | 0.33 | 0.14 | 0.12 | 0.08 | 0.02 | 0 | 0.3 | 0.01 | 0 | 0 | 0 | 0 | 0.3 | 0.05 | 0.02 | 0.01 | 0.01 | 0 | True | False | Non Federally-Regulated | 11/02/2023 |  | 11/09/2023
Luminii Corp | Minimo | MPA-LF-24K-10-W-**-** | Light Emitting Diode | Inseparable Luminaire | Direct Wired | 0-10 VDC Controls | 61.5 | 2503 | 0.001 | 92 | 59 | 0 | 0.99 | Ambient | 50000 |  |  | 55000 | 0.01 | 13 | 12 | 0.33 | 0.14 | 0.12 | 0.08 | 0.02 | 0 | 0.3 | 0.01 | 0 | 0 | 0 | 0 | 0.3 | 0.05 | 0.02 | 0.01 | 0.01 | 0 | True | False | Non Federally-Regulated | 11/02/2023 |  | 11/09/2023
Luminii Corp | Minimo | MPA-LF-24K-10-V-**-** | Light Emitting Diode | Inseparable Luminaire | Direct Wired | 0-10 VDC Controls | 55.1 | 2503 | 0.001 | 92 | 59 | 0 | 0.99 | Ambient | 50000 |  |  | 55000 | 0.01 | 13 | 12 | 0.33 | 0.14 | 0.12 | 0.08 | 0.02 | 0 | 0.3 | 0.01 | 0 | 0 | 0 | 0 | 0.3 | 0.05 | 0.02 | 0.01 | 0.01 | 0 | True | False | Non Federally-Regulated | 11/02/2023 |  | 11/09/2023
Luminii Corp | Minimo | MPA-LF-24K-10-U-**-** | Light Emitting Diode | Inseparable Luminaire | Direct Wired | 0-10 VDC Controls | 54.5 | 2503 | 0.001 | 92 | 59 | 0 | 0.99 | Ambient | 50000 |  |  | 55000 | 0.01 | 13 | 12 | 0.33 | 0.14 | 0.12 | 0.08 | 0.02 | 0 | 0.3 | 0.01 | 0 | 0 | 0 | 0 | 0.3 | 0.05 | 0.02 | 0.01 | 0.01 | 0 | True | False | Non Federally-Regulated | 11/02/2023 |  | 11/09/2023
Luminii Corp | Minimo | MPA-LF-27K-10-N-**-** | Light Emitting Diode | Inseparable Luminaire | Direct Wired | 0-10 VDC Controls | 65.7 | 2700 | 0.001 | 98 | 94 | 0 | 0.99 | Ambient | 50000 |  |  | 55000 | 0.01 | 13 | 12 | 0.33 | 0.14 | 0.12 | 0.08 | 0.02 | 0 | 0.3 | 0.01 | 0 | 0 | 0 | 0 | 0.3 | 0.05 | 0.02 | 0.01 | 0.01 | 0 | True | False | Non Federally-Regulated | 11/02/2023 |  | 11/09/2023
Luminii Corp | Minimo | MPA-LF-27K-10-M-**-** | Light Emitting Diode | Inseparable Luminaire | Direct Wired | 0-10 VDC Controls | 64.9 | 2700 | 0.001 | 98 | 94 | 0 | 0.99 | Ambient | 50000 |  |  | 55000 | 0.01 | 13 | 12 | 0.33 | 0.14 | 0.12 | 0.08 | 0.02 | 0 | 0.3 | 0.01 | 0 | 0 | 0 | 0 | 0.3 | 0.05 | 0.02 | 0.01 | 0.01 | 0 | True | False | Non Federally-Regulated | 11/02/2023 |  | 11/09/2023
Luminii Corp | Minimo | MPA-LF-27K-10-W-**-** | Light Emitting Diode | Inseparable Luminaire | Direct Wired | 0-10 VDC Controls | 64.4 | 2700 | 0.001 | 98 | 94 | 0 | 0.99 | Ambient | 50000 |  |  | 55000 | 0.01 | 13 | 12 | 0.33 | 0.14 | 0.12 | 0.08 | 0.02 | 0 | 0.3 | 0.01 | 0 | 0 | 0 | 0 | 0.3 | 0.05 | 0.02 | 0.01 | 0.01 | 0 | True | False | Non Federally-Regulated | 11/02/2023 |  | 11/09/2023
Luminii Corp | Minimo | MPA-LF-27K-10-V-**-** | Light Emitting Diode | Inseparable Luminaire | Direct Wired | 0-10 VDC Controls | 57.8 | 2700 | 0.001 | 98 | 94 | 0 | 0.99 | Ambient | 50000 |  |  | 55000 | 0.01 | 13 | 12 | 0.33 | 0.14 | 0.12 | 0.08 | 0.02 | 0 | 0.3 | 0.01 | 0 | 0 | 0 | 0 | 0.3 | 0.05 | 0.02 | 0.01 | 0.01 | 0 | True | False | Non Federally-Regulated | 11/02/2023 |  | 11/09/2023
Luminii Corp | Minimo | MPA-LF-27K-10-U-**-** | Light Emitting Diode | Inseparable Luminaire | Direct Wired | 0-10 VDC Controls | 57.2 | 2700 | 0.001 | 98 | 94 | 0 | 0.99 | Ambient | 50000 |  |  | 55000 | 0.01 | 13 | 12 | 0.33 | 0.14 | 0.12 | 0.08 | 0.02 | 0 | 0.3 | 0.01 | 0 | 0 | 0 | 0 | 0.3 | 0.05 | 0.02 | 0.01 | 0.01 | 0 | True | False | Non Federally-Regulated | 11/02/2023 |  | 11/09/2023
Luminii Corp | Minimo | MPA-LF-30K-10-N-**-** | Light Emitting Diode | Inseparable Luminaire | Direct Wired | 0-10 VDC Controls | 68.8 | 3080 | 0.0016 | 98 | 94 | 0 | 0.99 | Ambient | 50000 |  |  | 55000 | 0.01 | 13 | 12 | 0.33 | 0.14 | 0.12 | 0.08 | 0.02 | 0 | 0.3 | 0.01 | 0 | 0 | 0 | 0 | 0.3 | 0.05 | 0.02 | 0.01 | 0.01 | 0 | True | False | Non Federally-Regulated | 11/02/2023 |  | 11/09/2023
Luminii Corp | Minimo | MPA-LF-30K-10-M-**-** | Light Emitting Diode | Inseparable Luminaire | Direct Wired | 0-10 VDC Controls | 67.9 | 3080 | 0.0016 | 98 | 94 | 0 | 0.99 | Ambient | 50000 |  |  | 55000 | 0.01 | 13 | 12 | 0.33 | 0.14 | 0.12 | 0.08 | 0.02 | 0 | 0.3 | 0.01 | 0 | 0 | 0 | 0 | 0.3 | 0.05 | 0.02 | 0.01 | 0.01 | 0 | True | False | Non Federally-Regulated | 11/02/2023 |  | 11/09/2023
Luminii Corp | Minimo | MPA-LF-30K-10-W-**-** | Light Emitting Diode | Inseparable Luminaire | Direct Wired | 0-10 VDC Controls | 67.4 | 3080 | 0.0016 | 98 | 94 | 0 | 0.99 | Ambient | 50000 |  |  | 55000 | 0.01 | 13 | 12 | 0.33 | 0.14 | 0.12 | 0.08 | 0.02 | 0 | 0.3 | 0.01 | 0 | 0 | 0 | 0 | 0.3 | 0.05 | 0.02 | 0.01 | 0.01 | 0 | True | False | Non Federally-Regulated | 11/02/2023 |  | 11/09/2023
Luminii Corp | Minimo | MPA-LF-30K-10-V-**-** | Light Emitting Diode | Inseparable Luminaire | Direct Wired | 0-10 VDC Controls | 60.5 | 3080 | 0.0016 | 98 | 94 | 0 | 0.99 | Ambient | 50000 |  |  | 55000 | 0.01 | 13 | 12 | 0.33 | 0.14 | 0.12 | 0.08 | 0.02 | 0 | 0.3 | 0.01 | 0 | 0 | 0 | 0 | 0.3 | 0.05 | 0.02 | 0.01 | 0.01 | 0 | True | False | Non Federally-Regulated | 11/02/2023 |  | 11/09/2023
Luminii Corp | Minimo | MPA-LF-30K-10-U-**-** | Light Emitting Diode | Inseparable Luminaire | Direct Wired | 0-10 VDC Controls | 59.8 | 3080 | 0.0016 | 98 | 94 | 0 | 0.99 | Ambient | 50000 |  |  | 55000 | 0.01 | 13 | 12 | 0.33 | 0.14 | 0.12 | 0.08 | 0.02 | 0 | 0.3 | 0.01 | 0 | 0 | 0 | 0 | 0.3 | 0.05 | 0.02 | 0.01 | 0.01 | 0 | True | False | Non Federally-Regulated | 11/02/2023 |  | 11/09/2023
Luminii Corp | Minimo | MPA-LF-35K-10-N-**-** | Light Emitting Diode | Inseparable Luminaire | Direct Wired | 0-10 VDC Controls | 72.4 | 3500 | 0.001 | 98 | 94 | 0 | 0.99 | Ambient | 50000 |  |  | 55000 | 0.01 | 13 | 12 | 0.33 | 0.14 | 0.12 | 0.08 | 0.02 | 0 | 0.3 | 0.01 | 0 | 0 | 0 | 0 | 0.3 | 0.05 | 0.02 | 0.01 | 0.01 | 0 | True | False | Non Federally-Regulated | 11/02/2023 |  | 11/09/2023
Luminii Corp | Minimo | MPA-LF-35K-10-M-**-** | Light Emitting Diode | Inseparable Luminaire | Direct Wired | 0-10 VDC Controls | 71.5 | 3500 | 0.001 | 98 | 94 | 0 | 0.99 | Ambient | 50000 |  |  | 55000 | 0.01 | 13 | 12 | 0.33 | 0.14 | 0.12 | 0.08 | 0.02 | 0 | 0.3 | 0.01 | 0 | 0 | 0 | 0 | 0.3 | 0.05 | 0.02 | 0.01 | 0.01 | 0 | True | False | Non Federally-Regulated | 11/02/2023 |  | 11/09/2023
Luminii Corp | Minimo | MPA-LF-35K-10-W-**-** | Light Emitting Diode | Inseparable Luminaire | Direct Wired | 0-10 VDC Controls | 70.9 | 3500 | 0.001 | 98 | 94 | 0 | 0.99 | Ambient | 50000 |  |  | 55000 | 0.01 | 13 | 12 | 0.33 | 0.14 | 0.12 | 0.08 | 0.02 | 0 | 0.3 | 0.01 | 0 | 0 | 0 | 0 | 0.3 | 0.05 | 0.02 | 0.01 | 0.01 | 0 | True | False | Non Federally-Regulated | 11/02/2023 |  | 11/09/2023
Luminii Corp | Minimo | MPA-LF-35K-10-V-**-** | Light Emitting Diode | Inseparable Luminaire | Direct Wired | 0-10 VDC Controls | 63.6 | 3500 | 0.001 | 98 | 94 | 0 | 0.99 | Ambient | 50000 |  |  | 55000 | 0.01 | 13 | 12 | 0.33 | 0.14 | 0.12 | 0.08 | 0.02 | 0 | 0.3 | 0.01 | 0 | 0 | 0 | 0 | 0.3 | 0.05 | 0.02 | 0.01 | 0.01 | 0 | True | False | Non Federally-Regulated | 11/02/2023 |  | 11/09/2023
Luminii Corp | Minimo | MPA-LF-35K-10-U-**-** | Light Emitting Diode | Inseparable Luminaire | Direct Wired | 0-10 VDC Controls | 63 | 3500 | 0.001 | 98 | 94 | 0 | 0.99 | Ambient | 50000 |  |  | 55000 | 0.01 | 13 | 12 | 0.33 | 0.14 | 0.12 | 0.08 | 0.02 | 0 | 0.3 | 0.01 | 0 | 0 | 0 | 0 | 0.3 | 0.05 | 0.02 | 0.01 | 0.01 | 0 | True | False | Non Federally-Regulated | 11/02/2023 |  | 11/09/2023
Luminii Corp | Minimo | MPA-LF-40K-10-N-**-** | Light Emitting Diode | Inseparable Luminaire | Direct Wired | 0-10 VDC Controls | 72.4 | 4019 | -0.0043 | 98 | 91 | 0 | 0.99 | Ambient | 50000 |  |  | 55000 | 0.01 | 13 | 12 | 0.33 | 0.14 | 0.12 | 0.08 | 0.02 | 0 | 0.3 | 0.01 | 0 | 0 | 0 | 0 | 0.3 | 0.05 | 0.02 | 0.01 | 0.01 | 0 | True | False | Non Federally-Regulated | 11/02/2023 |  | 11/09/2023
Luminii Corp | Minimo | MPA-LF-40K-10-M-**-** | Light Emitting Diode | Inseparable Luminaire | Direct Wired | 0-10 VDC Controls | 71.5 | 4019 | -0.0043 | 98 | 91 | 0 | 0.99 | Ambient | 50000 |  |  | 55000 | 0.01 | 13 | 12 | 0.33 | 0.14 | 0.12 | 0.08 | 0.02 | 0 | 0.3 | 0.01 | 0 | 0 | 0 | 0 | 0.3 | 0.05 | 0.02 | 0.01 | 0.01 | 0 | True | False | Non Federally-Regulated | 11/02/2023 |  | 11/09/2023
Luminii Corp | Minimo | MPA-LF-40K-10-W-**-** | Light Emitting Diode | Inseparable Luminaire | Direct Wired | 0-10 VDC Controls | 70.9 | 4019 | -0.0043 | 98 | 91 | 0 | 0.99 | Ambient | 50000 |  |  | 55000 | 0.01 | 13 | 12 | 0.33 | 0.14 | 0.12 | 0.08 | 0.02 | 0 | 0.3 | 0.01 | 0 | 0 | 0 | 0 | 0.3 | 0.05 | 0.02 | 0.01 | 0.01 | 0 | True | False | Non Federally-Regulated | 11/02/2023 |  | 11/09/2023
Luminii Corp | Minimo | MPA-LF-40K-10-V-**-** | Light Emitting Diode | Inseparable Luminaire | Direct Wired | 0-10 VDC Controls | 63.6 | 4019 | -0.0043 | 98 | 91 | 0 | 0.99 | Ambient | 50000 |  |  | 55000 | 0.01 | 13 | 12 | 0.33 | 0.14 | 0.12 | 0.08 | 0.02 | 0 | 0.3 | 0.01 | 0 | 0 | 0 | 0 | 0.3 | 0.05 | 0.02 | 0.01 | 0.01 | 0 | True | False | Non Federally-Regulated | 11/02/2023 |  | 11/09/2023
Luminii Corp | Minimo | MPA-LF-40K-10-U-**-** | Light Emitting Diode | Inseparable Luminaire | Direct Wired | 0-10 VDC Controls | 63 | 4019 | -0.0043 | 98 | 91 | 0 | 0.99 | Ambient | 50000 |  |  | 55000 | 0.01 | 13 | 12 | 0.33 | 0.14 | 0.12 | 0.08 | 0.02 | 0 | 0.3 | 0.01 | 0 | 0 | 0 | 0 | 0.3 | 0.05 | 0.02 | 0.01 | 0.01 | 0 | True | False | Non Federally-Regulated | 11/02/2023 |  | 11/09/2023
Luminii Corp | Minimo | MPA-LF-WD3-10-N-**-** | Light Emitting Diode | Inseparable Luminaire | Direct Wired | 0-10 VDC Controls | 62.7 | 2400 | 0.001 | 98 | 59 | 0 | 0.99 | Ambient | 50000 |  |  | 55000 | 0.01 | 13 | 12 | 0.33 | 0.14 | 0.12 | 0.08 | 0.02 | 0 | 0.3 | 0.01 | 0 | 0 | 0 | 0 | 0.3 | 0.05 | 0.02 | 0.01 | 0.01 | 0 | True | False | Non Federally-Regulated | 11/02/2023 |  | 11/09/2023
Luminii Corp | Minimo | MPA-LF-WD3-10-M-**-** | Light Emitting Diode | Inseparable Luminaire | Direct Wired | 0-10 VDC Controls | 61.9 | 2400 | 0.001 | 98 | 59 | 0 | 0.99 | Ambient | 50000 |  |  | 55000 | 0.01 | 13 | 12 | 0.33 | 0.14 | 0.12 | 0.08 | 0.02 | 0 | 0.3 | 0.01 | 0 | 0 | 0 | 0 | 0.3 | 0.05 | 0.02 | 0.01 | 0.01 | 0 | True | False | Non Federally-Regulated | 11/02/2023 |  | 11/09/2023
Luminii Corp | Minimo | MPA-LF-WD3-10-W-**-** | Light Emitting Diode | Inseparable Luminaire | Direct Wired | 0-10 VDC Controls | 61.5 | 2400 | 0.001 | 98 | 59 | 0 | 0.99 | Ambient | 50000 |  |  | 55000 | 0.01 | 13 | 12 | 0.33 | 0.14 | 0.12 | 0.08 | 0.02 | 0 | 0.3 | 0.01 | 0 | 0 | 0 | 0 | 0.3 | 0.05 | 0.02 | 0.01 | 0.01 | 0 | True | False | Non Federally-Regulated | 11/02/2023 |  | 11/09/2023
Luminii Corp | Minimo | MPA-LF-WD3-10-V-**-** | Light Emitting Diode | Inseparable Luminaire | Direct Wired | 0-10 VDC Controls | 55.1 | 2400 | 0.001 | 98 | 59 | 0 | 0.99 | Ambient | 50000 |  |  | 55000 | 0.01 | 13 | 12 | 0.33 | 0.14 | 0.12 | 0.08 | 0.02 | 0 | 0.3 | 0.01 | 0 | 0 | 0 | 0 | 0.3 | 0.05 | 0.02 | 0.01 | 0.01 | 0 | True | False | Non Federally-Regulated | 11/02/2023 |  | 11/09/2023
Luminii Corp | Minimo | MPA-LF-WD3-10-U-**-** | Light Emitting Diode | Inseparable Luminaire | Direct Wired | 0-10 VDC Controls | 54.5 | 2400 | 0.001 | 98 | 59 | 0 | 0.99 | Ambient | 50000 |  |  | 55000 | 0.01 | 13 | 12 | 0.33 | 0.14 | 0.12 | 0.08 | 0.02 | 0 | 0.3 | 0.01 | 0 | 0 | 0 | 0 | 0.3 | 0.05 | 0.02 | 0.01 | 0.01 | 0 | True | False | Non Federally-Regulated | 11/02/2023 |  | 11/09/2023
Luminii Corp | Minimo | MPA-LF-TW3-10-N-**-** | Light Emitting Diode | Inseparable Luminaire | Direct Wired | 0-10 VDC Controls | 62.7 | 2400 | 0.001 | 98 | 59 | 0 | 0.99 | Ambient | 50000 |  |  | 55000 | 0.01 | 13 | 12 | 0.33 | 0.14 | 0.12 | 0.08 | 0.02 | 0 | 0.3 | 0.01 | 0 | 0 | 0 | 0 | 0.3 | 0.05 | 0.02 | 0.01 | 0.01 | 0 | True | False | Non Federally-Regulated | 11/02/2023 |  | 11/09/2023
Luminii Corp | Minimo | MPA-LF-TW3-10-M-**-** | Light Emitting Diode | Inseparable Luminaire | Direct Wired | 0-10 VDC Controls | 61.9 | 2400 | 0.001 | 98 | 59 | 0 | 0.99 | Ambient | 50000 |  |  | 55000 | 0.01 | 13 | 12 | 0.33 | 0.14 | 0.12 | 0.08 | 0.02 | 0 | 0.3 | 0.01 | 0 | 0 | 0 | 0 | 0.3 | 0.05 | 0.02 | 0.01 | 0.01 | 0 | True | False | Non Federally-Regulated | 11/02/2023 |  | 11/09/2023
Luminii Corp | Minimo | MPA-LF-TW3-10-W-**-** | Light Emitting Diode | Inseparable Luminaire | Direct Wired | 0-10 VDC Controls | 61.5 | 2400 | 0.001 | 98 | 59 | 0 | 0.99 | Ambient | 50000 |  |  | 55000 | 0.01 | 13 | 12 | 0.33 | 0.14 | 0.12 | 0.08 | 0.02 | 0 | 0.3 | 0.01 | 0 | 0 | 0 | 0 | 0.3 | 0.05 | 0.02 | 0.01 | 0.01 | 0 | True | False | Non Federally-Regulated | 11/02/2023 |  | 11/09/2023
Luminii Corp | Minimo | MPA-LF-TW3-10-V-**-** | Light Emitting Diode | Inseparable Luminaire | Direct Wired | 0-10 VDC Controls | 55.1 | 2400 | 0.001 | 98 | 59 | 0 | 0.99 | Ambient | 50000 |  |  | 55000 | 0.01 | 13 | 12 | 0.33 | 0.14 | 0.12 | 0.08 | 0.02 | 0 | 0.3 | 0.01 | 0 | 0 | 0 | 0 | 0.3 | 0.05 | 0.02 | 0.01 | 0.01 | 0 | True | False | Non Federally-Regulated | 11/02/2023 |  | 11/09/2023
Luminii Corp | Minimo | MPA-LF-TW3-10-U-**-** | Light Emitting Diode | Inseparable Luminaire | Direct Wired | 0-10 VDC Controls | 54.5 | 2400 | 0.001 | 98 | 59 | 0 | 0.99 | Ambient | 50000 |  |  | 55000 | 0.01 | 13 | 12 | 0.33 | 0.14 | 0.12 | 0.08 | 0.02 | 0 | 0.3 | 0.01 | 0 | 0 | 0 | 0 | 0.3 | 0.05 | 0.02 | 0.01 | 0.01 | 0 | True | False | Non Federally-Regulated | 11/02/2023 |  | 11/09/2023
Luminii Corp | Minimo | MPA-LF-TW5-10-N-**-** | Light Emitting Diode | Inseparable Luminaire | Direct Wired | 0-10 VDC Controls | 65.7 | 2700 | 0.001 | 98 | 93 | 0 | 0.99 | Ambient | 50000 |  |  | 55000 | 0.01 | 13 | 12 | 0.33 | 0.14 | 0.12 | 0.08 | 0.02 | 0 | 0.3 | 0.01 | 0 | 0 | 0 | 0 | 0.3 | 0.05 | 0.02 | 0.01 | 0.01 | 0 | True | False | Non Federally-Regulated | 11/02/2023 |  | 11/09/2023
Luminii Corp | Minimo | MPA-LF-TW5-10-M-**-** | Light Emitting Diode | Inseparable Luminaire | Direct Wired | 0-10 VDC Controls | 64.9 | 2700 | 0.001 | 98 | 93 | 0 | 0.99 | Ambient | 50000 |  |  | 55000 | 0.01 | 13 | 12 | 0.33 | 0.14 | 0.12 | 0.08 | 0.02 | 0 | 0.3 | 0.01 | 0 | 0 | 0 | 0 | 0.3 | 0.05 | 0.02 | 0.01 | 0.01 | 0 | True | False | Non Federally-Regulated | 11/02/2023 |  | 11/09/2023
Luminii Corp | Minimo | MPA-LF-TW5-10-W-**-** | Light Emitting Diode | Inseparable Luminaire | Direct Wired | 0-10 VDC Controls | 64.4 | 2700 | 0.001 | 98 | 93 | 0 | 0.99 | Ambient | 50000 |  |  | 55000 | 0.01 | 13 | 12 | 0.33 | 0.14 | 0.12 | 0.08 | 0.02 | 0 | 0.3 | 0.01 | 0 | 0 | 0 | 0 | 0.3 | 0.05 | 0.02 | 0.01 | 0.01 | 0 | True | False | Non Federally-Regulated | 11/02/2023 |  | 11/09/2023
Luminii Corp | Minimo | MPA-LF-TW5-10-V-**-** | Light Emitting Diode | Inseparable Luminaire | Direct Wired | 0-10 VDC Controls | 57.8 | 2700 | 0.001 | 98 | 93 | 0 | 0.99 | Ambient | 50000 |  |  | 55000 | 0.01 | 13 | 12 | 0.33 | 0.14 | 0.12 | 0.08 | 0.02 | 0 | 0.3 | 0.01 | 0 | 0 | 0 | 0 | 0.3 | 0.05 | 0.02 | 0.01 | 0.01 | 0 | True | False | Non Federally-Regulated | 11/02/2023 |  | 11/09/2023
Luminii Corp | Minimo | MPA-LF-TW5-10-U-**-** | Light Emitting Diode | Inseparable Luminaire | Direct Wired | 0-10 VDC Controls | 57.2 | 2700 | 0.001 | 98 | 93 | 0 | 0.99 | Ambient | 50000 |  |  | 55000 | 0.01 | 13 | 12 | 0.33 | 0.14 | 0.12 | 0.08 | 0.02 | 0 | 0.3 | 0.01 | 0 | 0 | 0 | 0 | 0.3 | 0.05 | 0.02 | 0.01 | 0.01 | 0 | True | False | Non Federally-Regulated | 11/02/2023 |  | 11/09/2023
Luminii Corp | Minimo | MPA-LB-24K-10-N-**-** | Light Emitting Diode | Inseparable Luminaire | Direct Wired | 0-10 VDC Controls | 62.7 | 2503 | 0.001 | 92 | 59 | 0 | 0.99 | Ambient | 50000 |  |  | 55000 | 0.01 | 13 | 12 | 0.33 | 0.14 | 0.12 | 0.08 | 0.02 | 0 | 0.3 | 0.01 | 0 | 0 | 0 | 0 | 0.3 | 0.05 | 0.02 | 0.01 | 0.01 | 0 | True | False | Non Federally-Regulated | 11/02/2023 |  | 11/09/2023
Luminii Corp | Minimo | MPA-LB-24K-10-M-**-** | Light Emitting Diode | Inseparable Luminaire | Direct Wired | 0-10 VDC Controls | 61.9 | 2503 | 0.001 | 92 | 59 | 0 | 0.99 | Ambient | 50000 |  |  | 55000 | 0.01 | 13 | 12 | 0.33 | 0.14 | 0.12 | 0.08 | 0.02 | 0 | 0.3 | 0.01 | 0 | 0 | 0 | 0 | 0.3 | 0.05 | 0.02 | 0.01 | 0.01 | 0 | True | False | Non Federally-Regulated | 11/02/2023 |  | 11/09/2023
Luminii Corp | Minimo | MPA-LB-24K-10-W-**-** | Light Emitting Diode | Inseparable Luminaire | Direct Wired | 0-10 VDC Controls | 61.5 | 2503 | 0.001 | 92 | 59 | 0 | 0.99 | Ambient | 50000 |  |  | 55000 | 0.01 | 13 | 12 | 0.33 | 0.14 | 0.12 | 0.08 | 0.02 | 0 | 0.3 | 0.01 | 0 | 0 | 0 | 0 | 0.3 | 0.05 | 0.02 | 0.01 | 0.01 | 0 | True | False | Non Federally-Regulated | 11/02/2023 |  | 11/09/2023
Luminii Corp | Minimo | MPA-LB-24K-10-V-**-** | Light Emitting Diode | Inseparable Luminaire | Direct Wired | 0-10 VDC Controls | 55.1 | 2503 | 0.001 | 92 | 59 | 0 | 0.99 | Ambient | 50000 |  |  | 55000 | 0.01 | 13 | 12 | 0.33 | 0.14 | 0.12 | 0.08 | 0.02 | 0 | 0.3 | 0.01 | 0 | 0 | 0 | 0 | 0.3 | 0.05 | 0.02 | 0.01 | 0.01 | 0 | True | False | Non Federally-Regulated | 11/02/2023 |  | 11/09/2023
Luminii Corp | Minimo | MPA-LB-24K-10-U-**-** | Light Emitting Diode | Inseparable Luminaire | Direct Wired | 0-10 VDC Controls | 54.5 | 2503 | 0.001 | 92 | 59 | 0 | 0.99 | Ambient | 50000 |  |  | 55000 | 0.01 | 13 | 12 | 0.33 | 0.14 | 0.12 | 0.08 | 0.02 | 0 | 0.3 | 0.01 | 0 | 0 | 0 | 0 | 0.3 | 0.05 | 0.02 | 0.01 | 0.01 | 0 | True | False | Non Federally-Regulated | 11/02/2023 |  | 11/09/2023
Luminii Corp | Minimo | MPA-LB-27K-10-N-**-** | Light Emitting Diode | Inseparable Luminaire | Direct Wired | 0-10 VDC Controls | 65.7 | 2700 | 0.001 | 98 | 94 | 0 | 0.99 | Ambient | 50000 |  |  | 55000 | 0.01 | 13 | 12 | 0.33 | 0.14 | 0.12 | 0.08 | 0.02 | 0 | 0.3 | 0.01 | 0 | 0 | 0 | 0 | 0.3 | 0.05 | 0.02 | 0.01 | 0.01 | 0 | True | False | Non Federally-Regulated | 11/02/2023 |  | 11/09/2023
Luminii Corp | Minimo | MPA-LB-27K-10-M-**-** | Light Emitting Diode | Inseparable Luminaire | Direct Wired | 0-10 VDC Controls | 64.9 | 2700 | 0.001 | 98 | 94 | 0 | 0.99 | Ambient | 50000 |  |  | 55000 | 0.01 | 13 | 12 | 0.33 | 0.14 | 0.12 | 0.08 | 0.02 | 0 | 0.3 | 0.01 | 0 | 0 | 0 | 0 | 0.3 | 0.05 | 0.02 | 0.01 | 0.01 | 0 | True | False | Non Federally-Regulated | 11/02/2023 |  | 11/09/2023
Luminii Corp | Minimo | MPA-LB-27K-10-W-**-** | Light Emitting Diode | Inseparable Luminaire | Direct Wired | 0-10 VDC Controls | 64.4 | 2700 | 0.001 | 98 | 94 | 0 | 0.99 | Ambient | 50000 |  |  | 55000 | 0.01 | 13 | 12 | 0.33 | 0.14 | 0.12 | 0.08 | 0.02 | 0 | 0.3 | 0.01 | 0 | 0 | 0 | 0 | 0.3 | 0.05 | 0.02 | 0.01 | 0.01 | 0 | True | False | Non Federally-Regulated | 11/02/2023 |  | 11/09/2023
Luminii Corp | Minimo | MPA-LB-27K-10-V-**-** | Light Emitting Diode | Inseparable Luminaire | Direct Wired | 0-10 VDC Controls | 57.8 | 2700 | 0.001 | 98 | 94 | 0 | 0.99 | Ambient | 50000 |  |  | 55000 | 0.01 | 13 | 12 | 0.33 | 0.14 | 0.12 | 0.08 | 0.02 | 0 | 0.3 | 0.01 | 0 | 0 | 0 | 0 | 0.3 | 0.05 | 0.02 | 0.01 | 0.01 | 0 | True | False | Non Federally-Regulated | 11/02/2023 |  | 11/09/2023
Luminii Corp | Minimo | MPA-LB-27K-10-U-**-** | Light Emitting Diode | Inseparable Luminaire | Direct Wired | 0-10 VDC Controls | 57.2 | 2700 | 0.001 | 98 | 94 | 0 | 0.99 | Ambient | 50000 |  |  | 55000 | 0.01 | 13 | 12 | 0.33 | 0.14 | 0.12 | 0.08 | 0.02 | 0 | 0.3 | 0.01 | 0 | 0 | 0 | 0 | 0.3 | 0.05 | 0.02 | 0.01 | 0.01 | 0 | True | False | Non Federally-Regulated | 11/02/2023 |  | 11/09/2023
Luminii Corp | Minimo | MPA-LB-30K-10-N-**-** | Light Emitting Diode | Inseparable Luminaire | Direct Wired | 0-10 VDC Controls | 68.8 | 3080 | 0.0016 | 98 | 94 | 0 | 0.99 | Ambient | 50000 |  |  | 55000 | 0.01 | 13 | 12 | 0.33 | 0.14 | 0.12 | 0.08 | 0.02 | 0 | 0.3 | 0.01 | 0 | 0 | 0 | 0 | 0.3 | 0.05 | 0.02 | 0.01 | 0.01 | 0 | True | False | Non Federally-Regulated | 11/02/2023 |  | 11/09/2023
Luminii Corp | Minimo | MPA-LB-30K-10-M-**-** | Light Emitting Diode | Inseparable Luminaire | Direct Wired | 0-10 VDC Controls | 67.9 | 3080 | 0.0016 | 98 | 94 | 0 | 0.99 | Ambient | 50000 |  |  | 55000 | 0.01 | 13 | 12 | 0.33 | 0.14 | 0.12 | 0.08 | 0.02 | 0 | 0.3 | 0.01 | 0 | 0 | 0 | 0 | 0.3 | 0.05 | 0.02 | 0.01 | 0.01 | 0 | True | False | Non Federally-Regulated | 11/02/2023 |  | 11/09/2023
Luminii Corp | Minimo | MPA-LB-30K-10-W-**-** | Light Emitting Diode | Inseparable Luminaire | Direct Wired | 0-10 VDC Controls | 67.4 | 3080 | 0.0016 | 98 | 94 | 0 | 0.99 | Ambient | 50000 |  |  | 55000 | 0.01 | 13 | 12 | 0.33 | 0.14 | 0.12 | 0.08 | 0.02 | 0 | 0.3 | 0.01 | 0 | 0 | 0 | 0 | 0.3 | 0.05 | 0.02 | 0.01 | 0.01 | 0 | True | False | Non Federally-Regulated | 11/02/2023 |  | 11/09/2023
Luminii Corp | Minimo | MPA-LB-30K-10-V-**-** | Light Emitting Diode | Inseparable Luminaire | Direct Wired | 0-10 VDC Controls | 60.5 | 3080 | 0.0016 | 98 | 94 | 0 | 0.99 | Ambient | 50000 |  |  | 55000 | 0.01 | 13 | 12 | 0.33 | 0.14 | 0.12 | 0.08 | 0.02 | 0 | 0.3 | 0.01 | 0 | 0 | 0 | 0 | 0.3 | 0.05 | 0.02 | 0.01 | 0.01 | 0 | True | False | Non Federally-Regulated | 11/02/2023 |  | 11/09/2023
Luminii Corp | Minimo | MPA-LB-30K-10-U-**-** | Light Emitting Diode | Inseparable Luminaire | Direct Wired | 0-10 VDC Controls | 59.8 | 3080 | 0.0016 | 98 | 94 | 0 | 0.99 | Ambient | 50000 |  |  | 55000 | 0.01 | 13 | 12 | 0.33 | 0.14 | 0.12 | 0.08 | 0.02 | 0 | 0.3 | 0.01 | 0 | 0 | 0 | 0 | 0.3 | 0.05 | 0.02 | 0.01 | 0.01 | 0 | True | False | Non Federally-Regulated | 11/02/2023 |  | 11/09/2023
Luminii Corp | Minimo | MPA-LB-35K-10-N-**-** | Light Emitting Diode | Inseparable Luminaire | Direct Wired | 0-10 VDC Controls | 72.4 | 3500 | 0.001 | 98 | 94 | 0 | 0.99 | Ambient | 50000 |  |  | 55000 | 0.01 | 13 | 12 | 0.33 | 0.14 | 0.12 | 0.08 | 0.02 | 0 | 0.3 | 0.01 | 0 | 0 | 0 | 0 | 0.3 | 0.05 | 0.02 | 0.01 | 0.01 | 0 | True | False | Non Federally-Regulated | 11/02/2023 |  | 11/09/2023
Luminii Corp | Minimo | MPA-LB-35K-10-M-**-** | Light Emitting Diode | Inseparable Luminaire | Direct Wired | 0-10 VDC Controls | 71.5 | 3500 | 0.001 | 98 | 94 | 0 | 0.99 | Ambient | 50000 |  |  | 55000 | 0.01 | 13 | 12 | 0.33 | 0.14 | 0.12 | 0.08 | 0.02 | 0 | 0.3 | 0.01 | 0 | 0 | 0 | 0 | 0.3 | 0.05 | 0.02 | 0.01 | 0.01 | 0 | True | False | Non Federally-Regulated | 11/02/2023 |  | 11/09/2023
Luminii Corp | Minimo | MPA-LB-35K-10-W-**-** | Light Emitting Diode | Inseparable Luminaire | Direct Wired | 0-10 VDC Controls | 70.9 | 3500 | 0.001 | 98 | 94 | 0 | 0.99 | Ambient | 50000 |  |  | 55000 | 0.01 | 13 | 12 | 0.33 | 0.14 | 0.12 | 0.08 | 0.02 | 0 | 0.3 | 0.01 | 0 | 0 | 0 | 0 | 0.3 | 0.05 | 0.02 | 0.01 | 0.01 | 0 | True | False | Non Federally-Regulated | 11/02/2023 |  | 11/09/2023
Luminii Corp | Minimo | MPA-LB-35K-10-V-**-** | Light Emitting Diode | Inseparable Luminaire | Direct Wired | 0-10 VDC Controls | 63.6 | 3500 | 0.001 | 98 | 94 | 0 | 0.99 | Ambient | 50000 |  |  | 55000 | 0.01 | 13 | 12 | 0.33 | 0.14 | 0.12 | 0.08 | 0.02 | 0 | 0.3 | 0.01 | 0 | 0 | 0 | 0 | 0.3 | 0.05 | 0.02 | 0.01 | 0.01 | 0 | True | False | Non Federally-Regulated | 11/02/2023 |  | 11/09/2023
Luminii Corp | Minimo | MPA-LB-35K-10-U-**-** | Light Emitting Diode | Inseparable Luminaire | Direct Wired | 0-10 VDC Controls | 63 | 3500 | 0.001 | 98 | 94 | 0 | 0.99 | Ambient | 50000 |  |  | 55000 | 0.01 | 13 | 12 | 0.33 | 0.14 | 0.12 | 0.08 | 0.02 | 0 | 0.3 | 0.01 | 0 | 0 | 0 | 0 | 0.3 | 0.05 | 0.02 | 0.01 | 0.01 | 0 | True | False | Non Federally-Regulated | 11/02/2023 |  | 11/09/2023
Luminii Corp | Minimo | MPA-LB-40K-10-N-**-** | Light Emitting Diode | Inseparable Luminaire | Direct Wired | 0-10 VDC Controls | 72.4 | 4019 | -0.0043 | 98 | 91 | 0 | 0.99 | Ambient | 50000 |  |  | 55000 | 0.01 | 13 | 12 | 0.33 | 0.14 | 0.12 | 0.08 | 0.02 | 0 | 0.3 | 0.01 | 0 | 0 | 0 | 0 | 0.3 | 0.05 | 0.02 | 0.01 | 0.01 | 0 | True | False | Non Federally-Regulated | 11/02/2023 |  | 11/09/2023
Luminii Corp | Minimo | MPA-LB-40K-10-M-**-** | Light Emitting Diode | Inseparable Luminaire | Direct Wired | 0-10 VDC Controls | 71.5 | 4019 | -0.0043 | 98 | 91 | 0 | 0.99 | Ambient | 50000 |  |  | 55000 | 0.01 | 13 | 12 | 0.33 | 0.14 | 0.12 | 0.08 | 0.02 | 0 | 0.3 | 0.01 | 0 | 0 | 0 | 0 | 0.3 | 0.05 | 0.02 | 0.01 | 0.01 | 0 | True | False | Non Federally-Regulated | 11/02/2023 |  | 11/09/2023
Luminii Corp | Minimo | MPA-LB-40K-10-W-**-** | Light Emitting Diode | Inseparable Luminaire | Direct Wired | 0-10 VDC Controls | 70.9 | 4019 | -0.0043 | 98 | 91 | 0 | 0.99 | Ambient | 50000 |  |  | 55000 | 0.01 | 13 | 12 | 0.33 | 0.14 | 0.12 | 0.08 | 0.02 | 0 | 0.3 | 0.01 | 0 | 0 | 0 | 0 | 0.3 | 0.05 | 0.02 | 0.01 | 0.01 | 0 | True | False | Non Federally-Regulated | 11/02/2023 |  | 11/09/2023
Luminii Corp | Minimo | MPA-LB-40K-10-V-**-** | Light Emitting Diode | Inseparable Luminaire | Direct Wired | 0-10 VDC Controls | 63.6 | 4019 | -0.0043 | 98 | 91 | 0 | 0.99 | Ambient | 50000 |  |  | 55000 | 0.01 | 13 | 12 | 0.33 | 0.14 | 0.12 | 0.08 | 0.02 | 0 | 0.3 | 0.01 | 0 | 0 | 0 | 0 | 0.3 | 0.05 | 0.02 | 0.01 | 0.01 | 0 | True | False | Non Federally-Regulated | 11/02/2023 |  | 11/09/2023
Luminii Corp | Minimo | MPA-LB-40K-10-U-**-** | Light Emitting Diode | Inseparable Luminaire | Direct Wired | 0-10 VDC Controls | 63 | 4019 | -0.0043 | 98 | 91 | 0 | 0.99 | Ambient | 50000 |  |  | 55000 | 0.01 | 13 | 12 | 0.33 | 0.14 | 0.12 | 0.08 | 0.02 | 0 | 0.3 | 0.01 | 0 | 0 | 0 | 0 | 0.3 | 0.05 | 0.02 | 0.01 | 0.01 | 0 | True | False | Non Federally-Regulated | 11/02/2023 |  | 11/09/2023
Luminii Corp | Minimo | MPA-LB-WD3-10-N-**-** | Light Emitting Diode | Inseparable Luminaire | Direct Wired | 0-10 VDC Controls | 62.7 | 2400 | 0.001 | 98 | 59 | 0 | 0.99 | Ambient | 50000 |  |  | 55000 | 0.01 | 13 | 12 | 0.33 | 0.14 | 0.12 | 0.08 | 0.02 | 0 | 0.3 | 0.01 | 0 | 0 | 0 | 0 | 0.3 | 0.05 | 0.02 | 0.01 | 0.01 | 0 | True | False | Non Federally-Regulated | 11/02/2023 |  | 11/09/2023
Luminii Corp | Minimo | MPA-LB-WD3-10-M-**-** | Light Emitting Diode | Inseparable Luminaire | Direct Wired | 0-10 VDC Controls | 61.9 | 2400 | 0.001 | 98 | 59 | 0 | 0.99 | Ambient | 50000 |  |  | 55000 | 0.01 | 13 | 12 | 0.33 | 0.14 | 0.12 | 0.08 | 0.02 | 0 | 0.3 | 0.01 | 0 | 0 | 0 | 0 | 0.3 | 0.05 | 0.02 | 0.01 | 0.01 | 0 | True | False | Non Federally-Regulated | 11/02/2023 |  | 11/09/2023
Luminii Corp | Minimo | MPA-LB-WD3-10-W-**-** | Light Emitting Diode | Inseparable Luminaire | Direct Wired | 0-10 VDC Controls | 61.5 | 2400 | 0.001 | 98 | 59 | 0 | 0.99 | Ambient | 50000 |  |  | 55000 | 0.01 | 13 | 12 | 0.33 | 0.14 | 0.12 | 0.08 | 0.02 | 0 | 0.3 | 0.01 | 0 | 0 | 0 | 0 | 0.3 | 0.05 | 0.02 | 0.01 | 0.01 | 0 | True | False | Non Federally-Regulated | 11/02/2023 |  | 11/09/2023
Luminii Corp | Minimo | MPA-LB-WD3-10-V-**-** | Light Emitting Diode | Inseparable Luminaire | Direct Wired | 0-10 VDC Controls | 55.1 | 2400 | 0.001 | 98 | 59 | 0 | 0.99 | Ambient | 50000 |  |  | 55000 | 0.01 | 13 | 12 | 0.33 | 0.14 | 0.12 | 0.08 | 0.02 | 0 | 0.3 | 0.01 | 0 | 0 | 0 | 0 | 0.3 | 0.05 | 0.02 | 0.01 | 0.01 | 0 | True | False | Non Federally-Regulated | 11/02/2023 |  | 11/09/2023
Luminii Corp | Minimo | MPA-LB-WD3-10-U-**-** | Light Emitting Diode | Inseparable Luminaire | Direct Wired | 0-10 VDC Controls | 54.5 | 2400 | 0.001 | 98 | 59 | 0 | 0.99 | Ambient | 50000 |  |  | 55000 | 0.01 | 13 | 12 | 0.33 | 0.14 | 0.12 | 0.08 | 0.02 | 0 | 0.3 | 0.01 | 0 | 0 | 0 | 0 | 0.3 | 0.05 | 0.02 | 0.01 | 0.01 | 0 | True | False | Non Federally-Regulated | 11/02/2023 |  | 11/09/2023
Luminii Corp | Minimo | MPA-LB-TW3-10-N-**-** | Light Emitting Diode | Inseparable Luminaire | Direct Wired | 0-10 VDC Controls | 62.7 | 2400 | 0.001 | 98 | 59 | 0 | 0.99 | Ambient | 50000 |  |  | 55000 | 0.01 | 13 | 12 | 0.33 | 0.14 | 0.12 | 0.08 | 0.02 | 0 | 0.3 | 0.01 | 0 | 0 | 0 | 0 | 0.3 | 0.05 | 0.02 | 0.01 | 0.01 | 0 | True | False | Non Federally-Regulated | 11/02/2023 |  | 11/09/2023
Luminii Corp | Minimo | MPA-LB-TW3-10-M-**-** | Light Emitting Diode | Inseparable Luminaire | Direct Wired | 0-10 VDC Controls | 61.9 | 2400 | 0.001 | 98 | 59 | 0 | 0.99 | Ambient | 50000 |  |  | 55000 | 0.01 | 13 | 12 | 0.33 | 0.14 | 0.12 | 0.08 | 0.02 | 0 | 0.3 | 0.01 | 0 | 0 | 0 | 0 | 0.3 | 0.05 | 0.02 | 0.01 | 0.01 | 0 | True | False | Non Federally-Regulated | 11/02/2023 |  | 11/09/2023
Luminii Corp | Minimo | MPA-LB-TW3-10-W-**-** | Light Emitting Diode | Inseparable Luminaire | Direct Wired | 0-10 VDC Controls | 61.5 | 2400 | 0.001 | 98 | 59 | 0 | 0.99 | Ambient | 50000 |  |  | 55000 | 0.01 | 13 | 12 | 0.33 | 0.14 | 0.12 | 0.08 | 0.02 | 0 | 0.3 | 0.01 | 0 | 0 | 0 | 0 | 0.3 | 0.05 | 0.02 | 0.01 | 0.01 | 0 | True | False | Non Federally-Regulated | 11/02/2023 |  | 11/09/2023
Luminii Corp | Minimo | MPA-LB-TW3-10-V-**-** | Light Emitting Diode | Inseparable Luminaire | Direct Wired | 0-10 VDC Controls | 55.1 | 2400 | 0.001 | 98 | 59 | 0 | 0.99 | Ambient | 50000 |  |  | 55000 | 0.01 | 13 | 12 | 0.33 | 0.14 | 0.12 | 0.08 | 0.02 | 0 | 0.3 | 0.01 | 0 | 0 | 0 | 0 | 0.3 | 0.05 | 0.02 | 0.01 | 0.01 | 0 | True | False | Non Federally-Regulated | 11/02/2023 |  | 11/09/2023
Luminii Corp | Minimo | MPA-LB-TW3-10-U-**-** | Light Emitting Diode | Inseparable Luminaire | Direct Wired | 0-10 VDC Controls | 54.5 | 2400 | 0.001 | 98 | 59 | 0 | 0.99 | Ambient | 50000 |  |  | 55000 | 0.01 | 13 | 12 | 0.33 | 0.14 | 0.12 | 0.08 | 0.02 | 0 | 0.3 | 0.01 | 0 | 0 | 0 | 0 | 0.3 | 0.05 | 0.02 | 0.01 | 0.01 | 0 | True | False | Non Federally-Regulated | 11/02/2023 |  | 11/09/2023
Luminii Corp | Minimo | MPA-LB-TW5-10-N-**-** | Light Emitting Diode | Inseparable Luminaire | Direct Wired | 0-10 VDC Controls | 65.7 | 2700 | 0.001 | 98 | 93 | 0 | 0.99 | Ambient | 50000 |  |  | 55000 | 0.01 | 13 | 12 | 0.33 | 0.14 | 0.12 | 0.08 | 0.02 | 0 | 0.3 | 0.01 | 0 | 0 | 0 | 0 | 0.3 | 0.05 | 0.02 | 0.01 | 0.01 | 0 | True | False | Non Federally-Regulated | 11/02/2023 |  | 11/09/2023
Luminii Corp | Minimo | MPA-LB-TW5-10-M-**-** | Light Emitting Diode | Inseparable Luminaire | Direct Wired | 0-10 VDC Controls | 64.9 | 2700 | 0.001 | 98 | 93 | 0 | 0.99 | Ambient | 50000 |  |  | 55000 | 0.01 | 13 | 12 | 0.33 | 0.14 | 0.12 | 0.08 | 0.02 | 0 | 0.3 | 0.01 | 0 | 0 | 0 | 0 | 0.3 | 0.05 | 0.02 | 0.01 | 0.01 | 0 | True | False | Non Federally-Regulated | 11/02/2023 |  | 11/09/2023
Luminii Corp | Latona | 510-FL-A90-615-27-07-00-** | Light Emitting Diode | Inseparable Luminaire | Direct Wired | 0-10 VDC Controls | 64 | 2645 | -0.0012 | 92 | 55 | 0 | 0.93 | Ambient | 15000 |  |  | 55000 | 0.03 | 12 | 13 | 0.37 | 0.02 | 0.01 | 0.01 | 0.01 | 0.01 | 0.99 | 0.03 | 0.01 | 0.01 | 0.01 | 0 | 0.99 | 0.32 | 0.23 | 0.15 | 0.05 | 0.02 | True | False | Non Federally-Regulated | 11/02/2023 |  | 11/09/2023
Luminii Corp | Latona | 510-FL-A90-615-27-10-00-** | Light Emitting Diode | Inseparable Luminaire | Direct Wired | 0-10 VDC Controls | 62.5 | 2653 | -0.0015 | 92 | 55 | 0 | 0.98 | Ambient | 15000 |  |  | 55000 | 0.01 | 13 | 12 | 0.33 | 0.14 | 0.12 | 0.08 | 0.02 | 0 | 0.3 | 0.01 | 0 | 0 | 0 | 0 | 0.3 | 0.05 | 0.02 | 0.01 | 0.01 | 0 | True | False | Non Federally-Regulated | 11/02/2023 |  | 11/09/2023
Luminii Corp | Latona | 510-FL-A90-615-27-15-00-** | Light Emitting Diode | Inseparable Luminaire | Direct Wired | 0-10 VDC Controls | 62.2 | 2635 | -0.0017 | 92 | 51 | 0 | 0.99 | Ambient | 15000 |  |  | 55000 | 0.01 | 13 | 12 | 0.33 | 0.14 | 0.12 | 0.08 | 0.02 | 0 | 0.3 | 0.01 | 0 | 0 | 0 | 0 | 0.3 | 0.05 | 0.02 | 0.01 | 0.01 | 0 | True | False | Non Federally-Regulated | 11/02/2023 |  | 11/09/2023
Luminii Corp | Latona | 510-FL-A90-615-30-07-00-** | Light Emitting Diode | Inseparable Luminaire | Direct Wired | 0-10 VDC Controls | 71.3 | 3000 | -0.011 | 93 | 58 | 0 | 0.93 | Ambient | 15000 |  |  | 55000 | 0.03 | 12 | 13 | 0.37 | 0.02 | 0.01 | 0.01 | 0.01 | 0.01 | 0.99 | 0.03 | 0.01 | 0.01 | 0.01 | 0 | 0.99 | 0.32 | 0.23 | 0.15 | 0.05 | 0.02 | True | False | Non Federally-Regulated | 11/02/2023 |  | 11/09/2023
Luminii Corp | Latona | 510-FL-A90-615-30-10-00-** | Light Emitting Diode | Inseparable Luminaire | Direct Wired | 0-10 VDC Controls | 69.6 | 3000 | -0.0013 | 93 | 58 | 0 | 0.97 | Ambient | 15000 |  |  | 55000 | 0.01 | 13 | 12 | 0.33 | 0.14 | 0.12 | 0.08 | 0.02 | 0 | 0.3 | 0.01 | 0 | 0 | 0 | 0 | 0.3 | 0.05 | 0.02 | 0.01 | 0.01 | 0 | True | False | Non Federally-Regulated | 11/02/2023 |  | 11/09/2023
Luminii Corp | Latona | 510-FL-A90-615-30-15-00-** | Light Emitting Diode | Inseparable Luminaire | Direct Wired | 0-10 VDC Controls | 69.3 | 3000 | -0.0015 | 93 | 54 | 0 | 0.97 | Ambient | 15000 |  |  | 55000 | 0.01 | 13 | 12 | 0.33 | 0.14 | 0.12 | 0.08 | 0.02 | 0 | 0.3 | 0.01 | 0 | 0 | 0 | 0 | 0.3 | 0.05 | 0.02 | 0.01 | 0.01 | 0 | True | False | Non Federally-Regulated | 11/02/2023 |  | 11/09/2023
Luminii Corp | Latona | 510-FL-A90-615-35-07-00-** | Light Emitting Diode | Inseparable Luminaire | Direct Wired | 0-10 VDC Controls | 83.9 | 3500 | -0.0008 | 94 | 63 | 0 | 0.94 | Ambient | 15000 |  |  | 55000 | 0.03 | 12 | 13 | 0.37 | 0.02 | 0.01 | 0.01 | 0.01 | 0.01 | 0.99 | 0.03 | 0.01 | 0.01 | 0.01 | 0 | 0.99 | 0.32 | 0.23 | 0.15 | 0.05 | 0.02 | True | False | Non Federally-Regulated | 11/02/2023 |  | 11/09/2023
Luminii Corp | Latona | 510-FL-A90-615-35-10-00-** | Light Emitting Diode | Inseparable Luminaire | Direct Wired | 0-10 VDC Controls | 81.8 | 3500 | -0.0009 | 94 | 63 | 0 | 0.95 | Ambient | 15000 |  |  | 55000 | 0.01 | 13 | 12 | 0.33 | 0.14 | 0.12 | 0.08 | 0.02 | 0 | 0.3 | 0.01 | 0 | 0 | 0 | 0 | 0.3 | 0.05 | 0.02 | 0.01 | 0.01 | 0 | True | False | Non Federally-Regulated | 11/02/2023 |  | 11/09/2023
Luminii Corp | Latona | 510-FL-A90-615-35-15-00-** | Light Emitting Diode | Inseparable Luminaire | Direct Wired | 0-10 VDC Controls | 81.5 | 3500 | -0.0011 | 94 | 59 | 0 | 0.95 | Ambient | 15000 |  |  | 55000 | 0.01 | 13 | 12 | 0.33 | 0.14 | 0.12 | 0.08 | 0.02 | 0 | 0.3 | 0.01 | 0 | 0 | 0 | 0 | 0.3 | 0.05 | 0.02 | 0.01 | 0.01 | 0 | True | False | Non Federally-Regulated | 11/02/2023 |  | 11/09/2023
Luminii Corp | Latona | 510-FL-A90-615-40-07-00-** | Light Emitting Diode | Inseparable Luminaire | Direct Wired | 0-10 VDC Controls | 96.7 | 3816 | -0.0006 | 96 | 66 | 0 | 0.94 | Ambient | 15000 |  |  | 55000 | 0.03 | 12 | 13 | 0.37 | 0.02 | 0.01 | 0.01 | 0.01 | 0.01 | 0.99 | 0.03 | 0.01 | 0.01 | 0.01 | 0 | 0.99 | 0.32 | 0.23 | 0.15 | 0.05 | 0.02 | True | False | Non Federally-Regulated | 11/02/2023 |  | 11/09/2023
Luminii Corp | Latona | 510-FL-A90-615-40-10-00-** | Light Emitting Diode | Inseparable Luminaire | Direct Wired | 0-10 VDC Controls | 94.3 | 3816 | -0.0007 | 96 | 66 | 0 | 0.94 | Ambient | 15000 |  |  | 55000 | 0.01 | 13 | 12 | 0.33 | 0.14 | 0.12 | 0.08 | 0.02 | 0 | 0.3 | 0.01 | 0 | 0 | 0 | 0 | 0.3 | 0.05 | 0.02 | 0.01 | 0.01 | 0 | True | False | Non Federally-Regulated | 11/02/2023 |  | 11/09/2023
Luminii Corp | Latona | 510-FL-A90-615-40-15-00-** | Light Emitting Diode | Inseparable Luminaire | Direct Wired | 0-10 VDC Controls | 93.8 | 3816 | -0.0007 | 96 | 66 | 0 | 0.94 | Ambient | 15000 |  |  | 55000 | 0.01 | 13 | 12 | 0.33 | 0.14 | 0.12 | 0.08 | 0.02 | 0 | 0.3 | 0.01 | 0 | 0 | 0 | 0 | 0.3 | 0.05 | 0.02 | 0.01 | 0.01 | 0 | True | False | Non Federally-Regulated | 11/02/2023 |  | 11/09/2023
Luminii Corp | Latona | 510-FL-A90-638F-27-07-00-** | Light Emitting Diode | Inseparable Luminaire | Direct Wired | 0-10 VDC Controls | 64 | 2645 | -0.0012 | 92 | 55 | 0 | 0.93 | Ambient | 15000 |  |  | 55000 | 0.03 | 12 | 13 | 0.37 | 0.02 | 0.01 | 0.01 | 0.01 | 0.01 | 0.99 | 0.03 | 0.01 | 0.01 | 0.01 | 0 | 0.99 | 0.32 | 0.23 | 0.15 | 0.05 | 0.02 | True | False | Non Federally-Regulated | 11/02/2023 |  | 11/09/2023
Luminii Corp | Latona | 510-FL-A90-638F-27-10-00-** | Light Emitting Diode | Inseparable Luminaire | Direct Wired | 0-10 VDC Controls | 62.5 | 2653 | -0.0015 | 92 | 55 | 0 | 0.98 | Ambient | 15000 |  |  | 55000 | 0.01 | 13 | 12 | 0.33 | 0.14 | 0.12 | 0.08 | 0.02 | 0 | 0.3 | 0.01 | 0 | 0 | 0 | 0 | 0.3 | 0.05 | 0.02 | 0.01 | 0.01 | 0 | True | False | Non Federally-Regulated | 11/02/2023 |  | 11/09/2023
Luminii Corp | Latona | 510-FL-A90-638F-27-15-00-** | Light Emitting Diode | Inseparable Luminaire | Direct Wired | 0-10 VDC Controls | 62.2 | 2635 | -0.0017 | 92 | 51 | 0 | 0.99 | Ambient | 15000 |  |  | 55000 | 0.01 | 13 | 12 | 0.33 | 0.14 | 0.12 | 0.08 | 0.02 | 0 | 0.3 | 0.01 | 0 | 0 | 0 | 0 | 0.3 | 0.05 | 0.02 | 0.01 | 0.01 | 0 | True | False | Non Federally-Regulated | 11/02/2023 |  | 11/09/2023
Luminii Corp | Latona | 510-FL-A90-638F-30-07-00-** | Light Emitting Diode | Inseparable Luminaire | Direct Wired | 0-10 VDC Controls | 71.3 | 3000 | -0.011 | 93 | 58 | 0 | 0.93 | Ambient | 15000 |  |  | 55000 | 0.03 | 12 | 13 | 0.37 | 0.02 | 0.01 | 0.01 | 0.01 | 0.01 | 0.99 | 0.03 | 0.01 | 0.01 | 0.01 | 0 | 0.99 | 0.32 | 0.23 | 0.15 | 0.05 | 0.02 | True | False | Non Federally-Regulated | 11/02/2023 |  | 11/09/2023
Luminii Corp | Latona | 510-FL-A90-638F-30-10-00-** | Light Emitting Diode | Inseparable Luminaire | Direct Wired | 0-10 VDC Controls | 69.6 | 3000 | -0.0013 | 93 | 58 | 0 | 0.97 | Ambient | 15000 |  |  | 55000 | 0.01 | 13 | 12 | 0.33 | 0.14 | 0.12 | 0.08 | 0.02 | 0 | 0.3 | 0.01 | 0 | 0 | 0 | 0 | 0.3 | 0.05 | 0.02 | 0.01 | 0.01 | 0 | True | False | Non Federally-Regulated | 11/02/2023 |  | 11/09/2023
Luminii Corp | Latona | 510-FL-A90-638F-30-15-00-** | Light Emitting Diode | Inseparable Luminaire | Direct Wired | 0-10 VDC Controls | 69.3 | 3000 | -0.0015 | 93 | 54 | 0 | 0.97 | Ambient | 15000 |  |  | 55000 | 0.01 | 13 | 12 | 0.33 | 0.14 | 0.12 | 0.08 | 0.02 | 0 | 0.3 | 0.01 | 0 | 0 | 0 | 0 | 0.3 | 0.05 | 0.02 | 0.01 | 0.01 | 0 | True | False | Non Federally-Regulated | 11/02/2023 |  | 11/09/2023
Luminii Corp | Latona | 510-FL-A90-638F-35-07-00-** | Light Emitting Diode | Inseparable Luminaire | Direct Wired | 0-10 VDC Controls | 83.9 | 3500 | -0.0008 | 94 | 63 | 0 | 0.94 | Ambient | 15000 |  |  | 55000 | 0.03 | 12 | 13 | 0.37 | 0.02 | 0.01 | 0.01 | 0.01 | 0.01 | 0.99 | 0.03 | 0.01 | 0.01 | 0.01 | 0 | 0.99 | 0.32 | 0.23 | 0.15 | 0.05 | 0.02 | True | False | Non Federally-Regulated | 11/02/2023 |  | 11/09/2023
Luminii Corp | Latona | 510-FL-A90-638F-35-10-00-** | Light Emitting Diode | Inseparable Luminaire | Direct Wired | 0-10 VDC Controls | 81.8 | 3500 | -0.0009 | 94 | 63 | 0 | 0.95 | Ambient | 15000 |  |  | 55000 | 0.01 | 13 | 12 | 0.33 | 0.14 | 0.12 | 0.08 | 0.02 | 0 | 0.3 | 0.01 | 0 | 0 | 0 | 0 | 0.3 | 0.05 | 0.02 | 0.01 | 0.01 | 0 | True | False | Non Federally-Regulated | 11/02/2023 |  | 11/09/2023
Luminii Corp | Latona | 510-FL-A90-638F-35-15-00-** | Light Emitting Diode | Inseparable Luminaire | Direct Wired | 0-10 VDC Controls | 81.5 | 3500 | -0.0011 | 94 | 59 | 0 | 0.95 | Ambient | 15000 |  |  | 55000 | 0.01 | 13 | 12 | 0.33 | 0.14 | 0.12 | 0.08 | 0.02 | 0 | 0.3 | 0.01 | 0 | 0 | 0 | 0 | 0.3 | 0.05 | 0.02 | 0.01 | 0.01 | 0 | True | False | Non Federally-Regulated | 11/02/2023 |  | 11/09/2023
Luminii Corp | Latona | 510-FL-A90-638F-40-07-00-** | Light Emitting Diode | Inseparable Luminaire | Direct Wired | 0-10 VDC Controls | 96.7 | 3816 | -0.0006 | 96 | 66 | 0 | 0.94 | Ambient | 15000 |  |  | 55000 | 0.03 | 12 | 13 | 0.37 | 0.02 | 0.01 | 0.01 | 0.01 | 0.01 | 0.99 | 0.03 | 0.01 | 0.01 | 0.01 | 0 | 0.99 | 0.32 | 0.23 | 0.15 | 0.05 | 0.02 | True | False | Non Federally-Regulated | 11/02/2023 |  | 11/09/2023
Luminii Corp | Latona | 510-FL-A90-638F-40-10-00-** | Light Emitting Diode | Inseparable Luminaire | Direct Wired | 0-10 VDC Controls | 94.3 | 3816 | -0.0007 | 96 | 66 | 0 | 0.94 | Ambient | 15000 |  |  | 55000 | 0.01 | 13 | 12 | 0.33 | 0.14 | 0.12 | 0.08 | 0.02 | 0 | 0.3 | 0.01 | 0 | 0 | 0 | 0 | 0.3 | 0.05 | 0.02 | 0.01 | 0.01 | 0 | True | False | Non Federally-Regulated | 11/02/2023 |  | 11/09/2023
Luminii Corp | Latona | 510-FL-A90-638F-40-15-00-** | Light Emitting Diode | Inseparable Luminaire | Direct Wired | 0-10 VDC Controls | 93.8 | 3816 | -0.0007 | 96 | 66 | 0 | 0.94 | Ambient | 15000 |  |  | 55000 | 0.01 | 13 | 12 | 0.33 | 0.14 | 0.12 | 0.08 | 0.02 | 0 | 0.3 | 0.01 | 0 | 0 | 0 | 0 | 0.3 | 0.05 | 0.02 | 0.01 | 0.01 | 0 | True | False | Non Federally-Regulated | 11/02/2023 |  | 11/09/2023
Luminii Corp | Latona | 510-FL-A90-640-27-07-00-** | Light Emitting Diode | Inseparable Luminaire | Direct Wired | 0-10 VDC Controls | 64 | 2645 | -0.0012 | 92 | 55 | 0 | 0.93 | Ambient | 15000 |  |  | 55000 | 0.03 | 12 | 13 | 0.37 | 0.02 | 0.01 | 0.01 | 0.01 | 0.01 | 0.99 | 0.03 | 0.01 | 0.01 | 0.01 | 0 | 0.99 | 0.32 | 0.23 | 0.15 | 0.05 | 0.02 | True | False | Non Federally-Regulated | 11/02/2023 |  | 11/09/2023
Luminii Corp | Latona | 510-FL-A90-640-27-10-00-** | Light Emitting Diode | Inseparable Luminaire | Direct Wired | 0-10 VDC Controls | 62.5 | 2653 | -0.0015 | 92 | 55 | 0 | 0.98 | Ambient | 15000 |  |  | 55000 | 0.01 | 13 | 12 | 0.33 | 0.14 | 0.12 | 0.08 | 0.02 | 0 | 0.3 | 0.01 | 0 | 0 | 0 | 0 | 0.3 | 0.05 | 0.02 | 0.01 | 0.01 | 0 | True | False | Non Federally-Regulated | 11/02/2023 |  | 11/09/2023
Luminii Corp | Latona | 510-FL-A90-640-27-15-00-** | Light Emitting Diode | Inseparable Luminaire | Direct Wired | 0-10 VDC Controls | 62.2 | 2635 | -0.0017 | 92 | 51 | 0 | 0.99 | Ambient | 15000 |  |  | 55000 | 0.01 | 13 | 12 | 0.33 | 0.14 | 0.12 | 0.08 | 0.02 | 0 | 0.3 | 0.01 | 0 | 0 | 0 | 0 | 0.3 | 0.05 | 0.02 | 0.01 | 0.01 | 0 | True | False | Non Federally-Regulated | 11/02/2023 |  | 11/09/2023
Luminii Corp | Latona | 510-FL-A90-640-30-07-00-** | Light Emitting Diode | Inseparable Luminaire | Direct Wired | 0-10 VDC Controls | 71.3 | 3000 | -0.011 | 93 | 58 | 0 | 0.93 | Ambient | 15000 |  |  | 55000 | 0.03 | 12 | 13 | 0.37 | 0.02 | 0.01 | 0.01 | 0.01 | 0.01 | 0.99 | 0.03 | 0.01 | 0.01 | 0.01 | 0 | 0.99 | 0.32 | 0.23 | 0.15 | 0.05 | 0.02 | True | False | Non Federally-Regulated | 11/02/2023 |  | 11/09/2023
Luminii Corp | Latona | 510-FL-A90-640-30-10-00-** | Light Emitting Diode | Inseparable Luminaire | Direct Wired | 0-10 VDC Controls | 69.6 | 3000 | -0.0013 | 93 | 58 | 0 | 0.97 | Ambient | 15000 |  |  | 55000 | 0.01 | 13 | 12 | 0.33 | 0.14 | 0.12 | 0.08 | 0.02 | 0 | 0.3 | 0.01 | 0 | 0 | 0 | 0 | 0.3 | 0.05 | 0.02 | 0.01 | 0.01 | 0 | True | False | Non Federally-Regulated | 11/02/2023 |  | 11/09/2023
Luminii Corp | Latona | 510-FL-A90-640-30-15-00-** | Light Emitting Diode | Inseparable Luminaire | Direct Wired | 0-10 VDC Controls | 69.3 | 3000 | -0.0015 | 93 | 54 | 0 | 0.97 | Ambient | 15000 |  |  | 55000 | 0.01 | 13 | 12 | 0.33 | 0.14 | 0.12 | 0.08 | 0.02 | 0 | 0.3 | 0.01 | 0 | 0 | 0 | 0 | 0.3 | 0.05 | 0.02 | 0.01 | 0.01 | 0 | True | False | Non Federally-Regulated | 11/02/2023 |  | 11/09/2023
Luminii Corp | Latona | 510-FL-A90-640-35-07-00-** | Light Emitting Diode | Inseparable Luminaire | Direct Wired | 0-10 VDC Controls | 83.9 | 3500 | -0.0008 | 94 | 63 | 0 | 0.94 | Ambient | 15000 |  |  | 55000 | 0.03 | 12 | 13 | 0.37 | 0.02 | 0.01 | 0.01 | 0.01 | 0.01 | 0.99 | 0.03 | 0.01 | 0.01 | 0.01 | 0 | 0.99 | 0.32 | 0.23 | 0.15 | 0.05 | 0.02 | True | False | Non Federally-Regulated | 11/02/2023 |  | 11/09/2023
Luminii Corp | Latona | 510-FL-A90-640-35-10-00-** | Light Emitting Diode | Inseparable Luminaire | Direct Wired | 0-10 VDC Controls | 81.8 | 3500 | -0.0009 | 94 | 63 | 0 | 0.95 | Ambient | 15000 |  |  | 55000 | 0.01 | 13 | 12 | 0.33 | 0.14 | 0.12 | 0.08 | 0.02 | 0 | 0.3 | 0.01 | 0 | 0 | 0 | 0 | 0.3 | 0.05 | 0.02 | 0.01 | 0.01 | 0 | True | False | Non Federally-Regulated | 11/02/2023 |  | 11/09/2023
Luminii Corp | Latona | 510-FL-A90-640-35-15-00-** | Light Emitting Diode | Inseparable Luminaire | Direct Wired | 0-10 VDC Controls | 81.5 | 3500 | -0.0011 | 94 | 59 | 0 | 0.95 | Ambient | 15000 |  |  | 55000 | 0.01 | 13 | 12 | 0.33 | 0.14 | 0.12 | 0.08 | 0.02 | 0 | 0.3 | 0.01 | 0 | 0 | 0 | 0 | 0.3 | 0.05 | 0.02 | 0.01 | 0.01 | 0 | True | False | Non Federally-Regulated | 11/02/2023 |  | 11/09/2023
Luminii Corp | Latona | 510-FL-A90-640-40-07-00-** | Light Emitting Diode | Inseparable Luminaire | Direct Wired | 0-10 VDC Controls | 96.7 | 3816 | -0.0006 | 96 | 66 | 0 | 0.94 | Ambient | 15000 |  |  | 55000 | 0.03 | 12 | 13 | 0.37 | 0.02 | 0.01 | 0.01 | 0.01 | 0.01 | 0.99 | 0.03 | 0.01 | 0.01 | 0.01 | 0 | 0.99 | 0.32 | 0.23 | 0.15 | 0.05 | 0.02 | True | False | Non Federally-Regulated | 11/02/2023 |  | 11/09/2023
Luminii Corp | Latona | 510-FL-A90-640-40-10-00-** | Light Emitting Diode | Inseparable Luminaire | Direct Wired | 0-10 VDC Controls | 94.3 | 3816 | -0.0007 | 96 | 66 | 0 | 0.94 | Ambient | 15000 |  |  | 55000 | 0.01 | 13 | 12 | 0.33 | 0.14 | 0.12 | 0.08 | 0.02 | 0 | 0.3 | 0.01 | 0 | 0 | 0 | 0 | 0.3 | 0.05 | 0.02 | 0.01 | 0.01 | 0 | True | False | Non Federally-Regulated | 11/02/2023 |  | 11/09/2023
Luminii Corp | Latona | 510-FL-A90-640-40-15-00-** | Light Emitting Diode | Inseparable Luminaire | Direct Wired | 0-10 VDC Controls | 93.8 | 3816 | -0.0007 | 96 | 66 | 0 | 0.94 | Ambient | 15000 |  |  | 55000 | 0.01 | 13 | 12 | 0.33 | 0.14 | 0.12 | 0.08 | 0.02 | 0 | 0.3 | 0.01 | 0 | 0 | 0 | 0 | 0.3 | 0.05 | 0.02 | 0.01 | 0.01 | 0 | True | False | Non Federally-Regulated | 11/02/2023 |  | 11/09/2023
Luminii Corp | Latona | 510-FL-A90-660-27-07-00-** | Light Emitting Diode | Inseparable Luminaire | Direct Wired | 0-10 VDC Controls | 64 | 2645 | -0.0012 | 92 | 55 | 0 | 0.93 | Ambient | 15000 |  |  | 55000 | 0.03 | 12 | 13 | 0.37 | 0.02 | 0.01 | 0.01 | 0.01 | 0.01 | 0.99 | 0.03 | 0.01 | 0.01 | 0.01 | 0 | 0.99 | 0.32 | 0.23 | 0.15 | 0.05 | 0.02 | True | False | Non Federally-Regulated | 11/02/2023 |  | 11/09/2023
Luminii Corp | Latona | 510-FL-A90-660-27-10-00-** | Light Emitting Diode | Inseparable Luminaire | Direct Wired | 0-10 VDC Controls | 62.5 | 2653 | -0.0015 | 92 | 55 | 0 | 0.98 | Ambient | 15000 |  |  | 55000 | 0.01 | 13 | 12 | 0.33 | 0.14 | 0.12 | 0.08 | 0.02 | 0 | 0.3 | 0.01 | 0 | 0 | 0 | 0 | 0.3 | 0.05 | 0.02 | 0.01 | 0.01 | 0 | True | False | Non Federally-Regulated | 11/02/2023 |  | 11/09/2023
Luminii Corp | Latona | 510-FL-A90-660-27-15-00-** | Light Emitting Diode | Inseparable Luminaire | Direct Wired | 0-10 VDC Controls | 62.2 | 2635 | -0.0017 | 92 | 51 | 0 | 0.99 | Ambient | 15000 |  |  | 55000 | 0.01 | 13 | 12 | 0.33 | 0.14 | 0.12 | 0.08 | 0.02 | 0 | 0.3 | 0.01 | 0 | 0 | 0 | 0 | 0.3 | 0.05 | 0.02 | 0.01 | 0.01 | 0 | True | False | Non Federally-Regulated | 11/02/2023 |  | 11/09/2023
Luminii Corp | Latona | 510-FL-A90-660-30-07-00-** | Light Emitting Diode | Inseparable Luminaire | Direct Wired | 0-10 VDC Controls | 71.3 | 3000 | -0.011 | 93 | 58 | 0 | 0.93 | Ambient | 15000 |  |  | 55000 | 0.03 | 12 | 13 | 0.37 | 0.02 | 0.01 | 0.01 | 0.01 | 0.01 | 0.99 | 0.03 | 0.01 | 0.01 | 0.01 | 0 | 0.99 | 0.32 | 0.23 | 0.15 | 0.05 | 0.02 | True | False | Non Federally-Regulated | 11/02/2023 |  | 11/09/2023
Luminii Corp | Latona | 510-FL-A90-660-30-10-00-** | Light Emitting Diode | Inseparable Luminaire | Direct Wired | 0-10 VDC Controls | 69.6 | 3000 | -0.0013 | 93 | 58 | 0 | 0.97 | Ambient | 15000 |  |  | 55000 | 0.01 | 13 | 12 | 0.33 | 0.14 | 0.12 | 0.08 | 0.02 | 0 | 0.3 | 0.01 | 0 | 0 | 0 | 0 | 0.3 | 0.05 | 0.02 | 0.01 | 0.01 | 0 | True | False | Non Federally-Regulated | 11/02/2023 |  | 11/09/2023
Luminii Corp | Latona | 510-FL-A90-660-30-15-00-** | Light Emitting Diode | Inseparable Luminaire | Direct Wired | 0-10 VDC Controls | 69.3 | 3000 | -0.0015 | 93 | 54 | 0 | 0.97 | Ambient | 15000 |  |  | 55000 | 0.01 | 13 | 12 | 0.33 | 0.14 | 0.12 | 0.08 | 0.02 | 0 | 0.3 | 0.01 | 0 | 0 | 0 | 0 | 0.3 | 0.05 | 0.02 | 0.01 | 0.01 | 0 | True | False | Non Federally-Regulated | 11/02/2023 |  | 11/09/2023
Luminii Corp | Latona | 510-FL-A90-660-35-07-00-** | Light Emitting Diode | Inseparable Luminaire | Direct Wired | 0-10 VDC Controls | 83.9 | 3500 | -0.0008 | 94 | 63 | 0 | 0.94 | Ambient | 15000 |  |  | 55000 | 0.03 | 12 | 13 | 0.37 | 0.02 | 0.01 | 0.01 | 0.01 | 0.01 | 0.99 | 0.03 | 0.01 | 0.01 | 0.01 | 0 | 0.99 | 0.32 | 0.23 | 0.15 | 0.05 | 0.02 | True | False | Non Federally-Regulated | 11/02/2023 |  | 11/09/2023
Luminii Corp | Latona | 510-FL-A90-660-35-10-00-** | Light Emitting Diode | Inseparable Luminaire | Direct Wired | 0-10 VDC Controls | 81.8 | 3500 | -0.0009 | 94 | 63 | 0 | 0.95 | Ambient | 15000 |  |  | 55000 | 0.01 | 13 | 12 | 0.33 | 0.14 | 0.12 | 0.08 | 0.02 | 0 | 0.3 | 0.01 | 0 | 0 | 0 | 0 | 0.3 | 0.05 | 0.02 | 0.01 | 0.01 | 0 | True | False | Non Federally-Regulated | 11/02/2023 |  | 11/09/2023
Luminii Corp | Latona | 510-FL-A90-660-35-15-00-** | Light Emitting Diode | Inseparable Luminaire | Direct Wired | 0-10 VDC Controls | 81.5 | 3500 | -0.0011 | 94 | 59 | 0 | 0.95 | Ambient | 15000 |  |  | 55000 | 0.01 | 13 | 12 | 0.33 | 0.14 | 0.12 | 0.08 | 0.02 | 0 | 0.3 | 0.01 | 0 | 0 | 0 | 0 | 0.3 | 0.05 | 0.02 | 0.01 | 0.01 | 0 | True | False | Non Federally-Regulated | 11/02/2023 |  | 11/09/2023
Luminii Corp | Latona | 510-FL-A90-660-40-07-00-** | Light Emitting Diode | Inseparable Luminaire | Direct Wired | 0-10 VDC Controls | 96.7 | 3816 | -0.0006 | 96 | 66 | 0 | 0.94 | Ambient | 15000 |  |  | 55000 | 0.03 | 12 | 13 | 0.37 | 0.02 | 0.01 | 0.01 | 0.01 | 0.01 | 0.99 | 0.03 | 0.01 | 0.01 | 0.01 | 0 | 0.99 | 0.32 | 0.23 | 0.15 | 0.05 | 0.02 | True | False | Non Federally-Regulated | 11/02/2023 |  | 11/09/2023
Luminii Corp | Latona | 510-FL-A90-660-40-10-00-** | Light Emitting Diode | Inseparable Luminaire | Direct Wired | 0-10 VDC Controls | 94.3 | 3816 | -0.0007 | 96 | 66 | 0 | 0.94 | Ambient | 15000 |  |  | 55000 | 0.01 | 13 | 12 | 0.33 | 0.14 | 0.12 | 0.08 | 0.02 | 0 | 0.3 | 0.01 | 0 | 0 | 0 | 0 | 0.3 | 0.05 | 0.02 | 0.01 | 0.01 | 0 | True | False | Non Federally-Regulated | 11/02/2023 |  | 11/09/2023
Luminii Corp | Latona | 510-FL-A90-660-40-15-00-** | Light Emitting Diode | Inseparable Luminaire | Direct Wired | 0-10 VDC Controls | 93.8 | 3816 | -0.0007 | 96 | 66 | 0 | 0.94 | Ambient | 15000 |  |  | 55000 | 0.01 | 13 | 12 | 0.33 | 0.14 | 0.12 | 0.08 | 0.02 | 0 | 0.3 | 0.01 | 0 | 0 | 0 | 0 | 0.3 | 0.05 | 0.02 | 0.01 | 0.01 | 0 | True | False | Non Federally-Regulated | 11/02/2023 |  | 11/09/2023
Luminii Corp | Latona | 510-99-A90-615-27-07-00-** | Light Emitting Diode | Inseparable Luminaire | Direct Wired | 0-10 VDC Controls | 64 | 2645 | -0.0012 | 92 | 55 | 0 | 0.93 | Ambient | 15000 |  |  | 55000 | 0.03 | 12 | 13 | 0.37 | 0.02 | 0.01 | 0.01 | 0.01 | 0.01 | 0.99 | 0.03 | 0.01 | 0.01 | 0.01 | 0 | 0.99 | 0.32 | 0.23 | 0.15 | 0.05 | 0.02 | True | False | Non Federally-Regulated | 11/02/2023 |  | 11/09/2023
Luminii Corp | Latona | 510-99-A90-615-27-10-00-** | Light Emitting Diode | Inseparable Luminaire | Direct Wired | 0-10 VDC Controls | 62.5 | 2653 | -0.0015 | 92 | 55 | 0 | 0.98 | Ambient | 15000 |  |  | 55000 | 0.01 | 13 | 12 | 0.33 | 0.14 | 0.12 | 0.08 | 0.02 | 0 | 0.3 | 0.01 | 0 | 0 | 0 | 0 | 0.3 | 0.05 | 0.02 | 0.01 | 0.01 | 0 | True | False | Non Federally-Regulated | 11/02/2023 |  | 11/09/2023
Luminii Corp | Latona | 510-99-A90-615-27-15-00-** | Light Emitting Diode | Inseparable Luminaire | Direct Wired | 0-10 VDC Controls | 62.2 | 2635 | -0.0017 | 92 | 51 | 0 | 0.99 | Ambient | 15000 |  |  | 55000 | 0.01 | 13 | 12 | 0.33 | 0.14 | 0.12 | 0.08 | 0.02 | 0 | 0.3 | 0.01 | 0 | 0 | 0 | 0 | 0.3 | 0.05 | 0.02 | 0.01 | 0.01 | 0 | True | False | Non Federally-Regulated | 11/02/2023 |  | 11/09/2023
Luminii Corp | Latona | 510-99-A90-615-30-07-00-** | Light Emitting Diode | Inseparable Luminaire | Direct Wired | 0-10 VDC Controls | 71.3 | 3000 | -0.011 | 93 | 58 | 0 | 0.93 | Ambient | 15000 |  |  | 55000 | 0.03 | 12 | 13 | 0.37 | 0.02 | 0.01 | 0.01 | 0.01 | 0.01 | 0.99 | 0.03 | 0.01 | 0.01 | 0.01 | 0 | 0.99 | 0.32 | 0.23 | 0.15 | 0.05 | 0.02 | True | False | Non Federally-Regulated | 11/02/2023 |  | 11/09/2023
Luminii Corp | Latona | 510-99-A90-615-30-10-00-** | Light Emitting Diode | Inseparable Luminaire | Direct Wired | 0-10 VDC Controls | 69.6 | 3000 | -0.0013 | 93 | 58 | 0 | 0.97 | Ambient | 15000 |  |  | 55000 | 0.01 | 13 | 12 | 0.33 | 0.14 | 0.12 | 0.08 | 0.02 | 0 | 0.3 | 0.01 | 0 | 0 | 0 | 0 | 0.3 | 0.05 | 0.02 | 0.01 | 0.01 | 0 | True | False | Non Federally-Regulated | 11/02/2023 |  | 11/09/2023
Luminii Corp | Latona | 510-99-A90-615-30-15-00-** | Light Emitting Diode | Inseparable Luminaire | Direct Wired | 0-10 VDC Controls | 69.3 | 3000 | -0.0015 | 93 | 54 | 0 | 0.97 | Ambient | 15000 |  |  | 55000 | 0.01 | 13 | 12 | 0.33 | 0.14 | 0.12 | 0.08 | 0.02 | 0 | 0.3 | 0.01 | 0 | 0 | 0 | 0 | 0.3 | 0.05 | 0.02 | 0.01 | 0.01 | 0 | True | False | Non Federally-Regulated | 11/02/2023 |  | 11/09/2023
Luminii Corp | Latona | 510-99-A90-615-35-07-00-** | Light Emitting Diode | Inseparable Luminaire | Direct Wired | 0-10 VDC Controls | 83.9 | 3500 | -0.0008 | 94 | 63 | 0 | 0.94 | Ambient | 15000 |  |  | 55000 | 0.03 | 12 | 13 | 0.37 | 0.02 | 0.01 | 0.01 | 0.01 | 0.01 | 0.99 | 0.03 | 0.01 | 0.01 | 0.01 | 0 | 0.99 | 0.32 | 0.23 | 0.15 | 0.05 | 0.02 | True | False | Non Federally-Regulated | 11/02/2023 |  | 11/09/2023
Luminii Corp | Latona | 510-99-A90-615-35-10-00-** | Light Emitting Diode | Inseparable Luminaire | Direct Wired | 0-10 VDC Controls | 81.8 | 3500 | -0.0009 | 94 | 63 | 0 | 0.95 | Ambient | 15000 |  |  | 55000 | 0.01 | 13 | 12 | 0.33 | 0.14 | 0.12 | 0.08 | 0.02 | 0 | 0.3 | 0.01 | 0 | 0 | 0 | 0 | 0.3 | 0.05 | 0.02 | 0.01 | 0.01 | 0 | True | False | Non Federally-Regulated | 11/02/2023 |  | 11/09/2023
Luminii Corp | Latona | 510-99-A90-615-35-15-00-** | Light Emitting Diode | Inseparable Luminaire | Direct Wired | 0-10 VDC Controls | 81.5 | 3500 | -0.0011 | 94 | 59 | 0 | 0.95 | Ambient | 15000 |  |  | 55000 | 0.01 | 13 | 12 | 0.33 | 0.14 | 0.12 | 0.08 | 0.02 | 0 | 0.3 | 0.01 | 0 | 0 | 0 | 0 | 0.3 | 0.05 | 0.02 | 0.01 | 0.01 | 0 | True | False | Non Federally-Regulated | 11/02/2023 |  | 11/09/2023
Luminii Corp | Latona | 510-99-A90-615-40-07-00-** | Light Emitting Diode | Inseparable Luminaire | Direct Wired | 0-10 VDC Controls | 96.7 | 3816 | -0.0006 | 96 | 66 | 0 | 0.94 | Ambient | 15000 |  |  | 55000 | 0.03 | 12 | 13 | 0.37 | 0.02 | 0.01 | 0.01 | 0.01 | 0.01 | 0.99 | 0.03 | 0.01 | 0.01 | 0.01 | 0 | 0.99 | 0.32 | 0.23 | 0.15 | 0.05 | 0.02 | True | False | Non Federally-Regulated | 11/02/2023 |  | 11/09/2023
Luminii Corp | Latona | 510-99-A90-615-40-10-00-** | Light Emitting Diode | Inseparable Luminaire | Direct Wired | 0-10 VDC Controls | 94.3 | 3816 | -0.0007 | 96 | 66 | 0 | 0.94 | Ambient | 15000 |  |  | 55000 | 0.01 | 13 | 12 | 0.33 | 0.14 | 0.12 | 0.08 | 0.02 | 0 | 0.3 | 0.01 | 0 | 0 | 0 | 0 | 0.3 | 0.05 | 0.02 | 0.01 | 0.01 | 0 | True | False | Non Federally-Regulated | 11/02/2023 |  | 11/09/2023
Luminii Corp | Latona | 510-99-A90-615-40-15-00-** | Light Emitting Diode | Inseparable Luminaire | Direct Wired | 0-10 VDC Controls | 93.8 | 3816 | -0.0007 | 96 | 66 | 0 | 0.94 | Ambient | 15000 |  |  | 55000 | 0.01 | 13 | 12 | 0.33 | 0.14 | 0.12 | 0.08 | 0.02 | 0 | 0.3 | 0.01 | 0 | 0 | 0 | 0 | 0.3 | 0.05 | 0.02 | 0.01 | 0.01 | 0 | True | False | Non Federally-Regulated | 11/02/2023 |  | 11/09/2023
Luminii Corp | Latona | 510-99-A90-638F-27-07-00-** | Light Emitting Diode | Inseparable Luminaire | Direct Wired | 0-10 VDC Controls | 64 | 2645 | -0.0012 | 92 | 55 | 0 | 0.93 | Ambient | 15000 |  |  | 55000 | 0.03 | 12 | 13 | 0.37 | 0.02 | 0.01 | 0.01 | 0.01 | 0.01 | 0.99 | 0.03 | 0.01 | 0.01 | 0.01 | 0 | 0.99 | 0.32 | 0.23 | 0.15 | 0.05 | 0.02 | True | False | Non Federally-Regulated | 11/02/2023 |  | 11/09/2023
Luminii Corp | Latona | 510-99-A90-638F-27-10-00-** | Light Emitting Diode | Inseparable Luminaire | Direct Wired | 0-10 VDC Controls | 62.5 | 2653 | -0.0015 | 92 | 55 | 0 | 0.98 | Ambient | 15000 |  |  | 55000 | 0.01 | 13 | 12 | 0.33 | 0.14 | 0.12 | 0.08 | 0.02 | 0 | 0.3 | 0.01 | 0 | 0 | 0 | 0 | 0.3 | 0.05 | 0.02 | 0.01 | 0.01 | 0 | True | False | Non Federally-Regulated | 11/02/2023 |  | 11/09/2023
Luminii Corp | Latona | 510-99-A90-638F-27-15-00-** | Light Emitting Diode | Inseparable Luminaire | Direct Wired | 0-10 VDC Controls | 62.2 | 2635 | -0.0017 | 92 | 51 | 0 | 0.99 | Ambient | 15000 |  |  | 55000 | 0.01 | 13 | 12 | 0.33 | 0.14 | 0.12 | 0.08 | 0.02 | 0 | 0.3 | 0.01 | 0 | 0 | 0 | 0 | 0.3 | 0.05 | 0.02 | 0.01 | 0.01 | 0 | True | False | Non Federally-Regulated | 11/02/2023 |  | 11/09/2023
Luminii Corp | Latona | 510-99-A90-638F-30-07-00-** | Light Emitting Diode | Inseparable Luminaire | Direct Wired | 0-10 VDC Controls | 71.3 | 3000 | -0.011 | 93 | 58 | 0 | 0.93 | Ambient | 15000 |  |  | 55000 | 0.03 | 12 | 13 | 0.37 | 0.02 | 0.01 | 0.01 | 0.01 | 0.01 | 0.99 | 0.03 | 0.01 | 0.01 | 0.01 | 0 | 0.99 | 0.32 | 0.23 | 0.15 | 0.05 | 0.02 | True | False | Non Federally-Regulated | 11/02/2023 |  | 11/09/2023
Luminii Corp | Latona | 510-99-A90-638F-30-10-00-** | Light Emitting Diode | Inseparable Luminaire | Direct Wired | 0-10 VDC Controls | 69.6 | 3000 | -0.0013 | 93 | 58 | 0 | 0.97 | Ambient | 15000 |  |  | 55000 | 0.01 | 13 | 12 | 0.33 | 0.14 | 0.12 | 0.08 | 0.02 | 0 | 0.3 | 0.01 | 0 | 0 | 0 | 0 | 0.3 | 0.05 | 0.02 | 0.01 | 0.01 | 0 | True | False | Non Federally-Regulated | 11/02/2023 |  | 11/09/2023
Luminii Corp | Latona | 510-99-A90-638F-30-15-00-** | Light Emitting Diode | Inseparable Luminaire | Direct Wired | 0-10 VDC Controls | 69.3 | 3000 | -0.0015 | 93 | 54 | 0 | 0.97 | Ambient | 15000 |  |  | 55000 | 0.01 | 13 | 12 | 0.33 | 0.14 | 0.12 | 0.08 | 0.02 | 0 | 0.3 | 0.01 | 0 | 0 | 0 | 0 | 0.3 | 0.05 | 0.02 | 0.01 | 0.01 | 0 | True | False | Non Federally-Regulated | 11/02/2023 |  | 11/09/2023
Luminii Corp | Latona | 510-99-A90-638F-35-07-00-** | Light Emitting Diode | Inseparable Luminaire | Direct Wired | 0-10 VDC Controls | 83.9 | 3500 | -0.0008 | 94 | 63 | 0 | 0.94 | Ambient | 15000 |  |  | 55000 | 0.03 | 12 | 13 | 0.37 | 0.02 | 0.01 | 0.01 | 0.01 | 0.01 | 0.99 | 0.03 | 0.01 | 0.01 | 0.01 | 0 | 0.99 | 0.32 | 0.23 | 0.15 | 0.05 | 0.02 | True | False | Non Federally-Regulated | 11/02/2023 |  | 11/09/2023
Luminii Corp | Latona | 510-99-A90-638F-35-10-00-** | Light Emitting Diode | Inseparable Luminaire | Direct Wired | 0-10 VDC Controls | 81.8 | 3500 | -0.0009 | 94 | 63 | 0 | 0.95 | Ambient | 15000 |  |  | 55000 | 0.01 | 13 | 12 | 0.33 | 0.14 | 0.12 | 0.08 | 0.02 | 0 | 0.3 | 0.01 | 0 | 0 | 0 | 0 | 0.3 | 0.05 | 0.02 | 0.01 | 0.01 | 0 | True | False | Non Federally-Regulated | 11/02/2023 |  | 11/09/2023
Luminii Corp | Latona | 510-99-A90-638F-35-15-00-** | Light Emitting Diode | Inseparable Luminaire | Direct Wired | 0-10 VDC Controls | 81.5 | 3500 | -0.0011 | 94 | 59 | 0 | 0.95 | Ambient | 15000 |  |  | 55000 | 0.01 | 13 | 12 | 0.33 | 0.14 | 0.12 | 0.08 | 0.02 | 0 | 0.3 | 0.01 | 0 | 0 | 0 | 0 | 0.3 | 0.05 | 0.02 | 0.01 | 0.01 | 0 | True | False | Non Federally-Regulated | 11/02/2023 |  | 11/09/2023
Luminii Corp | Latona | 510-99-A90-638F-40-07-00-** | Light Emitting Diode | Inseparable Luminaire | Direct Wired | 0-10 VDC Controls | 96.7 | 3816 | -0.0006 | 96 | 66 | 0 | 0.94 | Ambient | 15000 |  |  | 55000 | 0.03 | 12 | 13 | 0.37 | 0.02 | 0.01 | 0.01 | 0.01 | 0.01 | 0.99 | 0.03 | 0.01 | 0.01 | 0.01 | 0 | 0.99 | 0.32 | 0.23 | 0.15 | 0.05 | 0.02 | True | False | Non Federally-Regulated | 11/02/2023 |  | 11/09/2023
Luminii Corp | Latona | 510-99-A90-638F-40-10-00-** | Light Emitting Diode | Inseparable Luminaire | Direct Wired | 0-10 VDC Controls | 94.3 | 3816 | -0.0007 | 96 | 66 | 0 | 0.94 | Ambient | 15000 |  |  | 55000 | 0.01 | 13 | 12 | 0.33 | 0.14 | 0.12 | 0.08 | 0.02 | 0 | 0.3 | 0.01 | 0 | 0 | 0 | 0 | 0.3 | 0.05 | 0.02 | 0.01 | 0.01 | 0 | True | False | Non Federally-Regulated | 11/02/2023 |  | 11/09/2023
Luminii Corp | Latona | 510-99-A90-638F-40-15-00-** | Light Emitting Diode | Inseparable Luminaire | Direct Wired | 0-10 VDC Controls | 93.8 | 3816 | -0.0007 | 96 | 66 | 0 | 0.94 | Ambient | 15000 |  |  | 55000 | 0.01 | 13 | 12 | 0.33 | 0.14 | 0.12 | 0.08 | 0.02 | 0 | 0.3 | 0.01 | 0 | 0 | 0 | 0 | 0.3 | 0.05 | 0.02 | 0.01 | 0.01 | 0 | True | False | Non Federally-Regulated | 11/02/2023 |  | 11/09/2023
Luminii Corp | Latona | 510-99-A90-640-27-07-00-** | Light Emitting Diode | Inseparable Luminaire | Direct Wired | 0-10 VDC Controls | 64 | 2645 | -0.0012 | 92 | 55 | 0 | 0.93 | Ambient | 15000 |  |  | 55000 | 0.03 | 12 | 13 | 0.37 | 0.02 | 0.01 | 0.01 | 0.01 | 0.01 | 0.99 | 0.03 | 0.01 | 0.01 | 0.01 | 0 | 0.99 | 0.32 | 0.23 | 0.15 | 0.05 | 0.02 | True | False | Non Federally-Regulated | 11/02/2023 |  | 11/09/2023
Luminii Corp | Latona | 510-99-A90-640-27-10-00-** | Light Emitting Diode | Inseparable Luminaire | Direct Wired | 0-10 VDC Controls | 62.5 | 2653 | -0.0015 | 92 | 55 | 0 | 0.98 | Ambient | 15000 |  |  | 55000 | 0.01 | 13 | 12 | 0.33 | 0.14 | 0.12 | 0.08 | 0.02 | 0 | 0.3 | 0.01 | 0 | 0 | 0 | 0 | 0.3 | 0.05 | 0.02 | 0.01 | 0.01 | 0 | True | False | Non Federally-Regulated | 11/02/2023 |  | 11/09/2023
Luminii Corp | Latona | 510-99-A90-640-27-15-00-** | Light Emitting Diode | Inseparable Luminaire | Direct Wired | 0-10 VDC Controls | 62.2 | 2635 | -0.0017 | 92 | 51 | 0 | 0.99 | Ambient | 15000 |  |  | 55000 | 0.01 | 13 | 12 | 0.33 | 0.14 | 0.12 | 0.08 | 0.02 | 0 | 0.3 | 0.01 | 0 | 0 | 0 | 0 | 0.3 | 0.05 | 0.02 | 0.01 | 0.01 | 0 | True | False | Non Federally-Regulated | 11/02/2023 |  | 11/09/2023
Luminii Corp | Latona | 510-99-A90-640-30-07-00-** | Light Emitting Diode | Inseparable Luminaire | Direct Wired | 0-10 VDC Controls | 71.3 | 3000 | -0.011 | 93 | 58 | 0 | 0.93 | Ambient | 15000 |  |  | 55000 | 0.03 | 12 | 13 | 0.37 | 0.02 | 0.01 | 0.01 | 0.01 | 0.01 | 0.99 | 0.03 | 0.01 | 0.01 | 0.01 | 0 | 0.99 | 0.32 | 0.23 | 0.15 | 0.05 | 0.02 | True | False | Non Federally-Regulated | 11/02/2023 |  | 11/09/2023
Luminii Corp | Latona | 510-99-A90-640-30-10-00-** | Light Emitting Diode | Inseparable Luminaire | Direct Wired | 0-10 VDC Controls | 69.6 | 3000 | -0.0013 | 93 | 58 | 0 | 0.97 | Ambient | 15000 |  |  | 55000 | 0.01 | 13 | 12 | 0.33 | 0.14 | 0.12 | 0.08 | 0.02 | 0 | 0.3 | 0.01 | 0 | 0 | 0 | 0 | 0.3 | 0.05 | 0.02 | 0.01 | 0.01 | 0 | True | False | Non Federally-Regulated | 11/02/2023 |  | 11/09/2023
Luminii Corp | Latona | 510-99-A90-640-30-15-00-** | Light Emitting Diode | Inseparable Luminaire | Direct Wired | 0-10 VDC Controls | 69.3 | 3000 | -0.0015 | 93 | 54 | 0 | 0.97 | Ambient | 15000 |  |  | 55000 | 0.01 | 13 | 12 | 0.33 | 0.14 | 0.12 | 0.08 | 0.02 | 0 | 0.3 | 0.01 | 0 | 0 | 0 | 0 | 0.3 | 0.05 | 0.02 | 0.01 | 0.01 | 0 | True | False | Non Federally-Regulated | 11/02/2023 |  | 11/09/2023
Luminii Corp | Latona | 510-99-A90-640-35-07-00-** | Light Emitting Diode | Inseparable Luminaire | Direct Wired | 0-10 VDC Controls | 83.9 | 3500 | -0.0008 | 94 | 63 | 0 | 0.94 | Ambient | 15000 |  |  | 55000 | 0.03 | 12 | 13 | 0.37 | 0.02 | 0.01 | 0.01 | 0.01 | 0.01 | 0.99 | 0.03 | 0.01 | 0.01 | 0.01 | 0 | 0.99 | 0.32 | 0.23 | 0.15 | 0.05 | 0.02 | True | False | Non Federally-Regulated | 11/02/2023 |  | 11/09/2023
Luminii Corp | Latona | 510-99-A90-640-35-10-00-** | Light Emitting Diode | Inseparable Luminaire | Direct Wired | 0-10 VDC Controls | 81.8 | 3500 | -0.0009 | 94 | 63 | 0 | 0.95 | Ambient | 15000 |  |  | 55000 | 0.01 | 13 | 12 | 0.33 | 0.14 | 0.12 | 0.08 | 0.02 | 0 | 0.3 | 0.01 | 0 | 0 | 0 | 0 | 0.3 | 0.05 | 0.02 | 0.01 | 0.01 | 0 | True | False | Non Federally-Regulated | 11/02/2023 |  | 11/09/2023
Luminii Corp | Latona | 510-99-A90-640-35-15-00-** | Light Emitting Diode | Inseparable Luminaire | Direct Wired | 0-10 VDC Controls | 81.5 | 3500 | -0.0011 | 94 | 59 | 0 | 0.95 | Ambient | 15000 |  |  | 55000 | 0.01 | 13 | 12 | 0.33 | 0.14 | 0.12 | 0.08 | 0.02 | 0 | 0.3 | 0.01 | 0 | 0 | 0 | 0 | 0.3 | 0.05 | 0.02 | 0.01 | 0.01 | 0 | True | False | Non Federally-Regulated | 11/02/2023 |  | 11/09/2023
Luminii Corp | Latona | 510-99-A90-640-40-07-00-** | Light Emitting Diode | Inseparable Luminaire | Direct Wired | 0-10 VDC Controls | 96.7 | 3816 | -0.0006 | 96 | 66 | 0 | 0.94 | Ambient | 15000 |  |  | 55000 | 0.03 | 12 | 13 | 0.37 | 0.02 | 0.01 | 0.01 | 0.01 | 0.01 | 0.99 | 0.03 | 0.01 | 0.01 | 0.01 | 0 | 0.99 | 0.32 | 0.23 | 0.15 | 0.05 | 0.02 | True | False | Non Federally-Regulated | 11/02/2023 |  | 11/09/2023
Luminii Corp | Latona | 510-99-A90-640-40-10-00-** | Light Emitting Diode | Inseparable Luminaire | Direct Wired | 0-10 VDC Controls | 94.3 | 3816 | -0.0007 | 96 | 66 | 0 | 0.94 | Ambient | 15000 |  |  | 55000 | 0.01 | 13 | 12 | 0.33 | 0.14 | 0.12 | 0.08 | 0.02 | 0 | 0.3 | 0.01 | 0 | 0 | 0 | 0 | 0.3 | 0.05 | 0.02 | 0.01 | 0.01 | 0 | True | False | Non Federally-Regulated | 11/02/2023 |  | 11/09/2023
Luminii Corp | Latona | 510-99-A90-640-40-15-00-** | Light Emitting Diode | Inseparable Luminaire | Direct Wired | 0-10 VDC Controls | 93.8 | 3816 | -0.0007 | 96 | 66 | 0 | 0.94 | Ambient | 15000 |  |  | 55000 | 0.01 | 13 | 12 | 0.33 | 0.14 | 0.12 | 0.08 | 0.02 | 0 | 0.3 | 0.01 | 0 | 0 | 0 | 0 | 0.3 | 0.05 | 0.02 | 0.01 | 0.01 | 0 | True | False | Non Federally-Regulated | 11/02/2023 |  | 11/09/2023
Luminii Corp | Latona | 510-99-A90-660-27-07-00-** | Light Emitting Diode | Inseparable Luminaire | Direct Wired | 0-10 VDC Controls | 64 | 2645 | -0.0012 | 92 | 55 | 0 | 0.93 | Ambient | 15000 |  |  | 55000 | 0.03 | 12 | 13 | 0.37 | 0.02 | 0.01 | 0.01 | 0.01 | 0.01 | 0.99 | 0.03 | 0.01 | 0.01 | 0.01 | 0 | 0.99 | 0.32 | 0.23 | 0.15 | 0.05 | 0.02 | True | False | Non Federally-Regulated | 11/02/2023 |  | 11/09/2023
Luminii Corp | Latona | 510-99-A90-660-27-10-00-** | Light Emitting Diode | Inseparable Luminaire | Direct Wired | 0-10 VDC Controls | 62.5 | 2653 | -0.0015 | 92 | 55 | 0 | 0.98 | Ambient | 15000 |  |  | 55000 | 0.01 | 13 | 12 | 0.33 | 0.14 | 0.12 | 0.08 | 0.02 | 0 | 0.3 | 0.01 | 0 | 0 | 0 | 0 | 0.3 | 0.05 | 0.02 | 0.01 | 0.01 | 0 | True | False | Non Federally-Regulated | 11/02/2023 |  | 11/09/2023
Luminii Corp | Latona | 510-99-A90-660-27-15-00-** | Light Emitting Diode | Inseparable Luminaire | Direct Wired | 0-10 VDC Controls | 62.2 | 2635 | -0.0017 | 92 | 51 | 0 | 0.99 | Ambient | 15000 |  |  | 55000 | 0.01 | 13 | 12 | 0.33 | 0.14 | 0.12 | 0.08 | 0.02 | 0 | 0.3 | 0.01 | 0 | 0 | 0 | 0 | 0.3 | 0.05 | 0.02 | 0.01 | 0.01 | 0 | True | False | Non Federally-Regulated | 11/02/2023 |  | 11/09/2023
Luminii Corp | Latona | 510-99-A90-660-30-07-00-** | Light Emitting Diode | Inseparable Luminaire | Direct Wired | 0-10 VDC Controls | 71.3 | 3000 | -0.011 | 93 | 58 | 0 | 0.93 | Ambient | 15000 |  |  | 55000 | 0.03 | 12 | 13 | 0.37 | 0.02 | 0.01 | 0.01 | 0.01 | 0.01 | 0.99 | 0.03 | 0.01 | 0.01 | 0.01 | 0 | 0.99 | 0.32 | 0.23 | 0.15 | 0.05 | 0.02 | True | False | Non Federally-Regulated | 11/02/2023 |  | 11/09/2023
Luminii Corp | Latona | 510-99-A90-660-30-10-00-** | Light Emitting Diode | Inseparable Luminaire | Direct Wired | 0-10 VDC Controls | 69.6 | 3000 | -0.0013 | 93 | 58 | 0 | 0.97 | Ambient | 15000 |  |  | 55000 | 0.01 | 13 | 12 | 0.33 | 0.14 | 0.12 | 0.08 | 0.02 | 0 | 0.3 | 0.01 | 0 | 0 | 0 | 0 | 0.3 | 0.05 | 0.02 | 0.01 | 0.01 | 0 | True | False | Non Federally-Regulated | 11/02/2023 |  | 11/09/2023
Luminii Corp | Latona | 510-99-A90-660-30-15-00-** | Light Emitting Diode | Inseparable Luminaire | Direct Wired | 0-10 VDC Controls | 69.3 | 3000 | -0.0015 | 93 | 54 | 0 | 0.97 | Ambient | 15000 |  |  | 55000 | 0.01 | 13 | 12 | 0.33 | 0.14 | 0.12 | 0.08 | 0.02 | 0 | 0.3 | 0.01 | 0 | 0 | 0 | 0 | 0.3 | 0.05 | 0.02 | 0.01 | 0.01 | 0 | True | False | Non Federally-Regulated | 11/02/2023 |  | 11/09/2023
Luminii Corp | Latona | 510-99-A90-660-35-07-00-** | Light Emitting Diode | Inseparable Luminaire | Direct Wired | 0-10 VDC Controls | 83.9 | 3500 | -0.0008 | 94 | 63 | 0 | 0.94 | Ambient | 15000 |  |  | 55000 | 0.03 | 12 | 13 | 0.37 | 0.02 | 0.01 | 0.01 | 0.01 | 0.01 | 0.99 | 0.03 | 0.01 | 0.01 | 0.01 | 0 | 0.99 | 0.32 | 0.23 | 0.15 | 0.05 | 0.02 | True | False | Non Federally-Regulated | 11/02/2023 |  | 11/09/2023
Luminii Corp | Latona | 510-99-A90-660-35-10-00-** | Light Emitting Diode | Inseparable Luminaire | Direct Wired | 0-10 VDC Controls | 81.8 | 3500 | -0.0009 | 94 | 63 | 0 | 0.95 | Ambient | 15000 |  |  | 55000 | 0.01 | 13 | 12 | 0.33 | 0.14 | 0.12 | 0.08 | 0.02 | 0 | 0.3 | 0.01 | 0 | 0 | 0 | 0 | 0.3 | 0.05 | 0.02 | 0.01 | 0.01 | 0 | True | False | Non Federally-Regulated | 11/02/2023 |  | 11/09/2023
Luminii Corp | Latona | 510-99-A90-660-35-15-00-** | Light Emitting Diode | Inseparable Luminaire | Direct Wired | 0-10 VDC Controls | 81.5 | 3500 | -0.0011 | 94 | 59 | 0 | 0.95 | Ambient | 15000 |  |  | 55000 | 0.01 | 13 | 12 | 0.33 | 0.14 | 0.12 | 0.08 | 0.02 | 0 | 0.3 | 0.01 | 0 | 0 | 0 | 0 | 0.3 | 0.05 | 0.02 | 0.01 | 0.01 | 0 | True | False | Non Federally-Regulated | 11/02/2023 |  | 11/09/2023
Luminii Corp | Latona | 510-99-A90-660-40-07-00-** | Light Emitting Diode | Inseparable Luminaire | Direct Wired | 0-10 VDC Controls | 96.7 | 3816 | -0.0006 | 96 | 66 | 0 | 0.94 | Ambient | 15000 |  |  | 55000 | 0.03 | 12 | 13 | 0.37 | 0.02 | 0.01 | 0.01 | 0.01 | 0.01 | 0.99 | 0.03 | 0.01 | 0.01 | 0.01 | 0 | 0.99 | 0.32 | 0.23 | 0.15 | 0.05 | 0.02 | True | False | Non Federally-Regulated | 11/02/2023 |  | 11/09/2023
Luminii Corp | Latona | 510-99-A90-660-40-10-00-** | Light Emitting Diode | Inseparable Luminaire | Direct Wired | 0-10 VDC Controls | 94.3 | 3816 | -0.0007 | 96 | 66 | 0 | 0.94 | Ambient | 15000 |  |  | 55000 | 0.01 | 13 | 12 | 0.33 | 0.14 | 0.12 | 0.08 | 0.02 | 0 | 0.3 | 0.01 | 0 | 0 | 0 | 0 | 0.3 | 0.05 | 0.02 | 0.01 | 0.01 | 0 | True | False | Non Federally-Regulated | 11/02/2023 |  | 11/09/2023
Luminii Corp | Latona | 510-99-A90-660-40-15-00-** | Light Emitting Diode | Inseparable Luminaire | Direct Wired | 0-10 VDC Controls | 93.8 | 3816 | -0.0007 | 96 | 66 | 0 | 0.94 | Ambient | 15000 |  |  | 55000 | 0.01 | 13 | 12 | 0.33 | 0.14 | 0.12 | 0.08 | 0.02 | 0 | 0.3 | 0.01 | 0 | 0 | 0 | 0 | 0.3 | 0.05 | 0.02 | 0.01 | 0.01 | 0 | True | False | Non Federally-Regulated | 11/02/2023 |  | 11/09/2023
Luminii Corp | Latona | 510-FL-A90-615-27-07-DL-** | Light Emitting Diode | Inseparable Luminaire | Direct Wired | 0-10 VDC Controls | 64 | 2645 | -0.0012 | 92 | 55 | 0 | 0.93 | Ambient | 15000 |  |  | 55000 | 0.03 | 12 | 13 | 0.37 | 0.02 | 0.01 | 0.01 | 0.01 | 0.01 | 0.99 | 0.03 | 0.01 | 0.01 | 0.01 | 0 | 0.99 | 0.32 | 0.23 | 0.15 | 0.05 | 0.02 | True | False | Non Federally-Regulated | 11/02/2023 |  | 11/09/2023
Luminii Corp | Latona | 510-FL-A90-615-27-10-DL-** | Light Emitting Diode | Inseparable Luminaire | Direct Wired | 0-10 VDC Controls | 62.5 | 2653 | -0.0015 | 92 | 55 | 0 | 0.98 | Ambient | 15000 |  |  | 55000 | 0.01 | 13 | 12 | 0.33 | 0.14 | 0.12 | 0.08 | 0.02 | 0 | 0.3 | 0.01 | 0 | 0 | 0 | 0 | 0.3 | 0.05 | 0.02 | 0.01 | 0.01 | 0 | True | False | Non Federally-Regulated | 11/02/2023 |  | 11/09/2023
Luminii Corp | Latona | 510-FL-A90-615-27-15-DL-** | Light Emitting Diode | Inseparable Luminaire | Direct Wired | 0-10 VDC Controls | 62.2 | 2635 | -0.0017 | 92 | 51 | 0 | 0.99 | Ambient | 15000 |  |  | 55000 | 0.01 | 13 | 12 | 0.33 | 0.14 | 0.12 | 0.08 | 0.02 | 0 | 0.3 | 0.01 | 0 | 0 | 0 | 0 | 0.3 | 0.05 | 0.02 | 0.01 | 0.01 | 0 | True | False | Non Federally-Regulated | 11/02/2023 |  | 11/09/2023
Luminii Corp | Latona | 510-FL-A90-615-30-07-DL-** | Light Emitting Diode | Inseparable Luminaire | Direct Wired | 0-10 VDC Controls | 71.3 | 3000 | -0.011 | 93 | 58 | 0 | 0.93 | Ambient | 15000 |  |  | 55000 | 0.03 | 12 | 13 | 0.37 | 0.02 | 0.01 | 0.01 | 0.01 | 0.01 | 0.99 | 0.03 | 0.01 | 0.01 | 0.01 | 0 | 0.99 | 0.32 | 0.23 | 0.15 | 0.05 | 0.02 | True | False | Non Federally-Regulated | 11/02/2023 |  | 11/09/2023
Luminii Corp | Latona | 510-FL-A90-615-30-10-DL-** | Light Emitting Diode | Inseparable Luminaire | Direct Wired | 0-10 VDC Controls | 69.6 | 3000 | -0.0013 | 93 | 58 | 0 | 0.97 | Ambient | 15000 |  |  | 55000 | 0.01 | 13 | 12 | 0.33 | 0.14 | 0.12 | 0.08 | 0.02 | 0 | 0.3 | 0.01 | 0 | 0 | 0 | 0 | 0.3 | 0.05 | 0.02 | 0.01 | 0.01 | 0 | True | False | Non Federally-Regulated | 11/02/2023 |  | 11/09/2023
Luminii Corp | Latona | 510-FL-A90-615-30-15-DL-** | Light Emitting Diode | Inseparable Luminaire | Direct Wired | 0-10 VDC Controls | 69.3 | 3000 | -0.0015 | 93 | 54 | 0 | 0.97 | Ambient | 15000 |  |  | 55000 | 0.01 | 13 | 12 | 0.33 | 0.14 | 0.12 | 0.08 | 0.02 | 0 | 0.3 | 0.01 | 0 | 0 | 0 | 0 | 0.3 | 0.05 | 0.02 | 0.01 | 0.01 | 0 | True | False | Non Federally-Regulated | 11/02/2023 |  | 11/09/2023
Luminii Corp | Latona | 510-FL-A90-615-35-07-DL-** | Light Emitting Diode | Inseparable Luminaire | Direct Wired | 0-10 VDC Controls | 83.9 | 3500 | -0.0008 | 94 | 63 | 0 | 0.94 | Ambient | 15000 |  |  | 55000 | 0.03 | 12 | 13 | 0.37 | 0.02 | 0.01 | 0.01 | 0.01 | 0.01 | 0.99 | 0.03 | 0.01 | 0.01 | 0.01 | 0 | 0.99 | 0.32 | 0.23 | 0.15 | 0.05 | 0.02 | True | False | Non Federally-Regulated | 11/02/2023 |  | 11/09/2023
Luminii Corp | Latona | 510-FL-A90-615-35-10-DL-** | Light Emitting Diode | Inseparable Luminaire | Direct Wired | 0-10 VDC Controls | 81.8 | 3500 | -0.0009 | 94 | 63 | 0 | 0.95 | Ambient | 15000 |  |  | 55000 | 0.01 | 13 | 12 | 0.33 | 0.14 | 0.12 | 0.08 | 0.02 | 0 | 0.3 | 0.01 | 0 | 0 | 0 | 0 | 0.3 | 0.05 | 0.02 | 0.01 | 0.01 | 0 | True | False | Non Federally-Regulated | 11/02/2023 |  | 11/09/2023
Luminii Corp | Latona | 510-FL-A90-615-35-15-DL-** | Light Emitting Diode | Inseparable Luminaire | Direct Wired | 0-10 VDC Controls | 81.5 | 3500 | -0.0011 | 94 | 59 | 0 | 0.95 | Ambient | 15000 |  |  | 55000 | 0.01 | 13 | 12 | 0.33 | 0.14 | 0.12 | 0.08 | 0.02 | 0 | 0.3 | 0.01 | 0 | 0 | 0 | 0 | 0.3 | 0.05 | 0.02 | 0.01 | 0.01 | 0 | True | False | Non Federally-Regulated | 11/02/2023 |  | 11/09/2023
Luminii Corp | Latona | 510-FL-A90-615-40-07-DL-** | Light Emitting Diode | Inseparable Luminaire | Direct Wired | 0-10 VDC Controls | 96.7 | 3816 | -0.0006 | 96 | 66 | 0 | 0.94 | Ambient | 15000 |  |  | 55000 | 0.03 | 12 | 13 | 0.37 | 0.02 | 0.01 | 0.01 | 0.01 | 0.01 | 0.99 | 0.03 | 0.01 | 0.01 | 0.01 | 0 | 0.99 | 0.32 | 0.23 | 0.15 | 0.05 | 0.02 | True | False | Non Federally-Regulated | 11/02/2023 |  | 11/09/2023
Luminii Corp | Latona | 510-FL-A90-615-40-10-DL-** | Light Emitting Diode | Inseparable Luminaire | Direct Wired | 0-10 VDC Controls | 94.3 | 3816 | -0.0007 | 96 | 66 | 0 | 0.94 | Ambient | 15000 |  |  | 55000 | 0.01 | 13 | 12 | 0.33 | 0.14 | 0.12 | 0.08 | 0.02 | 0 | 0.3 | 0.01 | 0 | 0 | 0 | 0 | 0.3 | 0.05 | 0.02 | 0.01 | 0.01 | 0 | True | False | Non Federally-Regulated | 11/02/2023 |  | 11/09/2023
Luminii Corp | Latona | 510-FL-A90-615-40-15-DL-** | Light Emitting Diode | Inseparable Luminaire | Direct Wired | 0-10 VDC Controls | 93.8 | 3816 | -0.0007 | 96 | 66 | 0 | 0.94 | Ambient | 15000 |  |  | 55000 | 0.01 | 13 | 12 | 0.33 | 0.14 | 0.12 | 0.08 | 0.02 | 0 | 0.3 | 0.01 | 0 | 0 | 0 | 0 | 0.3 | 0.05 | 0.02 | 0.01 | 0.01 | 0 | True | False | Non Federally-Regulated | 11/02/2023 |  | 11/09/2023
Luminii Corp | Latona | 510-FL-A90-638F-27-07-DL-** | Light Emitting Diode | Inseparable Luminaire | Direct Wired | 0-10 VDC Controls | 64 | 2645 | -0.0012 | 92 | 55 | 0 | 0.93 | Ambient | 15000 |  |  | 55000 | 0.03 | 12 | 13 | 0.37 | 0.02 | 0.01 | 0.01 | 0.01 | 0.01 | 0.99 | 0.03 | 0.01 | 0.01 | 0.01 | 0 | 0.99 | 0.32 | 0.23 | 0.15 | 0.05 | 0.02 | True | False | Non Federally-Regulated | 11/02/2023 |  | 11/09/2023
Luminii Corp | Latona | 510-FL-A90-638F-27-10-DL-** | Light Emitting Diode | Inseparable Luminaire | Direct Wired | 0-10 VDC Controls | 62.5 | 2653 | -0.0015 | 92 | 55 | 0 | 0.98 | Ambient | 15000 |  |  | 55000 | 0.01 | 13 | 12 | 0.33 | 0.14 | 0.12 | 0.08 | 0.02 | 0 | 0.3 | 0.01 | 0 | 0 | 0 | 0 | 0.3 | 0.05 | 0.02 | 0.01 | 0.01 | 0 | True | False | Non Federally-Regulated | 11/02/2023 |  | 11/09/2023
Luminii Corp | Latona | 510-FL-A90-638F-27-15-DL-** | Light Emitting Diode | Inseparable Luminaire | Direct Wired | 0-10 VDC Controls | 62.2 | 2635 | -0.0017 | 92 | 51 | 0 | 0.99 | Ambient | 15000 |  |  | 55000 | 0.01 | 13 | 12 | 0.33 | 0.14 | 0.12 | 0.08 | 0.02 | 0 | 0.3 | 0.01 | 0 | 0 | 0 | 0 | 0.3 | 0.05 | 0.02 | 0.01 | 0.01 | 0 | True | False | Non Federally-Regulated | 11/02/2023 |  | 11/09/2023
Luminii Corp | Latona | 510-FL-A90-638F-30-07-DL-** | Light Emitting Diode | Inseparable Luminaire | Direct Wired | 0-10 VDC Controls | 71.3 | 3000 | -0.011 | 93 | 58 | 0 | 0.93 | Ambient | 15000 |  |  | 55000 | 0.03 | 12 | 13 | 0.37 | 0.02 | 0.01 | 0.01 | 0.01 | 0.01 | 0.99 | 0.03 | 0.01 | 0.01 | 0.01 | 0 | 0.99 | 0.32 | 0.23 | 0.15 | 0.05 | 0.02 | True | False | Non Federally-Regulated | 11/02/2023 |  | 11/09/2023
Luminii Corp | Latona | 510-FL-A90-638F-30-10-DL-** | Light Emitting Diode | Inseparable Luminaire | Direct Wired | 0-10 VDC Controls | 69.6 | 3000 | -0.0013 | 93 | 58 | 0 | 0.97 | Ambient | 15000 |  |  | 55000 | 0.01 | 13 | 12 | 0.33 | 0.14 | 0.12 | 0.08 | 0.02 | 0 | 0.3 | 0.01 | 0 | 0 | 0 | 0 | 0.3 | 0.05 | 0.02 | 0.01 | 0.01 | 0 | True | False | Non Federally-Regulated | 11/02/2023 |  | 11/09/2023
Luminii Corp | Latona | 510-FL-A90-638F-30-15-DL-** | Light Emitting Diode | Inseparable Luminaire | Direct Wired | 0-10 VDC Controls | 69.3 | 3000 | -0.0015 | 93 | 54 | 0 | 0.97 | Ambient | 15000 |  |  | 55000 | 0.01 | 13 | 12 | 0.33 | 0.14 | 0.12 | 0.08 | 0.02 | 0 | 0.3 | 0.01 | 0 | 0 | 0 | 0 | 0.3 | 0.05 | 0.02 | 0.01 | 0.01 | 0 | True | False | Non Federally-Regulated | 11/02/2023 |  | 11/09/2023
Luminii Corp | Latona | 510-FL-A90-638F-35-07-DL-** | Light Emitting Diode | Inseparable Luminaire | Direct Wired | 0-10 VDC Controls | 83.9 | 3500 | -0.0008 | 94 | 63 | 0 | 0.94 | Ambient | 15000 |  |  | 55000 | 0.03 | 12 | 13 | 0.37 | 0.02 | 0.01 | 0.01 | 0.01 | 0.01 | 0.99 | 0.03 | 0.01 | 0.01 | 0.01 | 0 | 0.99 | 0.32 | 0.23 | 0.15 | 0.05 | 0.02 | True | False | Non Federally-Regulated | 11/02/2023 |  | 11/09/2023
Luminii Corp | Latona | 510-FL-A90-638F-35-10-DL-** | Light Emitting Diode | Inseparable Luminaire | Direct Wired | 0-10 VDC Controls | 81.8 | 3500 | -0.0009 | 94 | 63 | 0 | 0.95 | Ambient | 15000 |  |  | 55000 | 0.01 | 13 | 12 | 0.33 | 0.14 | 0.12 | 0.08 | 0.02 | 0 | 0.3 | 0.01 | 0 | 0 | 0 | 0 | 0.3 | 0.05 | 0.02 | 0.01 | 0.01 | 0 | True | False | Non Federally-Regulated | 11/02/2023 |  | 11/09/2023
Luminii Corp | Latona | 510-FL-A90-638F-35-15-DL-** | Light Emitting Diode | Inseparable Luminaire | Direct Wired | 0-10 VDC Controls | 81.5 | 3500 | -0.0011 | 94 | 59 | 0 | 0.95 | Ambient | 15000 |  |  | 55000 | 0.01 | 13 | 12 | 0.33 | 0.14 | 0.12 | 0.08 | 0.02 | 0 | 0.3 | 0.01 | 0 | 0 | 0 | 0 | 0.3 | 0.05 | 0.02 | 0.01 | 0.01 | 0 | True | False | Non Federally-Regulated | 11/02/2023 |  | 11/09/2023
Luminii Corp | Latona | 510-FL-A90-638F-40-07-DL-** | Light Emitting Diode | Inseparable Luminaire | Direct Wired | 0-10 VDC Controls | 96.7 | 3816 | -0.0006 | 96 | 66 | 0 | 0.94 | Ambient | 15000 |  |  | 55000 | 0.03 | 12 | 13 | 0.37 | 0.02 | 0.01 | 0.01 | 0.01 | 0.01 | 0.99 | 0.03 | 0.01 | 0.01 | 0.01 | 0 | 0.99 | 0.32 | 0.23 | 0.15 | 0.05 | 0.02 | True | False | Non Federally-Regulated | 11/02/2023 |  | 11/09/2023
Luminii Corp | Latona | 510-FL-A90-638F-40-10-DL-** | Light Emitting Diode | Inseparable Luminaire | Direct Wired | 0-10 VDC Controls | 94.3 | 3816 | -0.0007 | 96 | 66 | 0 | 0.94 | Ambient | 15000 |  |  | 55000 | 0.01 | 13 | 12 | 0.33 | 0.14 | 0.12 | 0.08 | 0.02 | 0 | 0.3 | 0.01 | 0 | 0 | 0 | 0 | 0.3 | 0.05 | 0.02 | 0.01 | 0.01 | 0 | True | False | Non Federally-Regulated | 11/02/2023 |  | 11/09/2023
Luminii Corp | Latona | 510-FL-A90-638F-40-15-DL-** | Light Emitting Diode | Inseparable Luminaire | Direct Wired | 0-10 VDC Controls | 93.8 | 3816 | -0.0007 | 96 | 66 | 0 | 0.94 | Ambient | 15000 |  |  | 55000 | 0.01 | 13 | 12 | 0.33 | 0.14 | 0.12 | 0.08 | 0.02 | 0 | 0.3 | 0.01 | 0 | 0 | 0 | 0 | 0.3 | 0.05 | 0.02 | 0.01 | 0.01 | 0 | True | False | Non Federally-Regulated | 11/02/2023 |  | 11/09/2023
Luminii Corp | Latona | 510-FL-A90-640-27-07-DL-** | Light Emitting Diode | Inseparable Luminaire | Direct Wired | 0-10 VDC Controls | 64 | 2645 | -0.0012 | 92 | 55 | 0 | 0.93 | Ambient | 15000 |  |  | 55000 | 0.03 | 12 | 13 | 0.37 | 0.02 | 0.01 | 0.01 | 0.01 | 0.01 | 0.99 | 0.03 | 0.01 | 0.01 | 0.01 | 0 | 0.99 | 0.32 | 0.23 | 0.15 | 0.05 | 0.02 | True | False | Non Federally-Regulated | 11/02/2023 |  | 11/09/2023
Luminii Corp | Latona | 510-FL-A90-640-27-10-DL-** | Light Emitting Diode | Inseparable Luminaire | Direct Wired | 0-10 VDC Controls | 62.5 | 2653 | -0.0015 | 92 | 55 | 0 | 0.98 | Ambient | 15000 |  |  | 55000 | 0.01 | 13 | 12 | 0.33 | 0.14 | 0.12 | 0.08 | 0.02 | 0 | 0.3 | 0.01 | 0 | 0 | 0 | 0 | 0.3 | 0.05 | 0.02 | 0.01 | 0.01 | 0 | True | False | Non Federally-Regulated | 11/02/2023 |  | 11/09/2023
Luminii Corp | Latona | 510-FL-A90-640-27-15-DL-** | Light Emitting Diode | Inseparable Luminaire | Direct Wired | 0-10 VDC Controls | 62.2 | 2635 | -0.0017 | 92 | 51 | 0 | 0.99 | Ambient | 15000 |  |  | 55000 | 0.01 | 13 | 12 | 0.33 | 0.14 | 0.12 | 0.08 | 0.02 | 0 | 0.3 | 0.01 | 0 | 0 | 0 | 0 | 0.3 | 0.05 | 0.02 | 0.01 | 0.01 | 0 | True | False | Non Federally-Regulated | 11/02/2023 |  | 11/09/2023
Luminii Corp | Latona | 510-FL-A90-640-30-07-DL-** | Light Emitting Diode | Inseparable Luminaire | Direct Wired | 0-10 VDC Controls | 71.3 | 3000 | -0.011 | 93 | 58 | 0 | 0.93 | Ambient | 15000 |  |  | 55000 | 0.03 | 12 | 13 | 0.37 | 0.02 | 0.01 | 0.01 | 0.01 | 0.01 | 0.99 | 0.03 | 0.01 | 0.01 | 0.01 | 0 | 0.99 | 0.32 | 0.23 | 0.15 | 0.05 | 0.02 | True | False | Non Federally-Regulated | 11/02/2023 |  | 11/09/2023
Luminii Corp | Latona | 510-FL-A90-640-30-10-DL-** | Light Emitting Diode | Inseparable Luminaire | Direct Wired | 0-10 VDC Controls | 69.6 | 3000 | -0.0013 | 93 | 58 | 0 | 0.97 | Ambient | 15000 |  |  | 55000 | 0.01 | 13 | 12 | 0.33 | 0.14 | 0.12 | 0.08 | 0.02 | 0 | 0.3 | 0.01 | 0 | 0 | 0 | 0 | 0.3 | 0.05 | 0.02 | 0.01 | 0.01 | 0 | True | False | Non Federally-Regulated | 11/02/2023 |  | 11/09/2023
Luminii Corp | Latona | 510-FL-A90-640-30-15-DL-** | Light Emitting Diode | Inseparable Luminaire | Direct Wired | 0-10 VDC Controls | 69.3 | 3000 | -0.0015 | 93 | 54 | 0 | 0.97 | Ambient | 15000 |  |  | 55000 | 0.01 | 13 | 12 | 0.33 | 0.14 | 0.12 | 0.08 | 0.02 | 0 | 0.3 | 0.01 | 0 | 0 | 0 | 0 | 0.3 | 0.05 | 0.02 | 0.01 | 0.01 | 0 | True | False | Non Federally-Regulated | 11/02/2023 |  | 11/09/2023
Luminii Corp | Latona | 510-FL-A90-640-35-07-DL-** | Light Emitting Diode | Inseparable Luminaire | Direct Wired | 0-10 VDC Controls | 83.9 | 3500 | -0.0008 | 94 | 63 | 0 | 0.94 | Ambient | 15000 |  |  | 55000 | 0.03 | 12 | 13 | 0.37 | 0.02 | 0.01 | 0.01 | 0.01 | 0.01 | 0.99 | 0.03 | 0.01 | 0.01 | 0.01 | 0 | 0.99 | 0.32 | 0.23 | 0.15 | 0.05 | 0.02 | True | False | Non Federally-Regulated | 11/02/2023 |  | 11/09/2023
Luminii Corp | Latona | 510-FL-A90-640-35-10-DL-** | Light Emitting Diode | Inseparable Luminaire | Direct Wired | 0-10 VDC Controls | 81.8 | 3500 | -0.0009 | 94 | 63 | 0 | 0.95 | Ambient | 15000 |  |  | 55000 | 0.01 | 13 | 12 | 0.33 | 0.14 | 0.12 | 0.08 | 0.02 | 0 | 0.3 | 0.01 | 0 | 0 | 0 | 0 | 0.3 | 0.05 | 0.02 | 0.01 | 0.01 | 0 | True | False | Non Federally-Regulated | 11/02/2023 |  | 11/09/2023
Luminii Corp | Latona | 510-FL-A90-640-35-15-DL-** | Light Emitting Diode | Inseparable Luminaire | Direct Wired | 0-10 VDC Controls | 81.5 | 3500 | -0.0011 | 94 | 59 | 0 | 0.95 | Ambient | 15000 |  |  | 55000 | 0.01 | 13 | 12 | 0.33 | 0.14 | 0.12 | 0.08 | 0.02 | 0 | 0.3 | 0.01 | 0 | 0 | 0 | 0 | 0.3 | 0.05 | 0.02 | 0.01 | 0.01 | 0 | True | False | Non Federally-Regulated | 11/02/2023 |  | 11/09/2023
Luminii Corp | Latona | 510-FL-A90-640-40-07-DL-** | Light Emitting Diode | Inseparable Luminaire | Direct Wired | 0-10 VDC Controls | 96.7 | 3816 | -0.0006 | 96 | 66 | 0 | 0.94 | Ambient | 15000 |  |  | 55000 | 0.03 | 12 | 13 | 0.37 | 0.02 | 0.01 | 0.01 | 0.01 | 0.01 | 0.99 | 0.03 | 0.01 | 0.01 | 0.01 | 0 | 0.99 | 0.32 | 0.23 | 0.15 | 0.05 | 0.02 | True | False | Non Federally-Regulated | 11/02/2023 |  | 11/09/2023
Luminii Corp | Latona | 510-FL-A90-640-40-10-DL-** | Light Emitting Diode | Inseparable Luminaire | Direct Wired | 0-10 VDC Controls | 94.3 | 3816 | -0.0007 | 96 | 66 | 0 | 0.94 | Ambient | 15000 |  |  | 55000 | 0.01 | 13 | 12 | 0.33 | 0.14 | 0.12 | 0.08 | 0.02 | 0 | 0.3 | 0.01 | 0 | 0 | 0 | 0 | 0.3 | 0.05 | 0.02 | 0.01 | 0.01 | 0 | True | False | Non Federally-Regulated | 11/02/2023 |  | 11/09/2023
Luminii Corp | Latona | 510-FL-A90-640-40-15-DL-** | Light Emitting Diode | Inseparable Luminaire | Direct Wired | 0-10 VDC Controls | 93.8 | 3816 | -0.0007 | 96 | 66 | 0 | 0.94 | Ambient | 15000 |  |  | 55000 | 0.01 | 13 | 12 | 0.33 | 0.14 | 0.12 | 0.08 | 0.02 | 0 | 0.3 | 0.01 | 0 | 0 | 0 | 0 | 0.3 | 0.05 | 0.02 | 0.01 | 0.01 | 0 | True | False | Non Federally-Regulated | 11/02/2023 |  | 11/09/2023
Luminii Corp | Latona | 510-FL-A90-660-27-07-DL-** | Light Emitting Diode | Inseparable Luminaire | Direct Wired | 0-10 VDC Controls | 64 | 2645 | -0.0012 | 92 | 55 | 0 | 0.93 | Ambient | 15000 |  |  | 55000 | 0.03 | 12 | 13 | 0.37 | 0.02 | 0.01 | 0.01 | 0.01 | 0.01 | 0.99 | 0.03 | 0.01 | 0.01 | 0.01 | 0 | 0.99 | 0.32 | 0.23 | 0.15 | 0.05 | 0.02 | True | False | Non Federally-Regulated | 11/02/2023 |  | 11/09/2023
Luminii Corp | Latona | 510-FL-A90-660-27-10-DL-** | Light Emitting Diode | Inseparable Luminaire | Direct Wired | 0-10 VDC Controls | 62.5 | 2653 | -0.0015 | 92 | 55 | 0 | 0.98 | Ambient | 15000 |  |  | 55000 | 0.01 | 13 | 12 | 0.33 | 0.14 | 0.12 | 0.08 | 0.02 | 0 | 0.3 | 0.01 | 0 | 0 | 0 | 0 | 0.3 | 0.05 | 0.02 | 0.01 | 0.01 | 0 | True | False | Non Federally-Regulated | 11/02/2023 |  | 11/09/2023
Luminii Corp | Latona | 510-FL-A90-660-27-15-DL-** | Light Emitting Diode | Inseparable Luminaire | Direct Wired | 0-10 VDC Controls | 62.2 | 2635 | -0.0017 | 92 | 51 | 0 | 0.99 | Ambient | 15000 |  |  | 55000 | 0.01 | 13 | 12 | 0.33 | 0.14 | 0.12 | 0.08 | 0.02 | 0 | 0.3 | 0.01 | 0 | 0 | 0 | 0 | 0.3 | 0.05 | 0.02 | 0.01 | 0.01 | 0 | True | False | Non Federally-Regulated | 11/02/2023 |  | 11/09/2023
Luminii Corp | Latona | 510-FL-A90-660-30-07-DL-** | Light Emitting Diode | Inseparable Luminaire | Direct Wired | 0-10 VDC Controls | 71.3 | 3000 | -0.011 | 93 | 58 | 0 | 0.93 | Ambient | 15000 |  |  | 55000 | 0.03 | 12 | 13 | 0.37 | 0.02 | 0.01 | 0.01 | 0.01 | 0.01 | 0.99 | 0.03 | 0.01 | 0.01 | 0.01 | 0 | 0.99 | 0.32 | 0.23 | 0.15 | 0.05 | 0.02 | True | False | Non Federally-Regulated | 11/02/2023 |  | 11/09/2023
Luminii Corp | Latona | 510-FL-A90-660-30-10-DL-** | Light Emitting Diode | Inseparable Luminaire | Direct Wired | 0-10 VDC Controls | 69.6 | 3000 | -0.0013 | 93 | 58 | 0 | 0.97 | Ambient | 15000 |  |  | 55000 | 0.01 | 13 | 12 | 0.33 | 0.14 | 0.12 | 0.08 | 0.02 | 0 | 0.3 | 0.01 | 0 | 0 | 0 | 0 | 0.3 | 0.05 | 0.02 | 0.01 | 0.01 | 0 | True | False | Non Federally-Regulated | 11/02/2023 |  | 11/09/2023
Luminii Corp | Latona | 510-FL-A90-660-30-15-DL-** | Light Emitting Diode | Inseparable Luminaire | Direct Wired | 0-10 VDC Controls | 69.3 | 3000 | -0.0015 | 93 | 54 | 0 | 0.97 | Ambient | 15000 |  |  | 55000 | 0.01 | 13 | 12 | 0.33 | 0.14 | 0.12 | 0.08 | 0.02 | 0 | 0.3 | 0.01 | 0 | 0 | 0 | 0 | 0.3 | 0.05 | 0.02 | 0.01 | 0.01 | 0 | True | False | Non Federally-Regulated | 11/02/2023 |  | 11/09/2023
Luminii Corp | Latona | 510-FL-A90-660-35-07-DL-** | Light Emitting Diode | Inseparable Luminaire | Direct Wired | 0-10 VDC Controls | 83.9 | 3500 | -0.0008 | 94 | 63 | 0 | 0.94 | Ambient | 15000 |  |  | 55000 | 0.03 | 12 | 13 | 0.37 | 0.02 | 0.01 | 0.01 | 0.01 | 0.01 | 0.99 | 0.03 | 0.01 | 0.01 | 0.01 | 0 | 0.99 | 0.32 | 0.23 | 0.15 | 0.05 | 0.02 | True | False | Non Federally-Regulated | 11/02/2023 |  | 11/09/2023
Luminii Corp | Latona | 510-FL-A90-660-35-10-DL-** | Light Emitting Diode | Inseparable Luminaire | Direct Wired | 0-10 VDC Controls | 81.8 | 3500 | -0.0009 | 94 | 63 | 0 | 0.95 | Ambient | 15000 |  |  | 55000 | 0.01 | 13 | 12 | 0.33 | 0.14 | 0.12 | 0.08 | 0.02 | 0 | 0.3 | 0.01 | 0 | 0 | 0 | 0 | 0.3 | 0.05 | 0.02 | 0.01 | 0.01 | 0 | True | False | Non Federally-Regulated | 11/02/2023 |  | 11/09/2023
Luminii Corp | Latona | 510-FL-A90-660-35-15-DL-** | Light Emitting Diode | Inseparable Luminaire | Direct Wired | 0-10 VDC Controls | 81.5 | 3500 | -0.0011 | 94 | 59 | 0 | 0.95 | Ambient | 15000 |  |  | 55000 | 0.01 | 13 | 12 | 0.33 | 0.14 | 0.12 | 0.08 | 0.02 | 0 | 0.3 | 0.01 | 0 | 0 | 0 | 0 | 0.3 | 0.05 | 0.02 | 0.01 | 0.01 | 0 | True | False | Non Federally-Regulated | 11/02/2023 |  | 11/09/2023
Luminii Corp | Latona | 510-FL-A90-660-40-07-DL-** | Light Emitting Diode | Inseparable Luminaire | Direct Wired | 0-10 VDC Controls | 96.7 | 3816 | -0.0006 | 96 | 66 | 0 | 0.94 | Ambient | 15000 |  |  | 55000 | 0.03 | 12 | 13 | 0.37 | 0.02 | 0.01 | 0.01 | 0.01 | 0.01 | 0.99 | 0.03 | 0.01 | 0.01 | 0.01 | 0 | 0.99 | 0.32 | 0.23 | 0.15 | 0.05 | 0.02 | True | False | Non Federally-Regulated | 11/02/2023 |  | 11/09/2023
Luminii Corp | Latona | 510-FL-A90-660-40-10-DL-** | Light Emitting Diode | Inseparable Luminaire | Direct Wired | 0-10 VDC Controls | 94.3 | 3816 | -0.0007 | 96 | 66 | 0 | 0.94 | Ambient | 15000 |  |  | 55000 | 0.01 | 13 | 12 | 0.33 | 0.14 | 0.12 | 0.08 | 0.02 | 0 | 0.3 | 0.01 | 0 | 0 | 0 | 0 | 0.3 | 0.05 | 0.02 | 0.01 | 0.01 | 0 | True | False | Non Federally-Regulated | 11/02/2023 |  | 11/09/2023
Luminii Corp | Latona | 510-FL-A90-660-40-15-DL-** | Light Emitting Diode | Inseparable Luminaire | Direct Wired | 0-10 VDC Controls | 93.8 | 3816 | -0.0007 | 96 | 66 | 0 | 0.94 | Ambient | 15000 |  |  | 55000 | 0.01 | 13 | 12 | 0.33 | 0.14 | 0.12 | 0.08 | 0.02 | 0 | 0.3 | 0.01 | 0 | 0 | 0 | 0 | 0.3 | 0.05 | 0.02 | 0.01 | 0.01 | 0 | True | False | Non Federally-Regulated | 11/02/2023 |  | 11/09/2023
Luminii Corp | Latona | 510-99-A90-615-27-07-DL-** | Light Emitting Diode | Inseparable Luminaire | Direct Wired | 0-10 VDC Controls | 64 | 2645 | -0.0012 | 92 | 55 | 0 | 0.93 | Ambient | 15000 |  |  | 55000 | 0.03 | 12 | 13 | 0.37 | 0.02 | 0.01 | 0.01 | 0.01 | 0.01 | 0.99 | 0.03 | 0.01 | 0.01 | 0.01 | 0 | 0.99 | 0.32 | 0.23 | 0.15 | 0.05 | 0.02 | True | False | Non Federally-Regulated | 11/02/2023 |  | 11/09/2023
Luminii Corp | Latona | 510-99-A90-615-27-10-DL-** | Light Emitting Diode | Inseparable Luminaire | Direct Wired | 0-10 VDC Controls | 62.5 | 2653 | -0.0015 | 92 | 55 | 0 | 0.98 | Ambient | 15000 |  |  | 55000 | 0.01 | 13 | 12 | 0.33 | 0.14 | 0.12 | 0.08 | 0.02 | 0 | 0.3 | 0.01 | 0 | 0 | 0 | 0 | 0.3 | 0.05 | 0.02 | 0.01 | 0.01 | 0 | True | False | Non Federally-Regulated | 11/02/2023 |  | 11/09/2023
Luminii Corp | Latona | 510-99-A90-615-27-15-DL-** | Light Emitting Diode | Inseparable Luminaire | Direct Wired | 0-10 VDC Controls | 62.2 | 2635 | -0.0017 | 92 | 51 | 0 | 0.99 | Ambient | 15000 |  |  | 55000 | 0.01 | 13 | 12 | 0.33 | 0.14 | 0.12 | 0.08 | 0.02 | 0 | 0.3 | 0.01 | 0 | 0 | 0 | 0 | 0.3 | 0.05 | 0.02 | 0.01 | 0.01 | 0 | True | False | Non Federally-Regulated | 11/02/2023 |  | 11/09/2023
Luminii Corp | Latona | 510-99-A90-615-30-07-DL-** | Light Emitting Diode | Inseparable Luminaire | Direct Wired | 0-10 VDC Controls | 71.3 | 3000 | -0.011 | 93 | 58 | 0 | 0.93 | Ambient | 15000 |  |  | 55000 | 0.03 | 12 | 13 | 0.37 | 0.02 | 0.01 | 0.01 | 0.01 | 0.01 | 0.99 | 0.03 | 0.01 | 0.01 | 0.01 | 0 | 0.99 | 0.32 | 0.23 | 0.15 | 0.05 | 0.02 | True | False | Non Federally-Regulated | 11/02/2023 |  | 11/09/2023
Luminii Corp | Latona | 510-99-A90-615-30-10-DL-** | Light Emitting Diode | Inseparable Luminaire | Direct Wired | 0-10 VDC Controls | 69.6 | 3000 | -0.0013 | 93 | 58 | 0 | 0.97 | Ambient | 15000 |  |  | 55000 | 0.01 | 13 | 12 | 0.33 | 0.14 | 0.12 | 0.08 | 0.02 | 0 | 0.3 | 0.01 | 0 | 0 | 0 | 0 | 0.3 | 0.05 | 0.02 | 0.01 | 0.01 | 0 | True | False | Non Federally-Regulated | 11/02/2023 |  | 11/09/2023
Luminii Corp | Latona | 510-99-A90-615-30-15-DL-** | Light Emitting Diode | Inseparable Luminaire | Direct Wired | 0-10 VDC Controls | 69.3 | 3000 | -0.0015 | 93 | 54 | 0 | 0.97 | Ambient | 15000 |  |  | 55000 | 0.01 | 13 | 12 | 0.33 | 0.14 | 0.12 | 0.08 | 0.02 | 0 | 0.3 | 0.01 | 0 | 0 | 0 | 0 | 0.3 | 0.05 | 0.02 | 0.01 | 0.01 | 0 | True | False | Non Federally-Regulated | 11/02/2023 |  | 11/09/2023
Luminii Corp | Latona | 510-99-A90-615-35-07-DL-** | Light Emitting Diode | Inseparable Luminaire | Direct Wired | 0-10 VDC Controls | 83.9 | 3500 | -0.0008 | 94 | 63 | 0 | 0.94 | Ambient | 15000 |  |  | 55000 | 0.03 | 12 | 13 | 0.37 | 0.02 | 0.01 | 0.01 | 0.01 | 0.01 | 0.99 | 0.03 | 0.01 | 0.01 | 0.01 | 0 | 0.99 | 0.32 | 0.23 | 0.15 | 0.05 | 0.02 | True | False | Non Federally-Regulated | 11/02/2023 |  | 11/09/2023
Luminii Corp | Latona | 510-99-A90-615-35-10-DL-** | Light Emitting Diode | Inseparable Luminaire | Direct Wired | 0-10 VDC Controls | 81.8 | 3500 | -0.0009 | 94 | 63 | 0 | 0.95 | Ambient | 15000 |  |  | 55000 | 0.01 | 13 | 12 | 0.33 | 0.14 | 0.12 | 0.08 | 0.02 | 0 | 0.3 | 0.01 | 0 | 0 | 0 | 0 | 0.3 | 0.05 | 0.02 | 0.01 | 0.01 | 0 | True | False | Non Federally-Regulated | 11/02/2023 |  | 11/09/2023
Luminii Corp | Latona | 510-99-A90-615-35-15-DL-** | Light Emitting Diode | Inseparable Luminaire | Direct Wired | 0-10 VDC Controls | 81.5 | 3500 | -0.0011 | 94 | 59 | 0 | 0.95 | Ambient | 15000 |  |  | 55000 | 0.01 | 13 | 12 | 0.33 | 0.14 | 0.12 | 0.08 | 0.02 | 0 | 0.3 | 0.01 | 0 | 0 | 0 | 0 | 0.3 | 0.05 | 0.02 | 0.01 | 0.01 | 0 | True | False | Non Federally-Regulated | 11/02/2023 |  | 11/09/2023
Luminii Corp | Latona | 510-99-A90-615-40-07-DL-** | Light Emitting Diode | Inseparable Luminaire | Direct Wired | 0-10 VDC Controls | 96.7 | 3816 | -0.0006 | 96 | 66 | 0 | 0.94 | Ambient | 15000 |  |  | 55000 | 0.03 | 12 | 13 | 0.37 | 0.02 | 0.01 | 0.01 | 0.01 | 0.01 | 0.99 | 0.03 | 0.01 | 0.01 | 0.01 | 0 | 0.99 | 0.32 | 0.23 | 0.15 | 0.05 | 0.02 | True | False | Non Federally-Regulated | 11/02/2023 |  | 11/09/2023
Luminii Corp | Latona | 510-99-A90-615-40-10-DL-** | Light Emitting Diode | Inseparable Luminaire | Direct Wired | 0-10 VDC Controls | 94.3 | 3816 | -0.0007 | 96 | 66 | 0 | 0.94 | Ambient | 15000 |  |  | 55000 | 0.01 | 13 | 12 | 0.33 | 0.14 | 0.12 | 0.08 | 0.02 | 0 | 0.3 | 0.01 | 0 | 0 | 0 | 0 | 0.3 | 0.05 | 0.02 | 0.01 | 0.01 | 0 | True | False | Non Federally-Regulated | 11/02/2023 |  | 11/09/2023
Luminii Corp | Latona | 510-99-A90-615-40-15-DL-** | Light Emitting Diode | Inseparable Luminaire | Direct Wired | 0-10 VDC Controls | 93.8 | 3816 | -0.0007 | 96 | 66 | 0 | 0.94 | Ambient | 15000 |  |  | 55000 | 0.01 | 13 | 12 | 0.33 | 0.14 | 0.12 | 0.08 | 0.02 | 0 | 0.3 | 0.01 | 0 | 0 | 0 | 0 | 0.3 | 0.05 | 0.02 | 0.01 | 0.01 | 0 | True | False | Non Federally-Regulated | 11/02/2023 |  | 11/09/2023
Luminii Corp | Latona | 510-99-A90-638F-27-07-DL-** | Light Emitting Diode | Inseparable Luminaire | Direct Wired | 0-10 VDC Controls | 64 | 2645 | -0.0012 | 92 | 55 | 0 | 0.93 | Ambient | 15000 |  |  | 55000 | 0.03 | 12 | 13 | 0.37 | 0.02 | 0.01 | 0.01 | 0.01 | 0.01 | 0.99 | 0.03 | 0.01 | 0.01 | 0.01 | 0 | 0.99 | 0.32 | 0.23 | 0.15 | 0.05 | 0.02 | True | False | Non Federally-Regulated | 11/02/2023 |  | 11/09/2023
Luminii Corp | Latona | 510-99-A90-638F-27-10-DL-** | Light Emitting Diode | Inseparable Luminaire | Direct Wired | 0-10 VDC Controls | 62.5 | 2653 | -0.0015 | 92 | 55 | 0 | 0.98 | Ambient | 15000 |  |  | 55000 | 0.01 | 13 | 12 | 0.33 | 0.14 | 0.12 | 0.08 | 0.02 | 0 | 0.3 | 0.01 | 0 | 0 | 0 | 0 | 0.3 | 0.05 | 0.02 | 0.01 | 0.01 | 0 | True | False | Non Federally-Regulated | 11/02/2023 |  | 11/09/2023
Luminii Corp | Latona | 510-99-A90-638F-27-15-DL-** | Light Emitting Diode | Inseparable Luminaire | Direct Wired | 0-10 VDC Controls | 62.2 | 2635 | -0.0017 | 92 | 51 | 0 | 0.99 | Ambient | 15000 |  |  | 55000 | 0.01 | 13 | 12 | 0.33 | 0.14 | 0.12 | 0.08 | 0.02 | 0 | 0.3 | 0.01 | 0 | 0 | 0 | 0 | 0.3 | 0.05 | 0.02 | 0.01 | 0.01 | 0 | True | False | Non Federally-Regulated | 11/02/2023 |  | 11/09/2023
Luminii Corp | Latona | 510-99-A90-638F-30-07-DL-** | Light Emitting Diode | Inseparable Luminaire | Direct Wired | 0-10 VDC Controls | 71.3 | 3000 | -0.011 | 93 | 58 | 0 | 0.93 | Ambient | 15000 |  |  | 55000 | 0.03 | 12 | 13 | 0.37 | 0.02 | 0.01 | 0.01 | 0.01 | 0.01 | 0.99 | 0.03 | 0.01 | 0.01 | 0.01 | 0 | 0.99 | 0.32 | 0.23 | 0.15 | 0.05 | 0.02 | True | False | Non Federally-Regulated | 11/02/2023 |  | 11/09/2023
Luminii Corp | Latona | 510-99-A90-638F-30-10-DL-** | Light Emitting Diode | Inseparable Luminaire | Direct Wired | 0-10 VDC Controls | 69.6 | 3000 | -0.0013 | 93 | 58 | 0 | 0.97 | Ambient | 15000 |  |  | 55000 | 0.01 | 13 | 12 | 0.33 | 0.14 | 0.12 | 0.08 | 0.02 | 0 | 0.3 | 0.01 | 0 | 0 | 0 | 0 | 0.3 | 0.05 | 0.02 | 0.01 | 0.01 | 0 | True | False | Non Federally-Regulated | 11/02/2023 |  | 11/09/2023
Luminii Corp | Latona | 510-99-A90-638F-30-15-DL-** | Light Emitting Diode | Inseparable Luminaire | Direct Wired | 0-10 VDC Controls | 69.3 | 3000 | -0.0015 | 93 | 54 | 0 | 0.97 | Ambient | 15000 |  |  | 55000 | 0.01 | 13 | 12 | 0.33 | 0.14 | 0.12 | 0.08 | 0.02 | 0 | 0.3 | 0.01 | 0 | 0 | 0 | 0 | 0.3 | 0.05 | 0.02 | 0.01 | 0.01 | 0 | True | False | Non Federally-Regulated | 11/02/2023 |  | 11/09/2023
Luminii Corp | Latona | 510-99-A90-638F-35-07-DL-** | Light Emitting Diode | Inseparable Luminaire | Direct Wired | 0-10 VDC Controls | 83.9 | 3500 | -0.0008 | 94 | 63 | 0 | 0.94 | Ambient | 15000 |  |  | 55000 | 0.03 | 12 | 13 | 0.37 | 0.02 | 0.01 | 0.01 | 0.01 | 0.01 | 0.99 | 0.03 | 0.01 | 0.01 | 0.01 | 0 | 0.99 | 0.32 | 0.23 | 0.15 | 0.05 | 0.02 | True | False | Non Federally-Regulated | 11/02/2023 |  | 11/09/2023
Luminii Corp | Latona | 510-99-A90-638F-35-10-DL-** | Light Emitting Diode | Inseparable Luminaire | Direct Wired | 0-10 VDC Controls | 81.8 | 3500 | -0.0009 | 94 | 63 | 0 | 0.95 | Ambient | 15000 |  |  | 55000 | 0.01 | 13 | 12 | 0.33 | 0.14 | 0.12 | 0.08 | 0.02 | 0 | 0.3 | 0.01 | 0 | 0 | 0 | 0 | 0.3 | 0.05 | 0.02 | 0.01 | 0.01 | 0 | True | False | Non Federally-Regulated | 11/02/2023 |  | 11/09/2023
Luminii Corp | Latona | 510-99-A90-638F-35-15-DL-** | Light Emitting Diode | Inseparable Luminaire | Direct Wired | 0-10 VDC Controls | 81.5 | 3500 | -0.0011 | 94 | 59 | 0 | 0.95 | Ambient | 15000 |  |  | 55000 | 0.01 | 13 | 12 | 0.33 | 0.14 | 0.12 | 0.08 | 0.02 | 0 | 0.3 | 0.01 | 0 | 0 | 0 | 0 | 0.3 | 0.05 | 0.02 | 0.01 | 0.01 | 0 | True | False | Non Federally-Regulated | 11/02/2023 |  | 11/09/2023
Luminii Corp | Latona | 510-99-A90-638F-40-07-DL-** | Light Emitting Diode | Inseparable Luminaire | Direct Wired | 0-10 VDC Controls | 96.7 | 3816 | -0.0006 | 96 | 66 | 0 | 0.94 | Ambient | 15000 |  |  | 55000 | 0.03 | 12 | 13 | 0.37 | 0.02 | 0.01 | 0.01 | 0.01 | 0.01 | 0.99 | 0.03 | 0.01 | 0.01 | 0.01 | 0 | 0.99 | 0.32 | 0.23 | 0.15 | 0.05 | 0.02 | True | False | Non Federally-Regulated | 11/02/2023 |  | 11/09/2023
Luminii Corp | Latona | 510-99-A90-638F-40-10-DL-** | Light Emitting Diode | Inseparable Luminaire | Direct Wired | 0-10 VDC Controls | 94.3 | 3816 | -0.0007 | 96 | 66 | 0 | 0.94 | Ambient | 15000 |  |  | 55000 | 0.01 | 13 | 12 | 0.33 | 0.14 | 0.12 | 0.08 | 0.02 | 0 | 0.3 | 0.01 | 0 | 0 | 0 | 0 | 0.3 | 0.05 | 0.02 | 0.01 | 0.01 | 0 | True | False | Non Federally-Regulated | 11/02/2023 |  | 11/09/2023
Luminii Corp | Latona | 510-99-A90-638F-40-15-DL-** | Light Emitting Diode | Inseparable Luminaire | Direct Wired | 0-10 VDC Controls | 93.8 | 3816 | -0.0007 | 96 | 66 | 0 | 0.94 | Ambient | 15000 |  |  | 55000 | 0.01 | 13 | 12 | 0.33 | 0.14 | 0.12 | 0.08 | 0.02 | 0 | 0.3 | 0.01 | 0 | 0 | 0 | 0 | 0.3 | 0.05 | 0.02 | 0.01 | 0.01 | 0 | True | False | Non Federally-Regulated | 11/02/2023 |  | 11/09/2023
Luminii Corp | Latona | 510-99-A90-640-27-07-DL-** | Light Emitting Diode | Inseparable Luminaire | Direct Wired | 0-10 VDC Controls | 64 | 2645 | -0.0012 | 92 | 55 | 0 | 0.93 | Ambient | 15000 |  |  | 55000 | 0.03 | 12 | 13 | 0.37 | 0.02 | 0.01 | 0.01 | 0.01 | 0.01 | 0.99 | 0.03 | 0.01 | 0.01 | 0.01 | 0 | 0.99 | 0.32 | 0.23 | 0.15 | 0.05 | 0.02 | True | False | Non Federally-Regulated | 11/02/2023 |  | 11/09/2023
Luminii Corp | Latona | 510-99-A90-640-27-10-DL-** | Light Emitting Diode | Inseparable Luminaire | Direct Wired | 0-10 VDC Controls | 62.5 | 2653 | -0.0015 | 92 | 55 | 0 | 0.98 | Ambient | 15000 |  |  | 55000 | 0.01 | 13 | 12 | 0.33 | 0.14 | 0.12 | 0.08 | 0.02 | 0 | 0.3 | 0.01 | 0 | 0 | 0 | 0 | 0.3 | 0.05 | 0.02 | 0.01 | 0.01 | 0 | True | False | Non Federally-Regulated | 11/02/2023 |  | 11/09/2023
Luminii Corp | Latona | 510-99-A90-640-27-15-DL-** | Light Emitting Diode | Inseparable Luminaire | Direct Wired | 0-10 VDC Controls | 62.2 | 2635 | -0.0017 | 92 | 51 | 0 | 0.99 | Ambient | 15000 |  |  | 55000 | 0.01 | 13 | 12 | 0.33 | 0.14 | 0.12 | 0.08 | 0.02 | 0 | 0.3 | 0.01 | 0 | 0 | 0 | 0 | 0.3 | 0.05 | 0.02 | 0.01 | 0.01 | 0 | True | False | Non Federally-Regulated | 11/02/2023 |  | 11/09/2023
Luminii Corp | Latona | 510-99-A90-640-30-07-DL-** | Light Emitting Diode | Inseparable Luminaire | Direct Wired | 0-10 VDC Controls | 71.3 | 3000 | -0.011 | 93 | 58 | 0 | 0.93 | Ambient | 15000 |  |  | 55000 | 0.03 | 12 | 13 | 0.37 | 0.02 | 0.01 | 0.01 | 0.01 | 0.01 | 0.99 | 0.03 | 0.01 | 0.01 | 0.01 | 0 | 0.99 | 0.32 | 0.23 | 0.15 | 0.05 | 0.02 | True | False | Non Federally-Regulated | 11/02/2023 |  | 11/09/2023
Luminii Corp | Latona | 510-99-A90-640-30-10-DL-** | Light Emitting Diode | Inseparable Luminaire | Direct Wired | 0-10 VDC Controls | 69.6 | 3000 | -0.0013 | 93 | 58 | 0 | 0.97 | Ambient | 15000 |  |  | 55000 | 0.01 | 13 | 12 | 0.33 | 0.14 | 0.12 | 0.08 | 0.02 | 0 | 0.3 | 0.01 | 0 | 0 | 0 | 0 | 0.3 | 0.05 | 0.02 | 0.01 | 0.01 | 0 | True | False | Non Federally-Regulated | 11/02/2023 |  | 11/09/2023
Luminii Corp | Latona | 510-99-A90-640-30-15-DL-** | Light Emitting Diode | Inseparable Luminaire | Direct Wired | 0-10 VDC Controls | 69.3 | 3000 | -0.0015 | 93 | 54 | 0 | 0.97 | Ambient | 15000 |  |  | 55000 | 0.01 | 13 | 12 | 0.33 | 0.14 | 0.12 | 0.08 | 0.02 | 0 | 0.3 | 0.01 | 0 | 0 | 0 | 0 | 0.3 | 0.05 | 0.02 | 0.01 | 0.01 | 0 | True | False | Non Federally-Regulated | 11/02/2023 |  | 11/09/2023
Luminii Corp | Latona | 510-99-A90-640-35-07-DL-** | Light Emitting Diode | Inseparable Luminaire | Direct Wired | 0-10 VDC Controls | 83.9 | 3500 | -0.0008 | 94 | 63 | 0 | 0.94 | Ambient | 15000 |  |  | 55000 | 0.03 | 12 | 13 | 0.37 | 0.02 | 0.01 | 0.01 | 0.01 | 0.01 | 0.99 | 0.03 | 0.01 | 0.01 | 0.01 | 0 | 0.99 | 0.32 | 0.23 | 0.15 | 0.05 | 0.02 | True | False | Non Federally-Regulated | 11/02/2023 |  | 11/09/2023
Luminii Corp | Latona | 510-99-A90-640-35-10-DL-** | Light Emitting Diode | Inseparable Luminaire | Direct Wired | 0-10 VDC Controls | 81.8 | 3500 | -0.0009 | 94 | 63 | 0 | 0.95 | Ambient | 15000 |  |  | 55000 | 0.01 | 13 | 12 | 0.33 | 0.14 | 0.12 | 0.08 | 0.02 | 0 | 0.3 | 0.01 | 0 | 0 | 0 | 0 | 0.3 | 0.05 | 0.02 | 0.01 | 0.01 | 0 | True | False | Non Federally-Regulated | 11/02/2023 |  | 11/09/2023
Luminii Corp | Latona | 510-99-A90-640-35-15-DL-** | Light Emitting Diode | Inseparable Luminaire | Direct Wired | 0-10 VDC Controls | 81.5 | 3500 | -0.0011 | 94 | 59 | 0 | 0.95 | Ambient | 15000 |  |  | 55000 | 0.01 | 13 | 12 | 0.33 | 0.14 | 0.12 | 0.08 | 0.02 | 0 | 0.3 | 0.01 | 0 | 0 | 0 | 0 | 0.3 | 0.05 | 0.02 | 0.01 | 0.01 | 0 | True | False | Non Federally-Regulated | 11/02/2023 |  | 11/09/2023
Luminii Corp | Latona | 510-99-A90-640-40-07-DL-** | Light Emitting Diode | Inseparable Luminaire | Direct Wired | 0-10 VDC Controls | 96.7 | 3816 | -0.0006 | 96 | 66 | 0 | 0.94 | Ambient | 15000 |  |  | 55000 | 0.03 | 12 | 13 | 0.37 | 0.02 | 0.01 | 0.01 | 0.01 | 0.01 | 0.99 | 0.03 | 0.01 | 0.01 | 0.01 | 0 | 0.99 | 0.32 | 0.23 | 0.15 | 0.05 | 0.02 | True | False | Non Federally-Regulated | 11/02/2023 |  | 11/09/2023
Luminii Corp | Latona | 510-99-A90-640-40-10-DL-** | Light Emitting Diode | Inseparable Luminaire | Direct Wired | 0-10 VDC Controls | 94.3 | 3816 | -0.0007 | 96 | 66 | 0 | 0.94 | Ambient | 15000 |  |  | 55000 | 0.01 | 13 | 12 | 0.33 | 0.14 | 0.12 | 0.08 | 0.02 | 0 | 0.3 | 0.01 | 0 | 0 | 0 | 0 | 0.3 | 0.05 | 0.02 | 0.01 | 0.01 | 0 | True | False | Non Federally-Regulated | 11/02/2023 |  | 11/09/2023
Luminii Corp | Latona | 510-99-A90-640-40-15-DL-** | Light Emitting Diode | Inseparable Luminaire | Direct Wired | 0-10 VDC Controls | 93.8 | 3816 | -0.0007 | 96 | 66 | 0 | 0.94 | Ambient | 15000 |  |  | 55000 | 0.01 | 13 | 12 | 0.33 | 0.14 | 0.12 | 0.08 | 0.02 | 0 | 0.3 | 0.01 | 0 | 0 | 0 | 0 | 0.3 | 0.05 | 0.02 | 0.01 | 0.01 | 0 | True | False | Non Federally-Regulated | 11/02/2023 |  | 11/09/2023
Luminii Corp | Latona | 510-99-A90-660-27-07-DL-** | Light Emitting Diode | Inseparable Luminaire | Direct Wired | 0-10 VDC Controls | 64 | 2645 | -0.0012 | 92 | 55 | 0 | 0.93 | Ambient | 15000 |  |  | 55000 | 0.03 | 12 | 13 | 0.37 | 0.02 | 0.01 | 0.01 | 0.01 | 0.01 | 0.99 | 0.03 | 0.01 | 0.01 | 0.01 | 0 | 0.99 | 0.32 | 0.23 | 0.15 | 0.05 | 0.02 | True | False | Non Federally-Regulated | 11/02/2023 |  | 11/09/2023
Luminii Corp | Latona | 510-99-A90-660-27-10-DL-** | Light Emitting Diode | Inseparable Luminaire | Direct Wired | 0-10 VDC Controls | 62.5 | 2653 | -0.0015 | 92 | 55 | 0 | 0.98 | Ambient | 15000 |  |  | 55000 | 0.01 | 13 | 12 | 0.33 | 0.14 | 0.12 | 0.08 | 0.02 | 0 | 0.3 | 0.01 | 0 | 0 | 0 | 0 | 0.3 | 0.05 | 0.02 | 0.01 | 0.01 | 0 | True | False | Non Federally-Regulated | 11/02/2023 |  | 11/09/2023
Luminii Corp | Latona | 510-99-A90-660-27-15-DL-** | Light Emitting Diode | Inseparable Luminaire | Direct Wired | 0-10 VDC Controls | 62.2 | 2635 | -0.0017 | 92 | 51 | 0 | 0.99 | Ambient | 15000 |  |  | 55000 | 0.01 | 13 | 12 | 0.33 | 0.14 | 0.12 | 0.08 | 0.02 | 0 | 0.3 | 0.01 | 0 | 0 | 0 | 0 | 0.3 | 0.05 | 0.02 | 0.01 | 0.01 | 0 | True | False | Non Federally-Regulated | 11/02/2023 |  | 11/09/2023
Luminii Corp | Latona | 510-99-A90-660-30-07-DL-** | Light Emitting Diode | Inseparable Luminaire | Direct Wired | 0-10 VDC Controls | 71.3 | 3000 | -0.011 | 93 | 58 | 0 | 0.93 | Ambient | 15000 |  |  | 55000 | 0.03 | 12 | 13 | 0.37 | 0.02 | 0.01 | 0.01 | 0.01 | 0.01 | 0.99 | 0.03 | 0.01 | 0.01 | 0.01 | 0 | 0.99 | 0.32 | 0.23 | 0.15 | 0.05 | 0.02 | True | False | Non Federally-Regulated | 11/02/2023 |  | 11/09/2023
Luminii Corp | Latona | 510-99-A90-660-30-10-DL-** | Light Emitting Diode | Inseparable Luminaire | Direct Wired | 0-10 VDC Controls | 69.6 | 3000 | -0.0013 | 93 | 58 | 0 | 0.97 | Ambient | 15000 |  |  | 55000 | 0.01 | 13 | 12 | 0.33 | 0.14 | 0.12 | 0.08 | 0.02 | 0 | 0.3 | 0.01 | 0 | 0 | 0 | 0 | 0.3 | 0.05 | 0.02 | 0.01 | 0.01 | 0 | True | False | Non Federally-Regulated | 11/02/2023 |  | 11/09/2023
Luminii Corp | Latona | 510-99-A90-660-30-15-DL-** | Light Emitting Diode | Inseparable Luminaire | Direct Wired | 0-10 VDC Controls | 69.3 | 3000 | -0.0015 | 93 | 54 | 0 | 0.97 | Ambient | 15000 |  |  | 55000 | 0.01 | 13 | 12 | 0.33 | 0.14 | 0.12 | 0.08 | 0.02 | 0 | 0.3 | 0.01 | 0 | 0 | 0 | 0 | 0.3 | 0.05 | 0.02 | 0.01 | 0.01 | 0 | True | False | Non Federally-Regulated | 11/02/2023 |  | 11/09/2023
Luminii Corp | Latona | 510-99-A90-660-35-07-DL-** | Light Emitting Diode | Inseparable Luminaire | Direct Wired | 0-10 VDC Controls | 83.9 | 3500 | -0.0008 | 94 | 63 | 0 | 0.94 | Ambient | 15000 |  |  | 55000 | 0.03 | 12 | 13 | 0.37 | 0.02 | 0.01 | 0.01 | 0.01 | 0.01 | 0.99 | 0.03 | 0.01 | 0.01 | 0.01 | 0 | 0.99 | 0.32 | 0.23 | 0.15 | 0.05 | 0.02 | True | False | Non Federally-Regulated | 11/02/2023 |  | 11/09/2023
Luminii Corp | Latona | 510-99-A90-660-35-10-DL-** | Light Emitting Diode | Inseparable Luminaire | Direct Wired | 0-10 VDC Controls | 81.8 | 3500 | -0.0009 | 94 | 63 | 0 | 0.95 | Ambient | 15000 |  |  | 55000 | 0.01 | 13 | 12 | 0.33 | 0.14 | 0.12 | 0.08 | 0.02 | 0 | 0.3 | 0.01 | 0 | 0 | 0 | 0 | 0.3 | 0.05 | 0.02 | 0.01 | 0.01 | 0 | True | False | Non Federally-Regulated | 11/02/2023 |  | 11/09/2023
Luminii Corp | Latona | 510-99-A90-660-35-15-DL-** | Light Emitting Diode | Inseparable Luminaire | Direct Wired | 0-10 VDC Controls | 81.5 | 3500 | -0.0011 | 94 | 59 | 0 | 0.95 | Ambient | 15000 |  |  | 55000 | 0.01 | 13 | 12 | 0.33 | 0.14 | 0.12 | 0.08 | 0.02 | 0 | 0.3 | 0.01 | 0 | 0 | 0 | 0 | 0.3 | 0.05 | 0.02 | 0.01 | 0.01 | 0 | True | False | Non Federally-Regulated | 11/02/2023 |  | 11/09/2023
Luminii Corp | Latona | 510-99-A90-660-40-07-DL-** | Light Emitting Diode | Inseparable Luminaire | Direct Wired | 0-10 VDC Controls | 96.7 | 3816 | -0.0006 | 96 | 66 | 0 | 0.94 | Ambient | 15000 |  |  | 55000 | 0.03 | 12 | 13 | 0.37 | 0.02 | 0.01 | 0.01 | 0.01 | 0.01 | 0.99 | 0.03 | 0.01 | 0.01 | 0.01 | 0 | 0.99 | 0.32 | 0.23 | 0.15 | 0.05 | 0.02 | True | False | Non Federally-Regulated | 11/02/2023 |  | 11/09/2023
Luminii Corp | Latona | 510-99-A90-660-40-10-DL-** | Light Emitting Diode | Inseparable Luminaire | Direct Wired | 0-10 VDC Controls | 94.3 | 3816 | -0.0007 | 96 | 66 | 0 | 0.94 | Ambient | 15000 |  |  | 55000 | 0.01 | 13 | 12 | 0.33 | 0.14 | 0.12 | 0.08 | 0.02 | 0 | 0.3 | 0.01 | 0 | 0 | 0 | 0 | 0.3 | 0.05 | 0.02 | 0.01 | 0.01 | 0 | True | False | Non Federally-Regulated | 11/02/2023 |  | 11/09/2023
Luminii Corp | Latona | 510-99-A90-660-40-15-DL-** | Light Emitting Diode | Inseparable Luminaire | Direct Wired | 0-10 VDC Controls | 93.8 | 3816 | -0.0007 | 96 | 66 | 0 | 0.94 | Ambient | 15000 |  |  | 55000 | 0.01 | 13 | 12 | 0.33 | 0.14 | 0.12 | 0.08 | 0.02 | 0 | 0.3 | 0.01 | 0 | 0 | 0 | 0 | 0.3 | 0.05 | 0.02 | 0.01 | 0.01 | 0 | True | False | Non Federally-Regulated | 11/02/2023 |  | 11/09/2023
Luminii Corp | Latona | 511-FL-A90-615-27-07-00-** | Light Emitting Diode | Inseparable Luminaire | Direct Wired | 0-10 VDC Controls | 64 | 2645 | -0.0012 | 92 | 55 | 0 | 0.93 | Ambient | 15000 |  |  | 55000 | 0.03 | 12 | 13 | 0.37 | 0.02 | 0.01 | 0.01 | 0.01 | 0.01 | 0.99 | 0.03 | 0.01 | 0.01 | 0.01 | 0 | 0.99 | 0.32 | 0.23 | 0.15 | 0.05 | 0.02 | True | False | Non Federally-Regulated | 11/02/2023 |  | 11/09/2023
Luminii Corp | Latona | 511-FL-A90-615-27-10-00-** | Light Emitting Diode | Inseparable Luminaire | Direct Wired | 0-10 VDC Controls | 62.5 | 2653 | -0.0015 | 92 | 55 | 0 | 0.98 | Ambient | 15000 |  |  | 55000 | 0.01 | 13 | 12 | 0.33 | 0.14 | 0.12 | 0.08 | 0.02 | 0 | 0.3 | 0.01 | 0 | 0 | 0 | 0 | 0.3 | 0.05 | 0.02 | 0.01 | 0.01 | 0 | True | False | Non Federally-Regulated | 11/02/2023 |  | 11/09/2023
Luminii Corp | Latona | 511-FL-A90-615-27-15-00-** | Light Emitting Diode | Inseparable Luminaire | Direct Wired | 0-10 VDC Controls | 62.2 | 2635 | -0.0017 | 92 | 51 | 0 | 0.99 | Ambient | 15000 |  |  | 55000 | 0.01 | 13 | 12 | 0.33 | 0.14 | 0.12 | 0.08 | 0.02 | 0 | 0.3 | 0.01 | 0 | 0 | 0 | 0 | 0.3 | 0.05 | 0.02 | 0.01 | 0.01 | 0 | True | False | Non Federally-Regulated | 11/02/2023 |  | 11/09/2023
Luminii Corp | Latona | 511-FL-A90-615-30-07-00-** | Light Emitting Diode | Inseparable Luminaire | Direct Wired | 0-10 VDC Controls | 71.3 | 3000 | -0.011 | 93 | 58 | 0 | 0.93 | Ambient | 15000 |  |  | 55000 | 0.03 | 12 | 13 | 0.37 | 0.02 | 0.01 | 0.01 | 0.01 | 0.01 | 0.99 | 0.03 | 0.01 | 0.01 | 0.01 | 0 | 0.99 | 0.32 | 0.23 | 0.15 | 0.05 | 0.02 | True | False | Non Federally-Regulated | 11/02/2023 |  | 11/09/2023
Luminii Corp | Latona | 511-FL-A90-615-30-10-00-** | Light Emitting Diode | Inseparable Luminaire | Direct Wired | 0-10 VDC Controls | 69.6 | 3000 | -0.0013 | 93 | 58 | 0 | 0.97 | Ambient | 15000 |  |  | 55000 | 0.01 | 13 | 12 | 0.33 | 0.14 | 0.12 | 0.08 | 0.02 | 0 | 0.3 | 0.01 | 0 | 0 | 0 | 0 | 0.3 | 0.05 | 0.02 | 0.01 | 0.01 | 0 | True | False | Non Federally-Regulated | 11/02/2023 |  | 11/09/2023
Luminii Corp | Latona | 511-FL-A90-615-30-15-00-** | Light Emitting Diode | Inseparable Luminaire | Direct Wired | 0-10 VDC Controls | 69.3 | 3000 | -0.0015 | 93 | 54 | 0 | 0.97 | Ambient | 15000 |  |  | 55000 | 0.01 | 13 | 12 | 0.33 | 0.14 | 0.12 | 0.08 | 0.02 | 0 | 0.3 | 0.01 | 0 | 0 | 0 | 0 | 0.3 | 0.05 | 0.02 | 0.01 | 0.01 | 0 | True | False | Non Federally-Regulated | 11/02/2023 |  | 11/09/2023
Luminii Corp | Latona | 511-FL-A90-615-35-07-00-** | Light Emitting Diode | Inseparable Luminaire | Direct Wired | 0-10 VDC Controls | 83.9 | 3500 | -0.0008 | 94 | 63 | 0 | 0.94 | Ambient | 15000 |  |  | 55000 | 0.03 | 12 | 13 | 0.37 | 0.02 | 0.01 | 0.01 | 0.01 | 0.01 | 0.99 | 0.03 | 0.01 | 0.01 | 0.01 | 0 | 0.99 | 0.32 | 0.23 | 0.15 | 0.05 | 0.02 | True | False | Non Federally-Regulated | 11/02/2023 |  | 11/09/2023
Luminii Corp | Latona | 511-FL-A90-615-35-10-00-** | Light Emitting Diode | Inseparable Luminaire | Direct Wired | 0-10 VDC Controls | 81.8 | 3500 | -0.0009 | 94 | 63 | 0 | 0.95 | Ambient | 15000 |  |  | 55000 | 0.01 | 13 | 12 | 0.33 | 0.14 | 0.12 | 0.08 | 0.02 | 0 | 0.3 | 0.01 | 0 | 0 | 0 | 0 | 0.3 | 0.05 | 0.02 | 0.01 | 0.01 | 0 | True | False | Non Federally-Regulated | 11/02/2023 |  | 11/09/2023
Luminii Corp | Latona | 511-FL-A90-615-35-15-00-** | Light Emitting Diode | Inseparable Luminaire | Direct Wired | 0-10 VDC Controls | 81.5 | 3500 | -0.0011 | 94 | 59 | 0 | 0.95 | Ambient | 15000 |  |  | 55000 | 0.01 | 13 | 12 | 0.33 | 0.14 | 0.12 | 0.08 | 0.02 | 0 | 0.3 | 0.01 | 0 | 0 | 0 | 0 | 0.3 | 0.05 | 0.02 | 0.01 | 0.01 | 0 | True | False | Non Federally-Regulated | 11/02/2023 |  | 11/09/2023
Luminii Corp | Latona | 511-FL-A90-615-40-07-00-** | Light Emitting Diode | Inseparable Luminaire | Direct Wired | 0-10 VDC Controls | 96.7 | 3816 | -0.0006 | 96 | 66 | 0 | 0.94 | Ambient | 15000 |  |  | 55000 | 0.03 | 12 | 13 | 0.37 | 0.02 | 0.01 | 0.01 | 0.01 | 0.01 | 0.99 | 0.03 | 0.01 | 0.01 | 0.01 | 0 | 0.99 | 0.32 | 0.23 | 0.15 | 0.05 | 0.02 | True | False | Non Federally-Regulated | 11/02/2023 |  | 11/09/2023
Luminii Corp | Latona | 511-FL-A90-615-40-10-00-** | Light Emitting Diode | Inseparable Luminaire | Direct Wired | 0-10 VDC Controls | 94.3 | 3816 | -0.0007 | 96 | 66 | 0 | 0.94 | Ambient | 15000 |  |  | 55000 | 0.01 | 13 | 12 | 0.33 | 0.14 | 0.12 | 0.08 | 0.02 | 0 | 0.3 | 0.01 | 0 | 0 | 0 | 0 | 0.3 | 0.05 | 0.02 | 0.01 | 0.01 | 0 | True | False | Non Federally-Regulated | 11/02/2023 |  | 11/09/2023
Luminii Corp | Latona | 511-FL-A90-615-40-15-00-** | Light Emitting Diode | Inseparable Luminaire | Direct Wired | 0-10 VDC Controls | 93.8 | 3816 | -0.0007 | 96 | 66 | 0 | 0.94 | Ambient | 15000 |  |  | 55000 | 0.01 | 13 | 12 | 0.33 | 0.14 | 0.12 | 0.08 | 0.02 | 0 | 0.3 | 0.01 | 0 | 0 | 0 | 0 | 0.3 | 0.05 | 0.02 | 0.01 | 0.01 | 0 | True | False | Non Federally-Regulated | 11/02/2023 |  | 11/09/2023
Luminii Corp | Latona | 511-FL-A90-638F-27-07-00-** | Light Emitting Diode | Inseparable Luminaire | Direct Wired | 0-10 VDC Controls | 64 | 2645 | -0.0012 | 92 | 55 | 0 | 0.93 | Ambient | 15000 |  |  | 55000 | 0.03 | 12 | 13 | 0.37 | 0.02 | 0.01 | 0.01 | 0.01 | 0.01 | 0.99 | 0.03 | 0.01 | 0.01 | 0.01 | 0 | 0.99 | 0.32 | 0.23 | 0.15 | 0.05 | 0.02 | True | False | Non Federally-Regulated | 11/02/2023 |  | 11/09/2023
Luminii Corp | Latona | 511-FL-A90-638F-27-10-00-** | Light Emitting Diode | Inseparable Luminaire | Direct Wired | 0-10 VDC Controls | 62.5 | 2653 | -0.0015 | 92 | 55 | 0 | 0.98 | Ambient | 15000 |  |  | 55000 | 0.01 | 13 | 12 | 0.33 | 0.14 | 0.12 | 0.08 | 0.02 | 0 | 0.3 | 0.01 | 0 | 0 | 0 | 0 | 0.3 | 0.05 | 0.02 | 0.01 | 0.01 | 0 | True | False | Non Federally-Regulated | 11/02/2023 |  | 11/09/2023
Luminii Corp | Latona | 511-FL-A90-638F-27-15-00-** | Light Emitting Diode | Inseparable Luminaire | Direct Wired | 0-10 VDC Controls | 62.2 | 2635 | -0.0017 | 92 | 51 | 0 | 0.99 | Ambient | 15000 |  |  | 55000 | 0.01 | 13 | 12 | 0.33 | 0.14 | 0.12 | 0.08 | 0.02 | 0 | 0.3 | 0.01 | 0 | 0 | 0 | 0 | 0.3 | 0.05 | 0.02 | 0.01 | 0.01 | 0 | True | False | Non Federally-Regulated | 11/02/2023 |  | 11/09/2023
Luminii Corp | Latona | 511-FL-A90-638F-30-07-00-** | Light Emitting Diode | Inseparable Luminaire | Direct Wired | 0-10 VDC Controls | 71.3 | 3000 | -0.011 | 93 | 58 | 0 | 0.93 | Ambient | 15000 |  |  | 55000 | 0.03 | 12 | 13 | 0.37 | 0.02 | 0.01 | 0.01 | 0.01 | 0.01 | 0.99 | 0.03 | 0.01 | 0.01 | 0.01 | 0 | 0.99 | 0.32 | 0.23 | 0.15 | 0.05 | 0.02 | True | False | Non Federally-Regulated | 11/02/2023 |  | 11/09/2023
Luminii Corp | Latona | 511-FL-A90-638F-30-10-00-** | Light Emitting Diode | Inseparable Luminaire | Direct Wired | 0-10 VDC Controls | 69.6 | 3000 | -0.0013 | 93 | 58 | 0 | 0.97 | Ambient | 15000 |  |  | 55000 | 0.01 | 13 | 12 | 0.33 | 0.14 | 0.12 | 0.08 | 0.02 | 0 | 0.3 | 0.01 | 0 | 0 | 0 | 0 | 0.3 | 0.05 | 0.02 | 0.01 | 0.01 | 0 | True | False | Non Federally-Regulated | 11/02/2023 |  | 11/09/2023
Luminii Corp | Latona | 511-FL-A90-638F-30-15-00-** | Light Emitting Diode | Inseparable Luminaire | Direct Wired | 0-10 VDC Controls | 69.3 | 3000 | -0.0015 | 93 | 54 | 0 | 0.97 | Ambient | 15000 |  |  | 55000 | 0.01 | 13 | 12 | 0.33 | 0.14 | 0.12 | 0.08 | 0.02 | 0 | 0.3 | 0.01 | 0 | 0 | 0 | 0 | 0.3 | 0.05 | 0.02 | 0.01 | 0.01 | 0 | True | False | Non Federally-Regulated | 11/02/2023 |  | 11/09/2023
Luminii Corp | Latona | 511-FL-A90-638F-35-07-00-** | Light Emitting Diode | Inseparable Luminaire | Direct Wired | 0-10 VDC Controls | 83.9 | 3500 | -0.0008 | 94 | 63 | 0 | 0.94 | Ambient | 15000 |  |  | 55000 | 0.03 | 12 | 13 | 0.37 | 0.02 | 0.01 | 0.01 | 0.01 | 0.01 | 0.99 | 0.03 | 0.01 | 0.01 | 0.01 | 0 | 0.99 | 0.32 | 0.23 | 0.15 | 0.05 | 0.02 | True | False | Non Federally-Regulated | 11/02/2023 |  | 11/09/2023
Luminii Corp | Latona | 511-FL-A90-638F-35-10-00-** | Light Emitting Diode | Inseparable Luminaire | Direct Wired | 0-10 VDC Controls | 81.8 | 3500 | -0.0009 | 94 | 63 | 0 | 0.95 | Ambient | 15000 |  |  | 55000 | 0.01 | 13 | 12 | 0.33 | 0.14 | 0.12 | 0.08 | 0.02 | 0 | 0.3 | 0.01 | 0 | 0 | 0 | 0 | 0.3 | 0.05 | 0.02 | 0.01 | 0.01 | 0 | True | False | Non Federally-Regulated | 11/02/2023 |  | 11/09/2023
Luminii Corp | Latona | 511-FL-A90-638F-35-15-00-** | Light Emitting Diode | Inseparable Luminaire | Direct Wired | 0-10 VDC Controls | 81.5 | 3500 | -0.0011 | 94 | 59 | 0 | 0.95 | Ambient | 15000 |  |  | 55000 | 0.01 | 13 | 12 | 0.33 | 0.14 | 0.12 | 0.08 | 0.02 | 0 | 0.3 | 0.01 | 0 | 0 | 0 | 0 | 0.3 | 0.05 | 0.02 | 0.01 | 0.01 | 0 | True | False | Non Federally-Regulated | 11/02/2023 |  | 11/09/2023
Luminii Corp | Latona | 511-FL-A90-638F-40-07-00-** | Light Emitting Diode | Inseparable Luminaire | Direct Wired | 0-10 VDC Controls | 96.7 | 3816 | -0.0006 | 96 | 66 | 0 | 0.94 | Ambient | 15000 |  |  | 55000 | 0.03 | 12 | 13 | 0.37 | 0.02 | 0.01 | 0.01 | 0.01 | 0.01 | 0.99 | 0.03 | 0.01 | 0.01 | 0.01 | 0 | 0.99 | 0.32 | 0.23 | 0.15 | 0.05 | 0.02 | True | False | Non Federally-Regulated | 11/02/2023 |  | 11/09/2023
Luminii Corp | Latona | 511-FL-A90-638F-40-10-00-** | Light Emitting Diode | Inseparable Luminaire | Direct Wired | 0-10 VDC Controls | 94.3 | 3816 | -0.0007 | 96 | 66 | 0 | 0.94 | Ambient | 15000 |  |  | 55000 | 0.01 | 13 | 12 | 0.33 | 0.14 | 0.12 | 0.08 | 0.02 | 0 | 0.3 | 0.01 | 0 | 0 | 0 | 0 | 0.3 | 0.05 | 0.02 | 0.01 | 0.01 | 0 | True | False | Non Federally-Regulated | 11/02/2023 |  | 11/09/2023
Luminii Corp | Latona | 511-FL-A90-638F-40-15-00-** | Light Emitting Diode | Inseparable Luminaire | Direct Wired | 0-10 VDC Controls | 93.8 | 3816 | -0.0007 | 96 | 66 | 0 | 0.94 | Ambient | 15000 |  |  | 55000 | 0.01 | 13 | 12 | 0.33 | 0.14 | 0.12 | 0.08 | 0.02 | 0 | 0.3 | 0.01 | 0 | 0 | 0 | 0 | 0.3 | 0.05 | 0.02 | 0.01 | 0.01 | 0 | True | False | Non Federally-Regulated | 11/02/2023 |  | 11/09/2023
Luminii Corp | Latona | 511-FL-A90-640-27-07-00-** | Light Emitting Diode | Inseparable Luminaire | Direct Wired | 0-10 VDC Controls | 64 | 2645 | -0.0012 | 92 | 55 | 0 | 0.93 | Ambient | 15000 |  |  | 55000 | 0.03 | 12 | 13 | 0.37 | 0.02 | 0.01 | 0.01 | 0.01 | 0.01 | 0.99 | 0.03 | 0.01 | 0.01 | 0.01 | 0 | 0.99 | 0.32 | 0.23 | 0.15 | 0.05 | 0.02 | True | False | Non Federally-Regulated | 11/02/2023 |  | 11/09/2023
Luminii Corp | Latona | 511-FL-A90-640-27-10-00-** | Light Emitting Diode | Inseparable Luminaire | Direct Wired | 0-10 VDC Controls | 62.5 | 2653 | -0.0015 | 92 | 55 | 0 | 0.98 | Ambient | 15000 |  |  | 55000 | 0.01 | 13 | 12 | 0.33 | 0.14 | 0.12 | 0.08 | 0.02 | 0 | 0.3 | 0.01 | 0 | 0 | 0 | 0 | 0.3 | 0.05 | 0.02 | 0.01 | 0.01 | 0 | True | False | Non Federally-Regulated | 11/02/2023 |  | 11/09/2023
Luminii Corp | Latona | 511-FL-A90-640-27-15-00-** | Light Emitting Diode | Inseparable Luminaire | Direct Wired | 0-10 VDC Controls | 62.2 | 2635 | -0.0017 | 92 | 51 | 0 | 0.99 | Ambient | 15000 |  |  | 55000 | 0.01 | 13 | 12 | 0.33 | 0.14 | 0.12 | 0.08 | 0.02 | 0 | 0.3 | 0.01 | 0 | 0 | 0 | 0 | 0.3 | 0.05 | 0.02 | 0.01 | 0.01 | 0 | True | False | Non Federally-Regulated | 11/02/2023 |  | 11/09/2023
Luminii Corp | Latona | 511-FL-A90-640-30-07-00-** | Light Emitting Diode | Inseparable Luminaire | Direct Wired | 0-10 VDC Controls | 71.3 | 3000 | -0.011 | 93 | 58 | 0 | 0.93 | Ambient | 15000 |  |  | 55000 | 0.03 | 12 | 13 | 0.37 | 0.02 | 0.01 | 0.01 | 0.01 | 0.01 | 0.99 | 0.03 | 0.01 | 0.01 | 0.01 | 0 | 0.99 | 0.32 | 0.23 | 0.15 | 0.05 | 0.02 | True | False | Non Federally-Regulated | 11/02/2023 |  | 11/09/2023
Luminii Corp | Latona | 511-FL-A90-640-30-10-00-** | Light Emitting Diode | Inseparable Luminaire | Direct Wired | 0-10 VDC Controls | 69.6 | 3000 | -0.0013 | 93 | 58 | 0 | 0.97 | Ambient | 15000 |  |  | 55000 | 0.01 | 13 | 12 | 0.33 | 0.14 | 0.12 | 0.08 | 0.02 | 0 | 0.3 | 0.01 | 0 | 0 | 0 | 0 | 0.3 | 0.05 | 0.02 | 0.01 | 0.01 | 0 | True | False | Non Federally-Regulated | 11/02/2023 |  | 11/09/2023
Luminii Corp | Latona | 511-FL-A90-640-30-15-00-** | Light Emitting Diode | Inseparable Luminaire | Direct Wired | 0-10 VDC Controls | 69.3 | 3000 | -0.0015 | 93 | 54 | 0 | 0.97 | Ambient | 15000 |  |  | 55000 | 0.01 | 13 | 12 | 0.33 | 0.14 | 0.12 | 0.08 | 0.02 | 0 | 0.3 | 0.01 | 0 | 0 | 0 | 0 | 0.3 | 0.05 | 0.02 | 0.01 | 0.01 | 0 | True | False | Non Federally-Regulated | 11/02/2023 |  | 11/09/2023
Luminii Corp | Latona | 511-FL-A90-640-35-07-00-** | Light Emitting Diode | Inseparable Luminaire | Direct Wired | 0-10 VDC Controls | 83.9 | 3500 | -0.0008 | 94 | 63 | 0 | 0.94 | Ambient | 15000 |  |  | 55000 | 0.03 | 12 | 13 | 0.37 | 0.02 | 0.01 | 0.01 | 0.01 | 0.01 | 0.99 | 0.03 | 0.01 | 0.01 | 0.01 | 0 | 0.99 | 0.32 | 0.23 | 0.15 | 0.05 | 0.02 | True | False | Non Federally-Regulated | 11/02/2023 |  | 11/09/2023
Luminii Corp | Latona | 511-FL-A90-640-35-10-00-** | Light Emitting Diode | Inseparable Luminaire | Direct Wired | 0-10 VDC Controls | 81.8 | 3500 | -0.0009 | 94 | 63 | 0 | 0.95 | Ambient | 15000 |  |  | 55000 | 0.01 | 13 | 12 | 0.33 | 0.14 | 0.12 | 0.08 | 0.02 | 0 | 0.3 | 0.01 | 0 | 0 | 0 | 0 | 0.3 | 0.05 | 0.02 | 0.01 | 0.01 | 0 | True | False | Non Federally-Regulated | 11/02/2023 |  | 11/09/2023
Luminii Corp | Latona | 511-FL-A90-640-35-15-00-** | Light Emitting Diode | Inseparable Luminaire | Direct Wired | 0-10 VDC Controls | 81.5 | 3500 | -0.0011 | 94 | 59 | 0 | 0.95 | Ambient | 15000 |  |  | 55000 | 0.01 | 13 | 12 | 0.33 | 0.14 | 0.12 | 0.08 | 0.02 | 0 | 0.3 | 0.01 | 0 | 0 | 0 | 0 | 0.3 | 0.05 | 0.02 | 0.01 | 0.01 | 0 | True | False | Non Federally-Regulated | 11/02/2023 |  | 11/09/2023
Luminii Corp | Latona | 511-FL-A90-640-40-07-00-** | Light Emitting Diode | Inseparable Luminaire | Direct Wired | 0-10 VDC Controls | 96.7 | 3816 | -0.0006 | 96 | 66 | 0 | 0.94 | Ambient | 15000 |  |  | 55000 | 0.03 | 12 | 13 | 0.37 | 0.02 | 0.01 | 0.01 | 0.01 | 0.01 | 0.99 | 0.03 | 0.01 | 0.01 | 0.01 | 0 | 0.99 | 0.32 | 0.23 | 0.15 | 0.05 | 0.02 | True | False | Non Federally-Regulated | 11/02/2023 |  | 11/09/2023
Luminii Corp | Latona | 511-FL-A90-640-40-10-00-** | Light Emitting Diode | Inseparable Luminaire | Direct Wired | 0-10 VDC Controls | 94.3 | 3816 | -0.0007 | 96 | 66 | 0 | 0.94 | Ambient | 15000 |  |  | 55000 | 0.01 | 13 | 12 | 0.33 | 0.14 | 0.12 | 0.08 | 0.02 | 0 | 0.3 | 0.01 | 0 | 0 | 0 | 0 | 0.3 | 0.05 | 0.02 | 0.01 | 0.01 | 0 | True | False | Non Federally-Regulated | 11/02/2023 |  | 11/09/2023
Luminii Corp | Latona | 511-FL-A90-640-40-15-00-** | Light Emitting Diode | Inseparable Luminaire | Direct Wired | 0-10 VDC Controls | 93.8 | 3816 | -0.0007 | 96 | 66 | 0 | 0.94 | Ambient | 15000 |  |  | 55000 | 0.01 | 13 | 12 | 0.33 | 0.14 | 0.12 | 0.08 | 0.02 | 0 | 0.3 | 0.01 | 0 | 0 | 0 | 0 | 0.3 | 0.05 | 0.02 | 0.01 | 0.01 | 0 | True | False | Non Federally-Regulated | 11/02/2023 |  | 11/09/2023
Luminii Corp | Latona | 511-FL-A90-660-27-07-00-** | Light Emitting Diode | Inseparable Luminaire | Direct Wired | 0-10 VDC Controls | 64 | 2645 | -0.0012 | 92 | 55 | 0 | 0.93 | Ambient | 15000 |  |  | 55000 | 0.03 | 12 | 13 | 0.37 | 0.02 | 0.01 | 0.01 | 0.01 | 0.01 | 0.99 | 0.03 | 0.01 | 0.01 | 0.01 | 0 | 0.99 | 0.32 | 0.23 | 0.15 | 0.05 | 0.02 | True | False | Non Federally-Regulated | 11/02/2023 |  | 11/09/2023
Luminii Corp | Latona | 511-FL-A90-660-27-10-00-** | Light Emitting Diode | Inseparable Luminaire | Direct Wired | 0-10 VDC Controls | 62.5 | 2653 | -0.0015 | 92 | 55 | 0 | 0.98 | Ambient | 15000 |  |  | 55000 | 0.01 | 13 | 12 | 0.33 | 0.14 | 0.12 | 0.08 | 0.02 | 0 | 0.3 | 0.01 | 0 | 0 | 0 | 0 | 0.3 | 0.05 | 0.02 | 0.01 | 0.01 | 0 | True | False | Non Federally-Regulated | 11/02/2023 |  | 11/09/2023
Luminii Corp | Latona | 511-FL-A90-660-27-15-00-** | Light Emitting Diode | Inseparable Luminaire | Direct Wired | 0-10 VDC Controls | 62.2 | 2635 | -0.0017 | 92 | 51 | 0 | 0.99 | Ambient | 15000 |  |  | 55000 | 0.01 | 13 | 12 | 0.33 | 0.14 | 0.12 | 0.08 | 0.02 | 0 | 0.3 | 0.01 | 0 | 0 | 0 | 0 | 0.3 | 0.05 | 0.02 | 0.01 | 0.01 | 0 | True | False | Non Federally-Regulated | 11/02/2023 |  | 11/09/2023
Luminii Corp | Latona | 511-FL-A90-660-30-07-00-** | Light Emitting Diode | Inseparable Luminaire | Direct Wired | 0-10 VDC Controls | 71.3 | 3000 | -0.011 | 93 | 58 | 0 | 0.93 | Ambient | 15000 |  |  | 55000 | 0.03 | 12 | 13 | 0.37 | 0.02 | 0.01 | 0.01 | 0.01 | 0.01 | 0.99 | 0.03 | 0.01 | 0.01 | 0.01 | 0 | 0.99 | 0.32 | 0.23 | 0.15 | 0.05 | 0.02 | True | False | Non Federally-Regulated | 11/02/2023 |  | 11/09/2023
Luminii Corp | Latona | 511-FL-A90-660-30-10-00-** | Light Emitting Diode | Inseparable Luminaire | Direct Wired | 0-10 VDC Controls | 69.6 | 3000 | -0.0013 | 93 | 58 | 0 | 0.97 | Ambient | 15000 |  |  | 55000 | 0.01 | 13 | 12 | 0.33 | 0.14 | 0.12 | 0.08 | 0.02 | 0 | 0.3 | 0.01 | 0 | 0 | 0 | 0 | 0.3 | 0.05 | 0.02 | 0.01 | 0.01 | 0 | True | False | Non Federally-Regulated | 11/02/2023 |  | 11/09/2023
Luminii Corp | Latona | 511-FL-A90-660-30-15-00-** | Light Emitting Diode | Inseparable Luminaire | Direct Wired | 0-10 VDC Controls | 69.3 | 3000 | -0.0015 | 93 | 54 | 0 | 0.97 | Ambient | 15000 |  |  | 55000 | 0.01 | 13 | 12 | 0.33 | 0.14 | 0.12 | 0.08 | 0.02 | 0 | 0.3 | 0.01 | 0 | 0 | 0 | 0 | 0.3 | 0.05 | 0.02 | 0.01 | 0.01 | 0 | True | False | Non Federally-Regulated | 11/02/2023 |  | 11/09/2023
Luminii Corp | Latona | 511-FL-A90-660-35-07-00-** | Light Emitting Diode | Inseparable Luminaire | Direct Wired | 0-10 VDC Controls | 83.9 | 3500 | -0.0008 | 94 | 63 | 0 | 0.94 | Ambient | 15000 |  |  | 55000 | 0.03 | 12 | 13 | 0.37 | 0.02 | 0.01 | 0.01 | 0.01 | 0.01 | 0.99 | 0.03 | 0.01 | 0.01 | 0.01 | 0 | 0.99 | 0.32 | 0.23 | 0.15 | 0.05 | 0.02 | True | False | Non Federally-Regulated | 11/02/2023 |  | 11/09/2023
Luminii Corp | Latona | 511-FL-A90-660-35-10-00-** | Light Emitting Diode | Inseparable Luminaire | Direct Wired | 0-10 VDC Controls | 81.8 | 3500 | -0.0009 | 94 | 63 | 0 | 0.95 | Ambient | 15000 |  |  | 55000 | 0.01 | 13 | 12 | 0.33 | 0.14 | 0.12 | 0.08 | 0.02 | 0 | 0.3 | 0.01 | 0 | 0 | 0 | 0 | 0.3 | 0.05 | 0.02 | 0.01 | 0.01 | 0 | True | False | Non Federally-Regulated | 11/02/2023 |  | 11/09/2023
Luminii Corp | Latona | 511-FL-A90-660-35-15-00-** | Light Emitting Diode | Inseparable Luminaire | Direct Wired | 0-10 VDC Controls | 81.5 | 3500 | -0.0011 | 94 | 59 | 0 | 0.95 | Ambient | 15000 |  |  | 55000 | 0.01 | 13 | 12 | 0.33 | 0.14 | 0.12 | 0.08 | 0.02 | 0 | 0.3 | 0.01 | 0 | 0 | 0 | 0 | 0.3 | 0.05 | 0.02 | 0.01 | 0.01 | 0 | True | False | Non Federally-Regulated | 11/02/2023 |  | 11/09/2023
Luminii Corp | Latona | 511-FL-A90-660-40-07-00-** | Light Emitting Diode | Inseparable Luminaire | Direct Wired | 0-10 VDC Controls | 96.7 | 3816 | -0.0006 | 96 | 66 | 0 | 0.94 | Ambient | 15000 |  |  | 55000 | 0.03 | 12 | 13 | 0.37 | 0.02 | 0.01 | 0.01 | 0.01 | 0.01 | 0.99 | 0.03 | 0.01 | 0.01 | 0.01 | 0 | 0.99 | 0.32 | 0.23 | 0.15 | 0.05 | 0.02 | True | False | Non Federally-Regulated | 11/02/2023 |  | 11/09/2023
Luminii Corp | Latona | 511-FL-A90-660-40-10-00-** | Light Emitting Diode | Inseparable Luminaire | Direct Wired | 0-10 VDC Controls | 94.3 | 3816 | -0.0007 | 96 | 66 | 0 | 0.94 | Ambient | 15000 |  |  | 55000 | 0.01 | 13 | 12 | 0.33 | 0.14 | 0.12 | 0.08 | 0.02 | 0 | 0.3 | 0.01 | 0 | 0 | 0 | 0 | 0.3 | 0.05 | 0.02 | 0.01 | 0.01 | 0 | True | False | Non Federally-Regulated | 11/02/2023 |  | 11/09/2023
Luminii Corp | Latona | 511-FL-A90-660-40-15-00-** | Light Emitting Diode | Inseparable Luminaire | Direct Wired | 0-10 VDC Controls | 93.8 | 3816 | -0.0007 | 96 | 66 | 0 | 0.94 | Ambient | 15000 |  |  | 55000 | 0.01 | 13 | 12 | 0.33 | 0.14 | 0.12 | 0.08 | 0.02 | 0 | 0.3 | 0.01 | 0 | 0 | 0 | 0 | 0.3 | 0.05 | 0.02 | 0.01 | 0.01 | 0 | True | False | Non Federally-Regulated | 11/02/2023 |  | 11/09/2023
Luminii Corp | Latona | 511-99-A90-615-27-07-00-** | Light Emitting Diode | Inseparable Luminaire | Direct Wired | 0-10 VDC Controls | 64 | 2645 | -0.0012 | 92 | 55 | 0 | 0.93 | Ambient | 15000 |  |  | 55000 | 0.03 | 12 | 13 | 0.37 | 0.02 | 0.01 | 0.01 | 0.01 | 0.01 | 0.99 | 0.03 | 0.01 | 0.01 | 0.01 | 0 | 0.99 | 0.32 | 0.23 | 0.15 | 0.05 | 0.02 | True | False | Non Federally-Regulated | 11/02/2023 |  | 11/09/2023
Luminii Corp | Latona | 511-99-A90-615-27-10-00-** | Light Emitting Diode | Inseparable Luminaire | Direct Wired | 0-10 VDC Controls | 62.5 | 2653 | -0.0015 | 92 | 55 | 0 | 0.98 | Ambient | 15000 |  |  | 55000 | 0.01 | 13 | 12 | 0.33 | 0.14 | 0.12 | 0.08 | 0.02 | 0 | 0.3 | 0.01 | 0 | 0 | 0 | 0 | 0.3 | 0.05 | 0.02 | 0.01 | 0.01 | 0 | True | False | Non Federally-Regulated | 11/02/2023 |  | 11/09/2023
Luminii Corp | Latona | 511-99-A90-615-27-15-00-** | Light Emitting Diode | Inseparable Luminaire | Direct Wired | 0-10 VDC Controls | 62.2 | 2635 | -0.0017 | 92 | 51 | 0 | 0.99 | Ambient | 15000 |  |  | 55000 | 0.01 | 13 | 12 | 0.33 | 0.14 | 0.12 | 0.08 | 0.02 | 0 | 0.3 | 0.01 | 0 | 0 | 0 | 0 | 0.3 | 0.05 | 0.02 | 0.01 | 0.01 | 0 | True | False | Non Federally-Regulated | 11/02/2023 |  | 11/09/2023
Luminii Corp | Latona | 511-99-A90-615-30-07-00-** | Light Emitting Diode | Inseparable Luminaire | Direct Wired | 0-10 VDC Controls | 71.3 | 3000 | -0.011 | 93 | 58 | 0 | 0.93 | Ambient | 15000 |  |  | 55000 | 0.03 | 12 | 13 | 0.37 | 0.02 | 0.01 | 0.01 | 0.01 | 0.01 | 0.99 | 0.03 | 0.01 | 0.01 | 0.01 | 0 | 0.99 | 0.32 | 0.23 | 0.15 | 0.05 | 0.02 | True | False | Non Federally-Regulated | 11/02/2023 |  | 11/09/2023
Luminii Corp | Latona | 511-99-A90-615-30-10-00-** | Light Emitting Diode | Inseparable Luminaire | Direct Wired | 0-10 VDC Controls | 69.6 | 3000 | -0.0013 | 93 | 58 | 0 | 0.97 | Ambient | 15000 |  |  | 55000 | 0.01 | 13 | 12 | 0.33 | 0.14 | 0.12 | 0.08 | 0.02 | 0 | 0.3 | 0.01 | 0 | 0 | 0 | 0 | 0.3 | 0.05 | 0.02 | 0.01 | 0.01 | 0 | True | False | Non Federally-Regulated | 11/02/2023 |  | 11/09/2023
Luminii Corp | Latona | 511-99-A90-615-30-15-00-** | Light Emitting Diode | Inseparable Luminaire | Direct Wired | 0-10 VDC Controls | 69.3 | 3000 | -0.0015 | 93 | 54 | 0 | 0.97 | Ambient | 15000 |  |  | 55000 | 0.01 | 13 | 12 | 0.33 | 0.14 | 0.12 | 0.08 | 0.02 | 0 | 0.3 | 0.01 | 0 | 0 | 0 | 0 | 0.3 | 0.05 | 0.02 | 0.01 | 0.01 | 0 | True | False | Non Federally-Regulated | 11/02/2023 |  | 11/09/2023
Luminii Corp | Latona | 511-99-A90-615-35-07-00-** | Light Emitting Diode | Inseparable Luminaire | Direct Wired | 0-10 VDC Controls | 83.9 | 3500 | -0.0008 | 94 | 63 | 0 | 0.94 | Ambient | 15000 |  |  | 55000 | 0.03 | 12 | 13 | 0.37 | 0.02 | 0.01 | 0.01 | 0.01 | 0.01 | 0.99 | 0.03 | 0.01 | 0.01 | 0.01 | 0 | 0.99 | 0.32 | 0.23 | 0.15 | 0.05 | 0.02 | True | False | Non Federally-Regulated | 11/02/2023 |  | 11/09/2023
Luminii Corp | Latona | 511-99-A90-615-35-10-00-** | Light Emitting Diode | Inseparable Luminaire | Direct Wired | 0-10 VDC Controls | 81.8 | 3500 | -0.0009 | 94 | 63 | 0 | 0.95 | Ambient | 15000 |  |  | 55000 | 0.01 | 13 | 12 | 0.33 | 0.14 | 0.12 | 0.08 | 0.02 | 0 | 0.3 | 0.01 | 0 | 0 | 0 | 0 | 0.3 | 0.05 | 0.02 | 0.01 | 0.01 | 0 | True | False | Non Federally-Regulated | 11/02/2023 |  | 11/09/2023
Luminii Corp | Latona | 511-99-A90-615-35-15-00-** | Light Emitting Diode | Inseparable Luminaire | Direct Wired | 0-10 VDC Controls | 81.5 | 3500 | -0.0011 | 94 | 59 | 0 | 0.95 | Ambient | 15000 |  |  | 55000 | 0.01 | 13 | 12 | 0.33 | 0.14 | 0.12 | 0.08 | 0.02 | 0 | 0.3 | 0.01 | 0 | 0 | 0 | 0 | 0.3 | 0.05 | 0.02 | 0.01 | 0.01 | 0 | True | False | Non Federally-Regulated | 11/02/2023 |  | 11/09/2023
Luminii Corp | Latona | 511-99-A90-615-40-07-00-** | Light Emitting Diode | Inseparable Luminaire | Direct Wired | 0-10 VDC Controls | 96.7 | 3816 | -0.0006 | 96 | 66 | 0 | 0.94 | Ambient | 15000 |  |  | 55000 | 0.03 | 12 | 13 | 0.37 | 0.02 | 0.01 | 0.01 | 0.01 | 0.01 | 0.99 | 0.03 | 0.01 | 0.01 | 0.01 | 0 | 0.99 | 0.32 | 0.23 | 0.15 | 0.05 | 0.02 | True | False | Non Federally-Regulated | 11/02/2023 |  | 11/09/2023
Luminii Corp | Latona | 511-99-A90-615-40-10-00-** | Light Emitting Diode | Inseparable Luminaire | Direct Wired | 0-10 VDC Controls | 94.3 | 3816 | -0.0007 | 96 | 66 | 0 | 0.94 | Ambient | 15000 |  |  | 55000 | 0.01 | 13 | 12 | 0.33 | 0.14 | 0.12 | 0.08 | 0.02 | 0 | 0.3 | 0.01 | 0 | 0 | 0 | 0 | 0.3 | 0.05 | 0.02 | 0.01 | 0.01 | 0 | True | False | Non Federally-Regulated | 11/02/2023 |  | 11/09/2023
Luminii Corp | Latona | 511-99-A90-615-40-15-00-** | Light Emitting Diode | Inseparable Luminaire | Direct Wired | 0-10 VDC Controls | 93.8 | 3816 | -0.0007 | 96 | 66 | 0 | 0.94 | Ambient | 15000 |  |  | 55000 | 0.01 | 13 | 12 | 0.33 | 0.14 | 0.12 | 0.08 | 0.02 | 0 | 0.3 | 0.01 | 0 | 0 | 0 | 0 | 0.3 | 0.05 | 0.02 | 0.01 | 0.01 | 0 | True | False | Non Federally-Regulated | 11/02/2023 |  | 11/09/2023
Luminii Corp | Latona | 511-99-A90-638F-27-07-00-** | Light Emitting Diode | Inseparable Luminaire | Direct Wired | 0-10 VDC Controls | 64 | 2645 | -0.0012 | 92 | 55 | 0 | 0.93 | Ambient | 15000 |  |  | 55000 | 0.03 | 12 | 13 | 0.37 | 0.02 | 0.01 | 0.01 | 0.01 | 0.01 | 0.99 | 0.03 | 0.01 | 0.01 | 0.01 | 0 | 0.99 | 0.32 | 0.23 | 0.15 | 0.05 | 0.02 | True | False | Non Federally-Regulated | 11/02/2023 |  | 11/09/2023
Luminii Corp | Latona | 511-99-A90-638F-27-10-00-** | Light Emitting Diode | Inseparable Luminaire | Direct Wired | 0-10 VDC Controls | 62.5 | 2653 | -0.0015 | 92 | 55 | 0 | 0.98 | Ambient | 15000 |  |  | 55000 | 0.01 | 13 | 12 | 0.33 | 0.14 | 0.12 | 0.08 | 0.02 | 0 | 0.3 | 0.01 | 0 | 0 | 0 | 0 | 0.3 | 0.05 | 0.02 | 0.01 | 0.01 | 0 | True | False | Non Federally-Regulated | 11/02/2023 |  | 11/09/2023
Luminii Corp | Latona | 511-99-A90-638F-27-15-00-** | Light Emitting Diode | Inseparable Luminaire | Direct Wired | 0-10 VDC Controls | 62.2 | 2635 | -0.0017 | 92 | 51 | 0 | 0.99 | Ambient | 15000 |  |  | 55000 | 0.01 | 13 | 12 | 0.33 | 0.14 | 0.12 | 0.08 | 0.02 | 0 | 0.3 | 0.01 | 0 | 0 | 0 | 0 | 0.3 | 0.05 | 0.02 | 0.01 | 0.01 | 0 | True | False | Non Federally-Regulated | 11/02/2023 |  | 11/09/2023
Luminii Corp | Latona | 511-99-A90-638F-30-07-00-** | Light Emitting Diode | Inseparable Luminaire | Direct Wired | 0-10 VDC Controls | 71.3 | 3000 | -0.011 | 93 | 58 | 0 | 0.93 | Ambient | 15000 |  |  | 55000 | 0.03 | 12 | 13 | 0.37 | 0.02 | 0.01 | 0.01 | 0.01 | 0.01 | 0.99 | 0.03 | 0.01 | 0.01 | 0.01 | 0 | 0.99 | 0.32 | 0.23 | 0.15 | 0.05 | 0.02 | True | False | Non Federally-Regulated | 11/02/2023 |  | 11/09/2023
Luminii Corp | Latona | 511-99-A90-638F-30-10-00-** | Light Emitting Diode | Inseparable Luminaire | Direct Wired | 0-10 VDC Controls | 69.6 | 3000 | -0.0013 | 93 | 58 | 0 | 0.97 | Ambient | 15000 |  |  | 55000 | 0.01 | 13 | 12 | 0.33 | 0.14 | 0.12 | 0.08 | 0.02 | 0 | 0.3 | 0.01 | 0 | 0 | 0 | 0 | 0.3 | 0.05 | 0.02 | 0.01 | 0.01 | 0 | True | False | Non Federally-Regulated | 11/02/2023 |  | 11/09/2023
Luminii Corp | Latona | 511-99-A90-638F-30-15-00-** | Light Emitting Diode | Inseparable Luminaire | Direct Wired | 0-10 VDC Controls | 69.3 | 3000 | -0.0015 | 93 | 54 | 0 | 0.97 | Ambient | 15000 |  |  | 55000 | 0.01 | 13 | 12 | 0.33 | 0.14 | 0.12 | 0.08 | 0.02 | 0 | 0.3 | 0.01 | 0 | 0 | 0 | 0 | 0.3 | 0.05 | 0.02 | 0.01 | 0.01 | 0 | True | False | Non Federally-Regulated | 11/02/2023 |  | 11/09/2023
Luminii Corp | Latona | 511-99-A90-638F-35-07-00-** | Light Emitting Diode | Inseparable Luminaire | Direct Wired | 0-10 VDC Controls | 83.9 | 3500 | -0.0008 | 94 | 63 | 0 | 0.94 | Ambient | 15000 |  |  | 55000 | 0.03 | 12 | 13 | 0.37 | 0.02 | 0.01 | 0.01 | 0.01 | 0.01 | 0.99 | 0.03 | 0.01 | 0.01 | 0.01 | 0 | 0.99 | 0.32 | 0.23 | 0.15 | 0.05 | 0.02 | True | False | Non Federally-Regulated | 11/02/2023 |  | 11/09/2023
Luminii Corp | Latona | 511-99-A90-638F-35-10-00-** | Light Emitting Diode | Inseparable Luminaire | Direct Wired | 0-10 VDC Controls | 81.8 | 3500 | -0.0009 | 94 | 63 | 0 | 0.95 | Ambient | 15000 |  |  | 55000 | 0.01 | 13 | 12 | 0.33 | 0.14 | 0.12 | 0.08 | 0.02 | 0 | 0.3 | 0.01 | 0 | 0 | 0 | 0 | 0.3 | 0.05 | 0.02 | 0.01 | 0.01 | 0 | True | False | Non Federally-Regulated | 11/02/2023 |  | 11/09/2023
Luminii Corp | Latona | 511-99-A90-638F-35-15-00-** | Light Emitting Diode | Inseparable Luminaire | Direct Wired | 0-10 VDC Controls | 81.5 | 3500 | -0.0011 | 94 | 59 | 0 | 0.95 | Ambient | 15000 |  |  | 55000 | 0.01 | 13 | 12 | 0.33 | 0.14 | 0.12 | 0.08 | 0.02 | 0 | 0.3 | 0.01 | 0 | 0 | 0 | 0 | 0.3 | 0.05 | 0.02 | 0.01 | 0.01 | 0 | True | False | Non Federally-Regulated | 11/02/2023 |  | 11/09/2023
Luminii Corp | Latona | 511-99-A90-638F-40-07-00-** | Light Emitting Diode | Inseparable Luminaire | Direct Wired | 0-10 VDC Controls | 96.7 | 3816 | -0.0006 | 96 | 66 | 0 | 0.94 | Ambient | 15000 |  |  | 55000 | 0.03 | 12 | 13 | 0.37 | 0.02 | 0.01 | 0.01 | 0.01 | 0.01 | 0.99 | 0.03 | 0.01 | 0.01 | 0.01 | 0 | 0.99 | 0.32 | 0.23 | 0.15 | 0.05 | 0.02 | True | False | Non Federally-Regulated | 11/02/2023 |  | 11/09/2023
Luminii Corp | Latona | 511-99-A90-638F-40-10-00-** | Light Emitting Diode | Inseparable Luminaire | Direct Wired | 0-10 VDC Controls | 94.3 | 3816 | -0.0007 | 96 | 66 | 0 | 0.94 | Ambient | 15000 |  |  | 55000 | 0.01 | 13 | 12 | 0.33 | 0.14 | 0.12 | 0.08 | 0.02 | 0 | 0.3 | 0.01 | 0 | 0 | 0 | 0 | 0.3 | 0.05 | 0.02 | 0.01 | 0.01 | 0 | True | False | Non Federally-Regulated | 11/02/2023 |  | 11/09/2023
Luminii Corp | Latona | 511-99-A90-638F-40-15-00-** | Light Emitting Diode | Inseparable Luminaire | Direct Wired | 0-10 VDC Controls | 93.8 | 3816 | -0.0007 | 96 | 66 | 0 | 0.94 | Ambient | 15000 |  |  | 55000 | 0.01 | 13 | 12 | 0.33 | 0.14 | 0.12 | 0.08 | 0.02 | 0 | 0.3 | 0.01 | 0 | 0 | 0 | 0 | 0.3 | 0.05 | 0.02 | 0.01 | 0.01 | 0 | True | False | Non Federally-Regulated | 11/02/2023 |  | 11/09/2023
Luminii Corp | Latona | 511-99-A90-640-27-07-00-** | Light Emitting Diode | Inseparable Luminaire | Direct Wired | 0-10 VDC Controls | 64 | 2645 | -0.0012 | 92 | 55 | 0 | 0.93 | Ambient | 15000 |  |  | 55000 | 0.03 | 12 | 13 | 0.37 | 0.02 | 0.01 | 0.01 | 0.01 | 0.01 | 0.99 | 0.03 | 0.01 | 0.01 | 0.01 | 0 | 0.99 | 0.32 | 0.23 | 0.15 | 0.05 | 0.02 | True | False | Non Federally-Regulated | 11/02/2023 |  | 11/09/2023
Luminii Corp | Latona | 511-99-A90-640-27-10-00-** | Light Emitting Diode | Inseparable Luminaire | Direct Wired | 0-10 VDC Controls | 62.5 | 2653 | -0.0015 | 92 | 55 | 0 | 0.98 | Ambient | 15000 |  |  | 55000 | 0.01 | 13 | 12 | 0.33 | 0.14 | 0.12 | 0.08 | 0.02 | 0 | 0.3 | 0.01 | 0 | 0 | 0 | 0 | 0.3 | 0.05 | 0.02 | 0.01 | 0.01 | 0 | True | False | Non Federally-Regulated | 11/02/2023 |  | 11/09/2023
Luminii Corp | Latona | 511-99-A90-640-27-15-00-** | Light Emitting Diode | Inseparable Luminaire | Direct Wired | 0-10 VDC Controls | 62.2 | 2635 | -0.0017 | 92 | 51 | 0 | 0.99 | Ambient | 15000 |  |  | 55000 | 0.01 | 13 | 12 | 0.33 | 0.14 | 0.12 | 0.08 | 0.02 | 0 | 0.3 | 0.01 | 0 | 0 | 0 | 0 | 0.3 | 0.05 | 0.02 | 0.01 | 0.01 | 0 | True | False | Non Federally-Regulated | 11/02/2023 |  | 11/09/2023
Luminii Corp | Latona | 511-99-A90-640-30-07-00-** | Light Emitting Diode | Inseparable Luminaire | Direct Wired | 0-10 VDC Controls | 71.3 | 3000 | -0.011 | 93 | 58 | 0 | 0.93 | Ambient | 15000 |  |  | 55000 | 0.03 | 12 | 13 | 0.37 | 0.02 | 0.01 | 0.01 | 0.01 | 0.01 | 0.99 | 0.03 | 0.01 | 0.01 | 0.01 | 0 | 0.99 | 0.32 | 0.23 | 0.15 | 0.05 | 0.02 | True | False | Non Federally-Regulated | 11/02/2023 |  | 11/09/2023
Luminii Corp | Latona | 511-99-A90-640-30-10-00-** | Light Emitting Diode | Inseparable Luminaire | Direct Wired | 0-10 VDC Controls | 69.6 | 3000 | -0.0013 | 93 | 58 | 0 | 0.97 | Ambient | 15000 |  |  | 55000 | 0.01 | 13 | 12 | 0.33 | 0.14 | 0.12 | 0.08 | 0.02 | 0 | 0.3 | 0.01 | 0 | 0 | 0 | 0 | 0.3 | 0.05 | 0.02 | 0.01 | 0.01 | 0 | True | False | Non Federally-Regulated | 11/02/2023 |  | 11/09/2023
Luminii Corp | Latona | 511-99-A90-640-30-15-00-** | Light Emitting Diode | Inseparable Luminaire | Direct Wired | 0-10 VDC Controls | 69.3 | 3000 | -0.0015 | 93 | 54 | 0 | 0.97 | Ambient | 15000 |  |  | 55000 | 0.01 | 13 | 12 | 0.33 | 0.14 | 0.12 | 0.08 | 0.02 | 0 | 0.3 | 0.01 | 0 | 0 | 0 | 0 | 0.3 | 0.05 | 0.02 | 0.01 | 0.01 | 0 | True | False | Non Federally-Regulated | 11/02/2023 |  | 11/09/2023
Luminii Corp | Latona | 511-99-A90-640-35-07-00-** | Light Emitting Diode | Inseparable Luminaire | Direct Wired | 0-10 VDC Controls | 83.9 | 3500 | -0.0008 | 94 | 63 | 0 | 0.94 | Ambient | 15000 |  |  | 55000 | 0.03 | 12 | 13 | 0.37 | 0.02 | 0.01 | 0.01 | 0.01 | 0.01 | 0.99 | 0.03 | 0.01 | 0.01 | 0.01 | 0 | 0.99 | 0.32 | 0.23 | 0.15 | 0.05 | 0.02 | True | False | Non Federally-Regulated | 11/02/2023 |  | 11/09/2023
Luminii Corp | Latona | 511-99-A90-640-35-10-00-** | Light Emitting Diode | Inseparable Luminaire | Direct Wired | 0-10 VDC Controls | 81.8 | 3500 | -0.0009 | 94 | 63 | 0 | 0.95 | Ambient | 15000 |  |  | 55000 | 0.01 | 13 | 12 | 0.33 | 0.14 | 0.12 | 0.08 | 0.02 | 0 | 0.3 | 0.01 | 0 | 0 | 0 | 0 | 0.3 | 0.05 | 0.02 | 0.01 | 0.01 | 0 | True | False | Non Federally-Regulated | 11/02/2023 |  | 11/09/2023
Luminii Corp | Latona | 511-99-A90-640-35-15-00-** | Light Emitting Diode | Inseparable Luminaire | Direct Wired | 0-10 VDC Controls | 81.5 | 3500 | -0.0011 | 94 | 59 | 0 | 0.95 | Ambient | 15000 |  |  | 55000 | 0.01 | 13 | 12 | 0.33 | 0.14 | 0.12 | 0.08 | 0.02 | 0 | 0.3 | 0.01 | 0 | 0 | 0 | 0 | 0.3 | 0.05 | 0.02 | 0.01 | 0.01 | 0 | True | False | Non Federally-Regulated | 11/02/2023 |  | 11/09/2023
Luminii Corp | Latona | 511-99-A90-640-40-07-00-** | Light Emitting Diode | Inseparable Luminaire | Direct Wired | 0-10 VDC Controls | 96.7 | 3816 | -0.0006 | 96 | 66 | 0 | 0.94 | Ambient | 15000 |  |  | 55000 | 0.03 | 12 | 13 | 0.37 | 0.02 | 0.01 | 0.01 | 0.01 | 0.01 | 0.99 | 0.03 | 0.01 | 0.01 | 0.01 | 0 | 0.99 | 0.32 | 0.23 | 0.15 | 0.05 | 0.02 | True | False | Non Federally-Regulated | 11/02/2023 |  | 11/09/2023
Luminii Corp | Latona | 511-99-A90-640-40-10-00-** | Light Emitting Diode | Inseparable Luminaire | Direct Wired | 0-10 VDC Controls | 94.3 | 3816 | -0.0007 | 96 | 66 | 0 | 0.94 | Ambient | 15000 |  |  | 55000 | 0.01 | 13 | 12 | 0.33 | 0.14 | 0.12 | 0.08 | 0.02 | 0 | 0.3 | 0.01 | 0 | 0 | 0 | 0 | 0.3 | 0.05 | 0.02 | 0.01 | 0.01 | 0 | True | False | Non Federally-Regulated | 11/02/2023 |  | 11/09/2023
Luminii Corp | Latona | 511-99-A90-640-40-15-00-** | Light Emitting Diode | Inseparable Luminaire | Direct Wired | 0-10 VDC Controls | 93.8 | 3816 | -0.0007 | 96 | 66 | 0 | 0.94 | Ambient | 15000 |  |  | 55000 | 0.01 | 13 | 12 | 0.33 | 0.14 | 0.12 | 0.08 | 0.02 | 0 | 0.3 | 0.01 | 0 | 0 | 0 | 0 | 0.3 | 0.05 | 0.02 | 0.01 | 0.01 | 0 | True | False | Non Federally-Regulated | 11/02/2023 |  | 11/09/2023
Luminii Corp | Latona | 511-99-A90-660-27-07-00-** | Light Emitting Diode | Inseparable Luminaire | Direct Wired | 0-10 VDC Controls | 64 | 2645 | -0.0012 | 92 | 55 | 0 | 0.93 | Ambient | 15000 |  |  | 55000 | 0.03 | 12 | 13 | 0.37 | 0.02 | 0.01 | 0.01 | 0.01 | 0.01 | 0.99 | 0.03 | 0.01 | 0.01 | 0.01 | 0 | 0.99 | 0.32 | 0.23 | 0.15 | 0.05 | 0.02 | True | False | Non Federally-Regulated | 11/02/2023 |  | 11/09/2023
Luminii Corp | Latona | 511-99-A90-660-27-10-00-** | Light Emitting Diode | Inseparable Luminaire | Direct Wired | 0-10 VDC Controls | 62.5 | 2653 | -0.0015 | 92 | 55 | 0 | 0.98 | Ambient | 15000 |  |  | 55000 | 0.01 | 13 | 12 | 0.33 | 0.14 | 0.12 | 0.08 | 0.02 | 0 | 0.3 | 0.01 | 0 | 0 | 0 | 0 | 0.3 | 0.05 | 0.02 | 0.01 | 0.01 | 0 | True | False | Non Federally-Regulated | 11/02/2023 |  | 11/09/2023
Luminii Corp | Latona | 511-99-A90-660-27-15-00-** | Light Emitting Diode | Inseparable Luminaire | Direct Wired | 0-10 VDC Controls | 62.2 | 2635 | -0.0017 | 92 | 51 | 0 | 0.99 | Ambient | 15000 |  |  | 55000 | 0.01 | 13 | 12 | 0.33 | 0.14 | 0.12 | 0.08 | 0.02 | 0 | 0.3 | 0.01 | 0 | 0 | 0 | 0 | 0.3 | 0.05 | 0.02 | 0.01 | 0.01 | 0 | True | False | Non Federally-Regulated | 11/02/2023 |  | 11/09/2023
Luminii Corp | Latona | 511-99-A90-660-30-07-00-** | Light Emitting Diode | Inseparable Luminaire | Direct Wired | 0-10 VDC Controls | 71.3 | 3000 | -0.011 | 93 | 58 | 0 | 0.93 | Ambient | 15000 |  |  | 55000 | 0.03 | 12 | 13 | 0.37 | 0.02 | 0.01 | 0.01 | 0.01 | 0.01 | 0.99 | 0.03 | 0.01 | 0.01 | 0.01 | 0 | 0.99 | 0.32 | 0.23 | 0.15 | 0.05 | 0.02 | True | False | Non Federally-Regulated | 11/02/2023 |  | 11/09/2023
Luminii Corp | Latona | 511-99-A90-660-30-10-00-** | Light Emitting Diode | Inseparable Luminaire | Direct Wired | 0-10 VDC Controls | 69.6 | 3000 | -0.0013 | 93 | 58 | 0 | 0.97 | Ambient | 15000 |  |  | 55000 | 0.01 | 13 | 12 | 0.33 | 0.14 | 0.12 | 0.08 | 0.02 | 0 | 0.3 | 0.01 | 0 | 0 | 0 | 0 | 0.3 | 0.05 | 0.02 | 0.01 | 0.01 | 0 | True | False | Non Federally-Regulated | 11/02/2023 |  | 11/09/2023
Luminii Corp | Latona | 511-99-A90-660-30-15-00-** | Light Emitting Diode | Inseparable Luminaire | Direct Wired | 0-10 VDC Controls | 69.3 | 3000 | -0.0015 | 93 | 54 | 0 | 0.97 | Ambient | 15000 |  |  | 55000 | 0.01 | 13 | 12 | 0.33 | 0.14 | 0.12 | 0.08 | 0.02 | 0 | 0.3 | 0.01 | 0 | 0 | 0 | 0 | 0.3 | 0.05 | 0.02 | 0.01 | 0.01 | 0 | True | False | Non Federally-Regulated | 11/02/2023 |  | 11/09/2023
Luminii Corp | Latona | 511-99-A90-660-35-07-00-** | Light Emitting Diode | Inseparable Luminaire | Direct Wired | 0-10 VDC Controls | 83.9 | 3500 | -0.0008 | 94 | 63 | 0 | 0.94 | Ambient | 15000 |  |  | 55000 | 0.03 | 12 | 13 | 0.37 | 0.02 | 0.01 | 0.01 | 0.01 | 0.01 | 0.99 | 0.03 | 0.01 | 0.01 | 0.01 | 0 | 0.99 | 0.32 | 0.23 | 0.15 | 0.05 | 0.02 | True | False | Non Federally-Regulated | 11/02/2023 |  | 11/09/2023
Luminii Corp | Latona | 511-99-A90-660-35-10-00-** | Light Emitting Diode | Inseparable Luminaire | Direct Wired | 0-10 VDC Controls | 81.8 | 3500 | -0.0009 | 94 | 63 | 0 | 0.95 | Ambient | 15000 |  |  | 55000 | 0.01 | 13 | 12 | 0.33 | 0.14 | 0.12 | 0.08 | 0.02 | 0 | 0.3 | 0.01 | 0 | 0 | 0 | 0 | 0.3 | 0.05 | 0.02 | 0.01 | 0.01 | 0 | True | False | Non Federally-Regulated | 11/02/2023 |  | 11/09/2023
Luminii Corp | Latona | 511-99-A90-660-35-15-00-** | Light Emitting Diode | Inseparable Luminaire | Direct Wired | 0-10 VDC Controls | 81.5 | 3500 | -0.0011 | 94 | 59 | 0 | 0.95 | Ambient | 15000 |  |  | 55000 | 0.01 | 13 | 12 | 0.33 | 0.14 | 0.12 | 0.08 | 0.02 | 0 | 0.3 | 0.01 | 0 | 0 | 0 | 0 | 0.3 | 0.05 | 0.02 | 0.01 | 0.01 | 0 | True | False | Non Federally-Regulated | 11/02/2023 |  | 11/09/2023
Luminii Corp | Latona | 511-99-A90-660-40-07-00-** | Light Emitting Diode | Inseparable Luminaire | Direct Wired | 0-10 VDC Controls | 96.7 | 3816 | -0.0006 | 96 | 66 | 0 | 0.94 | Ambient | 15000 |  |  | 55000 | 0.03 | 12 | 13 | 0.37 | 0.02 | 0.01 | 0.01 | 0.01 | 0.01 | 0.99 | 0.03 | 0.01 | 0.01 | 0.01 | 0 | 0.99 | 0.32 | 0.23 | 0.15 | 0.05 | 0.02 | True | False | Non Federally-Regulated | 11/02/2023 |  | 11/09/2023
Luminii Corp | Latona | 511-99-A90-660-40-10-00-** | Light Emitting Diode | Inseparable Luminaire | Direct Wired | 0-10 VDC Controls | 94.3 | 3816 | -0.0007 | 96 | 66 | 0 | 0.94 | Ambient | 15000 |  |  | 55000 | 0.01 | 13 | 12 | 0.33 | 0.14 | 0.12 | 0.08 | 0.02 | 0 | 0.3 | 0.01 | 0 | 0 | 0 | 0 | 0.3 | 0.05 | 0.02 | 0.01 | 0.01 | 0 | True | False | Non Federally-Regulated | 11/02/2023 |  | 11/09/2023
Luminii Corp | Latona | 511-99-A90-660-40-15-00-** | Light Emitting Diode | Inseparable Luminaire | Direct Wired | 0-10 VDC Controls | 93.8 | 3816 | -0.0007 | 96 | 66 | 0 | 0.94 | Ambient | 15000 |  |  | 55000 | 0.01 | 13 | 12 | 0.33 | 0.14 | 0.12 | 0.08 | 0.02 | 0 | 0.3 | 0.01 | 0 | 0 | 0 | 0 | 0.3 | 0.05 | 0.02 | 0.01 | 0.01 | 0 | True | False | Non Federally-Regulated | 11/02/2023 |  | 11/09/2023
Luminii Corp | Latona | 511-FL-A90-615-27-07-DL-** | Light Emitting Diode | Inseparable Luminaire | Direct Wired | 0-10 VDC Controls | 64 | 2645 | -0.0012 | 92 | 55 | 0 | 0.93 | Ambient | 15000 |  |  | 55000 | 0.03 | 12 | 13 | 0.37 | 0.02 | 0.01 | 0.01 | 0.01 | 0.01 | 0.99 | 0.03 | 0.01 | 0.01 | 0.01 | 0 | 0.99 | 0.32 | 0.23 | 0.15 | 0.05 | 0.02 | True | False | Non Federally-Regulated | 11/02/2023 |  | 11/09/2023
Luminii Corp | Latona | 511-FL-A90-615-27-10-DL-** | Light Emitting Diode | Inseparable Luminaire | Direct Wired | 0-10 VDC Controls | 62.5 | 2653 | -0.0015 | 92 | 55 | 0 | 0.98 | Ambient | 15000 |  |  | 55000 | 0.01 | 13 | 12 | 0.33 | 0.14 | 0.12 | 0.08 | 0.02 | 0 | 0.3 | 0.01 | 0 | 0 | 0 | 0 | 0.3 | 0.05 | 0.02 | 0.01 | 0.01 | 0 | True | False | Non Federally-Regulated | 11/02/2023 |  | 11/09/2023
Luminii Corp | Latona | 511-FL-A90-615-27-15-DL-** | Light Emitting Diode | Inseparable Luminaire | Direct Wired | 0-10 VDC Controls | 62.2 | 2635 | -0.0017 | 92 | 51 | 0 | 0.99 | Ambient | 15000 |  |  | 55000 | 0.01 | 13 | 12 | 0.33 | 0.14 | 0.12 | 0.08 | 0.02 | 0 | 0.3 | 0.01 | 0 | 0 | 0 | 0 | 0.3 | 0.05 | 0.02 | 0.01 | 0.01 | 0 | True | False | Non Federally-Regulated | 11/02/2023 |  | 11/09/2023
Luminii Corp | Latona | 511-FL-A90-615-30-07-DL-** | Light Emitting Diode | Inseparable Luminaire | Direct Wired | 0-10 VDC Controls | 71.3 | 3000 | -0.011 | 93 | 58 | 0 | 0.93 | Ambient | 15000 |  |  | 55000 | 0.03 | 12 | 13 | 0.37 | 0.02 | 0.01 | 0.01 | 0.01 | 0.01 | 0.99 | 0.03 | 0.01 | 0.01 | 0.01 | 0 | 0.99 | 0.32 | 0.23 | 0.15 | 0.05 | 0.02 | True | False | Non Federally-Regulated | 11/02/2023 |  | 11/09/2023
Luminii Corp | Latona | 511-FL-A90-615-30-10-DL-** | Light Emitting Diode | Inseparable Luminaire | Direct Wired | 0-10 VDC Controls | 69.6 | 3000 | -0.0013 | 93 | 58 | 0 | 0.97 | Ambient | 15000 |  |  | 55000 | 0.01 | 13 | 12 | 0.33 | 0.14 | 0.12 | 0.08 | 0.02 | 0 | 0.3 | 0.01 | 0 | 0 | 0 | 0 | 0.3 | 0.05 | 0.02 | 0.01 | 0.01 | 0 | True | False | Non Federally-Regulated | 11/02/2023 |  | 11/09/2023
Luminii Corp | Latona | 511-FL-A90-615-30-15-DL-** | Light Emitting Diode | Inseparable Luminaire | Direct Wired | 0-10 VDC Controls | 69.3 | 3000 | -0.0015 | 93 | 54 | 0 | 0.97 | Ambient | 15000 |  |  | 55000 | 0.01 | 13 | 12 | 0.33 | 0.14 | 0.12 | 0.08 | 0.02 | 0 | 0.3 | 0.01 | 0 | 0 | 0 | 0 | 0.3 | 0.05 | 0.02 | 0.01 | 0.01 | 0 | True | False | Non Federally-Regulated | 11/02/2023 |  | 11/09/2023
Luminii Corp | Latona | 511-FL-A90-615-35-07-DL-** | Light Emitting Diode | Inseparable Luminaire | Direct Wired | 0-10 VDC Controls | 83.9 | 3500 | -0.0008 | 94 | 63 | 0 | 0.94 | Ambient | 15000 |  |  | 55000 | 0.03 | 12 | 13 | 0.37 | 0.02 | 0.01 | 0.01 | 0.01 | 0.01 | 0.99 | 0.03 | 0.01 | 0.01 | 0.01 | 0 | 0.99 | 0.32 | 0.23 | 0.15 | 0.05 | 0.02 | True | False | Non Federally-Regulated | 11/02/2023 |  | 11/09/2023
Luminii Corp | Latona | 511-FL-A90-615-35-10-DL-** | Light Emitting Diode | Inseparable Luminaire | Direct Wired | 0-10 VDC Controls | 81.8 | 3500 | -0.0009 | 94 | 63 | 0 | 0.95 | Ambient | 15000 |  |  | 55000 | 0.01 | 13 | 12 | 0.33 | 0.14 | 0.12 | 0.08 | 0.02 | 0 | 0.3 | 0.01 | 0 | 0 | 0 | 0 | 0.3 | 0.05 | 0.02 | 0.01 | 0.01 | 0 | True | False | Non Federally-Regulated | 11/02/2023 |  | 11/09/2023
Luminii Corp | Latona | 511-FL-A90-615-35-15-DL-** | Light Emitting Diode | Inseparable Luminaire | Direct Wired | 0-10 VDC Controls | 81.5 | 3500 | -0.0011 | 94 | 59 | 0 | 0.95 | Ambient | 15000 |  |  | 55000 | 0.01 | 13 | 12 | 0.33 | 0.14 | 0.12 | 0.08 | 0.02 | 0 | 0.3 | 0.01 | 0 | 0 | 0 | 0 | 0.3 | 0.05 | 0.02 | 0.01 | 0.01 | 0 | True | False | Non Federally-Regulated | 11/02/2023 |  | 11/09/2023
Luminii Corp | Latona | 511-FL-A90-615-40-07-DL-** | Light Emitting Diode | Inseparable Luminaire | Direct Wired | 0-10 VDC Controls | 96.7 | 3816 | -0.0006 | 96 | 66 | 0 | 0.94 | Ambient | 15000 |  |  | 55000 | 0.03 | 12 | 13 | 0.37 | 0.02 | 0.01 | 0.01 | 0.01 | 0.01 | 0.99 | 0.03 | 0.01 | 0.01 | 0.01 | 0 | 0.99 | 0.32 | 0.23 | 0.15 | 0.05 | 0.02 | True | False | Non Federally-Regulated | 11/02/2023 |  | 11/09/2023
Luminii Corp | Latona | 511-FL-A90-615-40-10-DL-** | Light Emitting Diode | Inseparable Luminaire | Direct Wired | 0-10 VDC Controls | 94.3 | 3816 | -0.0007 | 96 | 66 | 0 | 0.94 | Ambient | 15000 |  |  | 55000 | 0.01 | 13 | 12 | 0.33 | 0.14 | 0.12 | 0.08 | 0.02 | 0 | 0.3 | 0.01 | 0 | 0 | 0 | 0 | 0.3 | 0.05 | 0.02 | 0.01 | 0.01 | 0 | True | False | Non Federally-Regulated | 11/02/2023 |  | 11/09/2023
Luminii Corp | Latona | 511-FL-A90-615-40-15-DL-** | Light Emitting Diode | Inseparable Luminaire | Direct Wired | 0-10 VDC Controls | 93.8 | 3816 | -0.0007 | 96 | 66 | 0 | 0.94 | Ambient | 15000 |  |  | 55000 | 0.01 | 13 | 12 | 0.33 | 0.14 | 0.12 | 0.08 | 0.02 | 0 | 0.3 | 0.01 | 0 | 0 | 0 | 0 | 0.3 | 0.05 | 0.02 | 0.01 | 0.01 | 0 | True | False | Non Federally-Regulated | 11/02/2023 |  | 11/09/2023
Luminii Corp | Latona | 511-FL-A90-638F-27-07-DL-** | Light Emitting Diode | Inseparable Luminaire | Direct Wired | 0-10 VDC Controls | 64 | 2645 | -0.0012 | 92 | 55 | 0 | 0.93 | Ambient | 15000 |  |  | 55000 | 0.03 | 12 | 13 | 0.37 | 0.02 | 0.01 | 0.01 | 0.01 | 0.01 | 0.99 | 0.03 | 0.01 | 0.01 | 0.01 | 0 | 0.99 | 0.32 | 0.23 | 0.15 | 0.05 | 0.02 | True | False | Non Federally-Regulated | 11/02/2023 |  | 11/09/2023
Luminii Corp | Latona | 511-FL-A90-638F-27-10-DL-** | Light Emitting Diode | Inseparable Luminaire | Direct Wired | 0-10 VDC Controls | 62.5 | 2653 | -0.0015 | 92 | 55 | 0 | 0.98 | Ambient | 15000 |  |  | 55000 | 0.01 | 13 | 12 | 0.33 | 0.14 | 0.12 | 0.08 | 0.02 | 0 | 0.3 | 0.01 | 0 | 0 | 0 | 0 | 0.3 | 0.05 | 0.02 | 0.01 | 0.01 | 0 | True | False | Non Federally-Regulated | 11/02/2023 |  | 11/09/2023
Luminii Corp | Latona | 511-FL-A90-638F-27-15-DL-** | Light Emitting Diode | Inseparable Luminaire | Direct Wired | 0-10 VDC Controls | 62.2 | 2635 | -0.0017 | 92 | 51 | 0 | 0.99 | Ambient | 15000 |  |  | 55000 | 0.01 | 13 | 12 | 0.33 | 0.14 | 0.12 | 0.08 | 0.02 | 0 | 0.3 | 0.01 | 0 | 0 | 0 | 0 | 0.3 | 0.05 | 0.02 | 0.01 | 0.01 | 0 | True | False | Non Federally-Regulated | 11/02/2023 |  | 11/09/2023
Luminii Corp | Latona | 511-FL-A90-638F-30-07-DL-** | Light Emitting Diode | Inseparable Luminaire | Direct Wired | 0-10 VDC Controls | 71.3 | 3000 | -0.011 | 93 | 58 | 0 | 0.93 | Ambient | 15000 |  |  | 55000 | 0.03 | 12 | 13 | 0.37 | 0.02 | 0.01 | 0.01 | 0.01 | 0.01 | 0.99 | 0.03 | 0.01 | 0.01 | 0.01 | 0 | 0.99 | 0.32 | 0.23 | 0.15 | 0.05 | 0.02 | True | False | Non Federally-Regulated | 11/02/2023 |  | 11/09/2023
Luminii Corp | Latona | 511-FL-A90-638F-30-10-DL-** | Light Emitting Diode | Inseparable Luminaire | Direct Wired | 0-10 VDC Controls | 69.6 | 3000 | -0.0013 | 93 | 58 | 0 | 0.97 | Ambient | 15000 |  |  | 55000 | 0.01 | 13 | 12 | 0.33 | 0.14 | 0.12 | 0.08 | 0.02 | 0 | 0.3 | 0.01 | 0 | 0 | 0 | 0 | 0.3 | 0.05 | 0.02 | 0.01 | 0.01 | 0 | True | False | Non Federally-Regulated | 11/02/2023 |  | 11/09/2023
Luminii Corp | Latona | 511-FL-A90-638F-30-15-DL-** | Light Emitting Diode | Inseparable Luminaire | Direct Wired | 0-10 VDC Controls | 69.3 | 3000 | -0.0015 | 93 | 54 | 0 | 0.97 | Ambient | 15000 |  |  | 55000 | 0.01 | 13 | 12 | 0.33 | 0.14 | 0.12 | 0.08 | 0.02 | 0 | 0.3 | 0.01 | 0 | 0 | 0 | 0 | 0.3 | 0.05 | 0.02 | 0.01 | 0.01 | 0 | True | False | Non Federally-Regulated | 11/02/2023 |  | 11/09/2023
Luminii Corp | Latona | 511-FL-A90-638F-35-07-DL-** | Light Emitting Diode | Inseparable Luminaire | Direct Wired | 0-10 VDC Controls | 83.9 | 3500 | -0.0008 | 94 | 63 | 0 | 0.94 | Ambient | 15000 |  |  | 55000 | 0.03 | 12 | 13 | 0.37 | 0.02 | 0.01 | 0.01 | 0.01 | 0.01 | 0.99 | 0.03 | 0.01 | 0.01 | 0.01 | 0 | 0.99 | 0.32 | 0.23 | 0.15 | 0.05 | 0.02 | True | False | Non Federally-Regulated | 11/02/2023 |  | 11/09/2023
Luminii Corp | Latona | 511-FL-A90-638F-35-10-DL-** | Light Emitting Diode | Inseparable Luminaire | Direct Wired | 0-10 VDC Controls | 81.8 | 3500 | -0.0009 | 94 | 63 | 0 | 0.95 | Ambient | 15000 |  |  | 55000 | 0.01 | 13 | 12 | 0.33 | 0.14 | 0.12 | 0.08 | 0.02 | 0 | 0.3 | 0.01 | 0 | 0 | 0 | 0 | 0.3 | 0.05 | 0.02 | 0.01 | 0.01 | 0 | True | False | Non Federally-Regulated | 11/02/2023 |  | 11/09/2023
Luminii Corp | Latona | 511-FL-A90-638F-35-15-DL-** | Light Emitting Diode | Inseparable Luminaire | Direct Wired | 0-10 VDC Controls | 81.5 | 3500 | -0.0011 | 94 | 59 | 0 | 0.95 | Ambient | 15000 |  |  | 55000 | 0.01 | 13 | 12 | 0.33 | 0.14 | 0.12 | 0.08 | 0.02 | 0 | 0.3 | 0.01 | 0 | 0 | 0 | 0 | 0.3 | 0.05 | 0.02 | 0.01 | 0.01 | 0 | True | False | Non Federally-Regulated | 11/02/2023 |  | 11/09/2023
Luminii Corp | Latona | 511-FL-A90-638F-40-07-DL-** | Light Emitting Diode | Inseparable Luminaire | Direct Wired | 0-10 VDC Controls | 96.7 | 3816 | -0.0006 | 96 | 66 | 0 | 0.94 | Ambient | 15000 |  |  | 55000 | 0.03 | 12 | 13 | 0.37 | 0.02 | 0.01 | 0.01 | 0.01 | 0.01 | 0.99 | 0.03 | 0.01 | 0.01 | 0.01 | 0 | 0.99 | 0.32 | 0.23 | 0.15 | 0.05 | 0.02 | True | False | Non Federally-Regulated | 11/02/2023 |  | 11/09/2023
Luminii Corp | Latona | 511-FL-A90-638F-40-10-DL-** | Light Emitting Diode | Inseparable Luminaire | Direct Wired | 0-10 VDC Controls | 94.3 | 3816 | -0.0007 | 96 | 66 | 0 | 0.94 | Ambient | 15000 |  |  | 55000 | 0.01 | 13 | 12 | 0.33 | 0.14 | 0.12 | 0.08 | 0.02 | 0 | 0.3 | 0.01 | 0 | 0 | 0 | 0 | 0.3 | 0.05 | 0.02 | 0.01 | 0.01 | 0 | True | False | Non Federally-Regulated | 11/02/2023 |  | 11/09/2023
Luminii Corp | Latona | 511-FL-A90-638F-40-15-DL-** | Light Emitting Diode | Inseparable Luminaire | Direct Wired | 0-10 VDC Controls | 93.8 | 3816 | -0.0007 | 96 | 66 | 0 | 0.94 | Ambient | 15000 |  |  | 55000 | 0.01 | 13 | 12 | 0.33 | 0.14 | 0.12 | 0.08 | 0.02 | 0 | 0.3 | 0.01 | 0 | 0 | 0 | 0 | 0.3 | 0.05 | 0.02 | 0.01 | 0.01 | 0 | True | False | Non Federally-Regulated | 11/02/2023 |  | 11/09/2023
Luminii Corp | Latona | 511-FL-A90-640-27-07-DL-** | Light Emitting Diode | Inseparable Luminaire | Direct Wired | 0-10 VDC Controls | 64 | 2645 | -0.0012 | 92 | 55 | 0 | 0.93 | Ambient | 15000 |  |  | 55000 | 0.03 | 12 | 13 | 0.37 | 0.02 | 0.01 | 0.01 | 0.01 | 0.01 | 0.99 | 0.03 | 0.01 | 0.01 | 0.01 | 0 | 0.99 | 0.32 | 0.23 | 0.15 | 0.05 | 0.02 | True | False | Non Federally-Regulated | 11/02/2023 |  | 11/09/2023
Luminii Corp | Latona | 511-FL-A90-640-27-10-DL-** | Light Emitting Diode | Inseparable Luminaire | Direct Wired | 0-10 VDC Controls | 62.5 | 2653 | -0.0015 | 92 | 55 | 0 | 0.98 | Ambient | 15000 |  |  | 55000 | 0.01 | 13 | 12 | 0.33 | 0.14 | 0.12 | 0.08 | 0.02 | 0 | 0.3 | 0.01 | 0 | 0 | 0 | 0 | 0.3 | 0.05 | 0.02 | 0.01 | 0.01 | 0 | True | False | Non Federally-Regulated | 11/02/2023 |  | 11/09/2023
Luminii Corp | Latona | 511-FL-A90-640-27-15-DL-** | Light Emitting Diode | Inseparable Luminaire | Direct Wired | 0-10 VDC Controls | 62.2 | 2635 | -0.0017 | 92 | 51 | 0 | 0.99 | Ambient | 15000 |  |  | 55000 | 0.01 | 13 | 12 | 0.33 | 0.14 | 0.12 | 0.08 | 0.02 | 0 | 0.3 | 0.01 | 0 | 0 | 0 | 0 | 0.3 | 0.05 | 0.02 | 0.01 | 0.01 | 0 | True | False | Non Federally-Regulated | 11/02/2023 |  | 11/09/2023
Luminii Corp | Latona | 511-FL-A90-640-30-07-DL-** | Light Emitting Diode | Inseparable Luminaire | Direct Wired | 0-10 VDC Controls | 71.3 | 3000 | -0.011 | 93 | 58 | 0 | 0.93 | Ambient | 15000 |  |  | 55000 | 0.03 | 12 | 13 | 0.37 | 0.02 | 0.01 | 0.01 | 0.01 | 0.01 | 0.99 | 0.03 | 0.01 | 0.01 | 0.01 | 0 | 0.99 | 0.32 | 0.23 | 0.15 | 0.05 | 0.02 | True | False | Non Federally-Regulated | 11/02/2023 |  | 11/09/2023
Luminii Corp | Latona | 511-FL-A90-640-30-10-DL-** | Light Emitting Diode | Inseparable Luminaire | Direct Wired | 0-10 VDC Controls | 69.6 | 3000 | -0.0013 | 93 | 58 | 0 | 0.97 | Ambient | 15000 |  |  | 55000 | 0.01 | 13 | 12 | 0.33 | 0.14 | 0.12 | 0.08 | 0.02 | 0 | 0.3 | 0.01 | 0 | 0 | 0 | 0 | 0.3 | 0.05 | 0.02 | 0.01 | 0.01 | 0 | True | False | Non Federally-Regulated | 11/02/2023 |  | 11/09/2023
Luminii Corp | Latona | 511-FL-A90-640-30-15-DL-** | Light Emitting Diode | Inseparable Luminaire | Direct Wired | 0-10 VDC Controls | 69.3 | 3000 | -0.0015 | 93 | 54 | 0 | 0.97 | Ambient | 15000 |  |  | 55000 | 0.01 | 13 | 12 | 0.33 | 0.14 | 0.12 | 0.08 | 0.02 | 0 | 0.3 | 0.01 | 0 | 0 | 0 | 0 | 0.3 | 0.05 | 0.02 | 0.01 | 0.01 | 0 | True | False | Non Federally-Regulated | 11/02/2023 |  | 11/09/2023
Luminii Corp | Latona | 511-FL-A90-640-35-07-DL-** | Light Emitting Diode | Inseparable Luminaire | Direct Wired | 0-10 VDC Controls | 83.9 | 3500 | -0.0008 | 94 | 63 | 0 | 0.94 | Ambient | 15000 |  |  | 55000 | 0.03 | 12 | 13 | 0.37 | 0.02 | 0.01 | 0.01 | 0.01 | 0.01 | 0.99 | 0.03 | 0.01 | 0.01 | 0.01 | 0 | 0.99 | 0.32 | 0.23 | 0.15 | 0.05 | 0.02 | True | False | Non Federally-Regulated | 11/02/2023 |  | 11/09/2023
Luminii Corp | Latona | 511-FL-A90-640-35-10-DL-** | Light Emitting Diode | Inseparable Luminaire | Direct Wired | 0-10 VDC Controls | 81.8 | 3500 | -0.0009 | 94 | 63 | 0 | 0.95 | Ambient | 15000 |  |  | 55000 | 0.01 | 13 | 12 | 0.33 | 0.14 | 0.12 | 0.08 | 0.02 | 0 | 0.3 | 0.01 | 0 | 0 | 0 | 0 | 0.3 | 0.05 | 0.02 | 0.01 | 0.01 | 0 | True | False | Non Federally-Regulated | 11/02/2023 |  | 11/09/2023
Luminii Corp | Latona | 511-FL-A90-640-35-15-DL-** | Light Emitting Diode | Inseparable Luminaire | Direct Wired | 0-10 VDC Controls | 81.5 | 3500 | -0.0011 | 94 | 59 | 0 | 0.95 | Ambient | 15000 |  |  | 55000 | 0.01 | 13 | 12 | 0.33 | 0.14 | 0.12 | 0.08 | 0.02 | 0 | 0.3 | 0.01 | 0 | 0 | 0 | 0 | 0.3 | 0.05 | 0.02 | 0.01 | 0.01 | 0 | True | False | Non Federally-Regulated | 11/02/2023 |  | 11/09/2023
Luminii Corp | Latona | 511-FL-A90-640-40-07-DL-** | Light Emitting Diode | Inseparable Luminaire | Direct Wired | 0-10 VDC Controls | 96.7 | 3816 | -0.0006 | 96 | 66 | 0 | 0.94 | Ambient | 15000 |  |  | 55000 | 0.03 | 12 | 13 | 0.37 | 0.02 | 0.01 | 0.01 | 0.01 | 0.01 | 0.99 | 0.03 | 0.01 | 0.01 | 0.01 | 0 | 0.99 | 0.32 | 0.23 | 0.15 | 0.05 | 0.02 | True | False | Non Federally-Regulated | 11/02/2023 |  | 11/09/2023
Luminii Corp | Latona | 511-FL-A90-640-40-10-DL-** | Light Emitting Diode | Inseparable Luminaire | Direct Wired | 0-10 VDC Controls | 94.3 | 3816 | -0.0007 | 96 | 66 | 0 | 0.94 | Ambient | 15000 |  |  | 55000 | 0.01 | 13 | 12 | 0.33 | 0.14 | 0.12 | 0.08 | 0.02 | 0 | 0.3 | 0.01 | 0 | 0 | 0 | 0 | 0.3 | 0.05 | 0.02 | 0.01 | 0.01 | 0 | True | False | Non Federally-Regulated | 11/02/2023 |  | 11/09/2023
Luminii Corp | Latona | 511-FL-A90-640-40-15-DL-** | Light Emitting Diode | Inseparable Luminaire | Direct Wired | 0-10 VDC Controls | 93.8 | 3816 | -0.0007 | 96 | 66 | 0 | 0.94 | Ambient | 15000 |  |  | 55000 | 0.01 | 13 | 12 | 0.33 | 0.14 | 0.12 | 0.08 | 0.02 | 0 | 0.3 | 0.01 | 0 | 0 | 0 | 0 | 0.3 | 0.05 | 0.02 | 0.01 | 0.01 | 0 | True | False | Non Federally-Regulated | 11/02/2023 |  | 11/09/2023
Luminii Corp | Latona | 511-FL-A90-660-27-07-DL-** | Light Emitting Diode | Inseparable Luminaire | Direct Wired | 0-10 VDC Controls | 64 | 2645 | -0.0012 | 92 | 55 | 0 | 0.93 | Ambient | 15000 |  |  | 55000 | 0.03 | 12 | 13 | 0.37 | 0.02 | 0.01 | 0.01 | 0.01 | 0.01 | 0.99 | 0.03 | 0.01 | 0.01 | 0.01 | 0 | 0.99 | 0.32 | 0.23 | 0.15 | 0.05 | 0.02 | True | False | Non Federally-Regulated | 11/02/2023 |  | 11/09/2023
Luminii Corp | Latona | 511-FL-A90-660-27-10-DL-** | Light Emitting Diode | Inseparable Luminaire | Direct Wired | 0-10 VDC Controls | 62.5 | 2653 | -0.0015 | 92 | 55 | 0 | 0.98 | Ambient | 15000 |  |  | 55000 | 0.01 | 13 | 12 | 0.33 | 0.14 | 0.12 | 0.08 | 0.02 | 0 | 0.3 | 0.01 | 0 | 0 | 0 | 0 | 0.3 | 0.05 | 0.02 | 0.01 | 0.01 | 0 | True | False | Non Federally-Regulated | 11/02/2023 |  | 11/09/2023
Luminii Corp | Latona | 511-FL-A90-660-27-15-DL-** | Light Emitting Diode | Inseparable Luminaire | Direct Wired | 0-10 VDC Controls | 62.2 | 2635 | -0.0017 | 92 | 51 | 0 | 0.99 | Ambient | 15000 |  |  | 55000 | 0.01 | 13 | 12 | 0.33 | 0.14 | 0.12 | 0.08 | 0.02 | 0 | 0.3 | 0.01 | 0 | 0 | 0 | 0 | 0.3 | 0.05 | 0.02 | 0.01 | 0.01 | 0 | True | False | Non Federally-Regulated | 11/02/2023 |  | 11/09/2023
Luminii Corp | Latona | 511-FL-A90-660-30-07-DL-** | Light Emitting Diode | Inseparable Luminaire | Direct Wired | 0-10 VDC Controls | 71.3 | 3000 | -0.011 | 93 | 58 | 0 | 0.93 | Ambient | 15000 |  |  | 55000 | 0.03 | 12 | 13 | 0.37 | 0.02 | 0.01 | 0.01 | 0.01 | 0.01 | 0.99 | 0.03 | 0.01 | 0.01 | 0.01 | 0 | 0.99 | 0.32 | 0.23 | 0.15 | 0.05 | 0.02 | True | False | Non Federally-Regulated | 11/02/2023 |  | 11/09/2023
Luminii Corp | Latona | 511-FL-A90-660-30-10-DL-** | Light Emitting Diode | Inseparable Luminaire | Direct Wired | 0-10 VDC Controls | 69.6 | 3000 | -0.0013 | 93 | 58 | 0 | 0.97 | Ambient | 15000 |  |  | 55000 | 0.01 | 13 | 12 | 0.33 | 0.14 | 0.12 | 0.08 | 0.02 | 0 | 0.3 | 0.01 | 0 | 0 | 0 | 0 | 0.3 | 0.05 | 0.02 | 0.01 | 0.01 | 0 | True | False | Non Federally-Regulated | 11/02/2023 |  | 11/09/2023
Luminii Corp | Latona | 511-FL-A90-660-30-15-DL-** | Light Emitting Diode | Inseparable Luminaire | Direct Wired | 0-10 VDC Controls | 69.3 | 3000 | -0.0015 | 93 | 54 | 0 | 0.97 | Ambient | 15000 |  |  | 55000 | 0.01 | 13 | 12 | 0.33 | 0.14 | 0.12 | 0.08 | 0.02 | 0 | 0.3 | 0.01 | 0 | 0 | 0 | 0 | 0.3 | 0.05 | 0.02 | 0.01 | 0.01 | 0 | True | False | Non Federally-Regulated | 11/02/2023 |  | 11/09/2023
Luminii Corp | Latona | 511-FL-A90-660-35-07-DL-** | Light Emitting Diode | Inseparable Luminaire | Direct Wired | 0-10 VDC Controls | 83.9 | 3500 | -0.0008 | 94 | 63 | 0 | 0.94 | Ambient | 15000 |  |  | 55000 | 0.03 | 12 | 13 | 0.37 | 0.02 | 0.01 | 0.01 | 0.01 | 0.01 | 0.99 | 0.03 | 0.01 | 0.01 | 0.01 | 0 | 0.99 | 0.32 | 0.23 | 0.15 | 0.05 | 0.02 | True | False | Non Federally-Regulated | 11/02/2023 |  | 11/09/2023
Luminii Corp | Latona | 511-FL-A90-660-35-10-DL-** | Light Emitting Diode | Inseparable Luminaire | Direct Wired | 0-10 VDC Controls | 81.8 | 3500 | -0.0009 | 94 | 63 | 0 | 0.95 | Ambient | 15000 |  |  | 55000 | 0.01 | 13 | 12 | 0.33 | 0.14 | 0.12 | 0.08 | 0.02 | 0 | 0.3 | 0.01 | 0 | 0 | 0 | 0 | 0.3 | 0.05 | 0.02 | 0.01 | 0.01 | 0 | True | False | Non Federally-Regulated | 11/02/2023 |  | 11/09/2023
Luminii Corp | Latona | 511-FL-A90-660-35-15-DL-** | Light Emitting Diode | Inseparable Luminaire | Direct Wired | 0-10 VDC Controls | 81.5 | 3500 | -0.0011 | 94 | 59 | 0 | 0.95 | Ambient | 15000 |  |  | 55000 | 0.01 | 13 | 12 | 0.33 | 0.14 | 0.12 | 0.08 | 0.02 | 0 | 0.3 | 0.01 | 0 | 0 | 0 | 0 | 0.3 | 0.05 | 0.02 | 0.01 | 0.01 | 0 | True | False | Non Federally-Regulated | 11/02/2023 |  | 11/09/2023
Luminii Corp | Latona | 511-FL-A90-660-40-07-DL-** | Light Emitting Diode | Inseparable Luminaire | Direct Wired | 0-10 VDC Controls | 96.7 | 3816 | -0.0006 | 96 | 66 | 0 | 0.94 | Ambient | 15000 |  |  | 55000 | 0.03 | 12 | 13 | 0.37 | 0.02 | 0.01 | 0.01 | 0.01 | 0.01 | 0.99 | 0.03 | 0.01 | 0.01 | 0.01 | 0 | 0.99 | 0.32 | 0.23 | 0.15 | 0.05 | 0.02 | True | False | Non Federally-Regulated | 11/02/2023 |  | 11/09/2023
Luminii Corp | Latona | 511-FL-A90-660-40-10-DL-** | Light Emitting Diode | Inseparable Luminaire | Direct Wired | 0-10 VDC Controls | 94.3 | 3816 | -0.0007 | 96 | 66 | 0 | 0.94 | Ambient | 15000 |  |  | 55000 | 0.01 | 13 | 12 | 0.33 | 0.14 | 0.12 | 0.08 | 0.02 | 0 | 0.3 | 0.01 | 0 | 0 | 0 | 0 | 0.3 | 0.05 | 0.02 | 0.01 | 0.01 | 0 | True | False | Non Federally-Regulated | 11/02/2023 |  | 11/09/2023
Luminii Corp | Latona | 511-FL-A90-660-40-15-DL-** | Light Emitting Diode | Inseparable Luminaire | Direct Wired | 0-10 VDC Controls | 93.8 | 3816 | -0.0007 | 96 | 66 | 0 | 0.94 | Ambient | 15000 |  |  | 55000 | 0.01 | 13 | 12 | 0.33 | 0.14 | 0.12 | 0.08 | 0.02 | 0 | 0.3 | 0.01 | 0 | 0 | 0 | 0 | 0.3 | 0.05 | 0.02 | 0.01 | 0.01 | 0 | True | False | Non Federally-Regulated | 11/02/2023 |  | 11/09/2023
Luminii Corp | Latona | 511-99-A90-615-27-07-DL-** | Light Emitting Diode | Inseparable Luminaire | Direct Wired | 0-10 VDC Controls | 64 | 2645 | -0.0012 | 92 | 55 | 0 | 0.93 | Ambient | 15000 |  |  | 55000 | 0.03 | 12 | 13 | 0.37 | 0.02 | 0.01 | 0.01 | 0.01 | 0.01 | 0.99 | 0.03 | 0.01 | 0.01 | 0.01 | 0 | 0.99 | 0.32 | 0.23 | 0.15 | 0.05 | 0.02 | True | False | Non Federally-Regulated | 11/02/2023 |  | 11/09/2023
Luminii Corp | Latona | 511-99-A90-615-27-10-DL-** | Light Emitting Diode | Inseparable Luminaire | Direct Wired | 0-10 VDC Controls | 62.5 | 2653 | -0.0015 | 92 | 55 | 0 | 0.98 | Ambient | 15000 |  |  | 55000 | 0.01 | 13 | 12 | 0.33 | 0.14 | 0.12 | 0.08 | 0.02 | 0 | 0.3 | 0.01 | 0 | 0 | 0 | 0 | 0.3 | 0.05 | 0.02 | 0.01 | 0.01 | 0 | True | False | Non Federally-Regulated | 11/02/2023 |  | 11/09/2023
Luminii Corp | Latona | 511-99-A90-615-27-15-DL-** | Light Emitting Diode | Inseparable Luminaire | Direct Wired | 0-10 VDC Controls | 62.2 | 2635 | -0.0017 | 92 | 51 | 0 | 0.99 | Ambient | 15000 |  |  | 55000 | 0.01 | 13 | 12 | 0.33 | 0.14 | 0.12 | 0.08 | 0.02 | 0 | 0.3 | 0.01 | 0 | 0 | 0 | 0 | 0.3 | 0.05 | 0.02 | 0.01 | 0.01 | 0 | True | False | Non Federally-Regulated | 11/02/2023 |  | 11/09/2023
Luminii Corp | Latona | 511-99-A90-615-30-07-DL-** | Light Emitting Diode | Inseparable Luminaire | Direct Wired | 0-10 VDC Controls | 71.3 | 3000 | -0.011 | 93 | 58 | 0 | 0.93 | Ambient | 15000 |  |  | 55000 | 0.03 | 12 | 13 | 0.37 | 0.02 | 0.01 | 0.01 | 0.01 | 0.01 | 0.99 | 0.03 | 0.01 | 0.01 | 0.01 | 0 | 0.99 | 0.32 | 0.23 | 0.15 | 0.05 | 0.02 | True | False | Non Federally-Regulated | 11/02/2023 |  | 11/09/2023
Luminii Corp | Latona | 511-99-A90-615-30-10-DL-** | Light Emitting Diode | Inseparable Luminaire | Direct Wired | 0-10 VDC Controls | 69.6 | 3000 | -0.0013 | 93 | 58 | 0 | 0.97 | Ambient | 15000 |  |  | 55000 | 0.01 | 13 | 12 | 0.33 | 0.14 | 0.12 | 0.08 | 0.02 | 0 | 0.3 | 0.01 | 0 | 0 | 0 | 0 | 0.3 | 0.05 | 0.02 | 0.01 | 0.01 | 0 | True | False | Non Federally-Regulated | 11/02/2023 |  | 11/09/2023
Luminii Corp | Latona | 511-99-A90-615-30-15-DL-** | Light Emitting Diode | Inseparable Luminaire | Direct Wired | 0-10 VDC Controls | 69.3 | 3000 | -0.0015 | 93 | 54 | 0 | 0.97 | Ambient | 15000 |  |  | 55000 | 0.01 | 13 | 12 | 0.33 | 0.14 | 0.12 | 0.08 | 0.02 | 0 | 0.3 | 0.01 | 0 | 0 | 0 | 0 | 0.3 | 0.05 | 0.02 | 0.01 | 0.01 | 0 | True | False | Non Federally-Regulated | 11/02/2023 |  | 11/09/2023
Luminii Corp | Latona | 511-99-A90-615-35-07-DL-** | Light Emitting Diode | Inseparable Luminaire | Direct Wired | 0-10 VDC Controls | 83.9 | 3500 | -0.0008 | 94 | 63 | 0 | 0.94 | Ambient | 15000 |  |  | 55000 | 0.03 | 12 | 13 | 0.37 | 0.02 | 0.01 | 0.01 | 0.01 | 0.01 | 0.99 | 0.03 | 0.01 | 0.01 | 0.01 | 0 | 0.99 | 0.32 | 0.23 | 0.15 | 0.05 | 0.02 | True | False | Non Federally-Regulated | 11/02/2023 |  | 11/09/2023
Luminii Corp | Latona | 511-99-A90-615-35-10-DL-** | Light Emitting Diode | Inseparable Luminaire | Direct Wired | 0-10 VDC Controls | 81.8 | 3500 | -0.0009 | 94 | 63 | 0 | 0.95 | Ambient | 15000 |  |  | 55000 | 0.01 | 13 | 12 | 0.33 | 0.14 | 0.12 | 0.08 | 0.02 | 0 | 0.3 | 0.01 | 0 | 0 | 0 | 0 | 0.3 | 0.05 | 0.02 | 0.01 | 0.01 | 0 | True | False | Non Federally-Regulated | 11/02/2023 |  | 11/09/2023
Luminii Corp | Latona | 511-99-A90-615-35-15-DL-** | Light Emitting Diode | Inseparable Luminaire | Direct Wired | 0-10 VDC Controls | 81.5 | 3500 | -0.0011 | 94 | 59 | 0 | 0.95 | Ambient | 15000 |  |  | 55000 | 0.01 | 13 | 12 | 0.33 | 0.14 | 0.12 | 0.08 | 0.02 | 0 | 0.3 | 0.01 | 0 | 0 | 0 | 0 | 0.3 | 0.05 | 0.02 | 0.01 | 0.01 | 0 | True | False | Non Federally-Regulated | 11/02/2023 |  | 11/09/2023
Luminii Corp | Latona | 511-99-A90-615-40-07-DL-** | Light Emitting Diode | Inseparable Luminaire | Direct Wired | 0-10 VDC Controls | 96.7 | 3816 | -0.0006 | 96 | 66 | 0 | 0.94 | Ambient | 15000 |  |  | 55000 | 0.03 | 12 | 13 | 0.37 | 0.02 | 0.01 | 0.01 | 0.01 | 0.01 | 0.99 | 0.03 | 0.01 | 0.01 | 0.01 | 0 | 0.99 | 0.32 | 0.23 | 0.15 | 0.05 | 0.02 | True | False | Non Federally-Regulated | 11/02/2023 |  | 11/09/2023
Luminii Corp | Latona | 511-99-A90-615-40-10-DL-** | Light Emitting Diode | Inseparable Luminaire | Direct Wired | 0-10 VDC Controls | 94.3 | 3816 | -0.0007 | 96 | 66 | 0 | 0.94 | Ambient | 15000 |  |  | 55000 | 0.01 | 13 | 12 | 0.33 | 0.14 | 0.12 | 0.08 | 0.02 | 0 | 0.3 | 0.01 | 0 | 0 | 0 | 0 | 0.3 | 0.05 | 0.02 | 0.01 | 0.01 | 0 | True | False | Non Federally-Regulated | 11/02/2023 |  | 11/09/2023
Luminii Corp | Latona | 511-99-A90-615-40-15-DL-** | Light Emitting Diode | Inseparable Luminaire | Direct Wired | 0-10 VDC Controls | 93.8 | 3816 | -0.0007 | 96 | 66 | 0 | 0.94 | Ambient | 15000 |  |  | 55000 | 0.01 | 13 | 12 | 0.33 | 0.14 | 0.12 | 0.08 | 0.02 | 0 | 0.3 | 0.01 | 0 | 0 | 0 | 0 | 0.3 | 0.05 | 0.02 | 0.01 | 0.01 | 0 | True | False | Non Federally-Regulated | 11/02/2023 |  | 11/09/2023
Luminii Corp | Latona | 511-99-A90-638F-27-07-DL-** | Light Emitting Diode | Inseparable Luminaire | Direct Wired | 0-10 VDC Controls | 64 | 2645 | -0.0012 | 92 | 55 | 0 | 0.93 | Ambient | 15000 |  |  | 55000 | 0.03 | 12 | 13 | 0.37 | 0.02 | 0.01 | 0.01 | 0.01 | 0.01 | 0.99 | 0.03 | 0.01 | 0.01 | 0.01 | 0 | 0.99 | 0.32 | 0.23 | 0.15 | 0.05 | 0.02 | True | False | Non Federally-Regulated | 11/02/2023 |  | 11/09/2023
Luminii Corp | Latona | 511-99-A90-638F-27-10-DL-** | Light Emitting Diode | Inseparable Luminaire | Direct Wired | 0-10 VDC Controls | 62.5 | 2653 | -0.0015 | 92 | 55 | 0 | 0.98 | Ambient | 15000 |  |  | 55000 | 0.01 | 13 | 12 | 0.33 | 0.14 | 0.12 | 0.08 | 0.02 | 0 | 0.3 | 0.01 | 0 | 0 | 0 | 0 | 0.3 | 0.05 | 0.02 | 0.01 | 0.01 | 0 | True | False | Non Federally-Regulated | 11/02/2023 |  | 11/09/2023
Luminii Corp | Latona | 511-99-A90-638F-27-15-DL-** | Light Emitting Diode | Inseparable Luminaire | Direct Wired | 0-10 VDC Controls | 62.2 | 2635 | -0.0017 | 92 | 51 | 0 | 0.99 | Ambient | 15000 |  |  | 55000 | 0.01 | 13 | 12 | 0.33 | 0.14 | 0.12 | 0.08 | 0.02 | 0 | 0.3 | 0.01 | 0 | 0 | 0 | 0 | 0.3 | 0.05 | 0.02 | 0.01 | 0.01 | 0 | True | False | Non Federally-Regulated | 11/02/2023 |  | 11/09/2023
Luminii Corp | Latona | 511-99-A90-638F-30-07-DL-** | Light Emitting Diode | Inseparable Luminaire | Direct Wired | 0-10 VDC Controls | 71.3 | 3000 | -0.011 | 93 | 58 | 0 | 0.93 | Ambient | 15000 |  |  | 55000 | 0.03 | 12 | 13 | 0.37 | 0.02 | 0.01 | 0.01 | 0.01 | 0.01 | 0.99 | 0.03 | 0.01 | 0.01 | 0.01 | 0 | 0.99 | 0.32 | 0.23 | 0.15 | 0.05 | 0.02 | True | False | Non Federally-Regulated | 11/02/2023 |  | 11/09/2023
Luminii Corp | Latona | 511-99-A90-638F-30-10-DL-** | Light Emitting Diode | Inseparable Luminaire | Direct Wired | 0-10 VDC Controls | 69.6 | 3000 | -0.0013 | 93 | 58 | 0 | 0.97 | Ambient | 15000 |  |  | 55000 | 0.01 | 13 | 12 | 0.33 | 0.14 | 0.12 | 0.08 | 0.02 | 0 | 0.3 | 0.01 | 0 | 0 | 0 | 0 | 0.3 | 0.05 | 0.02 | 0.01 | 0.01 | 0 | True | False | Non Federally-Regulated | 11/02/2023 |  | 11/09/2023
Luminii Corp | Latona | 511-99-A90-638F-30-15-DL-** | Light Emitting Diode | Inseparable Luminaire | Direct Wired | 0-10 VDC Controls | 69.3 | 3000 | -0.0015 | 93 | 54 | 0 | 0.97 | Ambient | 15000 |  |  | 55000 | 0.01 | 13 | 12 | 0.33 | 0.14 | 0.12 | 0.08 | 0.02 | 0 | 0.3 | 0.01 | 0 | 0 | 0 | 0 | 0.3 | 0.05 | 0.02 | 0.01 | 0.01 | 0 | True | False | Non Federally-Regulated | 11/02/2023 |  | 11/09/2023
Luminii Corp | Latona | 511-99-A90-638F-35-07-DL-** | Light Emitting Diode | Inseparable Luminaire | Direct Wired | 0-10 VDC Controls | 83.9 | 3500 | -0.0008 | 94 | 63 | 0 | 0.94 | Ambient | 15000 |  |  | 55000 | 0.03 | 12 | 13 | 0.37 | 0.02 | 0.01 | 0.01 | 0.01 | 0.01 | 0.99 | 0.03 | 0.01 | 0.01 | 0.01 | 0 | 0.99 | 0.32 | 0.23 | 0.15 | 0.05 | 0.02 | True | False | Non Federally-Regulated | 11/02/2023 |  | 11/09/2023
Luminii Corp | Latona | 511-99-A90-638F-35-10-DL-** | Light Emitting Diode | Inseparable Luminaire | Direct Wired | 0-10 VDC Controls | 81.8 | 3500 | -0.0009 | 94 | 63 | 0 | 0.95 | Ambient | 15000 |  |  | 55000 | 0.01 | 13 | 12 | 0.33 | 0.14 | 0.12 | 0.08 | 0.02 | 0 | 0.3 | 0.01 | 0 | 0 | 0 | 0 | 0.3 | 0.05 | 0.02 | 0.01 | 0.01 | 0 | True | False | Non Federally-Regulated | 11/02/2023 |  | 11/09/2023
Luminii Corp | Latona | 511-99-A90-638F-35-15-DL-** | Light Emitting Diode | Inseparable Luminaire | Direct Wired | 0-10 VDC Controls | 81.5 | 3500 | -0.0011 | 94 | 59 | 0 | 0.95 | Ambient | 15000 |  |  | 55000 | 0.01 | 13 | 12 | 0.33 | 0.14 | 0.12 | 0.08 | 0.02 | 0 | 0.3 | 0.01 | 0 | 0 | 0 | 0 | 0.3 | 0.05 | 0.02 | 0.01 | 0.01 | 0 | True | False | Non Federally-Regulated | 11/02/2023 |  | 11/09/2023
Luminii Corp | Latona | 511-99-A90-638F-40-07-DL-** | Light Emitting Diode | Inseparable Luminaire | Direct Wired | 0-10 VDC Controls | 96.7 | 3816 | -0.0006 | 96 | 66 | 0 | 0.94 | Ambient | 15000 |  |  | 55000 | 0.03 | 12 | 13 | 0.37 | 0.02 | 0.01 | 0.01 | 0.01 | 0.01 | 0.99 | 0.03 | 0.01 | 0.01 | 0.01 | 0 | 0.99 | 0.32 | 0.23 | 0.15 | 0.05 | 0.02 | True | False | Non Federally-Regulated | 11/02/2023 |  | 11/09/2023
Luminii Corp | Latona | 511-99-A90-638F-40-10-DL-** | Light Emitting Diode | Inseparable Luminaire | Direct Wired | 0-10 VDC Controls | 94.3 | 3816 | -0.0007 | 96 | 66 | 0 | 0.94 | Ambient | 15000 |  |  | 55000 | 0.01 | 13 | 12 | 0.33 | 0.14 | 0.12 | 0.08 | 0.02 | 0 | 0.3 | 0.01 | 0 | 0 | 0 | 0 | 0.3 | 0.05 | 0.02 | 0.01 | 0.01 | 0 | True | False | Non Federally-Regulated | 11/02/2023 |  | 11/09/2023
Luminii Corp | Latona | 511-99-A90-638F-40-15-DL-** | Light Emitting Diode | Inseparable Luminaire | Direct Wired | 0-10 VDC Controls | 93.8 | 3816 | -0.0007 | 96 | 66 | 0 | 0.94 | Ambient | 15000 |  |  | 55000 | 0.01 | 13 | 12 | 0.33 | 0.14 | 0.12 | 0.08 | 0.02 | 0 | 0.3 | 0.01 | 0 | 0 | 0 | 0 | 0.3 | 0.05 | 0.02 | 0.01 | 0.01 | 0 | True | False | Non Federally-Regulated | 11/02/2023 |  | 11/09/2023
Luminii Corp | Latona | 511-99-A90-640-27-07-DL-** | Light Emitting Diode | Inseparable Luminaire | Direct Wired | 0-10 VDC Controls | 64 | 2645 | -0.0012 | 92 | 55 | 0 | 0.93 | Ambient | 15000 |  |  | 55000 | 0.03 | 12 | 13 | 0.37 | 0.02 | 0.01 | 0.01 | 0.01 | 0.01 | 0.99 | 0.03 | 0.01 | 0.01 | 0.01 | 0 | 0.99 | 0.32 | 0.23 | 0.15 | 0.05 | 0.02 | True | False | Non Federally-Regulated | 11/02/2023 |  | 11/09/2023
Luminii Corp | Latona | 511-99-A90-640-27-10-DL-** | Light Emitting Diode | Inseparable Luminaire | Direct Wired | 0-10 VDC Controls | 62.5 | 2653 | -0.0015 | 92 | 55 | 0 | 0.98 | Ambient | 15000 |  |  | 55000 | 0.01 | 13 | 12 | 0.33 | 0.14 | 0.12 | 0.08 | 0.02 | 0 | 0.3 | 0.01 | 0 | 0 | 0 | 0 | 0.3 | 0.05 | 0.02 | 0.01 | 0.01 | 0 | True | False | Non Federally-Regulated | 11/02/2023 |  | 11/09/2023
Luminii Corp | Latona | 511-99-A90-640-27-15-DL-** | Light Emitting Diode | Inseparable Luminaire | Direct Wired | 0-10 VDC Controls | 62.2 | 2635 | -0.0017 | 92 | 51 | 0 | 0.99 | Ambient | 15000 |  |  | 55000 | 0.01 | 13 | 12 | 0.33 | 0.14 | 0.12 | 0.08 | 0.02 | 0 | 0.3 | 0.01 | 0 | 0 | 0 | 0 | 0.3 | 0.05 | 0.02 | 0.01 | 0.01 | 0 | True | False | Non Federally-Regulated | 11/02/2023 |  | 11/09/2023
Luminii Corp | Latona | 511-99-A90-640-30-07-DL-** | Light Emitting Diode | Inseparable Luminaire | Direct Wired | 0-10 VDC Controls | 71.3 | 3000 | -0.011 | 93 | 58 | 0 | 0.93 | Ambient | 15000 |  |  | 55000 | 0.03 | 12 | 13 | 0.37 | 0.02 | 0.01 | 0.01 | 0.01 | 0.01 | 0.99 | 0.03 | 0.01 | 0.01 | 0.01 | 0 | 0.99 | 0.32 | 0.23 | 0.15 | 0.05 | 0.02 | True | False | Non Federally-Regulated | 11/02/2023 |  | 11/09/2023
Luminii Corp | Latona | 511-99-A90-640-30-10-DL-** | Light Emitting Diode | Inseparable Luminaire | Direct Wired | 0-10 VDC Controls | 69.6 | 3000 | -0.0013 | 93 | 58 | 0 | 0.97 | Ambient | 15000 |  |  | 55000 | 0.01 | 13 | 12 | 0.33 | 0.14 | 0.12 | 0.08 | 0.02 | 0 | 0.3 | 0.01 | 0 | 0 | 0 | 0 | 0.3 | 0.05 | 0.02 | 0.01 | 0.01 | 0 | True | False | Non Federally-Regulated | 11/02/2023 |  | 11/09/2023
Luminii Corp | Latona | 511-99-A90-640-30-15-DL-** | Light Emitting Diode | Inseparable Luminaire | Direct Wired | 0-10 VDC Controls | 69.3 | 3000 | -0.0015 | 93 | 54 | 0 | 0.97 | Ambient | 15000 |  |  | 55000 | 0.01 | 13 | 12 | 0.33 | 0.14 | 0.12 | 0.08 | 0.02 | 0 | 0.3 | 0.01 | 0 | 0 | 0 | 0 | 0.3 | 0.05 | 0.02 | 0.01 | 0.01 | 0 | True | False | Non Federally-Regulated | 11/02/2023 |  | 11/09/2023
Luminii Corp | Latona | 511-99-A90-640-35-07-DL-** | Light Emitting Diode | Inseparable Luminaire | Direct Wired | 0-10 VDC Controls | 83.9 | 3500 | -0.0008 | 94 | 63 | 0 | 0.94 | Ambient | 15000 |  |  | 55000 | 0.03 | 12 | 13 | 0.37 | 0.02 | 0.01 | 0.01 | 0.01 | 0.01 | 0.99 | 0.03 | 0.01 | 0.01 | 0.01 | 0 | 0.99 | 0.32 | 0.23 | 0.15 | 0.05 | 0.02 | True | False | Non Federally-Regulated | 11/02/2023 |  | 11/09/2023
Luminii Corp | Latona | 511-99-A90-640-35-10-DL-** | Light Emitting Diode | Inseparable Luminaire | Direct Wired | 0-10 VDC Controls | 81.8 | 3500 | -0.0009 | 94 | 63 | 0 | 0.95 | Ambient | 15000 |  |  | 55000 | 0.01 | 13 | 12 | 0.33 | 0.14 | 0.12 | 0.08 | 0.02 | 0 | 0.3 | 0.01 | 0 | 0 | 0 | 0 | 0.3 | 0.05 | 0.02 | 0.01 | 0.01 | 0 | True | False | Non Federally-Regulated | 11/02/2023 |  | 11/09/2023
Luminii Corp | Latona | 511-99-A90-640-35-15-DL-** | Light Emitting Diode | Inseparable Luminaire | Direct Wired | 0-10 VDC Controls | 81.5 | 3500 | -0.0011 | 94 | 59 | 0 | 0.95 | Ambient | 15000 |  |  | 55000 | 0.01 | 13 | 12 | 0.33 | 0.14 | 0.12 | 0.08 | 0.02 | 0 | 0.3 | 0.01 | 0 | 0 | 0 | 0 | 0.3 | 0.05 | 0.02 | 0.01 | 0.01 | 0 | True | False | Non Federally-Regulated | 11/02/2023 |  | 11/09/2023
Luminii Corp | Latona | 511-99-A90-640-40-07-DL-** | Light Emitting Diode | Inseparable Luminaire | Direct Wired | 0-10 VDC Controls | 96.7 | 3816 | -0.0006 | 96 | 66 | 0 | 0.94 | Ambient | 15000 |  |  | 55000 | 0.03 | 12 | 13 | 0.37 | 0.02 | 0.01 | 0.01 | 0.01 | 0.01 | 0.99 | 0.03 | 0.01 | 0.01 | 0.01 | 0 | 0.99 | 0.32 | 0.23 | 0.15 | 0.05 | 0.02 | True | False | Non Federally-Regulated | 11/02/2023 |  | 11/09/2023
Luminii Corp | Latona | 511-99-A90-640-40-10-DL-** | Light Emitting Diode | Inseparable Luminaire | Direct Wired | 0-10 VDC Controls | 94.3 | 3816 | -0.0007 | 96 | 66 | 0 | 0.94 | Ambient | 15000 |  |  | 55000 | 0.01 | 13 | 12 | 0.33 | 0.14 | 0.12 | 0.08 | 0.02 | 0 | 0.3 | 0.01 | 0 | 0 | 0 | 0 | 0.3 | 0.05 | 0.02 | 0.01 | 0.01 | 0 | True | False | Non Federally-Regulated | 11/02/2023 |  | 11/09/2023
Luminii Corp | Latona | 511-99-A90-640-40-15-DL-** | Light Emitting Diode | Inseparable Luminaire | Direct Wired | 0-10 VDC Controls | 93.8 | 3816 | -0.0007 | 96 | 66 | 0 | 0.94 | Ambient | 15000 |  |  | 55000 | 0.01 | 13 | 12 | 0.33 | 0.14 | 0.12 | 0.08 | 0.02 | 0 | 0.3 | 0.01 | 0 | 0 | 0 | 0 | 0.3 | 0.05 | 0.02 | 0.01 | 0.01 | 0 | True | False | Non Federally-Regulated | 11/02/2023 |  | 11/09/2023
Luminii Corp | Latona | 511-99-A90-660-27-07-DL-** | Light Emitting Diode | Inseparable Luminaire | Direct Wired | 0-10 VDC Controls | 64 | 2645 | -0.0012 | 92 | 55 | 0 | 0.93 | Ambient | 15000 |  |  | 55000 | 0.03 | 12 | 13 | 0.37 | 0.02 | 0.01 | 0.01 | 0.01 | 0.01 | 0.99 | 0.03 | 0.01 | 0.01 | 0.01 | 0 | 0.99 | 0.32 | 0.23 | 0.15 | 0.05 | 0.02 | True | False | Non Federally-Regulated | 11/02/2023 |  | 11/09/2023
Luminii Corp | Latona | 511-99-A90-660-27-10-DL-** | Light Emitting Diode | Inseparable Luminaire | Direct Wired | 0-10 VDC Controls | 62.5 | 2653 | -0.0015 | 92 | 55 | 0 | 0.98 | Ambient | 15000 |  |  | 55000 | 0.01 | 13 | 12 | 0.33 | 0.14 | 0.12 | 0.08 | 0.02 | 0 | 0.3 | 0.01 | 0 | 0 | 0 | 0 | 0.3 | 0.05 | 0.02 | 0.01 | 0.01 | 0 | True | False | Non Federally-Regulated | 11/02/2023 |  | 11/09/2023
Luminii Corp | Latona | 511-99-A90-660-27-15-DL-** | Light Emitting Diode | Inseparable Luminaire | Direct Wired | 0-10 VDC Controls | 62.2 | 2635 | -0.0017 | 92 | 51 | 0 | 0.99 | Ambient | 15000 |  |  | 55000 | 0.01 | 13 | 12 | 0.33 | 0.14 | 0.12 | 0.08 | 0.02 | 0 | 0.3 | 0.01 | 0 | 0 | 0 | 0 | 0.3 | 0.05 | 0.02 | 0.01 | 0.01 | 0 | True | False | Non Federally-Regulated | 11/02/2023 |  | 11/09/2023
Luminii Corp | Latona | 511-99-A90-660-30-07-DL-** | Light Emitting Diode | Inseparable Luminaire | Direct Wired | 0-10 VDC Controls | 71.3 | 3000 | -0.011 | 93 | 58 | 0 | 0.93 | Ambient | 15000 |  |  | 55000 | 0.03 | 12 | 13 | 0.37 | 0.02 | 0.01 | 0.01 | 0.01 | 0.01 | 0.99 | 0.03 | 0.01 | 0.01 | 0.01 | 0 | 0.99 | 0.32 | 0.23 | 0.15 | 0.05 | 0.02 | True | False | Non Federally-Regulated | 11/02/2023 |  | 11/09/2023
Luminii Corp | Latona | 511-99-A90-660-30-10-DL-** | Light Emitting Diode | Inseparable Luminaire | Direct Wired | 0-10 VDC Controls | 69.6 | 3000 | -0.0013 | 93 | 58 | 0 | 0.97 | Ambient | 15000 |  |  | 55000 | 0.01 | 13 | 12 | 0.33 | 0.14 | 0.12 | 0.08 | 0.02 | 0 | 0.3 | 0.01 | 0 | 0 | 0 | 0 | 0.3 | 0.05 | 0.02 | 0.01 | 0.01 | 0 | True | False | Non Federally-Regulated | 11/02/2023 |  | 11/09/2023
Luminii Corp | Latona | 511-99-A90-660-30-15-DL-** | Light Emitting Diode | Inseparable Luminaire | Direct Wired | 0-10 VDC Controls | 69.3 | 3000 | -0.0015 | 93 | 54 | 0 | 0.97 | Ambient | 15000 |  |  | 55000 | 0.01 | 13 | 12 | 0.33 | 0.14 | 0.12 | 0.08 | 0.02 | 0 | 0.3 | 0.01 | 0 | 0 | 0 | 0 | 0.3 | 0.05 | 0.02 | 0.01 | 0.01 | 0 | True | False | Non Federally-Regulated | 11/02/2023 |  | 11/09/2023
Luminii Corp | Latona | 511-99-A90-660-35-07-DL-** | Light Emitting Diode | Inseparable Luminaire | Direct Wired | 0-10 VDC Controls | 83.9 | 3500 | -0.0008 | 94 | 63 | 0 | 0.94 | Ambient | 15000 |  |  | 55000 | 0.03 | 12 | 13 | 0.37 | 0.02 | 0.01 | 0.01 | 0.01 | 0.01 | 0.99 | 0.03 | 0.01 | 0.01 | 0.01 | 0 | 0.99 | 0.32 | 0.23 | 0.15 | 0.05 | 0.02 | True | False | Non Federally-Regulated | 11/02/2023 |  | 11/09/2023
Luminii Corp | Latona | 511-99-A90-660-35-10-DL-** | Light Emitting Diode | Inseparable Luminaire | Direct Wired | 0-10 VDC Controls | 81.8 | 3500 | -0.0009 | 94 | 63 | 0 | 0.95 | Ambient | 15000 |  |  | 55000 | 0.01 | 13 | 12 | 0.33 | 0.14 | 0.12 | 0.08 | 0.02 | 0 | 0.3 | 0.01 | 0 | 0 | 0 | 0 | 0.3 | 0.05 | 0.02 | 0.01 | 0.01 | 0 | True | False | Non Federally-Regulated | 11/02/2023 |  | 11/09/2023
Luminii Corp | Latona | 511-99-A90-660-35-15-DL-** | Light Emitting Diode | Inseparable Luminaire | Direct Wired | 0-10 VDC Controls | 81.5 | 3500 | -0.0011 | 94 | 59 | 0 | 0.95 | Ambient | 15000 |  |  | 55000 | 0.01 | 13 | 12 | 0.33 | 0.14 | 0.12 | 0.08 | 0.02 | 0 | 0.3 | 0.01 | 0 | 0 | 0 | 0 | 0.3 | 0.05 | 0.02 | 0.01 | 0.01 | 0 | True | False | Non Federally-Regulated | 11/02/2023 |  | 11/09/2023
Luminii Corp | Latona | 511-99-A90-660-40-07-DL-** | Light Emitting Diode | Inseparable Luminaire | Direct Wired | 0-10 VDC Controls | 96.7 | 3816 | -0.0006 | 96 | 66 | 0 | 0.94 | Ambient | 15000 |  |  | 55000 | 0.03 | 12 | 13 | 0.37 | 0.02 | 0.01 | 0.01 | 0.01 | 0.01 | 0.99 | 0.03 | 0.01 | 0.01 | 0.01 | 0 | 0.99 | 0.32 | 0.23 | 0.15 | 0.05 | 0.02 | True | False | Non Federally-Regulated | 11/02/2023 |  | 11/09/2023
Luminii Corp | Latona | 511-99-A90-660-40-10-DL-** | Light Emitting Diode | Inseparable Luminaire | Direct Wired | 0-10 VDC Controls | 94.3 | 3816 | -0.0007 | 96 | 66 | 0 | 0.94 | Ambient | 15000 |  |  | 55000 | 0.01 | 13 | 12 | 0.33 | 0.14 | 0.12 | 0.08 | 0.02 | 0 | 0.3 | 0.01 | 0 | 0 | 0 | 0 | 0.3 | 0.05 | 0.02 | 0.01 | 0.01 | 0 | True | False | Non Federally-Regulated | 11/02/2023 |  | 11/09/2023
Luminii Corp | Latona | 511-99-A90-660-40-15-DL-** | Light Emitting Diode | Inseparable Luminaire | Direct Wired | 0-10 VDC Controls | 93.8 | 3816 | -0.0007 | 96 | 66 | 0 | 0.94 | Ambient | 15000 |  |  | 55000 | 0.01 | 13 | 12 | 0.33 | 0.14 | 0.12 | 0.08 | 0.02 | 0 | 0.3 | 0.01 | 0 | 0 | 0 | 0 | 0.3 | 0.05 | 0.02 | 0.01 | 0.01 | 0 | True | False | Non Federally-Regulated | 11/02/2023 |  | 11/09/2023
Luminii Corp | Latona | 510-FL-A90-615-27-07-00-** | Light Emitting Diode | Inseparable Luminaire | Direct Wired | 0-10 VDC Controls | 64 | 2645 | -0.0012 | 92 | 55 | 0 | 0.93 | Ambient | 15000 |  |  | 55000 | 0.03 | 12 | 13 | 0.37 | 0.02 | 0.01 | 0.01 | 0.01 | 0.01 | 0.99 | 0.03 | 0.01 | 0.01 | 0.01 | 0 | 0.99 | 0.32 | 0.23 | 0.15 | 0.05 | 0.02 | True | False | Non Federally-Regulated | 11/02/2023 |  | 11/09/2023
Luminii Corp | Latona | 510-FL-A90-615-27-10-00-** | Light Emitting Diode | Inseparable Luminaire | Direct Wired | 0-10 VDC Controls | 62.5 | 2653 | -0.0015 | 92 | 55 | 0 | 0.98 | Ambient | 15000 |  |  | 55000 | 0.01 | 13 | 12 | 0.33 | 0.14 | 0.12 | 0.08 | 0.02 | 0 | 0.3 | 0.01 | 0 | 0 | 0 | 0 | 0.3 | 0.05 | 0.02 | 0.01 | 0.01 | 0 | True | False | Non Federally-Regulated | 11/02/2023 |  | 11/09/2023
Luminii Corp | Latona | 510-FL-A90-615-27-15-00-** | Light Emitting Diode | Inseparable Luminaire | Direct Wired | 0-10 VDC Controls | 62.2 | 2635 | -0.0017 | 92 | 51 | 0 | 0.99 | Ambient | 15000 |  |  | 55000 | 0.01 | 13 | 12 | 0.33 | 0.14 | 0.12 | 0.08 | 0.02 | 0 | 0.3 | 0.01 | 0 | 0 | 0 | 0 | 0.3 | 0.05 | 0.02 | 0.01 | 0.01 | 0 | True | False | Non Federally-Regulated | 11/02/2023 |  | 11/09/2023
Luminii Corp | Latona | 510-FL-A90-615-30-07-00-** | Light Emitting Diode | Inseparable Luminaire | Direct Wired | 0-10 VDC Controls | 71.3 | 3000 | -0.011 | 93 | 58 | 0 | 0.93 | Ambient | 15000 |  |  | 55000 | 0.03 | 12 | 13 | 0.37 | 0.02 | 0.01 | 0.01 | 0.01 | 0.01 | 0.99 | 0.03 | 0.01 | 0.01 | 0.01 | 0 | 0.99 | 0.32 | 0.23 | 0.15 | 0.05 | 0.02 | True | False | Non Federally-Regulated | 11/02/2023 |  | 11/09/2023
Luminii Corp | Latona | 510-FL-A90-615-30-10-00-** | Light Emitting Diode | Inseparable Luminaire | Direct Wired | 0-10 VDC Controls | 69.6 | 3000 | -0.0013 | 93 | 58 | 0 | 0.97 | Ambient | 15000 |  |  | 55000 | 0.01 | 13 | 12 | 0.33 | 0.14 | 0.12 | 0.08 | 0.02 | 0 | 0.3 | 0.01 | 0 | 0 | 0 | 0 | 0.3 | 0.05 | 0.02 | 0.01 | 0.01 | 0 | True | False | Non Federally-Regulated | 11/02/2023 |  | 11/09/2023
Luminii Corp | Latona | 510-FL-A90-615-30-15-00-** | Light Emitting Diode | Inseparable Luminaire | Direct Wired | 0-10 VDC Controls | 69.3 | 3000 | -0.0015 | 93 | 54 | 0 | 0.97 | Ambient | 15000 |  |  | 55000 | 0.01 | 13 | 12 | 0.33 | 0.14 | 0.12 | 0.08 | 0.02 | 0 | 0.3 | 0.01 | 0 | 0 | 0 | 0 | 0.3 | 0.05 | 0.02 | 0.01 | 0.01 | 0 | True | False | Non Federally-Regulated | 11/02/2023 |  | 11/09/2023
Luminii Corp | Latona | 510-FL-A90-615-35-07-00-** | Light Emitting Diode | Inseparable Luminaire | Direct Wired | 0-10 VDC Controls | 83.9 | 3500 | -0.0008 | 94 | 63 | 0 | 0.94 | Ambient | 15000 |  |  | 55000 | 0.03 | 12 | 13 | 0.37 | 0.02 | 0.01 | 0.01 | 0.01 | 0.01 | 0.99 | 0.03 | 0.01 | 0.01 | 0.01 | 0 | 0.99 | 0.32 | 0.23 | 0.15 | 0.05 | 0.02 | True | False | Non Federally-Regulated | 11/02/2023 |  | 11/09/2023
Luminii Corp | Latona | 510-FL-A90-615-35-10-00-** | Light Emitting Diode | Inseparable Luminaire | Direct Wired | 0-10 VDC Controls | 81.8 | 3500 | -0.0009 | 94 | 63 | 0 | 0.95 | Ambient | 15000 |  |  | 55000 | 0.01 | 13 | 12 | 0.33 | 0.14 | 0.12 | 0.08 | 0.02 | 0 | 0.3 | 0.01 | 0 | 0 | 0 | 0 | 0.3 | 0.05 | 0.02 | 0.01 | 0.01 | 0 | True | False | Non Federally-Regulated | 11/02/2023 |  | 11/09/2023
Luminii Corp | Latona | 510-FL-A90-615-35-15-00-** | Light Emitting Diode | Inseparable Luminaire | Direct Wired | 0-10 VDC Controls | 81.5 | 3500 | -0.0011 | 94 | 59 | 0 | 0.95 | Ambient | 15000 |  |  | 55000 | 0.01 | 13 | 12 | 0.33 | 0.14 | 0.12 | 0.08 | 0.02 | 0 | 0.3 | 0.01 | 0 | 0 | 0 | 0 | 0.3 | 0.05 | 0.02 | 0.01 | 0.01 | 0 | True | False | Non Federally-Regulated | 11/02/2023 |  | 11/09/2023
Luminii Corp | Latona | 510-FL-A90-615-40-07-00-** | Light Emitting Diode | Inseparable Luminaire | Direct Wired | 0-10 VDC Controls | 96.7 | 3816 | -0.0006 | 96 | 66 | 0 | 0.94 | Ambient | 15000 |  |  | 55000 | 0.03 | 12 | 13 | 0.37 | 0.02 | 0.01 | 0.01 | 0.01 | 0.01 | 0.99 | 0.03 | 0.01 | 0.01 | 0.01 | 0 | 0.99 | 0.32 | 0.23 | 0.15 | 0.05 | 0.02 | True | False | Non Federally-Regulated | 11/02/2023 |  | 11/09/2023
Luminii Corp | Latona | 510-FL-A90-615-40-10-00-** | Light Emitting Diode | Inseparable Luminaire | Direct Wired | 0-10 VDC Controls | 94.3 | 3816 | -0.0007 | 96 | 66 | 0 | 0.94 | Ambient | 15000 |  |  | 55000 | 0.01 | 13 | 12 | 0.33 | 0.14 | 0.12 | 0.08 | 0.02 | 0 | 0.3 | 0.01 | 0 | 0 | 0 | 0 | 0.3 | 0.05 | 0.02 | 0.01 | 0.01 | 0 | True | False | Non Federally-Regulated | 11/02/2023 |  | 11/09/2023
Luminii Corp | Latona | 510-FL-A90-615-40-15-00-** | Light Emitting Diode | Inseparable Luminaire | Direct Wired | 0-10 VDC Controls | 93.8 | 3816 | -0.0007 | 96 | 66 | 0 | 0.94 | Ambient | 15000 |  |  | 55000 | 0.01 | 13 | 12 | 0.33 | 0.14 | 0.12 | 0.08 | 0.02 | 0 | 0.3 | 0.01 | 0 | 0 | 0 | 0 | 0.3 | 0.05 | 0.02 | 0.01 | 0.01 | 0 | True | False | Non Federally-Regulated | 11/02/2023 |  | 11/09/2023
Luminii Corp | Latona | 510-FL-A90-638F-27-07-00-** | Light Emitting Diode | Inseparable Luminaire | Direct Wired | 0-10 VDC Controls | 64 | 2645 | -0.0012 | 92 | 55 | 0 | 0.93 | Ambient | 15000 |  |  | 55000 | 0.03 | 12 | 13 | 0.37 | 0.02 | 0.01 | 0.01 | 0.01 | 0.01 | 0.99 | 0.03 | 0.01 | 0.01 | 0.01 | 0 | 0.99 | 0.32 | 0.23 | 0.15 | 0.05 | 0.02 | True | False | Non Federally-Regulated | 11/02/2023 |  | 11/09/2023
Luminii Corp | Latona | 510-FL-A90-638F-27-10-00-** | Light Emitting Diode | Inseparable Luminaire | Direct Wired | 0-10 VDC Controls | 62.5 | 2653 | -0.0015 | 92 | 55 | 0 | 0.98 | Ambient | 15000 |  |  | 55000 | 0.01 | 13 | 12 | 0.33 | 0.14 | 0.12 | 0.08 | 0.02 | 0 | 0.3 | 0.01 | 0 | 0 | 0 | 0 | 0.3 | 0.05 | 0.02 | 0.01 | 0.01 | 0 | True | False | Non Federally-Regulated | 11/02/2023 |  | 11/09/2023
Luminii Corp | Latona | 510-FL-A90-638F-27-15-00-** | Light Emitting Diode | Inseparable Luminaire | Direct Wired | 0-10 VDC Controls | 62.2 | 2635 | -0.0017 | 92 | 51 | 0 | 0.99 | Ambient | 15000 |  |  | 55000 | 0.01 | 13 | 12 | 0.33 | 0.14 | 0.12 | 0.08 | 0.02 | 0 | 0.3 | 0.01 | 0 | 0 | 0 | 0 | 0.3 | 0.05 | 0.02 | 0.01 | 0.01 | 0 | True | False | Non Federally-Regulated | 11/02/2023 |  | 11/09/2023
Luminii Corp | Latona | 510-FL-A90-638F-30-07-00-** | Light Emitting Diode | Inseparable Luminaire | Direct Wired | 0-10 VDC Controls | 71.3 | 3000 | -0.011 | 93 | 58 | 0 | 0.93 | Ambient | 15000 |  |  | 55000 | 0.03 | 12 | 13 | 0.37 | 0.02 | 0.01 | 0.01 | 0.01 | 0.01 | 0.99 | 0.03 | 0.01 | 0.01 | 0.01 | 0 | 0.99 | 0.32 | 0.23 | 0.15 | 0.05 | 0.02 | True | False | Non Federally-Regulated | 11/02/2023 |  | 11/09/2023
Luminii Corp | Latona | 510-FL-A90-638F-30-10-00-** | Light Emitting Diode | Inseparable Luminaire | Direct Wired | 0-10 VDC Controls | 69.6 | 3000 | -0.0013 | 93 | 58 | 0 | 0.97 | Ambient | 15000 |  |  | 55000 | 0.01 | 13 | 12 | 0.33 | 0.14 | 0.12 | 0.08 | 0.02 | 0 | 0.3 | 0.01 | 0 | 0 | 0 | 0 | 0.3 | 0.05 | 0.02 | 0.01 | 0.01 | 0 | True | False | Non Federally-Regulated | 11/02/2023 |  | 11/09/2023
Luminii Corp | Latona | 510-FL-A90-638F-30-15-00-** | Light Emitting Diode | Inseparable Luminaire | Direct Wired | 0-10 VDC Controls | 69.3 | 3000 | -0.0015 | 93 | 54 | 0 | 0.97 | Ambient | 15000 |  |  | 55000 | 0.01 | 13 | 12 | 0.33 | 0.14 | 0.12 | 0.08 | 0.02 | 0 | 0.3 | 0.01 | 0 | 0 | 0 | 0 | 0.3 | 0.05 | 0.02 | 0.01 | 0.01 | 0 | True | False | Non Federally-Regulated | 11/02/2023 |  | 11/09/2023
Luminii Corp | Latona | 510-FL-A90-638F-35-07-00-** | Light Emitting Diode | Inseparable Luminaire | Direct Wired | 0-10 VDC Controls | 83.9 | 3500 | -0.0008 | 94 | 63 | 0 | 0.94 | Ambient | 15000 |  |  | 55000 | 0.03 | 12 | 13 | 0.37 | 0.02 | 0.01 | 0.01 | 0.01 | 0.01 | 0.99 | 0.03 | 0.01 | 0.01 | 0.01 | 0 | 0.99 | 0.32 | 0.23 | 0.15 | 0.05 | 0.02 | True | False | Non Federally-Regulated | 11/02/2023 |  | 11/09/2023
Luminii Corp | Latona | 510-FL-A90-638F-35-10-00-** | Light Emitting Diode | Inseparable Luminaire | Direct Wired | 0-10 VDC Controls | 81.8 | 3500 | -0.0009 | 94 | 63 | 0 | 0.95 | Ambient | 15000 |  |  | 55000 | 0.01 | 13 | 12 | 0.33 | 0.14 | 0.12 | 0.08 | 0.02 | 0 | 0.3 | 0.01 | 0 | 0 | 0 | 0 | 0.3 | 0.05 | 0.02 | 0.01 | 0.01 | 0 | True | False | Non Federally-Regulated | 11/02/2023 |  | 11/09/2023
Luminii Corp | Latona | 510-FL-A90-638F-35-15-00-** | Light Emitting Diode | Inseparable Luminaire | Direct Wired | 0-10 VDC Controls | 81.5 | 3500 | -0.0011 | 94 | 59 | 0 | 0.95 | Ambient | 15000 |  |  | 55000 | 0.01 | 13 | 12 | 0.33 | 0.14 | 0.12 | 0.08 | 0.02 | 0 | 0.3 | 0.01 | 0 | 0 | 0 | 0 | 0.3 | 0.05 | 0.02 | 0.01 | 0.01 | 0 | True | False | Non Federally-Regulated | 11/02/2023 |  | 11/09/2023
Luminii Corp | Latona | 510-FL-A90-638F-40-07-00-** | Light Emitting Diode | Inseparable Luminaire | Direct Wired | 0-10 VDC Controls | 96.7 | 3816 | -0.0006 | 96 | 66 | 0 | 0.94 | Ambient | 15000 |  |  | 55000 | 0.03 | 12 | 13 | 0.37 | 0.02 | 0.01 | 0.01 | 0.01 | 0.01 | 0.99 | 0.03 | 0.01 | 0.01 | 0.01 | 0 | 0.99 | 0.32 | 0.23 | 0.15 | 0.05 | 0.02 | True | False | Non Federally-Regulated | 11/02/2023 |  | 11/09/2023
Luminii Corp | Latona | 510-FL-A90-638F-40-10-00-** | Light Emitting Diode | Inseparable Luminaire | Direct Wired | 0-10 VDC Controls | 94.3 | 3816 | -0.0007 | 96 | 66 | 0 | 0.94 | Ambient | 15000 |  |  | 55000 | 0.01 | 13 | 12 | 0.33 | 0.14 | 0.12 | 0.08 | 0.02 | 0 | 0.3 | 0.01 | 0 | 0 | 0 | 0 | 0.3 | 0.05 | 0.02 | 0.01 | 0.01 | 0 | True | False | Non Federally-Regulated | 11/02/2023 |  | 11/09/2023
Luminii Corp | Latona | 510-FL-A90-638F-40-15-00-** | Light Emitting Diode | Inseparable Luminaire | Direct Wired | 0-10 VDC Controls | 93.8 | 3816 | -0.0007 | 96 | 66 | 0 | 0.94 | Ambient | 15000 |  |  | 55000 | 0.01 | 13 | 12 | 0.33 | 0.14 | 0.12 | 0.08 | 0.02 | 0 | 0.3 | 0.01 | 0 | 0 | 0 | 0 | 0.3 | 0.05 | 0.02 | 0.01 | 0.01 | 0 | True | False | Non Federally-Regulated | 11/02/2023 |  | 11/09/2023
Luminii Corp | Latona | 510-FL-A90-640-27-07-00-** | Light Emitting Diode | Inseparable Luminaire | Direct Wired | 0-10 VDC Controls | 64 | 2645 | -0.0012 | 92 | 55 | 0 | 0.93 | Ambient | 15000 |  |  | 55000 | 0.03 | 12 | 13 | 0.37 | 0.02 | 0.01 | 0.01 | 0.01 | 0.01 | 0.99 | 0.03 | 0.01 | 0.01 | 0.01 | 0 | 0.99 | 0.32 | 0.23 | 0.15 | 0.05 | 0.02 | True | False | Non Federally-Regulated | 11/02/2023 |  | 11/09/2023
Luminii Corp | Latona | 510-FL-A90-640-27-10-00-** | Light Emitting Diode | Inseparable Luminaire | Direct Wired | 0-10 VDC Controls | 62.5 | 2653 | -0.0015 | 92 | 55 | 0 | 0.98 | Ambient | 15000 |  |  | 55000 | 0.01 | 13 | 12 | 0.33 | 0.14 | 0.12 | 0.08 | 0.02 | 0 | 0.3 | 0.01 | 0 | 0 | 0 | 0 | 0.3 | 0.05 | 0.02 | 0.01 | 0.01 | 0 | True | False | Non Federally-Regulated | 11/02/2023 |  | 11/09/2023
Luminii Corp | Latona | 510-FL-A90-640-27-15-00-** | Light Emitting Diode | Inseparable Luminaire | Direct Wired | 0-10 VDC Controls | 62.2 | 2635 | -0.0017 | 92 | 51 | 0 | 0.99 | Ambient | 15000 |  |  | 55000 | 0.01 | 13 | 12 | 0.33 | 0.14 | 0.12 | 0.08 | 0.02 | 0 | 0.3 | 0.01 | 0 | 0 | 0 | 0 | 0.3 | 0.05 | 0.02 | 0.01 | 0.01 | 0 | True | False | Non Federally-Regulated | 11/02/2023 |  | 11/09/2023
Luminii Corp | Latona | 510-FL-A90-640-30-07-00-** | Light Emitting Diode | Inseparable Luminaire | Direct Wired | 0-10 VDC Controls | 71.3 | 3000 | -0.011 | 93 | 58 | 0 | 0.93 | Ambient | 15000 |  |  | 55000 | 0.03 | 12 | 13 | 0.37 | 0.02 | 0.01 | 0.01 | 0.01 | 0.01 | 0.99 | 0.03 | 0.01 | 0.01 | 0.01 | 0 | 0.99 | 0.32 | 0.23 | 0.15 | 0.05 | 0.02 | True | False | Non Federally-Regulated | 11/02/2023 |  | 11/09/2023
Luminii Corp | Latona | 510-FL-A90-640-30-10-00-** | Light Emitting Diode | Inseparable Luminaire | Direct Wired | 0-10 VDC Controls | 69.6 | 3000 | -0.0013 | 93 | 58 | 0 | 0.97 | Ambient | 15000 |  |  | 55000 | 0.01 | 13 | 12 | 0.33 | 0.14 | 0.12 | 0.08 | 0.02 | 0 | 0.3 | 0.01 | 0 | 0 | 0 | 0 | 0.3 | 0.05 | 0.02 | 0.01 | 0.01 | 0 | True | False | Non Federally-Regulated | 11/02/2023 |  | 11/09/2023
Luminii Corp | Latona | 510-FL-A90-640-30-15-00-** | Light Emitting Diode | Inseparable Luminaire | Direct Wired | 0-10 VDC Controls | 69.3 | 3000 | -0.0015 | 93 | 54 | 0 | 0.97 | Ambient | 15000 |  |  | 55000 | 0.01 | 13 | 12 | 0.33 | 0.14 | 0.12 | 0.08 | 0.02 | 0 | 0.3 | 0.01 | 0 | 0 | 0 | 0 | 0.3 | 0.05 | 0.02 | 0.01 | 0.01 | 0 | True | False | Non Federally-Regulated | 11/02/2023 |  | 11/09/2023
Luminii Corp | Latona | 510-FL-A90-640-35-07-00-** | Light Emitting Diode | Inseparable Luminaire | Direct Wired | 0-10 VDC Controls | 83.9 | 3500 | -0.0008 | 94 | 63 | 0 | 0.94 | Ambient | 15000 |  |  | 55000 | 0.03 | 12 | 13 | 0.37 | 0.02 | 0.01 | 0.01 | 0.01 | 0.01 | 0.99 | 0.03 | 0.01 | 0.01 | 0.01 | 0 | 0.99 | 0.32 | 0.23 | 0.15 | 0.05 | 0.02 | True | False | Non Federally-Regulated | 11/02/2023 |  | 11/09/2023
Luminii Corp | Latona | 510-FL-A90-640-35-10-00-** | Light Emitting Diode | Inseparable Luminaire | Direct Wired | 0-10 VDC Controls | 81.8 | 3500 | -0.0009 | 94 | 63 | 0 | 0.95 | Ambient | 15000 |  |  | 55000 | 0.01 | 13 | 12 | 0.33 | 0.14 | 0.12 | 0.08 | 0.02 | 0 | 0.3 | 0.01 | 0 | 0 | 0 | 0 | 0.3 | 0.05 | 0.02 | 0.01 | 0.01 | 0 | True | False | Non Federally-Regulated | 11/02/2023 |  | 11/09/2023
Luminii Corp | Latona | 510-FL-A90-640-35-15-00-** | Light Emitting Diode | Inseparable Luminaire | Direct Wired | 0-10 VDC Controls | 81.5 | 3500 | -0.0011 | 94 | 59 | 0 | 0.95 | Ambient | 15000 |  |  | 55000 | 0.01 | 13 | 12 | 0.33 | 0.14 | 0.12 | 0.08 | 0.02 | 0 | 0.3 | 0.01 | 0 | 0 | 0 | 0 | 0.3 | 0.05 | 0.02 | 0.01 | 0.01 | 0 | True | False | Non Federally-Regulated | 11/02/2023 |  | 11/09/2023
Luminii Corp | Latona | 510-FL-A90-640-40-07-00-** | Light Emitting Diode | Inseparable Luminaire | Direct Wired | 0-10 VDC Controls | 96.7 | 3816 | -0.0006 | 96 | 66 | 0 | 0.94 | Ambient | 15000 |  |  | 55000 | 0.03 | 12 | 13 | 0.37 | 0.02 | 0.01 | 0.01 | 0.01 | 0.01 | 0.99 | 0.03 | 0.01 | 0.01 | 0.01 | 0 | 0.99 | 0.32 | 0.23 | 0.15 | 0.05 | 0.02 | True | False | Non Federally-Regulated | 11/02/2023 |  | 11/09/2023
Luminii Corp | Latona | 510-FL-A90-640-40-10-00-** | Light Emitting Diode | Inseparable Luminaire | Direct Wired | 0-10 VDC Controls | 94.3 | 3816 | -0.0007 | 96 | 66 | 0 | 0.94 | Ambient | 15000 |  |  | 55000 | 0.01 | 13 | 12 | 0.33 | 0.14 | 0.12 | 0.08 | 0.02 | 0 | 0.3 | 0.01 | 0 | 0 | 0 | 0 | 0.3 | 0.05 | 0.02 | 0.01 | 0.01 | 0 | True | False | Non Federally-Regulated | 11/02/2023 |  | 11/09/2023
Luminii Corp | Latona | 510-FL-A90-640-40-15-00-** | Light Emitting Diode | Inseparable Luminaire | Direct Wired | 0-10 VDC Controls | 93.8 | 3816 | -0.0007 | 96 | 66 | 0 | 0.94 | Ambient | 15000 |  |  | 55000 | 0.01 | 13 | 12 | 0.33 | 0.14 | 0.12 | 0.08 | 0.02 | 0 | 0.3 | 0.01 | 0 | 0 | 0 | 0 | 0.3 | 0.05 | 0.02 | 0.01 | 0.01 | 0 | True | False | Non Federally-Regulated | 11/02/2023 |  | 11/09/2023
Luminii Corp | Latona | 510-FL-A90-660-27-07-00-** | Light Emitting Diode | Inseparable Luminaire | Direct Wired | 0-10 VDC Controls | 64 | 2645 | -0.0012 | 92 | 55 | 0 | 0.93 | Ambient | 15000 |  |  | 55000 | 0.03 | 12 | 13 | 0.37 | 0.02 | 0.01 | 0.01 | 0.01 | 0.01 | 0.99 | 0.03 | 0.01 | 0.01 | 0.01 | 0 | 0.99 | 0.32 | 0.23 | 0.15 | 0.05 | 0.02 | True | False | Non Federally-Regulated | 11/02/2023 |  | 11/09/2023
Luminii Corp | Latona | 510-FL-A90-660-27-10-00-** | Light Emitting Diode | Inseparable Luminaire | Direct Wired | 0-10 VDC Controls | 62.5 | 2653 | -0.0015 | 92 | 55 | 0 | 0.98 | Ambient | 15000 |  |  | 55000 | 0.01 | 13 | 12 | 0.33 | 0.14 | 0.12 | 0.08 | 0.02 | 0 | 0.3 | 0.01 | 0 | 0 | 0 | 0 | 0.3 | 0.05 | 0.02 | 0.01 | 0.01 | 0 | True | False | Non Federally-Regulated | 11/02/2023 |  | 11/09/2023
Luminii Corp | Latona | 510-FL-A90-660-27-15-00-** | Light Emitting Diode | Inseparable Luminaire | Direct Wired | 0-10 VDC Controls | 62.2 | 2635 | -0.0017 | 92 | 51 | 0 | 0.99 | Ambient | 15000 |  |  | 55000 | 0.01 | 13 | 12 | 0.33 | 0.14 | 0.12 | 0.08 | 0.02 | 0 | 0.3 | 0.01 | 0 | 0 | 0 | 0 | 0.3 | 0.05 | 0.02 | 0.01 | 0.01 | 0 | True | False | Non Federally-Regulated | 11/02/2023 |  | 11/09/2023
Luminii Corp | Latona | 510-FL-A90-660-30-07-00-** | Light Emitting Diode | Inseparable Luminaire | Direct Wired | 0-10 VDC Controls | 71.3 | 3000 | -0.011 | 93 | 58 | 0 | 0.93 | Ambient | 15000 |  |  | 55000 | 0.03 | 12 | 13 | 0.37 | 0.02 | 0.01 | 0.01 | 0.01 | 0.01 | 0.99 | 0.03 | 0.01 | 0.01 | 0.01 | 0 | 0.99 | 0.32 | 0.23 | 0.15 | 0.05 | 0.02 | True | False | Non Federally-Regulated | 11/02/2023 |  | 11/09/2023
Luminii Corp | Latona | 510-FL-A90-660-30-10-00-** | Light Emitting Diode | Inseparable Luminaire | Direct Wired | 0-10 VDC Controls | 69.6 | 3000 | -0.0013 | 93 | 58 | 0 | 0.97 | Ambient | 15000 |  |  | 55000 | 0.01 | 13 | 12 | 0.33 | 0.14 | 0.12 | 0.08 | 0.02 | 0 | 0.3 | 0.01 | 0 | 0 | 0 | 0 | 0.3 | 0.05 | 0.02 | 0.01 | 0.01 | 0 | True | False | Non Federally-Regulated | 11/02/2023 |  | 11/09/2023
Luminii Corp | Latona | 510-FL-A90-660-30-15-00-** | Light Emitting Diode | Inseparable Luminaire | Direct Wired | 0-10 VDC Controls | 69.3 | 3000 | -0.0015 | 93 | 54 | 0 | 0.97 | Ambient | 15000 |  |  | 55000 | 0.01 | 13 | 12 | 0.33 | 0.14 | 0.12 | 0.08 | 0.02 | 0 | 0.3 | 0.01 | 0 | 0 | 0 | 0 | 0.3 | 0.05 | 0.02 | 0.01 | 0.01 | 0 | True | False | Non Federally-Regulated | 11/02/2023 |  | 11/09/2023
Luminii Corp | Latona | 510-FL-A90-660-35-07-00-** | Light Emitting Diode | Inseparable Luminaire | Direct Wired | 0-10 VDC Controls | 83.9 | 3500 | -0.0008 | 94 | 63 | 0 | 0.94 | Ambient | 15000 |  |  | 55000 | 0.03 | 12 | 13 | 0.37 | 0.02 | 0.01 | 0.01 | 0.01 | 0.01 | 0.99 | 0.03 | 0.01 | 0.01 | 0.01 | 0 | 0.99 | 0.32 | 0.23 | 0.15 | 0.05 | 0.02 | True | False | Non Federally-Regulated | 11/02/2023 |  | 11/09/2023
Luminii Corp | Latona | 510-FL-A90-660-35-10-00-** | Light Emitting Diode | Inseparable Luminaire | Direct Wired | 0-10 VDC Controls | 81.8 | 3500 | -0.0009 | 94 | 63 | 0 | 0.95 | Ambient | 15000 |  |  | 55000 | 0.01 | 13 | 12 | 0.33 | 0.14 | 0.12 | 0.08 | 0.02 | 0 | 0.3 | 0.01 | 0 | 0 | 0 | 0 | 0.3 | 0.05 | 0.02 | 0.01 | 0.01 | 0 | True | False | Non Federally-Regulated | 11/02/2023 |  | 11/09/2023
Luminii Corp | Latona | 510-FL-A90-660-35-15-00-** | Light Emitting Diode | Inseparable Luminaire | Direct Wired | 0-10 VDC Controls | 81.5 | 3500 | -0.0011 | 94 | 59 | 0 | 0.95 | Ambient | 15000 |  |  | 55000 | 0.01 | 13 | 12 | 0.33 | 0.14 | 0.12 | 0.08 | 0.02 | 0 | 0.3 | 0.01 | 0 | 0 | 0 | 0 | 0.3 | 0.05 | 0.02 | 0.01 | 0.01 | 0 | True | False | Non Federally-Regulated | 11/02/2023 |  | 11/09/2023
Luminii Corp | Latona | 510-FL-A90-660-40-07-00-** | Light Emitting Diode | Inseparable Luminaire | Direct Wired | 0-10 VDC Controls | 96.7 | 3816 | -0.0006 | 96 | 66 | 0 | 0.94 | Ambient | 15000 |  |  | 55000 | 0.03 | 12 | 13 | 0.37 | 0.02 | 0.01 | 0.01 | 0.01 | 0.01 | 0.99 | 0.03 | 0.01 | 0.01 | 0.01 | 0 | 0.99 | 0.32 | 0.23 | 0.15 | 0.05 | 0.02 | True | False | Non Federally-Regulated | 11/02/2023 |  | 11/09/2023
Luminii Corp | Latona | 510-FL-A90-660-40-10-00-** | Light Emitting Diode | Inseparable Luminaire | Direct Wired | 0-10 VDC Controls | 94.3 | 3816 | -0.0007 | 96 | 66 | 0 | 0.94 | Ambient | 15000 |  |  | 55000 | 0.01 | 13 | 12 | 0.33 | 0.14 | 0.12 | 0.08 | 0.02 | 0 | 0.3 | 0.01 | 0 | 0 | 0 | 0 | 0.3 | 0.05 | 0.02 | 0.01 | 0.01 | 0 | True | False | Non Federally-Regulated | 11/02/2023 |  | 11/09/2023
Luminii Corp | Latona | 510-FL-A90-660-40-15-00-** | Light Emitting Diode | Inseparable Luminaire | Direct Wired | 0-10 VDC Controls | 93.8 | 3816 | -0.0007 | 96 | 66 | 0 | 0.94 | Ambient | 15000 |  |  | 55000 | 0.01 | 13 | 12 | 0.33 | 0.14 | 0.12 | 0.08 | 0.02 | 0 | 0.3 | 0.01 | 0 | 0 | 0 | 0 | 0.3 | 0.05 | 0.02 | 0.01 | 0.01 | 0 | True | False | Non Federally-Regulated | 11/02/2023 |  | 11/09/2023
Luminii Corp | Latona | 510-99-A90-615-27-07-00-** | Light Emitting Diode | Inseparable Luminaire | Direct Wired | 0-10 VDC Controls | 64 | 2645 | -0.0012 | 92 | 55 | 0 | 0.93 | Ambient | 15000 |  |  | 55000 | 0.03 | 12 | 13 | 0.37 | 0.02 | 0.01 | 0.01 | 0.01 | 0.01 | 0.99 | 0.03 | 0.01 | 0.01 | 0.01 | 0 | 0.99 | 0.32 | 0.23 | 0.15 | 0.05 | 0.02 | True | False | Non Federally-Regulated | 11/02/2023 |  | 11/09/2023
Luminii Corp | Latona | 510-99-A90-615-27-10-00-** | Light Emitting Diode | Inseparable Luminaire | Direct Wired | 0-10 VDC Controls | 62.5 | 2653 | -0.0015 | 92 | 55 | 0 | 0.98 | Ambient | 15000 |  |  | 55000 | 0.01 | 13 | 12 | 0.33 | 0.14 | 0.12 | 0.08 | 0.02 | 0 | 0.3 | 0.01 | 0 | 0 | 0 | 0 | 0.3 | 0.05 | 0.02 | 0.01 | 0.01 | 0 | True | False | Non Federally-Regulated | 11/02/2023 |  | 11/09/2023
Luminii Corp | Latona | 510-99-A90-615-27-15-00-** | Light Emitting Diode | Inseparable Luminaire | Direct Wired | 0-10 VDC Controls | 62.2 | 2635 | -0.0017 | 92 | 51 | 0 | 0.99 | Ambient | 15000 |  |  | 55000 | 0.01 | 13 | 12 | 0.33 | 0.14 | 0.12 | 0.08 | 0.02 | 0 | 0.3 | 0.01 | 0 | 0 | 0 | 0 | 0.3 | 0.05 | 0.02 | 0.01 | 0.01 | 0 | True | False | Non Federally-Regulated | 11/02/2023 |  | 11/09/2023
Luminii Corp | Latona | 510-99-A90-615-30-07-00-** | Light Emitting Diode | Inseparable Luminaire | Direct Wired | 0-10 VDC Controls | 71.3 | 3000 | -0.011 | 93 | 58 | 0 | 0.93 | Ambient | 15000 |  |  | 55000 | 0.03 | 12 | 13 | 0.37 | 0.02 | 0.01 | 0.01 | 0.01 | 0.01 | 0.99 | 0.03 | 0.01 | 0.01 | 0.01 | 0 | 0.99 | 0.32 | 0.23 | 0.15 | 0.05 | 0.02 | True | False | Non Federally-Regulated | 11/02/2023 |  | 11/09/2023
Luminii Corp | Latona | 510-99-A90-615-30-10-00-** | Light Emitting Diode | Inseparable Luminaire | Direct Wired | 0-10 VDC Controls | 69.6 | 3000 | -0.0013 | 93 | 58 | 0 | 0.97 | Ambient | 15000 |  |  | 55000 | 0.01 | 13 | 12 | 0.33 | 0.14 | 0.12 | 0.08 | 0.02 | 0 | 0.3 | 0.01 | 0 | 0 | 0 | 0 | 0.3 | 0.05 | 0.02 | 0.01 | 0.01 | 0 | True | False | Non Federally-Regulated | 11/02/2023 |  | 11/09/2023
Luminii Corp | Latona | 510-99-A90-615-30-15-00-** | Light Emitting Diode | Inseparable Luminaire | Direct Wired | 0-10 VDC Controls | 69.3 | 3000 | -0.0015 | 93 | 54 | 0 | 0.97 | Ambient | 15000 |  |  | 55000 | 0.01 | 13 | 12 | 0.33 | 0.14 | 0.12 | 0.08 | 0.02 | 0 | 0.3 | 0.01 | 0 | 0 | 0 | 0 | 0.3 | 0.05 | 0.02 | 0.01 | 0.01 | 0 | True | False | Non Federally-Regulated | 11/02/2023 |  | 11/09/2023
Luminii Corp | Latona | 510-99-A90-615-35-07-00-** | Light Emitting Diode | Inseparable Luminaire | Direct Wired | 0-10 VDC Controls | 83.9 | 3500 | -0.0008 | 94 | 63 | 0 | 0.94 | Ambient | 15000 |  |  | 55000 | 0.03 | 12 | 13 | 0.37 | 0.02 | 0.01 | 0.01 | 0.01 | 0.01 | 0.99 | 0.03 | 0.01 | 0.01 | 0.01 | 0 | 0.99 | 0.32 | 0.23 | 0.15 | 0.05 | 0.02 | True | False | Non Federally-Regulated | 11/02/2023 |  | 11/09/2023
Luminii Corp | Latona | 510-99-A90-615-35-10-00-** | Light Emitting Diode | Inseparable Luminaire | Direct Wired | 0-10 VDC Controls | 81.8 | 3500 | -0.0009 | 94 | 63 | 0 | 0.95 | Ambient | 15000 |  |  | 55000 | 0.01 | 13 | 12 | 0.33 | 0.14 | 0.12 | 0.08 | 0.02 | 0 | 0.3 | 0.01 | 0 | 0 | 0 | 0 | 0.3 | 0.05 | 0.02 | 0.01 | 0.01 | 0 | True | False | Non Federally-Regulated | 11/02/2023 |  | 11/09/2023
Luminii Corp | Latona | 510-99-A90-615-35-15-00-** | Light Emitting Diode | Inseparable Luminaire | Direct Wired | 0-10 VDC Controls | 81.5 | 3500 | -0.0011 | 94 | 59 | 0 | 0.95 | Ambient | 15000 |  |  | 55000 | 0.01 | 13 | 12 | 0.33 | 0.14 | 0.12 | 0.08 | 0.02 | 0 | 0.3 | 0.01 | 0 | 0 | 0 | 0 | 0.3 | 0.05 | 0.02 | 0.01 | 0.01 | 0 | True | False | Non Federally-Regulated | 11/02/2023 |  | 11/09/2023
Luminii Corp | Latona | 510-99-A90-615-40-07-00-** | Light Emitting Diode | Inseparable Luminaire | Direct Wired | 0-10 VDC Controls | 96.7 | 3816 | -0.0006 | 96 | 66 | 0 | 0.94 | Ambient | 15000 |  |  | 55000 | 0.03 | 12 | 13 | 0.37 | 0.02 | 0.01 | 0.01 | 0.01 | 0.01 | 0.99 | 0.03 | 0.01 | 0.01 | 0.01 | 0 | 0.99 | 0.32 | 0.23 | 0.15 | 0.05 | 0.02 | True | False | Non Federally-Regulated | 11/02/2023 |  | 11/09/2023
Luminii Corp | Latona | 510-99-A90-615-40-10-00-** | Light Emitting Diode | Inseparable Luminaire | Direct Wired | 0-10 VDC Controls | 94.3 | 3816 | -0.0007 | 96 | 66 | 0 | 0.94 | Ambient | 15000 |  |  | 55000 | 0.01 | 13 | 12 | 0.33 | 0.14 | 0.12 | 0.08 | 0.02 | 0 | 0.3 | 0.01 | 0 | 0 | 0 | 0 | 0.3 | 0.05 | 0.02 | 0.01 | 0.01 | 0 | True | False | Non Federally-Regulated | 11/02/2023 |  | 11/09/2023
Luminii Corp | Latona | 510-99-A90-615-40-15-00-** | Light Emitting Diode | Inseparable Luminaire | Direct Wired | 0-10 VDC Controls | 93.8 | 3816 | -0.0007 | 96 | 66 | 0 | 0.94 | Ambient | 15000 |  |  | 55000 | 0.01 | 13 | 12 | 0.33 | 0.14 | 0.12 | 0.08 | 0.02 | 0 | 0.3 | 0.01 | 0 | 0 | 0 | 0 | 0.3 | 0.05 | 0.02 | 0.01 | 0.01 | 0 | True | False | Non Federally-Regulated | 11/02/2023 |  | 11/09/2023
Luminii Corp | Latona | 510-99-A90-638F-27-07-00-** | Light Emitting Diode | Inseparable Luminaire | Direct Wired | 0-10 VDC Controls | 64 | 2645 | -0.0012 | 92 | 55 | 0 | 0.93 | Ambient | 15000 |  |  | 55000 | 0.03 | 12 | 13 | 0.37 | 0.02 | 0.01 | 0.01 | 0.01 | 0.01 | 0.99 | 0.03 | 0.01 | 0.01 | 0.01 | 0 | 0.99 | 0.32 | 0.23 | 0.15 | 0.05 | 0.02 | True | False | Non Federally-Regulated | 11/02/2023 |  | 11/09/2023
Luminii Corp | Latona | 510-99-A90-638F-27-10-00-** | Light Emitting Diode | Inseparable Luminaire | Direct Wired | 0-10 VDC Controls | 62.5 | 2653 | -0.0015 | 92 | 55 | 0 | 0.98 | Ambient | 15000 |  |  | 55000 | 0.01 | 13 | 12 | 0.33 | 0.14 | 0.12 | 0.08 | 0.02 | 0 | 0.3 | 0.01 | 0 | 0 | 0 | 0 | 0.3 | 0.05 | 0.02 | 0.01 | 0.01 | 0 | True | False | Non Federally-Regulated | 11/02/2023 |  | 11/09/2023
Luminii Corp | Latona | 510-99-A90-638F-27-15-00-** | Light Emitting Diode | Inseparable Luminaire | Direct Wired | 0-10 VDC Controls | 62.2 | 2635 | -0.0017 | 92 | 51 | 0 | 0.99 | Ambient | 15000 |  |  | 55000 | 0.01 | 13 | 12 | 0.33 | 0.14 | 0.12 | 0.08 | 0.02 | 0 | 0.3 | 0.01 | 0 | 0 | 0 | 0 | 0.3 | 0.05 | 0.02 | 0.01 | 0.01 | 0 | True | False | Non Federally-Regulated | 11/02/2023 |  | 11/09/2023
Luminii Corp | Latona | 510-99-A90-638F-30-07-00-** | Light Emitting Diode | Inseparable Luminaire | Direct Wired | 0-10 VDC Controls | 71.3 | 3000 | -0.011 | 93 | 58 | 0 | 0.93 | Ambient | 15000 |  |  | 55000 | 0.03 | 12 | 13 | 0.37 | 0.02 | 0.01 | 0.01 | 0.01 | 0.01 | 0.99 | 0.03 | 0.01 | 0.01 | 0.01 | 0 | 0.99 | 0.32 | 0.23 | 0.15 | 0.05 | 0.02 | True | False | Non Federally-Regulated | 11/02/2023 |  | 11/09/2023
Luminii Corp | Latona | 510-99-A90-638F-30-10-00-** | Light Emitting Diode | Inseparable Luminaire | Direct Wired | 0-10 VDC Controls | 69.6 | 3000 | -0.0013 | 93 | 58 | 0 | 0.97 | Ambient | 15000 |  |  | 55000 | 0.01 | 13 | 12 | 0.33 | 0.14 | 0.12 | 0.08 | 0.02 | 0 | 0.3 | 0.01 | 0 | 0 | 0 | 0 | 0.3 | 0.05 | 0.02 | 0.01 | 0.01 | 0 | True | False | Non Federally-Regulated | 11/02/2023 |  | 11/09/2023
Luminii Corp | Latona | 510-99-A90-638F-30-15-00-** | Light Emitting Diode | Inseparable Luminaire | Direct Wired | 0-10 VDC Controls | 69.3 | 3000 | -0.0015 | 93 | 54 | 0 | 0.97 | Ambient | 15000 |  |  | 55000 | 0.01 | 13 | 12 | 0.33 | 0.14 | 0.12 | 0.08 | 0.02 | 0 | 0.3 | 0.01 | 0 | 0 | 0 | 0 | 0.3 | 0.05 | 0.02 | 0.01 | 0.01 | 0 | True | False | Non Federally-Regulated | 11/02/2023 |  | 11/09/2023
Luminii Corp | Latona | 510-99-A90-638F-35-07-00-** | Light Emitting Diode | Inseparable Luminaire | Direct Wired | 0-10 VDC Controls | 83.9 | 3500 | -0.0008 | 94 | 63 | 0 | 0.94 | Ambient | 15000 |  |  | 55000 | 0.03 | 12 | 13 | 0.37 | 0.02 | 0.01 | 0.01 | 0.01 | 0.01 | 0.99 | 0.03 | 0.01 | 0.01 | 0.01 | 0 | 0.99 | 0.32 | 0.23 | 0.15 | 0.05 | 0.02 | True | False | Non Federally-Regulated | 11/02/2023 |  | 11/09/2023
Luminii Corp | Latona | 510-99-A90-638F-35-10-00-** | Light Emitting Diode | Inseparable Luminaire | Direct Wired | 0-10 VDC Controls | 81.8 | 3500 | -0.0009 | 94 | 63 | 0 | 0.95 | Ambient | 15000 |  |  | 55000 | 0.01 | 13 | 12 | 0.33 | 0.14 | 0.12 | 0.08 | 0.02 | 0 | 0.3 | 0.01 | 0 | 0 | 0 | 0 | 0.3 | 0.05 | 0.02 | 0.01 | 0.01 | 0 | True | False | Non Federally-Regulated | 11/02/2023 |  | 11/09/2023
Luminii Corp | Latona | 510-99-A90-638F-35-15-00-** | Light Emitting Diode | Inseparable Luminaire | Direct Wired | 0-10 VDC Controls | 81.5 | 3500 | -0.0011 | 94 | 59 | 0 | 0.95 | Ambient | 15000 |  |  | 55000 | 0.01 | 13 | 12 | 0.33 | 0.14 | 0.12 | 0.08 | 0.02 | 0 | 0.3 | 0.01 | 0 | 0 | 0 | 0 | 0.3 | 0.05 | 0.02 | 0.01 | 0.01 | 0 | True | False | Non Federally-Regulated | 11/02/2023 |  | 11/09/2023
Luminii Corp | Latona | 510-99-A90-638F-40-07-00-** | Light Emitting Diode | Inseparable Luminaire | Direct Wired | 0-10 VDC Controls | 96.7 | 3816 | -0.0006 | 96 | 66 | 0 | 0.94 | Ambient | 15000 |  |  | 55000 | 0.03 | 12 | 13 | 0.37 | 0.02 | 0.01 | 0.01 | 0.01 | 0.01 | 0.99 | 0.03 | 0.01 | 0.01 | 0.01 | 0 | 0.99 | 0.32 | 0.23 | 0.15 | 0.05 | 0.02 | True | False | Non Federally-Regulated | 11/02/2023 |  | 11/09/2023
Luminii Corp | Latona | 510-99-A90-638F-40-10-00-** | Light Emitting Diode | Inseparable Luminaire | Direct Wired | 0-10 VDC Controls | 94.3 | 3816 | -0.0007 | 96 | 66 | 0 | 0.94 | Ambient | 15000 |  |  | 55000 | 0.01 | 13 | 12 | 0.33 | 0.14 | 0.12 | 0.08 | 0.02 | 0 | 0.3 | 0.01 | 0 | 0 | 0 | 0 | 0.3 | 0.05 | 0.02 | 0.01 | 0.01 | 0 | True | False | Non Federally-Regulated | 11/02/2023 |  | 11/09/2023
Luminii Corp | Latona | 510-99-A90-638F-40-15-00-** | Light Emitting Diode | Inseparable Luminaire | Direct Wired | 0-10 VDC Controls | 93.8 | 3816 | -0.0007 | 96 | 66 | 0 | 0.94 | Ambient | 15000 |  |  | 55000 | 0.01 | 13 | 12 | 0.33 | 0.14 | 0.12 | 0.08 | 0.02 | 0 | 0.3 | 0.01 | 0 | 0 | 0 | 0 | 0.3 | 0.05 | 0.02 | 0.01 | 0.01 | 0 | True | False | Non Federally-Regulated | 11/02/2023 |  | 11/09/2023
Luminii Corp | Latona | 510-99-A90-640-27-07-00-** | Light Emitting Diode | Inseparable Luminaire | Direct Wired | 0-10 VDC Controls | 64 | 2645 | -0.0012 | 92 | 55 | 0 | 0.93 | Ambient | 15000 |  |  | 55000 | 0.03 | 12 | 13 | 0.37 | 0.02 | 0.01 | 0.01 | 0.01 | 0.01 | 0.99 | 0.03 | 0.01 | 0.01 | 0.01 | 0 | 0.99 | 0.32 | 0.23 | 0.15 | 0.05 | 0.02 | True | False | Non Federally-Regulated | 11/02/2023 |  | 11/09/2023
Luminii Corp | Latona | 510-99-A90-640-27-10-00-** | Light Emitting Diode | Inseparable Luminaire | Direct Wired | 0-10 VDC Controls | 62.5 | 2653 | -0.0015 | 92 | 55 | 0 | 0.98 | Ambient | 15000 |  |  | 55000 | 0.01 | 13 | 12 | 0.33 | 0.14 | 0.12 | 0.08 | 0.02 | 0 | 0.3 | 0.01 | 0 | 0 | 0 | 0 | 0.3 | 0.05 | 0.02 | 0.01 | 0.01 | 0 | True | False | Non Federally-Regulated | 11/02/2023 |  | 11/09/2023
Luminii Corp | Latona | 510-99-A90-640-27-15-00-** | Light Emitting Diode | Inseparable Luminaire | Direct Wired | 0-10 VDC Controls | 62.2 | 2635 | -0.0017 | 92 | 51 | 0 | 0.99 | Ambient | 15000 |  |  | 55000 | 0.01 | 13 | 12 | 0.33 | 0.14 | 0.12 | 0.08 | 0.02 | 0 | 0.3 | 0.01 | 0 | 0 | 0 | 0 | 0.3 | 0.05 | 0.02 | 0.01 | 0.01 | 0 | True | False | Non Federally-Regulated | 11/02/2023 |  | 11/09/2023
Luminii Corp | Latona | 510-99-A90-640-30-07-00-** | Light Emitting Diode | Inseparable Luminaire | Direct Wired | 0-10 VDC Controls | 71.3 | 3000 | -0.011 | 93 | 58 | 0 | 0.93 | Ambient | 15000 |  |  | 55000 | 0.03 | 12 | 13 | 0.37 | 0.02 | 0.01 | 0.01 | 0.01 | 0.01 | 0.99 | 0.03 | 0.01 | 0.01 | 0.01 | 0 | 0.99 | 0.32 | 0.23 | 0.15 | 0.05 | 0.02 | True | False | Non Federally-Regulated | 11/02/2023 |  | 11/09/2023
Luminii Corp | Latona | 510-99-A90-640-30-10-00-** | Light Emitting Diode | Inseparable Luminaire | Direct Wired | 0-10 VDC Controls | 69.6 | 3000 | -0.0013 | 93 | 58 | 0 | 0.97 | Ambient | 15000 |  |  | 55000 | 0.01 | 13 | 12 | 0.33 | 0.14 | 0.12 | 0.08 | 0.02 | 0 | 0.3 | 0.01 | 0 | 0 | 0 | 0 | 0.3 | 0.05 | 0.02 | 0.01 | 0.01 | 0 | True | False | Non Federally-Regulated | 11/02/2023 |  | 11/09/2023
Luminii Corp | Latona | 510-99-A90-640-30-15-00-** | Light Emitting Diode | Inseparable Luminaire | Direct Wired | 0-10 VDC Controls | 69.3 | 3000 | -0.0015 | 93 | 54 | 0 | 0.97 | Ambient | 15000 |  |  | 55000 | 0.01 | 13 | 12 | 0.33 | 0.14 | 0.12 | 0.08 | 0.02 | 0 | 0.3 | 0.01 | 0 | 0 | 0 | 0 | 0.3 | 0.05 | 0.02 | 0.01 | 0.01 | 0 | True | False | Non Federally-Regulated | 11/02/2023 |  | 11/09/2023
Luminii Corp | Latona | 510-99-A90-640-35-07-00-** | Light Emitting Diode | Inseparable Luminaire | Direct Wired | 0-10 VDC Controls | 83.9 | 3500 | -0.0008 | 94 | 63 | 0 | 0.94 | Ambient | 15000 |  |  | 55000 | 0.03 | 12 | 13 | 0.37 | 0.02 | 0.01 | 0.01 | 0.01 | 0.01 | 0.99 | 0.03 | 0.01 | 0.01 | 0.01 | 0 | 0.99 | 0.32 | 0.23 | 0.15 | 0.05 | 0.02 | True | False | Non Federally-Regulated | 11/02/2023 |  | 11/09/2023
Luminii Corp | Latona | 510-99-A90-640-35-10-00-** | Light Emitting Diode | Inseparable Luminaire | Direct Wired | 0-10 VDC Controls | 81.8 | 3500 | -0.0009 | 94 | 63 | 0 | 0.95 | Ambient | 15000 |  |  | 55000 | 0.01 | 13 | 12 | 0.33 | 0.14 | 0.12 | 0.08 | 0.02 | 0 | 0.3 | 0.01 | 0 | 0 | 0 | 0 | 0.3 | 0.05 | 0.02 | 0.01 | 0.01 | 0 | True | False | Non Federally-Regulated | 11/02/2023 |  | 11/09/2023
Luminii Corp | Latona | 510-99-A90-640-35-15-00-** | Light Emitting Diode | Inseparable Luminaire | Direct Wired | 0-10 VDC Controls | 81.5 | 3500 | -0.0011 | 94 | 59 | 0 | 0.95 | Ambient | 15000 |  |  | 55000 | 0.01 | 13 | 12 | 0.33 | 0.14 | 0.12 | 0.08 | 0.02 | 0 | 0.3 | 0.01 | 0 | 0 | 0 | 0 | 0.3 | 0.05 | 0.02 | 0.01 | 0.01 | 0 | True | False | Non Federally-Regulated | 11/02/2023 |  | 11/09/2023
Luminii Corp | Latona | 510-99-A90-640-40-07-00-** | Light Emitting Diode | Inseparable Luminaire | Direct Wired | 0-10 VDC Controls | 96.7 | 3816 | -0.0006 | 96 | 66 | 0 | 0.94 | Ambient | 15000 |  |  | 55000 | 0.03 | 12 | 13 | 0.37 | 0.02 | 0.01 | 0.01 | 0.01 | 0.01 | 0.99 | 0.03 | 0.01 | 0.01 | 0.01 | 0 | 0.99 | 0.32 | 0.23 | 0.15 | 0.05 | 0.02 | True | False | Non Federally-Regulated | 11/02/2023 |  | 11/09/2023
Luminii Corp | Latona | 510-99-A90-640-40-10-00-** | Light Emitting Diode | Inseparable Luminaire | Direct Wired | 0-10 VDC Controls | 94.3 | 3816 | -0.0007 | 96 | 66 | 0 | 0.94 | Ambient | 15000 |  |  | 55000 | 0.01 | 13 | 12 | 0.33 | 0.14 | 0.12 | 0.08 | 0.02 | 0 | 0.3 | 0.01 | 0 | 0 | 0 | 0 | 0.3 | 0.05 | 0.02 | 0.01 | 0.01 | 0 | True | False | Non Federally-Regulated | 11/02/2023 |  | 11/09/2023
Luminii Corp | Latona | 510-99-A90-640-40-15-00-** | Light Emitting Diode | Inseparable Luminaire | Direct Wired | 0-10 VDC Controls | 93.8 | 3816 | -0.0007 | 96 | 66 | 0 | 0.94 | Ambient | 15000 |  |  | 55000 | 0.01 | 13 | 12 | 0.33 | 0.14 | 0.12 | 0.08 | 0.02 | 0 | 0.3 | 0.01 | 0 | 0 | 0 | 0 | 0.3 | 0.05 | 0.02 | 0.01 | 0.01 | 0 | True | False | Non Federally-Regulated | 11/02/2023 |  | 11/09/2023
Luminii Corp | Latona | 510-99-A90-660-27-07-00-** | Light Emitting Diode | Inseparable Luminaire | Direct Wired | 0-10 VDC Controls | 64 | 2645 | -0.0012 | 92 | 55 | 0 | 0.93 | Ambient | 15000 |  |  | 55000 | 0.03 | 12 | 13 | 0.37 | 0.02 | 0.01 | 0.01 | 0.01 | 0.01 | 0.99 | 0.03 | 0.01 | 0.01 | 0.01 | 0 | 0.99 | 0.32 | 0.23 | 0.15 | 0.05 | 0.02 | True | False | Non Federally-Regulated | 11/02/2023 |  | 11/09/2023
Luminii Corp | Latona | 510-99-A90-660-27-10-00-** | Light Emitting Diode | Inseparable Luminaire | Direct Wired | 0-10 VDC Controls | 62.5 | 2653 | -0.0015 | 92 | 55 | 0 | 0.98 | Ambient | 15000 |  |  | 55000 | 0.01 | 13 | 12 | 0.33 | 0.14 | 0.12 | 0.08 | 0.02 | 0 | 0.3 | 0.01 | 0 | 0 | 0 | 0 | 0.3 | 0.05 | 0.02 | 0.01 | 0.01 | 0 | True | False | Non Federally-Regulated | 11/02/2023 |  | 11/09/2023
Luminii Corp | Latona | 510-99-A90-660-27-15-00-** | Light Emitting Diode | Inseparable Luminaire | Direct Wired | 0-10 VDC Controls | 62.2 | 2635 | -0.0017 | 92 | 51 | 0 | 0.99 | Ambient | 15000 |  |  | 55000 | 0.01 | 13 | 12 | 0.33 | 0.14 | 0.12 | 0.08 | 0.02 | 0 | 0.3 | 0.01 | 0 | 0 | 0 | 0 | 0.3 | 0.05 | 0.02 | 0.01 | 0.01 | 0 | True | False | Non Federally-Regulated | 11/02/2023 |  | 11/09/2023
Luminii Corp | Latona | 510-99-A90-660-30-07-00-** | Light Emitting Diode | Inseparable Luminaire | Direct Wired | 0-10 VDC Controls | 71.3 | 3000 | -0.011 | 93 | 58 | 0 | 0.93 | Ambient | 15000 |  |  | 55000 | 0.03 | 12 | 13 | 0.37 | 0.02 | 0.01 | 0.01 | 0.01 | 0.01 | 0.99 | 0.03 | 0.01 | 0.01 | 0.01 | 0 | 0.99 | 0.32 | 0.23 | 0.15 | 0.05 | 0.02 | True | False | Non Federally-Regulated | 11/02/2023 |  | 11/09/2023
Luminii Corp | Latona | 510-99-A90-660-30-10-00-** | Light Emitting Diode | Inseparable Luminaire | Direct Wired | 0-10 VDC Controls | 69.6 | 3000 | -0.0013 | 93 | 58 | 0 | 0.97 | Ambient | 15000 |  |  | 55000 | 0.01 | 13 | 12 | 0.33 | 0.14 | 0.12 | 0.08 | 0.02 | 0 | 0.3 | 0.01 | 0 | 0 | 0 | 0 | 0.3 | 0.05 | 0.02 | 0.01 | 0.01 | 0 | True | False | Non Federally-Regulated | 11/02/2023 |  | 11/09/2023
Luminii Corp | Latona | 510-99-A90-660-30-15-00-** | Light Emitting Diode | Inseparable Luminaire | Direct Wired | 0-10 VDC Controls | 69.3 | 3000 | -0.0015 | 93 | 54 | 0 | 0.97 | Ambient | 15000 |  |  | 55000 | 0.01 | 13 | 12 | 0.33 | 0.14 | 0.12 | 0.08 | 0.02 | 0 | 0.3 | 0.01 | 0 | 0 | 0 | 0 | 0.3 | 0.05 | 0.02 | 0.01 | 0.01 | 0 | True | False | Non Federally-Regulated | 11/02/2023 |  | 11/09/2023
Luminii Corp | Latona | 510-99-A90-660-35-07-00-** | Light Emitting Diode | Inseparable Luminaire | Direct Wired | 0-10 VDC Controls | 83.9 | 3500 | -0.0008 | 94 | 63 | 0 | 0.94 | Ambient | 15000 |  |  | 55000 | 0.03 | 12 | 13 | 0.37 | 0.02 | 0.01 | 0.01 | 0.01 | 0.01 | 0.99 | 0.03 | 0.01 | 0.01 | 0.01 | 0 | 0.99 | 0.32 | 0.23 | 0.15 | 0.05 | 0.02 | True | False | Non Federally-Regulated | 11/02/2023 |  | 11/09/2023
Luminii Corp | Latona | 510-99-A90-660-35-10-00-** | Light Emitting Diode | Inseparable Luminaire | Direct Wired | 0-10 VDC Controls | 81.8 | 3500 | -0.0009 | 94 | 63 | 0 | 0.95 | Ambient | 15000 |  |  | 55000 | 0.01 | 13 | 12 | 0.33 | 0.14 | 0.12 | 0.08 | 0.02 | 0 | 0.3 | 0.01 | 0 | 0 | 0 | 0 | 0.3 | 0.05 | 0.02 | 0.01 | 0.01 | 0 | True | False | Non Federally-Regulated | 11/02/2023 |  | 11/09/2023
Luminii Corp | Latona | 510-99-A90-660-35-15-00-** | Light Emitting Diode | Inseparable Luminaire | Direct Wired | 0-10 VDC Controls | 81.5 | 3500 | -0.0011 | 94 | 59 | 0 | 0.95 | Ambient | 15000 |  |  | 55000 | 0.01 | 13 | 12 | 0.33 | 0.14 | 0.12 | 0.08 | 0.02 | 0 | 0.3 | 0.01 | 0 | 0 | 0 | 0 | 0.3 | 0.05 | 0.02 | 0.01 | 0.01 | 0 | True | False | Non Federally-Regulated | 11/02/2023 |  | 11/09/2023
Luminii Corp | Latona | 510-99-A90-660-40-07-00-** | Light Emitting Diode | Inseparable Luminaire | Direct Wired | 0-10 VDC Controls | 96.7 | 3816 | -0.0006 | 96 | 66 | 0 | 0.94 | Ambient | 15000 |  |  | 55000 | 0.03 | 12 | 13 | 0.37 | 0.02 | 0.01 | 0.01 | 0.01 | 0.01 | 0.99 | 0.03 | 0.01 | 0.01 | 0.01 | 0 | 0.99 | 0.32 | 0.23 | 0.15 | 0.05 | 0.02 | True | False | Non Federally-Regulated | 11/02/2023 |  | 11/09/2023
Luminii Corp | Latona | 510-99-A90-660-40-10-00-** | Light Emitting Diode | Inseparable Luminaire | Direct Wired | 0-10 VDC Controls | 94.3 | 3816 | -0.0007 | 96 | 66 | 0 | 0.94 | Ambient | 15000 |  |  | 55000 | 0.01 | 13 | 12 | 0.33 | 0.14 | 0.12 | 0.08 | 0.02 | 0 | 0.3 | 0.01 | 0 | 0 | 0 | 0 | 0.3 | 0.05 | 0.02 | 0.01 | 0.01 | 0 | True | False | Non Federally-Regulated | 11/02/2023 |  | 11/09/2023
Luminii Corp | Latona | 510-99-A90-660-40-15-00-** | Light Emitting Diode | Inseparable Luminaire | Direct Wired | 0-10 VDC Controls | 93.8 | 3816 | -0.0007 | 96 | 66 | 0 | 0.94 | Ambient | 15000 |  |  | 55000 | 0.01 | 13 | 12 | 0.33 | 0.14 | 0.12 | 0.08 | 0.02 | 0 | 0.3 | 0.01 | 0 | 0 | 0 | 0 | 0.3 | 0.05 | 0.02 | 0.01 | 0.01 | 0 | True | False | Non Federally-Regulated | 11/02/2023 |  | 11/09/2023
Luminii Corp | Latona | 510-FL-A90-615-27-07-DL-** | Light Emitting Diode | Inseparable Luminaire | Direct Wired | 0-10 VDC Controls | 64 | 2645 | -0.0012 | 92 | 55 | 0 | 0.93 | Ambient | 15000 |  |  | 55000 | 0.03 | 12 | 13 | 0.37 | 0.02 | 0.01 | 0.01 | 0.01 | 0.01 | 0.99 | 0.03 | 0.01 | 0.01 | 0.01 | 0 | 0.99 | 0.32 | 0.23 | 0.15 | 0.05 | 0.02 | True | False | Non Federally-Regulated | 11/02/2023 |  | 11/09/2023
Luminii Corp | Latona | 510-FL-A90-615-27-10-DL-** | Light Emitting Diode | Inseparable Luminaire | Direct Wired | 0-10 VDC Controls | 62.5 | 2653 | -0.0015 | 92 | 55 | 0 | 0.98 | Ambient | 15000 |  |  | 55000 | 0.01 | 13 | 12 | 0.33 | 0.14 | 0.12 | 0.08 | 0.02 | 0 | 0.3 | 0.01 | 0 | 0 | 0 | 0 | 0.3 | 0.05 | 0.02 | 0.01 | 0.01 | 0 | True | False | Non Federally-Regulated | 11/02/2023 |  | 11/09/2023
Luminii Corp | Latona | 510-FL-A90-615-27-15-DL-** | Light Emitting Diode | Inseparable Luminaire | Direct Wired | 0-10 VDC Controls | 62.2 | 2635 | -0.0017 | 92 | 51 | 0 | 0.99 | Ambient | 15000 |  |  | 55000 | 0.01 | 13 | 12 | 0.33 | 0.14 | 0.12 | 0.08 | 0.02 | 0 | 0.3 | 0.01 | 0 | 0 | 0 | 0 | 0.3 | 0.05 | 0.02 | 0.01 | 0.01 | 0 | True | False | Non Federally-Regulated | 11/02/2023 |  | 11/09/2023
Luminii Corp | Latona | 510-FL-A90-615-30-07-DL-** | Light Emitting Diode | Inseparable Luminaire | Direct Wired | 0-10 VDC Controls | 71.3 | 3000 | -0.011 | 93 | 58 | 0 | 0.93 | Ambient | 15000 |  |  | 55000 | 0.03 | 12 | 13 | 0.37 | 0.02 | 0.01 | 0.01 | 0.01 | 0.01 | 0.99 | 0.03 | 0.01 | 0.01 | 0.01 | 0 | 0.99 | 0.32 | 0.23 | 0.15 | 0.05 | 0.02 | True | False | Non Federally-Regulated | 11/02/2023 |  | 11/09/2023
Luminii Corp | Latona | 510-FL-A90-615-30-10-DL-** | Light Emitting Diode | Inseparable Luminaire | Direct Wired | 0-10 VDC Controls | 69.6 | 3000 | -0.0013 | 93 | 58 | 0 | 0.97 | Ambient | 15000 |  |  | 55000 | 0.01 | 13 | 12 | 0.33 | 0.14 | 0.12 | 0.08 | 0.02 | 0 | 0.3 | 0.01 | 0 | 0 | 0 | 0 | 0.3 | 0.05 | 0.02 | 0.01 | 0.01 | 0 | True | False | Non Federally-Regulated | 11/02/2023 |  | 11/09/2023
Luminii Corp | Latona | 510-FL-A90-615-30-15-DL-** | Light Emitting Diode | Inseparable Luminaire | Direct Wired | 0-10 VDC Controls | 69.3 | 3000 | -0.0015 | 93 | 54 | 0 | 0.97 | Ambient | 15000 |  |  | 55000 | 0.01 | 13 | 12 | 0.33 | 0.14 | 0.12 | 0.08 | 0.02 | 0 | 0.3 | 0.01 | 0 | 0 | 0 | 0 | 0.3 | 0.05 | 0.02 | 0.01 | 0.01 | 0 | True | False | Non Federally-Regulated | 11/02/2023 |  | 11/09/2023
Luminii Corp | Latona | 510-FL-A90-615-35-07-DL-** | Light Emitting Diode | Inseparable Luminaire | Direct Wired | 0-10 VDC Controls | 83.9 | 3500 | -0.0008 | 94 | 63 | 0 | 0.94 | Ambient | 15000 |  |  | 55000 | 0.03 | 12 | 13 | 0.37 | 0.02 | 0.01 | 0.01 | 0.01 | 0.01 | 0.99 | 0.03 | 0.01 | 0.01 | 0.01 | 0 | 0.99 | 0.32 | 0.23 | 0.15 | 0.05 | 0.02 | True | False | Non Federally-Regulated | 11/02/2023 |  | 11/09/2023
Luminii Corp | Latona | 510-FL-A90-615-35-10-DL-** | Light Emitting Diode | Inseparable Luminaire | Direct Wired | 0-10 VDC Controls | 81.8 | 3500 | -0.0009 | 94 | 63 | 0 | 0.95 | Ambient | 15000 |  |  | 55000 | 0.01 | 13 | 12 | 0.33 | 0.14 | 0.12 | 0.08 | 0.02 | 0 | 0.3 | 0.01 | 0 | 0 | 0 | 0 | 0.3 | 0.05 | 0.02 | 0.01 | 0.01 | 0 | True | False | Non Federally-Regulated | 11/02/2023 |  | 11/09/2023
Luminii Corp | Latona | 510-FL-A90-615-35-15-DL-** | Light Emitting Diode | Inseparable Luminaire | Direct Wired | 0-10 VDC Controls | 81.5 | 3500 | -0.0011 | 94 | 59 | 0 | 0.95 | Ambient | 15000 |  |  | 55000 | 0.01 | 13 | 12 | 0.33 | 0.14 | 0.12 | 0.08 | 0.02 | 0 | 0.3 | 0.01 | 0 | 0 | 0 | 0 | 0.3 | 0.05 | 0.02 | 0.01 | 0.01 | 0 | True | False | Non Federally-Regulated | 11/02/2023 |  | 11/09/2023
Luminii Corp | Latona | 510-FL-A90-615-40-07-DL-** | Light Emitting Diode | Inseparable Luminaire | Direct Wired | 0-10 VDC Controls | 96.7 | 3816 | -0.0006 | 96 | 66 | 0 | 0.94 | Ambient | 15000 |  |  | 55000 | 0.03 | 12 | 13 | 0.37 | 0.02 | 0.01 | 0.01 | 0.01 | 0.01 | 0.99 | 0.03 | 0.01 | 0.01 | 0.01 | 0 | 0.99 | 0.32 | 0.23 | 0.15 | 0.05 | 0.02 | True | False | Non Federally-Regulated | 11/02/2023 |  | 11/09/2023
Luminii Corp | Latona | 510-FL-A90-615-40-10-DL-** | Light Emitting Diode | Inseparable Luminaire | Direct Wired | 0-10 VDC Controls | 94.3 | 3816 | -0.0007 | 96 | 66 | 0 | 0.94 | Ambient | 15000 |  |  | 55000 | 0.01 | 13 | 12 | 0.33 | 0.14 | 0.12 | 0.08 | 0.02 | 0 | 0.3 | 0.01 | 0 | 0 | 0 | 0 | 0.3 | 0.05 | 0.02 | 0.01 | 0.01 | 0 | True | False | Non Federally-Regulated | 11/02/2023 |  | 11/09/2023
Luminii Corp | Latona | 510-FL-A90-615-40-15-DL-** | Light Emitting Diode | Inseparable Luminaire | Direct Wired | 0-10 VDC Controls | 93.8 | 3816 | -0.0007 | 96 | 66 | 0 | 0.94 | Ambient | 15000 |  |  | 55000 | 0.01 | 13 | 12 | 0.33 | 0.14 | 0.12 | 0.08 | 0.02 | 0 | 0.3 | 0.01 | 0 | 0 | 0 | 0 | 0.3 | 0.05 | 0.02 | 0.01 | 0.01 | 0 | True | False | Non Federally-Regulated | 11/02/2023 |  | 11/09/2023
Luminii Corp | Latona | 510-FL-A90-638F-27-07-DL-** | Light Emitting Diode | Inseparable Luminaire | Direct Wired | 0-10 VDC Controls | 64 | 2645 | -0.0012 | 92 | 55 | 0 | 0.93 | Ambient | 15000 |  |  | 55000 | 0.03 | 12 | 13 | 0.37 | 0.02 | 0.01 | 0.01 | 0.01 | 0.01 | 0.99 | 0.03 | 0.01 | 0.01 | 0.01 | 0 | 0.99 | 0.32 | 0.23 | 0.15 | 0.05 | 0.02 | True | False | Non Federally-Regulated | 11/02/2023 |  | 11/09/2023
Luminii Corp | Latona | 510-FL-A90-638F-27-10-DL-** | Light Emitting Diode | Inseparable Luminaire | Direct Wired | 0-10 VDC Controls | 62.5 | 2653 | -0.0015 | 92 | 55 | 0 | 0.98 | Ambient | 15000 |  |  | 55000 | 0.01 | 13 | 12 | 0.33 | 0.14 | 0.12 | 0.08 | 0.02 | 0 | 0.3 | 0.01 | 0 | 0 | 0 | 0 | 0.3 | 0.05 | 0.02 | 0.01 | 0.01 | 0 | True | False | Non Federally-Regulated | 11/02/2023 |  | 11/09/2023
Luminii Corp | Latona | 510-FL-A90-638F-27-15-DL-** | Light Emitting Diode | Inseparable Luminaire | Direct Wired | 0-10 VDC Controls | 62.2 | 2635 | -0.0017 | 92 | 51 | 0 | 0.99 | Ambient | 15000 |  |  | 55000 | 0.01 | 13 | 12 | 0.33 | 0.14 | 0.12 | 0.08 | 0.02 | 0 | 0.3 | 0.01 | 0 | 0 | 0 | 0 | 0.3 | 0.05 | 0.02 | 0.01 | 0.01 | 0 | True | False | Non Federally-Regulated | 11/02/2023 |  | 11/09/2023
Luminii Corp | Latona | 510-FL-A90-638F-30-07-DL-** | Light Emitting Diode | Inseparable Luminaire | Direct Wired | 0-10 VDC Controls | 71.3 | 3000 | -0.011 | 93 | 58 | 0 | 0.93 | Ambient | 15000 |  |  | 55000 | 0.03 | 12 | 13 | 0.37 | 0.02 | 0.01 | 0.01 | 0.01 | 0.01 | 0.99 | 0.03 | 0.01 | 0.01 | 0.01 | 0 | 0.99 | 0.32 | 0.23 | 0.15 | 0.05 | 0.02 | True | False | Non Federally-Regulated | 11/02/2023 |  | 11/09/2023
Luminii Corp | Latona | 510-FL-A90-638F-30-10-DL-** | Light Emitting Diode | Inseparable Luminaire | Direct Wired | 0-10 VDC Controls | 69.6 | 3000 | -0.0013 | 93 | 58 | 0 | 0.97 | Ambient | 15000 |  |  | 55000 | 0.01 | 13 | 12 | 0.33 | 0.14 | 0.12 | 0.08 | 0.02 | 0 | 0.3 | 0.01 | 0 | 0 | 0 | 0 | 0.3 | 0.05 | 0.02 | 0.01 | 0.01 | 0 | True | False | Non Federally-Regulated | 11/02/2023 |  | 11/09/2023
Luminii Corp | Latona | 510-FL-A90-638F-30-15-DL-** | Light Emitting Diode | Inseparable Luminaire | Direct Wired | 0-10 VDC Controls | 69.3 | 3000 | -0.0015 | 93 | 54 | 0 | 0.97 | Ambient | 15000 |  |  | 55000 | 0.01 | 13 | 12 | 0.33 | 0.14 | 0.12 | 0.08 | 0.02 | 0 | 0.3 | 0.01 | 0 | 0 | 0 | 0 | 0.3 | 0.05 | 0.02 | 0.01 | 0.01 | 0 | True | False | Non Federally-Regulated | 11/02/2023 |  | 11/09/2023
Luminii Corp | Latona | 510-FL-A90-638F-35-07-DL-** | Light Emitting Diode | Inseparable Luminaire | Direct Wired | 0-10 VDC Controls | 83.9 | 3500 | -0.0008 | 94 | 63 | 0 | 0.94 | Ambient | 15000 |  |  | 55000 | 0.03 | 12 | 13 | 0.37 | 0.02 | 0.01 | 0.01 | 0.01 | 0.01 | 0.99 | 0.03 | 0.01 | 0.01 | 0.01 | 0 | 0.99 | 0.32 | 0.23 | 0.15 | 0.05 | 0.02 | True | False | Non Federally-Regulated | 11/02/2023 |  | 11/09/2023
Luminii Corp | Latona | 510-FL-A90-638F-35-10-DL-** | Light Emitting Diode | Inseparable Luminaire | Direct Wired | 0-10 VDC Controls | 81.8 | 3500 | -0.0009 | 94 | 63 | 0 | 0.95 | Ambient | 15000 |  |  | 55000 | 0.01 | 13 | 12 | 0.33 | 0.14 | 0.12 | 0.08 | 0.02 | 0 | 0.3 | 0.01 | 0 | 0 | 0 | 0 | 0.3 | 0.05 | 0.02 | 0.01 | 0.01 | 0 | True | False | Non Federally-Regulated | 11/02/2023 |  | 11/09/2023
Luminii Corp | Latona | 510-FL-A90-638F-35-15-DL-** | Light Emitting Diode | Inseparable Luminaire | Direct Wired | 0-10 VDC Controls | 81.5 | 3500 | -0.0011 | 94 | 59 | 0 | 0.95 | Ambient | 15000 |  |  | 55000 | 0.01 | 13 | 12 | 0.33 | 0.14 | 0.12 | 0.08 | 0.02 | 0 | 0.3 | 0.01 | 0 | 0 | 0 | 0 | 0.3 | 0.05 | 0.02 | 0.01 | 0.01 | 0 | True | False | Non Federally-Regulated | 11/02/2023 |  | 11/09/2023
Luminii Corp | Latona | 510-FL-A90-638F-40-07-DL-** | Light Emitting Diode | Inseparable Luminaire | Direct Wired | 0-10 VDC Controls | 96.7 | 3816 | -0.0006 | 96 | 66 | 0 | 0.94 | Ambient | 15000 |  |  | 55000 | 0.03 | 12 | 13 | 0.37 | 0.02 | 0.01 | 0.01 | 0.01 | 0.01 | 0.99 | 0.03 | 0.01 | 0.01 | 0.01 | 0 | 0.99 | 0.32 | 0.23 | 0.15 | 0.05 | 0.02 | True | False | Non Federally-Regulated | 11/02/2023 |  | 11/09/2023
Luminii Corp | Latona | 510-FL-A90-638F-40-10-DL-** | Light Emitting Diode | Inseparable Luminaire | Direct Wired | 0-10 VDC Controls | 94.3 | 3816 | -0.0007 | 96 | 66 | 0 | 0.94 | Ambient | 15000 |  |  | 55000 | 0.01 | 13 | 12 | 0.33 | 0.14 | 0.12 | 0.08 | 0.02 | 0 | 0.3 | 0.01 | 0 | 0 | 0 | 0 | 0.3 | 0.05 | 0.02 | 0.01 | 0.01 | 0 | True | False | Non Federally-Regulated | 11/02/2023 |  | 11/09/2023
Luminii Corp | Latona | 510-FL-A90-638F-40-15-DL-** | Light Emitting Diode | Inseparable Luminaire | Direct Wired | 0-10 VDC Controls | 93.8 | 3816 | -0.0007 | 96 | 66 | 0 | 0.94 | Ambient | 15000 |  |  | 55000 | 0.01 | 13 | 12 | 0.33 | 0.14 | 0.12 | 0.08 | 0.02 | 0 | 0.3 | 0.01 | 0 | 0 | 0 | 0 | 0.3 | 0.05 | 0.02 | 0.01 | 0.01 | 0 | True | False | Non Federally-Regulated | 11/02/2023 |  | 11/09/2023
Luminii Corp | Latona | 510-FL-A90-640-27-07-DL-** | Light Emitting Diode | Inseparable Luminaire | Direct Wired | 0-10 VDC Controls | 64 | 2645 | -0.0012 | 92 | 55 | 0 | 0.93 | Ambient | 15000 |  |  | 55000 | 0.03 | 12 | 13 | 0.37 | 0.02 | 0.01 | 0.01 | 0.01 | 0.01 | 0.99 | 0.03 | 0.01 | 0.01 | 0.01 | 0 | 0.99 | 0.32 | 0.23 | 0.15 | 0.05 | 0.02 | True | False | Non Federally-Regulated | 11/02/2023 |  | 11/09/2023
Luminii Corp | Latona | 510-FL-A90-640-27-10-DL-** | Light Emitting Diode | Inseparable Luminaire | Direct Wired | 0-10 VDC Controls | 62.5 | 2653 | -0.0015 | 92 | 55 | 0 | 0.98 | Ambient | 15000 |  |  | 55000 | 0.01 | 13 | 12 | 0.33 | 0.14 | 0.12 | 0.08 | 0.02 | 0 | 0.3 | 0.01 | 0 | 0 | 0 | 0 | 0.3 | 0.05 | 0.02 | 0.01 | 0.01 | 0 | True | False | Non Federally-Regulated | 11/02/2023 |  | 11/09/2023
Luminii Corp | Latona | 510-FL-A90-640-27-15-DL-** | Light Emitting Diode | Inseparable Luminaire | Direct Wired | 0-10 VDC Controls | 62.2 | 2635 | -0.0017 | 92 | 51 | 0 | 0.99 | Ambient | 15000 |  |  | 55000 | 0.01 | 13 | 12 | 0.33 | 0.14 | 0.12 | 0.08 | 0.02 | 0 | 0.3 | 0.01 | 0 | 0 | 0 | 0 | 0.3 | 0.05 | 0.02 | 0.01 | 0.01 | 0 | True | False | Non Federally-Regulated | 11/02/2023 |  | 11/09/2023
Luminii Corp | Latona | 510-FL-A90-640-30-07-DL-** | Light Emitting Diode | Inseparable Luminaire | Direct Wired | 0-10 VDC Controls | 71.3 | 3000 | -0.011 | 93 | 58 | 0 | 0.93 | Ambient | 15000 |  |  | 55000 | 0.03 | 12 | 13 | 0.37 | 0.02 | 0.01 | 0.01 | 0.01 | 0.01 | 0.99 | 0.03 | 0.01 | 0.01 | 0.01 | 0 | 0.99 | 0.32 | 0.23 | 0.15 | 0.05 | 0.02 | True | False | Non Federally-Regulated | 11/02/2023 |  | 11/09/2023
Luminii Corp | Latona | 510-FL-A90-640-30-10-DL-** | Light Emitting Diode | Inseparable Luminaire | Direct Wired | 0-10 VDC Controls | 69.6 | 3000 | -0.0013 | 93 | 58 | 0 | 0.97 | Ambient | 15000 |  |  | 55000 | 0.01 | 13 | 12 | 0.33 | 0.14 | 0.12 | 0.08 | 0.02 | 0 | 0.3 | 0.01 | 0 | 0 | 0 | 0 | 0.3 | 0.05 | 0.02 | 0.01 | 0.01 | 0 | True | False | Non Federally-Regulated | 11/02/2023 |  | 11/09/2023
Luminii Corp | Latona | 510-FL-A90-640-30-15-DL-** | Light Emitting Diode | Inseparable Luminaire | Direct Wired | 0-10 VDC Controls | 69.3 | 3000 | -0.0015 | 93 | 54 | 0 | 0.97 | Ambient | 15000 |  |  | 55000 | 0.01 | 13 | 12 | 0.33 | 0.14 | 0.12 | 0.08 | 0.02 | 0 | 0.3 | 0.01 | 0 | 0 | 0 | 0 | 0.3 | 0.05 | 0.02 | 0.01 | 0.01 | 0 | True | False | Non Federally-Regulated | 11/02/2023 |  | 11/09/2023
Luminii Corp | Latona | 510-FL-A90-640-35-07-DL-** | Light Emitting Diode | Inseparable Luminaire | Direct Wired | 0-10 VDC Controls | 83.9 | 3500 | -0.0008 | 94 | 63 | 0 | 0.94 | Ambient | 15000 |  |  | 55000 | 0.03 | 12 | 13 | 0.37 | 0.02 | 0.01 | 0.01 | 0.01 | 0.01 | 0.99 | 0.03 | 0.01 | 0.01 | 0.01 | 0 | 0.99 | 0.32 | 0.23 | 0.15 | 0.05 | 0.02 | True | False | Non Federally-Regulated | 11/02/2023 |  | 11/09/2023
Luminii Corp | Latona | 510-FL-A90-640-35-10-DL-** | Light Emitting Diode | Inseparable Luminaire | Direct Wired | 0-10 VDC Controls | 81.8 | 3500 | -0.0009 | 94 | 63 | 0 | 0.95 | Ambient | 15000 |  |  | 55000 | 0.01 | 13 | 12 | 0.33 | 0.14 | 0.12 | 0.08 | 0.02 | 0 | 0.3 | 0.01 | 0 | 0 | 0 | 0 | 0.3 | 0.05 | 0.02 | 0.01 | 0.01 | 0 | True | False | Non Federally-Regulated | 11/02/2023 |  | 11/09/2023
Luminii Corp | Latona | 510-FL-A90-640-35-15-DL-** | Light Emitting Diode | Inseparable Luminaire | Direct Wired | 0-10 VDC Controls | 81.5 | 3500 | -0.0011 | 94 | 59 | 0 | 0.95 | Ambient | 15000 |  |  | 55000 | 0.01 | 13 | 12 | 0.33 | 0.14 | 0.12 | 0.08 | 0.02 | 0 | 0.3 | 0.01 | 0 | 0 | 0 | 0 | 0.3 | 0.05 | 0.02 | 0.01 | 0.01 | 0 | True | False | Non Federally-Regulated | 11/02/2023 |  | 11/09/2023
Luminii Corp | Latona | 510-FL-A90-640-40-07-DL-** | Light Emitting Diode | Inseparable Luminaire | Direct Wired | 0-10 VDC Controls | 96.7 | 3816 | -0.0006 | 96 | 66 | 0 | 0.94 | Ambient | 15000 |  |  | 55000 | 0.03 | 12 | 13 | 0.37 | 0.02 | 0.01 | 0.01 | 0.01 | 0.01 | 0.99 | 0.03 | 0.01 | 0.01 | 0.01 | 0 | 0.99 | 0.32 | 0.23 | 0.15 | 0.05 | 0.02 | True | False | Non Federally-Regulated | 11/02/2023 |  | 11/09/2023
Luminii Corp | Latona | 510-FL-A90-640-40-10-DL-** | Light Emitting Diode | Inseparable Luminaire | Direct Wired | 0-10 VDC Controls | 94.3 | 3816 | -0.0007 | 96 | 66 | 0 | 0.94 | Ambient | 15000 |  |  | 55000 | 0.01 | 13 | 12 | 0.33 | 0.14 | 0.12 | 0.08 | 0.02 | 0 | 0.3 | 0.01 | 0 | 0 | 0 | 0 | 0.3 | 0.05 | 0.02 | 0.01 | 0.01 | 0 | True | False | Non Federally-Regulated | 11/02/2023 |  | 11/09/2023
Luminii Corp | Latona | 510-FL-A90-640-40-15-DL-** | Light Emitting Diode | Inseparable Luminaire | Direct Wired | 0-10 VDC Controls | 93.8 | 3816 | -0.0007 | 96 | 66 | 0 | 0.94 | Ambient | 15000 |  |  | 55000 | 0.01 | 13 | 12 | 0.33 | 0.14 | 0.12 | 0.08 | 0.02 | 0 | 0.3 | 0.01 | 0 | 0 | 0 | 0 | 0.3 | 0.05 | 0.02 | 0.01 | 0.01 | 0 | True | False | Non Federally-Regulated | 11/02/2023 |  | 11/09/2023
Luminii Corp | Latona | 510-FL-A90-660-27-07-DL-** | Light Emitting Diode | Inseparable Luminaire | Direct Wired | 0-10 VDC Controls | 64 | 2645 | -0.0012 | 92 | 55 | 0 | 0.93 | Ambient | 15000 |  |  | 55000 | 0.03 | 12 | 13 | 0.37 | 0.02 | 0.01 | 0.01 | 0.01 | 0.01 | 0.99 | 0.03 | 0.01 | 0.01 | 0.01 | 0 | 0.99 | 0.32 | 0.23 | 0.15 | 0.05 | 0.02 | True | False | Non Federally-Regulated | 11/02/2023 |  | 11/09/2023
Luminii Corp | Latona | 510-FL-A90-660-27-10-DL-** | Light Emitting Diode | Inseparable Luminaire | Direct Wired | 0-10 VDC Controls | 62.5 | 2653 | -0.0015 | 92 | 55 | 0 | 0.98 | Ambient | 15000 |  |  | 55000 | 0.01 | 13 | 12 | 0.33 | 0.14 | 0.12 | 0.08 | 0.02 | 0 | 0.3 | 0.01 | 0 | 0 | 0 | 0 | 0.3 | 0.05 | 0.02 | 0.01 | 0.01 | 0 | True | False | Non Federally-Regulated | 11/02/2023 |  | 11/09/2023
Luminii Corp | Latona | 510-FL-A90-660-27-15-DL-** | Light Emitting Diode | Inseparable Luminaire | Direct Wired | 0-10 VDC Controls | 62.2 | 2635 | -0.0017 | 92 | 51 | 0 | 0.99 | Ambient | 15000 |  |  | 55000 | 0.01 | 13 | 12 | 0.33 | 0.14 | 0.12 | 0.08 | 0.02 | 0 | 0.3 | 0.01 | 0 | 0 | 0 | 0 | 0.3 | 0.05 | 0.02 | 0.01 | 0.01 | 0 | True | False | Non Federally-Regulated | 11/02/2023 |  | 11/09/2023
Luminii Corp | Latona | 510-FL-A90-660-30-07-DL-** | Light Emitting Diode | Inseparable Luminaire | Direct Wired | 0-10 VDC Controls | 71.3 | 3000 | -0.011 | 93 | 58 | 0 | 0.93 | Ambient | 15000 |  |  | 55000 | 0.03 | 12 | 13 | 0.37 | 0.02 | 0.01 | 0.01 | 0.01 | 0.01 | 0.99 | 0.03 | 0.01 | 0.01 | 0.01 | 0 | 0.99 | 0.32 | 0.23 | 0.15 | 0.05 | 0.02 | True | False | Non Federally-Regulated | 11/02/2023 |  | 11/09/2023
Luminii Corp | Latona | 510-FL-A90-660-30-10-DL-** | Light Emitting Diode | Inseparable Luminaire | Direct Wired | 0-10 VDC Controls | 69.6 | 3000 | -0.0013 | 93 | 58 | 0 | 0.97 | Ambient | 15000 |  |  | 55000 | 0.01 | 13 | 12 | 0.33 | 0.14 | 0.12 | 0.08 | 0.02 | 0 | 0.3 | 0.01 | 0 | 0 | 0 | 0 | 0.3 | 0.05 | 0.02 | 0.01 | 0.01 | 0 | True | False | Non Federally-Regulated | 11/02/2023 |  | 11/09/2023
Luminii Corp | Latona | 510-FL-A90-660-30-15-DL-** | Light Emitting Diode | Inseparable Luminaire | Direct Wired | 0-10 VDC Controls | 69.3 | 3000 | -0.0015 | 93 | 54 | 0 | 0.97 | Ambient | 15000 |  |  | 55000 | 0.01 | 13 | 12 | 0.33 | 0.14 | 0.12 | 0.08 | 0.02 | 0 | 0.3 | 0.01 | 0 | 0 | 0 | 0 | 0.3 | 0.05 | 0.02 | 0.01 | 0.01 | 0 | True | False | Non Federally-Regulated | 11/02/2023 |  | 11/09/2023
Luminii Corp | Latona | 510-FL-A90-660-35-07-DL-** | Light Emitting Diode | Inseparable Luminaire | Direct Wired | 0-10 VDC Controls | 83.9 | 3500 | -0.0008 | 94 | 63 | 0 | 0.94 | Ambient | 15000 |  |  | 55000 | 0.03 | 12 | 13 | 0.37 | 0.02 | 0.01 | 0.01 | 0.01 | 0.01 | 0.99 | 0.03 | 0.01 | 0.01 | 0.01 | 0 | 0.99 | 0.32 | 0.23 | 0.15 | 0.05 | 0.02 | True | False | Non Federally-Regulated | 11/02/2023 |  | 11/09/2023
Luminii Corp | Latona | 510-FL-A90-660-35-10-DL-** | Light Emitting Diode | Inseparable Luminaire | Direct Wired | 0-10 VDC Controls | 81.8 | 3500 | -0.0009 | 94 | 63 | 0 | 0.95 | Ambient | 15000 |  |  | 55000 | 0.01 | 13 | 12 | 0.33 | 0.14 | 0.12 | 0.08 | 0.02 | 0 | 0.3 | 0.01 | 0 | 0 | 0 | 0 | 0.3 | 0.05 | 0.02 | 0.01 | 0.01 | 0 | True | False | Non Federally-Regulated | 11/02/2023 |  | 11/09/2023
Luminii Corp | Latona | 510-FL-A90-660-35-15-DL-** | Light Emitting Diode | Inseparable Luminaire | Direct Wired | 0-10 VDC Controls | 81.5 | 3500 | -0.0011 | 94 | 59 | 0 | 0.95 | Ambient | 15000 |  |  | 55000 | 0.01 | 13 | 12 | 0.33 | 0.14 | 0.12 | 0.08 | 0.02 | 0 | 0.3 | 0.01 | 0 | 0 | 0 | 0 | 0.3 | 0.05 | 0.02 | 0.01 | 0.01 | 0 | True | False | Non Federally-Regulated | 11/02/2023 |  | 11/09/2023
Luminii Corp | Latona | 510-FL-A90-660-40-07-DL-** | Light Emitting Diode | Inseparable Luminaire | Direct Wired | 0-10 VDC Controls | 96.7 | 3816 | -0.0006 | 96 | 66 | 0 | 0.94 | Ambient | 15000 |  |  | 55000 | 0.03 | 12 | 13 | 0.37 | 0.02 | 0.01 | 0.01 | 0.01 | 0.01 | 0.99 | 0.03 | 0.01 | 0.01 | 0.01 | 0 | 0.99 | 0.32 | 0.23 | 0.15 | 0.05 | 0.02 | True | False | Non Federally-Regulated | 11/02/2023 |  | 11/09/2023
Luminii Corp | Latona | 510-FL-A90-660-40-10-DL-** | Light Emitting Diode | Inseparable Luminaire | Direct Wired | 0-10 VDC Controls | 94.3 | 3816 | -0.0007 | 96 | 66 | 0 | 0.94 | Ambient | 15000 |  |  | 55000 | 0.01 | 13 | 12 | 0.33 | 0.14 | 0.12 | 0.08 | 0.02 | 0 | 0.3 | 0.01 | 0 | 0 | 0 | 0 | 0.3 | 0.05 | 0.02 | 0.01 | 0.01 | 0 | True | False | Non Federally-Regulated | 11/02/2023 |  | 11/09/2023
Luminii Corp | Latona | 510-FL-A90-660-40-15-DL-** | Light Emitting Diode | Inseparable Luminaire | Direct Wired | 0-10 VDC Controls | 93.8 | 3816 | -0.0007 | 96 | 66 | 0 | 0.94 | Ambient | 15000 |  |  | 55000 | 0.01 | 13 | 12 | 0.33 | 0.14 | 0.12 | 0.08 | 0.02 | 0 | 0.3 | 0.01 | 0 | 0 | 0 | 0 | 0.3 | 0.05 | 0.02 | 0.01 | 0.01 | 0 | True | False | Non Federally-Regulated | 11/02/2023 |  | 11/09/2023
Luminii Corp | Latona | 510-99-A90-615-27-07-DL-** | Light Emitting Diode | Inseparable Luminaire | Direct Wired | 0-10 VDC Controls | 64 | 2645 | -0.0012 | 92 | 55 | 0 | 0.93 | Ambient | 15000 |  |  | 55000 | 0.03 | 12 | 13 | 0.37 | 0.02 | 0.01 | 0.01 | 0.01 | 0.01 | 0.99 | 0.03 | 0.01 | 0.01 | 0.01 | 0 | 0.99 | 0.32 | 0.23 | 0.15 | 0.05 | 0.02 | True | False | Non Federally-Regulated | 11/02/2023 |  | 11/09/2023
Luminii Corp | Latona | 510-99-A90-615-27-10-DL-** | Light Emitting Diode | Inseparable Luminaire | Direct Wired | 0-10 VDC Controls | 62.5 | 2653 | -0.0015 | 92 | 55 | 0 | 0.98 | Ambient | 15000 |  |  | 55000 | 0.01 | 13 | 12 | 0.33 | 0.14 | 0.12 | 0.08 | 0.02 | 0 | 0.3 | 0.01 | 0 | 0 | 0 | 0 | 0.3 | 0.05 | 0.02 | 0.01 | 0.01 | 0 | True | False | Non Federally-Regulated | 11/02/2023 |  | 11/09/2023
Luminii Corp | Latona | 510-99-A90-615-27-15-DL-** | Light Emitting Diode | Inseparable Luminaire | Direct Wired | 0-10 VDC Controls | 62.2 | 2635 | -0.0017 | 92 | 51 | 0 | 0.99 | Ambient | 15000 |  |  | 55000 | 0.01 | 13 | 12 | 0.33 | 0.14 | 0.12 | 0.08 | 0.02 | 0 | 0.3 | 0.01 | 0 | 0 | 0 | 0 | 0.3 | 0.05 | 0.02 | 0.01 | 0.01 | 0 | True | False | Non Federally-Regulated | 11/02/2023 |  | 11/09/2023
Luminii Corp | Latona | 510-99-A90-615-30-07-DL-** | Light Emitting Diode | Inseparable Luminaire | Direct Wired | 0-10 VDC Controls | 71.3 | 3000 | -0.011 | 93 | 58 | 0 | 0.93 | Ambient | 15000 |  |  | 55000 | 0.03 | 12 | 13 | 0.37 | 0.02 | 0.01 | 0.01 | 0.01 | 0.01 | 0.99 | 0.03 | 0.01 | 0.01 | 0.01 | 0 | 0.99 | 0.32 | 0.23 | 0.15 | 0.05 | 0.02 | True | False | Non Federally-Regulated | 11/02/2023 |  | 11/09/2023
Luminii Corp | Latona | 510-99-A90-615-30-10-DL-** | Light Emitting Diode | Inseparable Luminaire | Direct Wired | 0-10 VDC Controls | 69.6 | 3000 | -0.0013 | 93 | 58 | 0 | 0.97 | Ambient | 15000 |  |  | 55000 | 0.01 | 13 | 12 | 0.33 | 0.14 | 0.12 | 0.08 | 0.02 | 0 | 0.3 | 0.01 | 0 | 0 | 0 | 0 | 0.3 | 0.05 | 0.02 | 0.01 | 0.01 | 0 | True | False | Non Federally-Regulated | 11/02/2023 |  | 11/09/2023
Luminii Corp | Latona | 510-99-A90-615-30-15-DL-** | Light Emitting Diode | Inseparable Luminaire | Direct Wired | 0-10 VDC Controls | 69.3 | 3000 | -0.0015 | 93 | 54 | 0 | 0.97 | Ambient | 15000 |  |  | 55000 | 0.01 | 13 | 12 | 0.33 | 0.14 | 0.12 | 0.08 | 0.02 | 0 | 0.3 | 0.01 | 0 | 0 | 0 | 0 | 0.3 | 0.05 | 0.02 | 0.01 | 0.01 | 0 | True | False | Non Federally-Regulated | 11/02/2023 |  | 11/09/2023
Luminii Corp | Latona | 510-99-A90-615-35-07-DL-** | Light Emitting Diode | Inseparable Luminaire | Direct Wired | 0-10 VDC Controls | 83.9 | 3500 | -0.0008 | 94 | 63 | 0 | 0.94 | Ambient | 15000 |  |  | 55000 | 0.03 | 12 | 13 | 0.37 | 0.02 | 0.01 | 0.01 | 0.01 | 0.01 | 0.99 | 0.03 | 0.01 | 0.01 | 0.01 | 0 | 0.99 | 0.32 | 0.23 | 0.15 | 0.05 | 0.02 | True | False | Non Federally-Regulated | 11/02/2023 |  | 11/09/2023
Luminii Corp | Latona | 510-99-A90-615-35-10-DL-** | Light Emitting Diode | Inseparable Luminaire | Direct Wired | 0-10 VDC Controls | 81.8 | 3500 | -0.0009 | 94 | 63 | 0 | 0.95 | Ambient | 15000 |  |  | 55000 | 0.01 | 13 | 12 | 0.33 | 0.14 | 0.12 | 0.08 | 0.02 | 0 | 0.3 | 0.01 | 0 | 0 | 0 | 0 | 0.3 | 0.05 | 0.02 | 0.01 | 0.01 | 0 | True | False | Non Federally-Regulated | 11/02/2023 |  | 11/09/2023
Luminii Corp | Latona | 510-99-A90-615-35-15-DL-** | Light Emitting Diode | Inseparable Luminaire | Direct Wired | 0-10 VDC Controls | 81.5 | 3500 | -0.0011 | 94 | 59 | 0 | 0.95 | Ambient | 15000 |  |  | 55000 | 0.01 | 13 | 12 | 0.33 | 0.14 | 0.12 | 0.08 | 0.02 | 0 | 0.3 | 0.01 | 0 | 0 | 0 | 0 | 0.3 | 0.05 | 0.02 | 0.01 | 0.01 | 0 | True | False | Non Federally-Regulated | 11/02/2023 |  | 11/09/2023
Luminii Corp | Latona | 510-99-A90-615-40-07-DL-** | Light Emitting Diode | Inseparable Luminaire | Direct Wired | 0-10 VDC Controls | 96.7 | 3816 | -0.0006 | 96 | 66 | 0 | 0.94 | Ambient | 15000 |  |  | 55000 | 0.03 | 12 | 13 | 0.37 | 0.02 | 0.01 | 0.01 | 0.01 | 0.01 | 0.99 | 0.03 | 0.01 | 0.01 | 0.01 | 0 | 0.99 | 0.32 | 0.23 | 0.15 | 0.05 | 0.02 | True | False | Non Federally-Regulated | 11/02/2023 |  | 11/09/2023
Luminii Corp | Latona | 510-99-A90-615-40-10-DL-** | Light Emitting Diode | Inseparable Luminaire | Direct Wired | 0-10 VDC Controls | 94.3 | 3816 | -0.0007 | 96 | 66 | 0 | 0.94 | Ambient | 15000 |  |  | 55000 | 0.01 | 13 | 12 | 0.33 | 0.14 | 0.12 | 0.08 | 0.02 | 0 | 0.3 | 0.01 | 0 | 0 | 0 | 0 | 0.3 | 0.05 | 0.02 | 0.01 | 0.01 | 0 | True | False | Non Federally-Regulated | 11/02/2023 |  | 11/09/2023
Luminii Corp | Latona | 510-99-A90-615-40-15-DL-** | Light Emitting Diode | Inseparable Luminaire | Direct Wired | 0-10 VDC Controls | 93.8 | 3816 | -0.0007 | 96 | 66 | 0 | 0.94 | Ambient | 15000 |  |  | 55000 | 0.01 | 13 | 12 | 0.33 | 0.14 | 0.12 | 0.08 | 0.02 | 0 | 0.3 | 0.01 | 0 | 0 | 0 | 0 | 0.3 | 0.05 | 0.02 | 0.01 | 0.01 | 0 | True | False | Non Federally-Regulated | 11/02/2023 |  | 11/09/2023
Luminii Corp | Latona | 510-99-A90-638F-27-07-DL-** | Light Emitting Diode | Inseparable Luminaire | Direct Wired | 0-10 VDC Controls | 64 | 2645 | -0.0012 | 92 | 55 | 0 | 0.93 | Ambient | 15000 |  |  | 55000 | 0.03 | 12 | 13 | 0.37 | 0.02 | 0.01 | 0.01 | 0.01 | 0.01 | 0.99 | 0.03 | 0.01 | 0.01 | 0.01 | 0 | 0.99 | 0.32 | 0.23 | 0.15 | 0.05 | 0.02 | True | False | Non Federally-Regulated | 11/02/2023 |  | 11/09/2023
Luminii Corp | Latona | 510-99-A90-638F-27-10-DL-** | Light Emitting Diode | Inseparable Luminaire | Direct Wired | 0-10 VDC Controls | 62.5 | 2653 | -0.0015 | 92 | 55 | 0 | 0.98 | Ambient | 15000 |  |  | 55000 | 0.01 | 13 | 12 | 0.33 | 0.14 | 0.12 | 0.08 | 0.02 | 0 | 0.3 | 0.01 | 0 | 0 | 0 | 0 | 0.3 | 0.05 | 0.02 | 0.01 | 0.01 | 0 | True | False | Non Federally-Regulated | 11/02/2023 |  | 11/09/2023
Luminii Corp | Latona | 510-99-A90-638F-27-15-DL-** | Light Emitting Diode | Inseparable Luminaire | Direct Wired | 0-10 VDC Controls | 62.2 | 2635 | -0.0017 | 92 | 51 | 0 | 0.99 | Ambient | 15000 |  |  | 55000 | 0.01 | 13 | 12 | 0.33 | 0.14 | 0.12 | 0.08 | 0.02 | 0 | 0.3 | 0.01 | 0 | 0 | 0 | 0 | 0.3 | 0.05 | 0.02 | 0.01 | 0.01 | 0 | True | False | Non Federally-Regulated | 11/02/2023 |  | 11/09/2023
Luminii Corp | Latona | 510-99-A90-638F-30-07-DL-** | Light Emitting Diode | Inseparable Luminaire | Direct Wired | 0-10 VDC Controls | 71.3 | 3000 | -0.011 | 93 | 58 | 0 | 0.93 | Ambient | 15000 |  |  | 55000 | 0.03 | 12 | 13 | 0.37 | 0.02 | 0.01 | 0.01 | 0.01 | 0.01 | 0.99 | 0.03 | 0.01 | 0.01 | 0.01 | 0 | 0.99 | 0.32 | 0.23 | 0.15 | 0.05 | 0.02 | True | False | Non Federally-Regulated | 11/02/2023 |  | 11/09/2023
Luminii Corp | Latona | 510-99-A90-638F-30-10-DL-** | Light Emitting Diode | Inseparable Luminaire | Direct Wired | 0-10 VDC Controls | 69.6 | 3000 | -0.0013 | 93 | 58 | 0 | 0.97 | Ambient | 15000 |  |  | 55000 | 0.01 | 13 | 12 | 0.33 | 0.14 | 0.12 | 0.08 | 0.02 | 0 | 0.3 | 0.01 | 0 | 0 | 0 | 0 | 0.3 | 0.05 | 0.02 | 0.01 | 0.01 | 0 | True | False | Non Federally-Regulated | 11/02/2023 |  | 11/09/2023
Luminii Corp | Latona | 510-99-A90-638F-30-15-DL-** | Light Emitting Diode | Inseparable Luminaire | Direct Wired | 0-10 VDC Controls | 69.3 | 3000 | -0.0015 | 93 | 54 | 0 | 0.97 | Ambient | 15000 |  |  | 55000 | 0.01 | 13 | 12 | 0.33 | 0.14 | 0.12 | 0.08 | 0.02 | 0 | 0.3 | 0.01 | 0 | 0 | 0 | 0 | 0.3 | 0.05 | 0.02 | 0.01 | 0.01 | 0 | True | False | Non Federally-Regulated | 11/02/2023 |  | 11/09/2023
Luminii Corp | Latona | 510-99-A90-638F-35-07-DL-** | Light Emitting Diode | Inseparable Luminaire | Direct Wired | 0-10 VDC Controls | 83.9 | 3500 | -0.0008 | 94 | 63 | 0 | 0.94 | Ambient | 15000 |  |  | 55000 | 0.03 | 12 | 13 | 0.37 | 0.02 | 0.01 | 0.01 | 0.01 | 0.01 | 0.99 | 0.03 | 0.01 | 0.01 | 0.01 | 0 | 0.99 | 0.32 | 0.23 | 0.15 | 0.05 | 0.02 | True | False | Non Federally-Regulated | 11/02/2023 |  | 11/09/2023
Luminii Corp | Latona | 510-99-A90-638F-35-10-DL-** | Light Emitting Diode | Inseparable Luminaire | Direct Wired | 0-10 VDC Controls | 81.8 | 3500 | -0.0009 | 94 | 63 | 0 | 0.95 | Ambient | 15000 |  |  | 55000 | 0.01 | 13 | 12 | 0.33 | 0.14 | 0.12 | 0.08 | 0.02 | 0 | 0.3 | 0.01 | 0 | 0 | 0 | 0 | 0.3 | 0.05 | 0.02 | 0.01 | 0.01 | 0 | True | False | Non Federally-Regulated | 11/02/2023 |  | 11/09/2023
Luminii Corp | Latona | 510-99-A90-638F-35-15-DL-** | Light Emitting Diode | Inseparable Luminaire | Direct Wired | 0-10 VDC Controls | 81.5 | 3500 | -0.0011 | 94 | 59 | 0 | 0.95 | Ambient | 15000 |  |  | 55000 | 0.01 | 13 | 12 | 0.33 | 0.14 | 0.12 | 0.08 | 0.02 | 0 | 0.3 | 0.01 | 0 | 0 | 0 | 0 | 0.3 | 0.05 | 0.02 | 0.01 | 0.01 | 0 | True | False | Non Federally-Regulated | 11/02/2023 |  | 11/09/2023
Luminii Corp | Latona | 510-99-A90-638F-40-07-DL-** | Light Emitting Diode | Inseparable Luminaire | Direct Wired | 0-10 VDC Controls | 96.7 | 3816 | -0.0006 | 96 | 66 | 0 | 0.94 | Ambient | 15000 |  |  | 55000 | 0.03 | 12 | 13 | 0.37 | 0.02 | 0.01 | 0.01 | 0.01 | 0.01 | 0.99 | 0.03 | 0.01 | 0.01 | 0.01 | 0 | 0.99 | 0.32 | 0.23 | 0.15 | 0.05 | 0.02 | True | False | Non Federally-Regulated | 11/02/2023 |  | 11/09/2023
Luminii Corp | Latona | 510-99-A90-638F-40-10-DL-** | Light Emitting Diode | Inseparable Luminaire | Direct Wired | 0-10 VDC Controls | 94.3 | 3816 | -0.0007 | 96 | 66 | 0 | 0.94 | Ambient | 15000 |  |  | 55000 | 0.01 | 13 | 12 | 0.33 | 0.14 | 0.12 | 0.08 | 0.02 | 0 | 0.3 | 0.01 | 0 | 0 | 0 | 0 | 0.3 | 0.05 | 0.02 | 0.01 | 0.01 | 0 | True | False | Non Federally-Regulated | 11/02/2023 |  | 11/09/2023
Luminii Corp | Latona | 510-99-A90-638F-40-15-DL-** | Light Emitting Diode | Inseparable Luminaire | Direct Wired | 0-10 VDC Controls | 93.8 | 3816 | -0.0007 | 96 | 66 | 0 | 0.94 | Ambient | 15000 |  |  | 55000 | 0.01 | 13 | 12 | 0.33 | 0.14 | 0.12 | 0.08 | 0.02 | 0 | 0.3 | 0.01 | 0 | 0 | 0 | 0 | 0.3 | 0.05 | 0.02 | 0.01 | 0.01 | 0 | True | False | Non Federally-Regulated | 11/02/2023 |  | 11/09/2023
Luminii Corp | Latona | 510-99-A90-640-27-07-DL-** | Light Emitting Diode | Inseparable Luminaire | Direct Wired | 0-10 VDC Controls | 64 | 2645 | -0.0012 | 92 | 55 | 0 | 0.93 | Ambient | 15000 |  |  | 55000 | 0.03 | 12 | 13 | 0.37 | 0.02 | 0.01 | 0.01 | 0.01 | 0.01 | 0.99 | 0.03 | 0.01 | 0.01 | 0.01 | 0 | 0.99 | 0.32 | 0.23 | 0.15 | 0.05 | 0.02 | True | False | Non Federally-Regulated | 11/02/2023 |  | 11/09/2023
Luminii Corp | Latona | 510-99-A90-640-27-10-DL-** | Light Emitting Diode | Inseparable Luminaire | Direct Wired | 0-10 VDC Controls | 62.5 | 2653 | -0.0015 | 92 | 55 | 0 | 0.98 | Ambient | 15000 |  |  | 55000 | 0.01 | 13 | 12 | 0.33 | 0.14 | 0.12 | 0.08 | 0.02 | 0 | 0.3 | 0.01 | 0 | 0 | 0 | 0 | 0.3 | 0.05 | 0.02 | 0.01 | 0.01 | 0 | True | False | Non Federally-Regulated | 11/02/2023 |  | 11/09/2023
Luminii Corp | Latona | 510-99-A90-640-27-15-DL-** | Light Emitting Diode | Inseparable Luminaire | Direct Wired | 0-10 VDC Controls | 62.2 | 2635 | -0.0017 | 92 | 51 | 0 | 0.99 | Ambient | 15000 |  |  | 55000 | 0.01 | 13 | 12 | 0.33 | 0.14 | 0.12 | 0.08 | 0.02 | 0 | 0.3 | 0.01 | 0 | 0 | 0 | 0 | 0.3 | 0.05 | 0.02 | 0.01 | 0.01 | 0 | True | False | Non Federally-Regulated | 11/02/2023 |  | 11/09/2023
Luminii Corp | Latona | 510-99-A90-640-30-07-DL-** | Light Emitting Diode | Inseparable Luminaire | Direct Wired | 0-10 VDC Controls | 71.3 | 3000 | -0.011 | 93 | 58 | 0 | 0.93 | Ambient | 15000 |  |  | 55000 | 0.03 | 12 | 13 | 0.37 | 0.02 | 0.01 | 0.01 | 0.01 | 0.01 | 0.99 | 0.03 | 0.01 | 0.01 | 0.01 | 0 | 0.99 | 0.32 | 0.23 | 0.15 | 0.05 | 0.02 | True | False | Non Federally-Regulated | 11/02/2023 |  | 11/09/2023
Luminii Corp | Latona | 510-99-A90-640-30-10-DL-** | Light Emitting Diode | Inseparable Luminaire | Direct Wired | 0-10 VDC Controls | 69.6 | 3000 | -0.0013 | 93 | 58 | 0 | 0.97 | Ambient | 15000 |  |  | 55000 | 0.01 | 13 | 12 | 0.33 | 0.14 | 0.12 | 0.08 | 0.02 | 0 | 0.3 | 0.01 | 0 | 0 | 0 | 0 | 0.3 | 0.05 | 0.02 | 0.01 | 0.01 | 0 | True | False | Non Federally-Regulated | 11/02/2023 |  | 11/09/2023
Luminii Corp | Latona | 510-99-A90-640-30-15-DL-** | Light Emitting Diode | Inseparable Luminaire | Direct Wired | 0-10 VDC Controls | 69.3 | 3000 | -0.0015 | 93 | 54 | 0 | 0.97 | Ambient | 15000 |  |  | 55000 | 0.01 | 13 | 12 | 0.33 | 0.14 | 0.12 | 0.08 | 0.02 | 0 | 0.3 | 0.01 | 0 | 0 | 0 | 0 | 0.3 | 0.05 | 0.02 | 0.01 | 0.01 | 0 | True | False | Non Federally-Regulated | 11/02/2023 |  | 11/09/2023
Luminii Corp | Latona | 510-99-A90-640-35-07-DL-** | Light Emitting Diode | Inseparable Luminaire | Direct Wired | 0-10 VDC Controls | 83.9 | 3500 | -0.0008 | 94 | 63 | 0 | 0.94 | Ambient | 15000 |  |  | 55000 | 0.03 | 12 | 13 | 0.37 | 0.02 | 0.01 | 0.01 | 0.01 | 0.01 | 0.99 | 0.03 | 0.01 | 0.01 | 0.01 | 0 | 0.99 | 0.32 | 0.23 | 0.15 | 0.05 | 0.02 | True | False | Non Federally-Regulated | 11/02/2023 |  | 11/09/2023
Luminii Corp | Latona | 510-99-A90-640-35-10-DL-** | Light Emitting Diode | Inseparable Luminaire | Direct Wired | 0-10 VDC Controls | 81.8 | 3500 | -0.0009 | 94 | 63 | 0 | 0.95 | Ambient | 15000 |  |  | 55000 | 0.01 | 13 | 12 | 0.33 | 0.14 | 0.12 | 0.08 | 0.02 | 0 | 0.3 | 0.01 | 0 | 0 | 0 | 0 | 0.3 | 0.05 | 0.02 | 0.01 | 0.01 | 0 | True | False | Non Federally-Regulated | 11/02/2023 |  | 11/09/2023
Luminii Corp | Latona | 510-99-A90-640-35-15-DL-** | Light Emitting Diode | Inseparable Luminaire | Direct Wired | 0-10 VDC Controls | 81.5 | 3500 | -0.0011 | 94 | 59 | 0 | 0.95 | Ambient | 15000 |  |  | 55000 | 0.01 | 13 | 12 | 0.33 | 0.14 | 0.12 | 0.08 | 0.02 | 0 | 0.3 | 0.01 | 0 | 0 | 0 | 0 | 0.3 | 0.05 | 0.02 | 0.01 | 0.01 | 0 | True | False | Non Federally-Regulated | 11/02/2023 |  | 11/09/2023
Luminii Corp | Latona | 510-99-A90-640-40-07-DL-** | Light Emitting Diode | Inseparable Luminaire | Direct Wired | 0-10 VDC Controls | 96.7 | 3816 | -0.0006 | 96 | 66 | 0 | 0.94 | Ambient | 15000 |  |  | 55000 | 0.03 | 12 | 13 | 0.37 | 0.02 | 0.01 | 0.01 | 0.01 | 0.01 | 0.99 | 0.03 | 0.01 | 0.01 | 0.01 | 0 | 0.99 | 0.32 | 0.23 | 0.15 | 0.05 | 0.02 | True | False | Non Federally-Regulated | 11/02/2023 |  | 11/09/2023
Luminii Corp | Latona | 510-99-A90-640-40-10-DL-** | Light Emitting Diode | Inseparable Luminaire | Direct Wired | 0-10 VDC Controls | 94.3 | 3816 | -0.0007 | 96 | 66 | 0 | 0.94 | Ambient | 15000 |  |  | 55000 | 0.01 | 13 | 12 | 0.33 | 0.14 | 0.12 | 0.08 | 0.02 | 0 | 0.3 | 0.01 | 0 | 0 | 0 | 0 | 0.3 | 0.05 | 0.02 | 0.01 | 0.01 | 0 | True | False | Non Federally-Regulated | 11/02/2023 |  | 11/09/2023
Luminii Corp | Latona | 510-99-A90-640-40-15-DL-** | Light Emitting Diode | Inseparable Luminaire | Direct Wired | 0-10 VDC Controls | 93.8 | 3816 | -0.0007 | 96 | 66 | 0 | 0.94 | Ambient | 15000 |  |  | 55000 | 0.01 | 13 | 12 | 0.33 | 0.14 | 0.12 | 0.08 | 0.02 | 0 | 0.3 | 0.01 | 0 | 0 | 0 | 0 | 0.3 | 0.05 | 0.02 | 0.01 | 0.01 | 0 | True | False | Non Federally-Regulated | 11/02/2023 |  | 11/09/2023
Luminii Corp | Latona | 510-99-A90-660-27-07-DL-** | Light Emitting Diode | Inseparable Luminaire | Direct Wired | 0-10 VDC Controls | 64 | 2645 | -0.0012 | 92 | 55 | 0 | 0.93 | Ambient | 15000 |  |  | 55000 | 0.03 | 12 | 13 | 0.37 | 0.02 | 0.01 | 0.01 | 0.01 | 0.01 | 0.99 | 0.03 | 0.01 | 0.01 | 0.01 | 0 | 0.99 | 0.32 | 0.23 | 0.15 | 0.05 | 0.02 | True | False | Non Federally-Regulated | 11/02/2023 |  | 11/09/2023
Luminii Corp | Latona | 510-99-A90-660-27-10-DL-** | Light Emitting Diode | Inseparable Luminaire | Direct Wired | 0-10 VDC Controls | 62.5 | 2653 | -0.0015 | 92 | 55 | 0 | 0.98 | Ambient | 15000 |  |  | 55000 | 0.01 | 13 | 12 | 0.33 | 0.14 | 0.12 | 0.08 | 0.02 | 0 | 0.3 | 0.01 | 0 | 0 | 0 | 0 | 0.3 | 0.05 | 0.02 | 0.01 | 0.01 | 0 | True | False | Non Federally-Regulated | 11/02/2023 |  | 11/09/2023
Luminii Corp | Latona | 510-99-A90-660-27-15-DL-** | Light Emitting Diode | Inseparable Luminaire | Direct Wired | 0-10 VDC Controls | 62.2 | 2635 | -0.0017 | 92 | 51 | 0 | 0.99 | Ambient | 15000 |  |  | 55000 | 0.01 | 13 | 12 | 0.33 | 0.14 | 0.12 | 0.08 | 0.02 | 0 | 0.3 | 0.01 | 0 | 0 | 0 | 0 | 0.3 | 0.05 | 0.02 | 0.01 | 0.01 | 0 | True | False | Non Federally-Regulated | 11/02/2023 |  | 11/09/2023
Luminii Corp | Latona | 510-99-A90-660-30-07-DL-** | Light Emitting Diode | Inseparable Luminaire | Direct Wired | 0-10 VDC Controls | 71.3 | 3000 | -0.011 | 93 | 58 | 0 | 0.93 | Ambient | 15000 |  |  | 55000 | 0.03 | 12 | 13 | 0.37 | 0.02 | 0.01 | 0.01 | 0.01 | 0.01 | 0.99 | 0.03 | 0.01 | 0.01 | 0.01 | 0 | 0.99 | 0.32 | 0.23 | 0.15 | 0.05 | 0.02 | True | False | Non Federally-Regulated | 11/02/2023 |  | 11/09/2023
Luminii Corp | Latona | 510-99-A90-660-30-10-DL-** | Light Emitting Diode | Inseparable Luminaire | Direct Wired | 0-10 VDC Controls | 69.6 | 3000 | -0.0013 | 93 | 58 | 0 | 0.97 | Ambient | 15000 |  |  | 55000 | 0.01 | 13 | 12 | 0.33 | 0.14 | 0.12 | 0.08 | 0.02 | 0 | 0.3 | 0.01 | 0 | 0 | 0 | 0 | 0.3 | 0.05 | 0.02 | 0.01 | 0.01 | 0 | True | False | Non Federally-Regulated | 11/02/2023 |  | 11/09/2023
Luminii Corp | Latona | 510-99-A90-660-30-15-DL-** | Light Emitting Diode | Inseparable Luminaire | Direct Wired | 0-10 VDC Controls | 69.3 | 3000 | -0.0015 | 93 | 54 | 0 | 0.97 | Ambient | 15000 |  |  | 55000 | 0.01 | 13 | 12 | 0.33 | 0.14 | 0.12 | 0.08 | 0.02 | 0 | 0.3 | 0.01 | 0 | 0 | 0 | 0 | 0.3 | 0.05 | 0.02 | 0.01 | 0.01 | 0 | True | False | Non Federally-Regulated | 11/02/2023 |  | 11/09/2023
Luminii Corp | Latona | 510-99-A90-660-35-07-DL-** | Light Emitting Diode | Inseparable Luminaire | Direct Wired | 0-10 VDC Controls | 83.9 | 3500 | -0.0008 | 94 | 63 | 0 | 0.94 | Ambient | 15000 |  |  | 55000 | 0.03 | 12 | 13 | 0.37 | 0.02 | 0.01 | 0.01 | 0.01 | 0.01 | 0.99 | 0.03 | 0.01 | 0.01 | 0.01 | 0 | 0.99 | 0.32 | 0.23 | 0.15 | 0.05 | 0.02 | True | False | Non Federally-Regulated | 11/02/2023 |  | 11/09/2023
Luminii Corp | Latona | 510-99-A90-660-35-10-DL-** | Light Emitting Diode | Inseparable Luminaire | Direct Wired | 0-10 VDC Controls | 81.8 | 3500 | -0.0009 | 94 | 63 | 0 | 0.95 | Ambient | 15000 |  |  | 55000 | 0.01 | 13 | 12 | 0.33 | 0.14 | 0.12 | 0.08 | 0.02 | 0 | 0.3 | 0.01 | 0 | 0 | 0 | 0 | 0.3 | 0.05 | 0.02 | 0.01 | 0.01 | 0 | True | False | Non Federally-Regulated | 11/02/2023 |  | 11/09/2023
Luminii Corp | Latona | 510-99-A90-660-35-15-DL-** | Light Emitting Diode | Inseparable Luminaire | Direct Wired | 0-10 VDC Controls | 81.5 | 3500 | -0.0011 | 94 | 59 | 0 | 0.95 | Ambient | 15000 |  |  | 55000 | 0.01 | 13 | 12 | 0.33 | 0.14 | 0.12 | 0.08 | 0.02 | 0 | 0.3 | 0.01 | 0 | 0 | 0 | 0 | 0.3 | 0.05 | 0.02 | 0.01 | 0.01 | 0 | True | False | Non Federally-Regulated | 11/02/2023 |  | 11/09/2023
Luminii Corp | Latona | 510-99-A90-660-40-07-DL-** | Light Emitting Diode | Inseparable Luminaire | Direct Wired | 0-10 VDC Controls | 96.7 | 3816 | -0.0006 | 96 | 66 | 0 | 0.94 | Ambient | 15000 |  |  | 55000 | 0.03 | 12 | 13 | 0.37 | 0.02 | 0.01 | 0.01 | 0.01 | 0.01 | 0.99 | 0.03 | 0.01 | 0.01 | 0.01 | 0 | 0.99 | 0.32 | 0.23 | 0.15 | 0.05 | 0.02 | True | False | Non Federally-Regulated | 11/02/2023 |  | 11/09/2023
Luminii Corp | Latona | 510-99-A90-660-40-10-DL-** | Light Emitting Diode | Inseparable Luminaire | Direct Wired | 0-10 VDC Controls | 94.3 | 3816 | -0.0007 | 96 | 66 | 0 | 0.94 | Ambient | 15000 |  |  | 55000 | 0.01 | 13 | 12 | 0.33 | 0.14 | 0.12 | 0.08 | 0.02 | 0 | 0.3 | 0.01 | 0 | 0 | 0 | 0 | 0.3 | 0.05 | 0.02 | 0.01 | 0.01 | 0 | True | False | Non Federally-Regulated | 11/02/2023 |  | 11/09/2023
Luminii Corp | Latona | 510-99-A90-660-40-15-DL-** | Light Emitting Diode | Inseparable Luminaire | Direct Wired | 0-10 VDC Controls | 93.8 | 3816 | -0.0007 | 96 | 66 | 0 | 0.94 | Ambient | 15000 |  |  | 55000 | 0.01 | 13 | 12 | 0.33 | 0.14 | 0.12 | 0.08 | 0.02 | 0 | 0.3 | 0.01 | 0 | 0 | 0 | 0 | 0.3 | 0.05 | 0.02 | 0.01 | 0.01 | 0 | True | False | Non Federally-Regulated | 11/02/2023 |  | 11/09/2023
Luminii Corp | Latona | 511-FL-A90-615-27-07-00-** | Light Emitting Diode | Inseparable Luminaire | Direct Wired | 0-10 VDC Controls | 64 | 2645 | -0.0012 | 92 | 55 | 0 | 0.93 | Ambient | 15000 |  |  | 55000 | 0.03 | 12 | 13 | 0.37 | 0.02 | 0.01 | 0.01 | 0.01 | 0.01 | 0.99 | 0.03 | 0.01 | 0.01 | 0.01 | 0 | 0.99 | 0.32 | 0.23 | 0.15 | 0.05 | 0.02 | True | False | Non Federally-Regulated | 11/02/2023 |  | 11/09/2023
Luminii Corp | Latona | 511-FL-A90-615-27-10-00-** | Light Emitting Diode | Inseparable Luminaire | Direct Wired | 0-10 VDC Controls | 62.5 | 2653 | -0.0015 | 92 | 55 | 0 | 0.98 | Ambient | 15000 |  |  | 55000 | 0.01 | 13 | 12 | 0.33 | 0.14 | 0.12 | 0.08 | 0.02 | 0 | 0.3 | 0.01 | 0 | 0 | 0 | 0 | 0.3 | 0.05 | 0.02 | 0.01 | 0.01 | 0 | True | False | Non Federally-Regulated | 11/02/2023 |  | 11/09/2023
Luminii Corp | Latona | 511-FL-A90-615-27-15-00-** | Light Emitting Diode | Inseparable Luminaire | Direct Wired | 0-10 VDC Controls | 62.2 | 2635 | -0.0017 | 92 | 51 | 0 | 0.99 | Ambient | 15000 |  |  | 55000 | 0.01 | 13 | 12 | 0.33 | 0.14 | 0.12 | 0.08 | 0.02 | 0 | 0.3 | 0.01 | 0 | 0 | 0 | 0 | 0.3 | 0.05 | 0.02 | 0.01 | 0.01 | 0 | True | False | Non Federally-Regulated | 11/02/2023 |  | 11/09/2023
Luminii Corp | Latona | 511-FL-A90-615-30-07-00-** | Light Emitting Diode | Inseparable Luminaire | Direct Wired | 0-10 VDC Controls | 71.3 | 3000 | -0.011 | 93 | 58 | 0 | 0.93 | Ambient | 15000 |  |  | 55000 | 0.03 | 12 | 13 | 0.37 | 0.02 | 0.01 | 0.01 | 0.01 | 0.01 | 0.99 | 0.03 | 0.01 | 0.01 | 0.01 | 0 | 0.99 | 0.32 | 0.23 | 0.15 | 0.05 | 0.02 | True | False | Non Federally-Regulated | 11/02/2023 |  | 11/09/2023
Luminii Corp | Latona | 511-FL-A90-615-30-10-00-** | Light Emitting Diode | Inseparable Luminaire | Direct Wired | 0-10 VDC Controls | 69.6 | 3000 | -0.0013 | 93 | 58 | 0 | 0.97 | Ambient | 15000 |  |  | 55000 | 0.01 | 13 | 12 | 0.33 | 0.14 | 0.12 | 0.08 | 0.02 | 0 | 0.3 | 0.01 | 0 | 0 | 0 | 0 | 0.3 | 0.05 | 0.02 | 0.01 | 0.01 | 0 | True | False | Non Federally-Regulated | 11/02/2023 |  | 11/09/2023
Luminii Corp | Latona | 511-FL-A90-615-30-15-00-** | Light Emitting Diode | Inseparable Luminaire | Direct Wired | 0-10 VDC Controls | 69.3 | 3000 | -0.0015 | 93 | 54 | 0 | 0.97 | Ambient | 15000 |  |  | 55000 | 0.01 | 13 | 12 | 0.33 | 0.14 | 0.12 | 0.08 | 0.02 | 0 | 0.3 | 0.01 | 0 | 0 | 0 | 0 | 0.3 | 0.05 | 0.02 | 0.01 | 0.01 | 0 | True | False | Non Federally-Regulated | 11/02/2023 |  | 11/09/2023
Luminii Corp | Latona | 511-FL-A90-615-35-07-00-** | Light Emitting Diode | Inseparable Luminaire | Direct Wired | 0-10 VDC Controls | 83.9 | 3500 | -0.0008 | 94 | 63 | 0 | 0.94 | Ambient | 15000 |  |  | 55000 | 0.03 | 12 | 13 | 0.37 | 0.02 | 0.01 | 0.01 | 0.01 | 0.01 | 0.99 | 0.03 | 0.01 | 0.01 | 0.01 | 0 | 0.99 | 0.32 | 0.23 | 0.15 | 0.05 | 0.02 | True | False | Non Federally-Regulated | 11/02/2023 |  | 11/09/2023
Luminii Corp | Latona | 511-FL-A90-615-35-10-00-** | Light Emitting Diode | Inseparable Luminaire | Direct Wired | 0-10 VDC Controls | 81.8 | 3500 | -0.0009 | 94 | 63 | 0 | 0.95 | Ambient | 15000 |  |  | 55000 | 0.01 | 13 | 12 | 0.33 | 0.14 | 0.12 | 0.08 | 0.02 | 0 | 0.3 | 0.01 | 0 | 0 | 0 | 0 | 0.3 | 0.05 | 0.02 | 0.01 | 0.01 | 0 | True | False | Non Federally-Regulated | 11/02/2023 |  | 11/09/2023
Luminii Corp | Latona | 511-FL-A90-615-35-15-00-** | Light Emitting Diode | Inseparable Luminaire | Direct Wired | 0-10 VDC Controls | 81.5 | 3500 | -0.0011 | 94 | 59 | 0 | 0.95 | Ambient | 15000 |  |  | 55000 | 0.01 | 13 | 12 | 0.33 | 0.14 | 0.12 | 0.08 | 0.02 | 0 | 0.3 | 0.01 | 0 | 0 | 0 | 0 | 0.3 | 0.05 | 0.02 | 0.01 | 0.01 | 0 | True | False | Non Federally-Regulated | 11/02/2023 |  | 11/09/2023
Luminii Corp | Latona | 511-FL-A90-615-40-07-00-** | Light Emitting Diode | Inseparable Luminaire | Direct Wired | 0-10 VDC Controls | 96.7 | 3816 | -0.0006 | 96 | 66 | 0 | 0.94 | Ambient | 15000 |  |  | 55000 | 0.03 | 12 | 13 | 0.37 | 0.02 | 0.01 | 0.01 | 0.01 | 0.01 | 0.99 | 0.03 | 0.01 | 0.01 | 0.01 | 0 | 0.99 | 0.32 | 0.23 | 0.15 | 0.05 | 0.02 | True | False | Non Federally-Regulated | 11/02/2023 |  | 11/09/2023
Luminii Corp | Latona | 511-FL-A90-615-40-10-00-** | Light Emitting Diode | Inseparable Luminaire | Direct Wired | 0-10 VDC Controls | 94.3 | 3816 | -0.0007 | 96 | 66 | 0 | 0.94 | Ambient | 15000 |  |  | 55000 | 0.01 | 13 | 12 | 0.33 | 0.14 | 0.12 | 0.08 | 0.02 | 0 | 0.3 | 0.01 | 0 | 0 | 0 | 0 | 0.3 | 0.05 | 0.02 | 0.01 | 0.01 | 0 | True | False | Non Federally-Regulated | 11/02/2023 |  | 11/09/2023
Luminii Corp | Latona | 511-FL-A90-615-40-15-00-** | Light Emitting Diode | Inseparable Luminaire | Direct Wired | 0-10 VDC Controls | 93.8 | 3816 | -0.0007 | 96 | 66 | 0 | 0.94 | Ambient | 15000 |  |  | 55000 | 0.01 | 13 | 12 | 0.33 | 0.14 | 0.12 | 0.08 | 0.02 | 0 | 0.3 | 0.01 | 0 | 0 | 0 | 0 | 0.3 | 0.05 | 0.02 | 0.01 | 0.01 | 0 | True | False | Non Federally-Regulated | 11/02/2023 |  | 11/09/2023
Luminii Corp | Latona | 511-FL-A90-638F-27-07-00-** | Light Emitting Diode | Inseparable Luminaire | Direct Wired | 0-10 VDC Controls | 64 | 2645 | -0.0012 | 92 | 55 | 0 | 0.93 | Ambient | 15000 |  |  | 55000 | 0.03 | 12 | 13 | 0.37 | 0.02 | 0.01 | 0.01 | 0.01 | 0.01 | 0.99 | 0.03 | 0.01 | 0.01 | 0.01 | 0 | 0.99 | 0.32 | 0.23 | 0.15 | 0.05 | 0.02 | True | False | Non Federally-Regulated | 11/02/2023 |  | 11/09/2023
Luminii Corp | Latona | 511-FL-A90-638F-27-10-00-** | Light Emitting Diode | Inseparable Luminaire | Direct Wired | 0-10 VDC Controls | 62.5 | 2653 | -0.0015 | 92 | 55 | 0 | 0.98 | Ambient | 15000 |  |  | 55000 | 0.01 | 13 | 12 | 0.33 | 0.14 | 0.12 | 0.08 | 0.02 | 0 | 0.3 | 0.01 | 0 | 0 | 0 | 0 | 0.3 | 0.05 | 0.02 | 0.01 | 0.01 | 0 | True | False | Non Federally-Regulated | 11/02/2023 |  | 11/09/2023
Luminii Corp | Latona | 511-FL-A90-638F-27-15-00-** | Light Emitting Diode | Inseparable Luminaire | Direct Wired | 0-10 VDC Controls | 62.2 | 2635 | -0.0017 | 92 | 51 | 0 | 0.99 | Ambient | 15000 |  |  | 55000 | 0.01 | 13 | 12 | 0.33 | 0.14 | 0.12 | 0.08 | 0.02 | 0 | 0.3 | 0.01 | 0 | 0 | 0 | 0 | 0.3 | 0.05 | 0.02 | 0.01 | 0.01 | 0 | True | False | Non Federally-Regulated | 11/02/2023 |  | 11/09/2023
Luminii Corp | Latona | 511-FL-A90-638F-30-07-00-** | Light Emitting Diode | Inseparable Luminaire | Direct Wired | 0-10 VDC Controls | 71.3 | 3000 | -0.011 | 93 | 58 | 0 | 0.93 | Ambient | 15000 |  |  | 55000 | 0.03 | 12 | 13 | 0.37 | 0.02 | 0.01 | 0.01 | 0.01 | 0.01 | 0.99 | 0.03 | 0.01 | 0.01 | 0.01 | 0 | 0.99 | 0.32 | 0.23 | 0.15 | 0.05 | 0.02 | True | False | Non Federally-Regulated | 11/02/2023 |  | 11/09/2023
Luminii Corp | Latona | 511-FL-A90-638F-30-10-00-** | Light Emitting Diode | Inseparable Luminaire | Direct Wired | 0-10 VDC Controls | 69.6 | 3000 | -0.0013 | 93 | 58 | 0 | 0.97 | Ambient | 15000 |  |  | 55000 | 0.01 | 13 | 12 | 0.33 | 0.14 | 0.12 | 0.08 | 0.02 | 0 | 0.3 | 0.01 | 0 | 0 | 0 | 0 | 0.3 | 0.05 | 0.02 | 0.01 | 0.01 | 0 | True | False | Non Federally-Regulated | 11/02/2023 |  | 11/09/2023
Luminii Corp | Latona | 511-FL-A90-638F-30-15-00-** | Light Emitting Diode | Inseparable Luminaire | Direct Wired | 0-10 VDC Controls | 69.3 | 3000 | -0.0015 | 93 | 54 | 0 | 0.97 | Ambient | 15000 |  |  | 55000 | 0.01 | 13 | 12 | 0.33 | 0.14 | 0.12 | 0.08 | 0.02 | 0 | 0.3 | 0.01 | 0 | 0 | 0 | 0 | 0.3 | 0.05 | 0.02 | 0.01 | 0.01 | 0 | True | False | Non Federally-Regulated | 11/02/2023 |  | 11/09/2023
Luminii Corp | Latona | 511-FL-A90-638F-35-07-00-** | Light Emitting Diode | Inseparable Luminaire | Direct Wired | 0-10 VDC Controls | 83.9 | 3500 | -0.0008 | 94 | 63 | 0 | 0.94 | Ambient | 15000 |  |  | 55000 | 0.03 | 12 | 13 | 0.37 | 0.02 | 0.01 | 0.01 | 0.01 | 0.01 | 0.99 | 0.03 | 0.01 | 0.01 | 0.01 | 0 | 0.99 | 0.32 | 0.23 | 0.15 | 0.05 | 0.02 | True | False | Non Federally-Regulated | 11/02/2023 |  | 11/09/2023
Luminii Corp | Latona | 511-FL-A90-638F-35-10-00-** | Light Emitting Diode | Inseparable Luminaire | Direct Wired | 0-10 VDC Controls | 81.8 | 3500 | -0.0009 | 94 | 63 | 0 | 0.95 | Ambient | 15000 |  |  | 55000 | 0.01 | 13 | 12 | 0.33 | 0.14 | 0.12 | 0.08 | 0.02 | 0 | 0.3 | 0.01 | 0 | 0 | 0 | 0 | 0.3 | 0.05 | 0.02 | 0.01 | 0.01 | 0 | True | False | Non Federally-Regulated | 11/02/2023 |  | 11/09/2023
Luminii Corp | Latona | 511-FL-A90-638F-35-15-00-** | Light Emitting Diode | Inseparable Luminaire | Direct Wired | 0-10 VDC Controls | 81.5 | 3500 | -0.0011 | 94 | 59 | 0 | 0.95 | Ambient | 15000 |  |  | 55000 | 0.01 | 13 | 12 | 0.33 | 0.14 | 0.12 | 0.08 | 0.02 | 0 | 0.3 | 0.01 | 0 | 0 | 0 | 0 | 0.3 | 0.05 | 0.02 | 0.01 | 0.01 | 0 | True | False | Non Federally-Regulated | 11/02/2023 |  | 11/09/2023
Luminii Corp | Latona | 511-FL-A90-638F-40-07-00-** | Light Emitting Diode | Inseparable Luminaire | Direct Wired | 0-10 VDC Controls | 96.7 | 3816 | -0.0006 | 96 | 66 | 0 | 0.94 | Ambient | 15000 |  |  | 55000 | 0.03 | 12 | 13 | 0.37 | 0.02 | 0.01 | 0.01 | 0.01 | 0.01 | 0.99 | 0.03 | 0.01 | 0.01 | 0.01 | 0 | 0.99 | 0.32 | 0.23 | 0.15 | 0.05 | 0.02 | True | False | Non Federally-Regulated | 11/02/2023 |  | 11/09/2023
Luminii Corp | Latona | 511-FL-A90-638F-40-10-00-** | Light Emitting Diode | Inseparable Luminaire | Direct Wired | 0-10 VDC Controls | 94.3 | 3816 | -0.0007 | 96 | 66 | 0 | 0.94 | Ambient | 15000 |  |  | 55000 | 0.01 | 13 | 12 | 0.33 | 0.14 | 0.12 | 0.08 | 0.02 | 0 | 0.3 | 0.01 | 0 | 0 | 0 | 0 | 0.3 | 0.05 | 0.02 | 0.01 | 0.01 | 0 | True | False | Non Federally-Regulated | 11/02/2023 |  | 11/09/2023
Luminii Corp | Latona | 511-FL-A90-638F-40-15-00-** | Light Emitting Diode | Inseparable Luminaire | Direct Wired | 0-10 VDC Controls | 93.8 | 3816 | -0.0007 | 96 | 66 | 0 | 0.94 | Ambient | 15000 |  |  | 55000 | 0.01 | 13 | 12 | 0.33 | 0.14 | 0.12 | 0.08 | 0.02 | 0 | 0.3 | 0.01 | 0 | 0 | 0 | 0 | 0.3 | 0.05 | 0.02 | 0.01 | 0.01 | 0 | True | False | Non Federally-Regulated | 11/02/2023 |  | 11/09/2023
Luminii Corp | Latona | 511-FL-A90-640-27-07-00-** | Light Emitting Diode | Inseparable Luminaire | Direct Wired | 0-10 VDC Controls | 64 | 2645 | -0.0012 | 92 | 55 | 0 | 0.93 | Ambient | 15000 |  |  | 55000 | 0.03 | 12 | 13 | 0.37 | 0.02 | 0.01 | 0.01 | 0.01 | 0.01 | 0.99 | 0.03 | 0.01 | 0.01 | 0.01 | 0 | 0.99 | 0.32 | 0.23 | 0.15 | 0.05 | 0.02 | True | False | Non Federally-Regulated | 11/02/2023 |  | 11/09/2023
Luminii Corp | Latona | 511-FL-A90-640-27-10-00-** | Light Emitting Diode | Inseparable Luminaire | Direct Wired | 0-10 VDC Controls | 62.5 | 2653 | -0.0015 | 92 | 55 | 0 | 0.98 | Ambient | 15000 |  |  | 55000 | 0.01 | 13 | 12 | 0.33 | 0.14 | 0.12 | 0.08 | 0.02 | 0 | 0.3 | 0.01 | 0 | 0 | 0 | 0 | 0.3 | 0.05 | 0.02 | 0.01 | 0.01 | 0 | True | False | Non Federally-Regulated | 11/02/2023 |  | 11/09/2023
Luminii Corp | Latona | 511-FL-A90-640-27-15-00-** | Light Emitting Diode | Inseparable Luminaire | Direct Wired | 0-10 VDC Controls | 62.2 | 2635 | -0.0017 | 92 | 51 | 0 | 0.99 | Ambient | 15000 |  |  | 55000 | 0.01 | 13 | 12 | 0.33 | 0.14 | 0.12 | 0.08 | 0.02 | 0 | 0.3 | 0.01 | 0 | 0 | 0 | 0 | 0.3 | 0.05 | 0.02 | 0.01 | 0.01 | 0 | True | False | Non Federally-Regulated | 11/02/2023 |  | 11/09/2023
Luminii Corp | Latona | 511-FL-A90-640-30-07-00-** | Light Emitting Diode | Inseparable Luminaire | Direct Wired | 0-10 VDC Controls | 71.3 | 3000 | -0.011 | 93 | 58 | 0 | 0.93 | Ambient | 15000 |  |  | 55000 | 0.03 | 12 | 13 | 0.37 | 0.02 | 0.01 | 0.01 | 0.01 | 0.01 | 0.99 | 0.03 | 0.01 | 0.01 | 0.01 | 0 | 0.99 | 0.32 | 0.23 | 0.15 | 0.05 | 0.02 | True | False | Non Federally-Regulated | 11/02/2023 |  | 11/09/2023
Luminii Corp | Latona | 511-FL-A90-640-30-10-00-** | Light Emitting Diode | Inseparable Luminaire | Direct Wired | 0-10 VDC Controls | 69.6 | 3000 | -0.0013 | 93 | 58 | 0 | 0.97 | Ambient | 15000 |  |  | 55000 | 0.01 | 13 | 12 | 0.33 | 0.14 | 0.12 | 0.08 | 0.02 | 0 | 0.3 | 0.01 | 0 | 0 | 0 | 0 | 0.3 | 0.05 | 0.02 | 0.01 | 0.01 | 0 | True | False | Non Federally-Regulated | 11/02/2023 |  | 11/09/2023
Luminii Corp | Latona | 511-FL-A90-640-30-15-00-** | Light Emitting Diode | Inseparable Luminaire | Direct Wired | 0-10 VDC Controls | 69.3 | 3000 | -0.0015 | 93 | 54 | 0 | 0.97 | Ambient | 15000 |  |  | 55000 | 0.01 | 13 | 12 | 0.33 | 0.14 | 0.12 | 0.08 | 0.02 | 0 | 0.3 | 0.01 | 0 | 0 | 0 | 0 | 0.3 | 0.05 | 0.02 | 0.01 | 0.01 | 0 | True | False | Non Federally-Regulated | 11/02/2023 |  | 11/09/2023
Luminii Corp | Latona | 511-FL-A90-640-35-07-00-** | Light Emitting Diode | Inseparable Luminaire | Direct Wired | 0-10 VDC Controls | 83.9 | 3500 | -0.0008 | 94 | 63 | 0 | 0.94 | Ambient | 15000 |  |  | 55000 | 0.03 | 12 | 13 | 0.37 | 0.02 | 0.01 | 0.01 | 0.01 | 0.01 | 0.99 | 0.03 | 0.01 | 0.01 | 0.01 | 0 | 0.99 | 0.32 | 0.23 | 0.15 | 0.05 | 0.02 | True | False | Non Federally-Regulated | 11/02/2023 |  | 11/09/2023
Luminii Corp | Latona | 511-FL-A90-640-35-10-00-** | Light Emitting Diode | Inseparable Luminaire | Direct Wired | 0-10 VDC Controls | 81.8 | 3500 | -0.0009 | 94 | 63 | 0 | 0.95 | Ambient | 15000 |  |  | 55000 | 0.01 | 13 | 12 | 0.33 | 0.14 | 0.12 | 0.08 | 0.02 | 0 | 0.3 | 0.01 | 0 | 0 | 0 | 0 | 0.3 | 0.05 | 0.02 | 0.01 | 0.01 | 0 | True | False | Non Federally-Regulated | 11/02/2023 |  | 11/09/2023
Luminii Corp | Latona | 511-FL-A90-640-35-15-00-** | Light Emitting Diode | Inseparable Luminaire | Direct Wired | 0-10 VDC Controls | 81.5 | 3500 | -0.0011 | 94 | 59 | 0 | 0.95 | Ambient | 15000 |  |  | 55000 | 0.01 | 13 | 12 | 0.33 | 0.14 | 0.12 | 0.08 | 0.02 | 0 | 0.3 | 0.01 | 0 | 0 | 0 | 0 | 0.3 | 0.05 | 0.02 | 0.01 | 0.01 | 0 | True | False | Non Federally-Regulated | 11/02/2023 |  | 11/09/2023
Luminii Corp | Latona | 511-FL-A90-640-40-07-00-** | Light Emitting Diode | Inseparable Luminaire | Direct Wired | 0-10 VDC Controls | 96.7 | 3816 | -0.0006 | 96 | 66 | 0 | 0.94 | Ambient | 15000 |  |  | 55000 | 0.03 | 12 | 13 | 0.37 | 0.02 | 0.01 | 0.01 | 0.01 | 0.01 | 0.99 | 0.03 | 0.01 | 0.01 | 0.01 | 0 | 0.99 | 0.32 | 0.23 | 0.15 | 0.05 | 0.02 | True | False | Non Federally-Regulated | 11/02/2023 |  | 11/09/2023
Luminii Corp | Latona | 511-FL-A90-640-40-10-00-** | Light Emitting Diode | Inseparable Luminaire | Direct Wired | 0-10 VDC Controls | 94.3 | 3816 | -0.0007 | 96 | 66 | 0 | 0.94 | Ambient | 15000 |  |  | 55000 | 0.01 | 13 | 12 | 0.33 | 0.14 | 0.12 | 0.08 | 0.02 | 0 | 0.3 | 0.01 | 0 | 0 | 0 | 0 | 0.3 | 0.05 | 0.02 | 0.01 | 0.01 | 0 | True | False | Non Federally-Regulated | 11/02/2023 |  | 11/09/2023
Luminii Corp | Latona | 511-FL-A90-640-40-15-00-** | Light Emitting Diode | Inseparable Luminaire | Direct Wired | 0-10 VDC Controls | 93.8 | 3816 | -0.0007 | 96 | 66 | 0 | 0.94 | Ambient | 15000 |  |  | 55000 | 0.01 | 13 | 12 | 0.33 | 0.14 | 0.12 | 0.08 | 0.02 | 0 | 0.3 | 0.01 | 0 | 0 | 0 | 0 | 0.3 | 0.05 | 0.02 | 0.01 | 0.01 | 0 | True | False | Non Federally-Regulated | 11/02/2023 |  | 11/09/2023
Luminii Corp | Latona | 511-FL-A90-660-27-07-00-** | Light Emitting Diode | Inseparable Luminaire | Direct Wired | 0-10 VDC Controls | 64 | 2645 | -0.0012 | 92 | 55 | 0 | 0.93 | Ambient | 15000 |  |  | 55000 | 0.03 | 12 | 13 | 0.37 | 0.02 | 0.01 | 0.01 | 0.01 | 0.01 | 0.99 | 0.03 | 0.01 | 0.01 | 0.01 | 0 | 0.99 | 0.32 | 0.23 | 0.15 | 0.05 | 0.02 | True | False | Non Federally-Regulated | 11/02/2023 |  | 11/09/2023
Luminii Corp | Latona | 511-FL-A90-660-27-10-00-** | Light Emitting Diode | Inseparable Luminaire | Direct Wired | 0-10 VDC Controls | 62.5 | 2653 | -0.0015 | 92 | 55 | 0 | 0.98 | Ambient | 15000 |  |  | 55000 | 0.01 | 13 | 12 | 0.33 | 0.14 | 0.12 | 0.08 | 0.02 | 0 | 0.3 | 0.01 | 0 | 0 | 0 | 0 | 0.3 | 0.05 | 0.02 | 0.01 | 0.01 | 0 | True | False | Non Federally-Regulated | 11/02/2023 |  | 11/09/2023
Luminii Corp | Latona | 511-FL-A90-660-27-15-00-** | Light Emitting Diode | Inseparable Luminaire | Direct Wired | 0-10 VDC Controls | 62.2 | 2635 | -0.0017 | 92 | 51 | 0 | 0.99 | Ambient | 15000 |  |  | 55000 | 0.01 | 13 | 12 | 0.33 | 0.14 | 0.12 | 0.08 | 0.02 | 0 | 0.3 | 0.01 | 0 | 0 | 0 | 0 | 0.3 | 0.05 | 0.02 | 0.01 | 0.01 | 0 | True | False | Non Federally-Regulated | 11/02/2023 |  | 11/09/2023
Luminii Corp | Latona | 511-FL-A90-660-30-07-00-** | Light Emitting Diode | Inseparable Luminaire | Direct Wired | 0-10 VDC Controls | 71.3 | 3000 | -0.011 | 93 | 58 | 0 | 0.93 | Ambient | 15000 |  |  | 55000 | 0.03 | 12 | 13 | 0.37 | 0.02 | 0.01 | 0.01 | 0.01 | 0.01 | 0.99 | 0.03 | 0.01 | 0.01 | 0.01 | 0 | 0.99 | 0.32 | 0.23 | 0.15 | 0.05 | 0.02 | True | False | Non Federally-Regulated | 11/02/2023 |  | 11/09/2023
Luminii Corp | Latona | 511-FL-A90-660-30-10-00-** | Light Emitting Diode | Inseparable Luminaire | Direct Wired | 0-10 VDC Controls | 69.6 | 3000 | -0.0013 | 93 | 58 | 0 | 0.97 | Ambient | 15000 |  |  | 55000 | 0.01 | 13 | 12 | 0.33 | 0.14 | 0.12 | 0.08 | 0.02 | 0 | 0.3 | 0.01 | 0 | 0 | 0 | 0 | 0.3 | 0.05 | 0.02 | 0.01 | 0.01 | 0 | True | False | Non Federally-Regulated | 11/02/2023 |  | 11/09/2023
Luminii Corp | Latona | 511-FL-A90-660-30-15-00-** | Light Emitting Diode | Inseparable Luminaire | Direct Wired | 0-10 VDC Controls | 69.3 | 3000 | -0.0015 | 93 | 54 | 0 | 0.97 | Ambient | 15000 |  |  | 55000 | 0.01 | 13 | 12 | 0.33 | 0.14 | 0.12 | 0.08 | 0.02 | 0 | 0.3 | 0.01 | 0 | 0 | 0 | 0 | 0.3 | 0.05 | 0.02 | 0.01 | 0.01 | 0 | True | False | Non Federally-Regulated | 11/02/2023 |  | 11/09/2023
Luminii Corp | Latona | 511-FL-A90-660-35-07-00-** | Light Emitting Diode | Inseparable Luminaire | Direct Wired | 0-10 VDC Controls | 83.9 | 3500 | -0.0008 | 94 | 63 | 0 | 0.94 | Ambient | 15000 |  |  | 55000 | 0.03 | 12 | 13 | 0.37 | 0.02 | 0.01 | 0.01 | 0.01 | 0.01 | 0.99 | 0.03 | 0.01 | 0.01 | 0.01 | 0 | 0.99 | 0.32 | 0.23 | 0.15 | 0.05 | 0.02 | True | False | Non Federally-Regulated | 11/02/2023 |  | 11/09/2023
Luminii Corp | Latona | 511-FL-A90-660-35-10-00-** | Light Emitting Diode | Inseparable Luminaire | Direct Wired | 0-10 VDC Controls | 81.8 | 3500 | -0.0009 | 94 | 63 | 0 | 0.95 | Ambient | 15000 |  |  | 55000 | 0.01 | 13 | 12 | 0.33 | 0.14 | 0.12 | 0.08 | 0.02 | 0 | 0.3 | 0.01 | 0 | 0 | 0 | 0 | 0.3 | 0.05 | 0.02 | 0.01 | 0.01 | 0 | True | False | Non Federally-Regulated | 11/02/2023 |  | 11/09/2023
Luminii Corp | Latona | 511-FL-A90-660-35-15-00-** | Light Emitting Diode | Inseparable Luminaire | Direct Wired | 0-10 VDC Controls | 81.5 | 3500 | -0.0011 | 94 | 59 | 0 | 0.95 | Ambient | 15000 |  |  | 55000 | 0.01 | 13 | 12 | 0.33 | 0.14 | 0.12 | 0.08 | 0.02 | 0 | 0.3 | 0.01 | 0 | 0 | 0 | 0 | 0.3 | 0.05 | 0.02 | 0.01 | 0.01 | 0 | True | False | Non Federally-Regulated | 11/02/2023 |  | 11/09/2023
Luminii Corp | Latona | 511-FL-A90-660-40-07-00-** | Light Emitting Diode | Inseparable Luminaire | Direct Wired | 0-10 VDC Controls | 96.7 | 3816 | -0.0006 | 96 | 66 | 0 | 0.94 | Ambient | 15000 |  |  | 55000 | 0.03 | 12 | 13 | 0.37 | 0.02 | 0.01 | 0.01 | 0.01 | 0.01 | 0.99 | 0.03 | 0.01 | 0.01 | 0.01 | 0 | 0.99 | 0.32 | 0.23 | 0.15 | 0.05 | 0.02 | True | False | Non Federally-Regulated | 11/02/2023 |  | 11/09/2023
Luminii Corp | Latona | 511-FL-A90-660-40-10-00-** | Light Emitting Diode | Inseparable Luminaire | Direct Wired | 0-10 VDC Controls | 94.3 | 3816 | -0.0007 | 96 | 66 | 0 | 0.94 | Ambient | 15000 |  |  | 55000 | 0.01 | 13 | 12 | 0.33 | 0.14 | 0.12 | 0.08 | 0.02 | 0 | 0.3 | 0.01 | 0 | 0 | 0 | 0 | 0.3 | 0.05 | 0.02 | 0.01 | 0.01 | 0 | True | False | Non Federally-Regulated | 11/02/2023 |  | 11/09/2023
Luminii Corp | Latona | 511-FL-A90-660-40-15-00-** | Light Emitting Diode | Inseparable Luminaire | Direct Wired | 0-10 VDC Controls | 93.8 | 3816 | -0.0007 | 96 | 66 | 0 | 0.94 | Ambient | 15000 |  |  | 55000 | 0.01 | 13 | 12 | 0.33 | 0.14 | 0.12 | 0.08 | 0.02 | 0 | 0.3 | 0.01 | 0 | 0 | 0 | 0 | 0.3 | 0.05 | 0.02 | 0.01 | 0.01 | 0 | True | False | Non Federally-Regulated | 11/02/2023 |  | 11/09/2023
Luminii Corp | Latona | 511-99-A90-615-27-07-00-** | Light Emitting Diode | Inseparable Luminaire | Direct Wired | 0-10 VDC Controls | 64 | 2645 | -0.0012 | 92 | 55 | 0 | 0.93 | Ambient | 15000 |  |  | 55000 | 0.03 | 12 | 13 | 0.37 | 0.02 | 0.01 | 0.01 | 0.01 | 0.01 | 0.99 | 0.03 | 0.01 | 0.01 | 0.01 | 0 | 0.99 | 0.32 | 0.23 | 0.15 | 0.05 | 0.02 | True | False | Non Federally-Regulated | 11/02/2023 |  | 11/09/2023
Luminii Corp | Latona | 511-99-A90-615-27-10-00-** | Light Emitting Diode | Inseparable Luminaire | Direct Wired | 0-10 VDC Controls | 62.5 | 2653 | -0.0015 | 92 | 55 | 0 | 0.98 | Ambient | 15000 |  |  | 55000 | 0.01 | 13 | 12 | 0.33 | 0.14 | 0.12 | 0.08 | 0.02 | 0 | 0.3 | 0.01 | 0 | 0 | 0 | 0 | 0.3 | 0.05 | 0.02 | 0.01 | 0.01 | 0 | True | False | Non Federally-Regulated | 11/02/2023 |  | 11/09/2023
Luminii Corp | Latona | 511-99-A90-615-27-15-00-** | Light Emitting Diode | Inseparable Luminaire | Direct Wired | 0-10 VDC Controls | 62.2 | 2635 | -0.0017 | 92 | 51 | 0 | 0.99 | Ambient | 15000 |  |  | 55000 | 0.01 | 13 | 12 | 0.33 | 0.14 | 0.12 | 0.08 | 0.02 | 0 | 0.3 | 0.01 | 0 | 0 | 0 | 0 | 0.3 | 0.05 | 0.02 | 0.01 | 0.01 | 0 | True | False | Non Federally-Regulated | 11/02/2023 |  | 11/09/2023
Luminii Corp | Latona | 511-99-A90-615-30-07-00-** | Light Emitting Diode | Inseparable Luminaire | Direct Wired | 0-10 VDC Controls | 71.3 | 3000 | -0.011 | 93 | 58 | 0 | 0.93 | Ambient | 15000 |  |  | 55000 | 0.03 | 12 | 13 | 0.37 | 0.02 | 0.01 | 0.01 | 0.01 | 0.01 | 0.99 | 0.03 | 0.01 | 0.01 | 0.01 | 0 | 0.99 | 0.32 | 0.23 | 0.15 | 0.05 | 0.02 | True | False | Non Federally-Regulated | 11/02/2023 |  | 11/09/2023
Luminii Corp | Latona | 511-99-A90-615-30-10-00-** | Light Emitting Diode | Inseparable Luminaire | Direct Wired | 0-10 VDC Controls | 69.6 | 3000 | -0.0013 | 93 | 58 | 0 | 0.97 | Ambient | 15000 |  |  | 55000 | 0.01 | 13 | 12 | 0.33 | 0.14 | 0.12 | 0.08 | 0.02 | 0 | 0.3 | 0.01 | 0 | 0 | 0 | 0 | 0.3 | 0.05 | 0.02 | 0.01 | 0.01 | 0 | True | False | Non Federally-Regulated | 11/02/2023 |  | 11/09/2023
Luminii Corp | Latona | 511-99-A90-615-30-15-00-** | Light Emitting Diode | Inseparable Luminaire | Direct Wired | 0-10 VDC Controls | 69.3 | 3000 | -0.0015 | 93 | 54 | 0 | 0.97 | Ambient | 15000 |  |  | 55000 | 0.01 | 13 | 12 | 0.33 | 0.14 | 0.12 | 0.08 | 0.02 | 0 | 0.3 | 0.01 | 0 | 0 | 0 | 0 | 0.3 | 0.05 | 0.02 | 0.01 | 0.01 | 0 | True | False | Non Federally-Regulated | 11/02/2023 |  | 11/09/2023
Luminii Corp | Latona | 511-99-A90-615-35-07-00-** | Light Emitting Diode | Inseparable Luminaire | Direct Wired | 0-10 VDC Controls | 83.9 | 3500 | -0.0008 | 94 | 63 | 0 | 0.94 | Ambient | 15000 |  |  | 55000 | 0.03 | 12 | 13 | 0.37 | 0.02 | 0.01 | 0.01 | 0.01 | 0.01 | 0.99 | 0.03 | 0.01 | 0.01 | 0.01 | 0 | 0.99 | 0.32 | 0.23 | 0.15 | 0.05 | 0.02 | True | False | Non Federally-Regulated | 11/02/2023 |  | 11/09/2023
Luminii Corp | Latona | 511-99-A90-615-35-10-00-** | Light Emitting Diode | Inseparable Luminaire | Direct Wired | 0-10 VDC Controls | 81.8 | 3500 | -0.0009 | 94 | 63 | 0 | 0.95 | Ambient | 15000 |  |  | 55000 | 0.01 | 13 | 12 | 0.33 | 0.14 | 0.12 | 0.08 | 0.02 | 0 | 0.3 | 0.01 | 0 | 0 | 0 | 0 | 0.3 | 0.05 | 0.02 | 0.01 | 0.01 | 0 | True | False | Non Federally-Regulated | 11/02/2023 |  | 11/09/2023
Luminii Corp | Latona | 511-99-A90-615-35-15-00-** | Light Emitting Diode | Inseparable Luminaire | Direct Wired | 0-10 VDC Controls | 81.5 | 3500 | -0.0011 | 94 | 59 | 0 | 0.95 | Ambient | 15000 |  |  | 55000 | 0.01 | 13 | 12 | 0.33 | 0.14 | 0.12 | 0.08 | 0.02 | 0 | 0.3 | 0.01 | 0 | 0 | 0 | 0 | 0.3 | 0.05 | 0.02 | 0.01 | 0.01 | 0 | True | False | Non Federally-Regulated | 11/02/2023 |  | 11/09/2023
Luminii Corp | Latona | 511-99-A90-615-40-07-00-** | Light Emitting Diode | Inseparable Luminaire | Direct Wired | 0-10 VDC Controls | 96.7 | 3816 | -0.0006 | 96 | 66 | 0 | 0.94 | Ambient | 15000 |  |  | 55000 | 0.03 | 12 | 13 | 0.37 | 0.02 | 0.01 | 0.01 | 0.01 | 0.01 | 0.99 | 0.03 | 0.01 | 0.01 | 0.01 | 0 | 0.99 | 0.32 | 0.23 | 0.15 | 0.05 | 0.02 | True | False | Non Federally-Regulated | 11/02/2023 |  | 11/09/2023
Luminii Corp | Latona | 511-99-A90-615-40-10-00-** | Light Emitting Diode | Inseparable Luminaire | Direct Wired | 0-10 VDC Controls | 94.3 | 3816 | -0.0007 | 96 | 66 | 0 | 0.94 | Ambient | 15000 |  |  | 55000 | 0.01 | 13 | 12 | 0.33 | 0.14 | 0.12 | 0.08 | 0.02 | 0 | 0.3 | 0.01 | 0 | 0 | 0 | 0 | 0.3 | 0.05 | 0.02 | 0.01 | 0.01 | 0 | True | False | Non Federally-Regulated | 11/02/2023 |  | 11/09/2023
Luminii Corp | Latona | 511-99-A90-615-40-15-00-** | Light Emitting Diode | Inseparable Luminaire | Direct Wired | 0-10 VDC Controls | 93.8 | 3816 | -0.0007 | 96 | 66 | 0 | 0.94 | Ambient | 15000 |  |  | 55000 | 0.01 | 13 | 12 | 0.33 | 0.14 | 0.12 | 0.08 | 0.02 | 0 | 0.3 | 0.01 | 0 | 0 | 0 | 0 | 0.3 | 0.05 | 0.02 | 0.01 | 0.01 | 0 | True | False | Non Federally-Regulated | 11/02/2023 |  | 11/09/2023
Luminii Corp | Latona | 511-99-A90-638F-27-07-00-** | Light Emitting Diode | Inseparable Luminaire | Direct Wired | 0-10 VDC Controls | 64 | 2645 | -0.0012 | 92 | 55 | 0 | 0.93 | Ambient | 15000 |  |  | 55000 | 0.03 | 12 | 13 | 0.37 | 0.02 | 0.01 | 0.01 | 0.01 | 0.01 | 0.99 | 0.03 | 0.01 | 0.01 | 0.01 | 0 | 0.99 | 0.32 | 0.23 | 0.15 | 0.05 | 0.02 | True | False | Non Federally-Regulated | 11/02/2023 |  | 11/09/2023
Luminii Corp | Latona | 511-99-A90-638F-27-10-00-** | Light Emitting Diode | Inseparable Luminaire | Direct Wired | 0-10 VDC Controls | 62.5 | 2653 | -0.0015 | 92 | 55 | 0 | 0.98 | Ambient | 15000 |  |  | 55000 | 0.01 | 13 | 12 | 0.33 | 0.14 | 0.12 | 0.08 | 0.02 | 0 | 0.3 | 0.01 | 0 | 0 | 0 | 0 | 0.3 | 0.05 | 0.02 | 0.01 | 0.01 | 0 | True | False | Non Federally-Regulated | 11/02/2023 |  | 11/09/2023
Luminii Corp | Latona | 511-99-A90-638F-27-15-00-** | Light Emitting Diode | Inseparable Luminaire | Direct Wired | 0-10 VDC Controls | 62.2 | 2635 | -0.0017 | 92 | 51 | 0 | 0.99 | Ambient | 15000 |  |  | 55000 | 0.01 | 13 | 12 | 0.33 | 0.14 | 0.12 | 0.08 | 0.02 | 0 | 0.3 | 0.01 | 0 | 0 | 0 | 0 | 0.3 | 0.05 | 0.02 | 0.01 | 0.01 | 0 | True | False | Non Federally-Regulated | 11/02/2023 |  | 11/09/2023
Luminii Corp | Latona | 511-99-A90-638F-30-07-00-** | Light Emitting Diode | Inseparable Luminaire | Direct Wired | 0-10 VDC Controls | 71.3 | 3000 | -0.011 | 93 | 58 | 0 | 0.93 | Ambient | 15000 |  |  | 55000 | 0.03 | 12 | 13 | 0.37 | 0.02 | 0.01 | 0.01 | 0.01 | 0.01 | 0.99 | 0.03 | 0.01 | 0.01 | 0.01 | 0 | 0.99 | 0.32 | 0.23 | 0.15 | 0.05 | 0.02 | True | False | Non Federally-Regulated | 11/02/2023 |  | 11/09/2023
Luminii Corp | Latona | 511-99-A90-638F-30-10-00-** | Light Emitting Diode | Inseparable Luminaire | Direct Wired | 0-10 VDC Controls | 69.6 | 3000 | -0.0013 | 93 | 58 | 0 | 0.97 | Ambient | 15000 |  |  | 55000 | 0.01 | 13 | 12 | 0.33 | 0.14 | 0.12 | 0.08 | 0.02 | 0 | 0.3 | 0.01 | 0 | 0 | 0 | 0 | 0.3 | 0.05 | 0.02 | 0.01 | 0.01 | 0 | True | False | Non Federally-Regulated | 11/02/2023 |  | 11/09/2023
Luminii Corp | Latona | 511-99-A90-638F-30-15-00-** | Light Emitting Diode | Inseparable Luminaire | Direct Wired | 0-10 VDC Controls | 69.3 | 3000 | -0.0015 | 93 | 54 | 0 | 0.97 | Ambient | 15000 |  |  | 55000 | 0.01 | 13 | 12 | 0.33 | 0.14 | 0.12 | 0.08 | 0.02 | 0 | 0.3 | 0.01 | 0 | 0 | 0 | 0 | 0.3 | 0.05 | 0.02 | 0.01 | 0.01 | 0 | True | False | Non Federally-Regulated | 11/02/2023 |  | 11/09/2023
Luminii Corp | Latona | 511-99-A90-638F-35-07-00-** | Light Emitting Diode | Inseparable Luminaire | Direct Wired | 0-10 VDC Controls | 83.9 | 3500 | -0.0008 | 94 | 63 | 0 | 0.94 | Ambient | 15000 |  |  | 55000 | 0.03 | 12 | 13 | 0.37 | 0.02 | 0.01 | 0.01 | 0.01 | 0.01 | 0.99 | 0.03 | 0.01 | 0.01 | 0.01 | 0 | 0.99 | 0.32 | 0.23 | 0.15 | 0.05 | 0.02 | True | False | Non Federally-Regulated | 11/02/2023 |  | 11/09/2023
Luminii Corp | Latona | 511-99-A90-638F-35-10-00-** | Light Emitting Diode | Inseparable Luminaire | Direct Wired | 0-10 VDC Controls | 81.8 | 3500 | -0.0009 | 94 | 63 | 0 | 0.95 | Ambient | 15000 |  |  | 55000 | 0.01 | 13 | 12 | 0.33 | 0.14 | 0.12 | 0.08 | 0.02 | 0 | 0.3 | 0.01 | 0 | 0 | 0 | 0 | 0.3 | 0.05 | 0.02 | 0.01 | 0.01 | 0 | True | False | Non Federally-Regulated | 11/02/2023 |  | 11/09/2023
Luminii Corp | Latona | 511-99-A90-638F-35-15-00-** | Light Emitting Diode | Inseparable Luminaire | Direct Wired | 0-10 VDC Controls | 81.5 | 3500 | -0.0011 | 94 | 59 | 0 | 0.95 | Ambient | 15000 |  |  | 55000 | 0.01 | 13 | 12 | 0.33 | 0.14 | 0.12 | 0.08 | 0.02 | 0 | 0.3 | 0.01 | 0 | 0 | 0 | 0 | 0.3 | 0.05 | 0.02 | 0.01 | 0.01 | 0 | True | False | Non Federally-Regulated | 11/02/2023 |  | 11/09/2023
Luminii Corp | Latona | 511-99-A90-638F-40-07-00-** | Light Emitting Diode | Inseparable Luminaire | Direct Wired | 0-10 VDC Controls | 96.7 | 3816 | -0.0006 | 96 | 66 | 0 | 0.94 | Ambient | 15000 |  |  | 55000 | 0.03 | 12 | 13 | 0.37 | 0.02 | 0.01 | 0.01 | 0.01 | 0.01 | 0.99 | 0.03 | 0.01 | 0.01 | 0.01 | 0 | 0.99 | 0.32 | 0.23 | 0.15 | 0.05 | 0.02 | True | False | Non Federally-Regulated | 11/02/2023 |  | 11/09/2023
Luminii Corp | Latona | 511-99-A90-638F-40-10-00-** | Light Emitting Diode | Inseparable Luminaire | Direct Wired | 0-10 VDC Controls | 94.3 | 3816 | -0.0007 | 96 | 66 | 0 | 0.94 | Ambient | 15000 |  |  | 55000 | 0.01 | 13 | 12 | 0.33 | 0.14 | 0.12 | 0.08 | 0.02 | 0 | 0.3 | 0.01 | 0 | 0 | 0 | 0 | 0.3 | 0.05 | 0.02 | 0.01 | 0.01 | 0 | True | False | Non Federally-Regulated | 11/02/2023 |  | 11/09/2023
Luminii Corp | Latona | 511-99-A90-638F-40-15-00-** | Light Emitting Diode | Inseparable Luminaire | Direct Wired | 0-10 VDC Controls | 93.8 | 3816 | -0.0007 | 96 | 66 | 0 | 0.94 | Ambient | 15000 |  |  | 55000 | 0.01 | 13 | 12 | 0.33 | 0.14 | 0.12 | 0.08 | 0.02 | 0 | 0.3 | 0.01 | 0 | 0 | 0 | 0 | 0.3 | 0.05 | 0.02 | 0.01 | 0.01 | 0 | True | False | Non Federally-Regulated | 11/02/2023 |  | 11/09/2023
Luminii Corp | Latona | 511-99-A90-640-27-07-00-** | Light Emitting Diode | Inseparable Luminaire | Direct Wired | 0-10 VDC Controls | 64 | 2645 | -0.0012 | 92 | 55 | 0 | 0.93 | Ambient | 15000 |  |  | 55000 | 0.03 | 12 | 13 | 0.37 | 0.02 | 0.01 | 0.01 | 0.01 | 0.01 | 0.99 | 0.03 | 0.01 | 0.01 | 0.01 | 0 | 0.99 | 0.32 | 0.23 | 0.15 | 0.05 | 0.02 | True | False | Non Federally-Regulated | 11/02/2023 |  | 11/09/2023
Luminii Corp | Latona | 511-99-A90-640-27-10-00-** | Light Emitting Diode | Inseparable Luminaire | Direct Wired | 0-10 VDC Controls | 62.5 | 2653 | -0.0015 | 92 | 55 | 0 | 0.98 | Ambient | 15000 |  |  | 55000 | 0.01 | 13 | 12 | 0.33 | 0.14 | 0.12 | 0.08 | 0.02 | 0 | 0.3 | 0.01 | 0 | 0 | 0 | 0 | 0.3 | 0.05 | 0.02 | 0.01 | 0.01 | 0 | True | False | Non Federally-Regulated | 11/02/2023 |  | 11/09/2023
Luminii Corp | Latona | 511-99-A90-640-27-15-00-** | Light Emitting Diode | Inseparable Luminaire | Direct Wired | 0-10 VDC Controls | 62.2 | 2635 | -0.0017 | 92 | 51 | 0 | 0.99 | Ambient | 15000 |  |  | 55000 | 0.01 | 13 | 12 | 0.33 | 0.14 | 0.12 | 0.08 | 0.02 | 0 | 0.3 | 0.01 | 0 | 0 | 0 | 0 | 0.3 | 0.05 | 0.02 | 0.01 | 0.01 | 0 | True | False | Non Federally-Regulated | 11/02/2023 |  | 11/09/2023
Luminii Corp | Latona | 511-99-A90-640-30-07-00-** | Light Emitting Diode | Inseparable Luminaire | Direct Wired | 0-10 VDC Controls | 71.3 | 3000 | -0.011 | 93 | 58 | 0 | 0.93 | Ambient | 15000 |  |  | 55000 | 0.03 | 12 | 13 | 0.37 | 0.02 | 0.01 | 0.01 | 0.01 | 0.01 | 0.99 | 0.03 | 0.01 | 0.01 | 0.01 | 0 | 0.99 | 0.32 | 0.23 | 0.15 | 0.05 | 0.02 | True | False | Non Federally-Regulated | 11/02/2023 |  | 11/09/2023
Luminii Corp | Latona | 511-99-A90-640-30-10-00-** | Light Emitting Diode | Inseparable Luminaire | Direct Wired | 0-10 VDC Controls | 69.6 | 3000 | -0.0013 | 93 | 58 | 0 | 0.97 | Ambient | 15000 |  |  | 55000 | 0.01 | 13 | 12 | 0.33 | 0.14 | 0.12 | 0.08 | 0.02 | 0 | 0.3 | 0.01 | 0 | 0 | 0 | 0 | 0.3 | 0.05 | 0.02 | 0.01 | 0.01 | 0 | True | False | Non Federally-Regulated | 11/02/2023 |  | 11/09/2023
Luminii Corp | Latona | 511-99-A90-640-30-15-00-** | Light Emitting Diode | Inseparable Luminaire | Direct Wired | 0-10 VDC Controls | 69.3 | 3000 | -0.0015 | 93 | 54 | 0 | 0.97 | Ambient | 15000 |  |  | 55000 | 0.01 | 13 | 12 | 0.33 | 0.14 | 0.12 | 0.08 | 0.02 | 0 | 0.3 | 0.01 | 0 | 0 | 0 | 0 | 0.3 | 0.05 | 0.02 | 0.01 | 0.01 | 0 | True | False | Non Federally-Regulated | 11/02/2023 |  | 11/09/2023
Luminii Corp | Latona | 511-99-A90-640-35-07-00-** | Light Emitting Diode | Inseparable Luminaire | Direct Wired | 0-10 VDC Controls | 83.9 | 3500 | -0.0008 | 94 | 63 | 0 | 0.94 | Ambient | 15000 |  |  | 55000 | 0.03 | 12 | 13 | 0.37 | 0.02 | 0.01 | 0.01 | 0.01 | 0.01 | 0.99 | 0.03 | 0.01 | 0.01 | 0.01 | 0 | 0.99 | 0.32 | 0.23 | 0.15 | 0.05 | 0.02 | True | False | Non Federally-Regulated | 11/02/2023 |  | 11/09/2023
Luminii Corp | Latona | 511-99-A90-640-35-10-00-** | Light Emitting Diode | Inseparable Luminaire | Direct Wired | 0-10 VDC Controls | 81.8 | 3500 | -0.0009 | 94 | 63 | 0 | 0.95 | Ambient | 15000 |  |  | 55000 | 0.01 | 13 | 12 | 0.33 | 0.14 | 0.12 | 0.08 | 0.02 | 0 | 0.3 | 0.01 | 0 | 0 | 0 | 0 | 0.3 | 0.05 | 0.02 | 0.01 | 0.01 | 0 | True | False | Non Federally-Regulated | 11/02/2023 |  | 11/09/2023
Luminii Corp | Latona | 511-99-A90-640-35-15-00-** | Light Emitting Diode | Inseparable Luminaire | Direct Wired | 0-10 VDC Controls | 81.5 | 3500 | -0.0011 | 94 | 59 | 0 | 0.95 | Ambient | 15000 |  |  | 55000 | 0.01 | 13 | 12 | 0.33 | 0.14 | 0.12 | 0.08 | 0.02 | 0 | 0.3 | 0.01 | 0 | 0 | 0 | 0 | 0.3 | 0.05 | 0.02 | 0.01 | 0.01 | 0 | True | False | Non Federally-Regulated | 11/02/2023 |  | 11/09/2023
Luminii Corp | Latona | 511-99-A90-640-40-07-00-** | Light Emitting Diode | Inseparable Luminaire | Direct Wired | 0-10 VDC Controls | 96.7 | 3816 | -0.0006 | 96 | 66 | 0 | 0.94 | Ambient | 15000 |  |  | 55000 | 0.03 | 12 | 13 | 0.37 | 0.02 | 0.01 | 0.01 | 0.01 | 0.01 | 0.99 | 0.03 | 0.01 | 0.01 | 0.01 | 0 | 0.99 | 0.32 | 0.23 | 0.15 | 0.05 | 0.02 | True | False | Non Federally-Regulated | 11/02/2023 |  | 11/09/2023
Luminii Corp | Latona | 511-99-A90-640-40-10-00-** | Light Emitting Diode | Inseparable Luminaire | Direct Wired | 0-10 VDC Controls | 94.3 | 3816 | -0.0007 | 96 | 66 | 0 | 0.94 | Ambient | 15000 |  |  | 55000 | 0.01 | 13 | 12 | 0.33 | 0.14 | 0.12 | 0.08 | 0.02 | 0 | 0.3 | 0.01 | 0 | 0 | 0 | 0 | 0.3 | 0.05 | 0.02 | 0.01 | 0.01 | 0 | True | False | Non Federally-Regulated | 11/02/2023 |  | 11/09/2023
Luminii Corp | Latona | 511-99-A90-640-40-15-00-** | Light Emitting Diode | Inseparable Luminaire | Direct Wired | 0-10 VDC Controls | 93.8 | 3816 | -0.0007 | 96 | 66 | 0 | 0.94 | Ambient | 15000 |  |  | 55000 | 0.01 | 13 | 12 | 0.33 | 0.14 | 0.12 | 0.08 | 0.02 | 0 | 0.3 | 0.01 | 0 | 0 | 0 | 0 | 0.3 | 0.05 | 0.02 | 0.01 | 0.01 | 0 | True | False | Non Federally-Regulated | 11/02/2023 |  | 11/09/2023
Luminii Corp | Latona | 511-99-A90-660-27-07-00-** | Light Emitting Diode | Inseparable Luminaire | Direct Wired | 0-10 VDC Controls | 64 | 2645 | -0.0012 | 92 | 55 | 0 | 0.93 | Ambient | 15000 |  |  | 55000 | 0.03 | 12 | 13 | 0.37 | 0.02 | 0.01 | 0.01 | 0.01 | 0.01 | 0.99 | 0.03 | 0.01 | 0.01 | 0.01 | 0 | 0.99 | 0.32 | 0.23 | 0.15 | 0.05 | 0.02 | True | False | Non Federally-Regulated | 11/02/2023 |  | 11/09/2023
Luminii Corp | Latona | 511-99-A90-660-27-10-00-** | Light Emitting Diode | Inseparable Luminaire | Direct Wired | 0-10 VDC Controls | 62.5 | 2653 | -0.0015 | 92 | 55 | 0 | 0.98 | Ambient | 15000 |  |  | 55000 | 0.01 | 13 | 12 | 0.33 | 0.14 | 0.12 | 0.08 | 0.02 | 0 | 0.3 | 0.01 | 0 | 0 | 0 | 0 | 0.3 | 0.05 | 0.02 | 0.01 | 0.01 | 0 | True | False | Non Federally-Regulated | 11/02/2023 |  | 11/09/2023
Luminii Corp | Latona | 511-99-A90-660-27-15-00-** | Light Emitting Diode | Inseparable Luminaire | Direct Wired | 0-10 VDC Controls | 62.2 | 2635 | -0.0017 | 92 | 51 | 0 | 0.99 | Ambient | 15000 |  |  | 55000 | 0.01 | 13 | 12 | 0.33 | 0.14 | 0.12 | 0.08 | 0.02 | 0 | 0.3 | 0.01 | 0 | 0 | 0 | 0 | 0.3 | 0.05 | 0.02 | 0.01 | 0.01 | 0 | True | False | Non Federally-Regulated | 11/02/2023 |  | 11/09/2023
Luminii Corp | Latona | 511-99-A90-660-30-07-00-** | Light Emitting Diode | Inseparable Luminaire | Direct Wired | 0-10 VDC Controls | 71.3 | 3000 | -0.011 | 93 | 58 | 0 | 0.93 | Ambient | 15000 |  |  | 55000 | 0.03 | 12 | 13 | 0.37 | 0.02 | 0.01 | 0.01 | 0.01 | 0.01 | 0.99 | 0.03 | 0.01 | 0.01 | 0.01 | 0 | 0.99 | 0.32 | 0.23 | 0.15 | 0.05 | 0.02 | True | False | Non Federally-Regulated | 11/02/2023 |  | 11/09/2023
Luminii Corp | Latona | 511-99-A90-660-30-10-00-** | Light Emitting Diode | Inseparable Luminaire | Direct Wired | 0-10 VDC Controls | 69.6 | 3000 | -0.0013 | 93 | 58 | 0 | 0.97 | Ambient | 15000 |  |  | 55000 | 0.01 | 13 | 12 | 0.33 | 0.14 | 0.12 | 0.08 | 0.02 | 0 | 0.3 | 0.01 | 0 | 0 | 0 | 0 | 0.3 | 0.05 | 0.02 | 0.01 | 0.01 | 0 | True | False | Non Federally-Regulated | 11/02/2023 |  | 11/09/2023
Luminii Corp | Latona | 511-99-A90-660-30-15-00-** | Light Emitting Diode | Inseparable Luminaire | Direct Wired | 0-10 VDC Controls | 69.3 | 3000 | -0.0015 | 93 | 54 | 0 | 0.97 | Ambient | 15000 |  |  | 55000 | 0.01 | 13 | 12 | 0.33 | 0.14 | 0.12 | 0.08 | 0.02 | 0 | 0.3 | 0.01 | 0 | 0 | 0 | 0 | 0.3 | 0.05 | 0.02 | 0.01 | 0.01 | 0 | True | False | Non Federally-Regulated | 11/02/2023 |  | 11/09/2023
Luminii Corp | Latona | 511-99-A90-660-35-07-00-** | Light Emitting Diode | Inseparable Luminaire | Direct Wired | 0-10 VDC Controls | 83.9 | 3500 | -0.0008 | 94 | 63 | 0 | 0.94 | Ambient | 15000 |  |  | 55000 | 0.03 | 12 | 13 | 0.37 | 0.02 | 0.01 | 0.01 | 0.01 | 0.01 | 0.99 | 0.03 | 0.01 | 0.01 | 0.01 | 0 | 0.99 | 0.32 | 0.23 | 0.15 | 0.05 | 0.02 | True | False | Non Federally-Regulated | 11/02/2023 |  | 11/09/2023
Luminii Corp | Latona | 511-99-A90-660-35-10-00-** | Light Emitting Diode | Inseparable Luminaire | Direct Wired | 0-10 VDC Controls | 81.8 | 3500 | -0.0009 | 94 | 63 | 0 | 0.95 | Ambient | 15000 |  |  | 55000 | 0.01 | 13 | 12 | 0.33 | 0.14 | 0.12 | 0.08 | 0.02 | 0 | 0.3 | 0.01 | 0 | 0 | 0 | 0 | 0.3 | 0.05 | 0.02 | 0.01 | 0.01 | 0 | True | False | Non Federally-Regulated | 11/02/2023 |  | 11/09/2023
Luminii Corp | Latona | 511-99-A90-660-35-15-00-** | Light Emitting Diode | Inseparable Luminaire | Direct Wired | 0-10 VDC Controls | 81.5 | 3500 | -0.0011 | 94 | 59 | 0 | 0.95 | Ambient | 15000 |  |  | 55000 | 0.01 | 13 | 12 | 0.33 | 0.14 | 0.12 | 0.08 | 0.02 | 0 | 0.3 | 0.01 | 0 | 0 | 0 | 0 | 0.3 | 0.05 | 0.02 | 0.01 | 0.01 | 0 | True | False | Non Federally-Regulated | 11/02/2023 |  | 11/09/2023
Luminii Corp | Latona | 511-99-A90-660-40-07-00-** | Light Emitting Diode | Inseparable Luminaire | Direct Wired | 0-10 VDC Controls | 96.7 | 3816 | -0.0006 | 96 | 66 | 0 | 0.94 | Ambient | 15000 |  |  | 55000 | 0.03 | 12 | 13 | 0.37 | 0.02 | 0.01 | 0.01 | 0.01 | 0.01 | 0.99 | 0.03 | 0.01 | 0.01 | 0.01 | 0 | 0.99 | 0.32 | 0.23 | 0.15 | 0.05 | 0.02 | True | False | Non Federally-Regulated | 11/02/2023 |  | 11/09/2023
Luminii Corp | Latona | 511-99-A90-660-40-10-00-** | Light Emitting Diode | Inseparable Luminaire | Direct Wired | 0-10 VDC Controls | 94.3 | 3816 | -0.0007 | 96 | 66 | 0 | 0.94 | Ambient | 15000 |  |  | 55000 | 0.01 | 13 | 12 | 0.33 | 0.14 | 0.12 | 0.08 | 0.02 | 0 | 0.3 | 0.01 | 0 | 0 | 0 | 0 | 0.3 | 0.05 | 0.02 | 0.01 | 0.01 | 0 | True | False | Non Federally-Regulated | 11/02/2023 |  | 11/09/2023
Luminii Corp | Latona | 511-99-A90-660-40-15-00-** | Light Emitting Diode | Inseparable Luminaire | Direct Wired | 0-10 VDC Controls | 93.8 | 3816 | -0.0007 | 96 | 66 | 0 | 0.94 | Ambient | 15000 |  |  | 55000 | 0.01 | 13 | 12 | 0.33 | 0.14 | 0.12 | 0.08 | 0.02 | 0 | 0.3 | 0.01 | 0 | 0 | 0 | 0 | 0.3 | 0.05 | 0.02 | 0.01 | 0.01 | 0 | True | False | Non Federally-Regulated | 11/02/2023 |  | 11/09/2023
Luminii Corp | Latona | 511-FL-A90-615-27-07-DL-** | Light Emitting Diode | Inseparable Luminaire | Direct Wired | 0-10 VDC Controls | 64 | 2645 | -0.0012 | 92 | 55 | 0 | 0.93 | Ambient | 15000 |  |  | 55000 | 0.03 | 12 | 13 | 0.37 | 0.02 | 0.01 | 0.01 | 0.01 | 0.01 | 0.99 | 0.03 | 0.01 | 0.01 | 0.01 | 0 | 0.99 | 0.32 | 0.23 | 0.15 | 0.05 | 0.02 | True | False | Non Federally-Regulated | 11/02/2023 |  | 11/09/2023
Luminii Corp | Latona | 511-FL-A90-615-27-10-DL-** | Light Emitting Diode | Inseparable Luminaire | Direct Wired | 0-10 VDC Controls | 62.5 | 2653 | -0.0015 | 92 | 55 | 0 | 0.98 | Ambient | 15000 |  |  | 55000 | 0.01 | 13 | 12 | 0.33 | 0.14 | 0.12 | 0.08 | 0.02 | 0 | 0.3 | 0.01 | 0 | 0 | 0 | 0 | 0.3 | 0.05 | 0.02 | 0.01 | 0.01 | 0 | True | False | Non Federally-Regulated | 11/02/2023 |  | 11/09/2023
Luminii Corp | Latona | 511-FL-A90-615-27-15-DL-** | Light Emitting Diode | Inseparable Luminaire | Direct Wired | 0-10 VDC Controls | 62.2 | 2635 | -0.0017 | 92 | 51 | 0 | 0.99 | Ambient | 15000 |  |  | 55000 | 0.01 | 13 | 12 | 0.33 | 0.14 | 0.12 | 0.08 | 0.02 | 0 | 0.3 | 0.01 | 0 | 0 | 0 | 0 | 0.3 | 0.05 | 0.02 | 0.01 | 0.01 | 0 | True | False | Non Federally-Regulated | 11/02/2023 |  | 11/09/2023
Luminii Corp | Latona | 511-FL-A90-615-30-07-DL-** | Light Emitting Diode | Inseparable Luminaire | Direct Wired | 0-10 VDC Controls | 71.3 | 3000 | -0.011 | 93 | 58 | 0 | 0.93 | Ambient | 15000 |  |  | 55000 | 0.03 | 12 | 13 | 0.37 | 0.02 | 0.01 | 0.01 | 0.01 | 0.01 | 0.99 | 0.03 | 0.01 | 0.01 | 0.01 | 0 | 0.99 | 0.32 | 0.23 | 0.15 | 0.05 | 0.02 | True | False | Non Federally-Regulated | 11/02/2023 |  | 11/09/2023
Luminii Corp | Latona | 511-FL-A90-615-30-10-DL-** | Light Emitting Diode | Inseparable Luminaire | Direct Wired | 0-10 VDC Controls | 69.6 | 3000 | -0.0013 | 93 | 58 | 0 | 0.97 | Ambient | 15000 |  |  | 55000 | 0.01 | 13 | 12 | 0.33 | 0.14 | 0.12 | 0.08 | 0.02 | 0 | 0.3 | 0.01 | 0 | 0 | 0 | 0 | 0.3 | 0.05 | 0.02 | 0.01 | 0.01 | 0 | True | False | Non Federally-Regulated | 11/02/2023 |  | 11/09/2023
Luminii Corp | Latona | 511-FL-A90-615-30-15-DL-** | Light Emitting Diode | Inseparable Luminaire | Direct Wired | 0-10 VDC Controls | 69.3 | 3000 | -0.0015 | 93 | 54 | 0 | 0.97 | Ambient | 15000 |  |  | 55000 | 0.01 | 13 | 12 | 0.33 | 0.14 | 0.12 | 0.08 | 0.02 | 0 | 0.3 | 0.01 | 0 | 0 | 0 | 0 | 0.3 | 0.05 | 0.02 | 0.01 | 0.01 | 0 | True | False | Non Federally-Regulated | 11/02/2023 |  | 11/09/2023
Luminii Corp | Latona | 511-FL-A90-615-35-07-DL-** | Light Emitting Diode | Inseparable Luminaire | Direct Wired | 0-10 VDC Controls | 83.9 | 3500 | -0.0008 | 94 | 63 | 0 | 0.94 | Ambient | 15000 |  |  | 55000 | 0.03 | 12 | 13 | 0.37 | 0.02 | 0.01 | 0.01 | 0.01 | 0.01 | 0.99 | 0.03 | 0.01 | 0.01 | 0.01 | 0 | 0.99 | 0.32 | 0.23 | 0.15 | 0.05 | 0.02 | True | False | Non Federally-Regulated | 11/02/2023 |  | 11/09/2023
Luminii Corp | Latona | 511-FL-A90-615-35-10-DL-** | Light Emitting Diode | Inseparable Luminaire | Direct Wired | 0-10 VDC Controls | 81.8 | 3500 | -0.0009 | 94 | 63 | 0 | 0.95 | Ambient | 15000 |  |  | 55000 | 0.01 | 13 | 12 | 0.33 | 0.14 | 0.12 | 0.08 | 0.02 | 0 | 0.3 | 0.01 | 0 | 0 | 0 | 0 | 0.3 | 0.05 | 0.02 | 0.01 | 0.01 | 0 | True | False | Non Federally-Regulated | 11/02/2023 |  | 11/09/2023
Luminii Corp | Latona | 511-FL-A90-615-35-15-DL-** | Light Emitting Diode | Inseparable Luminaire | Direct Wired | 0-10 VDC Controls | 81.5 | 3500 | -0.0011 | 94 | 59 | 0 | 0.95 | Ambient | 15000 |  |  | 55000 | 0.01 | 13 | 12 | 0.33 | 0.14 | 0.12 | 0.08 | 0.02 | 0 | 0.3 | 0.01 | 0 | 0 | 0 | 0 | 0.3 | 0.05 | 0.02 | 0.01 | 0.01 | 0 | True | False | Non Federally-Regulated | 11/02/2023 |  | 11/09/2023
Luminii Corp | Latona | 511-FL-A90-615-40-07-DL-** | Light Emitting Diode | Inseparable Luminaire | Direct Wired | 0-10 VDC Controls | 96.7 | 3816 | -0.0006 | 96 | 66 | 0 | 0.94 | Ambient | 15000 |  |  | 55000 | 0.03 | 12 | 13 | 0.37 | 0.02 | 0.01 | 0.01 | 0.01 | 0.01 | 0.99 | 0.03 | 0.01 | 0.01 | 0.01 | 0 | 0.99 | 0.32 | 0.23 | 0.15 | 0.05 | 0.02 | True | False | Non Federally-Regulated | 11/02/2023 |  | 11/09/2023
Luminii Corp | Latona | 511-FL-A90-615-40-10-DL-** | Light Emitting Diode | Inseparable Luminaire | Direct Wired | 0-10 VDC Controls | 94.3 | 3816 | -0.0007 | 96 | 66 | 0 | 0.94 | Ambient | 15000 |  |  | 55000 | 0.01 | 13 | 12 | 0.33 | 0.14 | 0.12 | 0.08 | 0.02 | 0 | 0.3 | 0.01 | 0 | 0 | 0 | 0 | 0.3 | 0.05 | 0.02 | 0.01 | 0.01 | 0 | True | False | Non Federally-Regulated | 11/02/2023 |  | 11/09/2023
Luminii Corp | Latona | 511-FL-A90-615-40-15-DL-** | Light Emitting Diode | Inseparable Luminaire | Direct Wired | 0-10 VDC Controls | 93.8 | 3816 | -0.0007 | 96 | 66 | 0 | 0.94 | Ambient | 15000 |  |  | 55000 | 0.01 | 13 | 12 | 0.33 | 0.14 | 0.12 | 0.08 | 0.02 | 0 | 0.3 | 0.01 | 0 | 0 | 0 | 0 | 0.3 | 0.05 | 0.02 | 0.01 | 0.01 | 0 | True | False | Non Federally-Regulated | 11/02/2023 |  | 11/09/2023
Luminii Corp | Latona | 511-FL-A90-638F-27-07-DL-** | Light Emitting Diode | Inseparable Luminaire | Direct Wired | 0-10 VDC Controls | 64 | 2645 | -0.0012 | 92 | 55 | 0 | 0.93 | Ambient | 15000 |  |  | 55000 | 0.03 | 12 | 13 | 0.37 | 0.02 | 0.01 | 0.01 | 0.01 | 0.01 | 0.99 | 0.03 | 0.01 | 0.01 | 0.01 | 0 | 0.99 | 0.32 | 0.23 | 0.15 | 0.05 | 0.02 | True | False | Non Federally-Regulated | 11/02/2023 |  | 11/09/2023
Luminii Corp | Latona | 511-FL-A90-638F-27-10-DL-** | Light Emitting Diode | Inseparable Luminaire | Direct Wired | 0-10 VDC Controls | 62.5 | 2653 | -0.0015 | 92 | 55 | 0 | 0.98 | Ambient | 15000 |  |  | 55000 | 0.01 | 13 | 12 | 0.33 | 0.14 | 0.12 | 0.08 | 0.02 | 0 | 0.3 | 0.01 | 0 | 0 | 0 | 0 | 0.3 | 0.05 | 0.02 | 0.01 | 0.01 | 0 | True | False | Non Federally-Regulated | 11/02/2023 |  | 11/09/2023
Luminii Corp | Latona | 511-FL-A90-638F-27-15-DL-** | Light Emitting Diode | Inseparable Luminaire | Direct Wired | 0-10 VDC Controls | 62.2 | 2635 | -0.0017 | 92 | 51 | 0 | 0.99 | Ambient | 15000 |  |  | 55000 | 0.01 | 13 | 12 | 0.33 | 0.14 | 0.12 | 0.08 | 0.02 | 0 | 0.3 | 0.01 | 0 | 0 | 0 | 0 | 0.3 | 0.05 | 0.02 | 0.01 | 0.01 | 0 | True | False | Non Federally-Regulated | 11/02/2023 |  | 11/09/2023
Luminii Corp | Latona | 511-FL-A90-638F-30-07-DL-** | Light Emitting Diode | Inseparable Luminaire | Direct Wired | 0-10 VDC Controls | 71.3 | 3000 | -0.011 | 93 | 58 | 0 | 0.93 | Ambient | 15000 |  |  | 55000 | 0.03 | 12 | 13 | 0.37 | 0.02 | 0.01 | 0.01 | 0.01 | 0.01 | 0.99 | 0.03 | 0.01 | 0.01 | 0.01 | 0 | 0.99 | 0.32 | 0.23 | 0.15 | 0.05 | 0.02 | True | False | Non Federally-Regulated | 11/02/2023 |  | 11/09/2023
Luminii Corp | Latona | 511-FL-A90-638F-30-10-DL-** | Light Emitting Diode | Inseparable Luminaire | Direct Wired | 0-10 VDC Controls | 69.6 | 3000 | -0.0013 | 93 | 58 | 0 | 0.97 | Ambient | 15000 |  |  | 55000 | 0.01 | 13 | 12 | 0.33 | 0.14 | 0.12 | 0.08 | 0.02 | 0 | 0.3 | 0.01 | 0 | 0 | 0 | 0 | 0.3 | 0.05 | 0.02 | 0.01 | 0.01 | 0 | True | False | Non Federally-Regulated | 11/02/2023 |  | 11/09/2023
Luminii Corp | Latona | 511-FL-A90-638F-30-15-DL-** | Light Emitting Diode | Inseparable Luminaire | Direct Wired | 0-10 VDC Controls | 69.3 | 3000 | -0.0015 | 93 | 54 | 0 | 0.97 | Ambient | 15000 |  |  | 55000 | 0.01 | 13 | 12 | 0.33 | 0.14 | 0.12 | 0.08 | 0.02 | 0 | 0.3 | 0.01 | 0 | 0 | 0 | 0 | 0.3 | 0.05 | 0.02 | 0.01 | 0.01 | 0 | True | False | Non Federally-Regulated | 11/02/2023 |  | 11/09/2023
Luminii Corp | Latona | 511-FL-A90-638F-35-07-DL-** | Light Emitting Diode | Inseparable Luminaire | Direct Wired | 0-10 VDC Controls | 83.9 | 3500 | -0.0008 | 94 | 63 | 0 | 0.94 | Ambient | 15000 |  |  | 55000 | 0.03 | 12 | 13 | 0.37 | 0.02 | 0.01 | 0.01 | 0.01 | 0.01 | 0.99 | 0.03 | 0.01 | 0.01 | 0.01 | 0 | 0.99 | 0.32 | 0.23 | 0.15 | 0.05 | 0.02 | True | False | Non Federally-Regulated | 11/02/2023 |  | 11/09/2023
Luminii Corp | Latona | 511-FL-A90-638F-35-10-DL-** | Light Emitting Diode | Inseparable Luminaire | Direct Wired | 0-10 VDC Controls | 81.8 | 3500 | -0.0009 | 94 | 63 | 0 | 0.95 | Ambient | 15000 |  |  | 55000 | 0.01 | 13 | 12 | 0.33 | 0.14 | 0.12 | 0.08 | 0.02 | 0 | 0.3 | 0.01 | 0 | 0 | 0 | 0 | 0.3 | 0.05 | 0.02 | 0.01 | 0.01 | 0 | True | False | Non Federally-Regulated | 11/02/2023 |  | 11/09/2023
Luminii Corp | Latona | 511-FL-A90-638F-35-15-DL-** | Light Emitting Diode | Inseparable Luminaire | Direct Wired | 0-10 VDC Controls | 81.5 | 3500 | -0.0011 | 94 | 59 | 0 | 0.95 | Ambient | 15000 |  |  | 55000 | 0.01 | 13 | 12 | 0.33 | 0.14 | 0.12 | 0.08 | 0.02 | 0 | 0.3 | 0.01 | 0 | 0 | 0 | 0 | 0.3 | 0.05 | 0.02 | 0.01 | 0.01 | 0 | True | False | Non Federally-Regulated | 11/02/2023 |  | 11/09/2023
Luminii Corp | Latona | 511-FL-A90-638F-40-07-DL-** | Light Emitting Diode | Inseparable Luminaire | Direct Wired | 0-10 VDC Controls | 96.7 | 3816 | -0.0006 | 96 | 66 | 0 | 0.94 | Ambient | 15000 |  |  | 55000 | 0.03 | 12 | 13 | 0.37 | 0.02 | 0.01 | 0.01 | 0.01 | 0.01 | 0.99 | 0.03 | 0.01 | 0.01 | 0.01 | 0 | 0.99 | 0.32 | 0.23 | 0.15 | 0.05 | 0.02 | True | False | Non Federally-Regulated | 11/02/2023 |  | 11/09/2023
Luminii Corp | Latona | 511-FL-A90-638F-40-10-DL-** | Light Emitting Diode | Inseparable Luminaire | Direct Wired | 0-10 VDC Controls | 94.3 | 3816 | -0.0007 | 96 | 66 | 0 | 0.94 | Ambient | 15000 |  |  | 55000 | 0.01 | 13 | 12 | 0.33 | 0.14 | 0.12 | 0.08 | 0.02 | 0 | 0.3 | 0.01 | 0 | 0 | 0 | 0 | 0.3 | 0.05 | 0.02 | 0.01 | 0.01 | 0 | True | False | Non Federally-Regulated | 11/02/2023 |  | 11/09/2023
Luminii Corp | Latona | 511-FL-A90-638F-40-15-DL-** | Light Emitting Diode | Inseparable Luminaire | Direct Wired | 0-10 VDC Controls | 93.8 | 3816 | -0.0007 | 96 | 66 | 0 | 0.94 | Ambient | 15000 |  |  | 55000 | 0.01 | 13 | 12 | 0.33 | 0.14 | 0.12 | 0.08 | 0.02 | 0 | 0.3 | 0.01 | 0 | 0 | 0 | 0 | 0.3 | 0.05 | 0.02 | 0.01 | 0.01 | 0 | True | False | Non Federally-Regulated | 11/02/2023 |  | 11/09/2023
Luminii Corp | Latona | 511-FL-A90-640-27-07-DL-** | Light Emitting Diode | Inseparable Luminaire | Direct Wired | 0-10 VDC Controls | 64 | 2645 | -0.0012 | 92 | 55 | 0 | 0.93 | Ambient | 15000 |  |  | 55000 | 0.03 | 12 | 13 | 0.37 | 0.02 | 0.01 | 0.01 | 0.01 | 0.01 | 0.99 | 0.03 | 0.01 | 0.01 | 0.01 | 0 | 0.99 | 0.32 | 0.23 | 0.15 | 0.05 | 0.02 | True | False | Non Federally-Regulated | 11/02/2023 |  | 11/09/2023
Luminii Corp | Latona | 511-FL-A90-640-27-10-DL-** | Light Emitting Diode | Inseparable Luminaire | Direct Wired | 0-10 VDC Controls | 62.5 | 2653 | -0.0015 | 92 | 55 | 0 | 0.98 | Ambient | 15000 |  |  | 55000 | 0.01 | 13 | 12 | 0.33 | 0.14 | 0.12 | 0.08 | 0.02 | 0 | 0.3 | 0.01 | 0 | 0 | 0 | 0 | 0.3 | 0.05 | 0.02 | 0.01 | 0.01 | 0 | True | False | Non Federally-Regulated | 11/02/2023 |  | 11/09/2023
Luminii Corp | Latona | 511-FL-A90-640-27-15-DL-** | Light Emitting Diode | Inseparable Luminaire | Direct Wired | 0-10 VDC Controls | 62.2 | 2635 | -0.0017 | 92 | 51 | 0 | 0.99 | Ambient | 15000 |  |  | 55000 | 0.01 | 13 | 12 | 0.33 | 0.14 | 0.12 | 0.08 | 0.02 | 0 | 0.3 | 0.01 | 0 | 0 | 0 | 0 | 0.3 | 0.05 | 0.02 | 0.01 | 0.01 | 0 | True | False | Non Federally-Regulated | 11/02/2023 |  | 11/09/2023
Luminii Corp | Latona | 511-FL-A90-640-30-07-DL-** | Light Emitting Diode | Inseparable Luminaire | Direct Wired | 0-10 VDC Controls | 71.3 | 3000 | -0.011 | 93 | 58 | 0 | 0.93 | Ambient | 15000 |  |  | 55000 | 0.03 | 12 | 13 | 0.37 | 0.02 | 0.01 | 0.01 | 0.01 | 0.01 | 0.99 | 0.03 | 0.01 | 0.01 | 0.01 | 0 | 0.99 | 0.32 | 0.23 | 0.15 | 0.05 | 0.02 | True | False | Non Federally-Regulated | 11/02/2023 |  | 11/09/2023
Luminii Corp | Latona | 511-FL-A90-640-30-10-DL-** | Light Emitting Diode | Inseparable Luminaire | Direct Wired | 0-10 VDC Controls | 69.6 | 3000 | -0.0013 | 93 | 58 | 0 | 0.97 | Ambient | 15000 |  |  | 55000 | 0.01 | 13 | 12 | 0.33 | 0.14 | 0.12 | 0.08 | 0.02 | 0 | 0.3 | 0.01 | 0 | 0 | 0 | 0 | 0.3 | 0.05 | 0.02 | 0.01 | 0.01 | 0 | True | False | Non Federally-Regulated | 11/02/2023 |  | 11/09/2023
Luminii Corp | Latona | 511-FL-A90-640-30-15-DL-** | Light Emitting Diode | Inseparable Luminaire | Direct Wired | 0-10 VDC Controls | 69.3 | 3000 | -0.0015 | 93 | 54 | 0 | 0.97 | Ambient | 15000 |  |  | 55000 | 0.01 | 13 | 12 | 0.33 | 0.14 | 0.12 | 0.08 | 0.02 | 0 | 0.3 | 0.01 | 0 | 0 | 0 | 0 | 0.3 | 0.05 | 0.02 | 0.01 | 0.01 | 0 | True | False | Non Federally-Regulated | 11/02/2023 |  | 11/09/2023
Luminii Corp | Latona | 511-FL-A90-640-35-07-DL-** | Light Emitting Diode | Inseparable Luminaire | Direct Wired | 0-10 VDC Controls | 83.9 | 3500 | -0.0008 | 94 | 63 | 0 | 0.94 | Ambient | 15000 |  |  | 55000 | 0.03 | 12 | 13 | 0.37 | 0.02 | 0.01 | 0.01 | 0.01 | 0.01 | 0.99 | 0.03 | 0.01 | 0.01 | 0.01 | 0 | 0.99 | 0.32 | 0.23 | 0.15 | 0.05 | 0.02 | True | False | Non Federally-Regulated | 11/02/2023 |  | 11/09/2023
Luminii Corp | Latona | 511-FL-A90-640-35-10-DL-** | Light Emitting Diode | Inseparable Luminaire | Direct Wired | 0-10 VDC Controls | 81.8 | 3500 | -0.0009 | 94 | 63 | 0 | 0.95 | Ambient | 15000 |  |  | 55000 | 0.01 | 13 | 12 | 0.33 | 0.14 | 0.12 | 0.08 | 0.02 | 0 | 0.3 | 0.01 | 0 | 0 | 0 | 0 | 0.3 | 0.05 | 0.02 | 0.01 | 0.01 | 0 | True | False | Non Federally-Regulated | 11/02/2023 |  | 11/09/2023
Luminii Corp | Latona | 511-FL-A90-640-35-15-DL-** | Light Emitting Diode | Inseparable Luminaire | Direct Wired | 0-10 VDC Controls | 81.5 | 3500 | -0.0011 | 94 | 59 | 0 | 0.95 | Ambient | 15000 |  |  | 55000 | 0.01 | 13 | 12 | 0.33 | 0.14 | 0.12 | 0.08 | 0.02 | 0 | 0.3 | 0.01 | 0 | 0 | 0 | 0 | 0.3 | 0.05 | 0.02 | 0.01 | 0.01 | 0 | True | False | Non Federally-Regulated | 11/02/2023 |  | 11/09/2023
Luminii Corp | Latona | 511-FL-A90-640-40-07-DL-** | Light Emitting Diode | Inseparable Luminaire | Direct Wired | 0-10 VDC Controls | 96.7 | 3816 | -0.0006 | 96 | 66 | 0 | 0.94 | Ambient | 15000 |  |  | 55000 | 0.03 | 12 | 13 | 0.37 | 0.02 | 0.01 | 0.01 | 0.01 | 0.01 | 0.99 | 0.03 | 0.01 | 0.01 | 0.01 | 0 | 0.99 | 0.32 | 0.23 | 0.15 | 0.05 | 0.02 | True | False | Non Federally-Regulated | 11/02/2023 |  | 11/09/2023
Luminii Corp | Latona | 511-FL-A90-640-40-10-DL-** | Light Emitting Diode | Inseparable Luminaire | Direct Wired | 0-10 VDC Controls | 94.3 | 3816 | -0.0007 | 96 | 66 | 0 | 0.94 | Ambient | 15000 |  |  | 55000 | 0.01 | 13 | 12 | 0.33 | 0.14 | 0.12 | 0.08 | 0.02 | 0 | 0.3 | 0.01 | 0 | 0 | 0 | 0 | 0.3 | 0.05 | 0.02 | 0.01 | 0.01 | 0 | True | False | Non Federally-Regulated | 11/02/2023 |  | 11/09/2023
Luminii Corp | Latona | 511-FL-A90-640-40-15-DL-** | Light Emitting Diode | Inseparable Luminaire | Direct Wired | 0-10 VDC Controls | 93.8 | 3816 | -0.0007 | 96 | 66 | 0 | 0.94 | Ambient | 15000 |  |  | 55000 | 0.01 | 13 | 12 | 0.33 | 0.14 | 0.12 | 0.08 | 0.02 | 0 | 0.3 | 0.01 | 0 | 0 | 0 | 0 | 0.3 | 0.05 | 0.02 | 0.01 | 0.01 | 0 | True | False | Non Federally-Regulated | 11/02/2023 |  | 11/09/2023
Luminii Corp | Latona | 511-FL-A90-660-27-07-DL-** | Light Emitting Diode | Inseparable Luminaire | Direct Wired | 0-10 VDC Controls | 64 | 2645 | -0.0012 | 92 | 55 | 0 | 0.93 | Ambient | 15000 |  |  | 55000 | 0.03 | 12 | 13 | 0.37 | 0.02 | 0.01 | 0.01 | 0.01 | 0.01 | 0.99 | 0.03 | 0.01 | 0.01 | 0.01 | 0 | 0.99 | 0.32 | 0.23 | 0.15 | 0.05 | 0.02 | True | False | Non Federally-Regulated | 11/02/2023 |  | 11/09/2023
Luminii Corp | Latona | 515-A90-615-27-07-CL-** | Light Emitting Diode | Inseparable Luminaire | Direct Wired | 0-10 VDC Controls | 62.1 | 2645 | -0.0012 | 92 | 55 | 0 | 0.93 | Ambient | 15000 |  |  | 55000 | 0.03 | 12 | 13 | 0.37 | 0.02 | 0.01 | 0.01 | 0.01 | 0.01 | 0.99 | 0.03 | 0.01 | 0.01 | 0.01 | 0 | 0.99 | 0.32 | 0.23 | 0.15 | 0.05 | 0.02 | True | False | Non Federally-Regulated | 11/02/2023 |  | 11/09/2023
Luminii Corp | Latona | 515-A90-615-27-10-CL-** | Light Emitting Diode | Inseparable Luminaire | Direct Wired | 0-10 VDC Controls | 60.6 | 2653 | -0.0015 | 92 | 55 | 0 | 0.98 | Ambient | 15000 |  |  | 55000 | 0.01 | 13 | 12 | 0.33 | 0.14 | 0.12 | 0.08 | 0.02 | 0 | 0.3 | 0.01 | 0 | 0 | 0 | 0 | 0.3 | 0.05 | 0.02 | 0.01 | 0.01 | 0 | True | False | Non Federally-Regulated | 11/02/2023 |  | 11/09/2023
Luminii Corp | Latona | 515-A90-615-27-15-CL-** | Light Emitting Diode | Inseparable Luminaire | Direct Wired | 0-10 VDC Controls | 60.3 | 2635 | -0.0017 | 92 | 51 | 0 | 0.99 | Ambient | 15000 |  |  | 55000 | 0.01 | 13 | 12 | 0.33 | 0.14 | 0.12 | 0.08 | 0.02 | 0 | 0.3 | 0.01 | 0 | 0 | 0 | 0 | 0.3 | 0.05 | 0.02 | 0.01 | 0.01 | 0 | True | False | Non Federally-Regulated | 11/02/2023 |  | 11/09/2023
Luminii Corp | Latona | 515-A90-615-30-07-CL-** | Light Emitting Diode | Inseparable Luminaire | Direct Wired | 0-10 VDC Controls | 69.2 | 3000 | -0.011 | 93 | 58 | 0 | 0.93 | Ambient | 15000 |  |  | 55000 | 0.03 | 12 | 13 | 0.37 | 0.02 | 0.01 | 0.01 | 0.01 | 0.01 | 0.99 | 0.03 | 0.01 | 0.01 | 0.01 | 0 | 0.99 | 0.32 | 0.23 | 0.15 | 0.05 | 0.02 | True | False | Non Federally-Regulated | 11/02/2023 |  | 11/09/2023
Luminii Corp | Latona | 515-A90-615-30-10-CL-** | Light Emitting Diode | Inseparable Luminaire | Direct Wired | 0-10 VDC Controls | 67.5 | 3000 | -0.0013 | 93 | 58 | 0 | 0.97 | Ambient | 15000 |  |  | 55000 | 0.01 | 13 | 12 | 0.33 | 0.14 | 0.12 | 0.08 | 0.02 | 0 | 0.3 | 0.01 | 0 | 0 | 0 | 0 | 0.3 | 0.05 | 0.02 | 0.01 | 0.01 | 0 | True | False | Non Federally-Regulated | 11/02/2023 |  | 11/09/2023
Luminii Corp | Latona | 515-A90-615-30-15-CL-** | Light Emitting Diode | Inseparable Luminaire | Direct Wired | 0-10 VDC Controls | 67.2 | 3000 | -0.0015 | 93 | 54 | 0 | 0.97 | Ambient | 15000 |  |  | 55000 | 0.01 | 13 | 12 | 0.33 | 0.14 | 0.12 | 0.08 | 0.02 | 0 | 0.3 | 0.01 | 0 | 0 | 0 | 0 | 0.3 | 0.05 | 0.02 | 0.01 | 0.01 | 0 | True | False | Non Federally-Regulated | 11/02/2023 |  | 11/09/2023
Luminii Corp | Latona | 515-A90-615-35-07-CL-** | Light Emitting Diode | Inseparable Luminaire | Direct Wired | 0-10 VDC Controls | 81.4 | 3500 | -0.0008 | 94 | 63 | 0 | 0.94 | Ambient | 15000 |  |  | 55000 | 0.03 | 12 | 13 | 0.37 | 0.02 | 0.01 | 0.01 | 0.01 | 0.01 | 0.99 | 0.03 | 0.01 | 0.01 | 0.01 | 0 | 0.99 | 0.32 | 0.23 | 0.15 | 0.05 | 0.02 | True | False | Non Federally-Regulated | 11/02/2023 |  | 11/09/2023
Luminii Corp | Latona | 515-A90-615-35-10-CL-** | Light Emitting Diode | Inseparable Luminaire | Direct Wired | 0-10 VDC Controls | 79.4 | 3500 | -0.0009 | 94 | 63 | 0 | 0.95 | Ambient | 15000 |  |  | 55000 | 0.01 | 13 | 12 | 0.33 | 0.14 | 0.12 | 0.08 | 0.02 | 0 | 0.3 | 0.01 | 0 | 0 | 0 | 0 | 0.3 | 0.05 | 0.02 | 0.01 | 0.01 | 0 | True | False | Non Federally-Regulated | 11/02/2023 |  | 11/09/2023
Luminii Corp | Latona | 515-A90-615-35-15-CL-** | Light Emitting Diode | Inseparable Luminaire | Direct Wired | 0-10 VDC Controls | 79.1 | 3500 | -0.0011 | 94 | 59 | 0 | 0.95 | Ambient | 15000 |  |  | 55000 | 0.01 | 13 | 12 | 0.33 | 0.14 | 0.12 | 0.08 | 0.02 | 0 | 0.3 | 0.01 | 0 | 0 | 0 | 0 | 0.3 | 0.05 | 0.02 | 0.01 | 0.01 | 0 | True | False | Non Federally-Regulated | 11/02/2023 |  | 11/09/2023
Luminii Corp | Latona | 515-A90-615-40-07-CL-** | Light Emitting Diode | Inseparable Luminaire | Direct Wired | 0-10 VDC Controls | 93.8 | 3816 | -0.0006 | 96 | 66 | 0 | 0.94 | Ambient | 15000 |  |  | 55000 | 0.03 | 12 | 13 | 0.37 | 0.02 | 0.01 | 0.01 | 0.01 | 0.01 | 0.99 | 0.03 | 0.01 | 0.01 | 0.01 | 0 | 0.99 | 0.32 | 0.23 | 0.15 | 0.05 | 0.02 | True | False | Non Federally-Regulated | 11/02/2023 |  | 11/09/2023
Luminii Corp | Latona | 515-A90-615-40-10-CL-** | Light Emitting Diode | Inseparable Luminaire | Direct Wired | 0-10 VDC Controls | 91.5 | 3816 | -0.0007 | 96 | 66 | 0 | 0.94 | Ambient | 15000 |  |  | 55000 | 0.01 | 13 | 12 | 0.33 | 0.14 | 0.12 | 0.08 | 0.02 | 0 | 0.3 | 0.01 | 0 | 0 | 0 | 0 | 0.3 | 0.05 | 0.02 | 0.01 | 0.01 | 0 | True | False | Non Federally-Regulated | 11/02/2023 |  | 11/09/2023
Luminii Corp | Latona | 515-A90-615-40-15-CL-** | Light Emitting Diode | Inseparable Luminaire | Direct Wired | 0-10 VDC Controls | 91 | 3816 | -0.0007 | 96 | 66 | 0 | 0.94 | Ambient | 15000 |  |  | 55000 | 0.01 | 13 | 12 | 0.33 | 0.14 | 0.12 | 0.08 | 0.02 | 0 | 0.3 | 0.01 | 0 | 0 | 0 | 0 | 0.3 | 0.05 | 0.02 | 0.01 | 0.01 | 0 | True | False | Non Federally-Regulated | 11/02/2023 |  | 11/09/2023
Luminii Corp | Latona | 515-A90-638F-27-07-CL-** | Light Emitting Diode | Inseparable Luminaire | Direct Wired | 0-10 VDC Controls | 62.1 | 2645 | -0.0012 | 92 | 55 | 0 | 0.93 | Ambient | 15000 |  |  | 55000 | 0.03 | 12 | 13 | 0.37 | 0.02 | 0.01 | 0.01 | 0.01 | 0.01 | 0.99 | 0.03 | 0.01 | 0.01 | 0.01 | 0 | 0.99 | 0.32 | 0.23 | 0.15 | 0.05 | 0.02 | True | False | Non Federally-Regulated | 11/02/2023 |  | 11/09/2023
Luminii Corp | Latona | 515-A90-638F-27-10-CL-** | Light Emitting Diode | Inseparable Luminaire | Direct Wired | 0-10 VDC Controls | 60.6 | 2653 | -0.0015 | 92 | 55 | 0 | 0.98 | Ambient | 15000 |  |  | 55000 | 0.01 | 13 | 12 | 0.33 | 0.14 | 0.12 | 0.08 | 0.02 | 0 | 0.3 | 0.01 | 0 | 0 | 0 | 0 | 0.3 | 0.05 | 0.02 | 0.01 | 0.01 | 0 | True | False | Non Federally-Regulated | 11/02/2023 |  | 11/09/2023
Luminii Corp | Latona | 515-A90-638F-27-15-CL-** | Light Emitting Diode | Inseparable Luminaire | Direct Wired | 0-10 VDC Controls | 60.3 | 2635 | -0.0017 | 92 | 51 | 0 | 0.99 | Ambient | 15000 |  |  | 55000 | 0.01 | 13 | 12 | 0.33 | 0.14 | 0.12 | 0.08 | 0.02 | 0 | 0.3 | 0.01 | 0 | 0 | 0 | 0 | 0.3 | 0.05 | 0.02 | 0.01 | 0.01 | 0 | True | False | Non Federally-Regulated | 11/02/2023 |  | 11/09/2023
Luminii Corp | Latona | 515-A90-638F-30-07-CL-** | Light Emitting Diode | Inseparable Luminaire | Direct Wired | 0-10 VDC Controls | 69.2 | 3000 | -0.011 | 93 | 58 | 0 | 0.93 | Ambient | 15000 |  |  | 55000 | 0.03 | 12 | 13 | 0.37 | 0.02 | 0.01 | 0.01 | 0.01 | 0.01 | 0.99 | 0.03 | 0.01 | 0.01 | 0.01 | 0 | 0.99 | 0.32 | 0.23 | 0.15 | 0.05 | 0.02 | True | False | Non Federally-Regulated | 11/02/2023 |  | 11/09/2023
Luminii Corp | Latona | 515-A90-638F-30-10-CL-** | Light Emitting Diode | Inseparable Luminaire | Direct Wired | 0-10 VDC Controls | 67.5 | 3000 | -0.0013 | 93 | 58 | 0 | 0.97 | Ambient | 15000 |  |  | 55000 | 0.01 | 13 | 12 | 0.33 | 0.14 | 0.12 | 0.08 | 0.02 | 0 | 0.3 | 0.01 | 0 | 0 | 0 | 0 | 0.3 | 0.05 | 0.02 | 0.01 | 0.01 | 0 | True | False | Non Federally-Regulated | 11/02/2023 |  | 11/09/2023
Luminii Corp | Latona | 515-A90-638F-30-15-CL-** | Light Emitting Diode | Inseparable Luminaire | Direct Wired | 0-10 VDC Controls | 67.2 | 3000 | -0.0015 | 93 | 54 | 0 | 0.97 | Ambient | 15000 |  |  | 55000 | 0.01 | 13 | 12 | 0.33 | 0.14 | 0.12 | 0.08 | 0.02 | 0 | 0.3 | 0.01 | 0 | 0 | 0 | 0 | 0.3 | 0.05 | 0.02 | 0.01 | 0.01 | 0 | True | False | Non Federally-Regulated | 11/02/2023 |  | 11/09/2023
Luminii Corp | Latona | 515-A90-638F-35-07-CL-** | Light Emitting Diode | Inseparable Luminaire | Direct Wired | 0-10 VDC Controls | 81.4 | 3500 | -0.0008 | 94 | 63 | 0 | 0.94 | Ambient | 15000 |  |  | 55000 | 0.03 | 12 | 13 | 0.37 | 0.02 | 0.01 | 0.01 | 0.01 | 0.01 | 0.99 | 0.03 | 0.01 | 0.01 | 0.01 | 0 | 0.99 | 0.32 | 0.23 | 0.15 | 0.05 | 0.02 | True | False | Non Federally-Regulated | 11/02/2023 |  | 11/09/2023
Luminii Corp | Latona | 515-A90-638F-35-10-CL-** | Light Emitting Diode | Inseparable Luminaire | Direct Wired | 0-10 VDC Controls | 79.4 | 3500 | -0.0009 | 94 | 63 | 0 | 0.95 | Ambient | 15000 |  |  | 55000 | 0.01 | 13 | 12 | 0.33 | 0.14 | 0.12 | 0.08 | 0.02 | 0 | 0.3 | 0.01 | 0 | 0 | 0 | 0 | 0.3 | 0.05 | 0.02 | 0.01 | 0.01 | 0 | True | False | Non Federally-Regulated | 11/02/2023 |  | 11/09/2023
Luminii Corp | Latona | 515-A90-638F-35-15-CL-** | Light Emitting Diode | Inseparable Luminaire | Direct Wired | 0-10 VDC Controls | 79.1 | 3500 | -0.0011 | 94 | 59 | 0 | 0.95 | Ambient | 15000 |  |  | 55000 | 0.01 | 13 | 12 | 0.33 | 0.14 | 0.12 | 0.08 | 0.02 | 0 | 0.3 | 0.01 | 0 | 0 | 0 | 0 | 0.3 | 0.05 | 0.02 | 0.01 | 0.01 | 0 | True | False | Non Federally-Regulated | 11/02/2023 |  | 11/09/2023
Luminii Corp | Latona | 515-A90-638F-40-07-CL-** | Light Emitting Diode | Inseparable Luminaire | Direct Wired | 0-10 VDC Controls | 93.8 | 3816 | -0.0006 | 96 | 66 | 0 | 0.94 | Ambient | 15000 |  |  | 55000 | 0.03 | 12 | 13 | 0.37 | 0.02 | 0.01 | 0.01 | 0.01 | 0.01 | 0.99 | 0.03 | 0.01 | 0.01 | 0.01 | 0 | 0.99 | 0.32 | 0.23 | 0.15 | 0.05 | 0.02 | True | False | Non Federally-Regulated | 11/02/2023 |  | 11/09/2023
Luminii Corp | Latona | 515-A90-638F-40-10-CL-** | Light Emitting Diode | Inseparable Luminaire | Direct Wired | 0-10 VDC Controls | 91.5 | 3816 | -0.0007 | 96 | 66 | 0 | 0.94 | Ambient | 15000 |  |  | 55000 | 0.01 | 13 | 12 | 0.33 | 0.14 | 0.12 | 0.08 | 0.02 | 0 | 0.3 | 0.01 | 0 | 0 | 0 | 0 | 0.3 | 0.05 | 0.02 | 0.01 | 0.01 | 0 | True | False | Non Federally-Regulated | 11/02/2023 |  | 11/09/2023
Luminii Corp | Latona | 515-A90-638F-40-15-CL-** | Light Emitting Diode | Inseparable Luminaire | Direct Wired | 0-10 VDC Controls | 91 | 3816 | -0.0007 | 96 | 66 | 0 | 0.94 | Ambient | 15000 |  |  | 55000 | 0.01 | 13 | 12 | 0.33 | 0.14 | 0.12 | 0.08 | 0.02 | 0 | 0.3 | 0.01 | 0 | 0 | 0 | 0 | 0.3 | 0.05 | 0.02 | 0.01 | 0.01 | 0 | True | False | Non Federally-Regulated | 11/02/2023 |  | 11/09/2023
Luminii Corp | Latona | 515-A90-640-27-07-CL-** | Light Emitting Diode | Inseparable Luminaire | Direct Wired | 0-10 VDC Controls | 62.1 | 2645 | -0.0012 | 92 | 55 | 0 | 0.93 | Ambient | 15000 |  |  | 55000 | 0.03 | 12 | 13 | 0.37 | 0.02 | 0.01 | 0.01 | 0.01 | 0.01 | 0.99 | 0.03 | 0.01 | 0.01 | 0.01 | 0 | 0.99 | 0.32 | 0.23 | 0.15 | 0.05 | 0.02 | True | False | Non Federally-Regulated | 11/02/2023 |  | 11/09/2023
Luminii Corp | Latona | 515-A90-640-27-10-CL-** | Light Emitting Diode | Inseparable Luminaire | Direct Wired | 0-10 VDC Controls | 60.6 | 2653 | -0.0015 | 92 | 55 | 0 | 0.98 | Ambient | 15000 |  |  | 55000 | 0.01 | 13 | 12 | 0.33 | 0.14 | 0.12 | 0.08 | 0.02 | 0 | 0.3 | 0.01 | 0 | 0 | 0 | 0 | 0.3 | 0.05 | 0.02 | 0.01 | 0.01 | 0 | True | False | Non Federally-Regulated | 11/02/2023 |  | 11/09/2023
Luminii Corp | Latona | 515-A90-640-27-15-CL-** | Light Emitting Diode | Inseparable Luminaire | Direct Wired | 0-10 VDC Controls | 60.3 | 2635 | -0.0017 | 92 | 51 | 0 | 0.99 | Ambient | 15000 |  |  | 55000 | 0.01 | 13 | 12 | 0.33 | 0.14 | 0.12 | 0.08 | 0.02 | 0 | 0.3 | 0.01 | 0 | 0 | 0 | 0 | 0.3 | 0.05 | 0.02 | 0.01 | 0.01 | 0 | True | False | Non Federally-Regulated | 11/02/2023 |  | 11/09/2023
Luminii Corp | Latona | 515-A90-640-30-07-CL-** | Light Emitting Diode | Inseparable Luminaire | Direct Wired | 0-10 VDC Controls | 69.2 | 3000 | -0.011 | 93 | 58 | 0 | 0.93 | Ambient | 15000 |  |  | 55000 | 0.03 | 12 | 13 | 0.37 | 0.02 | 0.01 | 0.01 | 0.01 | 0.01 | 0.99 | 0.03 | 0.01 | 0.01 | 0.01 | 0 | 0.99 | 0.32 | 0.23 | 0.15 | 0.05 | 0.02 | True | False | Non Federally-Regulated | 11/02/2023 |  | 11/09/2023
Luminii Corp | Latona | 515-A90-640-30-10-CL-** | Light Emitting Diode | Inseparable Luminaire | Direct Wired | 0-10 VDC Controls | 67.5 | 3000 | -0.0013 | 93 | 58 | 0 | 0.97 | Ambient | 15000 |  |  | 55000 | 0.01 | 13 | 12 | 0.33 | 0.14 | 0.12 | 0.08 | 0.02 | 0 | 0.3 | 0.01 | 0 | 0 | 0 | 0 | 0.3 | 0.05 | 0.02 | 0.01 | 0.01 | 0 | True | False | Non Federally-Regulated | 11/02/2023 |  | 11/09/2023
Luminii Corp | Latona | 515-A90-640-30-15-CL-** | Light Emitting Diode | Inseparable Luminaire | Direct Wired | 0-10 VDC Controls | 67.2 | 3000 | -0.0015 | 93 | 54 | 0 | 0.97 | Ambient | 15000 |  |  | 55000 | 0.01 | 13 | 12 | 0.33 | 0.14 | 0.12 | 0.08 | 0.02 | 0 | 0.3 | 0.01 | 0 | 0 | 0 | 0 | 0.3 | 0.05 | 0.02 | 0.01 | 0.01 | 0 | True | False | Non Federally-Regulated | 11/02/2023 |  | 11/09/2023
Luminii Corp | Latona | 515-A90-640-35-07-CL-** | Light Emitting Diode | Inseparable Luminaire | Direct Wired | 0-10 VDC Controls | 81.4 | 3500 | -0.0008 | 94 | 63 | 0 | 0.94 | Ambient | 15000 |  |  | 55000 | 0.03 | 12 | 13 | 0.37 | 0.02 | 0.01 | 0.01 | 0.01 | 0.01 | 0.99 | 0.03 | 0.01 | 0.01 | 0.01 | 0 | 0.99 | 0.32 | 0.23 | 0.15 | 0.05 | 0.02 | True | False | Non Federally-Regulated | 11/02/2023 |  | 11/09/2023
Luminii Corp | Latona | 515-A90-640-35-10-CL-** | Light Emitting Diode | Inseparable Luminaire | Direct Wired | 0-10 VDC Controls | 79.4 | 3500 | -0.0009 | 94 | 63 | 0 | 0.95 | Ambient | 15000 |  |  | 55000 | 0.01 | 13 | 12 | 0.33 | 0.14 | 0.12 | 0.08 | 0.02 | 0 | 0.3 | 0.01 | 0 | 0 | 0 | 0 | 0.3 | 0.05 | 0.02 | 0.01 | 0.01 | 0 | True | False | Non Federally-Regulated | 11/02/2023 |  | 11/09/2023
Luminii Corp | Latona | 515-A90-640-35-15-CL-** | Light Emitting Diode | Inseparable Luminaire | Direct Wired | 0-10 VDC Controls | 79.1 | 3500 | -0.0011 | 94 | 59 | 0 | 0.95 | Ambient | 15000 |  |  | 55000 | 0.01 | 13 | 12 | 0.33 | 0.14 | 0.12 | 0.08 | 0.02 | 0 | 0.3 | 0.01 | 0 | 0 | 0 | 0 | 0.3 | 0.05 | 0.02 | 0.01 | 0.01 | 0 | True | False | Non Federally-Regulated | 11/02/2023 |  | 11/09/2023
Luminii Corp | Latona | 515-A90-640-40-07-CL-** | Light Emitting Diode | Inseparable Luminaire | Direct Wired | 0-10 VDC Controls | 93.8 | 3816 | -0.0006 | 96 | 66 | 0 | 0.94 | Ambient | 15000 |  |  | 55000 | 0.03 | 12 | 13 | 0.37 | 0.02 | 0.01 | 0.01 | 0.01 | 0.01 | 0.99 | 0.03 | 0.01 | 0.01 | 0.01 | 0 | 0.99 | 0.32 | 0.23 | 0.15 | 0.05 | 0.02 | True | False | Non Federally-Regulated | 11/02/2023 |  | 11/09/2023
Luminii Corp | Latona | 515-A90-640-40-10-CL-** | Light Emitting Diode | Inseparable Luminaire | Direct Wired | 0-10 VDC Controls | 91.5 | 3816 | -0.0007 | 96 | 66 | 0 | 0.94 | Ambient | 15000 |  |  | 55000 | 0.01 | 13 | 12 | 0.33 | 0.14 | 0.12 | 0.08 | 0.02 | 0 | 0.3 | 0.01 | 0 | 0 | 0 | 0 | 0.3 | 0.05 | 0.02 | 0.01 | 0.01 | 0 | True | False | Non Federally-Regulated | 11/02/2023 |  | 11/09/2023
Luminii Corp | Latona | 515-A90-640-40-15-CL-** | Light Emitting Diode | Inseparable Luminaire | Direct Wired | 0-10 VDC Controls | 91 | 3816 | -0.0007 | 96 | 66 | 0 | 0.94 | Ambient | 15000 |  |  | 55000 | 0.01 | 13 | 12 | 0.33 | 0.14 | 0.12 | 0.08 | 0.02 | 0 | 0.3 | 0.01 | 0 | 0 | 0 | 0 | 0.3 | 0.05 | 0.02 | 0.01 | 0.01 | 0 | True | False | Non Federally-Regulated | 11/02/2023 |  | 11/09/2023
Luminii Corp | Latona | 515-A90-660-27-07-CL-** | Light Emitting Diode | Inseparable Luminaire | Direct Wired | 0-10 VDC Controls | 62.1 | 2645 | -0.0012 | 92 | 55 | 0 | 0.93 | Ambient | 15000 |  |  | 55000 | 0.03 | 12 | 13 | 0.37 | 0.02 | 0.01 | 0.01 | 0.01 | 0.01 | 0.99 | 0.03 | 0.01 | 0.01 | 0.01 | 0 | 0.99 | 0.32 | 0.23 | 0.15 | 0.05 | 0.02 | True | False | Non Federally-Regulated | 11/02/2023 |  | 11/09/2023
Luminii Corp | Latona | 515-A90-660-27-10-CL-** | Light Emitting Diode | Inseparable Luminaire | Direct Wired | 0-10 VDC Controls | 60.6 | 2653 | -0.0015 | 92 | 55 | 0 | 0.98 | Ambient | 15000 |  |  | 55000 | 0.01 | 13 | 12 | 0.33 | 0.14 | 0.12 | 0.08 | 0.02 | 0 | 0.3 | 0.01 | 0 | 0 | 0 | 0 | 0.3 | 0.05 | 0.02 | 0.01 | 0.01 | 0 | True | False | Non Federally-Regulated | 11/02/2023 |  | 11/09/2023
Luminii Corp | Latona | 515-A90-660-27-15-CL-** | Light Emitting Diode | Inseparable Luminaire | Direct Wired | 0-10 VDC Controls | 60.3 | 2635 | -0.0017 | 92 | 51 | 0 | 0.99 | Ambient | 15000 |  |  | 55000 | 0.01 | 13 | 12 | 0.33 | 0.14 | 0.12 | 0.08 | 0.02 | 0 | 0.3 | 0.01 | 0 | 0 | 0 | 0 | 0.3 | 0.05 | 0.02 | 0.01 | 0.01 | 0 | True | False | Non Federally-Regulated | 11/02/2023 |  | 11/09/2023
Luminii Corp | Latona | 515-A90-660-30-07-CL-** | Light Emitting Diode | Inseparable Luminaire | Direct Wired | 0-10 VDC Controls | 69.2 | 3000 | -0.011 | 93 | 58 | 0 | 0.93 | Ambient | 15000 |  |  | 55000 | 0.03 | 12 | 13 | 0.37 | 0.02 | 0.01 | 0.01 | 0.01 | 0.01 | 0.99 | 0.03 | 0.01 | 0.01 | 0.01 | 0 | 0.99 | 0.32 | 0.23 | 0.15 | 0.05 | 0.02 | True | False | Non Federally-Regulated | 11/02/2023 |  | 11/09/2023
Luminii Corp | Latona | 515-A90-660-30-10-CL-** | Light Emitting Diode | Inseparable Luminaire | Direct Wired | 0-10 VDC Controls | 67.5 | 3000 | -0.0013 | 93 | 58 | 0 | 0.97 | Ambient | 15000 |  |  | 55000 | 0.01 | 13 | 12 | 0.33 | 0.14 | 0.12 | 0.08 | 0.02 | 0 | 0.3 | 0.01 | 0 | 0 | 0 | 0 | 0.3 | 0.05 | 0.02 | 0.01 | 0.01 | 0 | True | False | Non Federally-Regulated | 11/02/2023 |  | 11/09/2023
Luminii Corp | Latona | 515-A90-660-30-15-CL-** | Light Emitting Diode | Inseparable Luminaire | Direct Wired | 0-10 VDC Controls | 67.2 | 3000 | -0.0015 | 93 | 54 | 0 | 0.97 | Ambient | 15000 |  |  | 55000 | 0.01 | 13 | 12 | 0.33 | 0.14 | 0.12 | 0.08 | 0.02 | 0 | 0.3 | 0.01 | 0 | 0 | 0 | 0 | 0.3 | 0.05 | 0.02 | 0.01 | 0.01 | 0 | True | False | Non Federally-Regulated | 11/02/2023 |  | 11/09/2023
Luminii Corp | Latona | 515-A90-660-35-07-CL-** | Light Emitting Diode | Inseparable Luminaire | Direct Wired | 0-10 VDC Controls | 81.4 | 3500 | -0.0008 | 94 | 63 | 0 | 0.94 | Ambient | 15000 |  |  | 55000 | 0.03 | 12 | 13 | 0.37 | 0.02 | 0.01 | 0.01 | 0.01 | 0.01 | 0.99 | 0.03 | 0.01 | 0.01 | 0.01 | 0 | 0.99 | 0.32 | 0.23 | 0.15 | 0.05 | 0.02 | True | False | Non Federally-Regulated | 11/02/2023 |  | 11/09/2023
Luminii Corp | Latona | 515-A90-660-35-10-CL-** | Light Emitting Diode | Inseparable Luminaire | Direct Wired | 0-10 VDC Controls | 79.4 | 3500 | -0.0009 | 94 | 63 | 0 | 0.95 | Ambient | 15000 |  |  | 55000 | 0.01 | 13 | 12 | 0.33 | 0.14 | 0.12 | 0.08 | 0.02 | 0 | 0.3 | 0.01 | 0 | 0 | 0 | 0 | 0.3 | 0.05 | 0.02 | 0.01 | 0.01 | 0 | True | False | Non Federally-Regulated | 11/02/2023 |  | 11/09/2023
Luminii Corp | Latona | 515-A90-660-35-15-CL-** | Light Emitting Diode | Inseparable Luminaire | Direct Wired | 0-10 VDC Controls | 79.1 | 3500 | -0.0011 | 94 | 59 | 0 | 0.95 | Ambient | 15000 |  |  | 55000 | 0.01 | 13 | 12 | 0.33 | 0.14 | 0.12 | 0.08 | 0.02 | 0 | 0.3 | 0.01 | 0 | 0 | 0 | 0 | 0.3 | 0.05 | 0.02 | 0.01 | 0.01 | 0 | True | False | Non Federally-Regulated | 11/02/2023 |  | 11/09/2023
Luminii Corp | Latona | 515-A90-660-40-07-CL-** | Light Emitting Diode | Inseparable Luminaire | Direct Wired | 0-10 VDC Controls | 93.8 | 3816 | -0.0006 | 96 | 66 | 0 | 0.94 | Ambient | 15000 |  |  | 55000 | 0.03 | 12 | 13 | 0.37 | 0.02 | 0.01 | 0.01 | 0.01 | 0.01 | 0.99 | 0.03 | 0.01 | 0.01 | 0.01 | 0 | 0.99 | 0.32 | 0.23 | 0.15 | 0.05 | 0.02 | True | False | Non Federally-Regulated | 11/02/2023 |  | 11/09/2023
Luminii Corp | Latona | 515-A90-660-40-10-CL-** | Light Emitting Diode | Inseparable Luminaire | Direct Wired | 0-10 VDC Controls | 91.5 | 3816 | -0.0007 | 96 | 66 | 0 | 0.94 | Ambient | 15000 |  |  | 55000 | 0.01 | 13 | 12 | 0.33 | 0.14 | 0.12 | 0.08 | 0.02 | 0 | 0.3 | 0.01 | 0 | 0 | 0 | 0 | 0.3 | 0.05 | 0.02 | 0.01 | 0.01 | 0 | True | False | Non Federally-Regulated | 11/02/2023 |  | 11/09/2023
Luminii Corp | Latona | 515-A90-660-40-15-CL-** | Light Emitting Diode | Inseparable Luminaire | Direct Wired | 0-10 VDC Controls | 91 | 3816 | -0.0007 | 96 | 66 | 0 | 0.94 | Ambient | 15000 |  |  | 55000 | 0.01 | 13 | 12 | 0.33 | 0.14 | 0.12 | 0.08 | 0.02 | 0 | 0.3 | 0.01 | 0 | 0 | 0 | 0 | 0.3 | 0.05 | 0.02 | 0.01 | 0.01 | 0 | True | False | Non Federally-Regulated | 11/02/2023 |  | 11/09/2023
Luminii Corp | Latona | 515-A90-615-27-07-DL-** | Light Emitting Diode | Inseparable Luminaire | Direct Wired | 0-10 VDC Controls | 62.1 | 2645 | -0.0012 | 92 | 55 | 0 | 0.93 | Ambient | 15000 |  |  | 55000 | 0.03 | 12 | 13 | 0.37 | 0.02 | 0.01 | 0.01 | 0.01 | 0.01 | 0.99 | 0.03 | 0.01 | 0.01 | 0.01 | 0 | 0.99 | 0.32 | 0.23 | 0.15 | 0.05 | 0.02 | True | False | Non Federally-Regulated | 11/02/2023 |  | 11/09/2023
Luminii Corp | Latona | 515-A90-615-27-10-DL-** | Light Emitting Diode | Inseparable Luminaire | Direct Wired | 0-10 VDC Controls | 60.6 | 2653 | -0.0015 | 92 | 55 | 0 | 0.98 | Ambient | 15000 |  |  | 55000 | 0.01 | 13 | 12 | 0.33 | 0.14 | 0.12 | 0.08 | 0.02 | 0 | 0.3 | 0.01 | 0 | 0 | 0 | 0 | 0.3 | 0.05 | 0.02 | 0.01 | 0.01 | 0 | True | False | Non Federally-Regulated | 11/02/2023 |  | 11/09/2023
Luminii Corp | Latona | 515-A90-615-27-15-DL-** | Light Emitting Diode | Inseparable Luminaire | Direct Wired | 0-10 VDC Controls | 60.3 | 2635 | -0.0017 | 92 | 51 | 0 | 0.99 | Ambient | 15000 |  |  | 55000 | 0.01 | 13 | 12 | 0.33 | 0.14 | 0.12 | 0.08 | 0.02 | 0 | 0.3 | 0.01 | 0 | 0 | 0 | 0 | 0.3 | 0.05 | 0.02 | 0.01 | 0.01 | 0 | True | False | Non Federally-Regulated | 11/02/2023 |  | 11/09/2023
Luminii Corp | Latona | 515-A90-615-30-07-DL-** | Light Emitting Diode | Inseparable Luminaire | Direct Wired | 0-10 VDC Controls | 69.2 | 3000 | -0.011 | 93 | 58 | 0 | 0.93 | Ambient | 15000 |  |  | 55000 | 0.03 | 12 | 13 | 0.37 | 0.02 | 0.01 | 0.01 | 0.01 | 0.01 | 0.99 | 0.03 | 0.01 | 0.01 | 0.01 | 0 | 0.99 | 0.32 | 0.23 | 0.15 | 0.05 | 0.02 | True | False | Non Federally-Regulated | 11/02/2023 |  | 11/09/2023
Luminii Corp | Latona | 515-A90-615-30-10-DL-** | Light Emitting Diode | Inseparable Luminaire | Direct Wired | 0-10 VDC Controls | 67.5 | 3000 | -0.0013 | 93 | 58 | 0 | 0.97 | Ambient | 15000 |  |  | 55000 | 0.01 | 13 | 12 | 0.33 | 0.14 | 0.12 | 0.08 | 0.02 | 0 | 0.3 | 0.01 | 0 | 0 | 0 | 0 | 0.3 | 0.05 | 0.02 | 0.01 | 0.01 | 0 | True | False | Non Federally-Regulated | 11/02/2023 |  | 11/09/2023
Luminii Corp | Latona | 515-A90-615-30-15-DL-** | Light Emitting Diode | Inseparable Luminaire | Direct Wired | 0-10 VDC Controls | 67.2 | 3000 | -0.0015 | 93 | 54 | 0 | 0.97 | Ambient | 15000 |  |  | 55000 | 0.01 | 13 | 12 | 0.33 | 0.14 | 0.12 | 0.08 | 0.02 | 0 | 0.3 | 0.01 | 0 | 0 | 0 | 0 | 0.3 | 0.05 | 0.02 | 0.01 | 0.01 | 0 | True | False | Non Federally-Regulated | 11/02/2023 |  | 11/09/2023
Luminii Corp | Latona | 515-A90-615-35-07-DL-** | Light Emitting Diode | Inseparable Luminaire | Direct Wired | 0-10 VDC Controls | 81.4 | 3500 | -0.0008 | 94 | 63 | 0 | 0.94 | Ambient | 15000 |  |  | 55000 | 0.03 | 12 | 13 | 0.37 | 0.02 | 0.01 | 0.01 | 0.01 | 0.01 | 0.99 | 0.03 | 0.01 | 0.01 | 0.01 | 0 | 0.99 | 0.32 | 0.23 | 0.15 | 0.05 | 0.02 | True | False | Non Federally-Regulated | 11/02/2023 |  | 11/09/2023
Luminii Corp | Latona | 515-A90-615-35-10-DL-** | Light Emitting Diode | Inseparable Luminaire | Direct Wired | 0-10 VDC Controls | 79.4 | 3500 | -0.0009 | 94 | 63 | 0 | 0.95 | Ambient | 15000 |  |  | 55000 | 0.01 | 13 | 12 | 0.33 | 0.14 | 0.12 | 0.08 | 0.02 | 0 | 0.3 | 0.01 | 0 | 0 | 0 | 0 | 0.3 | 0.05 | 0.02 | 0.01 | 0.01 | 0 | True | False | Non Federally-Regulated | 11/02/2023 |  | 11/09/2023
Luminii Corp | Latona | 515-A90-615-35-15-DL-** | Light Emitting Diode | Inseparable Luminaire | Direct Wired | 0-10 VDC Controls | 79.1 | 3500 | -0.0011 | 94 | 59 | 0 | 0.95 | Ambient | 15000 |  |  | 55000 | 0.01 | 13 | 12 | 0.33 | 0.14 | 0.12 | 0.08 | 0.02 | 0 | 0.3 | 0.01 | 0 | 0 | 0 | 0 | 0.3 | 0.05 | 0.02 | 0.01 | 0.01 | 0 | True | False | Non Federally-Regulated | 11/02/2023 |  | 11/09/2023
Luminii Corp | Latona | 515-A90-615-40-07-DL-** | Light Emitting Diode | Inseparable Luminaire | Direct Wired | 0-10 VDC Controls | 93.8 | 3816 | -0.0006 | 96 | 66 | 0 | 0.94 | Ambient | 15000 |  |  | 55000 | 0.03 | 12 | 13 | 0.37 | 0.02 | 0.01 | 0.01 | 0.01 | 0.01 | 0.99 | 0.03 | 0.01 | 0.01 | 0.01 | 0 | 0.99 | 0.32 | 0.23 | 0.15 | 0.05 | 0.02 | True | False | Non Federally-Regulated | 11/02/2023 |  | 11/09/2023
Luminii Corp | Latona | 515-A90-615-40-10-DL-** | Light Emitting Diode | Inseparable Luminaire | Direct Wired | 0-10 VDC Controls | 91.5 | 3816 | -0.0007 | 96 | 66 | 0 | 0.94 | Ambient | 15000 |  |  | 55000 | 0.01 | 13 | 12 | 0.33 | 0.14 | 0.12 | 0.08 | 0.02 | 0 | 0.3 | 0.01 | 0 | 0 | 0 | 0 | 0.3 | 0.05 | 0.02 | 0.01 | 0.01 | 0 | True | False | Non Federally-Regulated | 11/02/2023 |  | 11/09/2023
Luminii Corp | Latona | 515-A90-615-40-15-DL-** | Light Emitting Diode | Inseparable Luminaire | Direct Wired | 0-10 VDC Controls | 91 | 3816 | -0.0007 | 96 | 66 | 0 | 0.94 | Ambient | 15000 |  |  | 55000 | 0.01 | 13 | 12 | 0.33 | 0.14 | 0.12 | 0.08 | 0.02 | 0 | 0.3 | 0.01 | 0 | 0 | 0 | 0 | 0.3 | 0.05 | 0.02 | 0.01 | 0.01 | 0 | True | False | Non Federally-Regulated | 11/02/2023 |  | 11/09/2023
Luminii Corp | Latona | 515-A90-638F-27-07-DL-** | Light Emitting Diode | Inseparable Luminaire | Direct Wired | 0-10 VDC Controls | 62.1 | 2645 | -0.0012 | 92 | 55 | 0 | 0.93 | Ambient | 15000 |  |  | 55000 | 0.03 | 12 | 13 | 0.37 | 0.02 | 0.01 | 0.01 | 0.01 | 0.01 | 0.99 | 0.03 | 0.01 | 0.01 | 0.01 | 0 | 0.99 | 0.32 | 0.23 | 0.15 | 0.05 | 0.02 | True | False | Non Federally-Regulated | 11/02/2023 |  | 11/09/2023
Luminii Corp | Latona | 515-A90-638F-27-10-DL-** | Light Emitting Diode | Inseparable Luminaire | Direct Wired | 0-10 VDC Controls | 60.6 | 2653 | -0.0015 | 92 | 55 | 0 | 0.98 | Ambient | 15000 |  |  | 55000 | 0.01 | 13 | 12 | 0.33 | 0.14 | 0.12 | 0.08 | 0.02 | 0 | 0.3 | 0.01 | 0 | 0 | 0 | 0 | 0.3 | 0.05 | 0.02 | 0.01 | 0.01 | 0 | True | False | Non Federally-Regulated | 11/02/2023 |  | 11/09/2023
Luminii Corp | Latona | 515-A90-638F-27-15-DL-** | Light Emitting Diode | Inseparable Luminaire | Direct Wired | 0-10 VDC Controls | 60.3 | 2635 | -0.0017 | 92 | 51 | 0 | 0.99 | Ambient | 15000 |  |  | 55000 | 0.01 | 13 | 12 | 0.33 | 0.14 | 0.12 | 0.08 | 0.02 | 0 | 0.3 | 0.01 | 0 | 0 | 0 | 0 | 0.3 | 0.05 | 0.02 | 0.01 | 0.01 | 0 | True | False | Non Federally-Regulated | 11/02/2023 |  | 11/09/2023
Luminii Corp | Latona | 515-A90-638F-30-07-DL-** | Light Emitting Diode | Inseparable Luminaire | Direct Wired | 0-10 VDC Controls | 69.2 | 3000 | -0.011 | 93 | 58 | 0 | 0.93 | Ambient | 15000 |  |  | 55000 | 0.03 | 12 | 13 | 0.37 | 0.02 | 0.01 | 0.01 | 0.01 | 0.01 | 0.99 | 0.03 | 0.01 | 0.01 | 0.01 | 0 | 0.99 | 0.32 | 0.23 | 0.15 | 0.05 | 0.02 | True | False | Non Federally-Regulated | 11/02/2023 |  | 11/09/2023
Luminii Corp | Latona | 515-A90-638F-30-10-DL-** | Light Emitting Diode | Inseparable Luminaire | Direct Wired | 0-10 VDC Controls | 67.5 | 3000 | -0.0013 | 93 | 58 | 0 | 0.97 | Ambient | 15000 |  |  | 55000 | 0.01 | 13 | 12 | 0.33 | 0.14 | 0.12 | 0.08 | 0.02 | 0 | 0.3 | 0.01 | 0 | 0 | 0 | 0 | 0.3 | 0.05 | 0.02 | 0.01 | 0.01 | 0 | True | False | Non Federally-Regulated | 11/02/2023 |  | 11/09/2023
Luminii Corp | Latona | 515-A90-638F-30-15-DL-** | Light Emitting Diode | Inseparable Luminaire | Direct Wired | 0-10 VDC Controls | 67.2 | 3000 | -0.0015 | 93 | 54 | 0 | 0.97 | Ambient | 15000 |  |  | 55000 | 0.01 | 13 | 12 | 0.33 | 0.14 | 0.12 | 0.08 | 0.02 | 0 | 0.3 | 0.01 | 0 | 0 | 0 | 0 | 0.3 | 0.05 | 0.02 | 0.01 | 0.01 | 0 | True | False | Non Federally-Regulated | 11/02/2023 |  | 11/09/2023
Luminii Corp | Latona | 515-A90-638F-35-07-DL-** | Light Emitting Diode | Inseparable Luminaire | Direct Wired | 0-10 VDC Controls | 81.4 | 3500 | -0.0008 | 94 | 63 | 0 | 0.94 | Ambient | 15000 |  |  | 55000 | 0.03 | 12 | 13 | 0.37 | 0.02 | 0.01 | 0.01 | 0.01 | 0.01 | 0.99 | 0.03 | 0.01 | 0.01 | 0.01 | 0 | 0.99 | 0.32 | 0.23 | 0.15 | 0.05 | 0.02 | True | False | Non Federally-Regulated | 11/02/2023 |  | 11/09/2023
Luminii Corp | Latona | 515-A90-638F-35-10-DL-** | Light Emitting Diode | Inseparable Luminaire | Direct Wired | 0-10 VDC Controls | 79.4 | 3500 | -0.0009 | 94 | 63 | 0 | 0.95 | Ambient | 15000 |  |  | 55000 | 0.01 | 13 | 12 | 0.33 | 0.14 | 0.12 | 0.08 | 0.02 | 0 | 0.3 | 0.01 | 0 | 0 | 0 | 0 | 0.3 | 0.05 | 0.02 | 0.01 | 0.01 | 0 | True | False | Non Federally-Regulated | 11/02/2023 |  | 11/09/2023
Luminii Corp | Latona | 515-A90-638F-35-15-DL-** | Light Emitting Diode | Inseparable Luminaire | Direct Wired | 0-10 VDC Controls | 79.1 | 3500 | -0.0011 | 94 | 59 | 0 | 0.95 | Ambient | 15000 |  |  | 55000 | 0.01 | 13 | 12 | 0.33 | 0.14 | 0.12 | 0.08 | 0.02 | 0 | 0.3 | 0.01 | 0 | 0 | 0 | 0 | 0.3 | 0.05 | 0.02 | 0.01 | 0.01 | 0 | True | False | Non Federally-Regulated | 11/02/2023 |  | 11/09/2023
Luminii Corp | Latona | 515-A90-638F-40-07-DL-** | Light Emitting Diode | Inseparable Luminaire | Direct Wired | 0-10 VDC Controls | 93.8 | 3816 | -0.0006 | 96 | 66 | 0 | 0.94 | Ambient | 15000 |  |  | 55000 | 0.03 | 12 | 13 | 0.37 | 0.02 | 0.01 | 0.01 | 0.01 | 0.01 | 0.99 | 0.03 | 0.01 | 0.01 | 0.01 | 0 | 0.99 | 0.32 | 0.23 | 0.15 | 0.05 | 0.02 | True | False | Non Federally-Regulated | 11/02/2023 |  | 11/09/2023
Luminii Corp | Latona | 515-A90-638F-40-10-DL-** | Light Emitting Diode | Inseparable Luminaire | Direct Wired | 0-10 VDC Controls | 91.5 | 3816 | -0.0007 | 96 | 66 | 0 | 0.94 | Ambient | 15000 |  |  | 55000 | 0.01 | 13 | 12 | 0.33 | 0.14 | 0.12 | 0.08 | 0.02 | 0 | 0.3 | 0.01 | 0 | 0 | 0 | 0 | 0.3 | 0.05 | 0.02 | 0.01 | 0.01 | 0 | True | False | Non Federally-Regulated | 11/02/2023 |  | 11/09/2023
Luminii Corp | Latona | 515-A90-638F-40-15-DL-** | Light Emitting Diode | Inseparable Luminaire | Direct Wired | 0-10 VDC Controls | 91 | 3816 | -0.0007 | 96 | 66 | 0 | 0.94 | Ambient | 15000 |  |  | 55000 | 0.01 | 13 | 12 | 0.33 | 0.14 | 0.12 | 0.08 | 0.02 | 0 | 0.3 | 0.01 | 0 | 0 | 0 | 0 | 0.3 | 0.05 | 0.02 | 0.01 | 0.01 | 0 | True | False | Non Federally-Regulated | 11/02/2023 |  | 11/09/2023
Luminii Corp | Latona | 515-A90-640-27-07-DL-** | Light Emitting Diode | Inseparable Luminaire | Direct Wired | 0-10 VDC Controls | 62.1 | 2645 | -0.0012 | 92 | 55 | 0 | 0.93 | Ambient | 15000 |  |  | 55000 | 0.03 | 12 | 13 | 0.37 | 0.02 | 0.01 | 0.01 | 0.01 | 0.01 | 0.99 | 0.03 | 0.01 | 0.01 | 0.01 | 0 | 0.99 | 0.32 | 0.23 | 0.15 | 0.05 | 0.02 | True | False | Non Federally-Regulated | 11/02/2023 |  | 11/09/2023
Luminii Corp | Latona | 515-A90-640-27-10-DL-** | Light Emitting Diode | Inseparable Luminaire | Direct Wired | 0-10 VDC Controls | 60.6 | 2653 | -0.0015 | 92 | 55 | 0 | 0.98 | Ambient | 15000 |  |  | 55000 | 0.01 | 13 | 12 | 0.33 | 0.14 | 0.12 | 0.08 | 0.02 | 0 | 0.3 | 0.01 | 0 | 0 | 0 | 0 | 0.3 | 0.05 | 0.02 | 0.01 | 0.01 | 0 | True | False | Non Federally-Regulated | 11/02/2023 |  | 11/09/2023
Luminii Corp | Latona | 515-A90-640-27-15-DL-** | Light Emitting Diode | Inseparable Luminaire | Direct Wired | 0-10 VDC Controls | 60.3 | 2635 | -0.0017 | 92 | 51 | 0 | 0.99 | Ambient | 15000 |  |  | 55000 | 0.01 | 13 | 12 | 0.33 | 0.14 | 0.12 | 0.08 | 0.02 | 0 | 0.3 | 0.01 | 0 | 0 | 0 | 0 | 0.3 | 0.05 | 0.02 | 0.01 | 0.01 | 0 | True | False | Non Federally-Regulated | 11/02/2023 |  | 11/09/2023
Luminii Corp | Latona | 515-A90-640-30-07-DL-** | Light Emitting Diode | Inseparable Luminaire | Direct Wired | 0-10 VDC Controls | 69.2 | 3000 | -0.011 | 93 | 58 | 0 | 0.93 | Ambient | 15000 |  |  | 55000 | 0.03 | 12 | 13 | 0.37 | 0.02 | 0.01 | 0.01 | 0.01 | 0.01 | 0.99 | 0.03 | 0.01 | 0.01 | 0.01 | 0 | 0.99 | 0.32 | 0.23 | 0.15 | 0.05 | 0.02 | True | False | Non Federally-Regulated | 11/02/2023 |  | 11/09/2023
Luminii Corp | Latona | 515-A90-640-30-10-DL-** | Light Emitting Diode | Inseparable Luminaire | Direct Wired | 0-10 VDC Controls | 67.5 | 3000 | -0.0013 | 93 | 58 | 0 | 0.97 | Ambient | 15000 |  |  | 55000 | 0.01 | 13 | 12 | 0.33 | 0.14 | 0.12 | 0.08 | 0.02 | 0 | 0.3 | 0.01 | 0 | 0 | 0 | 0 | 0.3 | 0.05 | 0.02 | 0.01 | 0.01 | 0 | True | False | Non Federally-Regulated | 11/02/2023 |  | 11/09/2023
Luminii Corp | Latona | 515-A90-640-30-15-DL-** | Light Emitting Diode | Inseparable Luminaire | Direct Wired | 0-10 VDC Controls | 67.2 | 3000 | -0.0015 | 93 | 54 | 0 | 0.97 | Ambient | 15000 |  |  | 55000 | 0.01 | 13 | 12 | 0.33 | 0.14 | 0.12 | 0.08 | 0.02 | 0 | 0.3 | 0.01 | 0 | 0 | 0 | 0 | 0.3 | 0.05 | 0.02 | 0.01 | 0.01 | 0 | True | False | Non Federally-Regulated | 11/02/2023 |  | 11/09/2023
Luminii Corp | Latona | 515-A90-640-35-07-DL-** | Light Emitting Diode | Inseparable Luminaire | Direct Wired | 0-10 VDC Controls | 81.4 | 3500 | -0.0008 | 94 | 63 | 0 | 0.94 | Ambient | 15000 |  |  | 55000 | 0.03 | 12 | 13 | 0.37 | 0.02 | 0.01 | 0.01 | 0.01 | 0.01 | 0.99 | 0.03 | 0.01 | 0.01 | 0.01 | 0 | 0.99 | 0.32 | 0.23 | 0.15 | 0.05 | 0.02 | True | False | Non Federally-Regulated | 11/02/2023 |  | 11/09/2023
Luminii Corp | Latona | 515-A90-640-35-10-DL-** | Light Emitting Diode | Inseparable Luminaire | Direct Wired | 0-10 VDC Controls | 79.4 | 3500 | -0.0009 | 94 | 63 | 0 | 0.95 | Ambient | 15000 |  |  | 55000 | 0.01 | 13 | 12 | 0.33 | 0.14 | 0.12 | 0.08 | 0.02 | 0 | 0.3 | 0.01 | 0 | 0 | 0 | 0 | 0.3 | 0.05 | 0.02 | 0.01 | 0.01 | 0 | True | False | Non Federally-Regulated | 11/02/2023 |  | 11/09/2023
Luminii Corp | Latona | 515-A90-640-35-15-DL-** | Light Emitting Diode | Inseparable Luminaire | Direct Wired | 0-10 VDC Controls | 79.1 | 3500 | -0.0011 | 94 | 59 | 0 | 0.95 | Ambient | 15000 |  |  | 55000 | 0.01 | 13 | 12 | 0.33 | 0.14 | 0.12 | 0.08 | 0.02 | 0 | 0.3 | 0.01 | 0 | 0 | 0 | 0 | 0.3 | 0.05 | 0.02 | 0.01 | 0.01 | 0 | True | False | Non Federally-Regulated | 11/02/2023 |  | 11/09/2023
Luminii Corp | Latona | 515-A90-640-40-07-DL-** | Light Emitting Diode | Inseparable Luminaire | Direct Wired | 0-10 VDC Controls | 93.8 | 3816 | -0.0006 | 96 | 66 | 0 | 0.94 | Ambient | 15000 |  |  | 55000 | 0.03 | 12 | 13 | 0.37 | 0.02 | 0.01 | 0.01 | 0.01 | 0.01 | 0.99 | 0.03 | 0.01 | 0.01 | 0.01 | 0 | 0.99 | 0.32 | 0.23 | 0.15 | 0.05 | 0.02 | True | False | Non Federally-Regulated | 11/02/2023 |  | 11/09/2023
Luminii Corp | Latona | 515-A90-640-40-10-DL-** | Light Emitting Diode | Inseparable Luminaire | Direct Wired | 0-10 VDC Controls | 91.5 | 3816 | -0.0007 | 96 | 66 | 0 | 0.94 | Ambient | 15000 |  |  | 55000 | 0.01 | 13 | 12 | 0.33 | 0.14 | 0.12 | 0.08 | 0.02 | 0 | 0.3 | 0.01 | 0 | 0 | 0 | 0 | 0.3 | 0.05 | 0.02 | 0.01 | 0.01 | 0 | True | False | Non Federally-Regulated | 11/02/2023 |  | 11/09/2023
Luminii Corp | Latona | 515-A90-640-40-15-DL-** | Light Emitting Diode | Inseparable Luminaire | Direct Wired | 0-10 VDC Controls | 91 | 3816 | -0.0007 | 96 | 66 | 0 | 0.94 | Ambient | 15000 |  |  | 55000 | 0.01 | 13 | 12 | 0.33 | 0.14 | 0.12 | 0.08 | 0.02 | 0 | 0.3 | 0.01 | 0 | 0 | 0 | 0 | 0.3 | 0.05 | 0.02 | 0.01 | 0.01 | 0 | True | False | Non Federally-Regulated | 11/02/2023 |  | 11/09/2023
Luminii Corp | Latona | 515-A90-660-27-07-DL-** | Light Emitting Diode | Inseparable Luminaire | Direct Wired | 0-10 VDC Controls | 62.1 | 2645 | -0.0012 | 92 | 55 | 0 | 0.93 | Ambient | 15000 |  |  | 55000 | 0.03 | 12 | 13 | 0.37 | 0.02 | 0.01 | 0.01 | 0.01 | 0.01 | 0.99 | 0.03 | 0.01 | 0.01 | 0.01 | 0 | 0.99 | 0.32 | 0.23 | 0.15 | 0.05 | 0.02 | True | False | Non Federally-Regulated | 11/02/2023 |  | 11/09/2023
Luminii Corp | Latona | 515-A90-660-27-10-DL-** | Light Emitting Diode | Inseparable Luminaire | Direct Wired | 0-10 VDC Controls | 60.6 | 2653 | -0.0015 | 92 | 55 | 0 | 0.98 | Ambient | 15000 |  |  | 55000 | 0.01 | 13 | 12 | 0.33 | 0.14 | 0.12 | 0.08 | 0.02 | 0 | 0.3 | 0.01 | 0 | 0 | 0 | 0 | 0.3 | 0.05 | 0.02 | 0.01 | 0.01 | 0 | True | False | Non Federally-Regulated | 11/02/2023 |  | 11/09/2023
Luminii Corp | Latona | 515-A90-660-27-15-DL-** | Light Emitting Diode | Inseparable Luminaire | Direct Wired | 0-10 VDC Controls | 60.3 | 2635 | -0.0017 | 92 | 51 | 0 | 0.99 | Ambient | 15000 |  |  | 55000 | 0.01 | 13 | 12 | 0.33 | 0.14 | 0.12 | 0.08 | 0.02 | 0 | 0.3 | 0.01 | 0 | 0 | 0 | 0 | 0.3 | 0.05 | 0.02 | 0.01 | 0.01 | 0 | True | False | Non Federally-Regulated | 11/02/2023 |  | 11/09/2023
Luminii Corp | Latona | 515-A90-660-30-07-DL-** | Light Emitting Diode | Inseparable Luminaire | Direct Wired | 0-10 VDC Controls | 69.2 | 3000 | -0.011 | 93 | 58 | 0 | 0.93 | Ambient | 15000 |  |  | 55000 | 0.03 | 12 | 13 | 0.37 | 0.02 | 0.01 | 0.01 | 0.01 | 0.01 | 0.99 | 0.03 | 0.01 | 0.01 | 0.01 | 0 | 0.99 | 0.32 | 0.23 | 0.15 | 0.05 | 0.02 | True | False | Non Federally-Regulated | 11/02/2023 |  | 11/09/2023
Luminii Corp | Latona | 515-A90-660-30-10-DL-** | Light Emitting Diode | Inseparable Luminaire | Direct Wired | 0-10 VDC Controls | 67.5 | 3000 | -0.0013 | 93 | 58 | 0 | 0.97 | Ambient | 15000 |  |  | 55000 | 0.01 | 13 | 12 | 0.33 | 0.14 | 0.12 | 0.08 | 0.02 | 0 | 0.3 | 0.01 | 0 | 0 | 0 | 0 | 0.3 | 0.05 | 0.02 | 0.01 | 0.01 | 0 | True | False | Non Federally-Regulated | 11/02/2023 |  | 11/09/2023
Luminii Corp | Latona | 515-A90-660-30-15-DL-** | Light Emitting Diode | Inseparable Luminaire | Direct Wired | 0-10 VDC Controls | 67.2 | 3000 | -0.0015 | 93 | 54 | 0 | 0.97 | Ambient | 15000 |  |  | 55000 | 0.01 | 13 | 12 | 0.33 | 0.14 | 0.12 | 0.08 | 0.02 | 0 | 0.3 | 0.01 | 0 | 0 | 0 | 0 | 0.3 | 0.05 | 0.02 | 0.01 | 0.01 | 0 | True | False | Non Federally-Regulated | 11/02/2023 |  | 11/09/2023
Luminii Corp | Latona | 515-A90-660-35-07-DL-** | Light Emitting Diode | Inseparable Luminaire | Direct Wired | 0-10 VDC Controls | 81.4 | 3500 | -0.0008 | 94 | 63 | 0 | 0.94 | Ambient | 15000 |  |  | 55000 | 0.03 | 12 | 13 | 0.37 | 0.02 | 0.01 | 0.01 | 0.01 | 0.01 | 0.99 | 0.03 | 0.01 | 0.01 | 0.01 | 0 | 0.99 | 0.32 | 0.23 | 0.15 | 0.05 | 0.02 | True | False | Non Federally-Regulated | 11/02/2023 |  | 11/09/2023
Luminii Corp | Latona | 515-A90-660-35-10-DL-** | Light Emitting Diode | Inseparable Luminaire | Direct Wired | 0-10 VDC Controls | 79.4 | 3500 | -0.0009 | 94 | 63 | 0 | 0.95 | Ambient | 15000 |  |  | 55000 | 0.01 | 13 | 12 | 0.33 | 0.14 | 0.12 | 0.08 | 0.02 | 0 | 0.3 | 0.01 | 0 | 0 | 0 | 0 | 0.3 | 0.05 | 0.02 | 0.01 | 0.01 | 0 | True | False | Non Federally-Regulated | 11/02/2023 |  | 11/09/2023
Luminii Corp | Latona | 515-A90-660-35-15-DL-** | Light Emitting Diode | Inseparable Luminaire | Direct Wired | 0-10 VDC Controls | 79.1 | 3500 | -0.0011 | 94 | 59 | 0 | 0.95 | Ambient | 15000 |  |  | 55000 | 0.01 | 13 | 12 | 0.33 | 0.14 | 0.12 | 0.08 | 0.02 | 0 | 0.3 | 0.01 | 0 | 0 | 0 | 0 | 0.3 | 0.05 | 0.02 | 0.01 | 0.01 | 0 | True | False | Non Federally-Regulated | 11/02/2023 |  | 11/09/2023
Luminii Corp | Latona | 515-A90-660-40-07-DL-** | Light Emitting Diode | Inseparable Luminaire | Direct Wired | 0-10 VDC Controls | 93.8 | 3816 | -0.0006 | 96 | 66 | 0 | 0.94 | Ambient | 15000 |  |  | 55000 | 0.03 | 12 | 13 | 0.37 | 0.02 | 0.01 | 0.01 | 0.01 | 0.01 | 0.99 | 0.03 | 0.01 | 0.01 | 0.01 | 0 | 0.99 | 0.32 | 0.23 | 0.15 | 0.05 | 0.02 | True | False | Non Federally-Regulated | 11/02/2023 |  | 11/09/2023
Luminii Corp | Latona | 515-A90-660-40-10-DL-** | Light Emitting Diode | Inseparable Luminaire | Direct Wired | 0-10 VDC Controls | 91.5 | 3816 | -0.0007 | 96 | 66 | 0 | 0.94 | Ambient | 15000 |  |  | 55000 | 0.01 | 13 | 12 | 0.33 | 0.14 | 0.12 | 0.08 | 0.02 | 0 | 0.3 | 0.01 | 0 | 0 | 0 | 0 | 0.3 | 0.05 | 0.02 | 0.01 | 0.01 | 0 | True | False | Non Federally-Regulated | 11/02/2023 |  | 11/09/2023
Luminii Corp | Latona | 515-A90-660-40-15-DL-** | Light Emitting Diode | Inseparable Luminaire | Direct Wired | 0-10 VDC Controls | 91 | 3816 | -0.0007 | 96 | 66 | 0 | 0.94 | Ambient | 15000 |  |  | 55000 | 0.01 | 13 | 12 | 0.33 | 0.14 | 0.12 | 0.08 | 0.02 | 0 | 0.3 | 0.01 | 0 | 0 | 0 | 0 | 0.3 | 0.05 | 0.02 | 0.01 | 0.01 | 0 | True | False | Non Federally-Regulated | 11/02/2023 |  | 11/09/2023
Luminii Corp | Latona | 516-A90-615-27-07-CL-** | Light Emitting Diode | Inseparable Luminaire | Direct Wired | 0-10 VDC Controls | 62.1 | 2645 | -0.0012 | 92 | 55 | 0 | 0.93 | Ambient | 15000 |  |  | 55000 | 0.03 | 12 | 13 | 0.37 | 0.02 | 0.01 | 0.01 | 0.01 | 0.01 | 0.99 | 0.03 | 0.01 | 0.01 | 0.01 | 0 | 0.99 | 0.32 | 0.23 | 0.15 | 0.05 | 0.02 | True | False | Non Federally-Regulated | 11/02/2023 |  | 11/09/2023
Luminii Corp | Latona | 516-A90-615-27-10-CL-** | Light Emitting Diode | Inseparable Luminaire | Direct Wired | 0-10 VDC Controls | 60.6 | 2653 | -0.0015 | 92 | 55 | 0 | 0.98 | Ambient | 15000 |  |  | 55000 | 0.01 | 13 | 12 | 0.33 | 0.14 | 0.12 | 0.08 | 0.02 | 0 | 0.3 | 0.01 | 0 | 0 | 0 | 0 | 0.3 | 0.05 | 0.02 | 0.01 | 0.01 | 0 | True | False | Non Federally-Regulated | 11/02/2023 |  | 11/09/2023
Luminii Corp | Latona | 516-A90-615-27-15-CL-** | Light Emitting Diode | Inseparable Luminaire | Direct Wired | 0-10 VDC Controls | 60.3 | 2635 | -0.0017 | 92 | 51 | 0 | 0.99 | Ambient | 15000 |  |  | 55000 | 0.01 | 13 | 12 | 0.33 | 0.14 | 0.12 | 0.08 | 0.02 | 0 | 0.3 | 0.01 | 0 | 0 | 0 | 0 | 0.3 | 0.05 | 0.02 | 0.01 | 0.01 | 0 | True | False | Non Federally-Regulated | 11/02/2023 |  | 11/09/2023
Luminii Corp | Latona | 516-A90-615-30-07-CL-** | Light Emitting Diode | Inseparable Luminaire | Direct Wired | 0-10 VDC Controls | 69.2 | 3000 | -0.011 | 93 | 58 | 0 | 0.93 | Ambient | 15000 |  |  | 55000 | 0.03 | 12 | 13 | 0.37 | 0.02 | 0.01 | 0.01 | 0.01 | 0.01 | 0.99 | 0.03 | 0.01 | 0.01 | 0.01 | 0 | 0.99 | 0.32 | 0.23 | 0.15 | 0.05 | 0.02 | True | False | Non Federally-Regulated | 11/02/2023 |  | 11/09/2023
Luminii Corp | Latona | 516-A90-615-30-10-CL-** | Light Emitting Diode | Inseparable Luminaire | Direct Wired | 0-10 VDC Controls | 67.5 | 3000 | -0.0013 | 93 | 58 | 0 | 0.97 | Ambient | 15000 |  |  | 55000 | 0.01 | 13 | 12 | 0.33 | 0.14 | 0.12 | 0.08 | 0.02 | 0 | 0.3 | 0.01 | 0 | 0 | 0 | 0 | 0.3 | 0.05 | 0.02 | 0.01 | 0.01 | 0 | True | False | Non Federally-Regulated | 11/02/2023 |  | 11/09/2023
Luminii Corp | Latona | 516-A90-615-30-15-CL-** | Light Emitting Diode | Inseparable Luminaire | Direct Wired | 0-10 VDC Controls | 67.2 | 3000 | -0.0015 | 93 | 54 | 0 | 0.97 | Ambient | 15000 |  |  | 55000 | 0.01 | 13 | 12 | 0.33 | 0.14 | 0.12 | 0.08 | 0.02 | 0 | 0.3 | 0.01 | 0 | 0 | 0 | 0 | 0.3 | 0.05 | 0.02 | 0.01 | 0.01 | 0 | True | False | Non Federally-Regulated | 11/02/2023 |  | 11/09/2023
Luminii Corp | Latona | 516-A90-615-35-07-CL-** | Light Emitting Diode | Inseparable Luminaire | Direct Wired | 0-10 VDC Controls | 81.4 | 3500 | -0.0008 | 94 | 63 | 0 | 0.94 | Ambient | 15000 |  |  | 55000 | 0.03 | 12 | 13 | 0.37 | 0.02 | 0.01 | 0.01 | 0.01 | 0.01 | 0.99 | 0.03 | 0.01 | 0.01 | 0.01 | 0 | 0.99 | 0.32 | 0.23 | 0.15 | 0.05 | 0.02 | True | False | Non Federally-Regulated | 11/02/2023 |  | 11/09/2023
Luminii Corp | Latona | 516-A90-615-35-10-CL-** | Light Emitting Diode | Inseparable Luminaire | Direct Wired | 0-10 VDC Controls | 79.4 | 3500 | -0.0009 | 94 | 63 | 0 | 0.95 | Ambient | 15000 |  |  | 55000 | 0.01 | 13 | 12 | 0.33 | 0.14 | 0.12 | 0.08 | 0.02 | 0 | 0.3 | 0.01 | 0 | 0 | 0 | 0 | 0.3 | 0.05 | 0.02 | 0.01 | 0.01 | 0 | True | False | Non Federally-Regulated | 11/02/2023 |  | 11/09/2023
Luminii Corp | Latona | 516-A90-615-35-15-CL-** | Light Emitting Diode | Inseparable Luminaire | Direct Wired | 0-10 VDC Controls | 79.1 | 3500 | -0.0011 | 94 | 59 | 0 | 0.95 | Ambient | 15000 |  |  | 55000 | 0.01 | 13 | 12 | 0.33 | 0.14 | 0.12 | 0.08 | 0.02 | 0 | 0.3 | 0.01 | 0 | 0 | 0 | 0 | 0.3 | 0.05 | 0.02 | 0.01 | 0.01 | 0 | True | False | Non Federally-Regulated | 11/02/2023 |  | 11/09/2023
Luminii Corp | Latona | 516-A90-615-40-07-CL-** | Light Emitting Diode | Inseparable Luminaire | Direct Wired | 0-10 VDC Controls | 93.8 | 3816 | -0.0006 | 96 | 66 | 0 | 0.94 | Ambient | 15000 |  |  | 55000 | 0.03 | 12 | 13 | 0.37 | 0.02 | 0.01 | 0.01 | 0.01 | 0.01 | 0.99 | 0.03 | 0.01 | 0.01 | 0.01 | 0 | 0.99 | 0.32 | 0.23 | 0.15 | 0.05 | 0.02 | True | False | Non Federally-Regulated | 11/02/2023 |  | 11/09/2023
Luminii Corp | Latona | 516-A90-615-40-10-CL-** | Light Emitting Diode | Inseparable Luminaire | Direct Wired | 0-10 VDC Controls | 91.5 | 3816 | -0.0007 | 96 | 66 | 0 | 0.94 | Ambient | 15000 |  |  | 55000 | 0.01 | 13 | 12 | 0.33 | 0.14 | 0.12 | 0.08 | 0.02 | 0 | 0.3 | 0.01 | 0 | 0 | 0 | 0 | 0.3 | 0.05 | 0.02 | 0.01 | 0.01 | 0 | True | False | Non Federally-Regulated | 11/02/2023 |  | 11/09/2023
Luminii Corp | Latona | 516-A90-615-40-15-CL-** | Light Emitting Diode | Inseparable Luminaire | Direct Wired | 0-10 VDC Controls | 91 | 3816 | -0.0007 | 96 | 66 | 0 | 0.94 | Ambient | 15000 |  |  | 55000 | 0.01 | 13 | 12 | 0.33 | 0.14 | 0.12 | 0.08 | 0.02 | 0 | 0.3 | 0.01 | 0 | 0 | 0 | 0 | 0.3 | 0.05 | 0.02 | 0.01 | 0.01 | 0 | True | False | Non Federally-Regulated | 11/02/2023 |  | 11/09/2023
Luminii Corp | Latona | 516-A90-638F-27-07-CL-** | Light Emitting Diode | Inseparable Luminaire | Direct Wired | 0-10 VDC Controls | 62.1 | 2645 | -0.0012 | 92 | 55 | 0 | 0.93 | Ambient | 15000 |  |  | 55000 | 0.03 | 12 | 13 | 0.37 | 0.02 | 0.01 | 0.01 | 0.01 | 0.01 | 0.99 | 0.03 | 0.01 | 0.01 | 0.01 | 0 | 0.99 | 0.32 | 0.23 | 0.15 | 0.05 | 0.02 | True | False | Non Federally-Regulated | 11/02/2023 |  | 11/09/2023
Luminii Corp | Latona | 516-A90-638F-27-10-CL-** | Light Emitting Diode | Inseparable Luminaire | Direct Wired | 0-10 VDC Controls | 60.6 | 2653 | -0.0015 | 92 | 55 | 0 | 0.98 | Ambient | 15000 |  |  | 55000 | 0.01 | 13 | 12 | 0.33 | 0.14 | 0.12 | 0.08 | 0.02 | 0 | 0.3 | 0.01 | 0 | 0 | 0 | 0 | 0.3 | 0.05 | 0.02 | 0.01 | 0.01 | 0 | True | False | Non Federally-Regulated | 11/02/2023 |  | 11/09/2023
Luminii Corp | Latona | 516-A90-638F-27-15-CL-** | Light Emitting Diode | Inseparable Luminaire | Direct Wired | 0-10 VDC Controls | 60.3 | 2635 | -0.0017 | 92 | 51 | 0 | 0.99 | Ambient | 15000 |  |  | 55000 | 0.01 | 13 | 12 | 0.33 | 0.14 | 0.12 | 0.08 | 0.02 | 0 | 0.3 | 0.01 | 0 | 0 | 0 | 0 | 0.3 | 0.05 | 0.02 | 0.01 | 0.01 | 0 | True | False | Non Federally-Regulated | 11/02/2023 |  | 11/09/2023
Luminii Corp | Latona | 516-A90-638F-30-07-CL-** | Light Emitting Diode | Inseparable Luminaire | Direct Wired | 0-10 VDC Controls | 69.2 | 3000 | -0.011 | 93 | 58 | 0 | 0.93 | Ambient | 15000 |  |  | 55000 | 0.03 | 12 | 13 | 0.37 | 0.02 | 0.01 | 0.01 | 0.01 | 0.01 | 0.99 | 0.03 | 0.01 | 0.01 | 0.01 | 0 | 0.99 | 0.32 | 0.23 | 0.15 | 0.05 | 0.02 | True | False | Non Federally-Regulated | 11/02/2023 |  | 11/09/2023
Luminii Corp | Latona | 516-A90-638F-30-10-CL-** | Light Emitting Diode | Inseparable Luminaire | Direct Wired | 0-10 VDC Controls | 67.5 | 3000 | -0.0013 | 93 | 58 | 0 | 0.97 | Ambient | 15000 |  |  | 55000 | 0.01 | 13 | 12 | 0.33 | 0.14 | 0.12 | 0.08 | 0.02 | 0 | 0.3 | 0.01 | 0 | 0 | 0 | 0 | 0.3 | 0.05 | 0.02 | 0.01 | 0.01 | 0 | True | False | Non Federally-Regulated | 11/02/2023 |  | 11/09/2023
Luminii Corp | Latona | 516-A90-638F-30-15-CL-** | Light Emitting Diode | Inseparable Luminaire | Direct Wired | 0-10 VDC Controls | 67.2 | 3000 | -0.0015 | 93 | 54 | 0 | 0.97 | Ambient | 15000 |  |  | 55000 | 0.01 | 13 | 12 | 0.33 | 0.14 | 0.12 | 0.08 | 0.02 | 0 | 0.3 | 0.01 | 0 | 0 | 0 | 0 | 0.3 | 0.05 | 0.02 | 0.01 | 0.01 | 0 | True | False | Non Federally-Regulated | 11/02/2023 |  | 11/09/2023
Luminii Corp | Latona | 516-A90-638F-35-07-CL-** | Light Emitting Diode | Inseparable Luminaire | Direct Wired | 0-10 VDC Controls | 81.4 | 3500 | -0.0008 | 94 | 63 | 0 | 0.94 | Ambient | 15000 |  |  | 55000 | 0.03 | 12 | 13 | 0.37 | 0.02 | 0.01 | 0.01 | 0.01 | 0.01 | 0.99 | 0.03 | 0.01 | 0.01 | 0.01 | 0 | 0.99 | 0.32 | 0.23 | 0.15 | 0.05 | 0.02 | True | False | Non Federally-Regulated | 11/02/2023 |  | 11/09/2023
Luminii Corp | Latona | 516-A90-638F-35-10-CL-** | Light Emitting Diode | Inseparable Luminaire | Direct Wired | 0-10 VDC Controls | 79.4 | 3500 | -0.0009 | 94 | 63 | 0 | 0.95 | Ambient | 15000 |  |  | 55000 | 0.01 | 13 | 12 | 0.33 | 0.14 | 0.12 | 0.08 | 0.02 | 0 | 0.3 | 0.01 | 0 | 0 | 0 | 0 | 0.3 | 0.05 | 0.02 | 0.01 | 0.01 | 0 | True | False | Non Federally-Regulated | 11/02/2023 |  | 11/09/2023
Luminii Corp | Latona | 516-A90-638F-35-15-CL-** | Light Emitting Diode | Inseparable Luminaire | Direct Wired | 0-10 VDC Controls | 79.1 | 3500 | -0.0011 | 94 | 59 | 0 | 0.95 | Ambient | 15000 |  |  | 55000 | 0.01 | 13 | 12 | 0.33 | 0.14 | 0.12 | 0.08 | 0.02 | 0 | 0.3 | 0.01 | 0 | 0 | 0 | 0 | 0.3 | 0.05 | 0.02 | 0.01 | 0.01 | 0 | True | False | Non Federally-Regulated | 11/02/2023 |  | 11/09/2023
Luminii Corp | Latona | 516-A90-638F-40-07-CL-** | Light Emitting Diode | Inseparable Luminaire | Direct Wired | 0-10 VDC Controls | 93.8 | 3816 | -0.0006 | 96 | 66 | 0 | 0.94 | Ambient | 15000 |  |  | 55000 | 0.03 | 12 | 13 | 0.37 | 0.02 | 0.01 | 0.01 | 0.01 | 0.01 | 0.99 | 0.03 | 0.01 | 0.01 | 0.01 | 0 | 0.99 | 0.32 | 0.23 | 0.15 | 0.05 | 0.02 | True | False | Non Federally-Regulated | 11/02/2023 |  | 11/09/2023
Luminii Corp | Latona | 516-A90-638F-40-10-CL-** | Light Emitting Diode | Inseparable Luminaire | Direct Wired | 0-10 VDC Controls | 91.5 | 3816 | -0.0007 | 96 | 66 | 0 | 0.94 | Ambient | 15000 |  |  | 55000 | 0.01 | 13 | 12 | 0.33 | 0.14 | 0.12 | 0.08 | 0.02 | 0 | 0.3 | 0.01 | 0 | 0 | 0 | 0 | 0.3 | 0.05 | 0.02 | 0.01 | 0.01 | 0 | True | False | Non Federally-Regulated | 11/02/2023 |  | 11/09/2023
Luminii Corp | Latona | 516-A90-638F-40-15-CL-** | Light Emitting Diode | Inseparable Luminaire | Direct Wired | 0-10 VDC Controls | 91 | 3816 | -0.0007 | 96 | 66 | 0 | 0.94 | Ambient | 15000 |  |  | 55000 | 0.01 | 13 | 12 | 0.33 | 0.14 | 0.12 | 0.08 | 0.02 | 0 | 0.3 | 0.01 | 0 | 0 | 0 | 0 | 0.3 | 0.05 | 0.02 | 0.01 | 0.01 | 0 | True | False | Non Federally-Regulated | 11/02/2023 |  | 11/09/2023
Luminii Corp | Latona | 516-A90-640-27-07-CL-** | Light Emitting Diode | Inseparable Luminaire | Direct Wired | 0-10 VDC Controls | 62.1 | 2645 | -0.0012 | 92 | 55 | 0 | 0.93 | Ambient | 15000 |  |  | 55000 | 0.03 | 12 | 13 | 0.37 | 0.02 | 0.01 | 0.01 | 0.01 | 0.01 | 0.99 | 0.03 | 0.01 | 0.01 | 0.01 | 0 | 0.99 | 0.32 | 0.23 | 0.15 | 0.05 | 0.02 | True | False | Non Federally-Regulated | 11/02/2023 |  | 11/09/2023
Luminii Corp | Latona | 516-A90-640-27-10-CL-** | Light Emitting Diode | Inseparable Luminaire | Direct Wired | 0-10 VDC Controls | 60.6 | 2653 | -0.0015 | 92 | 55 | 0 | 0.98 | Ambient | 15000 |  |  | 55000 | 0.01 | 13 | 12 | 0.33 | 0.14 | 0.12 | 0.08 | 0.02 | 0 | 0.3 | 0.01 | 0 | 0 | 0 | 0 | 0.3 | 0.05 | 0.02 | 0.01 | 0.01 | 0 | True | False | Non Federally-Regulated | 11/02/2023 |  | 11/09/2023
Luminii Corp | Latona | 516-A90-640-27-15-CL-** | Light Emitting Diode | Inseparable Luminaire | Direct Wired | 0-10 VDC Controls | 60.3 | 2635 | -0.0017 | 92 | 51 | 0 | 0.99 | Ambient | 15000 |  |  | 55000 | 0.01 | 13 | 12 | 0.33 | 0.14 | 0.12 | 0.08 | 0.02 | 0 | 0.3 | 0.01 | 0 | 0 | 0 | 0 | 0.3 | 0.05 | 0.02 | 0.01 | 0.01 | 0 | True | False | Non Federally-Regulated | 11/02/2023 |  | 11/09/2023
Luminii Corp | Latona | 516-A90-640-30-07-CL-** | Light Emitting Diode | Inseparable Luminaire | Direct Wired | 0-10 VDC Controls | 69.2 | 3000 | -0.011 | 93 | 58 | 0 | 0.93 | Ambient | 15000 |  |  | 55000 | 0.03 | 12 | 13 | 0.37 | 0.02 | 0.01 | 0.01 | 0.01 | 0.01 | 0.99 | 0.03 | 0.01 | 0.01 | 0.01 | 0 | 0.99 | 0.32 | 0.23 | 0.15 | 0.05 | 0.02 | True | False | Non Federally-Regulated | 11/02/2023 |  | 11/09/2023
Luminii Corp | Latona | 516-A90-640-30-10-CL-** | Light Emitting Diode | Inseparable Luminaire | Direct Wired | 0-10 VDC Controls | 67.5 | 3000 | -0.0013 | 93 | 58 | 0 | 0.97 | Ambient | 15000 |  |  | 55000 | 0.01 | 13 | 12 | 0.33 | 0.14 | 0.12 | 0.08 | 0.02 | 0 | 0.3 | 0.01 | 0 | 0 | 0 | 0 | 0.3 | 0.05 | 0.02 | 0.01 | 0.01 | 0 | True | False | Non Federally-Regulated | 11/02/2023 |  | 11/09/2023
Luminii Corp | Latona | 516-A90-640-30-15-CL-** | Light Emitting Diode | Inseparable Luminaire | Direct Wired | 0-10 VDC Controls | 67.2 | 3000 | -0.0015 | 93 | 54 | 0 | 0.97 | Ambient | 15000 |  |  | 55000 | 0.01 | 13 | 12 | 0.33 | 0.14 | 0.12 | 0.08 | 0.02 | 0 | 0.3 | 0.01 | 0 | 0 | 0 | 0 | 0.3 | 0.05 | 0.02 | 0.01 | 0.01 | 0 | True | False | Non Federally-Regulated | 11/02/2023 |  | 11/09/2023
Luminii Corp | Latona | 516-A90-640-35-07-CL-** | Light Emitting Diode | Inseparable Luminaire | Direct Wired | 0-10 VDC Controls | 81.4 | 3500 | -0.0008 | 94 | 63 | 0 | 0.94 | Ambient | 15000 |  |  | 55000 | 0.03 | 12 | 13 | 0.37 | 0.02 | 0.01 | 0.01 | 0.01 | 0.01 | 0.99 | 0.03 | 0.01 | 0.01 | 0.01 | 0 | 0.99 | 0.32 | 0.23 | 0.15 | 0.05 | 0.02 | True | False | Non Federally-Regulated | 11/02/2023 |  | 11/09/2023
Luminii Corp | Latona | 516-A90-640-35-10-CL-** | Light Emitting Diode | Inseparable Luminaire | Direct Wired | 0-10 VDC Controls | 79.4 | 3500 | -0.0009 | 94 | 63 | 0 | 0.95 | Ambient | 15000 |  |  | 55000 | 0.01 | 13 | 12 | 0.33 | 0.14 | 0.12 | 0.08 | 0.02 | 0 | 0.3 | 0.01 | 0 | 0 | 0 | 0 | 0.3 | 0.05 | 0.02 | 0.01 | 0.01 | 0 | True | False | Non Federally-Regulated | 11/02/2023 |  | 11/09/2023
Luminii Corp | Latona | 516-A90-640-35-15-CL-** | Light Emitting Diode | Inseparable Luminaire | Direct Wired | 0-10 VDC Controls | 79.1 | 3500 | -0.0011 | 94 | 59 | 0 | 0.95 | Ambient | 15000 |  |  | 55000 | 0.01 | 13 | 12 | 0.33 | 0.14 | 0.12 | 0.08 | 0.02 | 0 | 0.3 | 0.01 | 0 | 0 | 0 | 0 | 0.3 | 0.05 | 0.02 | 0.01 | 0.01 | 0 | True | False | Non Federally-Regulated | 11/02/2023 |  | 11/09/2023
Luminii Corp | Latona | 516-A90-640-40-07-CL-** | Light Emitting Diode | Inseparable Luminaire | Direct Wired | 0-10 VDC Controls | 93.8 | 3816 | -0.0006 | 96 | 66 | 0 | 0.94 | Ambient | 15000 |  |  | 55000 | 0.03 | 12 | 13 | 0.37 | 0.02 | 0.01 | 0.01 | 0.01 | 0.01 | 0.99 | 0.03 | 0.01 | 0.01 | 0.01 | 0 | 0.99 | 0.32 | 0.23 | 0.15 | 0.05 | 0.02 | True | False | Non Federally-Regulated | 11/02/2023 |  | 11/09/2023
Luminii Corp | Latona | 516-A90-640-40-10-CL-** | Light Emitting Diode | Inseparable Luminaire | Direct Wired | 0-10 VDC Controls | 91.5 | 3816 | -0.0007 | 96 | 66 | 0 | 0.94 | Ambient | 15000 |  |  | 55000 | 0.01 | 13 | 12 | 0.33 | 0.14 | 0.12 | 0.08 | 0.02 | 0 | 0.3 | 0.01 | 0 | 0 | 0 | 0 | 0.3 | 0.05 | 0.02 | 0.01 | 0.01 | 0 | True | False | Non Federally-Regulated | 11/02/2023 |  | 11/09/2023
Luminii Corp | Latona | 516-A90-640-40-15-CL-** | Light Emitting Diode | Inseparable Luminaire | Direct Wired | 0-10 VDC Controls | 91 | 3816 | -0.0007 | 96 | 66 | 0 | 0.94 | Ambient | 15000 |  |  | 55000 | 0.01 | 13 | 12 | 0.33 | 0.14 | 0.12 | 0.08 | 0.02 | 0 | 0.3 | 0.01 | 0 | 0 | 0 | 0 | 0.3 | 0.05 | 0.02 | 0.01 | 0.01 | 0 | True | False | Non Federally-Regulated | 11/02/2023 |  | 11/09/2023
Luminii Corp | Latona | 516-A90-660-27-07-CL-** | Light Emitting Diode | Inseparable Luminaire | Direct Wired | 0-10 VDC Controls | 62.1 | 2645 | -0.0012 | 92 | 55 | 0 | 0.93 | Ambient | 15000 |  |  | 55000 | 0.03 | 12 | 13 | 0.37 | 0.02 | 0.01 | 0.01 | 0.01 | 0.01 | 0.99 | 0.03 | 0.01 | 0.01 | 0.01 | 0 | 0.99 | 0.32 | 0.23 | 0.15 | 0.05 | 0.02 | True | False | Non Federally-Regulated | 11/02/2023 |  | 11/09/2023
Luminii Corp | Latona | 516-A90-660-27-10-CL-** | Light Emitting Diode | Inseparable Luminaire | Direct Wired | 0-10 VDC Controls | 60.6 | 2653 | -0.0015 | 92 | 55 | 0 | 0.98 | Ambient | 15000 |  |  | 55000 | 0.01 | 13 | 12 | 0.33 | 0.14 | 0.12 | 0.08 | 0.02 | 0 | 0.3 | 0.01 | 0 | 0 | 0 | 0 | 0.3 | 0.05 | 0.02 | 0.01 | 0.01 | 0 | True | False | Non Federally-Regulated | 11/02/2023 |  | 11/09/2023
Luminii Corp | Latona | 516-A90-660-27-15-CL-** | Light Emitting Diode | Inseparable Luminaire | Direct Wired | 0-10 VDC Controls | 60.3 | 2635 | -0.0017 | 92 | 51 | 0 | 0.99 | Ambient | 15000 |  |  | 55000 | 0.01 | 13 | 12 | 0.33 | 0.14 | 0.12 | 0.08 | 0.02 | 0 | 0.3 | 0.01 | 0 | 0 | 0 | 0 | 0.3 | 0.05 | 0.02 | 0.01 | 0.01 | 0 | True | False | Non Federally-Regulated | 11/02/2023 |  | 11/09/2023
Luminii Corp | Latona | 516-A90-660-30-07-CL-** | Light Emitting Diode | Inseparable Luminaire | Direct Wired | 0-10 VDC Controls | 69.2 | 3000 | -0.011 | 93 | 58 | 0 | 0.93 | Ambient | 15000 |  |  | 55000 | 0.03 | 12 | 13 | 0.37 | 0.02 | 0.01 | 0.01 | 0.01 | 0.01 | 0.99 | 0.03 | 0.01 | 0.01 | 0.01 | 0 | 0.99 | 0.32 | 0.23 | 0.15 | 0.05 | 0.02 | True | False | Non Federally-Regulated | 11/02/2023 |  | 11/09/2023
Luminii Corp | Latona | 516-A90-660-30-10-CL-** | Light Emitting Diode | Inseparable Luminaire | Direct Wired | 0-10 VDC Controls | 67.5 | 3000 | -0.0013 | 93 | 58 | 0 | 0.97 | Ambient | 15000 |  |  | 55000 | 0.01 | 13 | 12 | 0.33 | 0.14 | 0.12 | 0.08 | 0.02 | 0 | 0.3 | 0.01 | 0 | 0 | 0 | 0 | 0.3 | 0.05 | 0.02 | 0.01 | 0.01 | 0 | True | False | Non Federally-Regulated | 11/02/2023 |  | 11/09/2023
Luminii Corp | Latona | 516-A90-660-30-15-CL-** | Light Emitting Diode | Inseparable Luminaire | Direct Wired | 0-10 VDC Controls | 67.2 | 3000 | -0.0015 | 93 | 54 | 0 | 0.97 | Ambient | 15000 |  |  | 55000 | 0.01 | 13 | 12 | 0.33 | 0.14 | 0.12 | 0.08 | 0.02 | 0 | 0.3 | 0.01 | 0 | 0 | 0 | 0 | 0.3 | 0.05 | 0.02 | 0.01 | 0.01 | 0 | True | False | Non Federally-Regulated | 11/02/2023 |  | 11/09/2023
Luminii Corp | Latona | 516-A90-660-35-07-CL-** | Light Emitting Diode | Inseparable Luminaire | Direct Wired | 0-10 VDC Controls | 81.4 | 3500 | -0.0008 | 94 | 63 | 0 | 0.94 | Ambient | 15000 |  |  | 55000 | 0.03 | 12 | 13 | 0.37 | 0.02 | 0.01 | 0.01 | 0.01 | 0.01 | 0.99 | 0.03 | 0.01 | 0.01 | 0.01 | 0 | 0.99 | 0.32 | 0.23 | 0.15 | 0.05 | 0.02 | True | False | Non Federally-Regulated | 11/02/2023 |  | 11/09/2023
Luminii Corp | Latona | 516-A90-660-35-10-CL-** | Light Emitting Diode | Inseparable Luminaire | Direct Wired | 0-10 VDC Controls | 79.4 | 3500 | -0.0009 | 94 | 63 | 0 | 0.95 | Ambient | 15000 |  |  | 55000 | 0.01 | 13 | 12 | 0.33 | 0.14 | 0.12 | 0.08 | 0.02 | 0 | 0.3 | 0.01 | 0 | 0 | 0 | 0 | 0.3 | 0.05 | 0.02 | 0.01 | 0.01 | 0 | True | False | Non Federally-Regulated | 11/02/2023 |  | 11/09/2023
Luminii Corp | Latona | 516-A90-660-35-15-CL-** | Light Emitting Diode | Inseparable Luminaire | Direct Wired | 0-10 VDC Controls | 79.1 | 3500 | -0.0011 | 94 | 59 | 0 | 0.95 | Ambient | 15000 |  |  | 55000 | 0.01 | 13 | 12 | 0.33 | 0.14 | 0.12 | 0.08 | 0.02 | 0 | 0.3 | 0.01 | 0 | 0 | 0 | 0 | 0.3 | 0.05 | 0.02 | 0.01 | 0.01 | 0 | True | False | Non Federally-Regulated | 11/02/2023 |  | 11/09/2023
Luminii Corp | Latona | 516-A90-660-40-07-CL-** | Light Emitting Diode | Inseparable Luminaire | Direct Wired | 0-10 VDC Controls | 93.8 | 3816 | -0.0006 | 96 | 66 | 0 | 0.94 | Ambient | 15000 |  |  | 55000 | 0.03 | 12 | 13 | 0.37 | 0.02 | 0.01 | 0.01 | 0.01 | 0.01 | 0.99 | 0.03 | 0.01 | 0.01 | 0.01 | 0 | 0.99 | 0.32 | 0.23 | 0.15 | 0.05 | 0.02 | True | False | Non Federally-Regulated | 11/02/2023 |  | 11/09/2023
Luminii Corp | Latona | 516-A90-660-40-10-CL-** | Light Emitting Diode | Inseparable Luminaire | Direct Wired | 0-10 VDC Controls | 91.5 | 3816 | -0.0007 | 96 | 66 | 0 | 0.94 | Ambient | 15000 |  |  | 55000 | 0.01 | 13 | 12 | 0.33 | 0.14 | 0.12 | 0.08 | 0.02 | 0 | 0.3 | 0.01 | 0 | 0 | 0 | 0 | 0.3 | 0.05 | 0.02 | 0.01 | 0.01 | 0 | True | False | Non Federally-Regulated | 11/02/2023 |  | 11/09/2023
Luminii Corp | Latona | 516-A90-660-40-15-CL-** | Light Emitting Diode | Inseparable Luminaire | Direct Wired | 0-10 VDC Controls | 91 | 3816 | -0.0007 | 96 | 66 | 0 | 0.94 | Ambient | 15000 |  |  | 55000 | 0.01 | 13 | 12 | 0.33 | 0.14 | 0.12 | 0.08 | 0.02 | 0 | 0.3 | 0.01 | 0 | 0 | 0 | 0 | 0.3 | 0.05 | 0.02 | 0.01 | 0.01 | 0 | True | False | Non Federally-Regulated | 11/02/2023 |  | 11/09/2023
Luminii Corp | Latona | 516-A90-615-27-07-DL-** | Light Emitting Diode | Inseparable Luminaire | Direct Wired | 0-10 VDC Controls | 62.1 | 2645 | -0.0012 | 92 | 55 | 0 | 0.93 | Ambient | 15000 |  |  | 55000 | 0.03 | 12 | 13 | 0.37 | 0.02 | 0.01 | 0.01 | 0.01 | 0.01 | 0.99 | 0.03 | 0.01 | 0.01 | 0.01 | 0 | 0.99 | 0.32 | 0.23 | 0.15 | 0.05 | 0.02 | True | False | Non Federally-Regulated | 11/02/2023 |  | 11/09/2023
Luminii Corp | Latona | 516-A90-615-27-10-DL-** | Light Emitting Diode | Inseparable Luminaire | Direct Wired | 0-10 VDC Controls | 60.6 | 2653 | -0.0015 | 92 | 55 | 0 | 0.98 | Ambient | 15000 |  |  | 55000 | 0.01 | 13 | 12 | 0.33 | 0.14 | 0.12 | 0.08 | 0.02 | 0 | 0.3 | 0.01 | 0 | 0 | 0 | 0 | 0.3 | 0.05 | 0.02 | 0.01 | 0.01 | 0 | True | False | Non Federally-Regulated | 11/02/2023 |  | 11/09/2023
Luminii Corp | Latona | 516-A90-615-27-15-DL-** | Light Emitting Diode | Inseparable Luminaire | Direct Wired | 0-10 VDC Controls | 60.3 | 2635 | -0.0017 | 92 | 51 | 0 | 0.99 | Ambient | 15000 |  |  | 55000 | 0.01 | 13 | 12 | 0.33 | 0.14 | 0.12 | 0.08 | 0.02 | 0 | 0.3 | 0.01 | 0 | 0 | 0 | 0 | 0.3 | 0.05 | 0.02 | 0.01 | 0.01 | 0 | True | False | Non Federally-Regulated | 11/02/2023 |  | 11/09/2023
Luminii Corp | Latona | 516-A90-615-30-07-DL-** | Light Emitting Diode | Inseparable Luminaire | Direct Wired | 0-10 VDC Controls | 69.2 | 3000 | -0.011 | 93 | 58 | 0 | 0.93 | Ambient | 15000 |  |  | 55000 | 0.03 | 12 | 13 | 0.37 | 0.02 | 0.01 | 0.01 | 0.01 | 0.01 | 0.99 | 0.03 | 0.01 | 0.01 | 0.01 | 0 | 0.99 | 0.32 | 0.23 | 0.15 | 0.05 | 0.02 | True | False | Non Federally-Regulated | 11/02/2023 |  | 11/09/2023
Luminii Corp | Latona | 516-A90-615-30-10-DL-** | Light Emitting Diode | Inseparable Luminaire | Direct Wired | 0-10 VDC Controls | 67.5 | 3000 | -0.0013 | 93 | 58 | 0 | 0.97 | Ambient | 15000 |  |  | 55000 | 0.01 | 13 | 12 | 0.33 | 0.14 | 0.12 | 0.08 | 0.02 | 0 | 0.3 | 0.01 | 0 | 0 | 0 | 0 | 0.3 | 0.05 | 0.02 | 0.01 | 0.01 | 0 | True | False | Non Federally-Regulated | 11/02/2023 |  | 11/09/2023
Luminii Corp | Latona | 516-A90-615-30-15-DL-** | Light Emitting Diode | Inseparable Luminaire | Direct Wired | 0-10 VDC Controls | 67.2 | 3000 | -0.0015 | 93 | 54 | 0 | 0.97 | Ambient | 15000 |  |  | 55000 | 0.01 | 13 | 12 | 0.33 | 0.14 | 0.12 | 0.08 | 0.02 | 0 | 0.3 | 0.01 | 0 | 0 | 0 | 0 | 0.3 | 0.05 | 0.02 | 0.01 | 0.01 | 0 | True | False | Non Federally-Regulated | 11/02/2023 |  | 11/09/2023
Luminii Corp | Latona | 516-A90-615-35-07-DL-** | Light Emitting Diode | Inseparable Luminaire | Direct Wired | 0-10 VDC Controls | 81.4 | 3500 | -0.0008 | 94 | 63 | 0 | 0.94 | Ambient | 15000 |  |  | 55000 | 0.03 | 12 | 13 | 0.37 | 0.02 | 0.01 | 0.01 | 0.01 | 0.01 | 0.99 | 0.03 | 0.01 | 0.01 | 0.01 | 0 | 0.99 | 0.32 | 0.23 | 0.15 | 0.05 | 0.02 | True | False | Non Federally-Regulated | 11/02/2023 |  | 11/09/2023
Luminii Corp | Latona | 516-A90-615-35-10-DL-** | Light Emitting Diode | Inseparable Luminaire | Direct Wired | 0-10 VDC Controls | 79.4 | 3500 | -0.0009 | 94 | 63 | 0 | 0.95 | Ambient | 15000 |  |  | 55000 | 0.01 | 13 | 12 | 0.33 | 0.14 | 0.12 | 0.08 | 0.02 | 0 | 0.3 | 0.01 | 0 | 0 | 0 | 0 | 0.3 | 0.05 | 0.02 | 0.01 | 0.01 | 0 | True | False | Non Federally-Regulated | 11/02/2023 |  | 11/09/2023
Luminii Corp | Latona | 516-A90-615-35-15-DL-** | Light Emitting Diode | Inseparable Luminaire | Direct Wired | 0-10 VDC Controls | 79.1 | 3500 | -0.0011 | 94 | 59 | 0 | 0.95 | Ambient | 15000 |  |  | 55000 | 0.01 | 13 | 12 | 0.33 | 0.14 | 0.12 | 0.08 | 0.02 | 0 | 0.3 | 0.01 | 0 | 0 | 0 | 0 | 0.3 | 0.05 | 0.02 | 0.01 | 0.01 | 0 | True | False | Non Federally-Regulated | 11/02/2023 |  | 11/09/2023
Luminii Corp | Latona | 516-A90-615-40-07-DL-** | Light Emitting Diode | Inseparable Luminaire | Direct Wired | 0-10 VDC Controls | 93.8 | 3816 | -0.0006 | 96 | 66 | 0 | 0.94 | Ambient | 15000 |  |  | 55000 | 0.03 | 12 | 13 | 0.37 | 0.02 | 0.01 | 0.01 | 0.01 | 0.01 | 0.99 | 0.03 | 0.01 | 0.01 | 0.01 | 0 | 0.99 | 0.32 | 0.23 | 0.15 | 0.05 | 0.02 | True | False | Non Federally-Regulated | 11/02/2023 |  | 11/09/2023
Luminii Corp | Latona | 516-A90-615-40-10-DL-** | Light Emitting Diode | Inseparable Luminaire | Direct Wired | 0-10 VDC Controls | 91.5 | 3816 | -0.0007 | 96 | 66 | 0 | 0.94 | Ambient | 15000 |  |  | 55000 | 0.01 | 13 | 12 | 0.33 | 0.14 | 0.12 | 0.08 | 0.02 | 0 | 0.3 | 0.01 | 0 | 0 | 0 | 0 | 0.3 | 0.05 | 0.02 | 0.01 | 0.01 | 0 | True | False | Non Federally-Regulated | 11/02/2023 |  | 11/09/2023
Luminii Corp | Latona | 516-A90-615-40-15-DL-** | Light Emitting Diode | Inseparable Luminaire | Direct Wired | 0-10 VDC Controls | 91 | 3816 | -0.0007 | 96 | 66 | 0 | 0.94 | Ambient | 15000 |  |  | 55000 | 0.01 | 13 | 12 | 0.33 | 0.14 | 0.12 | 0.08 | 0.02 | 0 | 0.3 | 0.01 | 0 | 0 | 0 | 0 | 0.3 | 0.05 | 0.02 | 0.01 | 0.01 | 0 | True | False | Non Federally-Regulated | 11/02/2023 |  | 11/09/2023
Luminii Corp | Latona | 516-A90-638F-27-07-DL-** | Light Emitting Diode | Inseparable Luminaire | Direct Wired | 0-10 VDC Controls | 62.1 | 2645 | -0.0012 | 92 | 55 | 0 | 0.93 | Ambient | 15000 |  |  | 55000 | 0.03 | 12 | 13 | 0.37 | 0.02 | 0.01 | 0.01 | 0.01 | 0.01 | 0.99 | 0.03 | 0.01 | 0.01 | 0.01 | 0 | 0.99 | 0.32 | 0.23 | 0.15 | 0.05 | 0.02 | True | False | Non Federally-Regulated | 11/02/2023 |  | 11/09/2023
Luminii Corp | Latona | 516-A90-638F-27-10-DL-** | Light Emitting Diode | Inseparable Luminaire | Direct Wired | 0-10 VDC Controls | 60.6 | 2653 | -0.0015 | 92 | 55 | 0 | 0.98 | Ambient | 15000 |  |  | 55000 | 0.01 | 13 | 12 | 0.33 | 0.14 | 0.12 | 0.08 | 0.02 | 0 | 0.3 | 0.01 | 0 | 0 | 0 | 0 | 0.3 | 0.05 | 0.02 | 0.01 | 0.01 | 0 | True | False | Non Federally-Regulated | 11/02/2023 |  | 11/09/2023
Luminii Corp | Latona | 516-A90-638F-27-15-DL-** | Light Emitting Diode | Inseparable Luminaire | Direct Wired | 0-10 VDC Controls | 60.3 | 2635 | -0.0017 | 92 | 51 | 0 | 0.99 | Ambient | 15000 |  |  | 55000 | 0.01 | 13 | 12 | 0.33 | 0.14 | 0.12 | 0.08 | 0.02 | 0 | 0.3 | 0.01 | 0 | 0 | 0 | 0 | 0.3 | 0.05 | 0.02 | 0.01 | 0.01 | 0 | True | False | Non Federally-Regulated | 11/02/2023 |  | 11/09/2023
Luminii Corp | Latona | 516-A90-638F-30-07-DL-** | Light Emitting Diode | Inseparable Luminaire | Direct Wired | 0-10 VDC Controls | 69.2 | 3000 | -0.011 | 93 | 58 | 0 | 0.93 | Ambient | 15000 |  |  | 55000 | 0.03 | 12 | 13 | 0.37 | 0.02 | 0.01 | 0.01 | 0.01 | 0.01 | 0.99 | 0.03 | 0.01 | 0.01 | 0.01 | 0 | 0.99 | 0.32 | 0.23 | 0.15 | 0.05 | 0.02 | True | False | Non Federally-Regulated | 11/02/2023 |  | 11/09/2023
Luminii Corp | Latona | 516-A90-638F-30-10-DL-** | Light Emitting Diode | Inseparable Luminaire | Direct Wired | 0-10 VDC Controls | 67.5 | 3000 | -0.0013 | 93 | 58 | 0 | 0.97 | Ambient | 15000 |  |  | 55000 | 0.01 | 13 | 12 | 0.33 | 0.14 | 0.12 | 0.08 | 0.02 | 0 | 0.3 | 0.01 | 0 | 0 | 0 | 0 | 0.3 | 0.05 | 0.02 | 0.01 | 0.01 | 0 | True | False | Non Federally-Regulated | 11/02/2023 |  | 11/09/2023
Luminii Corp | Latona | 516-A90-638F-30-15-DL-** | Light Emitting Diode | Inseparable Luminaire | Direct Wired | 0-10 VDC Controls | 67.2 | 3000 | -0.0015 | 93 | 54 | 0 | 0.97 | Ambient | 15000 |  |  | 55000 | 0.01 | 13 | 12 | 0.33 | 0.14 | 0.12 | 0.08 | 0.02 | 0 | 0.3 | 0.01 | 0 | 0 | 0 | 0 | 0.3 | 0.05 | 0.02 | 0.01 | 0.01 | 0 | True | False | Non Federally-Regulated | 11/02/2023 |  | 11/09/2023
Luminii Corp | Latona | 516-A90-638F-35-07-DL-** | Light Emitting Diode | Inseparable Luminaire | Direct Wired | 0-10 VDC Controls | 81.4 | 3500 | -0.0008 | 94 | 63 | 0 | 0.94 | Ambient | 15000 |  |  | 55000 | 0.03 | 12 | 13 | 0.37 | 0.02 | 0.01 | 0.01 | 0.01 | 0.01 | 0.99 | 0.03 | 0.01 | 0.01 | 0.01 | 0 | 0.99 | 0.32 | 0.23 | 0.15 | 0.05 | 0.02 | True | False | Non Federally-Regulated | 11/02/2023 |  | 11/09/2023
Luminii Corp | Latona | 516-A90-638F-35-10-DL-** | Light Emitting Diode | Inseparable Luminaire | Direct Wired | 0-10 VDC Controls | 79.4 | 3500 | -0.0009 | 94 | 63 | 0 | 0.95 | Ambient | 15000 |  |  | 55000 | 0.01 | 13 | 12 | 0.33 | 0.14 | 0.12 | 0.08 | 0.02 | 0 | 0.3 | 0.01 | 0 | 0 | 0 | 0 | 0.3 | 0.05 | 0.02 | 0.01 | 0.01 | 0 | True | False | Non Federally-Regulated | 11/02/2023 |  | 11/09/2023
Luminii Corp | Latona | 516-A90-638F-35-15-DL-** | Light Emitting Diode | Inseparable Luminaire | Direct Wired | 0-10 VDC Controls | 79.1 | 3500 | -0.0011 | 94 | 59 | 0 | 0.95 | Ambient | 15000 |  |  | 55000 | 0.01 | 13 | 12 | 0.33 | 0.14 | 0.12 | 0.08 | 0.02 | 0 | 0.3 | 0.01 | 0 | 0 | 0 | 0 | 0.3 | 0.05 | 0.02 | 0.01 | 0.01 | 0 | True | False | Non Federally-Regulated | 11/02/2023 |  | 11/09/2023
Luminii Corp | Latona | 516-A90-638F-40-07-DL-** | Light Emitting Diode | Inseparable Luminaire | Direct Wired | 0-10 VDC Controls | 93.8 | 3816 | -0.0006 | 96 | 66 | 0 | 0.94 | Ambient | 15000 |  |  | 55000 | 0.03 | 12 | 13 | 0.37 | 0.02 | 0.01 | 0.01 | 0.01 | 0.01 | 0.99 | 0.03 | 0.01 | 0.01 | 0.01 | 0 | 0.99 | 0.32 | 0.23 | 0.15 | 0.05 | 0.02 | True | False | Non Federally-Regulated | 11/02/2023 |  | 11/09/2023
Luminii Corp | Latona | 516-A90-638F-40-10-DL-** | Light Emitting Diode | Inseparable Luminaire | Direct Wired | 0-10 VDC Controls | 91.5 | 3816 | -0.0007 | 96 | 66 | 0 | 0.94 | Ambient | 15000 |  |  | 55000 | 0.01 | 13 | 12 | 0.33 | 0.14 | 0.12 | 0.08 | 0.02 | 0 | 0.3 | 0.01 | 0 | 0 | 0 | 0 | 0.3 | 0.05 | 0.02 | 0.01 | 0.01 | 0 | True | False | Non Federally-Regulated | 11/02/2023 |  | 11/09/2023
Luminii Corp | Latona | 516-A90-638F-40-15-DL-** | Light Emitting Diode | Inseparable Luminaire | Direct Wired | 0-10 VDC Controls | 91 | 3816 | -0.0007 | 96 | 66 | 0 | 0.94 | Ambient | 15000 |  |  | 55000 | 0.01 | 13 | 12 | 0.33 | 0.14 | 0.12 | 0.08 | 0.02 | 0 | 0.3 | 0.01 | 0 | 0 | 0 | 0 | 0.3 | 0.05 | 0.02 | 0.01 | 0.01 | 0 | True | False | Non Federally-Regulated | 11/02/2023 |  | 11/09/2023
Luminii Corp | Latona | 516-A90-640-27-07-DL-** | Light Emitting Diode | Inseparable Luminaire | Direct Wired | 0-10 VDC Controls | 62.1 | 2645 | -0.0012 | 92 | 55 | 0 | 0.93 | Ambient | 15000 |  |  | 55000 | 0.03 | 12 | 13 | 0.37 | 0.02 | 0.01 | 0.01 | 0.01 | 0.01 | 0.99 | 0.03 | 0.01 | 0.01 | 0.01 | 0 | 0.99 | 0.32 | 0.23 | 0.15 | 0.05 | 0.02 | True | False | Non Federally-Regulated | 11/02/2023 |  | 11/09/2023
Luminii Corp | Latona | 516-A90-640-27-10-DL-** | Light Emitting Diode | Inseparable Luminaire | Direct Wired | 0-10 VDC Controls | 60.6 | 2653 | -0.0015 | 92 | 55 | 0 | 0.98 | Ambient | 15000 |  |  | 55000 | 0.01 | 13 | 12 | 0.33 | 0.14 | 0.12 | 0.08 | 0.02 | 0 | 0.3 | 0.01 | 0 | 0 | 0 | 0 | 0.3 | 0.05 | 0.02 | 0.01 | 0.01 | 0 | True | False | Non Federally-Regulated | 11/02/2023 |  | 11/09/2023
Luminii Corp | Latona | 516-A90-640-27-15-DL-** | Light Emitting Diode | Inseparable Luminaire | Direct Wired | 0-10 VDC Controls | 60.3 | 2635 | -0.0017 | 92 | 51 | 0 | 0.99 | Ambient | 15000 |  |  | 55000 | 0.01 | 13 | 12 | 0.33 | 0.14 | 0.12 | 0.08 | 0.02 | 0 | 0.3 | 0.01 | 0 | 0 | 0 | 0 | 0.3 | 0.05 | 0.02 | 0.01 | 0.01 | 0 | True | False | Non Federally-Regulated | 11/02/2023 |  | 11/09/2023
Luminii Corp | Latona | 516-A90-640-30-07-DL-** | Light Emitting Diode | Inseparable Luminaire | Direct Wired | 0-10 VDC Controls | 69.2 | 3000 | -0.011 | 93 | 58 | 0 | 0.93 | Ambient | 15000 |  |  | 55000 | 0.03 | 12 | 13 | 0.37 | 0.02 | 0.01 | 0.01 | 0.01 | 0.01 | 0.99 | 0.03 | 0.01 | 0.01 | 0.01 | 0 | 0.99 | 0.32 | 0.23 | 0.15 | 0.05 | 0.02 | True | False | Non Federally-Regulated | 11/02/2023 |  | 11/09/2023
Luminii Corp | Latona | 516-A90-640-30-10-DL-** | Light Emitting Diode | Inseparable Luminaire | Direct Wired | 0-10 VDC Controls | 67.5 | 3000 | -0.0013 | 93 | 58 | 0 | 0.97 | Ambient | 15000 |  |  | 55000 | 0.01 | 13 | 12 | 0.33 | 0.14 | 0.12 | 0.08 | 0.02 | 0 | 0.3 | 0.01 | 0 | 0 | 0 | 0 | 0.3 | 0.05 | 0.02 | 0.01 | 0.01 | 0 | True | False | Non Federally-Regulated | 11/02/2023 |  | 11/09/2023
Luminii Corp | Latona | 516-A90-640-30-15-DL-** | Light Emitting Diode | Inseparable Luminaire | Direct Wired | 0-10 VDC Controls | 67.2 | 3000 | -0.0015 | 93 | 54 | 0 | 0.97 | Ambient | 15000 |  |  | 55000 | 0.01 | 13 | 12 | 0.33 | 0.14 | 0.12 | 0.08 | 0.02 | 0 | 0.3 | 0.01 | 0 | 0 | 0 | 0 | 0.3 | 0.05 | 0.02 | 0.01 | 0.01 | 0 | True | False | Non Federally-Regulated | 11/02/2023 |  | 11/09/2023
Luminii Corp | Latona | 516-A90-640-35-07-DL-** | Light Emitting Diode | Inseparable Luminaire | Direct Wired | 0-10 VDC Controls | 81.4 | 3500 | -0.0008 | 94 | 63 | 0 | 0.94 | Ambient | 15000 |  |  | 55000 | 0.03 | 12 | 13 | 0.37 | 0.02 | 0.01 | 0.01 | 0.01 | 0.01 | 0.99 | 0.03 | 0.01 | 0.01 | 0.01 | 0 | 0.99 | 0.32 | 0.23 | 0.15 | 0.05 | 0.02 | True | False | Non Federally-Regulated | 11/02/2023 |  | 11/09/2023
Luminii Corp | Latona | 516-A90-640-35-10-DL-** | Light Emitting Diode | Inseparable Luminaire | Direct Wired | 0-10 VDC Controls | 79.4 | 3500 | -0.0009 | 94 | 63 | 0 | 0.95 | Ambient | 15000 |  |  | 55000 | 0.01 | 13 | 12 | 0.33 | 0.14 | 0.12 | 0.08 | 0.02 | 0 | 0.3 | 0.01 | 0 | 0 | 0 | 0 | 0.3 | 0.05 | 0.02 | 0.01 | 0.01 | 0 | True | False | Non Federally-Regulated | 11/02/2023 |  | 11/09/2023
Luminii Corp | Latona | 516-A90-640-35-15-DL-** | Light Emitting Diode | Inseparable Luminaire | Direct Wired | 0-10 VDC Controls | 79.1 | 3500 | -0.0011 | 94 | 59 | 0 | 0.95 | Ambient | 15000 |  |  | 55000 | 0.01 | 13 | 12 | 0.33 | 0.14 | 0.12 | 0.08 | 0.02 | 0 | 0.3 | 0.01 | 0 | 0 | 0 | 0 | 0.3 | 0.05 | 0.02 | 0.01 | 0.01 | 0 | True | False | Non Federally-Regulated | 11/02/2023 |  | 11/09/2023
Luminii Corp | Latona | 516-A90-640-40-07-DL-** | Light Emitting Diode | Inseparable Luminaire | Direct Wired | 0-10 VDC Controls | 93.8 | 3816 | -0.0006 | 96 | 66 | 0 | 0.94 | Ambient | 15000 |  |  | 55000 | 0.03 | 12 | 13 | 0.37 | 0.02 | 0.01 | 0.01 | 0.01 | 0.01 | 0.99 | 0.03 | 0.01 | 0.01 | 0.01 | 0 | 0.99 | 0.32 | 0.23 | 0.15 | 0.05 | 0.02 | True | False | Non Federally-Regulated | 11/02/2023 |  | 11/09/2023
Luminii Corp | Latona | 516-A90-640-40-10-DL-** | Light Emitting Diode | Inseparable Luminaire | Direct Wired | 0-10 VDC Controls | 91.5 | 3816 | -0.0007 | 96 | 66 | 0 | 0.94 | Ambient | 15000 |  |  | 55000 | 0.01 | 13 | 12 | 0.33 | 0.14 | 0.12 | 0.08 | 0.02 | 0 | 0.3 | 0.01 | 0 | 0 | 0 | 0 | 0.3 | 0.05 | 0.02 | 0.01 | 0.01 | 0 | True | False | Non Federally-Regulated | 11/02/2023 |  | 11/09/2023
Luminii Corp | Latona | 516-A90-640-40-15-DL-** | Light Emitting Diode | Inseparable Luminaire | Direct Wired | 0-10 VDC Controls | 91 | 3816 | -0.0007 | 96 | 66 | 0 | 0.94 | Ambient | 15000 |  |  | 55000 | 0.01 | 13 | 12 | 0.33 | 0.14 | 0.12 | 0.08 | 0.02 | 0 | 0.3 | 0.01 | 0 | 0 | 0 | 0 | 0.3 | 0.05 | 0.02 | 0.01 | 0.01 | 0 | True | False | Non Federally-Regulated | 11/02/2023 |  | 11/09/2023
Luminii Corp | Latona | 516-A90-660-27-07-DL-** | Light Emitting Diode | Inseparable Luminaire | Direct Wired | 0-10 VDC Controls | 62.1 | 2645 | -0.0012 | 92 | 55 | 0 | 0.93 | Ambient | 15000 |  |  | 55000 | 0.03 | 12 | 13 | 0.37 | 0.02 | 0.01 | 0.01 | 0.01 | 0.01 | 0.99 | 0.03 | 0.01 | 0.01 | 0.01 | 0 | 0.99 | 0.32 | 0.23 | 0.15 | 0.05 | 0.02 | True | False | Non Federally-Regulated | 11/02/2023 |  | 11/09/2023
Luminii Corp | Latona | 516-A90-660-27-10-DL-** | Light Emitting Diode | Inseparable Luminaire | Direct Wired | 0-10 VDC Controls | 60.6 | 2653 | -0.0015 | 92 | 55 | 0 | 0.98 | Ambient | 15000 |  |  | 55000 | 0.01 | 13 | 12 | 0.33 | 0.14 | 0.12 | 0.08 | 0.02 | 0 | 0.3 | 0.01 | 0 | 0 | 0 | 0 | 0.3 | 0.05 | 0.02 | 0.01 | 0.01 | 0 | True | False | Non Federally-Regulated | 11/02/2023 |  | 11/09/2023
Luminii Corp | Latona | 516-A90-660-27-15-DL-** | Light Emitting Diode | Inseparable Luminaire | Direct Wired | 0-10 VDC Controls | 60.3 | 2635 | -0.0017 | 92 | 51 | 0 | 0.99 | Ambient | 15000 |  |  | 55000 | 0.01 | 13 | 12 | 0.33 | 0.14 | 0.12 | 0.08 | 0.02 | 0 | 0.3 | 0.01 | 0 | 0 | 0 | 0 | 0.3 | 0.05 | 0.02 | 0.01 | 0.01 | 0 | True | False | Non Federally-Regulated | 11/02/2023 |  | 11/09/2023
Luminii Corp | Latona | 516-A90-660-30-07-DL-** | Light Emitting Diode | Inseparable Luminaire | Direct Wired | 0-10 VDC Controls | 69.2 | 3000 | -0.011 | 93 | 58 | 0 | 0.93 | Ambient | 15000 |  |  | 55000 | 0.03 | 12 | 13 | 0.37 | 0.02 | 0.01 | 0.01 | 0.01 | 0.01 | 0.99 | 0.03 | 0.01 | 0.01 | 0.01 | 0 | 0.99 | 0.32 | 0.23 | 0.15 | 0.05 | 0.02 | True | False | Non Federally-Regulated | 11/02/2023 |  | 11/09/2023
Luminii Corp | Latona | 516-A90-660-30-10-DL-** | Light Emitting Diode | Inseparable Luminaire | Direct Wired | 0-10 VDC Controls | 67.5 | 3000 | -0.0013 | 93 | 58 | 0 | 0.97 | Ambient | 15000 |  |  | 55000 | 0.01 | 13 | 12 | 0.33 | 0.14 | 0.12 | 0.08 | 0.02 | 0 | 0.3 | 0.01 | 0 | 0 | 0 | 0 | 0.3 | 0.05 | 0.02 | 0.01 | 0.01 | 0 | True | False | Non Federally-Regulated | 11/02/2023 |  | 11/09/2023
Luminii Corp | Latona | 516-A90-660-30-15-DL-** | Light Emitting Diode | Inseparable Luminaire | Direct Wired | 0-10 VDC Controls | 67.2 | 3000 | -0.0015 | 93 | 54 | 0 | 0.97 | Ambient | 15000 |  |  | 55000 | 0.01 | 13 | 12 | 0.33 | 0.14 | 0.12 | 0.08 | 0.02 | 0 | 0.3 | 0.01 | 0 | 0 | 0 | 0 | 0.3 | 0.05 | 0.02 | 0.01 | 0.01 | 0 | True | False | Non Federally-Regulated | 11/02/2023 |  | 11/09/2023
Luminii Corp | Latona | 516-A90-660-35-07-DL-** | Light Emitting Diode | Inseparable Luminaire | Direct Wired | 0-10 VDC Controls | 81.4 | 3500 | -0.0008 | 94 | 63 | 0 | 0.94 | Ambient | 15000 |  |  | 55000 | 0.03 | 12 | 13 | 0.37 | 0.02 | 0.01 | 0.01 | 0.01 | 0.01 | 0.99 | 0.03 | 0.01 | 0.01 | 0.01 | 0 | 0.99 | 0.32 | 0.23 | 0.15 | 0.05 | 0.02 | True | False | Non Federally-Regulated | 11/02/2023 |  | 11/09/2023
Luminii Corp | Latona | 516-A90-660-35-10-DL-** | Light Emitting Diode | Inseparable Luminaire | Direct Wired | 0-10 VDC Controls | 79.4 | 3500 | -0.0009 | 94 | 63 | 0 | 0.95 | Ambient | 15000 |  |  | 55000 | 0.01 | 13 | 12 | 0.33 | 0.14 | 0.12 | 0.08 | 0.02 | 0 | 0.3 | 0.01 | 0 | 0 | 0 | 0 | 0.3 | 0.05 | 0.02 | 0.01 | 0.01 | 0 | True | False | Non Federally-Regulated | 11/02/2023 |  | 11/09/2023
Luminii Corp | Latona | 516-A90-660-35-15-DL-** | Light Emitting Diode | Inseparable Luminaire | Direct Wired | 0-10 VDC Controls | 79.1 | 3500 | -0.0011 | 94 | 59 | 0 | 0.95 | Ambient | 15000 |  |  | 55000 | 0.01 | 13 | 12 | 0.33 | 0.14 | 0.12 | 0.08 | 0.02 | 0 | 0.3 | 0.01 | 0 | 0 | 0 | 0 | 0.3 | 0.05 | 0.02 | 0.01 | 0.01 | 0 | True | False | Non Federally-Regulated | 11/02/2023 |  | 11/09/2023
Luminii Corp | Latona | 516-A90-660-40-07-DL-** | Light Emitting Diode | Inseparable Luminaire | Direct Wired | 0-10 VDC Controls | 93.8 | 3816 | -0.0006 | 96 | 66 | 0 | 0.94 | Ambient | 15000 |  |  | 55000 | 0.03 | 12 | 13 | 0.37 | 0.02 | 0.01 | 0.01 | 0.01 | 0.01 | 0.99 | 0.03 | 0.01 | 0.01 | 0.01 | 0 | 0.99 | 0.32 | 0.23 | 0.15 | 0.05 | 0.02 | True | False | Non Federally-Regulated | 11/02/2023 |  | 11/09/2023
Luminii Corp | Latona | 516-A90-660-40-10-DL-** | Light Emitting Diode | Inseparable Luminaire | Direct Wired | 0-10 VDC Controls | 91.5 | 3816 | -0.0007 | 96 | 66 | 0 | 0.94 | Ambient | 15000 |  |  | 55000 | 0.01 | 13 | 12 | 0.33 | 0.14 | 0.12 | 0.08 | 0.02 | 0 | 0.3 | 0.01 | 0 | 0 | 0 | 0 | 0.3 | 0.05 | 0.02 | 0.01 | 0.01 | 0 | True | False | Non Federally-Regulated | 11/02/2023 |  | 11/09/2023
Luminii Corp | Latona | 516-A90-660-40-15-DL-** | Light Emitting Diode | Inseparable Luminaire | Direct Wired | 0-10 VDC Controls | 91 | 3816 | -0.0007 | 96 | 66 | 0 | 0.94 | Ambient | 15000 |  |  | 55000 | 0.01 | 13 | 12 | 0.33 | 0.14 | 0.12 | 0.08 | 0.02 | 0 | 0.3 | 0.01 | 0 | 0 | 0 | 0 | 0.3 | 0.05 | 0.02 | 0.01 | 0.01 | 0 | True | False | Non Federally-Regulated | 11/02/2023 |  | 11/09/2023
Luminii Corp | Latona | 512-FL-A90-615-27-07-00-** | Light Emitting Diode | Inseparable Luminaire | Direct Wired | 0-10 VDC Controls | 64 | 2645 | -0.0012 | 92 | 55 | 0 | 0.93 | Ambient | 15000 |  |  | 55000 | 0.03 | 12 | 13 | 0.37 | 0.02 | 0.01 | 0.01 | 0.01 | 0.01 | 0.99 | 0.03 | 0.01 | 0.01 | 0.01 | 0 | 0.99 | 0.32 | 0.23 | 0.15 | 0.05 | 0.02 | True | False | Non Federally-Regulated | 11/02/2023 |  | 11/13/2023
Luminii Corp | Latona | 512-FL-A90-615-27-10-00-** | Light Emitting Diode | Inseparable Luminaire | Direct Wired | 0-10 VDC Controls | 62.5 | 2653 | -0.0015 | 92 | 55 | 0 | 0.98 | Ambient | 15000 |  |  | 55000 | 0.01 | 13 | 12 | 0.33 | 0.14 | 0.12 | 0.08 | 0.02 | 0 | 0.3 | 0.01 | 0 | 0 | 0 | 0 | 0.3 | 0.05 | 0.02 | 0.01 | 0.01 | 0 | True | False | Non Federally-Regulated | 11/02/2023 |  | 11/13/2023
Luminii Corp | Latona | 512-FL-A90-615-27-15-00-** | Light Emitting Diode | Inseparable Luminaire | Direct Wired | 0-10 VDC Controls | 62.2 | 2635 | -0.0017 | 92 | 51 | 0 | 0.99 | Ambient | 15000 |  |  | 55000 | 0.01 | 13 | 12 | 0.33 | 0.14 | 0.12 | 0.08 | 0.02 | 0 | 0.3 | 0.01 | 0 | 0 | 0 | 0 | 0.3 | 0.05 | 0.02 | 0.01 | 0.01 | 0 | True | False | Non Federally-Regulated | 11/02/2023 |  | 11/13/2023
Luminii Corp | Latona | 512-FL-A90-615-30-07-00-** | Light Emitting Diode | Inseparable Luminaire | Direct Wired | 0-10 VDC Controls | 71.3 | 3000 | -0.011 | 93 | 58 | 0 | 0.93 | Ambient | 15000 |  |  | 55000 | 0.03 | 12 | 13 | 0.37 | 0.02 | 0.01 | 0.01 | 0.01 | 0.01 | 0.99 | 0.03 | 0.01 | 0.01 | 0.01 | 0 | 0.99 | 0.32 | 0.23 | 0.15 | 0.05 | 0.02 | True | False | Non Federally-Regulated | 11/02/2023 |  | 11/13/2023
Luminii Corp | Latona | 512-FL-A90-615-30-10-00-** | Light Emitting Diode | Inseparable Luminaire | Direct Wired | 0-10 VDC Controls | 69.6 | 3000 | -0.0013 | 93 | 58 | 0 | 0.97 | Ambient | 15000 |  |  | 55000 | 0.01 | 13 | 12 | 0.33 | 0.14 | 0.12 | 0.08 | 0.02 | 0 | 0.3 | 0.01 | 0 | 0 | 0 | 0 | 0.3 | 0.05 | 0.02 | 0.01 | 0.01 | 0 | True | False | Non Federally-Regulated | 11/02/2023 |  | 11/13/2023
Luminii Corp | Latona | 512-FL-A90-615-30-15-00-** | Light Emitting Diode | Inseparable Luminaire | Direct Wired | 0-10 VDC Controls | 69.3 | 3000 | -0.0015 | 93 | 54 | 0 | 0.97 | Ambient | 15000 |  |  | 55000 | 0.01 | 13 | 12 | 0.33 | 0.14 | 0.12 | 0.08 | 0.02 | 0 | 0.3 | 0.01 | 0 | 0 | 0 | 0 | 0.3 | 0.05 | 0.02 | 0.01 | 0.01 | 0 | True | False | Non Federally-Regulated | 11/02/2023 |  | 11/13/2023
Luminii Corp | Latona | 512-FL-A90-615-35-07-00-** | Light Emitting Diode | Inseparable Luminaire | Direct Wired | 0-10 VDC Controls | 83.9 | 3500 | -0.0008 | 94 | 63 | 0 | 0.94 | Ambient | 15000 |  |  | 55000 | 0.03 | 12 | 13 | 0.37 | 0.02 | 0.01 | 0.01 | 0.01 | 0.01 | 0.99 | 0.03 | 0.01 | 0.01 | 0.01 | 0 | 0.99 | 0.32 | 0.23 | 0.15 | 0.05 | 0.02 | True | False | Non Federally-Regulated | 11/02/2023 |  | 11/13/2023
Luminii Corp | Latona | 512-FL-A90-615-35-10-00-** | Light Emitting Diode | Inseparable Luminaire | Direct Wired | 0-10 VDC Controls | 81.8 | 3500 | -0.0009 | 94 | 63 | 0 | 0.95 | Ambient | 15000 |  |  | 55000 | 0.01 | 13 | 12 | 0.33 | 0.14 | 0.12 | 0.08 | 0.02 | 0 | 0.3 | 0.01 | 0 | 0 | 0 | 0 | 0.3 | 0.05 | 0.02 | 0.01 | 0.01 | 0 | True | False | Non Federally-Regulated | 11/02/2023 |  | 11/13/2023
Luminii Corp | Latona | 512-FL-A90-615-35-15-00-** | Light Emitting Diode | Inseparable Luminaire | Direct Wired | 0-10 VDC Controls | 81.5 | 3500 | -0.0011 | 94 | 59 | 0 | 0.95 | Ambient | 15000 |  |  | 55000 | 0.01 | 13 | 12 | 0.33 | 0.14 | 0.12 | 0.08 | 0.02 | 0 | 0.3 | 0.01 | 0 | 0 | 0 | 0 | 0.3 | 0.05 | 0.02 | 0.01 | 0.01 | 0 | True | False | Non Federally-Regulated | 11/02/2023 |  | 11/13/2023
Luminii Corp | Latona | 512-FL-A90-615-40-07-00-** | Light Emitting Diode | Inseparable Luminaire | Direct Wired | 0-10 VDC Controls | 96.7 | 3816 | -0.0006 | 96 | 66 | 0 | 0.94 | Ambient | 15000 |  |  | 55000 | 0.03 | 12 | 13 | 0.37 | 0.02 | 0.01 | 0.01 | 0.01 | 0.01 | 0.99 | 0.03 | 0.01 | 0.01 | 0.01 | 0 | 0.99 | 0.32 | 0.23 | 0.15 | 0.05 | 0.02 | True | False | Non Federally-Regulated | 11/02/2023 |  | 11/13/2023
Luminii Corp | Latona | 512-FL-A90-615-40-10-00-** | Light Emitting Diode | Inseparable Luminaire | Direct Wired | 0-10 VDC Controls | 94.3 | 3816 | -0.0007 | 96 | 66 | 0 | 0.94 | Ambient | 15000 |  |  | 55000 | 0.01 | 13 | 12 | 0.33 | 0.14 | 0.12 | 0.08 | 0.02 | 0 | 0.3 | 0.01 | 0 | 0 | 0 | 0 | 0.3 | 0.05 | 0.02 | 0.01 | 0.01 | 0 | True | False | Non Federally-Regulated | 11/02/2023 |  | 11/13/2023
Luminii Corp | Latona | 512-FL-A90-615-40-15-00-** | Light Emitting Diode | Inseparable Luminaire | Direct Wired | 0-10 VDC Controls | 93.8 | 3816 | -0.0007 | 96 | 66 | 0 | 0.94 | Ambient | 15000 |  |  | 55000 | 0.01 | 13 | 12 | 0.33 | 0.14 | 0.12 | 0.08 | 0.02 | 0 | 0.3 | 0.01 | 0 | 0 | 0 | 0 | 0.3 | 0.05 | 0.02 | 0.01 | 0.01 | 0 | True | False | Non Federally-Regulated | 11/02/2023 |  | 11/13/2023
Luminii Corp | Latona | 512-FL-A90-638F-27-07-00-** | Light Emitting Diode | Inseparable Luminaire | Direct Wired | 0-10 VDC Controls | 64 | 2645 | -0.0012 | 92 | 55 | 0 | 0.93 | Ambient | 15000 |  |  | 55000 | 0.03 | 12 | 13 | 0.37 | 0.02 | 0.01 | 0.01 | 0.01 | 0.01 | 0.99 | 0.03 | 0.01 | 0.01 | 0.01 | 0 | 0.99 | 0.32 | 0.23 | 0.15 | 0.05 | 0.02 | True | False | Non Federally-Regulated | 11/02/2023 |  | 11/13/2023
Luminii Corp | Latona | 512-FL-A90-638F-27-10-00-** | Light Emitting Diode | Inseparable Luminaire | Direct Wired | 0-10 VDC Controls | 62.5 | 2653 | -0.0015 | 92 | 55 | 0 | 0.98 | Ambient | 15000 |  |  | 55000 | 0.01 | 13 | 12 | 0.33 | 0.14 | 0.12 | 0.08 | 0.02 | 0 | 0.3 | 0.01 | 0 | 0 | 0 | 0 | 0.3 | 0.05 | 0.02 | 0.01 | 0.01 | 0 | True | False | Non Federally-Regulated | 11/02/2023 |  | 11/13/2023
Luminii Corp | Latona | 512-FL-A90-638F-27-15-00-** | Light Emitting Diode | Inseparable Luminaire | Direct Wired | 0-10 VDC Controls | 62.2 | 2635 | -0.0017 | 92 | 51 | 0 | 0.99 | Ambient | 15000 |  |  | 55000 | 0.01 | 13 | 12 | 0.33 | 0.14 | 0.12 | 0.08 | 0.02 | 0 | 0.3 | 0.01 | 0 | 0 | 0 | 0 | 0.3 | 0.05 | 0.02 | 0.01 | 0.01 | 0 | True | False | Non Federally-Regulated | 11/02/2023 |  | 11/13/2023
Luminii Corp | Latona | 512-FL-A90-638F-30-07-00-** | Light Emitting Diode | Inseparable Luminaire | Direct Wired | 0-10 VDC Controls | 71.3 | 3000 | -0.011 | 93 | 58 | 0 | 0.93 | Ambient | 15000 |  |  | 55000 | 0.03 | 12 | 13 | 0.37 | 0.02 | 0.01 | 0.01 | 0.01 | 0.01 | 0.99 | 0.03 | 0.01 | 0.01 | 0.01 | 0 | 0.99 | 0.32 | 0.23 | 0.15 | 0.05 | 0.02 | True | False | Non Federally-Regulated | 11/02/2023 |  | 11/13/2023
Luminii Corp | Latona | 512-FL-A90-638F-30-10-00-** | Light Emitting Diode | Inseparable Luminaire | Direct Wired | 0-10 VDC Controls | 69.6 | 3000 | -0.0013 | 93 | 58 | 0 | 0.97 | Ambient | 15000 |  |  | 55000 | 0.01 | 13 | 12 | 0.33 | 0.14 | 0.12 | 0.08 | 0.02 | 0 | 0.3 | 0.01 | 0 | 0 | 0 | 0 | 0.3 | 0.05 | 0.02 | 0.01 | 0.01 | 0 | True | False | Non Federally-Regulated | 11/02/2023 |  | 11/13/2023
Luminii Corp | Latona | 512-FL-A90-638F-30-15-00-** | Light Emitting Diode | Inseparable Luminaire | Direct Wired | 0-10 VDC Controls | 69.3 | 3000 | -0.0015 | 93 | 54 | 0 | 0.97 | Ambient | 15000 |  |  | 55000 | 0.01 | 13 | 12 | 0.33 | 0.14 | 0.12 | 0.08 | 0.02 | 0 | 0.3 | 0.01 | 0 | 0 | 0 | 0 | 0.3 | 0.05 | 0.02 | 0.01 | 0.01 | 0 | True | False | Non Federally-Regulated | 11/02/2023 |  | 11/13/2023
Luminii Corp | Latona | 512-FL-A90-638F-35-07-00-** | Light Emitting Diode | Inseparable Luminaire | Direct Wired | 0-10 VDC Controls | 83.9 | 3500 | -0.0008 | 94 | 63 | 0 | 0.94 | Ambient | 15000 |  |  | 55000 | 0.03 | 12 | 13 | 0.37 | 0.02 | 0.01 | 0.01 | 0.01 | 0.01 | 0.99 | 0.03 | 0.01 | 0.01 | 0.01 | 0 | 0.99 | 0.32 | 0.23 | 0.15 | 0.05 | 0.02 | True | False | Non Federally-Regulated | 11/02/2023 |  | 11/13/2023
Luminii Corp | Latona | 512-FL-A90-638F-35-10-00-** | Light Emitting Diode | Inseparable Luminaire | Direct Wired | 0-10 VDC Controls | 81.8 | 3500 | -0.0009 | 94 | 63 | 0 | 0.95 | Ambient | 15000 |  |  | 55000 | 0.01 | 13 | 12 | 0.33 | 0.14 | 0.12 | 0.08 | 0.02 | 0 | 0.3 | 0.01 | 0 | 0 | 0 | 0 | 0.3 | 0.05 | 0.02 | 0.01 | 0.01 | 0 | True | False | Non Federally-Regulated | 11/02/2023 |  | 11/13/2023
Luminii Corp | Latona | 512-FL-A90-638F-35-15-00-** | Light Emitting Diode | Inseparable Luminaire | Direct Wired | 0-10 VDC Controls | 81.5 | 3500 | -0.0011 | 94 | 59 | 0 | 0.95 | Ambient | 15000 |  |  | 55000 | 0.01 | 13 | 12 | 0.33 | 0.14 | 0.12 | 0.08 | 0.02 | 0 | 0.3 | 0.01 | 0 | 0 | 0 | 0 | 0.3 | 0.05 | 0.02 | 0.01 | 0.01 | 0 | True | False | Non Federally-Regulated | 11/02/2023 |  | 11/13/2023
Luminii Corp | Latona | 512-FL-A90-638F-40-07-00-** | Light Emitting Diode | Inseparable Luminaire | Direct Wired | 0-10 VDC Controls | 96.7 | 3816 | -0.0006 | 96 | 66 | 0 | 0.94 | Ambient | 15000 |  |  | 55000 | 0.03 | 12 | 13 | 0.37 | 0.02 | 0.01 | 0.01 | 0.01 | 0.01 | 0.99 | 0.03 | 0.01 | 0.01 | 0.01 | 0 | 0.99 | 0.32 | 0.23 | 0.15 | 0.05 | 0.02 | True | False | Non Federally-Regulated | 11/02/2023 |  | 11/13/2023
Luminii Corp | Latona | 512-FL-A90-638F-40-10-00-** | Light Emitting Diode | Inseparable Luminaire | Direct Wired | 0-10 VDC Controls | 94.3 | 3816 | -0.0007 | 96 | 66 | 0 | 0.94 | Ambient | 15000 |  |  | 55000 | 0.01 | 13 | 12 | 0.33 | 0.14 | 0.12 | 0.08 | 0.02 | 0 | 0.3 | 0.01 | 0 | 0 | 0 | 0 | 0.3 | 0.05 | 0.02 | 0.01 | 0.01 | 0 | True | False | Non Federally-Regulated | 11/02/2023 |  | 11/13/2023
Luminii Corp | Latona | 512-FL-A90-638F-40-15-00-** | Light Emitting Diode | Inseparable Luminaire | Direct Wired | 0-10 VDC Controls | 93.8 | 3816 | -0.0007 | 96 | 66 | 0 | 0.94 | Ambient | 15000 |  |  | 55000 | 0.01 | 13 | 12 | 0.33 | 0.14 | 0.12 | 0.08 | 0.02 | 0 | 0.3 | 0.01 | 0 | 0 | 0 | 0 | 0.3 | 0.05 | 0.02 | 0.01 | 0.01 | 0 | True | False | Non Federally-Regulated | 11/02/2023 |  | 11/13/2023
Luminii Corp | Latona | 512-FL-A90-640-27-07-00-** | Light Emitting Diode | Inseparable Luminaire | Direct Wired | 0-10 VDC Controls | 64 | 2645 | -0.0012 | 92 | 55 | 0 | 0.93 | Ambient | 15000 |  |  | 55000 | 0.03 | 12 | 13 | 0.37 | 0.02 | 0.01 | 0.01 | 0.01 | 0.01 | 0.99 | 0.03 | 0.01 | 0.01 | 0.01 | 0 | 0.99 | 0.32 | 0.23 | 0.15 | 0.05 | 0.02 | True | False | Non Federally-Regulated | 11/02/2023 |  | 11/13/2023
Luminii Corp | Latona | 512-FL-A90-640-27-10-00-** | Light Emitting Diode | Inseparable Luminaire | Direct Wired | 0-10 VDC Controls | 62.5 | 2653 | -0.0015 | 92 | 55 | 0 | 0.98 | Ambient | 15000 |  |  | 55000 | 0.01 | 13 | 12 | 0.33 | 0.14 | 0.12 | 0.08 | 0.02 | 0 | 0.3 | 0.01 | 0 | 0 | 0 | 0 | 0.3 | 0.05 | 0.02 | 0.01 | 0.01 | 0 | True | False | Non Federally-Regulated | 11/02/2023 |  | 11/13/2023
Luminii Corp | Latona | 512-FL-A90-640-27-15-00-** | Light Emitting Diode | Inseparable Luminaire | Direct Wired | 0-10 VDC Controls | 62.2 | 2635 | -0.0017 | 92 | 51 | 0 | 0.99 | Ambient | 15000 |  |  | 55000 | 0.01 | 13 | 12 | 0.33 | 0.14 | 0.12 | 0.08 | 0.02 | 0 | 0.3 | 0.01 | 0 | 0 | 0 | 0 | 0.3 | 0.05 | 0.02 | 0.01 | 0.01 | 0 | True | False | Non Federally-Regulated | 11/02/2023 |  | 11/13/2023
Luminii Corp | Latona | 512-FL-A90-640-30-07-00-** | Light Emitting Diode | Inseparable Luminaire | Direct Wired | 0-10 VDC Controls | 71.3 | 3000 | -0.011 | 93 | 58 | 0 | 0.93 | Ambient | 15000 |  |  | 55000 | 0.03 | 12 | 13 | 0.37 | 0.02 | 0.01 | 0.01 | 0.01 | 0.01 | 0.99 | 0.03 | 0.01 | 0.01 | 0.01 | 0 | 0.99 | 0.32 | 0.23 | 0.15 | 0.05 | 0.02 | True | False | Non Federally-Regulated | 11/02/2023 |  | 11/13/2023
Luminii Corp | Latona | 512-FL-A90-640-30-10-00-** | Light Emitting Diode | Inseparable Luminaire | Direct Wired | 0-10 VDC Controls | 69.6 | 3000 | -0.0013 | 93 | 58 | 0 | 0.97 | Ambient | 15000 |  |  | 55000 | 0.01 | 13 | 12 | 0.33 | 0.14 | 0.12 | 0.08 | 0.02 | 0 | 0.3 | 0.01 | 0 | 0 | 0 | 0 | 0.3 | 0.05 | 0.02 | 0.01 | 0.01 | 0 | True | False | Non Federally-Regulated | 11/02/2023 |  | 11/13/2023
Luminii Corp | Latona | 512-FL-A90-640-30-15-00-** | Light Emitting Diode | Inseparable Luminaire | Direct Wired | 0-10 VDC Controls | 69.3 | 3000 | -0.0015 | 93 | 54 | 0 | 0.97 | Ambient | 15000 |  |  | 55000 | 0.01 | 13 | 12 | 0.33 | 0.14 | 0.12 | 0.08 | 0.02 | 0 | 0.3 | 0.01 | 0 | 0 | 0 | 0 | 0.3 | 0.05 | 0.02 | 0.01 | 0.01 | 0 | True | False | Non Federally-Regulated | 11/02/2023 |  | 11/13/2023
Luminii Corp | Latona | 512-FL-A90-640-35-07-00-** | Light Emitting Diode | Inseparable Luminaire | Direct Wired | 0-10 VDC Controls | 83.9 | 3500 | -0.0008 | 94 | 63 | 0 | 0.94 | Ambient | 15000 |  |  | 55000 | 0.03 | 12 | 13 | 0.37 | 0.02 | 0.01 | 0.01 | 0.01 | 0.01 | 0.99 | 0.03 | 0.01 | 0.01 | 0.01 | 0 | 0.99 | 0.32 | 0.23 | 0.15 | 0.05 | 0.02 | True | False | Non Federally-Regulated | 11/02/2023 |  | 11/13/2023
Luminii Corp | Latona | 512-FL-A90-640-35-10-00-** | Light Emitting Diode | Inseparable Luminaire | Direct Wired | 0-10 VDC Controls | 81.8 | 3500 | -0.0009 | 94 | 63 | 0 | 0.95 | Ambient | 15000 |  |  | 55000 | 0.01 | 13 | 12 | 0.33 | 0.14 | 0.12 | 0.08 | 0.02 | 0 | 0.3 | 0.01 | 0 | 0 | 0 | 0 | 0.3 | 0.05 | 0.02 | 0.01 | 0.01 | 0 | True | False | Non Federally-Regulated | 11/02/2023 |  | 11/13/2023
Luminii Corp | Latona | 512-FL-A90-640-35-15-00-** | Light Emitting Diode | Inseparable Luminaire | Direct Wired | 0-10 VDC Controls | 81.5 | 3500 | -0.0011 | 94 | 59 | 0 | 0.95 | Ambient | 15000 |  |  | 55000 | 0.01 | 13 | 12 | 0.33 | 0.14 | 0.12 | 0.08 | 0.02 | 0 | 0.3 | 0.01 | 0 | 0 | 0 | 0 | 0.3 | 0.05 | 0.02 | 0.01 | 0.01 | 0 | True | False | Non Federally-Regulated | 11/02/2023 |  | 11/13/2023
Luminii Corp | Latona | 512-FL-A90-640-40-07-00-** | Light Emitting Diode | Inseparable Luminaire | Direct Wired | 0-10 VDC Controls | 96.7 | 3816 | -0.0006 | 96 | 66 | 0 | 0.94 | Ambient | 15000 |  |  | 55000 | 0.03 | 12 | 13 | 0.37 | 0.02 | 0.01 | 0.01 | 0.01 | 0.01 | 0.99 | 0.03 | 0.01 | 0.01 | 0.01 | 0 | 0.99 | 0.32 | 0.23 | 0.15 | 0.05 | 0.02 | True | False | Non Federally-Regulated | 11/02/2023 |  | 11/13/2023
Luminii Corp | Latona | 512-FL-A90-640-40-10-00-** | Light Emitting Diode | Inseparable Luminaire | Direct Wired | 0-10 VDC Controls | 94.3 | 3816 | -0.0007 | 96 | 66 | 0 | 0.94 | Ambient | 15000 |  |  | 55000 | 0.01 | 13 | 12 | 0.33 | 0.14 | 0.12 | 0.08 | 0.02 | 0 | 0.3 | 0.01 | 0 | 0 | 0 | 0 | 0.3 | 0.05 | 0.02 | 0.01 | 0.01 | 0 | True | False | Non Federally-Regulated | 11/02/2023 |  | 11/13/2023
Luminii Corp | Latona | 512-FL-A90-640-40-15-00-** | Light Emitting Diode | Inseparable Luminaire | Direct Wired | 0-10 VDC Controls | 93.8 | 3816 | -0.0007 | 96 | 66 | 0 | 0.94 | Ambient | 15000 |  |  | 55000 | 0.01 | 13 | 12 | 0.33 | 0.14 | 0.12 | 0.08 | 0.02 | 0 | 0.3 | 0.01 | 0 | 0 | 0 | 0 | 0.3 | 0.05 | 0.02 | 0.01 | 0.01 | 0 | True | False | Non Federally-Regulated | 11/02/2023 |  | 11/13/2023
Luminii Corp | Latona | 512-FL-A90-660-27-07-00-** | Light Emitting Diode | Inseparable Luminaire | Direct Wired | 0-10 VDC Controls | 64 | 2645 | -0.0012 | 92 | 55 | 0 | 0.93 | Ambient | 15000 |  |  | 55000 | 0.03 | 12 | 13 | 0.37 | 0.02 | 0.01 | 0.01 | 0.01 | 0.01 | 0.99 | 0.03 | 0.01 | 0.01 | 0.01 | 0 | 0.99 | 0.32 | 0.23 | 0.15 | 0.05 | 0.02 | True | False | Non Federally-Regulated | 11/02/2023 |  | 11/13/2023
Luminii Corp | Latona | 512-FL-A90-660-27-10-00-** | Light Emitting Diode | Inseparable Luminaire | Direct Wired | 0-10 VDC Controls | 62.5 | 2653 | -0.0015 | 92 | 55 | 0 | 0.98 | Ambient | 15000 |  |  | 55000 | 0.01 | 13 | 12 | 0.33 | 0.14 | 0.12 | 0.08 | 0.02 | 0 | 0.3 | 0.01 | 0 | 0 | 0 | 0 | 0.3 | 0.05 | 0.02 | 0.01 | 0.01 | 0 | True | False | Non Federally-Regulated | 11/02/2023 |  | 11/13/2023
Luminii Corp | Latona | 512-FL-A90-660-27-15-00-** | Light Emitting Diode | Inseparable Luminaire | Direct Wired | 0-10 VDC Controls | 62.2 | 2635 | -0.0017 | 92 | 51 | 0 | 0.99 | Ambient | 15000 |  |  | 55000 | 0.01 | 13 | 12 | 0.33 | 0.14 | 0.12 | 0.08 | 0.02 | 0 | 0.3 | 0.01 | 0 | 0 | 0 | 0 | 0.3 | 0.05 | 0.02 | 0.01 | 0.01 | 0 | True | False | Non Federally-Regulated | 11/02/2023 |  | 11/13/2023
Luminii Corp | Latona | 512-FL-A90-660-30-07-00-** | Light Emitting Diode | Inseparable Luminaire | Direct Wired | 0-10 VDC Controls | 71.3 | 3000 | -0.011 | 93 | 58 | 0 | 0.93 | Ambient | 15000 |  |  | 55000 | 0.03 | 12 | 13 | 0.37 | 0.02 | 0.01 | 0.01 | 0.01 | 0.01 | 0.99 | 0.03 | 0.01 | 0.01 | 0.01 | 0 | 0.99 | 0.32 | 0.23 | 0.15 | 0.05 | 0.02 | True | False | Non Federally-Regulated | 11/02/2023 |  | 11/13/2023
Luminii Corp | Latona | 512-FL-A90-660-30-10-00-** | Light Emitting Diode | Inseparable Luminaire | Direct Wired | 0-10 VDC Controls | 69.6 | 3000 | -0.0013 | 93 | 58 | 0 | 0.97 | Ambient | 15000 |  |  | 55000 | 0.01 | 13 | 12 | 0.33 | 0.14 | 0.12 | 0.08 | 0.02 | 0 | 0.3 | 0.01 | 0 | 0 | 0 | 0 | 0.3 | 0.05 | 0.02 | 0.01 | 0.01 | 0 | True | False | Non Federally-Regulated | 11/02/2023 |  | 11/13/2023
Luminii Corp | Latona | 512-FL-A90-660-30-15-00-** | Light Emitting Diode | Inseparable Luminaire | Direct Wired | 0-10 VDC Controls | 69.3 | 3000 | -0.0015 | 93 | 54 | 0 | 0.97 | Ambient | 15000 |  |  | 55000 | 0.01 | 13 | 12 | 0.33 | 0.14 | 0.12 | 0.08 | 0.02 | 0 | 0.3 | 0.01 | 0 | 0 | 0 | 0 | 0.3 | 0.05 | 0.02 | 0.01 | 0.01 | 0 | True | False | Non Federally-Regulated | 11/02/2023 |  | 11/13/2023
Luminii Corp | Latona | 512-FL-A90-660-35-07-00-** | Light Emitting Diode | Inseparable Luminaire | Direct Wired | 0-10 VDC Controls | 83.9 | 3500 | -0.0008 | 94 | 63 | 0 | 0.94 | Ambient | 15000 |  |  | 55000 | 0.03 | 12 | 13 | 0.37 | 0.02 | 0.01 | 0.01 | 0.01 | 0.01 | 0.99 | 0.03 | 0.01 | 0.01 | 0.01 | 0 | 0.99 | 0.32 | 0.23 | 0.15 | 0.05 | 0.02 | True | False | Non Federally-Regulated | 11/02/2023 |  | 11/13/2023
Luminii Corp | Latona | 512-FL-A90-660-35-10-00-** | Light Emitting Diode | Inseparable Luminaire | Direct Wired | 0-10 VDC Controls | 81.8 | 3500 | -0.0009 | 94 | 63 | 0 | 0.95 | Ambient | 15000 |  |  | 55000 | 0.01 | 13 | 12 | 0.33 | 0.14 | 0.12 | 0.08 | 0.02 | 0 | 0.3 | 0.01 | 0 | 0 | 0 | 0 | 0.3 | 0.05 | 0.02 | 0.01 | 0.01 | 0 | True | False | Non Federally-Regulated | 11/02/2023 |  | 11/13/2023
Luminii Corp | Latona | 512-FL-A90-660-35-15-00-** | Light Emitting Diode | Inseparable Luminaire | Direct Wired | 0-10 VDC Controls | 81.5 | 3500 | -0.0011 | 94 | 59 | 0 | 0.95 | Ambient | 15000 |  |  | 55000 | 0.01 | 13 | 12 | 0.33 | 0.14 | 0.12 | 0.08 | 0.02 | 0 | 0.3 | 0.01 | 0 | 0 | 0 | 0 | 0.3 | 0.05 | 0.02 | 0.01 | 0.01 | 0 | True | False | Non Federally-Regulated | 11/02/2023 |  | 11/13/2023
Luminii Corp | Latona | 512-FL-A90-660-40-07-00-** | Light Emitting Diode | Inseparable Luminaire | Direct Wired | 0-10 VDC Controls | 96.7 | 3816 | -0.0006 | 96 | 66 | 0 | 0.94 | Ambient | 15000 |  |  | 55000 | 0.03 | 12 | 13 | 0.37 | 0.02 | 0.01 | 0.01 | 0.01 | 0.01 | 0.99 | 0.03 | 0.01 | 0.01 | 0.01 | 0 | 0.99 | 0.32 | 0.23 | 0.15 | 0.05 | 0.02 | True | False | Non Federally-Regulated | 11/02/2023 |  | 11/13/2023
Luminii Corp | Latona | 512-FL-A90-660-40-10-00-** | Light Emitting Diode | Inseparable Luminaire | Direct Wired | 0-10 VDC Controls | 94.3 | 3816 | -0.0007 | 96 | 66 | 0 | 0.94 | Ambient | 15000 |  |  | 55000 | 0.01 | 13 | 12 | 0.33 | 0.14 | 0.12 | 0.08 | 0.02 | 0 | 0.3 | 0.01 | 0 | 0 | 0 | 0 | 0.3 | 0.05 | 0.02 | 0.01 | 0.01 | 0 | True | False | Non Federally-Regulated | 11/02/2023 |  | 11/13/2023
Luminii Corp | Latona | 512-FL-A90-660-40-15-00-** | Light Emitting Diode | Inseparable Luminaire | Direct Wired | 0-10 VDC Controls | 93.8 | 3816 | -0.0007 | 96 | 66 | 0 | 0.94 | Ambient | 15000 |  |  | 55000 | 0.01 | 13 | 12 | 0.33 | 0.14 | 0.12 | 0.08 | 0.02 | 0 | 0.3 | 0.01 | 0 | 0 | 0 | 0 | 0.3 | 0.05 | 0.02 | 0.01 | 0.01 | 0 | True | False | Non Federally-Regulated | 11/02/2023 |  | 11/13/2023
Luminii Corp | Latona | 512-99-A90-615-27-07-00-** | Light Emitting Diode | Inseparable Luminaire | Direct Wired | 0-10 VDC Controls | 64 | 2645 | -0.0012 | 92 | 55 | 0 | 0.93 | Ambient | 15000 |  |  | 55000 | 0.03 | 12 | 13 | 0.37 | 0.02 | 0.01 | 0.01 | 0.01 | 0.01 | 0.99 | 0.03 | 0.01 | 0.01 | 0.01 | 0 | 0.99 | 0.32 | 0.23 | 0.15 | 0.05 | 0.02 | True | False | Non Federally-Regulated | 11/02/2023 |  | 11/13/2023
Luminii Corp | Latona | 512-99-A90-615-27-10-00-** | Light Emitting Diode | Inseparable Luminaire | Direct Wired | 0-10 VDC Controls | 62.5 | 2653 | -0.0015 | 92 | 55 | 0 | 0.98 | Ambient | 15000 |  |  | 55000 | 0.01 | 13 | 12 | 0.33 | 0.14 | 0.12 | 0.08 | 0.02 | 0 | 0.3 | 0.01 | 0 | 0 | 0 | 0 | 0.3 | 0.05 | 0.02 | 0.01 | 0.01 | 0 | True | False | Non Federally-Regulated | 11/02/2023 |  | 11/13/2023
Luminii Corp | Latona | 512-99-A90-615-27-15-00-** | Light Emitting Diode | Inseparable Luminaire | Direct Wired | 0-10 VDC Controls | 62.2 | 2635 | -0.0017 | 92 | 51 | 0 | 0.99 | Ambient | 15000 |  |  | 55000 | 0.01 | 13 | 12 | 0.33 | 0.14 | 0.12 | 0.08 | 0.02 | 0 | 0.3 | 0.01 | 0 | 0 | 0 | 0 | 0.3 | 0.05 | 0.02 | 0.01 | 0.01 | 0 | True | False | Non Federally-Regulated | 11/02/2023 |  | 11/13/2023
Luminii Corp | Latona | 512-99-A90-615-30-07-00-** | Light Emitting Diode | Inseparable Luminaire | Direct Wired | 0-10 VDC Controls | 71.3 | 3000 | -0.011 | 93 | 58 | 0 | 0.93 | Ambient | 15000 |  |  | 55000 | 0.03 | 12 | 13 | 0.37 | 0.02 | 0.01 | 0.01 | 0.01 | 0.01 | 0.99 | 0.03 | 0.01 | 0.01 | 0.01 | 0 | 0.99 | 0.32 | 0.23 | 0.15 | 0.05 | 0.02 | True | False | Non Federally-Regulated | 11/02/2023 |  | 11/13/2023
Luminii Corp | Latona | 512-99-A90-615-30-10-00-** | Light Emitting Diode | Inseparable Luminaire | Direct Wired | 0-10 VDC Controls | 69.6 | 3000 | -0.0013 | 93 | 58 | 0 | 0.97 | Ambient | 15000 |  |  | 55000 | 0.01 | 13 | 12 | 0.33 | 0.14 | 0.12 | 0.08 | 0.02 | 0 | 0.3 | 0.01 | 0 | 0 | 0 | 0 | 0.3 | 0.05 | 0.02 | 0.01 | 0.01 | 0 | True | False | Non Federally-Regulated | 11/02/2023 |  | 11/13/2023
Luminii Corp | Latona | 512-99-A90-615-30-15-00-** | Light Emitting Diode | Inseparable Luminaire | Direct Wired | 0-10 VDC Controls | 69.3 | 3000 | -0.0015 | 93 | 54 | 0 | 0.97 | Ambient | 15000 |  |  | 55000 | 0.01 | 13 | 12 | 0.33 | 0.14 | 0.12 | 0.08 | 0.02 | 0 | 0.3 | 0.01 | 0 | 0 | 0 | 0 | 0.3 | 0.05 | 0.02 | 0.01 | 0.01 | 0 | True | False | Non Federally-Regulated | 11/02/2023 |  | 11/13/2023
Luminii Corp | Latona | 512-99-A90-615-35-07-00-** | Light Emitting Diode | Inseparable Luminaire | Direct Wired | 0-10 VDC Controls | 83.9 | 3500 | -0.0008 | 94 | 63 | 0 | 0.94 | Ambient | 15000 |  |  | 55000 | 0.03 | 12 | 13 | 0.37 | 0.02 | 0.01 | 0.01 | 0.01 | 0.01 | 0.99 | 0.03 | 0.01 | 0.01 | 0.01 | 0 | 0.99 | 0.32 | 0.23 | 0.15 | 0.05 | 0.02 | True | False | Non Federally-Regulated | 11/02/2023 |  | 11/13/2023
Luminii Corp | Latona | 512-99-A90-615-35-10-00-** | Light Emitting Diode | Inseparable Luminaire | Direct Wired | 0-10 VDC Controls | 81.8 | 3500 | -0.0009 | 94 | 63 | 0 | 0.95 | Ambient | 15000 |  |  | 55000 | 0.01 | 13 | 12 | 0.33 | 0.14 | 0.12 | 0.08 | 0.02 | 0 | 0.3 | 0.01 | 0 | 0 | 0 | 0 | 0.3 | 0.05 | 0.02 | 0.01 | 0.01 | 0 | True | False | Non Federally-Regulated | 11/02/2023 |  | 11/13/2023
Luminii Corp | Latona | 512-99-A90-615-35-15-00-** | Light Emitting Diode | Inseparable Luminaire | Direct Wired | 0-10 VDC Controls | 81.5 | 3500 | -0.0011 | 94 | 59 | 0 | 0.95 | Ambient | 15000 |  |  | 55000 | 0.01 | 13 | 12 | 0.33 | 0.14 | 0.12 | 0.08 | 0.02 | 0 | 0.3 | 0.01 | 0 | 0 | 0 | 0 | 0.3 | 0.05 | 0.02 | 0.01 | 0.01 | 0 | True | False | Non Federally-Regulated | 11/02/2023 |  | 11/13/2023
Luminii Corp | Latona | 512-99-A90-615-40-07-00-** | Light Emitting Diode | Inseparable Luminaire | Direct Wired | 0-10 VDC Controls | 96.7 | 3816 | -0.0006 | 96 | 66 | 0 | 0.94 | Ambient | 15000 |  |  | 55000 | 0.03 | 12 | 13 | 0.37 | 0.02 | 0.01 | 0.01 | 0.01 | 0.01 | 0.99 | 0.03 | 0.01 | 0.01 | 0.01 | 0 | 0.99 | 0.32 | 0.23 | 0.15 | 0.05 | 0.02 | True | False | Non Federally-Regulated | 11/02/2023 |  | 11/13/2023
Luminii Corp | Latona | 512-99-A90-615-40-10-00-** | Light Emitting Diode | Inseparable Luminaire | Direct Wired | 0-10 VDC Controls | 94.3 | 3816 | -0.0007 | 96 | 66 | 0 | 0.94 | Ambient | 15000 |  |  | 55000 | 0.01 | 13 | 12 | 0.33 | 0.14 | 0.12 | 0.08 | 0.02 | 0 | 0.3 | 0.01 | 0 | 0 | 0 | 0 | 0.3 | 0.05 | 0.02 | 0.01 | 0.01 | 0 | True | False | Non Federally-Regulated | 11/02/2023 |  | 11/13/2023
Luminii Corp | Latona | 512-99-A90-615-40-15-00-** | Light Emitting Diode | Inseparable Luminaire | Direct Wired | 0-10 VDC Controls | 93.8 | 3816 | -0.0007 | 96 | 66 | 0 | 0.94 | Ambient | 15000 |  |  | 55000 | 0.01 | 13 | 12 | 0.33 | 0.14 | 0.12 | 0.08 | 0.02 | 0 | 0.3 | 0.01 | 0 | 0 | 0 | 0 | 0.3 | 0.05 | 0.02 | 0.01 | 0.01 | 0 | True | False | Non Federally-Regulated | 11/02/2023 |  | 11/13/2023
Luminii Corp | Latona | 512-99-A90-638F-27-07-00-** | Light Emitting Diode | Inseparable Luminaire | Direct Wired | 0-10 VDC Controls | 64 | 2645 | -0.0012 | 92 | 55 | 0 | 0.93 | Ambient | 15000 |  |  | 55000 | 0.03 | 12 | 13 | 0.37 | 0.02 | 0.01 | 0.01 | 0.01 | 0.01 | 0.99 | 0.03 | 0.01 | 0.01 | 0.01 | 0 | 0.99 | 0.32 | 0.23 | 0.15 | 0.05 | 0.02 | True | False | Non Federally-Regulated | 11/02/2023 |  | 11/13/2023
Luminii Corp | Latona | 512-99-A90-638F-27-10-00-** | Light Emitting Diode | Inseparable Luminaire | Direct Wired | 0-10 VDC Controls | 62.5 | 2653 | -0.0015 | 92 | 55 | 0 | 0.98 | Ambient | 15000 |  |  | 55000 | 0.01 | 13 | 12 | 0.33 | 0.14 | 0.12 | 0.08 | 0.02 | 0 | 0.3 | 0.01 | 0 | 0 | 0 | 0 | 0.3 | 0.05 | 0.02 | 0.01 | 0.01 | 0 | True | False | Non Federally-Regulated | 11/02/2023 |  | 11/13/2023
Luminii Corp | Latona | 512-99-A90-638F-27-15-00-** | Light Emitting Diode | Inseparable Luminaire | Direct Wired | 0-10 VDC Controls | 62.2 | 2635 | -0.0017 | 92 | 51 | 0 | 0.99 | Ambient | 15000 |  |  | 55000 | 0.01 | 13 | 12 | 0.33 | 0.14 | 0.12 | 0.08 | 0.02 | 0 | 0.3 | 0.01 | 0 | 0 | 0 | 0 | 0.3 | 0.05 | 0.02 | 0.01 | 0.01 | 0 | True | False | Non Federally-Regulated | 11/02/2023 |  | 11/13/2023
Luminii Corp | Latona | 512-99-A90-638F-30-07-00-** | Light Emitting Diode | Inseparable Luminaire | Direct Wired | 0-10 VDC Controls | 71.3 | 3000 | -0.011 | 93 | 58 | 0 | 0.93 | Ambient | 15000 |  |  | 55000 | 0.03 | 12 | 13 | 0.37 | 0.02 | 0.01 | 0.01 | 0.01 | 0.01 | 0.99 | 0.03 | 0.01 | 0.01 | 0.01 | 0 | 0.99 | 0.32 | 0.23 | 0.15 | 0.05 | 0.02 | True | False | Non Federally-Regulated | 11/02/2023 |  | 11/13/2023
Luminii Corp | Latona | 512-99-A90-638F-30-10-00-** | Light Emitting Diode | Inseparable Luminaire | Direct Wired | 0-10 VDC Controls | 69.6 | 3000 | -0.0013 | 93 | 58 | 0 | 0.97 | Ambient | 15000 |  |  | 55000 | 0.01 | 13 | 12 | 0.33 | 0.14 | 0.12 | 0.08 | 0.02 | 0 | 0.3 | 0.01 | 0 | 0 | 0 | 0 | 0.3 | 0.05 | 0.02 | 0.01 | 0.01 | 0 | True | False | Non Federally-Regulated | 11/02/2023 |  | 11/13/2023
Luminii Corp | Latona | 512-99-A90-638F-30-15-00-** | Light Emitting Diode | Inseparable Luminaire | Direct Wired | 0-10 VDC Controls | 69.3 | 3000 | -0.0015 | 93 | 54 | 0 | 0.97 | Ambient | 15000 |  |  | 55000 | 0.01 | 13 | 12 | 0.33 | 0.14 | 0.12 | 0.08 | 0.02 | 0 | 0.3 | 0.01 | 0 | 0 | 0 | 0 | 0.3 | 0.05 | 0.02 | 0.01 | 0.01 | 0 | True | False | Non Federally-Regulated | 11/02/2023 |  | 11/13/2023
Luminii Corp | Latona | 512-99-A90-638F-35-07-00-** | Light Emitting Diode | Inseparable Luminaire | Direct Wired | 0-10 VDC Controls | 83.9 | 3500 | -0.0008 | 94 | 63 | 0 | 0.94 | Ambient | 15000 |  |  | 55000 | 0.03 | 12 | 13 | 0.37 | 0.02 | 0.01 | 0.01 | 0.01 | 0.01 | 0.99 | 0.03 | 0.01 | 0.01 | 0.01 | 0 | 0.99 | 0.32 | 0.23 | 0.15 | 0.05 | 0.02 | True | False | Non Federally-Regulated | 11/02/2023 |  | 11/13/2023
Luminii Corp | Latona | 512-99-A90-638F-35-10-00-** | Light Emitting Diode | Inseparable Luminaire | Direct Wired | 0-10 VDC Controls | 81.8 | 3500 | -0.0009 | 94 | 63 | 0 | 0.95 | Ambient | 15000 |  |  | 55000 | 0.01 | 13 | 12 | 0.33 | 0.14 | 0.12 | 0.08 | 0.02 | 0 | 0.3 | 0.01 | 0 | 0 | 0 | 0 | 0.3 | 0.05 | 0.02 | 0.01 | 0.01 | 0 | True | False | Non Federally-Regulated | 11/02/2023 |  | 11/13/2023
Luminii Corp | Latona | 512-99-A90-638F-35-15-00-** | Light Emitting Diode | Inseparable Luminaire | Direct Wired | 0-10 VDC Controls | 81.5 | 3500 | -0.0011 | 94 | 59 | 0 | 0.95 | Ambient | 15000 |  |  | 55000 | 0.01 | 13 | 12 | 0.33 | 0.14 | 0.12 | 0.08 | 0.02 | 0 | 0.3 | 0.01 | 0 | 0 | 0 | 0 | 0.3 | 0.05 | 0.02 | 0.01 | 0.01 | 0 | True | False | Non Federally-Regulated | 11/02/2023 |  | 11/13/2023
Luminii Corp | Latona | 512-99-A90-638F-40-07-00-** | Light Emitting Diode | Inseparable Luminaire | Direct Wired | 0-10 VDC Controls | 96.7 | 3816 | -0.0006 | 96 | 66 | 0 | 0.94 | Ambient | 15000 |  |  | 55000 | 0.03 | 12 | 13 | 0.37 | 0.02 | 0.01 | 0.01 | 0.01 | 0.01 | 0.99 | 0.03 | 0.01 | 0.01 | 0.01 | 0 | 0.99 | 0.32 | 0.23 | 0.15 | 0.05 | 0.02 | True | False | Non Federally-Regulated | 11/02/2023 |  | 11/13/2023
Luminii Corp | Latona | 512-99-A90-638F-40-10-00-** | Light Emitting Diode | Inseparable Luminaire | Direct Wired | 0-10 VDC Controls | 94.3 | 3816 | -0.0007 | 96 | 66 | 0 | 0.94 | Ambient | 15000 |  |  | 55000 | 0.01 | 13 | 12 | 0.33 | 0.14 | 0.12 | 0.08 | 0.02 | 0 | 0.3 | 0.01 | 0 | 0 | 0 | 0 | 0.3 | 0.05 | 0.02 | 0.01 | 0.01 | 0 | True | False | Non Federally-Regulated | 11/02/2023 |  | 11/13/2023
Luminii Corp | Latona | 512-99-A90-638F-40-15-00-** | Light Emitting Diode | Inseparable Luminaire | Direct Wired | 0-10 VDC Controls | 93.8 | 3816 | -0.0007 | 96 | 66 | 0 | 0.94 | Ambient | 15000 |  |  | 55000 | 0.01 | 13 | 12 | 0.33 | 0.14 | 0.12 | 0.08 | 0.02 | 0 | 0.3 | 0.01 | 0 | 0 | 0 | 0 | 0.3 | 0.05 | 0.02 | 0.01 | 0.01 | 0 | True | False | Non Federally-Regulated | 11/02/2023 |  | 11/13/2023
Luminii Corp | Latona | 512-99-A90-640-27-07-00-** | Light Emitting Diode | Inseparable Luminaire | Direct Wired | 0-10 VDC Controls | 64 | 2645 | -0.0012 | 92 | 55 | 0 | 0.93 | Ambient | 15000 |  |  | 55000 | 0.03 | 12 | 13 | 0.37 | 0.02 | 0.01 | 0.01 | 0.01 | 0.01 | 0.99 | 0.03 | 0.01 | 0.01 | 0.01 | 0 | 0.99 | 0.32 | 0.23 | 0.15 | 0.05 | 0.02 | True | False | Non Federally-Regulated | 11/02/2023 |  | 11/13/2023
Luminii Corp | Latona | 512-99-A90-640-27-10-00-** | Light Emitting Diode | Inseparable Luminaire | Direct Wired | 0-10 VDC Controls | 62.5 | 2653 | -0.0015 | 92 | 55 | 0 | 0.98 | Ambient | 15000 |  |  | 55000 | 0.01 | 13 | 12 | 0.33 | 0.14 | 0.12 | 0.08 | 0.02 | 0 | 0.3 | 0.01 | 0 | 0 | 0 | 0 | 0.3 | 0.05 | 0.02 | 0.01 | 0.01 | 0 | True | False | Non Federally-Regulated | 11/02/2023 |  | 11/13/2023
Luminii Corp | Latona | 512-99-A90-640-27-15-00-** | Light Emitting Diode | Inseparable Luminaire | Direct Wired | 0-10 VDC Controls | 62.2 | 2635 | -0.0017 | 92 | 51 | 0 | 0.99 | Ambient | 15000 |  |  | 55000 | 0.01 | 13 | 12 | 0.33 | 0.14 | 0.12 | 0.08 | 0.02 | 0 | 0.3 | 0.01 | 0 | 0 | 0 | 0 | 0.3 | 0.05 | 0.02 | 0.01 | 0.01 | 0 | True | False | Non Federally-Regulated | 11/02/2023 |  | 11/13/2023
Luminii Corp | Latona | 512-99-A90-640-30-07-00-** | Light Emitting Diode | Inseparable Luminaire | Direct Wired | 0-10 VDC Controls | 71.3 | 3000 | -0.011 | 93 | 58 | 0 | 0.93 | Ambient | 15000 |  |  | 55000 | 0.03 | 12 | 13 | 0.37 | 0.02 | 0.01 | 0.01 | 0.01 | 0.01 | 0.99 | 0.03 | 0.01 | 0.01 | 0.01 | 0 | 0.99 | 0.32 | 0.23 | 0.15 | 0.05 | 0.02 | True | False | Non Federally-Regulated | 11/02/2023 |  | 11/13/2023
Luminii Corp | Latona | 512-99-A90-640-30-10-00-** | Light Emitting Diode | Inseparable Luminaire | Direct Wired | 0-10 VDC Controls | 69.6 | 3000 | -0.0013 | 93 | 58 | 0 | 0.97 | Ambient | 15000 |  |  | 55000 | 0.01 | 13 | 12 | 0.33 | 0.14 | 0.12 | 0.08 | 0.02 | 0 | 0.3 | 0.01 | 0 | 0 | 0 | 0 | 0.3 | 0.05 | 0.02 | 0.01 | 0.01 | 0 | True | False | Non Federally-Regulated | 11/02/2023 |  | 11/13/2023
Luminii Corp | Latona | 512-99-A90-640-30-15-00-** | Light Emitting Diode | Inseparable Luminaire | Direct Wired | 0-10 VDC Controls | 69.3 | 3000 | -0.0015 | 93 | 54 | 0 | 0.97 | Ambient | 15000 |  |  | 55000 | 0.01 | 13 | 12 | 0.33 | 0.14 | 0.12 | 0.08 | 0.02 | 0 | 0.3 | 0.01 | 0 | 0 | 0 | 0 | 0.3 | 0.05 | 0.02 | 0.01 | 0.01 | 0 | True | False | Non Federally-Regulated | 11/02/2023 |  | 11/13/2023
Luminii Corp | Latona | 512-99-A90-640-35-07-00-** | Light Emitting Diode | Inseparable Luminaire | Direct Wired | 0-10 VDC Controls | 83.9 | 3500 | -0.0008 | 94 | 63 | 0 | 0.94 | Ambient | 15000 |  |  | 55000 | 0.03 | 12 | 13 | 0.37 | 0.02 | 0.01 | 0.01 | 0.01 | 0.01 | 0.99 | 0.03 | 0.01 | 0.01 | 0.01 | 0 | 0.99 | 0.32 | 0.23 | 0.15 | 0.05 | 0.02 | True | False | Non Federally-Regulated | 11/02/2023 |  | 11/13/2023
Luminii Corp | Latona | 512-99-A90-640-35-10-00-** | Light Emitting Diode | Inseparable Luminaire | Direct Wired | 0-10 VDC Controls | 81.8 | 3500 | -0.0009 | 94 | 63 | 0 | 0.95 | Ambient | 15000 |  |  | 55000 | 0.01 | 13 | 12 | 0.33 | 0.14 | 0.12 | 0.08 | 0.02 | 0 | 0.3 | 0.01 | 0 | 0 | 0 | 0 | 0.3 | 0.05 | 0.02 | 0.01 | 0.01 | 0 | True | False | Non Federally-Regulated | 11/02/2023 |  | 11/13/2023
Luminii Corp | Latona | 512-99-A90-640-35-15-00-** | Light Emitting Diode | Inseparable Luminaire | Direct Wired | 0-10 VDC Controls | 81.5 | 3500 | -0.0011 | 94 | 59 | 0 | 0.95 | Ambient | 15000 |  |  | 55000 | 0.01 | 13 | 12 | 0.33 | 0.14 | 0.12 | 0.08 | 0.02 | 0 | 0.3 | 0.01 | 0 | 0 | 0 | 0 | 0.3 | 0.05 | 0.02 | 0.01 | 0.01 | 0 | True | False | Non Federally-Regulated | 11/02/2023 |  | 11/13/2023
Luminii Corp | Latona | 512-99-A90-640-40-07-00-** | Light Emitting Diode | Inseparable Luminaire | Direct Wired | 0-10 VDC Controls | 96.7 | 3816 | -0.0006 | 96 | 66 | 0 | 0.94 | Ambient | 15000 |  |  | 55000 | 0.03 | 12 | 13 | 0.37 | 0.02 | 0.01 | 0.01 | 0.01 | 0.01 | 0.99 | 0.03 | 0.01 | 0.01 | 0.01 | 0 | 0.99 | 0.32 | 0.23 | 0.15 | 0.05 | 0.02 | True | False | Non Federally-Regulated | 11/02/2023 |  | 11/13/2023
Luminii Corp | Latona | 512-99-A90-640-40-10-00-** | Light Emitting Diode | Inseparable Luminaire | Direct Wired | 0-10 VDC Controls | 94.3 | 3816 | -0.0007 | 96 | 66 | 0 | 0.94 | Ambient | 15000 |  |  | 55000 | 0.01 | 13 | 12 | 0.33 | 0.14 | 0.12 | 0.08 | 0.02 | 0 | 0.3 | 0.01 | 0 | 0 | 0 | 0 | 0.3 | 0.05 | 0.02 | 0.01 | 0.01 | 0 | True | False | Non Federally-Regulated | 11/02/2023 |  | 11/13/2023
Luminii Corp | Latona | 512-99-A90-640-40-15-00-** | Light Emitting Diode | Inseparable Luminaire | Direct Wired | 0-10 VDC Controls | 93.8 | 3816 | -0.0007 | 96 | 66 | 0 | 0.94 | Ambient | 15000 |  |  | 55000 | 0.01 | 13 | 12 | 0.33 | 0.14 | 0.12 | 0.08 | 0.02 | 0 | 0.3 | 0.01 | 0 | 0 | 0 | 0 | 0.3 | 0.05 | 0.02 | 0.01 | 0.01 | 0 | True | False | Non Federally-Regulated | 11/02/2023 |  | 11/13/2023
Luminii Corp | Latona | 512-99-A90-660-27-07-00-** | Light Emitting Diode | Inseparable Luminaire | Direct Wired | 0-10 VDC Controls | 64 | 2645 | -0.0012 | 92 | 55 | 0 | 0.93 | Ambient | 15000 |  |  | 55000 | 0.03 | 12 | 13 | 0.37 | 0.02 | 0.01 | 0.01 | 0.01 | 0.01 | 0.99 | 0.03 | 0.01 | 0.01 | 0.01 | 0 | 0.99 | 0.32 | 0.23 | 0.15 | 0.05 | 0.02 | True | False | Non Federally-Regulated | 11/02/2023 |  | 11/13/2023
Luminii Corp | Latona | 512-99-A90-660-27-10-00-** | Light Emitting Diode | Inseparable Luminaire | Direct Wired | 0-10 VDC Controls | 62.5 | 2653 | -0.0015 | 92 | 55 | 0 | 0.98 | Ambient | 15000 |  |  | 55000 | 0.01 | 13 | 12 | 0.33 | 0.14 | 0.12 | 0.08 | 0.02 | 0 | 0.3 | 0.01 | 0 | 0 | 0 | 0 | 0.3 | 0.05 | 0.02 | 0.01 | 0.01 | 0 | True | False | Non Federally-Regulated | 11/02/2023 |  | 11/13/2023
Luminii Corp | Latona | 512-99-A90-660-27-15-00-** | Light Emitting Diode | Inseparable Luminaire | Direct Wired | 0-10 VDC Controls | 62.2 | 2635 | -0.0017 | 92 | 51 | 0 | 0.99 | Ambient | 15000 |  |  | 55000 | 0.01 | 13 | 12 | 0.33 | 0.14 | 0.12 | 0.08 | 0.02 | 0 | 0.3 | 0.01 | 0 | 0 | 0 | 0 | 0.3 | 0.05 | 0.02 | 0.01 | 0.01 | 0 | True | False | Non Federally-Regulated | 11/02/2023 |  | 11/13/2023
Luminii Corp | Latona | 512-99-A90-660-30-07-00-** | Light Emitting Diode | Inseparable Luminaire | Direct Wired | 0-10 VDC Controls | 71.3 | 3000 | -0.011 | 93 | 58 | 0 | 0.93 | Ambient | 15000 |  |  | 55000 | 0.03 | 12 | 13 | 0.37 | 0.02 | 0.01 | 0.01 | 0.01 | 0.01 | 0.99 | 0.03 | 0.01 | 0.01 | 0.01 | 0 | 0.99 | 0.32 | 0.23 | 0.15 | 0.05 | 0.02 | True | False | Non Federally-Regulated | 11/02/2023 |  | 11/13/2023
Luminii Corp | Latona | 512-99-A90-660-30-10-00-** | Light Emitting Diode | Inseparable Luminaire | Direct Wired | 0-10 VDC Controls | 69.6 | 3000 | -0.0013 | 93 | 58 | 0 | 0.97 | Ambient | 15000 |  |  | 55000 | 0.01 | 13 | 12 | 0.33 | 0.14 | 0.12 | 0.08 | 0.02 | 0 | 0.3 | 0.01 | 0 | 0 | 0 | 0 | 0.3 | 0.05 | 0.02 | 0.01 | 0.01 | 0 | True | False | Non Federally-Regulated | 11/02/2023 |  | 11/13/2023
Luminii Corp | Latona | 512-99-A90-660-30-15-00-** | Light Emitting Diode | Inseparable Luminaire | Direct Wired | 0-10 VDC Controls | 69.3 | 3000 | -0.0015 | 93 | 54 | 0 | 0.97 | Ambient | 15000 |  |  | 55000 | 0.01 | 13 | 12 | 0.33 | 0.14 | 0.12 | 0.08 | 0.02 | 0 | 0.3 | 0.01 | 0 | 0 | 0 | 0 | 0.3 | 0.05 | 0.02 | 0.01 | 0.01 | 0 | True | False | Non Federally-Regulated | 11/02/2023 |  | 11/13/2023
Luminii Corp | Latona | 512-99-A90-660-35-07-00-** | Light Emitting Diode | Inseparable Luminaire | Direct Wired | 0-10 VDC Controls | 83.9 | 3500 | -0.0008 | 94 | 63 | 0 | 0.94 | Ambient | 15000 |  |  | 55000 | 0.03 | 12 | 13 | 0.37 | 0.02 | 0.01 | 0.01 | 0.01 | 0.01 | 0.99 | 0.03 | 0.01 | 0.01 | 0.01 | 0 | 0.99 | 0.32 | 0.23 | 0.15 | 0.05 | 0.02 | True | False | Non Federally-Regulated | 11/02/2023 |  | 11/13/2023
Luminii Corp | Latona | 512-99-A90-660-35-10-00-** | Light Emitting Diode | Inseparable Luminaire | Direct Wired | 0-10 VDC Controls | 81.8 | 3500 | -0.0009 | 94 | 63 | 0 | 0.95 | Ambient | 15000 |  |  | 55000 | 0.01 | 13 | 12 | 0.33 | 0.14 | 0.12 | 0.08 | 0.02 | 0 | 0.3 | 0.01 | 0 | 0 | 0 | 0 | 0.3 | 0.05 | 0.02 | 0.01 | 0.01 | 0 | True | False | Non Federally-Regulated | 11/02/2023 |  | 11/13/2023
Luminii Corp | Latona | 512-99-A90-660-35-15-00-** | Light Emitting Diode | Inseparable Luminaire | Direct Wired | 0-10 VDC Controls | 81.5 | 3500 | -0.0011 | 94 | 59 | 0 | 0.95 | Ambient | 15000 |  |  | 55000 | 0.01 | 13 | 12 | 0.33 | 0.14 | 0.12 | 0.08 | 0.02 | 0 | 0.3 | 0.01 | 0 | 0 | 0 | 0 | 0.3 | 0.05 | 0.02 | 0.01 | 0.01 | 0 | True | False | Non Federally-Regulated | 11/02/2023 |  | 11/13/2023
Luminii Corp | Latona | 512-99-A90-660-40-07-00-** | Light Emitting Diode | Inseparable Luminaire | Direct Wired | 0-10 VDC Controls | 96.7 | 3816 | -0.0006 | 96 | 66 | 0 | 0.94 | Ambient | 15000 |  |  | 55000 | 0.03 | 12 | 13 | 0.37 | 0.02 | 0.01 | 0.01 | 0.01 | 0.01 | 0.99 | 0.03 | 0.01 | 0.01 | 0.01 | 0 | 0.99 | 0.32 | 0.23 | 0.15 | 0.05 | 0.02 | True | False | Non Federally-Regulated | 11/02/2023 |  | 11/13/2023
Luminii Corp | Latona | 512-99-A90-660-40-10-00-** | Light Emitting Diode | Inseparable Luminaire | Direct Wired | 0-10 VDC Controls | 94.3 | 3816 | -0.0007 | 96 | 66 | 0 | 0.94 | Ambient | 15000 |  |  | 55000 | 0.01 | 13 | 12 | 0.33 | 0.14 | 0.12 | 0.08 | 0.02 | 0 | 0.3 | 0.01 | 0 | 0 | 0 | 0 | 0.3 | 0.05 | 0.02 | 0.01 | 0.01 | 0 | True | False | Non Federally-Regulated | 11/02/2023 |  | 11/13/2023
Luminii Corp | Latona | 512-99-A90-660-40-15-00-** | Light Emitting Diode | Inseparable Luminaire | Direct Wired | 0-10 VDC Controls | 93.8 | 3816 | -0.0007 | 96 | 66 | 0 | 0.94 | Ambient | 15000 |  |  | 55000 | 0.01 | 13 | 12 | 0.33 | 0.14 | 0.12 | 0.08 | 0.02 | 0 | 0.3 | 0.01 | 0 | 0 | 0 | 0 | 0.3 | 0.05 | 0.02 | 0.01 | 0.01 | 0 | True | False | Non Federally-Regulated | 11/02/2023 |  | 11/13/2023
Luminii Corp | Latona | 512-FL-A90-615-27-07-DL-** | Light Emitting Diode | Inseparable Luminaire | Direct Wired | 0-10 VDC Controls | 64 | 2645 | -0.0012 | 92 | 55 | 0 | 0.93 | Ambient | 15000 |  |  | 55000 | 0.03 | 12 | 13 | 0.37 | 0.02 | 0.01 | 0.01 | 0.01 | 0.01 | 0.99 | 0.03 | 0.01 | 0.01 | 0.01 | 0 | 0.99 | 0.32 | 0.23 | 0.15 | 0.05 | 0.02 | True | False | Non Federally-Regulated | 11/02/2023 |  | 11/13/2023
Luminii Corp | Latona | 512-FL-A90-615-27-10-DL-** | Light Emitting Diode | Inseparable Luminaire | Direct Wired | 0-10 VDC Controls | 62.5 | 2653 | -0.0015 | 92 | 55 | 0 | 0.98 | Ambient | 15000 |  |  | 55000 | 0.01 | 13 | 12 | 0.33 | 0.14 | 0.12 | 0.08 | 0.02 | 0 | 0.3 | 0.01 | 0 | 0 | 0 | 0 | 0.3 | 0.05 | 0.02 | 0.01 | 0.01 | 0 | True | False | Non Federally-Regulated | 11/02/2023 |  | 11/13/2023
Luminii Corp | Latona | 512-FL-A90-615-27-15-DL-** | Light Emitting Diode | Inseparable Luminaire | Direct Wired | 0-10 VDC Controls | 62.2 | 2635 | -0.0017 | 92 | 51 | 0 | 0.99 | Ambient | 15000 |  |  | 55000 | 0.01 | 13 | 12 | 0.33 | 0.14 | 0.12 | 0.08 | 0.02 | 0 | 0.3 | 0.01 | 0 | 0 | 0 | 0 | 0.3 | 0.05 | 0.02 | 0.01 | 0.01 | 0 | True | False | Non Federally-Regulated | 11/02/2023 |  | 11/13/2023
Luminii Corp | Latona | 512-FL-A90-615-30-07-DL-** | Light Emitting Diode | Inseparable Luminaire | Direct Wired | 0-10 VDC Controls | 71.3 | 3000 | -0.011 | 93 | 58 | 0 | 0.93 | Ambient | 15000 |  |  | 55000 | 0.03 | 12 | 13 | 0.37 | 0.02 | 0.01 | 0.01 | 0.01 | 0.01 | 0.99 | 0.03 | 0.01 | 0.01 | 0.01 | 0 | 0.99 | 0.32 | 0.23 | 0.15 | 0.05 | 0.02 | True | False | Non Federally-Regulated | 11/02/2023 |  | 11/13/2023
Luminii Corp | Latona | 512-FL-A90-615-30-10-DL-** | Light Emitting Diode | Inseparable Luminaire | Direct Wired | 0-10 VDC Controls | 69.6 | 3000 | -0.0013 | 93 | 58 | 0 | 0.97 | Ambient | 15000 |  |  | 55000 | 0.01 | 13 | 12 | 0.33 | 0.14 | 0.12 | 0.08 | 0.02 | 0 | 0.3 | 0.01 | 0 | 0 | 0 | 0 | 0.3 | 0.05 | 0.02 | 0.01 | 0.01 | 0 | True | False | Non Federally-Regulated | 11/02/2023 |  | 11/13/2023
Luminii Corp | Latona | 512-FL-A90-615-30-15-DL-** | Light Emitting Diode | Inseparable Luminaire | Direct Wired | 0-10 VDC Controls | 69.3 | 3000 | -0.0015 | 93 | 54 | 0 | 0.97 | Ambient | 15000 |  |  | 55000 | 0.01 | 13 | 12 | 0.33 | 0.14 | 0.12 | 0.08 | 0.02 | 0 | 0.3 | 0.01 | 0 | 0 | 0 | 0 | 0.3 | 0.05 | 0.02 | 0.01 | 0.01 | 0 | True | False | Non Federally-Regulated | 11/02/2023 |  | 11/13/2023
Luminii Corp | Latona | 512-FL-A90-615-35-07-DL-** | Light Emitting Diode | Inseparable Luminaire | Direct Wired | 0-10 VDC Controls | 83.9 | 3500 | -0.0008 | 94 | 63 | 0 | 0.94 | Ambient | 15000 |  |  | 55000 | 0.03 | 12 | 13 | 0.37 | 0.02 | 0.01 | 0.01 | 0.01 | 0.01 | 0.99 | 0.03 | 0.01 | 0.01 | 0.01 | 0 | 0.99 | 0.32 | 0.23 | 0.15 | 0.05 | 0.02 | True | False | Non Federally-Regulated | 11/02/2023 |  | 11/13/2023
Luminii Corp | Latona | 512-FL-A90-615-35-10-DL-** | Light Emitting Diode | Inseparable Luminaire | Direct Wired | 0-10 VDC Controls | 81.8 | 3500 | -0.0009 | 94 | 63 | 0 | 0.95 | Ambient | 15000 |  |  | 55000 | 0.01 | 13 | 12 | 0.33 | 0.14 | 0.12 | 0.08 | 0.02 | 0 | 0.3 | 0.01 | 0 | 0 | 0 | 0 | 0.3 | 0.05 | 0.02 | 0.01 | 0.01 | 0 | True | False | Non Federally-Regulated | 11/02/2023 |  | 11/13/2023
Luminii Corp | Latona | 512-FL-A90-615-35-15-DL-** | Light Emitting Diode | Inseparable Luminaire | Direct Wired | 0-10 VDC Controls | 81.5 | 3500 | -0.0011 | 94 | 59 | 0 | 0.95 | Ambient | 15000 |  |  | 55000 | 0.01 | 13 | 12 | 0.33 | 0.14 | 0.12 | 0.08 | 0.02 | 0 | 0.3 | 0.01 | 0 | 0 | 0 | 0 | 0.3 | 0.05 | 0.02 | 0.01 | 0.01 | 0 | True | False | Non Federally-Regulated | 11/02/2023 |  | 11/13/2023
Luminii Corp | Latona | 512-FL-A90-615-40-07-DL-** | Light Emitting Diode | Inseparable Luminaire | Direct Wired | 0-10 VDC Controls | 96.7 | 3816 | -0.0006 | 96 | 66 | 0 | 0.94 | Ambient | 15000 |  |  | 55000 | 0.03 | 12 | 13 | 0.37 | 0.02 | 0.01 | 0.01 | 0.01 | 0.01 | 0.99 | 0.03 | 0.01 | 0.01 | 0.01 | 0 | 0.99 | 0.32 | 0.23 | 0.15 | 0.05 | 0.02 | True | False | Non Federally-Regulated | 11/02/2023 |  | 11/13/2023
Luminii Corp | Latona | 512-FL-A90-615-40-10-DL-** | Light Emitting Diode | Inseparable Luminaire | Direct Wired | 0-10 VDC Controls | 94.3 | 3816 | -0.0007 | 96 | 66 | 0 | 0.94 | Ambient | 15000 |  |  | 55000 | 0.01 | 13 | 12 | 0.33 | 0.14 | 0.12 | 0.08 | 0.02 | 0 | 0.3 | 0.01 | 0 | 0 | 0 | 0 | 0.3 | 0.05 | 0.02 | 0.01 | 0.01 | 0 | True | False | Non Federally-Regulated | 11/02/2023 |  | 11/13/2023
Luminii Corp | Latona | 512-FL-A90-615-40-15-DL-** | Light Emitting Diode | Inseparable Luminaire | Direct Wired | 0-10 VDC Controls | 93.8 | 3816 | -0.0007 | 96 | 66 | 0 | 0.94 | Ambient | 15000 |  |  | 55000 | 0.01 | 13 | 12 | 0.33 | 0.14 | 0.12 | 0.08 | 0.02 | 0 | 0.3 | 0.01 | 0 | 0 | 0 | 0 | 0.3 | 0.05 | 0.02 | 0.01 | 0.01 | 0 | True | False | Non Federally-Regulated | 11/02/2023 |  | 11/13/2023
Luminii Corp | Latona | 512-FL-A90-638F-27-07-DL-** | Light Emitting Diode | Inseparable Luminaire | Direct Wired | 0-10 VDC Controls | 64 | 2645 | -0.0012 | 92 | 55 | 0 | 0.93 | Ambient | 15000 |  |  | 55000 | 0.03 | 12 | 13 | 0.37 | 0.02 | 0.01 | 0.01 | 0.01 | 0.01 | 0.99 | 0.03 | 0.01 | 0.01 | 0.01 | 0 | 0.99 | 0.32 | 0.23 | 0.15 | 0.05 | 0.02 | True | False | Non Federally-Regulated | 11/02/2023 |  | 11/13/2023
Luminii Corp | Latona | 512-FL-A90-638F-27-10-DL-** | Light Emitting Diode | Inseparable Luminaire | Direct Wired | 0-10 VDC Controls | 62.5 | 2653 | -0.0015 | 92 | 55 | 0 | 0.98 | Ambient | 15000 |  |  | 55000 | 0.01 | 13 | 12 | 0.33 | 0.14 | 0.12 | 0.08 | 0.02 | 0 | 0.3 | 0.01 | 0 | 0 | 0 | 0 | 0.3 | 0.05 | 0.02 | 0.01 | 0.01 | 0 | True | False | Non Federally-Regulated | 11/02/2023 |  | 11/13/2023
Luminii Corp | Latona | 512-FL-A90-638F-27-15-DL-** | Light Emitting Diode | Inseparable Luminaire | Direct Wired | 0-10 VDC Controls | 62.2 | 2635 | -0.0017 | 92 | 51 | 0 | 0.99 | Ambient | 15000 |  |  | 55000 | 0.01 | 13 | 12 | 0.33 | 0.14 | 0.12 | 0.08 | 0.02 | 0 | 0.3 | 0.01 | 0 | 0 | 0 | 0 | 0.3 | 0.05 | 0.02 | 0.01 | 0.01 | 0 | True | False | Non Federally-Regulated | 11/02/2023 |  | 11/13/2023
Luminii Corp | Latona | 512-FL-A90-638F-30-07-DL-** | Light Emitting Diode | Inseparable Luminaire | Direct Wired | 0-10 VDC Controls | 71.3 | 3000 | -0.011 | 93 | 58 | 0 | 0.93 | Ambient | 15000 |  |  | 55000 | 0.03 | 12 | 13 | 0.37 | 0.02 | 0.01 | 0.01 | 0.01 | 0.01 | 0.99 | 0.03 | 0.01 | 0.01 | 0.01 | 0 | 0.99 | 0.32 | 0.23 | 0.15 | 0.05 | 0.02 | True | False | Non Federally-Regulated | 11/02/2023 |  | 11/13/2023
Luminii Corp | Latona | 512-FL-A90-638F-30-10-DL-** | Light Emitting Diode | Inseparable Luminaire | Direct Wired | 0-10 VDC Controls | 69.6 | 3000 | -0.0013 | 93 | 58 | 0 | 0.97 | Ambient | 15000 |  |  | 55000 | 0.01 | 13 | 12 | 0.33 | 0.14 | 0.12 | 0.08 | 0.02 | 0 | 0.3 | 0.01 | 0 | 0 | 0 | 0 | 0.3 | 0.05 | 0.02 | 0.01 | 0.01 | 0 | True | False | Non Federally-Regulated | 11/02/2023 |  | 11/13/2023
Luminii Corp | Latona | 512-FL-A90-638F-30-15-DL-** | Light Emitting Diode | Inseparable Luminaire | Direct Wired | 0-10 VDC Controls | 69.3 | 3000 | -0.0015 | 93 | 54 | 0 | 0.97 | Ambient | 15000 |  |  | 55000 | 0.01 | 13 | 12 | 0.33 | 0.14 | 0.12 | 0.08 | 0.02 | 0 | 0.3 | 0.01 | 0 | 0 | 0 | 0 | 0.3 | 0.05 | 0.02 | 0.01 | 0.01 | 0 | True | False | Non Federally-Regulated | 11/02/2023 |  | 11/13/2023
Luminii Corp | Latona | 512-FL-A90-638F-35-07-DL-** | Light Emitting Diode | Inseparable Luminaire | Direct Wired | 0-10 VDC Controls | 83.9 | 3500 | -0.0008 | 94 | 63 | 0 | 0.94 | Ambient | 15000 |  |  | 55000 | 0.03 | 12 | 13 | 0.37 | 0.02 | 0.01 | 0.01 | 0.01 | 0.01 | 0.99 | 0.03 | 0.01 | 0.01 | 0.01 | 0 | 0.99 | 0.32 | 0.23 | 0.15 | 0.05 | 0.02 | True | False | Non Federally-Regulated | 11/02/2023 |  | 11/13/2023
Luminii Corp | Latona | 512-FL-A90-638F-35-10-DL-** | Light Emitting Diode | Inseparable Luminaire | Direct Wired | 0-10 VDC Controls | 81.8 | 3500 | -0.0009 | 94 | 63 | 0 | 0.95 | Ambient | 15000 |  |  | 55000 | 0.01 | 13 | 12 | 0.33 | 0.14 | 0.12 | 0.08 | 0.02 | 0 | 0.3 | 0.01 | 0 | 0 | 0 | 0 | 0.3 | 0.05 | 0.02 | 0.01 | 0.01 | 0 | True | False | Non Federally-Regulated | 11/02/2023 |  | 11/13/2023
Luminii Corp | Latona | 512-FL-A90-638F-35-15-DL-** | Light Emitting Diode | Inseparable Luminaire | Direct Wired | 0-10 VDC Controls | 81.5 | 3500 | -0.0011 | 94 | 59 | 0 | 0.95 | Ambient | 15000 |  |  | 55000 | 0.01 | 13 | 12 | 0.33 | 0.14 | 0.12 | 0.08 | 0.02 | 0 | 0.3 | 0.01 | 0 | 0 | 0 | 0 | 0.3 | 0.05 | 0.02 | 0.01 | 0.01 | 0 | True | False | Non Federally-Regulated | 11/02/2023 |  | 11/13/2023
Luminii Corp | Latona | 512-FL-A90-638F-40-07-DL-** | Light Emitting Diode | Inseparable Luminaire | Direct Wired | 0-10 VDC Controls | 96.7 | 3816 | -0.0006 | 96 | 66 | 0 | 0.94 | Ambient | 15000 |  |  | 55000 | 0.03 | 12 | 13 | 0.37 | 0.02 | 0.01 | 0.01 | 0.01 | 0.01 | 0.99 | 0.03 | 0.01 | 0.01 | 0.01 | 0 | 0.99 | 0.32 | 0.23 | 0.15 | 0.05 | 0.02 | True | False | Non Federally-Regulated | 11/02/2023 |  | 11/13/2023
Luminii Corp | Latona | 512-FL-A90-638F-40-10-DL-** | Light Emitting Diode | Inseparable Luminaire | Direct Wired | 0-10 VDC Controls | 94.3 | 3816 | -0.0007 | 96 | 66 | 0 | 0.94 | Ambient | 15000 |  |  | 55000 | 0.01 | 13 | 12 | 0.33 | 0.14 | 0.12 | 0.08 | 0.02 | 0 | 0.3 | 0.01 | 0 | 0 | 0 | 0 | 0.3 | 0.05 | 0.02 | 0.01 | 0.01 | 0 | True | False | Non Federally-Regulated | 11/02/2023 |  | 11/13/2023
Luminii Corp | Latona | 512-FL-A90-638F-40-15-DL-** | Light Emitting Diode | Inseparable Luminaire | Direct Wired | 0-10 VDC Controls | 93.8 | 3816 | -0.0007 | 96 | 66 | 0 | 0.94 | Ambient | 15000 |  |  | 55000 | 0.01 | 13 | 12 | 0.33 | 0.14 | 0.12 | 0.08 | 0.02 | 0 | 0.3 | 0.01 | 0 | 0 | 0 | 0 | 0.3 | 0.05 | 0.02 | 0.01 | 0.01 | 0 | True | False | Non Federally-Regulated | 11/02/2023 |  | 11/13/2023
Luminii Corp | Latona | 512-FL-A90-640-27-07-DL-** | Light Emitting Diode | Inseparable Luminaire | Direct Wired | 0-10 VDC Controls | 64 | 2645 | -0.0012 | 92 | 55 | 0 | 0.93 | Ambient | 15000 |  |  | 55000 | 0.03 | 12 | 13 | 0.37 | 0.02 | 0.01 | 0.01 | 0.01 | 0.01 | 0.99 | 0.03 | 0.01 | 0.01 | 0.01 | 0 | 0.99 | 0.32 | 0.23 | 0.15 | 0.05 | 0.02 | True | False | Non Federally-Regulated | 11/02/2023 |  | 11/13/2023
Luminii Corp | Latona | 512-FL-A90-640-27-10-DL-** | Light Emitting Diode | Inseparable Luminaire | Direct Wired | 0-10 VDC Controls | 62.5 | 2653 | -0.0015 | 92 | 55 | 0 | 0.98 | Ambient | 15000 |  |  | 55000 | 0.01 | 13 | 12 | 0.33 | 0.14 | 0.12 | 0.08 | 0.02 | 0 | 0.3 | 0.01 | 0 | 0 | 0 | 0 | 0.3 | 0.05 | 0.02 | 0.01 | 0.01 | 0 | True | False | Non Federally-Regulated | 11/02/2023 |  | 11/13/2023
Luminii Corp | Latona | 512-FL-A90-640-27-15-DL-** | Light Emitting Diode | Inseparable Luminaire | Direct Wired | 0-10 VDC Controls | 62.2 | 2635 | -0.0017 | 92 | 51 | 0 | 0.99 | Ambient | 15000 |  |  | 55000 | 0.01 | 13 | 12 | 0.33 | 0.14 | 0.12 | 0.08 | 0.02 | 0 | 0.3 | 0.01 | 0 | 0 | 0 | 0 | 0.3 | 0.05 | 0.02 | 0.01 | 0.01 | 0 | True | False | Non Federally-Regulated | 11/02/2023 |  | 11/13/2023
Luminii Corp | Latona | 512-FL-A90-640-30-07-DL-** | Light Emitting Diode | Inseparable Luminaire | Direct Wired | 0-10 VDC Controls | 71.3 | 3000 | -0.011 | 93 | 58 | 0 | 0.93 | Ambient | 15000 |  |  | 55000 | 0.03 | 12 | 13 | 0.37 | 0.02 | 0.01 | 0.01 | 0.01 | 0.01 | 0.99 | 0.03 | 0.01 | 0.01 | 0.01 | 0 | 0.99 | 0.32 | 0.23 | 0.15 | 0.05 | 0.02 | True | False | Non Federally-Regulated | 11/02/2023 |  | 11/13/2023
Luminii Corp | Latona | 512-FL-A90-640-30-10-DL-** | Light Emitting Diode | Inseparable Luminaire | Direct Wired | 0-10 VDC Controls | 69.6 | 3000 | -0.0013 | 93 | 58 | 0 | 0.97 | Ambient | 15000 |  |  | 55000 | 0.01 | 13 | 12 | 0.33 | 0.14 | 0.12 | 0.08 | 0.02 | 0 | 0.3 | 0.01 | 0 | 0 | 0 | 0 | 0.3 | 0.05 | 0.02 | 0.01 | 0.01 | 0 | True | False | Non Federally-Regulated | 11/02/2023 |  | 11/13/2023
Luminii Corp | Latona | 512-FL-A90-640-30-15-DL-** | Light Emitting Diode | Inseparable Luminaire | Direct Wired | 0-10 VDC Controls | 69.3 | 3000 | -0.0015 | 93 | 54 | 0 | 0.97 | Ambient | 15000 |  |  | 55000 | 0.01 | 13 | 12 | 0.33 | 0.14 | 0.12 | 0.08 | 0.02 | 0 | 0.3 | 0.01 | 0 | 0 | 0 | 0 | 0.3 | 0.05 | 0.02 | 0.01 | 0.01 | 0 | True | False | Non Federally-Regulated | 11/02/2023 |  | 11/13/2023
Luminii Corp | Latona | 512-FL-A90-640-35-07-DL-** | Light Emitting Diode | Inseparable Luminaire | Direct Wired | 0-10 VDC Controls | 83.9 | 3500 | -0.0008 | 94 | 63 | 0 | 0.94 | Ambient | 15000 |  |  | 55000 | 0.03 | 12 | 13 | 0.37 | 0.02 | 0.01 | 0.01 | 0.01 | 0.01 | 0.99 | 0.03 | 0.01 | 0.01 | 0.01 | 0 | 0.99 | 0.32 | 0.23 | 0.15 | 0.05 | 0.02 | True | False | Non Federally-Regulated | 11/02/2023 |  | 11/13/2023
Luminii Corp | Latona | 512-FL-A90-640-35-10-DL-** | Light Emitting Diode | Inseparable Luminaire | Direct Wired | 0-10 VDC Controls | 81.8 | 3500 | -0.0009 | 94 | 63 | 0 | 0.95 | Ambient | 15000 |  |  | 55000 | 0.01 | 13 | 12 | 0.33 | 0.14 | 0.12 | 0.08 | 0.02 | 0 | 0.3 | 0.01 | 0 | 0 | 0 | 0 | 0.3 | 0.05 | 0.02 | 0.01 | 0.01 | 0 | True | False | Non Federally-Regulated | 11/02/2023 |  | 11/13/2023
Luminii Corp | Latona | 512-FL-A90-640-35-15-DL-** | Light Emitting Diode | Inseparable Luminaire | Direct Wired | 0-10 VDC Controls | 81.5 | 3500 | -0.0011 | 94 | 59 | 0 | 0.95 | Ambient | 15000 |  |  | 55000 | 0.01 | 13 | 12 | 0.33 | 0.14 | 0.12 | 0.08 | 0.02 | 0 | 0.3 | 0.01 | 0 | 0 | 0 | 0 | 0.3 | 0.05 | 0.02 | 0.01 | 0.01 | 0 | True | False | Non Federally-Regulated | 11/02/2023 |  | 11/13/2023
Luminii Corp | Latona | 512-FL-A90-640-40-07-DL-** | Light Emitting Diode | Inseparable Luminaire | Direct Wired | 0-10 VDC Controls | 96.7 | 3816 | -0.0006 | 96 | 66 | 0 | 0.94 | Ambient | 15000 |  |  | 55000 | 0.03 | 12 | 13 | 0.37 | 0.02 | 0.01 | 0.01 | 0.01 | 0.01 | 0.99 | 0.03 | 0.01 | 0.01 | 0.01 | 0 | 0.99 | 0.32 | 0.23 | 0.15 | 0.05 | 0.02 | True | False | Non Federally-Regulated | 11/02/2023 |  | 11/13/2023
Luminii Corp | Latona | 512-FL-A90-640-40-10-DL-** | Light Emitting Diode | Inseparable Luminaire | Direct Wired | 0-10 VDC Controls | 94.3 | 3816 | -0.0007 | 96 | 66 | 0 | 0.94 | Ambient | 15000 |  |  | 55000 | 0.01 | 13 | 12 | 0.33 | 0.14 | 0.12 | 0.08 | 0.02 | 0 | 0.3 | 0.01 | 0 | 0 | 0 | 0 | 0.3 | 0.05 | 0.02 | 0.01 | 0.01 | 0 | True | False | Non Federally-Regulated | 11/02/2023 |  | 11/13/2023
Luminii Corp | Latona | 512-FL-A90-640-40-15-DL-** | Light Emitting Diode | Inseparable Luminaire | Direct Wired | 0-10 VDC Controls | 93.8 | 3816 | -0.0007 | 96 | 66 | 0 | 0.94 | Ambient | 15000 |  |  | 55000 | 0.01 | 13 | 12 | 0.33 | 0.14 | 0.12 | 0.08 | 0.02 | 0 | 0.3 | 0.01 | 0 | 0 | 0 | 0 | 0.3 | 0.05 | 0.02 | 0.01 | 0.01 | 0 | True | False | Non Federally-Regulated | 11/02/2023 |  | 11/13/2023
Luminii Corp | Latona | 512-FL-A90-660-27-07-DL-** | Light Emitting Diode | Inseparable Luminaire | Direct Wired | 0-10 VDC Controls | 64 | 2645 | -0.0012 | 92 | 55 | 0 | 0.93 | Ambient | 15000 |  |  | 55000 | 0.03 | 12 | 13 | 0.37 | 0.02 | 0.01 | 0.01 | 0.01 | 0.01 | 0.99 | 0.03 | 0.01 | 0.01 | 0.01 | 0 | 0.99 | 0.32 | 0.23 | 0.15 | 0.05 | 0.02 | True | False | Non Federally-Regulated | 11/02/2023 |  | 11/13/2023
Luminii Corp | Latona | 512-FL-A90-660-27-10-DL-** | Light Emitting Diode | Inseparable Luminaire | Direct Wired | 0-10 VDC Controls | 62.5 | 2653 | -0.0015 | 92 | 55 | 0 | 0.98 | Ambient | 15000 |  |  | 55000 | 0.01 | 13 | 12 | 0.33 | 0.14 | 0.12 | 0.08 | 0.02 | 0 | 0.3 | 0.01 | 0 | 0 | 0 | 0 | 0.3 | 0.05 | 0.02 | 0.01 | 0.01 | 0 | True | False | Non Federally-Regulated | 11/02/2023 |  | 11/13/2023
Luminii Corp | Latona | 512-FL-A90-660-27-15-DL-** | Light Emitting Diode | Inseparable Luminaire | Direct Wired | 0-10 VDC Controls | 62.2 | 2635 | -0.0017 | 92 | 51 | 0 | 0.99 | Ambient | 15000 |  |  | 55000 | 0.01 | 13 | 12 | 0.33 | 0.14 | 0.12 | 0.08 | 0.02 | 0 | 0.3 | 0.01 | 0 | 0 | 0 | 0 | 0.3 | 0.05 | 0.02 | 0.01 | 0.01 | 0 | True | False | Non Federally-Regulated | 11/02/2023 |  | 11/13/2023
Luminii Corp | Latona | 512-FL-A90-660-30-07-DL-** | Light Emitting Diode | Inseparable Luminaire | Direct Wired | 0-10 VDC Controls | 71.3 | 3000 | -0.011 | 93 | 58 | 0 | 0.93 | Ambient | 15000 |  |  | 55000 | 0.03 | 12 | 13 | 0.37 | 0.02 | 0.01 | 0.01 | 0.01 | 0.01 | 0.99 | 0.03 | 0.01 | 0.01 | 0.01 | 0 | 0.99 | 0.32 | 0.23 | 0.15 | 0.05 | 0.02 | True | False | Non Federally-Regulated | 11/02/2023 |  | 11/13/2023
Luminii Corp | Latona | 512-FL-A90-660-30-10-DL-** | Light Emitting Diode | Inseparable Luminaire | Direct Wired | 0-10 VDC Controls | 69.6 | 3000 | -0.0013 | 93 | 58 | 0 | 0.97 | Ambient | 15000 |  |  | 55000 | 0.01 | 13 | 12 | 0.33 | 0.14 | 0.12 | 0.08 | 0.02 | 0 | 0.3 | 0.01 | 0 | 0 | 0 | 0 | 0.3 | 0.05 | 0.02 | 0.01 | 0.01 | 0 | True | False | Non Federally-Regulated | 11/02/2023 |  | 11/13/2023
Luminii Corp | Latona | 512-FL-A90-660-30-15-DL-** | Light Emitting Diode | Inseparable Luminaire | Direct Wired | 0-10 VDC Controls | 69.3 | 3000 | -0.0015 | 93 | 54 | 0 | 0.97 | Ambient | 15000 |  |  | 55000 | 0.01 | 13 | 12 | 0.33 | 0.14 | 0.12 | 0.08 | 0.02 | 0 | 0.3 | 0.01 | 0 | 0 | 0 | 0 | 0.3 | 0.05 | 0.02 | 0.01 | 0.01 | 0 | True | False | Non Federally-Regulated | 11/02/2023 |  | 11/13/2023
Luminii Corp | Latona | 512-FL-A90-660-35-07-DL-** | Light Emitting Diode | Inseparable Luminaire | Direct Wired | 0-10 VDC Controls | 83.9 | 3500 | -0.0008 | 94 | 63 | 0 | 0.94 | Ambient | 15000 |  |  | 55000 | 0.03 | 12 | 13 | 0.37 | 0.02 | 0.01 | 0.01 | 0.01 | 0.01 | 0.99 | 0.03 | 0.01 | 0.01 | 0.01 | 0 | 0.99 | 0.32 | 0.23 | 0.15 | 0.05 | 0.02 | True | False | Non Federally-Regulated | 11/02/2023 |  | 11/13/2023
Luminii Corp | Latona | 512-FL-A90-660-35-10-DL-** | Light Emitting Diode | Inseparable Luminaire | Direct Wired | 0-10 VDC Controls | 81.8 | 3500 | -0.0009 | 94 | 63 | 0 | 0.95 | Ambient | 15000 |  |  | 55000 | 0.01 | 13 | 12 | 0.33 | 0.14 | 0.12 | 0.08 | 0.02 | 0 | 0.3 | 0.01 | 0 | 0 | 0 | 0 | 0.3 | 0.05 | 0.02 | 0.01 | 0.01 | 0 | True | False | Non Federally-Regulated | 11/02/2023 |  | 11/13/2023
Luminii Corp | Latona | 512-FL-A90-660-35-15-DL-** | Light Emitting Diode | Inseparable Luminaire | Direct Wired | 0-10 VDC Controls | 81.5 | 3500 | -0.0011 | 94 | 59 | 0 | 0.95 | Ambient | 15000 |  |  | 55000 | 0.01 | 13 | 12 | 0.33 | 0.14 | 0.12 | 0.08 | 0.02 | 0 | 0.3 | 0.01 | 0 | 0 | 0 | 0 | 0.3 | 0.05 | 0.02 | 0.01 | 0.01 | 0 | True | False | Non Federally-Regulated | 11/02/2023 |  | 11/13/2023
Luminii Corp | Latona | 512-FL-A90-660-40-07-DL-** | Light Emitting Diode | Inseparable Luminaire | Direct Wired | 0-10 VDC Controls | 96.7 | 3816 | -0.0006 | 96 | 66 | 0 | 0.94 | Ambient | 15000 |  |  | 55000 | 0.03 | 12 | 13 | 0.37 | 0.02 | 0.01 | 0.01 | 0.01 | 0.01 | 0.99 | 0.03 | 0.01 | 0.01 | 0.01 | 0 | 0.99 | 0.32 | 0.23 | 0.15 | 0.05 | 0.02 | True | False | Non Federally-Regulated | 11/02/2023 |  | 11/13/2023
Luminii Corp | Latona | 512-FL-A90-660-40-10-DL-** | Light Emitting Diode | Inseparable Luminaire | Direct Wired | 0-10 VDC Controls | 94.3 | 3816 | -0.0007 | 96 | 66 | 0 | 0.94 | Ambient | 15000 |  |  | 55000 | 0.01 | 13 | 12 | 0.33 | 0.14 | 0.12 | 0.08 | 0.02 | 0 | 0.3 | 0.01 | 0 | 0 | 0 | 0 | 0.3 | 0.05 | 0.02 | 0.01 | 0.01 | 0 | True | False | Non Federally-Regulated | 11/02/2023 |  | 11/13/2023
Luminii Corp | Latona | 512-FL-A90-660-40-15-DL-** | Light Emitting Diode | Inseparable Luminaire | Direct Wired | 0-10 VDC Controls | 93.8 | 3816 | -0.0007 | 96 | 66 | 0 | 0.94 | Ambient | 15000 |  |  | 55000 | 0.01 | 13 | 12 | 0.33 | 0.14 | 0.12 | 0.08 | 0.02 | 0 | 0.3 | 0.01 | 0 | 0 | 0 | 0 | 0.3 | 0.05 | 0.02 | 0.01 | 0.01 | 0 | True | False | Non Federally-Regulated | 11/02/2023 |  | 11/13/2023
Luminii Corp | Latona | 512-99-A90-615-27-07-DL-** | Light Emitting Diode | Inseparable Luminaire | Direct Wired | 0-10 VDC Controls | 64 | 2645 | -0.0012 | 92 | 55 | 0 | 0.93 | Ambient | 15000 |  |  | 55000 | 0.03 | 12 | 13 | 0.37 | 0.02 | 0.01 | 0.01 | 0.01 | 0.01 | 0.99 | 0.03 | 0.01 | 0.01 | 0.01 | 0 | 0.99 | 0.32 | 0.23 | 0.15 | 0.05 | 0.02 | True | False | Non Federally-Regulated | 11/02/2023 |  | 11/13/2023
Luminii Corp | Latona | 512-99-A90-615-27-10-DL-** | Light Emitting Diode | Inseparable Luminaire | Direct Wired | 0-10 VDC Controls | 62.5 | 2653 | -0.0015 | 92 | 55 | 0 | 0.98 | Ambient | 15000 |  |  | 55000 | 0.01 | 13 | 12 | 0.33 | 0.14 | 0.12 | 0.08 | 0.02 | 0 | 0.3 | 0.01 | 0 | 0 | 0 | 0 | 0.3 | 0.05 | 0.02 | 0.01 | 0.01 | 0 | True | False | Non Federally-Regulated | 11/02/2023 |  | 11/13/2023
Luminii Corp | Latona | 512-99-A90-615-27-15-DL-** | Light Emitting Diode | Inseparable Luminaire | Direct Wired | 0-10 VDC Controls | 62.2 | 2635 | -0.0017 | 92 | 51 | 0 | 0.99 | Ambient | 15000 |  |  | 55000 | 0.01 | 13 | 12 | 0.33 | 0.14 | 0.12 | 0.08 | 0.02 | 0 | 0.3 | 0.01 | 0 | 0 | 0 | 0 | 0.3 | 0.05 | 0.02 | 0.01 | 0.01 | 0 | True | False | Non Federally-Regulated | 11/02/2023 |  | 11/13/2023
Luminii Corp | Latona | 512-99-A90-615-30-07-DL-** | Light Emitting Diode | Inseparable Luminaire | Direct Wired | 0-10 VDC Controls | 71.3 | 3000 | -0.011 | 93 | 58 | 0 | 0.93 | Ambient | 15000 |  |  | 55000 | 0.03 | 12 | 13 | 0.37 | 0.02 | 0.01 | 0.01 | 0.01 | 0.01 | 0.99 | 0.03 | 0.01 | 0.01 | 0.01 | 0 | 0.99 | 0.32 | 0.23 | 0.15 | 0.05 | 0.02 | True | False | Non Federally-Regulated | 11/02/2023 |  | 11/13/2023
Luminii Corp | Latona | 512-99-A90-615-30-10-DL-** | Light Emitting Diode | Inseparable Luminaire | Direct Wired | 0-10 VDC Controls | 69.6 | 3000 | -0.0013 | 93 | 58 | 0 | 0.97 | Ambient | 15000 |  |  | 55000 | 0.01 | 13 | 12 | 0.33 | 0.14 | 0.12 | 0.08 | 0.02 | 0 | 0.3 | 0.01 | 0 | 0 | 0 | 0 | 0.3 | 0.05 | 0.02 | 0.01 | 0.01 | 0 | True | False | Non Federally-Regulated | 11/02/2023 |  | 11/13/2023
Luminii Corp | Latona | 512-99-A90-615-30-15-DL-** | Light Emitting Diode | Inseparable Luminaire | Direct Wired | 0-10 VDC Controls | 69.3 | 3000 | -0.0015 | 93 | 54 | 0 | 0.97 | Ambient | 15000 |  |  | 55000 | 0.01 | 13 | 12 | 0.33 | 0.14 | 0.12 | 0.08 | 0.02 | 0 | 0.3 | 0.01 | 0 | 0 | 0 | 0 | 0.3 | 0.05 | 0.02 | 0.01 | 0.01 | 0 | True | False | Non Federally-Regulated | 11/02/2023 |  | 11/13/2023
Luminii Corp | Latona | 512-99-A90-615-35-07-DL-** | Light Emitting Diode | Inseparable Luminaire | Direct Wired | 0-10 VDC Controls | 83.9 | 3500 | -0.0008 | 94 | 63 | 0 | 0.94 | Ambient | 15000 |  |  | 55000 | 0.03 | 12 | 13 | 0.37 | 0.02 | 0.01 | 0.01 | 0.01 | 0.01 | 0.99 | 0.03 | 0.01 | 0.01 | 0.01 | 0 | 0.99 | 0.32 | 0.23 | 0.15 | 0.05 | 0.02 | True | False | Non Federally-Regulated | 11/02/2023 |  | 11/13/2023
Luminii Corp | Latona | 512-99-A90-615-35-10-DL-** | Light Emitting Diode | Inseparable Luminaire | Direct Wired | 0-10 VDC Controls | 81.8 | 3500 | -0.0009 | 94 | 63 | 0 | 0.95 | Ambient | 15000 |  |  | 55000 | 0.01 | 13 | 12 | 0.33 | 0.14 | 0.12 | 0.08 | 0.02 | 0 | 0.3 | 0.01 | 0 | 0 | 0 | 0 | 0.3 | 0.05 | 0.02 | 0.01 | 0.01 | 0 | True | False | Non Federally-Regulated | 11/02/2023 |  | 11/13/2023
Luminii Corp | Latona | 512-99-A90-615-35-15-DL-** | Light Emitting Diode | Inseparable Luminaire | Direct Wired | 0-10 VDC Controls | 81.5 | 3500 | -0.0011 | 94 | 59 | 0 | 0.95 | Ambient | 15000 |  |  | 55000 | 0.01 | 13 | 12 | 0.33 | 0.14 | 0.12 | 0.08 | 0.02 | 0 | 0.3 | 0.01 | 0 | 0 | 0 | 0 | 0.3 | 0.05 | 0.02 | 0.01 | 0.01 | 0 | True | False | Non Federally-Regulated | 11/02/2023 |  | 11/13/2023
Luminii Corp | Latona | 512-99-A90-615-40-07-DL-** | Light Emitting Diode | Inseparable Luminaire | Direct Wired | 0-10 VDC Controls | 96.7 | 3816 | -0.0006 | 96 | 66 | 0 | 0.94 | Ambient | 15000 |  |  | 55000 | 0.03 | 12 | 13 | 0.37 | 0.02 | 0.01 | 0.01 | 0.01 | 0.01 | 0.99 | 0.03 | 0.01 | 0.01 | 0.01 | 0 | 0.99 | 0.32 | 0.23 | 0.15 | 0.05 | 0.02 | True | False | Non Federally-Regulated | 11/02/2023 |  | 11/13/2023
Luminii Corp | Latona | 512-99-A90-615-40-10-DL-** | Light Emitting Diode | Inseparable Luminaire | Direct Wired | 0-10 VDC Controls | 94.3 | 3816 | -0.0007 | 96 | 66 | 0 | 0.94 | Ambient | 15000 |  |  | 55000 | 0.01 | 13 | 12 | 0.33 | 0.14 | 0.12 | 0.08 | 0.02 | 0 | 0.3 | 0.01 | 0 | 0 | 0 | 0 | 0.3 | 0.05 | 0.02 | 0.01 | 0.01 | 0 | True | False | Non Federally-Regulated | 11/02/2023 |  | 11/13/2023
Luminii Corp | Latona | 512-99-A90-615-40-15-DL-** | Light Emitting Diode | Inseparable Luminaire | Direct Wired | 0-10 VDC Controls | 93.8 | 3816 | -0.0007 | 96 | 66 | 0 | 0.94 | Ambient | 15000 |  |  | 55000 | 0.01 | 13 | 12 | 0.33 | 0.14 | 0.12 | 0.08 | 0.02 | 0 | 0.3 | 0.01 | 0 | 0 | 0 | 0 | 0.3 | 0.05 | 0.02 | 0.01 | 0.01 | 0 | True | False | Non Federally-Regulated | 11/02/2023 |  | 11/13/2023
Luminii Corp | Latona | 512-99-A90-638F-27-07-DL-** | Light Emitting Diode | Inseparable Luminaire | Direct Wired | 0-10 VDC Controls | 64 | 2645 | -0.0012 | 92 | 55 | 0 | 0.93 | Ambient | 15000 |  |  | 55000 | 0.03 | 12 | 13 | 0.37 | 0.02 | 0.01 | 0.01 | 0.01 | 0.01 | 0.99 | 0.03 | 0.01 | 0.01 | 0.01 | 0 | 0.99 | 0.32 | 0.23 | 0.15 | 0.05 | 0.02 | True | False | Non Federally-Regulated | 11/02/2023 |  | 11/13/2023
Luminii Corp | Latona | 512-99-A90-638F-27-10-DL-** | Light Emitting Diode | Inseparable Luminaire | Direct Wired | 0-10 VDC Controls | 62.5 | 2653 | -0.0015 | 92 | 55 | 0 | 0.98 | Ambient | 15000 |  |  | 55000 | 0.01 | 13 | 12 | 0.33 | 0.14 | 0.12 | 0.08 | 0.02 | 0 | 0.3 | 0.01 | 0 | 0 | 0 | 0 | 0.3 | 0.05 | 0.02 | 0.01 | 0.01 | 0 | True | False | Non Federally-Regulated | 11/02/2023 |  | 11/13/2023
Luminii Corp | Latona | 512-99-A90-638F-27-15-DL-** | Light Emitting Diode | Inseparable Luminaire | Direct Wired | 0-10 VDC Controls | 62.2 | 2635 | -0.0017 | 92 | 51 | 0 | 0.99 | Ambient | 15000 |  |  | 55000 | 0.01 | 13 | 12 | 0.33 | 0.14 | 0.12 | 0.08 | 0.02 | 0 | 0.3 | 0.01 | 0 | 0 | 0 | 0 | 0.3 | 0.05 | 0.02 | 0.01 | 0.01 | 0 | True | False | Non Federally-Regulated | 11/02/2023 |  | 11/13/2023
Luminii Corp | Latona | 512-99-A90-638F-30-07-DL-** | Light Emitting Diode | Inseparable Luminaire | Direct Wired | 0-10 VDC Controls | 71.3 | 3000 | -0.011 | 93 | 58 | 0 | 0.93 | Ambient | 15000 |  |  | 55000 | 0.03 | 12 | 13 | 0.37 | 0.02 | 0.01 | 0.01 | 0.01 | 0.01 | 0.99 | 0.03 | 0.01 | 0.01 | 0.01 | 0 | 0.99 | 0.32 | 0.23 | 0.15 | 0.05 | 0.02 | True | False | Non Federally-Regulated | 11/02/2023 |  | 11/13/2023
Luminii Corp | Latona | 512-99-A90-638F-30-10-DL-** | Light Emitting Diode | Inseparable Luminaire | Direct Wired | 0-10 VDC Controls | 69.6 | 3000 | -0.0013 | 93 | 58 | 0 | 0.97 | Ambient | 15000 |  |  | 55000 | 0.01 | 13 | 12 | 0.33 | 0.14 | 0.12 | 0.08 | 0.02 | 0 | 0.3 | 0.01 | 0 | 0 | 0 | 0 | 0.3 | 0.05 | 0.02 | 0.01 | 0.01 | 0 | True | False | Non Federally-Regulated | 11/02/2023 |  | 11/13/2023
Luminii Corp | Latona | 512-99-A90-638F-30-15-DL-** | Light Emitting Diode | Inseparable Luminaire | Direct Wired | 0-10 VDC Controls | 69.3 | 3000 | -0.0015 | 93 | 54 | 0 | 0.97 | Ambient | 15000 |  |  | 55000 | 0.01 | 13 | 12 | 0.33 | 0.14 | 0.12 | 0.08 | 0.02 | 0 | 0.3 | 0.01 | 0 | 0 | 0 | 0 | 0.3 | 0.05 | 0.02 | 0.01 | 0.01 | 0 | True | False | Non Federally-Regulated | 11/02/2023 |  | 11/13/2023
Luminii Corp | Latona | 512-99-A90-638F-35-07-DL-** | Light Emitting Diode | Inseparable Luminaire | Direct Wired | 0-10 VDC Controls | 83.9 | 3500 | -0.0008 | 94 | 63 | 0 | 0.94 | Ambient | 15000 |  |  | 55000 | 0.03 | 12 | 13 | 0.37 | 0.02 | 0.01 | 0.01 | 0.01 | 0.01 | 0.99 | 0.03 | 0.01 | 0.01 | 0.01 | 0 | 0.99 | 0.32 | 0.23 | 0.15 | 0.05 | 0.02 | True | False | Non Federally-Regulated | 11/02/2023 |  | 11/13/2023
Luminii Corp | Latona | 512-99-A90-638F-35-10-DL-** | Light Emitting Diode | Inseparable Luminaire | Direct Wired | 0-10 VDC Controls | 81.8 | 3500 | -0.0009 | 94 | 63 | 0 | 0.95 | Ambient | 15000 |  |  | 55000 | 0.01 | 13 | 12 | 0.33 | 0.14 | 0.12 | 0.08 | 0.02 | 0 | 0.3 | 0.01 | 0 | 0 | 0 | 0 | 0.3 | 0.05 | 0.02 | 0.01 | 0.01 | 0 | True | False | Non Federally-Regulated | 11/02/2023 |  | 11/13/2023
Luminii Corp | Latona | 512-99-A90-638F-35-15-DL-** | Light Emitting Diode | Inseparable Luminaire | Direct Wired | 0-10 VDC Controls | 81.5 | 3500 | -0.0011 | 94 | 59 | 0 | 0.95 | Ambient | 15000 |  |  | 55000 | 0.01 | 13 | 12 | 0.33 | 0.14 | 0.12 | 0.08 | 0.02 | 0 | 0.3 | 0.01 | 0 | 0 | 0 | 0 | 0.3 | 0.05 | 0.02 | 0.01 | 0.01 | 0 | True | False | Non Federally-Regulated | 11/02/2023 |  | 11/13/2023
Luminii Corp | Latona | 512-99-A90-638F-40-07-DL-** | Light Emitting Diode | Inseparable Luminaire | Direct Wired | 0-10 VDC Controls | 96.7 | 3816 | -0.0006 | 96 | 66 | 0 | 0.94 | Ambient | 15000 |  |  | 55000 | 0.03 | 12 | 13 | 0.37 | 0.02 | 0.01 | 0.01 | 0.01 | 0.01 | 0.99 | 0.03 | 0.01 | 0.01 | 0.01 | 0 | 0.99 | 0.32 | 0.23 | 0.15 | 0.05 | 0.02 | True | False | Non Federally-Regulated | 11/02/2023 |  | 11/13/2023
Luminii Corp | Latona | 512-99-A90-638F-40-10-DL-** | Light Emitting Diode | Inseparable Luminaire | Direct Wired | 0-10 VDC Controls | 94.3 | 3816 | -0.0007 | 96 | 66 | 0 | 0.94 | Ambient | 15000 |  |  | 55000 | 0.01 | 13 | 12 | 0.33 | 0.14 | 0.12 | 0.08 | 0.02 | 0 | 0.3 | 0.01 | 0 | 0 | 0 | 0 | 0.3 | 0.05 | 0.02 | 0.01 | 0.01 | 0 | True | False | Non Federally-Regulated | 11/02/2023 |  | 11/13/2023
Luminii Corp | Latona | 512-99-A90-638F-40-15-DL-** | Light Emitting Diode | Inseparable Luminaire | Direct Wired | 0-10 VDC Controls | 93.8 | 3816 | -0.0007 | 96 | 66 | 0 | 0.94 | Ambient | 15000 |  |  | 55000 | 0.01 | 13 | 12 | 0.33 | 0.14 | 0.12 | 0.08 | 0.02 | 0 | 0.3 | 0.01 | 0 | 0 | 0 | 0 | 0.3 | 0.05 | 0.02 | 0.01 | 0.01 | 0 | True | False | Non Federally-Regulated | 11/02/2023 |  | 11/13/2023
Luminii Corp | Latona | 512-99-A90-640-27-07-DL-** | Light Emitting Diode | Inseparable Luminaire | Direct Wired | 0-10 VDC Controls | 64 | 2645 | -0.0012 | 92 | 55 | 0 | 0.93 | Ambient | 15000 |  |  | 55000 | 0.03 | 12 | 13 | 0.37 | 0.02 | 0.01 | 0.01 | 0.01 | 0.01 | 0.99 | 0.03 | 0.01 | 0.01 | 0.01 | 0 | 0.99 | 0.32 | 0.23 | 0.15 | 0.05 | 0.02 | True | False | Non Federally-Regulated | 11/02/2023 |  | 11/13/2023
Luminii Corp | Latona | 512-99-A90-640-27-10-DL-** | Light Emitting Diode | Inseparable Luminaire | Direct Wired | 0-10 VDC Controls | 62.5 | 2653 | -0.0015 | 92 | 55 | 0 | 0.98 | Ambient | 15000 |  |  | 55000 | 0.01 | 13 | 12 | 0.33 | 0.14 | 0.12 | 0.08 | 0.02 | 0 | 0.3 | 0.01 | 0 | 0 | 0 | 0 | 0.3 | 0.05 | 0.02 | 0.01 | 0.01 | 0 | True | False | Non Federally-Regulated | 11/02/2023 |  | 11/13/2023
Luminii Corp | Latona | 512-99-A90-640-27-15-DL-** | Light Emitting Diode | Inseparable Luminaire | Direct Wired | 0-10 VDC Controls | 62.2 | 2635 | -0.0017 | 92 | 51 | 0 | 0.99 | Ambient | 15000 |  |  | 55000 | 0.01 | 13 | 12 | 0.33 | 0.14 | 0.12 | 0.08 | 0.02 | 0 | 0.3 | 0.01 | 0 | 0 | 0 | 0 | 0.3 | 0.05 | 0.02 | 0.01 | 0.01 | 0 | True | False | Non Federally-Regulated | 11/02/2023 |  | 11/13/2023
Luminii Corp | Latona | 512-99-A90-640-30-07-DL-** | Light Emitting Diode | Inseparable Luminaire | Direct Wired | 0-10 VDC Controls | 71.3 | 3000 | -0.011 | 93 | 58 | 0 | 0.93 | Ambient | 15000 |  |  | 55000 | 0.03 | 12 | 13 | 0.37 | 0.02 | 0.01 | 0.01 | 0.01 | 0.01 | 0.99 | 0.03 | 0.01 | 0.01 | 0.01 | 0 | 0.99 | 0.32 | 0.23 | 0.15 | 0.05 | 0.02 | True | False | Non Federally-Regulated | 11/02/2023 |  | 11/13/2023
Luminii Corp | Latona | 512-99-A90-640-30-10-DL-** | Light Emitting Diode | Inseparable Luminaire | Direct Wired | 0-10 VDC Controls | 69.6 | 3000 | -0.0013 | 93 | 58 | 0 | 0.97 | Ambient | 15000 |  |  | 55000 | 0.01 | 13 | 12 | 0.33 | 0.14 | 0.12 | 0.08 | 0.02 | 0 | 0.3 | 0.01 | 0 | 0 | 0 | 0 | 0.3 | 0.05 | 0.02 | 0.01 | 0.01 | 0 | True | False | Non Federally-Regulated | 11/02/2023 |  | 11/13/2023
Luminii Corp | Latona | 512-99-A90-640-30-15-DL-** | Light Emitting Diode | Inseparable Luminaire | Direct Wired | 0-10 VDC Controls | 69.3 | 3000 | -0.0015 | 93 | 54 | 0 | 0.97 | Ambient | 15000 |  |  | 55000 | 0.01 | 13 | 12 | 0.33 | 0.14 | 0.12 | 0.08 | 0.02 | 0 | 0.3 | 0.01 | 0 | 0 | 0 | 0 | 0.3 | 0.05 | 0.02 | 0.01 | 0.01 | 0 | True | False | Non Federally-Regulated | 11/02/2023 |  | 11/13/2023
Luminii Corp | Latona | 512-99-A90-640-35-07-DL-** | Light Emitting Diode | Inseparable Luminaire | Direct Wired | 0-10 VDC Controls | 83.9 | 3500 | -0.0008 | 94 | 63 | 0 | 0.94 | Ambient | 15000 |  |  | 55000 | 0.03 | 12 | 13 | 0.37 | 0.02 | 0.01 | 0.01 | 0.01 | 0.01 | 0.99 | 0.03 | 0.01 | 0.01 | 0.01 | 0 | 0.99 | 0.32 | 0.23 | 0.15 | 0.05 | 0.02 | True | False | Non Federally-Regulated | 11/02/2023 |  | 11/13/2023
Luminii Corp | Latona | 512-99-A90-640-35-10-DL-** | Light Emitting Diode | Inseparable Luminaire | Direct Wired | 0-10 VDC Controls | 81.8 | 3500 | -0.0009 | 94 | 63 | 0 | 0.95 | Ambient | 15000 |  |  | 55000 | 0.01 | 13 | 12 | 0.33 | 0.14 | 0.12 | 0.08 | 0.02 | 0 | 0.3 | 0.01 | 0 | 0 | 0 | 0 | 0.3 | 0.05 | 0.02 | 0.01 | 0.01 | 0 | True | False | Non Federally-Regulated | 11/02/2023 |  | 11/13/2023
Luminii Corp | Latona | 512-99-A90-640-35-15-DL-** | Light Emitting Diode | Inseparable Luminaire | Direct Wired | 0-10 VDC Controls | 81.5 | 3500 | -0.0011 | 94 | 59 | 0 | 0.95 | Ambient | 15000 |  |  | 55000 | 0.01 | 13 | 12 | 0.33 | 0.14 | 0.12 | 0.08 | 0.02 | 0 | 0.3 | 0.01 | 0 | 0 | 0 | 0 | 0.3 | 0.05 | 0.02 | 0.01 | 0.01 | 0 | True | False | Non Federally-Regulated | 11/02/2023 |  | 11/13/2023
Luminii Corp | Latona | 512-99-A90-640-40-07-DL-** | Light Emitting Diode | Inseparable Luminaire | Direct Wired | 0-10 VDC Controls | 96.7 | 3816 | -0.0006 | 96 | 66 | 0 | 0.94 | Ambient | 15000 |  |  | 55000 | 0.03 | 12 | 13 | 0.37 | 0.02 | 0.01 | 0.01 | 0.01 | 0.01 | 0.99 | 0.03 | 0.01 | 0.01 | 0.01 | 0 | 0.99 | 0.32 | 0.23 | 0.15 | 0.05 | 0.02 | True | False | Non Federally-Regulated | 11/02/2023 |  | 11/13/2023
Luminii Corp | Latona | 512-99-A90-640-40-10-DL-** | Light Emitting Diode | Inseparable Luminaire | Direct Wired | 0-10 VDC Controls | 94.3 | 3816 | -0.0007 | 96 | 66 | 0 | 0.94 | Ambient | 15000 |  |  | 55000 | 0.01 | 13 | 12 | 0.33 | 0.14 | 0.12 | 0.08 | 0.02 | 0 | 0.3 | 0.01 | 0 | 0 | 0 | 0 | 0.3 | 0.05 | 0.02 | 0.01 | 0.01 | 0 | True | False | Non Federally-Regulated | 11/02/2023 |  | 11/13/2023
Luminii Corp | Latona | 512-99-A90-640-40-15-DL-** | Light Emitting Diode | Inseparable Luminaire | Direct Wired | 0-10 VDC Controls | 93.8 | 3816 | -0.0007 | 96 | 66 | 0 | 0.94 | Ambient | 15000 |  |  | 55000 | 0.01 | 13 | 12 | 0.33 | 0.14 | 0.12 | 0.08 | 0.02 | 0 | 0.3 | 0.01 | 0 | 0 | 0 | 0 | 0.3 | 0.05 | 0.02 | 0.01 | 0.01 | 0 | True | False | Non Federally-Regulated | 11/02/2023 |  | 11/13/2023
Luminii Corp | Latona | 512-99-A90-660-27-07-DL-** | Light Emitting Diode | Inseparable Luminaire | Direct Wired | 0-10 VDC Controls | 64 | 2645 | -0.0012 | 92 | 55 | 0 | 0.93 | Ambient | 15000 |  |  | 55000 | 0.03 | 12 | 13 | 0.37 | 0.02 | 0.01 | 0.01 | 0.01 | 0.01 | 0.99 | 0.03 | 0.01 | 0.01 | 0.01 | 0 | 0.99 | 0.32 | 0.23 | 0.15 | 0.05 | 0.02 | True | False | Non Federally-Regulated | 11/02/2023 |  | 11/13/2023
Luminii Corp | Latona | 512-99-A90-660-27-10-DL-** | Light Emitting Diode | Inseparable Luminaire | Direct Wired | 0-10 VDC Controls | 62.5 | 2653 | -0.0015 | 92 | 55 | 0 | 0.98 | Ambient | 15000 |  |  | 55000 | 0.01 | 13 | 12 | 0.33 | 0.14 | 0.12 | 0.08 | 0.02 | 0 | 0.3 | 0.01 | 0 | 0 | 0 | 0 | 0.3 | 0.05 | 0.02 | 0.01 | 0.01 | 0 | True | False | Non Federally-Regulated | 11/02/2023 |  | 11/13/2023
Luminii Corp | Latona | 512-99-A90-660-27-15-DL-** | Light Emitting Diode | Inseparable Luminaire | Direct Wired | 0-10 VDC Controls | 62.2 | 2635 | -0.0017 | 92 | 51 | 0 | 0.99 | Ambient | 15000 |  |  | 55000 | 0.01 | 13 | 12 | 0.33 | 0.14 | 0.12 | 0.08 | 0.02 | 0 | 0.3 | 0.01 | 0 | 0 | 0 | 0 | 0.3 | 0.05 | 0.02 | 0.01 | 0.01 | 0 | True | False | Non Federally-Regulated | 11/02/2023 |  | 11/13/2023
Luminii Corp | Latona | 512-99-A90-660-30-07-DL-** | Light Emitting Diode | Inseparable Luminaire | Direct Wired | 0-10 VDC Controls | 71.3 | 3000 | -0.011 | 93 | 58 | 0 | 0.93 | Ambient | 15000 |  |  | 55000 | 0.03 | 12 | 13 | 0.37 | 0.02 | 0.01 | 0.01 | 0.01 | 0.01 | 0.99 | 0.03 | 0.01 | 0.01 | 0.01 | 0 | 0.99 | 0.32 | 0.23 | 0.15 | 0.05 | 0.02 | True | False | Non Federally-Regulated | 11/02/2023 |  | 11/13/2023
Luminii Corp | Latona | 512-99-A90-660-30-10-DL-** | Light Emitting Diode | Inseparable Luminaire | Direct Wired | 0-10 VDC Controls | 69.6 | 3000 | -0.0013 | 93 | 58 | 0 | 0.97 | Ambient | 15000 |  |  | 55000 | 0.01 | 13 | 12 | 0.33 | 0.14 | 0.12 | 0.08 | 0.02 | 0 | 0.3 | 0.01 | 0 | 0 | 0 | 0 | 0.3 | 0.05 | 0.02 | 0.01 | 0.01 | 0 | True | False | Non Federally-Regulated | 11/02/2023 |  | 11/13/2023
Luminii Corp | Latona | 512-99-A90-660-30-15-DL-** | Light Emitting Diode | Inseparable Luminaire | Direct Wired | 0-10 VDC Controls | 69.3 | 3000 | -0.0015 | 93 | 54 | 0 | 0.97 | Ambient | 15000 |  |  | 55000 | 0.01 | 13 | 12 | 0.33 | 0.14 | 0.12 | 0.08 | 0.02 | 0 | 0.3 | 0.01 | 0 | 0 | 0 | 0 | 0.3 | 0.05 | 0.02 | 0.01 | 0.01 | 0 | True | False | Non Federally-Regulated | 11/02/2023 |  | 11/13/2023
Luminii Corp | Latona | 512-99-A90-660-35-07-DL-** | Light Emitting Diode | Inseparable Luminaire | Direct Wired | 0-10 VDC Controls | 83.9 | 3500 | -0.0008 | 94 | 63 | 0 | 0.94 | Ambient | 15000 |  |  | 55000 | 0.03 | 12 | 13 | 0.37 | 0.02 | 0.01 | 0.01 | 0.01 | 0.01 | 0.99 | 0.03 | 0.01 | 0.01 | 0.01 | 0 | 0.99 | 0.32 | 0.23 | 0.15 | 0.05 | 0.02 | True | False | Non Federally-Regulated | 11/02/2023 |  | 11/13/2023
Luminii Corp | Latona | 512-99-A90-660-35-10-DL-** | Light Emitting Diode | Inseparable Luminaire | Direct Wired | 0-10 VDC Controls | 81.8 | 3500 | -0.0009 | 94 | 63 | 0 | 0.95 | Ambient | 15000 |  |  | 55000 | 0.01 | 13 | 12 | 0.33 | 0.14 | 0.12 | 0.08 | 0.02 | 0 | 0.3 | 0.01 | 0 | 0 | 0 | 0 | 0.3 | 0.05 | 0.02 | 0.01 | 0.01 | 0 | True | False | Non Federally-Regulated | 11/02/2023 |  | 11/13/2023
Luminii Corp | Latona | 512-99-A90-660-35-15-DL-** | Light Emitting Diode | Inseparable Luminaire | Direct Wired | 0-10 VDC Controls | 81.5 | 3500 | -0.0011 | 94 | 59 | 0 | 0.95 | Ambient | 15000 |  |  | 55000 | 0.01 | 13 | 12 | 0.33 | 0.14 | 0.12 | 0.08 | 0.02 | 0 | 0.3 | 0.01 | 0 | 0 | 0 | 0 | 0.3 | 0.05 | 0.02 | 0.01 | 0.01 | 0 | True | False | Non Federally-Regulated | 11/02/2023 |  | 11/13/2023
Luminii Corp | Latona | 512-99-A90-660-40-07-DL-** | Light Emitting Diode | Inseparable Luminaire | Direct Wired | 0-10 VDC Controls | 96.7 | 3816 | -0.0006 | 96 | 66 | 0 | 0.94 | Ambient | 15000 |  |  | 55000 | 0.03 | 12 | 13 | 0.37 | 0.02 | 0.01 | 0.01 | 0.01 | 0.01 | 0.99 | 0.03 | 0.01 | 0.01 | 0.01 | 0 | 0.99 | 0.32 | 0.23 | 0.15 | 0.05 | 0.02 | True | False | Non Federally-Regulated | 11/02/2023 |  | 11/13/2023
Luminii Corp | Latona | 512-99-A90-660-40-10-DL-** | Light Emitting Diode | Inseparable Luminaire | Direct Wired | 0-10 VDC Controls | 94.3 | 3816 | -0.0007 | 96 | 66 | 0 | 0.94 | Ambient | 15000 |  |  | 55000 | 0.01 | 13 | 12 | 0.33 | 0.14 | 0.12 | 0.08 | 0.02 | 0 | 0.3 | 0.01 | 0 | 0 | 0 | 0 | 0.3 | 0.05 | 0.02 | 0.01 | 0.01 | 0 | True | False | Non Federally-Regulated | 11/02/2023 |  | 11/13/2023
Luminii Corp | Latona | 512-99-A90-660-40-15-DL-** | Light Emitting Diode | Inseparable Luminaire | Direct Wired | 0-10 VDC Controls | 93.8 | 3816 | -0.0007 | 96 | 66 | 0 | 0.94 | Ambient | 15000 |  |  | 55000 | 0.01 | 13 | 12 | 0.33 | 0.14 | 0.12 | 0.08 | 0.02 | 0 | 0.3 | 0.01 | 0 | 0 | 0 | 0 | 0.3 | 0.05 | 0.02 | 0.01 | 0.01 | 0 | True | False | Non Federally-Regulated | 11/02/2023 |  | 11/13/2023
Luminii Corp | Latona | 513-FL-A90-615-27-07-00-** | Light Emitting Diode | Inseparable Luminaire | Direct Wired | 0-10 VDC Controls | 64 | 2645 | -0.0012 | 92 | 55 | 0 | 0.93 | Ambient | 15000 |  |  | 55000 | 0.03 | 12 | 13 | 0.37 | 0.02 | 0.01 | 0.01 | 0.01 | 0.01 | 0.99 | 0.03 | 0.01 | 0.01 | 0.01 | 0 | 0.99 | 0.32 | 0.23 | 0.15 | 0.05 | 0.02 | True | False | Non Federally-Regulated | 11/02/2023 |  | 11/13/2023
Luminii Corp | Latona | 513-FL-A90-615-27-10-00-** | Light Emitting Diode | Inseparable Luminaire | Direct Wired | 0-10 VDC Controls | 62.5 | 2653 | -0.0015 | 92 | 55 | 0 | 0.98 | Ambient | 15000 |  |  | 55000 | 0.01 | 13 | 12 | 0.33 | 0.14 | 0.12 | 0.08 | 0.02 | 0 | 0.3 | 0.01 | 0 | 0 | 0 | 0 | 0.3 | 0.05 | 0.02 | 0.01 | 0.01 | 0 | True | False | Non Federally-Regulated | 11/02/2023 |  | 11/13/2023
Luminii Corp | Latona | 513-FL-A90-615-27-15-00-** | Light Emitting Diode | Inseparable Luminaire | Direct Wired | 0-10 VDC Controls | 62.2 | 2635 | -0.0017 | 92 | 51 | 0 | 0.99 | Ambient | 15000 |  |  | 55000 | 0.01 | 13 | 12 | 0.33 | 0.14 | 0.12 | 0.08 | 0.02 | 0 | 0.3 | 0.01 | 0 | 0 | 0 | 0 | 0.3 | 0.05 | 0.02 | 0.01 | 0.01 | 0 | True | False | Non Federally-Regulated | 11/02/2023 |  | 11/13/2023
Luminii Corp | Latona | 513-FL-A90-615-30-07-00-** | Light Emitting Diode | Inseparable Luminaire | Direct Wired | 0-10 VDC Controls | 71.3 | 3000 | -0.011 | 93 | 58 | 0 | 0.93 | Ambient | 15000 |  |  | 55000 | 0.03 | 12 | 13 | 0.37 | 0.02 | 0.01 | 0.01 | 0.01 | 0.01 | 0.99 | 0.03 | 0.01 | 0.01 | 0.01 | 0 | 0.99 | 0.32 | 0.23 | 0.15 | 0.05 | 0.02 | True | False | Non Federally-Regulated | 11/02/2023 |  | 11/13/2023
Luminii Corp | Latona | 513-FL-A90-615-30-10-00-** | Light Emitting Diode | Inseparable Luminaire | Direct Wired | 0-10 VDC Controls | 69.6 | 3000 | -0.0013 | 93 | 58 | 0 | 0.97 | Ambient | 15000 |  |  | 55000 | 0.01 | 13 | 12 | 0.33 | 0.14 | 0.12 | 0.08 | 0.02 | 0 | 0.3 | 0.01 | 0 | 0 | 0 | 0 | 0.3 | 0.05 | 0.02 | 0.01 | 0.01 | 0 | True | False | Non Federally-Regulated | 11/02/2023 |  | 11/13/2023
Luminii Corp | Latona | 513-FL-A90-615-30-15-00-** | Light Emitting Diode | Inseparable Luminaire | Direct Wired | 0-10 VDC Controls | 69.3 | 3000 | -0.0015 | 93 | 54 | 0 | 0.97 | Ambient | 15000 |  |  | 55000 | 0.01 | 13 | 12 | 0.33 | 0.14 | 0.12 | 0.08 | 0.02 | 0 | 0.3 | 0.01 | 0 | 0 | 0 | 0 | 0.3 | 0.05 | 0.02 | 0.01 | 0.01 | 0 | True | False | Non Federally-Regulated | 11/02/2023 |  | 11/13/2023
Luminii Corp | Latona | 513-FL-A90-615-35-07-00-** | Light Emitting Diode | Inseparable Luminaire | Direct Wired | 0-10 VDC Controls | 83.9 | 3500 | -0.0008 | 94 | 63 | 0 | 0.94 | Ambient | 15000 |  |  | 55000 | 0.03 | 12 | 13 | 0.37 | 0.02 | 0.01 | 0.01 | 0.01 | 0.01 | 0.99 | 0.03 | 0.01 | 0.01 | 0.01 | 0 | 0.99 | 0.32 | 0.23 | 0.15 | 0.05 | 0.02 | True | False | Non Federally-Regulated | 11/02/2023 |  | 11/13/2023
Luminii Corp | Latona | 513-FL-A90-615-35-10-00-** | Light Emitting Diode | Inseparable Luminaire | Direct Wired | 0-10 VDC Controls | 81.8 | 3500 | -0.0009 | 94 | 63 | 0 | 0.95 | Ambient | 15000 |  |  | 55000 | 0.01 | 13 | 12 | 0.33 | 0.14 | 0.12 | 0.08 | 0.02 | 0 | 0.3 | 0.01 | 0 | 0 | 0 | 0 | 0.3 | 0.05 | 0.02 | 0.01 | 0.01 | 0 | True | False | Non Federally-Regulated | 11/02/2023 |  | 11/13/2023
Luminii Corp | Latona | 513-FL-A90-615-35-15-00-** | Light Emitting Diode | Inseparable Luminaire | Direct Wired | 0-10 VDC Controls | 81.5 | 3500 | -0.0011 | 94 | 59 | 0 | 0.95 | Ambient | 15000 |  |  | 55000 | 0.01 | 13 | 12 | 0.33 | 0.14 | 0.12 | 0.08 | 0.02 | 0 | 0.3 | 0.01 | 0 | 0 | 0 | 0 | 0.3 | 0.05 | 0.02 | 0.01 | 0.01 | 0 | True | False | Non Federally-Regulated | 11/02/2023 |  | 11/13/2023
Luminii Corp | Latona | 513-FL-A90-615-40-07-00-** | Light Emitting Diode | Inseparable Luminaire | Direct Wired | 0-10 VDC Controls | 96.7 | 3816 | -0.0006 | 96 | 66 | 0 | 0.94 | Ambient | 15000 |  |  | 55000 | 0.03 | 12 | 13 | 0.37 | 0.02 | 0.01 | 0.01 | 0.01 | 0.01 | 0.99 | 0.03 | 0.01 | 0.01 | 0.01 | 0 | 0.99 | 0.32 | 0.23 | 0.15 | 0.05 | 0.02 | True | False | Non Federally-Regulated | 11/02/2023 |  | 11/13/2023
Luminii Corp | Latona | 513-FL-A90-615-40-10-00-** | Light Emitting Diode | Inseparable Luminaire | Direct Wired | 0-10 VDC Controls | 94.3 | 3816 | -0.0007 | 96 | 66 | 0 | 0.94 | Ambient | 15000 |  |  | 55000 | 0.01 | 13 | 12 | 0.33 | 0.14 | 0.12 | 0.08 | 0.02 | 0 | 0.3 | 0.01 | 0 | 0 | 0 | 0 | 0.3 | 0.05 | 0.02 | 0.01 | 0.01 | 0 | True | False | Non Federally-Regulated | 11/02/2023 |  | 11/13/2023
Luminii Corp | Latona | 513-FL-A90-615-40-15-00-** | Light Emitting Diode | Inseparable Luminaire | Direct Wired | 0-10 VDC Controls | 93.8 | 3816 | -0.0007 | 96 | 66 | 0 | 0.94 | Ambient | 15000 |  |  | 55000 | 0.01 | 13 | 12 | 0.33 | 0.14 | 0.12 | 0.08 | 0.02 | 0 | 0.3 | 0.01 | 0 | 0 | 0 | 0 | 0.3 | 0.05 | 0.02 | 0.01 | 0.01 | 0 | True | False | Non Federally-Regulated | 11/02/2023 |  | 11/13/2023
Luminii Corp | Latona | 513-FL-A90-638F-27-07-00-** | Light Emitting Diode | Inseparable Luminaire | Direct Wired | 0-10 VDC Controls | 64 | 2645 | -0.0012 | 92 | 55 | 0 | 0.93 | Ambient | 15000 |  |  | 55000 | 0.03 | 12 | 13 | 0.37 | 0.02 | 0.01 | 0.01 | 0.01 | 0.01 | 0.99 | 0.03 | 0.01 | 0.01 | 0.01 | 0 | 0.99 | 0.32 | 0.23 | 0.15 | 0.05 | 0.02 | True | False | Non Federally-Regulated | 11/02/2023 |  | 11/13/2023
Luminii Corp | Latona | 513-FL-A90-638F-27-10-00-** | Light Emitting Diode | Inseparable Luminaire | Direct Wired | 0-10 VDC Controls | 62.5 | 2653 | -0.0015 | 92 | 55 | 0 | 0.98 | Ambient | 15000 |  |  | 55000 | 0.01 | 13 | 12 | 0.33 | 0.14 | 0.12 | 0.08 | 0.02 | 0 | 0.3 | 0.01 | 0 | 0 | 0 | 0 | 0.3 | 0.05 | 0.02 | 0.01 | 0.01 | 0 | True | False | Non Federally-Regulated | 11/02/2023 |  | 11/13/2023
Luminii Corp | Latona | 513-FL-A90-638F-27-15-00-** | Light Emitting Diode | Inseparable Luminaire | Direct Wired | 0-10 VDC Controls | 62.2 | 2635 | -0.0017 | 92 | 51 | 0 | 0.99 | Ambient | 15000 |  |  | 55000 | 0.01 | 13 | 12 | 0.33 | 0.14 | 0.12 | 0.08 | 0.02 | 0 | 0.3 | 0.01 | 0 | 0 | 0 | 0 | 0.3 | 0.05 | 0.02 | 0.01 | 0.01 | 0 | True | False | Non Federally-Regulated | 11/02/2023 |  | 11/13/2023
Luminii Corp | Latona | 513-FL-A90-638F-30-07-00-** | Light Emitting Diode | Inseparable Luminaire | Direct Wired | 0-10 VDC Controls | 71.3 | 3000 | -0.011 | 93 | 58 | 0 | 0.93 | Ambient | 15000 |  |  | 55000 | 0.03 | 12 | 13 | 0.37 | 0.02 | 0.01 | 0.01 | 0.01 | 0.01 | 0.99 | 0.03 | 0.01 | 0.01 | 0.01 | 0 | 0.99 | 0.32 | 0.23 | 0.15 | 0.05 | 0.02 | True | False | Non Federally-Regulated | 11/02/2023 |  | 11/13/2023
Luminii Corp | Latona | 513-FL-A90-638F-30-10-00-** | Light Emitting Diode | Inseparable Luminaire | Direct Wired | 0-10 VDC Controls | 69.6 | 3000 | -0.0013 | 93 | 58 | 0 | 0.97 | Ambient | 15000 |  |  | 55000 | 0.01 | 13 | 12 | 0.33 | 0.14 | 0.12 | 0.08 | 0.02 | 0 | 0.3 | 0.01 | 0 | 0 | 0 | 0 | 0.3 | 0.05 | 0.02 | 0.01 | 0.01 | 0 | True | False | Non Federally-Regulated | 11/02/2023 |  | 11/13/2023
Luminii Corp | Latona | 513-FL-A90-638F-30-15-00-** | Light Emitting Diode | Inseparable Luminaire | Direct Wired | 0-10 VDC Controls | 69.3 | 3000 | -0.0015 | 93 | 54 | 0 | 0.97 | Ambient | 15000 |  |  | 55000 | 0.01 | 13 | 12 | 0.33 | 0.14 | 0.12 | 0.08 | 0.02 | 0 | 0.3 | 0.01 | 0 | 0 | 0 | 0 | 0.3 | 0.05 | 0.02 | 0.01 | 0.01 | 0 | True | False | Non Federally-Regulated | 11/02/2023 |  | 11/13/2023
Luminii Corp | Latona | 513-FL-A90-638F-35-07-00-** | Light Emitting Diode | Inseparable Luminaire | Direct Wired | 0-10 VDC Controls | 83.9 | 3500 | -0.0008 | 94 | 63 | 0 | 0.94 | Ambient | 15000 |  |  | 55000 | 0.03 | 12 | 13 | 0.37 | 0.02 | 0.01 | 0.01 | 0.01 | 0.01 | 0.99 | 0.03 | 0.01 | 0.01 | 0.01 | 0 | 0.99 | 0.32 | 0.23 | 0.15 | 0.05 | 0.02 | True | False | Non Federally-Regulated | 11/02/2023 |  | 11/13/2023
Luminii Corp | Latona | 513-FL-A90-638F-35-10-00-** | Light Emitting Diode | Inseparable Luminaire | Direct Wired | 0-10 VDC Controls | 81.8 | 3500 | -0.0009 | 94 | 63 | 0 | 0.95 | Ambient | 15000 |  |  | 55000 | 0.01 | 13 | 12 | 0.33 | 0.14 | 0.12 | 0.08 | 0.02 | 0 | 0.3 | 0.01 | 0 | 0 | 0 | 0 | 0.3 | 0.05 | 0.02 | 0.01 | 0.01 | 0 | True | False | Non Federally-Regulated | 11/02/2023 |  | 11/13/2023
Luminii Corp | Latona | 513-FL-A90-638F-35-15-00-** | Light Emitting Diode | Inseparable Luminaire | Direct Wired | 0-10 VDC Controls | 81.5 | 3500 | -0.0011 | 94 | 59 | 0 | 0.95 | Ambient | 15000 |  |  | 55000 | 0.01 | 13 | 12 | 0.33 | 0.14 | 0.12 | 0.08 | 0.02 | 0 | 0.3 | 0.01 | 0 | 0 | 0 | 0 | 0.3 | 0.05 | 0.02 | 0.01 | 0.01 | 0 | True | False | Non Federally-Regulated | 11/02/2023 |  | 11/13/2023
Luminii Corp | Latona | 513-FL-A90-638F-40-07-00-** | Light Emitting Diode | Inseparable Luminaire | Direct Wired | 0-10 VDC Controls | 96.7 | 3816 | -0.0006 | 96 | 66 | 0 | 0.94 | Ambient | 15000 |  |  | 55000 | 0.03 | 12 | 13 | 0.37 | 0.02 | 0.01 | 0.01 | 0.01 | 0.01 | 0.99 | 0.03 | 0.01 | 0.01 | 0.01 | 0 | 0.99 | 0.32 | 0.23 | 0.15 | 0.05 | 0.02 | True | False | Non Federally-Regulated | 11/02/2023 |  | 11/13/2023
Luminii Corp | Latona | 513-FL-A90-638F-40-10-00-** | Light Emitting Diode | Inseparable Luminaire | Direct Wired | 0-10 VDC Controls | 94.3 | 3816 | -0.0007 | 96 | 66 | 0 | 0.94 | Ambient | 15000 |  |  | 55000 | 0.01 | 13 | 12 | 0.33 | 0.14 | 0.12 | 0.08 | 0.02 | 0 | 0.3 | 0.01 | 0 | 0 | 0 | 0 | 0.3 | 0.05 | 0.02 | 0.01 | 0.01 | 0 | True | False | Non Federally-Regulated | 11/02/2023 |  | 11/13/2023
Luminii Corp | Latona | 513-FL-A90-638F-40-15-00-** | Light Emitting Diode | Inseparable Luminaire | Direct Wired | 0-10 VDC Controls | 93.8 | 3816 | -0.0007 | 96 | 66 | 0 | 0.94 | Ambient | 15000 |  |  | 55000 | 0.01 | 13 | 12 | 0.33 | 0.14 | 0.12 | 0.08 | 0.02 | 0 | 0.3 | 0.01 | 0 | 0 | 0 | 0 | 0.3 | 0.05 | 0.02 | 0.01 | 0.01 | 0 | True | False | Non Federally-Regulated | 11/02/2023 |  | 11/13/2023
Luminii Corp | Latona | 513-FL-A90-640-27-07-00-** | Light Emitting Diode | Inseparable Luminaire | Direct Wired | 0-10 VDC Controls | 64 | 2645 | -0.0012 | 92 | 55 | 0 | 0.93 | Ambient | 15000 |  |  | 55000 | 0.03 | 12 | 13 | 0.37 | 0.02 | 0.01 | 0.01 | 0.01 | 0.01 | 0.99 | 0.03 | 0.01 | 0.01 | 0.01 | 0 | 0.99 | 0.32 | 0.23 | 0.15 | 0.05 | 0.02 | True | False | Non Federally-Regulated | 11/02/2023 |  | 11/13/2023
Luminii Corp | Latona | 513-FL-A90-640-27-10-00-** | Light Emitting Diode | Inseparable Luminaire | Direct Wired | 0-10 VDC Controls | 62.5 | 2653 | -0.0015 | 92 | 55 | 0 | 0.98 | Ambient | 15000 |  |  | 55000 | 0.01 | 13 | 12 | 0.33 | 0.14 | 0.12 | 0.08 | 0.02 | 0 | 0.3 | 0.01 | 0 | 0 | 0 | 0 | 0.3 | 0.05 | 0.02 | 0.01 | 0.01 | 0 | True | False | Non Federally-Regulated | 11/02/2023 |  | 11/13/2023
Luminii Corp | Latona | 513-FL-A90-640-27-15-00-** | Light Emitting Diode | Inseparable Luminaire | Direct Wired | 0-10 VDC Controls | 62.2 | 2635 | -0.0017 | 92 | 51 | 0 | 0.99 | Ambient | 15000 |  |  | 55000 | 0.01 | 13 | 12 | 0.33 | 0.14 | 0.12 | 0.08 | 0.02 | 0 | 0.3 | 0.01 | 0 | 0 | 0 | 0 | 0.3 | 0.05 | 0.02 | 0.01 | 0.01 | 0 | True | False | Non Federally-Regulated | 11/02/2023 |  | 11/13/2023
Luminii Corp | Latona | 513-FL-A90-640-30-07-00-** | Light Emitting Diode | Inseparable Luminaire | Direct Wired | 0-10 VDC Controls | 71.3 | 3000 | -0.011 | 93 | 58 | 0 | 0.93 | Ambient | 15000 |  |  | 55000 | 0.03 | 12 | 13 | 0.37 | 0.02 | 0.01 | 0.01 | 0.01 | 0.01 | 0.99 | 0.03 | 0.01 | 0.01 | 0.01 | 0 | 0.99 | 0.32 | 0.23 | 0.15 | 0.05 | 0.02 | True | False | Non Federally-Regulated | 11/02/2023 |  | 11/13/2023
Luminii Corp | Latona | 513-FL-A90-640-30-10-00-** | Light Emitting Diode | Inseparable Luminaire | Direct Wired | 0-10 VDC Controls | 69.6 | 3000 | -0.0013 | 93 | 58 | 0 | 0.97 | Ambient | 15000 |  |  | 55000 | 0.01 | 13 | 12 | 0.33 | 0.14 | 0.12 | 0.08 | 0.02 | 0 | 0.3 | 0.01 | 0 | 0 | 0 | 0 | 0.3 | 0.05 | 0.02 | 0.01 | 0.01 | 0 | True | False | Non Federally-Regulated | 11/02/2023 |  | 11/13/2023
Luminii Corp | Latona | 513-FL-A90-640-30-15-00-** | Light Emitting Diode | Inseparable Luminaire | Direct Wired | 0-10 VDC Controls | 69.3 | 3000 | -0.0015 | 93 | 54 | 0 | 0.97 | Ambient | 15000 |  |  | 55000 | 0.01 | 13 | 12 | 0.33 | 0.14 | 0.12 | 0.08 | 0.02 | 0 | 0.3 | 0.01 | 0 | 0 | 0 | 0 | 0.3 | 0.05 | 0.02 | 0.01 | 0.01 | 0 | True | False | Non Federally-Regulated | 11/02/2023 |  | 11/13/2023
Luminii Corp | Latona | 513-FL-A90-640-35-07-00-** | Light Emitting Diode | Inseparable Luminaire | Direct Wired | 0-10 VDC Controls | 83.9 | 3500 | -0.0008 | 94 | 63 | 0 | 0.94 | Ambient | 15000 |  |  | 55000 | 0.03 | 12 | 13 | 0.37 | 0.02 | 0.01 | 0.01 | 0.01 | 0.01 | 0.99 | 0.03 | 0.01 | 0.01 | 0.01 | 0 | 0.99 | 0.32 | 0.23 | 0.15 | 0.05 | 0.02 | True | False | Non Federally-Regulated | 11/02/2023 |  | 11/13/2023
Luminii Corp | Latona | 513-FL-A90-640-35-10-00-** | Light Emitting Diode | Inseparable Luminaire | Direct Wired | 0-10 VDC Controls | 81.8 | 3500 | -0.0009 | 94 | 63 | 0 | 0.95 | Ambient | 15000 |  |  | 55000 | 0.01 | 13 | 12 | 0.33 | 0.14 | 0.12 | 0.08 | 0.02 | 0 | 0.3 | 0.01 | 0 | 0 | 0 | 0 | 0.3 | 0.05 | 0.02 | 0.01 | 0.01 | 0 | True | False | Non Federally-Regulated | 11/02/2023 |  | 11/13/2023
Luminii Corp | Latona | 513-FL-A90-640-35-15-00-** | Light Emitting Diode | Inseparable Luminaire | Direct Wired | 0-10 VDC Controls | 81.5 | 3500 | -0.0011 | 94 | 59 | 0 | 0.95 | Ambient | 15000 |  |  | 55000 | 0.01 | 13 | 12 | 0.33 | 0.14 | 0.12 | 0.08 | 0.02 | 0 | 0.3 | 0.01 | 0 | 0 | 0 | 0 | 0.3 | 0.05 | 0.02 | 0.01 | 0.01 | 0 | True | False | Non Federally-Regulated | 11/02/2023 |  | 11/13/2023
Luminii Corp | Latona | 513-FL-A90-640-40-07-00-** | Light Emitting Diode | Inseparable Luminaire | Direct Wired | 0-10 VDC Controls | 96.7 | 3816 | -0.0006 | 96 | 66 | 0 | 0.94 | Ambient | 15000 |  |  | 55000 | 0.03 | 12 | 13 | 0.37 | 0.02 | 0.01 | 0.01 | 0.01 | 0.01 | 0.99 | 0.03 | 0.01 | 0.01 | 0.01 | 0 | 0.99 | 0.32 | 0.23 | 0.15 | 0.05 | 0.02 | True | False | Non Federally-Regulated | 11/02/2023 |  | 11/13/2023
Luminii Corp | Latona | 513-FL-A90-640-40-10-00-** | Light Emitting Diode | Inseparable Luminaire | Direct Wired | 0-10 VDC Controls | 94.3 | 3816 | -0.0007 | 96 | 66 | 0 | 0.94 | Ambient | 15000 |  |  | 55000 | 0.01 | 13 | 12 | 0.33 | 0.14 | 0.12 | 0.08 | 0.02 | 0 | 0.3 | 0.01 | 0 | 0 | 0 | 0 | 0.3 | 0.05 | 0.02 | 0.01 | 0.01 | 0 | True | False | Non Federally-Regulated | 11/02/2023 |  | 11/13/2023
Luminii Corp | Latona | 513-FL-A90-640-40-15-00-** | Light Emitting Diode | Inseparable Luminaire | Direct Wired | 0-10 VDC Controls | 93.8 | 3816 | -0.0007 | 96 | 66 | 0 | 0.94 | Ambient | 15000 |  |  | 55000 | 0.01 | 13 | 12 | 0.33 | 0.14 | 0.12 | 0.08 | 0.02 | 0 | 0.3 | 0.01 | 0 | 0 | 0 | 0 | 0.3 | 0.05 | 0.02 | 0.01 | 0.01 | 0 | True | False | Non Federally-Regulated | 11/02/2023 |  | 11/13/2023
Luminii Corp | Latona | 513-FL-A90-660-27-07-00-** | Light Emitting Diode | Inseparable Luminaire | Direct Wired | 0-10 VDC Controls | 64 | 2645 | -0.0012 | 92 | 55 | 0 | 0.93 | Ambient | 15000 |  |  | 55000 | 0.03 | 12 | 13 | 0.37 | 0.02 | 0.01 | 0.01 | 0.01 | 0.01 | 0.99 | 0.03 | 0.01 | 0.01 | 0.01 | 0 | 0.99 | 0.32 | 0.23 | 0.15 | 0.05 | 0.02 | True | False | Non Federally-Regulated | 11/02/2023 |  | 11/13/2023
Luminii Corp | Latona | 513-FL-A90-660-27-10-00-** | Light Emitting Diode | Inseparable Luminaire | Direct Wired | 0-10 VDC Controls | 62.5 | 2653 | -0.0015 | 92 | 55 | 0 | 0.98 | Ambient | 15000 |  |  | 55000 | 0.01 | 13 | 12 | 0.33 | 0.14 | 0.12 | 0.08 | 0.02 | 0 | 0.3 | 0.01 | 0 | 0 | 0 | 0 | 0.3 | 0.05 | 0.02 | 0.01 | 0.01 | 0 | True | False | Non Federally-Regulated | 11/02/2023 |  | 11/13/2023
Luminii Corp | Latona | 513-FL-A90-660-27-15-00-** | Light Emitting Diode | Inseparable Luminaire | Direct Wired | 0-10 VDC Controls | 62.2 | 2635 | -0.0017 | 92 | 51 | 0 | 0.99 | Ambient | 15000 |  |  | 55000 | 0.01 | 13 | 12 | 0.33 | 0.14 | 0.12 | 0.08 | 0.02 | 0 | 0.3 | 0.01 | 0 | 0 | 0 | 0 | 0.3 | 0.05 | 0.02 | 0.01 | 0.01 | 0 | True | False | Non Federally-Regulated | 11/02/2023 |  | 11/13/2023
Luminii Corp | Latona | 513-FL-A90-660-30-07-00-** | Light Emitting Diode | Inseparable Luminaire | Direct Wired | 0-10 VDC Controls | 71.3 | 3000 | -0.011 | 93 | 58 | 0 | 0.93 | Ambient | 15000 |  |  | 55000 | 0.03 | 12 | 13 | 0.37 | 0.02 | 0.01 | 0.01 | 0.01 | 0.01 | 0.99 | 0.03 | 0.01 | 0.01 | 0.01 | 0 | 0.99 | 0.32 | 0.23 | 0.15 | 0.05 | 0.02 | True | False | Non Federally-Regulated | 11/02/2023 |  | 11/13/2023
Luminii Corp | Latona | 513-FL-A90-660-30-10-00-** | Light Emitting Diode | Inseparable Luminaire | Direct Wired | 0-10 VDC Controls | 69.6 | 3000 | -0.0013 | 93 | 58 | 0 | 0.97 | Ambient | 15000 |  |  | 55000 | 0.01 | 13 | 12 | 0.33 | 0.14 | 0.12 | 0.08 | 0.02 | 0 | 0.3 | 0.01 | 0 | 0 | 0 | 0 | 0.3 | 0.05 | 0.02 | 0.01 | 0.01 | 0 | True | False | Non Federally-Regulated | 11/02/2023 |  | 11/13/2023
Luminii Corp | Latona | 513-FL-A90-660-30-15-00-** | Light Emitting Diode | Inseparable Luminaire | Direct Wired | 0-10 VDC Controls | 69.3 | 3000 | -0.0015 | 93 | 54 | 0 | 0.97 | Ambient | 15000 |  |  | 55000 | 0.01 | 13 | 12 | 0.33 | 0.14 | 0.12 | 0.08 | 0.02 | 0 | 0.3 | 0.01 | 0 | 0 | 0 | 0 | 0.3 | 0.05 | 0.02 | 0.01 | 0.01 | 0 | True | False | Non Federally-Regulated | 11/02/2023 |  | 11/13/2023
Luminii Corp | Latona | 513-FL-A90-660-35-07-00-** | Light Emitting Diode | Inseparable Luminaire | Direct Wired | 0-10 VDC Controls | 83.9 | 3500 | -0.0008 | 94 | 63 | 0 | 0.94 | Ambient | 15000 |  |  | 55000 | 0.03 | 12 | 13 | 0.37 | 0.02 | 0.01 | 0.01 | 0.01 | 0.01 | 0.99 | 0.03 | 0.01 | 0.01 | 0.01 | 0 | 0.99 | 0.32 | 0.23 | 0.15 | 0.05 | 0.02 | True | False | Non Federally-Regulated | 11/02/2023 |  | 11/13/2023
Luminii Corp | Latona | 513-FL-A90-660-35-10-00-** | Light Emitting Diode | Inseparable Luminaire | Direct Wired | 0-10 VDC Controls | 81.8 | 3500 | -0.0009 | 94 | 63 | 0 | 0.95 | Ambient | 15000 |  |  | 55000 | 0.01 | 13 | 12 | 0.33 | 0.14 | 0.12 | 0.08 | 0.02 | 0 | 0.3 | 0.01 | 0 | 0 | 0 | 0 | 0.3 | 0.05 | 0.02 | 0.01 | 0.01 | 0 | True | False | Non Federally-Regulated | 11/02/2023 |  | 11/13/2023
Luminii Corp | Latona | 513-FL-A90-660-35-15-00-** | Light Emitting Diode | Inseparable Luminaire | Direct Wired | 0-10 VDC Controls | 81.5 | 3500 | -0.0011 | 94 | 59 | 0 | 0.95 | Ambient | 15000 |  |  | 55000 | 0.01 | 13 | 12 | 0.33 | 0.14 | 0.12 | 0.08 | 0.02 | 0 | 0.3 | 0.01 | 0 | 0 | 0 | 0 | 0.3 | 0.05 | 0.02 | 0.01 | 0.01 | 0 | True | False | Non Federally-Regulated | 11/02/2023 |  | 11/13/2023
Luminii Corp | Latona | 513-FL-A90-660-40-07-00-** | Light Emitting Diode | Inseparable Luminaire | Direct Wired | 0-10 VDC Controls | 96.7 | 3816 | -0.0006 | 96 | 66 | 0 | 0.94 | Ambient | 15000 |  |  | 55000 | 0.03 | 12 | 13 | 0.37 | 0.02 | 0.01 | 0.01 | 0.01 | 0.01 | 0.99 | 0.03 | 0.01 | 0.01 | 0.01 | 0 | 0.99 | 0.32 | 0.23 | 0.15 | 0.05 | 0.02 | True | False | Non Federally-Regulated | 11/02/2023 |  | 11/13/2023
Luminii Corp | Latona | 513-FL-A90-660-40-10-00-** | Light Emitting Diode | Inseparable Luminaire | Direct Wired | 0-10 VDC Controls | 94.3 | 3816 | -0.0007 | 96 | 66 | 0 | 0.94 | Ambient | 15000 |  |  | 55000 | 0.01 | 13 | 12 | 0.33 | 0.14 | 0.12 | 0.08 | 0.02 | 0 | 0.3 | 0.01 | 0 | 0 | 0 | 0 | 0.3 | 0.05 | 0.02 | 0.01 | 0.01 | 0 | True | False | Non Federally-Regulated | 11/02/2023 |  | 11/13/2023
Luminii Corp | Latona | 513-FL-A90-660-40-15-00-** | Light Emitting Diode | Inseparable Luminaire | Direct Wired | 0-10 VDC Controls | 93.8 | 3816 | -0.0007 | 96 | 66 | 0 | 0.94 | Ambient | 15000 |  |  | 55000 | 0.01 | 13 | 12 | 0.33 | 0.14 | 0.12 | 0.08 | 0.02 | 0 | 0.3 | 0.01 | 0 | 0 | 0 | 0 | 0.3 | 0.05 | 0.02 | 0.01 | 0.01 | 0 | True | False | Non Federally-Regulated | 11/02/2023 |  | 11/13/2023
Luminii Corp | Latona | 513-99-A90-615-27-07-00-** | Light Emitting Diode | Inseparable Luminaire | Direct Wired | 0-10 VDC Controls | 64 | 2645 | -0.0012 | 92 | 55 | 0 | 0.93 | Ambient | 15000 |  |  | 55000 | 0.03 | 12 | 13 | 0.37 | 0.02 | 0.01 | 0.01 | 0.01 | 0.01 | 0.99 | 0.03 | 0.01 | 0.01 | 0.01 | 0 | 0.99 | 0.32 | 0.23 | 0.15 | 0.05 | 0.02 | True | False | Non Federally-Regulated | 11/02/2023 |  | 11/13/2023
Luminii Corp | Latona | 513-99-A90-615-27-10-00-** | Light Emitting Diode | Inseparable Luminaire | Direct Wired | 0-10 VDC Controls | 62.5 | 2653 | -0.0015 | 92 | 55 | 0 | 0.98 | Ambient | 15000 |  |  | 55000 | 0.01 | 13 | 12 | 0.33 | 0.14 | 0.12 | 0.08 | 0.02 | 0 | 0.3 | 0.01 | 0 | 0 | 0 | 0 | 0.3 | 0.05 | 0.02 | 0.01 | 0.01 | 0 | True | False | Non Federally-Regulated | 11/02/2023 |  | 11/13/2023
Luminii Corp | Latona | 513-99-A90-615-27-15-00-** | Light Emitting Diode | Inseparable Luminaire | Direct Wired | 0-10 VDC Controls | 62.2 | 2635 | -0.0017 | 92 | 51 | 0 | 0.99 | Ambient | 15000 |  |  | 55000 | 0.01 | 13 | 12 | 0.33 | 0.14 | 0.12 | 0.08 | 0.02 | 0 | 0.3 | 0.01 | 0 | 0 | 0 | 0 | 0.3 | 0.05 | 0.02 | 0.01 | 0.01 | 0 | True | False | Non Federally-Regulated | 11/02/2023 |  | 11/13/2023
Luminii Corp | Latona | 513-99-A90-615-30-07-00-** | Light Emitting Diode | Inseparable Luminaire | Direct Wired | 0-10 VDC Controls | 71.3 | 3000 | -0.011 | 93 | 58 | 0 | 0.93 | Ambient | 15000 |  |  | 55000 | 0.03 | 12 | 13 | 0.37 | 0.02 | 0.01 | 0.01 | 0.01 | 0.01 | 0.99 | 0.03 | 0.01 | 0.01 | 0.01 | 0 | 0.99 | 0.32 | 0.23 | 0.15 | 0.05 | 0.02 | True | False | Non Federally-Regulated | 11/02/2023 |  | 11/13/2023
Luminii Corp | Latona | 513-99-A90-615-30-10-00-** | Light Emitting Diode | Inseparable Luminaire | Direct Wired | 0-10 VDC Controls | 69.6 | 3000 | -0.0013 | 93 | 58 | 0 | 0.97 | Ambient | 15000 |  |  | 55000 | 0.01 | 13 | 12 | 0.33 | 0.14 | 0.12 | 0.08 | 0.02 | 0 | 0.3 | 0.01 | 0 | 0 | 0 | 0 | 0.3 | 0.05 | 0.02 | 0.01 | 0.01 | 0 | True | False | Non Federally-Regulated | 11/02/2023 |  | 11/13/2023
Luminii Corp | Latona | 513-99-A90-615-30-15-00-** | Light Emitting Diode | Inseparable Luminaire | Direct Wired | 0-10 VDC Controls | 69.3 | 3000 | -0.0015 | 93 | 54 | 0 | 0.97 | Ambient | 15000 |  |  | 55000 | 0.01 | 13 | 12 | 0.33 | 0.14 | 0.12 | 0.08 | 0.02 | 0 | 0.3 | 0.01 | 0 | 0 | 0 | 0 | 0.3 | 0.05 | 0.02 | 0.01 | 0.01 | 0 | True | False | Non Federally-Regulated | 11/02/2023 |  | 11/13/2023
Luminii Corp | Latona | 513-99-A90-615-35-07-00-** | Light Emitting Diode | Inseparable Luminaire | Direct Wired | 0-10 VDC Controls | 83.9 | 3500 | -0.0008 | 94 | 63 | 0 | 0.94 | Ambient | 15000 |  |  | 55000 | 0.03 | 12 | 13 | 0.37 | 0.02 | 0.01 | 0.01 | 0.01 | 0.01 | 0.99 | 0.03 | 0.01 | 0.01 | 0.01 | 0 | 0.99 | 0.32 | 0.23 | 0.15 | 0.05 | 0.02 | True | False | Non Federally-Regulated | 11/02/2023 |  | 11/13/2023
Luminii Corp | Latona | 513-99-A90-615-35-10-00-** | Light Emitting Diode | Inseparable Luminaire | Direct Wired | 0-10 VDC Controls | 81.8 | 3500 | -0.0009 | 94 | 63 | 0 | 0.95 | Ambient | 15000 |  |  | 55000 | 0.01 | 13 | 12 | 0.33 | 0.14 | 0.12 | 0.08 | 0.02 | 0 | 0.3 | 0.01 | 0 | 0 | 0 | 0 | 0.3 | 0.05 | 0.02 | 0.01 | 0.01 | 0 | True | False | Non Federally-Regulated | 11/02/2023 |  | 11/13/2023
Luminii Corp | Latona | 513-99-A90-615-35-15-00-** | Light Emitting Diode | Inseparable Luminaire | Direct Wired | 0-10 VDC Controls | 81.5 | 3500 | -0.0011 | 94 | 59 | 0 | 0.95 | Ambient | 15000 |  |  | 55000 | 0.01 | 13 | 12 | 0.33 | 0.14 | 0.12 | 0.08 | 0.02 | 0 | 0.3 | 0.01 | 0 | 0 | 0 | 0 | 0.3 | 0.05 | 0.02 | 0.01 | 0.01 | 0 | True | False | Non Federally-Regulated | 11/02/2023 |  | 11/13/2023
Luminii Corp | Latona | 513-99-A90-615-40-07-00-** | Light Emitting Diode | Inseparable Luminaire | Direct Wired | 0-10 VDC Controls | 96.7 | 3816 | -0.0006 | 96 | 66 | 0 | 0.94 | Ambient | 15000 |  |  | 55000 | 0.03 | 12 | 13 | 0.37 | 0.02 | 0.01 | 0.01 | 0.01 | 0.01 | 0.99 | 0.03 | 0.01 | 0.01 | 0.01 | 0 | 0.99 | 0.32 | 0.23 | 0.15 | 0.05 | 0.02 | True | False | Non Federally-Regulated | 11/02/2023 |  | 11/13/2023
Luminii Corp | Latona | 513-99-A90-615-40-10-00-** | Light Emitting Diode | Inseparable Luminaire | Direct Wired | 0-10 VDC Controls | 94.3 | 3816 | -0.0007 | 96 | 66 | 0 | 0.94 | Ambient | 15000 |  |  | 55000 | 0.01 | 13 | 12 | 0.33 | 0.14 | 0.12 | 0.08 | 0.02 | 0 | 0.3 | 0.01 | 0 | 0 | 0 | 0 | 0.3 | 0.05 | 0.02 | 0.01 | 0.01 | 0 | True | False | Non Federally-Regulated | 11/02/2023 |  | 11/13/2023
Luminii Corp | Latona | 513-99-A90-615-40-15-00-** | Light Emitting Diode | Inseparable Luminaire | Direct Wired | 0-10 VDC Controls | 93.8 | 3816 | -0.0007 | 96 | 66 | 0 | 0.94 | Ambient | 15000 |  |  | 55000 | 0.01 | 13 | 12 | 0.33 | 0.14 | 0.12 | 0.08 | 0.02 | 0 | 0.3 | 0.01 | 0 | 0 | 0 | 0 | 0.3 | 0.05 | 0.02 | 0.01 | 0.01 | 0 | True | False | Non Federally-Regulated | 11/02/2023 |  | 11/13/2023
Luminii Corp | Latona | 513-99-A90-638F-27-07-00-** | Light Emitting Diode | Inseparable Luminaire | Direct Wired | 0-10 VDC Controls | 64 | 2645 | -0.0012 | 92 | 55 | 0 | 0.93 | Ambient | 15000 |  |  | 55000 | 0.03 | 12 | 13 | 0.37 | 0.02 | 0.01 | 0.01 | 0.01 | 0.01 | 0.99 | 0.03 | 0.01 | 0.01 | 0.01 | 0 | 0.99 | 0.32 | 0.23 | 0.15 | 0.05 | 0.02 | True | False | Non Federally-Regulated | 11/02/2023 |  | 11/13/2023
Luminii Corp | Latona | 513-99-A90-638F-27-10-00-** | Light Emitting Diode | Inseparable Luminaire | Direct Wired | 0-10 VDC Controls | 62.5 | 2653 | -0.0015 | 92 | 55 | 0 | 0.98 | Ambient | 15000 |  |  | 55000 | 0.01 | 13 | 12 | 0.33 | 0.14 | 0.12 | 0.08 | 0.02 | 0 | 0.3 | 0.01 | 0 | 0 | 0 | 0 | 0.3 | 0.05 | 0.02 | 0.01 | 0.01 | 0 | True | False | Non Federally-Regulated | 11/02/2023 |  | 11/13/2023
Luminii Corp | Latona | 513-99-A90-638F-27-15-00-** | Light Emitting Diode | Inseparable Luminaire | Direct Wired | 0-10 VDC Controls | 62.2 | 2635 | -0.0017 | 92 | 51 | 0 | 0.99 | Ambient | 15000 |  |  | 55000 | 0.01 | 13 | 12 | 0.33 | 0.14 | 0.12 | 0.08 | 0.02 | 0 | 0.3 | 0.01 | 0 | 0 | 0 | 0 | 0.3 | 0.05 | 0.02 | 0.01 | 0.01 | 0 | True | False | Non Federally-Regulated | 11/02/2023 |  | 11/13/2023
Luminii Corp | Latona | 513-99-A90-638F-30-07-00-** | Light Emitting Diode | Inseparable Luminaire | Direct Wired | 0-10 VDC Controls | 71.3 | 3000 | -0.011 | 93 | 58 | 0 | 0.93 | Ambient | 15000 |  |  | 55000 | 0.03 | 12 | 13 | 0.37 | 0.02 | 0.01 | 0.01 | 0.01 | 0.01 | 0.99 | 0.03 | 0.01 | 0.01 | 0.01 | 0 | 0.99 | 0.32 | 0.23 | 0.15 | 0.05 | 0.02 | True | False | Non Federally-Regulated | 11/02/2023 |  | 11/13/2023
Luminii Corp | Latona | 513-99-A90-638F-30-10-00-** | Light Emitting Diode | Inseparable Luminaire | Direct Wired | 0-10 VDC Controls | 69.6 | 3000 | -0.0013 | 93 | 58 | 0 | 0.97 | Ambient | 15000 |  |  | 55000 | 0.01 | 13 | 12 | 0.33 | 0.14 | 0.12 | 0.08 | 0.02 | 0 | 0.3 | 0.01 | 0 | 0 | 0 | 0 | 0.3 | 0.05 | 0.02 | 0.01 | 0.01 | 0 | True | False | Non Federally-Regulated | 11/02/2023 |  | 11/13/2023
Luminii Corp | Latona | 513-99-A90-638F-30-15-00-** | Light Emitting Diode | Inseparable Luminaire | Direct Wired | 0-10 VDC Controls | 69.3 | 3000 | -0.0015 | 93 | 54 | 0 | 0.97 | Ambient | 15000 |  |  | 55000 | 0.01 | 13 | 12 | 0.33 | 0.14 | 0.12 | 0.08 | 0.02 | 0 | 0.3 | 0.01 | 0 | 0 | 0 | 0 | 0.3 | 0.05 | 0.02 | 0.01 | 0.01 | 0 | True | False | Non Federally-Regulated | 11/02/2023 |  | 11/13/2023
Luminii Corp | Latona | 513-99-A90-638F-35-07-00-** | Light Emitting Diode | Inseparable Luminaire | Direct Wired | 0-10 VDC Controls | 83.9 | 3500 | -0.0008 | 94 | 63 | 0 | 0.94 | Ambient | 15000 |  |  | 55000 | 0.03 | 12 | 13 | 0.37 | 0.02 | 0.01 | 0.01 | 0.01 | 0.01 | 0.99 | 0.03 | 0.01 | 0.01 | 0.01 | 0 | 0.99 | 0.32 | 0.23 | 0.15 | 0.05 | 0.02 | True | False | Non Federally-Regulated | 11/02/2023 |  | 11/13/2023
Luminii Corp | Latona | 513-99-A90-638F-35-10-00-** | Light Emitting Diode | Inseparable Luminaire | Direct Wired | 0-10 VDC Controls | 81.8 | 3500 | -0.0009 | 94 | 63 | 0 | 0.95 | Ambient | 15000 |  |  | 55000 | 0.01 | 13 | 12 | 0.33 | 0.14 | 0.12 | 0.08 | 0.02 | 0 | 0.3 | 0.01 | 0 | 0 | 0 | 0 | 0.3 | 0.05 | 0.02 | 0.01 | 0.01 | 0 | True | False | Non Federally-Regulated | 11/02/2023 |  | 11/13/2023
Luminii Corp | Latona | 513-99-A90-638F-35-15-00-** | Light Emitting Diode | Inseparable Luminaire | Direct Wired | 0-10 VDC Controls | 81.5 | 3500 | -0.0011 | 94 | 59 | 0 | 0.95 | Ambient | 15000 |  |  | 55000 | 0.01 | 13 | 12 | 0.33 | 0.14 | 0.12 | 0.08 | 0.02 | 0 | 0.3 | 0.01 | 0 | 0 | 0 | 0 | 0.3 | 0.05 | 0.02 | 0.01 | 0.01 | 0 | True | False | Non Federally-Regulated | 11/02/2023 |  | 11/13/2023
Luminii Corp | Latona | 513-99-A90-638F-40-07-00-** | Light Emitting Diode | Inseparable Luminaire | Direct Wired | 0-10 VDC Controls | 96.7 | 3816 | -0.0006 | 96 | 66 | 0 | 0.94 | Ambient | 15000 |  |  | 55000 | 0.03 | 12 | 13 | 0.37 | 0.02 | 0.01 | 0.01 | 0.01 | 0.01 | 0.99 | 0.03 | 0.01 | 0.01 | 0.01 | 0 | 0.99 | 0.32 | 0.23 | 0.15 | 0.05 | 0.02 | True | False | Non Federally-Regulated | 11/02/2023 |  | 11/13/2023
Luminii Corp | Latona | 513-99-A90-638F-40-10-00-** | Light Emitting Diode | Inseparable Luminaire | Direct Wired | 0-10 VDC Controls | 94.3 | 3816 | -0.0007 | 96 | 66 | 0 | 0.94 | Ambient | 15000 |  |  | 55000 | 0.01 | 13 | 12 | 0.33 | 0.14 | 0.12 | 0.08 | 0.02 | 0 | 0.3 | 0.01 | 0 | 0 | 0 | 0 | 0.3 | 0.05 | 0.02 | 0.01 | 0.01 | 0 | True | False | Non Federally-Regulated | 11/02/2023 |  | 11/13/2023
Luminii Corp | Latona | 513-99-A90-638F-40-15-00-** | Light Emitting Diode | Inseparable Luminaire | Direct Wired | 0-10 VDC Controls | 93.8 | 3816 | -0.0007 | 96 | 66 | 0 | 0.94 | Ambient | 15000 |  |  | 55000 | 0.01 | 13 | 12 | 0.33 | 0.14 | 0.12 | 0.08 | 0.02 | 0 | 0.3 | 0.01 | 0 | 0 | 0 | 0 | 0.3 | 0.05 | 0.02 | 0.01 | 0.01 | 0 | True | False | Non Federally-Regulated | 11/02/2023 |  | 11/13/2023
Luminii Corp | Latona | 513-99-A90-640-27-07-00-** | Light Emitting Diode | Inseparable Luminaire | Direct Wired | 0-10 VDC Controls | 64 | 2645 | -0.0012 | 92 | 55 | 0 | 0.93 | Ambient | 15000 |  |  | 55000 | 0.03 | 12 | 13 | 0.37 | 0.02 | 0.01 | 0.01 | 0.01 | 0.01 | 0.99 | 0.03 | 0.01 | 0.01 | 0.01 | 0 | 0.99 | 0.32 | 0.23 | 0.15 | 0.05 | 0.02 | True | False | Non Federally-Regulated | 11/02/2023 |  | 11/13/2023
Luminii Corp | Latona | 513-99-A90-640-27-10-00-** | Light Emitting Diode | Inseparable Luminaire | Direct Wired | 0-10 VDC Controls | 62.5 | 2653 | -0.0015 | 92 | 55 | 0 | 0.98 | Ambient | 15000 |  |  | 55000 | 0.01 | 13 | 12 | 0.33 | 0.14 | 0.12 | 0.08 | 0.02 | 0 | 0.3 | 0.01 | 0 | 0 | 0 | 0 | 0.3 | 0.05 | 0.02 | 0.01 | 0.01 | 0 | True | False | Non Federally-Regulated | 11/02/2023 |  | 11/13/2023
Luminii Corp | Latona | 513-99-A90-640-27-15-00-** | Light Emitting Diode | Inseparable Luminaire | Direct Wired | 0-10 VDC Controls | 62.2 | 2635 | -0.0017 | 92 | 51 | 0 | 0.99 | Ambient | 15000 |  |  | 55000 | 0.01 | 13 | 12 | 0.33 | 0.14 | 0.12 | 0.08 | 0.02 | 0 | 0.3 | 0.01 | 0 | 0 | 0 | 0 | 0.3 | 0.05 | 0.02 | 0.01 | 0.01 | 0 | True | False | Non Federally-Regulated | 11/02/2023 |  | 11/13/2023
Luminii Corp | Latona | 513-99-A90-640-30-07-00-** | Light Emitting Diode | Inseparable Luminaire | Direct Wired | 0-10 VDC Controls | 71.3 | 3000 | -0.011 | 93 | 58 | 0 | 0.93 | Ambient | 15000 |  |  | 55000 | 0.03 | 12 | 13 | 0.37 | 0.02 | 0.01 | 0.01 | 0.01 | 0.01 | 0.99 | 0.03 | 0.01 | 0.01 | 0.01 | 0 | 0.99 | 0.32 | 0.23 | 0.15 | 0.05 | 0.02 | True | False | Non Federally-Regulated | 11/02/2023 |  | 11/13/2023
Luminii Corp | Latona | 513-99-A90-640-30-10-00-** | Light Emitting Diode | Inseparable Luminaire | Direct Wired | 0-10 VDC Controls | 69.6 | 3000 | -0.0013 | 93 | 58 | 0 | 0.97 | Ambient | 15000 |  |  | 55000 | 0.01 | 13 | 12 | 0.33 | 0.14 | 0.12 | 0.08 | 0.02 | 0 | 0.3 | 0.01 | 0 | 0 | 0 | 0 | 0.3 | 0.05 | 0.02 | 0.01 | 0.01 | 0 | True | False | Non Federally-Regulated | 11/02/2023 |  | 11/13/2023
Luminii Corp | Latona | 513-99-A90-640-30-15-00-** | Light Emitting Diode | Inseparable Luminaire | Direct Wired | 0-10 VDC Controls | 69.3 | 3000 | -0.0015 | 93 | 54 | 0 | 0.97 | Ambient | 15000 |  |  | 55000 | 0.01 | 13 | 12 | 0.33 | 0.14 | 0.12 | 0.08 | 0.02 | 0 | 0.3 | 0.01 | 0 | 0 | 0 | 0 | 0.3 | 0.05 | 0.02 | 0.01 | 0.01 | 0 | True | False | Non Federally-Regulated | 11/02/2023 |  | 11/13/2023
Luminii Corp | Latona | 513-99-A90-640-35-07-00-** | Light Emitting Diode | Inseparable Luminaire | Direct Wired | 0-10 VDC Controls | 83.9 | 3500 | -0.0008 | 94 | 63 | 0 | 0.94 | Ambient | 15000 |  |  | 55000 | 0.03 | 12 | 13 | 0.37 | 0.02 | 0.01 | 0.01 | 0.01 | 0.01 | 0.99 | 0.03 | 0.01 | 0.01 | 0.01 | 0 | 0.99 | 0.32 | 0.23 | 0.15 | 0.05 | 0.02 | True | False | Non Federally-Regulated | 11/02/2023 |  | 11/13/2023
Luminii Corp | Latona | 513-99-A90-640-35-10-00-** | Light Emitting Diode | Inseparable Luminaire | Direct Wired | 0-10 VDC Controls | 81.8 | 3500 | -0.0009 | 94 | 63 | 0 | 0.95 | Ambient | 15000 |  |  | 55000 | 0.01 | 13 | 12 | 0.33 | 0.14 | 0.12 | 0.08 | 0.02 | 0 | 0.3 | 0.01 | 0 | 0 | 0 | 0 | 0.3 | 0.05 | 0.02 | 0.01 | 0.01 | 0 | True | False | Non Federally-Regulated | 11/02/2023 |  | 11/13/2023
Luminii Corp | Latona | 513-99-A90-640-35-15-00-** | Light Emitting Diode | Inseparable Luminaire | Direct Wired | 0-10 VDC Controls | 81.5 | 3500 | -0.0011 | 94 | 59 | 0 | 0.95 | Ambient | 15000 |  |  | 55000 | 0.01 | 13 | 12 | 0.33 | 0.14 | 0.12 | 0.08 | 0.02 | 0 | 0.3 | 0.01 | 0 | 0 | 0 | 0 | 0.3 | 0.05 | 0.02 | 0.01 | 0.01 | 0 | True | False | Non Federally-Regulated | 11/02/2023 |  | 11/13/2023
Luminii Corp | Latona | 513-99-A90-640-40-07-00-** | Light Emitting Diode | Inseparable Luminaire | Direct Wired | 0-10 VDC Controls | 96.7 | 3816 | -0.0006 | 96 | 66 | 0 | 0.94 | Ambient | 15000 |  |  | 55000 | 0.03 | 12 | 13 | 0.37 | 0.02 | 0.01 | 0.01 | 0.01 | 0.01 | 0.99 | 0.03 | 0.01 | 0.01 | 0.01 | 0 | 0.99 | 0.32 | 0.23 | 0.15 | 0.05 | 0.02 | True | False | Non Federally-Regulated | 11/02/2023 |  | 11/13/2023
Luminii Corp | Latona | 513-99-A90-640-40-10-00-** | Light Emitting Diode | Inseparable Luminaire | Direct Wired | 0-10 VDC Controls | 94.3 | 3816 | -0.0007 | 96 | 66 | 0 | 0.94 | Ambient | 15000 |  |  | 55000 | 0.01 | 13 | 12 | 0.33 | 0.14 | 0.12 | 0.08 | 0.02 | 0 | 0.3 | 0.01 | 0 | 0 | 0 | 0 | 0.3 | 0.05 | 0.02 | 0.01 | 0.01 | 0 | True | False | Non Federally-Regulated | 11/02/2023 |  | 11/13/2023
Luminii Corp | Latona | 513-99-A90-640-40-15-00-** | Light Emitting Diode | Inseparable Luminaire | Direct Wired | 0-10 VDC Controls | 93.8 | 3816 | -0.0007 | 96 | 66 | 0 | 0.94 | Ambient | 15000 |  |  | 55000 | 0.01 | 13 | 12 | 0.33 | 0.14 | 0.12 | 0.08 | 0.02 | 0 | 0.3 | 0.01 | 0 | 0 | 0 | 0 | 0.3 | 0.05 | 0.02 | 0.01 | 0.01 | 0 | True | False | Non Federally-Regulated | 11/02/2023 |  | 11/13/2023
Luminii Corp | Latona | 513-99-A90-660-27-07-00-** | Light Emitting Diode | Inseparable Luminaire | Direct Wired | 0-10 VDC Controls | 64 | 2645 | -0.0012 | 92 | 55 | 0 | 0.93 | Ambient | 15000 |  |  | 55000 | 0.03 | 12 | 13 | 0.37 | 0.02 | 0.01 | 0.01 | 0.01 | 0.01 | 0.99 | 0.03 | 0.01 | 0.01 | 0.01 | 0 | 0.99 | 0.32 | 0.23 | 0.15 | 0.05 | 0.02 | True | False | Non Federally-Regulated | 11/02/2023 |  | 11/13/2023
Luminii Corp | Latona | 513-99-A90-660-27-10-00-** | Light Emitting Diode | Inseparable Luminaire | Direct Wired | 0-10 VDC Controls | 62.5 | 2653 | -0.0015 | 92 | 55 | 0 | 0.98 | Ambient | 15000 |  |  | 55000 | 0.01 | 13 | 12 | 0.33 | 0.14 | 0.12 | 0.08 | 0.02 | 0 | 0.3 | 0.01 | 0 | 0 | 0 | 0 | 0.3 | 0.05 | 0.02 | 0.01 | 0.01 | 0 | True | False | Non Federally-Regulated | 11/02/2023 |  | 11/13/2023
Luminii Corp | Latona | 513-99-A90-660-27-15-00-** | Light Emitting Diode | Inseparable Luminaire | Direct Wired | 0-10 VDC Controls | 62.2 | 2635 | -0.0017 | 92 | 51 | 0 | 0.99 | Ambient | 15000 |  |  | 55000 | 0.01 | 13 | 12 | 0.33 | 0.14 | 0.12 | 0.08 | 0.02 | 0 | 0.3 | 0.01 | 0 | 0 | 0 | 0 | 0.3 | 0.05 | 0.02 | 0.01 | 0.01 | 0 | True | False | Non Federally-Regulated | 11/02/2023 |  | 11/13/2023
Luminii Corp | Latona | 513-99-A90-660-30-07-00-** | Light Emitting Diode | Inseparable Luminaire | Direct Wired | 0-10 VDC Controls | 71.3 | 3000 | -0.011 | 93 | 58 | 0 | 0.93 | Ambient | 15000 |  |  | 55000 | 0.03 | 12 | 13 | 0.37 | 0.02 | 0.01 | 0.01 | 0.01 | 0.01 | 0.99 | 0.03 | 0.01 | 0.01 | 0.01 | 0 | 0.99 | 0.32 | 0.23 | 0.15 | 0.05 | 0.02 | True | False | Non Federally-Regulated | 11/02/2023 |  | 11/13/2023
Luminii Corp | Latona | 513-99-A90-660-30-10-00-** | Light Emitting Diode | Inseparable Luminaire | Direct Wired | 0-10 VDC Controls | 69.6 | 3000 | -0.0013 | 93 | 58 | 0 | 0.97 | Ambient | 15000 |  |  | 55000 | 0.01 | 13 | 12 | 0.33 | 0.14 | 0.12 | 0.08 | 0.02 | 0 | 0.3 | 0.01 | 0 | 0 | 0 | 0 | 0.3 | 0.05 | 0.02 | 0.01 | 0.01 | 0 | True | False | Non Federally-Regulated | 11/02/2023 |  | 11/13/2023
Luminii Corp | Latona | 513-99-A90-660-30-15-00-** | Light Emitting Diode | Inseparable Luminaire | Direct Wired | 0-10 VDC Controls | 69.3 | 3000 | -0.0015 | 93 | 54 | 0 | 0.97 | Ambient | 15000 |  |  | 55000 | 0.01 | 13 | 12 | 0.33 | 0.14 | 0.12 | 0.08 | 0.02 | 0 | 0.3 | 0.01 | 0 | 0 | 0 | 0 | 0.3 | 0.05 | 0.02 | 0.01 | 0.01 | 0 | True | False | Non Federally-Regulated | 11/02/2023 |  | 11/13/2023
Luminii Corp | Latona | 513-99-A90-660-35-07-00-** | Light Emitting Diode | Inseparable Luminaire | Direct Wired | 0-10 VDC Controls | 83.9 | 3500 | -0.0008 | 94 | 63 | 0 | 0.94 | Ambient | 15000 |  |  | 55000 | 0.03 | 12 | 13 | 0.37 | 0.02 | 0.01 | 0.01 | 0.01 | 0.01 | 0.99 | 0.03 | 0.01 | 0.01 | 0.01 | 0 | 0.99 | 0.32 | 0.23 | 0.15 | 0.05 | 0.02 | True | False | Non Federally-Regulated | 11/02/2023 |  | 11/13/2023
Luminii Corp | Latona | 513-99-A90-660-35-10-00-** | Light Emitting Diode | Inseparable Luminaire | Direct Wired | 0-10 VDC Controls | 81.8 | 3500 | -0.0009 | 94 | 63 | 0 | 0.95 | Ambient | 15000 |  |  | 55000 | 0.01 | 13 | 12 | 0.33 | 0.14 | 0.12 | 0.08 | 0.02 | 0 | 0.3 | 0.01 | 0 | 0 | 0 | 0 | 0.3 | 0.05 | 0.02 | 0.01 | 0.01 | 0 | True | False | Non Federally-Regulated | 11/02/2023 |  | 11/13/2023
Luminii Corp | Latona | 513-99-A90-660-35-15-00-** | Light Emitting Diode | Inseparable Luminaire | Direct Wired | 0-10 VDC Controls | 81.5 | 3500 | -0.0011 | 94 | 59 | 0 | 0.95 | Ambient | 15000 |  |  | 55000 | 0.01 | 13 | 12 | 0.33 | 0.14 | 0.12 | 0.08 | 0.02 | 0 | 0.3 | 0.01 | 0 | 0 | 0 | 0 | 0.3 | 0.05 | 0.02 | 0.01 | 0.01 | 0 | True | False | Non Federally-Regulated | 11/02/2023 |  | 11/13/2023
Luminii Corp | Latona | 513-99-A90-660-40-07-00-** | Light Emitting Diode | Inseparable Luminaire | Direct Wired | 0-10 VDC Controls | 96.7 | 3816 | -0.0006 | 96 | 66 | 0 | 0.94 | Ambient | 15000 |  |  | 55000 | 0.03 | 12 | 13 | 0.37 | 0.02 | 0.01 | 0.01 | 0.01 | 0.01 | 0.99 | 0.03 | 0.01 | 0.01 | 0.01 | 0 | 0.99 | 0.32 | 0.23 | 0.15 | 0.05 | 0.02 | True | False | Non Federally-Regulated | 11/02/2023 |  | 11/13/2023
Luminii Corp | Latona | 513-99-A90-660-40-10-00-** | Light Emitting Diode | Inseparable Luminaire | Direct Wired | 0-10 VDC Controls | 94.3 | 3816 | -0.0007 | 96 | 66 | 0 | 0.94 | Ambient | 15000 |  |  | 55000 | 0.01 | 13 | 12 | 0.33 | 0.14 | 0.12 | 0.08 | 0.02 | 0 | 0.3 | 0.01 | 0 | 0 | 0 | 0 | 0.3 | 0.05 | 0.02 | 0.01 | 0.01 | 0 | True | False | Non Federally-Regulated | 11/02/2023 |  | 11/13/2023
Luminii Corp | Latona | 513-99-A90-660-40-15-00-** | Light Emitting Diode | Inseparable Luminaire | Direct Wired | 0-10 VDC Controls | 93.8 | 3816 | -0.0007 | 96 | 66 | 0 | 0.94 | Ambient | 15000 |  |  | 55000 | 0.01 | 13 | 12 | 0.33 | 0.14 | 0.12 | 0.08 | 0.02 | 0 | 0.3 | 0.01 | 0 | 0 | 0 | 0 | 0.3 | 0.05 | 0.02 | 0.01 | 0.01 | 0 | True | False | Non Federally-Regulated | 11/02/2023 |  | 11/13/2023
Luminii Corp | Latona | 513-FL-A90-615-27-07-DL-** | Light Emitting Diode | Inseparable Luminaire | Direct Wired | 0-10 VDC Controls | 64 | 2645 | -0.0012 | 92 | 55 | 0 | 0.93 | Ambient | 15000 |  |  | 55000 | 0.03 | 12 | 13 | 0.37 | 0.02 | 0.01 | 0.01 | 0.01 | 0.01 | 0.99 | 0.03 | 0.01 | 0.01 | 0.01 | 0 | 0.99 | 0.32 | 0.23 | 0.15 | 0.05 | 0.02 | True | False | Non Federally-Regulated | 11/02/2023 |  | 11/13/2023
Luminii Corp | Latona | 513-FL-A90-615-27-10-DL-** | Light Emitting Diode | Inseparable Luminaire | Direct Wired | 0-10 VDC Controls | 62.5 | 2653 | -0.0015 | 92 | 55 | 0 | 0.98 | Ambient | 15000 |  |  | 55000 | 0.01 | 13 | 12 | 0.33 | 0.14 | 0.12 | 0.08 | 0.02 | 0 | 0.3 | 0.01 | 0 | 0 | 0 | 0 | 0.3 | 0.05 | 0.02 | 0.01 | 0.01 | 0 | True | False | Non Federally-Regulated | 11/02/2023 |  | 11/13/2023
Luminii Corp | Latona | 513-FL-A90-615-27-15-DL-** | Light Emitting Diode | Inseparable Luminaire | Direct Wired | 0-10 VDC Controls | 62.2 | 2635 | -0.0017 | 92 | 51 | 0 | 0.99 | Ambient | 15000 |  |  | 55000 | 0.01 | 13 | 12 | 0.33 | 0.14 | 0.12 | 0.08 | 0.02 | 0 | 0.3 | 0.01 | 0 | 0 | 0 | 0 | 0.3 | 0.05 | 0.02 | 0.01 | 0.01 | 0 | True | False | Non Federally-Regulated | 11/02/2023 |  | 11/13/2023
Luminii Corp | Latona | 513-FL-A90-615-30-07-DL-** | Light Emitting Diode | Inseparable Luminaire | Direct Wired | 0-10 VDC Controls | 71.3 | 3000 | -0.011 | 93 | 58 | 0 | 0.93 | Ambient | 15000 |  |  | 55000 | 0.03 | 12 | 13 | 0.37 | 0.02 | 0.01 | 0.01 | 0.01 | 0.01 | 0.99 | 0.03 | 0.01 | 0.01 | 0.01 | 0 | 0.99 | 0.32 | 0.23 | 0.15 | 0.05 | 0.02 | True | False | Non Federally-Regulated | 11/02/2023 |  | 11/13/2023
Luminii Corp | Latona | 513-FL-A90-615-30-10-DL-** | Light Emitting Diode | Inseparable Luminaire | Direct Wired | 0-10 VDC Controls | 69.6 | 3000 | -0.0013 | 93 | 58 | 0 | 0.97 | Ambient | 15000 |  |  | 55000 | 0.01 | 13 | 12 | 0.33 | 0.14 | 0.12 | 0.08 | 0.02 | 0 | 0.3 | 0.01 | 0 | 0 | 0 | 0 | 0.3 | 0.05 | 0.02 | 0.01 | 0.01 | 0 | True | False | Non Federally-Regulated | 11/02/2023 |  | 11/13/2023
Luminii Corp | Latona | 513-FL-A90-615-30-15-DL-** | Light Emitting Diode | Inseparable Luminaire | Direct Wired | 0-10 VDC Controls | 69.3 | 3000 | -0.0015 | 93 | 54 | 0 | 0.97 | Ambient | 15000 |  |  | 55000 | 0.01 | 13 | 12 | 0.33 | 0.14 | 0.12 | 0.08 | 0.02 | 0 | 0.3 | 0.01 | 0 | 0 | 0 | 0 | 0.3 | 0.05 | 0.02 | 0.01 | 0.01 | 0 | True | False | Non Federally-Regulated | 11/02/2023 |  | 11/13/2023
Luminii Corp | Latona | 513-FL-A90-615-35-07-DL-** | Light Emitting Diode | Inseparable Luminaire | Direct Wired | 0-10 VDC Controls | 83.9 | 3500 | -0.0008 | 94 | 63 | 0 | 0.94 | Ambient | 15000 |  |  | 55000 | 0.03 | 12 | 13 | 0.37 | 0.02 | 0.01 | 0.01 | 0.01 | 0.01 | 0.99 | 0.03 | 0.01 | 0.01 | 0.01 | 0 | 0.99 | 0.32 | 0.23 | 0.15 | 0.05 | 0.02 | True | False | Non Federally-Regulated | 11/02/2023 |  | 11/13/2023
Luminii Corp | Latona | 513-FL-A90-615-35-10-DL-** | Light Emitting Diode | Inseparable Luminaire | Direct Wired | 0-10 VDC Controls | 81.8 | 3500 | -0.0009 | 94 | 63 | 0 | 0.95 | Ambient | 15000 |  |  | 55000 | 0.01 | 13 | 12 | 0.33 | 0.14 | 0.12 | 0.08 | 0.02 | 0 | 0.3 | 0.01 | 0 | 0 | 0 | 0 | 0.3 | 0.05 | 0.02 | 0.01 | 0.01 | 0 | True | False | Non Federally-Regulated | 11/02/2023 |  | 11/13/2023
Luminii Corp | Latona | 513-FL-A90-615-35-15-DL-** | Light Emitting Diode | Inseparable Luminaire | Direct Wired | 0-10 VDC Controls | 81.5 | 3500 | -0.0011 | 94 | 59 | 0 | 0.95 | Ambient | 15000 |  |  | 55000 | 0.01 | 13 | 12 | 0.33 | 0.14 | 0.12 | 0.08 | 0.02 | 0 | 0.3 | 0.01 | 0 | 0 | 0 | 0 | 0.3 | 0.05 | 0.02 | 0.01 | 0.01 | 0 | True | False | Non Federally-Regulated | 11/02/2023 |  | 11/13/2023
Luminii Corp | Latona | 513-FL-A90-615-40-07-DL-** | Light Emitting Diode | Inseparable Luminaire | Direct Wired | 0-10 VDC Controls | 96.7 | 3816 | -0.0006 | 96 | 66 | 0 | 0.94 | Ambient | 15000 |  |  | 55000 | 0.03 | 12 | 13 | 0.37 | 0.02 | 0.01 | 0.01 | 0.01 | 0.01 | 0.99 | 0.03 | 0.01 | 0.01 | 0.01 | 0 | 0.99 | 0.32 | 0.23 | 0.15 | 0.05 | 0.02 | True | False | Non Federally-Regulated | 11/02/2023 |  | 11/13/2023
Luminii Corp | Latona | 513-FL-A90-615-40-10-DL-** | Light Emitting Diode | Inseparable Luminaire | Direct Wired | 0-10 VDC Controls | 94.3 | 3816 | -0.0007 | 96 | 66 | 0 | 0.94 | Ambient | 15000 |  |  | 55000 | 0.01 | 13 | 12 | 0.33 | 0.14 | 0.12 | 0.08 | 0.02 | 0 | 0.3 | 0.01 | 0 | 0 | 0 | 0 | 0.3 | 0.05 | 0.02 | 0.01 | 0.01 | 0 | True | False | Non Federally-Regulated | 11/02/2023 |  | 11/13/2023
Luminii Corp | Latona | 513-FL-A90-615-40-15-DL-** | Light Emitting Diode | Inseparable Luminaire | Direct Wired | 0-10 VDC Controls | 93.8 | 3816 | -0.0007 | 96 | 66 | 0 | 0.94 | Ambient | 15000 |  |  | 55000 | 0.01 | 13 | 12 | 0.33 | 0.14 | 0.12 | 0.08 | 0.02 | 0 | 0.3 | 0.01 | 0 | 0 | 0 | 0 | 0.3 | 0.05 | 0.02 | 0.01 | 0.01 | 0 | True | False | Non Federally-Regulated | 11/02/2023 |  | 11/13/2023
Luminii Corp | Latona | 513-FL-A90-638F-27-07-DL-** | Light Emitting Diode | Inseparable Luminaire | Direct Wired | 0-10 VDC Controls | 64 | 2645 | -0.0012 | 92 | 55 | 0 | 0.93 | Ambient | 15000 |  |  | 55000 | 0.03 | 12 | 13 | 0.37 | 0.02 | 0.01 | 0.01 | 0.01 | 0.01 | 0.99 | 0.03 | 0.01 | 0.01 | 0.01 | 0 | 0.99 | 0.32 | 0.23 | 0.15 | 0.05 | 0.02 | True | False | Non Federally-Regulated | 11/02/2023 |  | 11/13/2023
Luminii Corp | Latona | 513-FL-A90-638F-27-10-DL-** | Light Emitting Diode | Inseparable Luminaire | Direct Wired | 0-10 VDC Controls | 62.5 | 2653 | -0.0015 | 92 | 55 | 0 | 0.98 | Ambient | 15000 |  |  | 55000 | 0.01 | 13 | 12 | 0.33 | 0.14 | 0.12 | 0.08 | 0.02 | 0 | 0.3 | 0.01 | 0 | 0 | 0 | 0 | 0.3 | 0.05 | 0.02 | 0.01 | 0.01 | 0 | True | False | Non Federally-Regulated | 11/02/2023 |  | 11/13/2023
Luminii Corp | Latona | 513-FL-A90-638F-27-15-DL-** | Light Emitting Diode | Inseparable Luminaire | Direct Wired | 0-10 VDC Controls | 62.2 | 2635 | -0.0017 | 92 | 51 | 0 | 0.99 | Ambient | 15000 |  |  | 55000 | 0.01 | 13 | 12 | 0.33 | 0.14 | 0.12 | 0.08 | 0.02 | 0 | 0.3 | 0.01 | 0 | 0 | 0 | 0 | 0.3 | 0.05 | 0.02 | 0.01 | 0.01 | 0 | True | False | Non Federally-Regulated | 11/02/2023 |  | 11/13/2023
Luminii Corp | Latona | 513-FL-A90-638F-30-07-DL-** | Light Emitting Diode | Inseparable Luminaire | Direct Wired | 0-10 VDC Controls | 71.3 | 3000 | -0.011 | 93 | 58 | 0 | 0.93 | Ambient | 15000 |  |  | 55000 | 0.03 | 12 | 13 | 0.37 | 0.02 | 0.01 | 0.01 | 0.01 | 0.01 | 0.99 | 0.03 | 0.01 | 0.01 | 0.01 | 0 | 0.99 | 0.32 | 0.23 | 0.15 | 0.05 | 0.02 | True | False | Non Federally-Regulated | 11/02/2023 |  | 11/13/2023
Luminii Corp | Latona | 513-FL-A90-638F-30-10-DL-** | Light Emitting Diode | Inseparable Luminaire | Direct Wired | 0-10 VDC Controls | 69.6 | 3000 | -0.0013 | 93 | 58 | 0 | 0.97 | Ambient | 15000 |  |  | 55000 | 0.01 | 13 | 12 | 0.33 | 0.14 | 0.12 | 0.08 | 0.02 | 0 | 0.3 | 0.01 | 0 | 0 | 0 | 0 | 0.3 | 0.05 | 0.02 | 0.01 | 0.01 | 0 | True | False | Non Federally-Regulated | 11/02/2023 |  | 11/13/2023
Luminii Corp | Latona | 513-FL-A90-638F-30-15-DL-** | Light Emitting Diode | Inseparable Luminaire | Direct Wired | 0-10 VDC Controls | 69.3 | 3000 | -0.0015 | 93 | 54 | 0 | 0.97 | Ambient | 15000 |  |  | 55000 | 0.01 | 13 | 12 | 0.33 | 0.14 | 0.12 | 0.08 | 0.02 | 0 | 0.3 | 0.01 | 0 | 0 | 0 | 0 | 0.3 | 0.05 | 0.02 | 0.01 | 0.01 | 0 | True | False | Non Federally-Regulated | 11/02/2023 |  | 11/13/2023
Luminii Corp | Latona | 513-FL-A90-638F-35-07-DL-** | Light Emitting Diode | Inseparable Luminaire | Direct Wired | 0-10 VDC Controls | 83.9 | 3500 | -0.0008 | 94 | 63 | 0 | 0.94 | Ambient | 15000 |  |  | 55000 | 0.03 | 12 | 13 | 0.37 | 0.02 | 0.01 | 0.01 | 0.01 | 0.01 | 0.99 | 0.03 | 0.01 | 0.01 | 0.01 | 0 | 0.99 | 0.32 | 0.23 | 0.15 | 0.05 | 0.02 | True | False | Non Federally-Regulated | 11/02/2023 |  | 11/13/2023
Luminii Corp | Latona | 513-FL-A90-638F-35-10-DL-** | Light Emitting Diode | Inseparable Luminaire | Direct Wired | 0-10 VDC Controls | 81.8 | 3500 | -0.0009 | 94 | 63 | 0 | 0.95 | Ambient | 15000 |  |  | 55000 | 0.01 | 13 | 12 | 0.33 | 0.14 | 0.12 | 0.08 | 0.02 | 0 | 0.3 | 0.01 | 0 | 0 | 0 | 0 | 0.3 | 0.05 | 0.02 | 0.01 | 0.01 | 0 | True | False | Non Federally-Regulated | 11/02/2023 |  | 11/13/2023
Luminii Corp | Latona | 513-FL-A90-638F-35-15-DL-** | Light Emitting Diode | Inseparable Luminaire | Direct Wired | 0-10 VDC Controls | 81.5 | 3500 | -0.0011 | 94 | 59 | 0 | 0.95 | Ambient | 15000 |  |  | 55000 | 0.01 | 13 | 12 | 0.33 | 0.14 | 0.12 | 0.08 | 0.02 | 0 | 0.3 | 0.01 | 0 | 0 | 0 | 0 | 0.3 | 0.05 | 0.02 | 0.01 | 0.01 | 0 | True | False | Non Federally-Regulated | 11/02/2023 |  | 11/13/2023
Luminii Corp | Latona | 513-FL-A90-638F-40-07-DL-** | Light Emitting Diode | Inseparable Luminaire | Direct Wired | 0-10 VDC Controls | 96.7 | 3816 | -0.0006 | 96 | 66 | 0 | 0.94 | Ambient | 15000 |  |  | 55000 | 0.03 | 12 | 13 | 0.37 | 0.02 | 0.01 | 0.01 | 0.01 | 0.01 | 0.99 | 0.03 | 0.01 | 0.01 | 0.01 | 0 | 0.99 | 0.32 | 0.23 | 0.15 | 0.05 | 0.02 | True | False | Non Federally-Regulated | 11/02/2023 |  | 11/13/2023
Luminii Corp | Latona | 513-FL-A90-638F-40-10-DL-** | Light Emitting Diode | Inseparable Luminaire | Direct Wired | 0-10 VDC Controls | 94.3 | 3816 | -0.0007 | 96 | 66 | 0 | 0.94 | Ambient | 15000 |  |  | 55000 | 0.01 | 13 | 12 | 0.33 | 0.14 | 0.12 | 0.08 | 0.02 | 0 | 0.3 | 0.01 | 0 | 0 | 0 | 0 | 0.3 | 0.05 | 0.02 | 0.01 | 0.01 | 0 | True | False | Non Federally-Regulated | 11/02/2023 |  | 11/13/2023
Luminii Corp | Latona | 513-FL-A90-638F-40-15-DL-** | Light Emitting Diode | Inseparable Luminaire | Direct Wired | 0-10 VDC Controls | 93.8 | 3816 | -0.0007 | 96 | 66 | 0 | 0.94 | Ambient | 15000 |  |  | 55000 | 0.01 | 13 | 12 | 0.33 | 0.14 | 0.12 | 0.08 | 0.02 | 0 | 0.3 | 0.01 | 0 | 0 | 0 | 0 | 0.3 | 0.05 | 0.02 | 0.01 | 0.01 | 0 | True | False | Non Federally-Regulated | 11/02/2023 |  | 11/13/2023
Luminii Corp | Latona | 513-FL-A90-640-27-07-DL-** | Light Emitting Diode | Inseparable Luminaire | Direct Wired | 0-10 VDC Controls | 64 | 2645 | -0.0012 | 92 | 55 | 0 | 0.93 | Ambient | 15000 |  |  | 55000 | 0.03 | 12 | 13 | 0.37 | 0.02 | 0.01 | 0.01 | 0.01 | 0.01 | 0.99 | 0.03 | 0.01 | 0.01 | 0.01 | 0 | 0.99 | 0.32 | 0.23 | 0.15 | 0.05 | 0.02 | True | False | Non Federally-Regulated | 11/02/2023 |  | 11/13/2023
Luminii Corp | Latona | 513-FL-A90-640-27-10-DL-** | Light Emitting Diode | Inseparable Luminaire | Direct Wired | 0-10 VDC Controls | 62.5 | 2653 | -0.0015 | 92 | 55 | 0 | 0.98 | Ambient | 15000 |  |  | 55000 | 0.01 | 13 | 12 | 0.33 | 0.14 | 0.12 | 0.08 | 0.02 | 0 | 0.3 | 0.01 | 0 | 0 | 0 | 0 | 0.3 | 0.05 | 0.02 | 0.01 | 0.01 | 0 | True | False | Non Federally-Regulated | 11/02/2023 |  | 11/13/2023
Luminii Corp | Latona | 513-FL-A90-640-27-15-DL-** | Light Emitting Diode | Inseparable Luminaire | Direct Wired | 0-10 VDC Controls | 62.2 | 2635 | -0.0017 | 92 | 51 | 0 | 0.99 | Ambient | 15000 |  |  | 55000 | 0.01 | 13 | 12 | 0.33 | 0.14 | 0.12 | 0.08 | 0.02 | 0 | 0.3 | 0.01 | 0 | 0 | 0 | 0 | 0.3 | 0.05 | 0.02 | 0.01 | 0.01 | 0 | True | False | Non Federally-Regulated | 11/02/2023 |  | 11/13/2023
Luminii Corp | Latona | 513-FL-A90-640-30-07-DL-** | Light Emitting Diode | Inseparable Luminaire | Direct Wired | 0-10 VDC Controls | 71.3 | 3000 | -0.011 | 93 | 58 | 0 | 0.93 | Ambient | 15000 |  |  | 55000 | 0.03 | 12 | 13 | 0.37 | 0.02 | 0.01 | 0.01 | 0.01 | 0.01 | 0.99 | 0.03 | 0.01 | 0.01 | 0.01 | 0 | 0.99 | 0.32 | 0.23 | 0.15 | 0.05 | 0.02 | True | False | Non Federally-Regulated | 11/02/2023 |  | 11/13/2023
Luminii Corp | Latona | 513-FL-A90-640-30-10-DL-** | Light Emitting Diode | Inseparable Luminaire | Direct Wired | 0-10 VDC Controls | 69.6 | 3000 | -0.0013 | 93 | 58 | 0 | 0.97 | Ambient | 15000 |  |  | 55000 | 0.01 | 13 | 12 | 0.33 | 0.14 | 0.12 | 0.08 | 0.02 | 0 | 0.3 | 0.01 | 0 | 0 | 0 | 0 | 0.3 | 0.05 | 0.02 | 0.01 | 0.01 | 0 | True | False | Non Federally-Regulated | 11/02/2023 |  | 11/13/2023
Luminii Corp | Latona | 513-FL-A90-640-30-15-DL-** | Light Emitting Diode | Inseparable Luminaire | Direct Wired | 0-10 VDC Controls | 69.3 | 3000 | -0.0015 | 93 | 54 | 0 | 0.97 | Ambient | 15000 |  |  | 55000 | 0.01 | 13 | 12 | 0.33 | 0.14 | 0.12 | 0.08 | 0.02 | 0 | 0.3 | 0.01 | 0 | 0 | 0 | 0 | 0.3 | 0.05 | 0.02 | 0.01 | 0.01 | 0 | True | False | Non Federally-Regulated | 11/02/2023 |  | 11/13/2023
Luminii Corp | Latona | 513-FL-A90-640-35-07-DL-** | Light Emitting Diode | Inseparable Luminaire | Direct Wired | 0-10 VDC Controls | 83.9 | 3500 | -0.0008 | 94 | 63 | 0 | 0.94 | Ambient | 15000 |  |  | 55000 | 0.03 | 12 | 13 | 0.37 | 0.02 | 0.01 | 0.01 | 0.01 | 0.01 | 0.99 | 0.03 | 0.01 | 0.01 | 0.01 | 0 | 0.99 | 0.32 | 0.23 | 0.15 | 0.05 | 0.02 | True | False | Non Federally-Regulated | 11/02/2023 |  | 11/13/2023
Luminii Corp | Latona | 513-FL-A90-640-35-10-DL-** | Light Emitting Diode | Inseparable Luminaire | Direct Wired | 0-10 VDC Controls | 81.8 | 3500 | -0.0009 | 94 | 63 | 0 | 0.95 | Ambient | 15000 |  |  | 55000 | 0.01 | 13 | 12 | 0.33 | 0.14 | 0.12 | 0.08 | 0.02 | 0 | 0.3 | 0.01 | 0 | 0 | 0 | 0 | 0.3 | 0.05 | 0.02 | 0.01 | 0.01 | 0 | True | False | Non Federally-Regulated | 11/02/2023 |  | 11/13/2023
Luminii Corp | Latona | 513-FL-A90-640-35-15-DL-** | Light Emitting Diode | Inseparable Luminaire | Direct Wired | 0-10 VDC Controls | 81.5 | 3500 | -0.0011 | 94 | 59 | 0 | 0.95 | Ambient | 15000 |  |  | 55000 | 0.01 | 13 | 12 | 0.33 | 0.14 | 0.12 | 0.08 | 0.02 | 0 | 0.3 | 0.01 | 0 | 0 | 0 | 0 | 0.3 | 0.05 | 0.02 | 0.01 | 0.01 | 0 | True | False | Non Federally-Regulated | 11/02/2023 |  | 11/13/2023
Luminii Corp | Latona | 513-FL-A90-640-40-07-DL-** | Light Emitting Diode | Inseparable Luminaire | Direct Wired | 0-10 VDC Controls | 96.7 | 3816 | -0.0006 | 96 | 66 | 0 | 0.94 | Ambient | 15000 |  |  | 55000 | 0.03 | 12 | 13 | 0.37 | 0.02 | 0.01 | 0.01 | 0.01 | 0.01 | 0.99 | 0.03 | 0.01 | 0.01 | 0.01 | 0 | 0.99 | 0.32 | 0.23 | 0.15 | 0.05 | 0.02 | True | False | Non Federally-Regulated | 11/02/2023 |  | 11/13/2023
Luminii Corp | Latona | 513-FL-A90-640-40-10-DL-** | Light Emitting Diode | Inseparable Luminaire | Direct Wired | 0-10 VDC Controls | 94.3 | 3816 | -0.0007 | 96 | 66 | 0 | 0.94 | Ambient | 15000 |  |  | 55000 | 0.01 | 13 | 12 | 0.33 | 0.14 | 0.12 | 0.08 | 0.02 | 0 | 0.3 | 0.01 | 0 | 0 | 0 | 0 | 0.3 | 0.05 | 0.02 | 0.01 | 0.01 | 0 | True | False | Non Federally-Regulated | 11/02/2023 |  | 11/13/2023
Luminii Corp | Latona | 513-FL-A90-640-40-15-DL-** | Light Emitting Diode | Inseparable Luminaire | Direct Wired | 0-10 VDC Controls | 93.8 | 3816 | -0.0007 | 96 | 66 | 0 | 0.94 | Ambient | 15000 |  |  | 55000 | 0.01 | 13 | 12 | 0.33 | 0.14 | 0.12 | 0.08 | 0.02 | 0 | 0.3 | 0.01 | 0 | 0 | 0 | 0 | 0.3 | 0.05 | 0.02 | 0.01 | 0.01 | 0 | True | False | Non Federally-Regulated | 11/02/2023 |  | 11/13/2023
Luminii Corp | Latona | 513-FL-A90-660-27-07-DL-** | Light Emitting Diode | Inseparable Luminaire | Direct Wired | 0-10 VDC Controls | 64 | 2645 | -0.0012 | 92 | 55 | 0 | 0.93 | Ambient | 15000 |  |  | 55000 | 0.03 | 12 | 13 | 0.37 | 0.02 | 0.01 | 0.01 | 0.01 | 0.01 | 0.99 | 0.03 | 0.01 | 0.01 | 0.01 | 0 | 0.99 | 0.32 | 0.23 | 0.15 | 0.05 | 0.02 | True | False | Non Federally-Regulated | 11/02/2023 |  | 11/13/2023
Luminii Corp | Latona | 513-FL-A90-660-27-10-DL-** | Light Emitting Diode | Inseparable Luminaire | Direct Wired | 0-10 VDC Controls | 62.5 | 2653 | -0.0015 | 92 | 55 | 0 | 0.98 | Ambient | 15000 |  |  | 55000 | 0.01 | 13 | 12 | 0.33 | 0.14 | 0.12 | 0.08 | 0.02 | 0 | 0.3 | 0.01 | 0 | 0 | 0 | 0 | 0.3 | 0.05 | 0.02 | 0.01 | 0.01 | 0 | True | False | Non Federally-Regulated | 11/02/2023 |  | 11/13/2023
Luminii Corp | Latona | 513-FL-A90-660-27-15-DL-** | Light Emitting Diode | Inseparable Luminaire | Direct Wired | 0-10 VDC Controls | 62.2 | 2635 | -0.0017 | 92 | 51 | 0 | 0.99 | Ambient | 15000 |  |  | 55000 | 0.01 | 13 | 12 | 0.33 | 0.14 | 0.12 | 0.08 | 0.02 | 0 | 0.3 | 0.01 | 0 | 0 | 0 | 0 | 0.3 | 0.05 | 0.02 | 0.01 | 0.01 | 0 | True | False | Non Federally-Regulated | 11/02/2023 |  | 11/13/2023
Luminii Corp | Latona | 513-FL-A90-660-30-07-DL-** | Light Emitting Diode | Inseparable Luminaire | Direct Wired | 0-10 VDC Controls | 71.3 | 3000 | -0.011 | 93 | 58 | 0 | 0.93 | Ambient | 15000 |  |  | 55000 | 0.03 | 12 | 13 | 0.37 | 0.02 | 0.01 | 0.01 | 0.01 | 0.01 | 0.99 | 0.03 | 0.01 | 0.01 | 0.01 | 0 | 0.99 | 0.32 | 0.23 | 0.15 | 0.05 | 0.02 | True | False | Non Federally-Regulated | 11/02/2023 |  | 11/13/2023
Luminii Corp | Latona | 513-FL-A90-660-30-10-DL-** | Light Emitting Diode | Inseparable Luminaire | Direct Wired | 0-10 VDC Controls | 69.6 | 3000 | -0.0013 | 93 | 58 | 0 | 0.97 | Ambient | 15000 |  |  | 55000 | 0.01 | 13 | 12 | 0.33 | 0.14 | 0.12 | 0.08 | 0.02 | 0 | 0.3 | 0.01 | 0 | 0 | 0 | 0 | 0.3 | 0.05 | 0.02 | 0.01 | 0.01 | 0 | True | False | Non Federally-Regulated | 11/02/2023 |  | 11/13/2023
Luminii Corp | Latona | 513-FL-A90-660-30-15-DL-** | Light Emitting Diode | Inseparable Luminaire | Direct Wired | 0-10 VDC Controls | 69.3 | 3000 | -0.0015 | 93 | 54 | 0 | 0.97 | Ambient | 15000 |  |  | 55000 | 0.01 | 13 | 12 | 0.33 | 0.14 | 0.12 | 0.08 | 0.02 | 0 | 0.3 | 0.01 | 0 | 0 | 0 | 0 | 0.3 | 0.05 | 0.02 | 0.01 | 0.01 | 0 | True | False | Non Federally-Regulated | 11/02/2023 |  | 11/13/2023
Luminii Corp | Latona | 513-FL-A90-660-35-07-DL-** | Light Emitting Diode | Inseparable Luminaire | Direct Wired | 0-10 VDC Controls | 83.9 | 3500 | -0.0008 | 94 | 63 | 0 | 0.94 | Ambient | 15000 |  |  | 55000 | 0.03 | 12 | 13 | 0.37 | 0.02 | 0.01 | 0.01 | 0.01 | 0.01 | 0.99 | 0.03 | 0.01 | 0.01 | 0.01 | 0 | 0.99 | 0.32 | 0.23 | 0.15 | 0.05 | 0.02 | True | False | Non Federally-Regulated | 11/02/2023 |  | 11/13/2023
Luminii Corp | Latona | 513-FL-A90-660-35-10-DL-** | Light Emitting Diode | Inseparable Luminaire | Direct Wired | 0-10 VDC Controls | 81.8 | 3500 | -0.0009 | 94 | 63 | 0 | 0.95 | Ambient | 15000 |  |  | 55000 | 0.01 | 13 | 12 | 0.33 | 0.14 | 0.12 | 0.08 | 0.02 | 0 | 0.3 | 0.01 | 0 | 0 | 0 | 0 | 0.3 | 0.05 | 0.02 | 0.01 | 0.01 | 0 | True | False | Non Federally-Regulated | 11/02/2023 |  | 11/13/2023
Luminii Corp | Latona | 513-FL-A90-660-35-15-DL-** | Light Emitting Diode | Inseparable Luminaire | Direct Wired | 0-10 VDC Controls | 81.5 | 3500 | -0.0011 | 94 | 59 | 0 | 0.95 | Ambient | 15000 |  |  | 55000 | 0.01 | 13 | 12 | 0.33 | 0.14 | 0.12 | 0.08 | 0.02 | 0 | 0.3 | 0.01 | 0 | 0 | 0 | 0 | 0.3 | 0.05 | 0.02 | 0.01 | 0.01 | 0 | True | False | Non Federally-Regulated | 11/02/2023 |  | 11/13/2023
Luminii Corp | Latona | 513-FL-A90-660-40-07-DL-** | Light Emitting Diode | Inseparable Luminaire | Direct Wired | 0-10 VDC Controls | 96.7 | 3816 | -0.0006 | 96 | 66 | 0 | 0.94 | Ambient | 15000 |  |  | 55000 | 0.03 | 12 | 13 | 0.37 | 0.02 | 0.01 | 0.01 | 0.01 | 0.01 | 0.99 | 0.03 | 0.01 | 0.01 | 0.01 | 0 | 0.99 | 0.32 | 0.23 | 0.15 | 0.05 | 0.02 | True | False | Non Federally-Regulated | 11/02/2023 |  | 11/13/2023
Luminii Corp | Latona | 513-FL-A90-660-40-10-DL-** | Light Emitting Diode | Inseparable Luminaire | Direct Wired | 0-10 VDC Controls | 94.3 | 3816 | -0.0007 | 96 | 66 | 0 | 0.94 | Ambient | 15000 |  |  | 55000 | 0.01 | 13 | 12 | 0.33 | 0.14 | 0.12 | 0.08 | 0.02 | 0 | 0.3 | 0.01 | 0 | 0 | 0 | 0 | 0.3 | 0.05 | 0.02 | 0.01 | 0.01 | 0 | True | False | Non Federally-Regulated | 11/02/2023 |  | 11/13/2023
Luminii Corp | Latona | 513-FL-A90-660-40-15-DL-** | Light Emitting Diode | Inseparable Luminaire | Direct Wired | 0-10 VDC Controls | 93.8 | 3816 | -0.0007 | 96 | 66 | 0 | 0.94 | Ambient | 15000 |  |  | 55000 | 0.01 | 13 | 12 | 0.33 | 0.14 | 0.12 | 0.08 | 0.02 | 0 | 0.3 | 0.01 | 0 | 0 | 0 | 0 | 0.3 | 0.05 | 0.02 | 0.01 | 0.01 | 0 | True | False | Non Federally-Regulated | 11/02/2023 |  | 11/13/2023
Luminii Corp | Latona | 513-99-A90-615-27-07-DL-** | Light Emitting Diode | Inseparable Luminaire | Direct Wired | 0-10 VDC Controls | 64 | 2645 | -0.0012 | 92 | 55 | 0 | 0.93 | Ambient | 15000 |  |  | 55000 | 0.03 | 12 | 13 | 0.37 | 0.02 | 0.01 | 0.01 | 0.01 | 0.01 | 0.99 | 0.03 | 0.01 | 0.01 | 0.01 | 0 | 0.99 | 0.32 | 0.23 | 0.15 | 0.05 | 0.02 | True | False | Non Federally-Regulated | 11/02/2023 |  | 11/13/2023
Luminii Corp | Latona | 513-99-A90-615-27-10-DL-** | Light Emitting Diode | Inseparable Luminaire | Direct Wired | 0-10 VDC Controls | 62.5 | 2653 | -0.0015 | 92 | 55 | 0 | 0.98 | Ambient | 15000 |  |  | 55000 | 0.01 | 13 | 12 | 0.33 | 0.14 | 0.12 | 0.08 | 0.02 | 0 | 0.3 | 0.01 | 0 | 0 | 0 | 0 | 0.3 | 0.05 | 0.02 | 0.01 | 0.01 | 0 | True | False | Non Federally-Regulated | 11/02/2023 |  | 11/13/2023
Luminii Corp | Latona | 513-99-A90-615-27-15-DL-** | Light Emitting Diode | Inseparable Luminaire | Direct Wired | 0-10 VDC Controls | 62.2 | 2635 | -0.0017 | 92 | 51 | 0 | 0.99 | Ambient | 15000 |  |  | 55000 | 0.01 | 13 | 12 | 0.33 | 0.14 | 0.12 | 0.08 | 0.02 | 0 | 0.3 | 0.01 | 0 | 0 | 0 | 0 | 0.3 | 0.05 | 0.02 | 0.01 | 0.01 | 0 | True | False | Non Federally-Regulated | 11/02/2023 |  | 11/13/2023
Luminii Corp | Latona | 513-99-A90-615-30-07-DL-** | Light Emitting Diode | Inseparable Luminaire | Direct Wired | 0-10 VDC Controls | 71.3 | 3000 | -0.011 | 93 | 58 | 0 | 0.93 | Ambient | 15000 |  |  | 55000 | 0.03 | 12 | 13 | 0.37 | 0.02 | 0.01 | 0.01 | 0.01 | 0.01 | 0.99 | 0.03 | 0.01 | 0.01 | 0.01 | 0 | 0.99 | 0.32 | 0.23 | 0.15 | 0.05 | 0.02 | True | False | Non Federally-Regulated | 11/02/2023 |  | 11/13/2023
Luminii Corp | Latona | 513-99-A90-615-30-10-DL-** | Light Emitting Diode | Inseparable Luminaire | Direct Wired | 0-10 VDC Controls | 69.6 | 3000 | -0.0013 | 93 | 58 | 0 | 0.97 | Ambient | 15000 |  |  | 55000 | 0.01 | 13 | 12 | 0.33 | 0.14 | 0.12 | 0.08 | 0.02 | 0 | 0.3 | 0.01 | 0 | 0 | 0 | 0 | 0.3 | 0.05 | 0.02 | 0.01 | 0.01 | 0 | True | False | Non Federally-Regulated | 11/02/2023 |  | 11/13/2023
Luminii Corp | Latona | 513-99-A90-615-30-15-DL-** | Light Emitting Diode | Inseparable Luminaire | Direct Wired | 0-10 VDC Controls | 69.3 | 3000 | -0.0015 | 93 | 54 | 0 | 0.97 | Ambient | 15000 |  |  | 55000 | 0.01 | 13 | 12 | 0.33 | 0.14 | 0.12 | 0.08 | 0.02 | 0 | 0.3 | 0.01 | 0 | 0 | 0 | 0 | 0.3 | 0.05 | 0.02 | 0.01 | 0.01 | 0 | True | False | Non Federally-Regulated | 11/02/2023 |  | 11/13/2023
Luminii Corp | Latona | 513-99-A90-615-35-07-DL-** | Light Emitting Diode | Inseparable Luminaire | Direct Wired | 0-10 VDC Controls | 83.9 | 3500 | -0.0008 | 94 | 63 | 0 | 0.94 | Ambient | 15000 |  |  | 55000 | 0.03 | 12 | 13 | 0.37 | 0.02 | 0.01 | 0.01 | 0.01 | 0.01 | 0.99 | 0.03 | 0.01 | 0.01 | 0.01 | 0 | 0.99 | 0.32 | 0.23 | 0.15 | 0.05 | 0.02 | True | False | Non Federally-Regulated | 11/02/2023 |  | 11/13/2023
Luminii Corp | Latona | 513-99-A90-615-35-10-DL-** | Light Emitting Diode | Inseparable Luminaire | Direct Wired | 0-10 VDC Controls | 81.8 | 3500 | -0.0009 | 94 | 63 | 0 | 0.95 | Ambient | 15000 |  |  | 55000 | 0.01 | 13 | 12 | 0.33 | 0.14 | 0.12 | 0.08 | 0.02 | 0 | 0.3 | 0.01 | 0 | 0 | 0 | 0 | 0.3 | 0.05 | 0.02 | 0.01 | 0.01 | 0 | True | False | Non Federally-Regulated | 11/02/2023 |  | 11/13/2023
Luminii Corp | Latona | 513-99-A90-615-35-15-DL-** | Light Emitting Diode | Inseparable Luminaire | Direct Wired | 0-10 VDC Controls | 81.5 | 3500 | -0.0011 | 94 | 59 | 0 | 0.95 | Ambient | 15000 |  |  | 55000 | 0.01 | 13 | 12 | 0.33 | 0.14 | 0.12 | 0.08 | 0.02 | 0 | 0.3 | 0.01 | 0 | 0 | 0 | 0 | 0.3 | 0.05 | 0.02 | 0.01 | 0.01 | 0 | True | False | Non Federally-Regulated | 11/02/2023 |  | 11/13/2023
Luminii Corp | Latona | 513-99-A90-615-40-07-DL-** | Light Emitting Diode | Inseparable Luminaire | Direct Wired | 0-10 VDC Controls | 96.7 | 3816 | -0.0006 | 96 | 66 | 0 | 0.94 | Ambient | 15000 |  |  | 55000 | 0.03 | 12 | 13 | 0.37 | 0.02 | 0.01 | 0.01 | 0.01 | 0.01 | 0.99 | 0.03 | 0.01 | 0.01 | 0.01 | 0 | 0.99 | 0.32 | 0.23 | 0.15 | 0.05 | 0.02 | True | False | Non Federally-Regulated | 11/02/2023 |  | 11/13/2023
Luminii Corp | Latona | 513-99-A90-615-40-10-DL-** | Light Emitting Diode | Inseparable Luminaire | Direct Wired | 0-10 VDC Controls | 94.3 | 3816 | -0.0007 | 96 | 66 | 0 | 0.94 | Ambient | 15000 |  |  | 55000 | 0.01 | 13 | 12 | 0.33 | 0.14 | 0.12 | 0.08 | 0.02 | 0 | 0.3 | 0.01 | 0 | 0 | 0 | 0 | 0.3 | 0.05 | 0.02 | 0.01 | 0.01 | 0 | True | False | Non Federally-Regulated | 11/02/2023 |  | 11/13/2023
Luminii Corp | Latona | 513-99-A90-615-40-15-DL-** | Light Emitting Diode | Inseparable Luminaire | Direct Wired | 0-10 VDC Controls | 93.8 | 3816 | -0.0007 | 96 | 66 | 0 | 0.94 | Ambient | 15000 |  |  | 55000 | 0.01 | 13 | 12 | 0.33 | 0.14 | 0.12 | 0.08 | 0.02 | 0 | 0.3 | 0.01 | 0 | 0 | 0 | 0 | 0.3 | 0.05 | 0.02 | 0.01 | 0.01 | 0 | True | False | Non Federally-Regulated | 11/02/2023 |  | 11/13/2023
Luminii Corp | Latona | 513-99-A90-638F-27-07-DL-** | Light Emitting Diode | Inseparable Luminaire | Direct Wired | 0-10 VDC Controls | 64 | 2645 | -0.0012 | 92 | 55 | 0 | 0.93 | Ambient | 15000 |  |  | 55000 | 0.03 | 12 | 13 | 0.37 | 0.02 | 0.01 | 0.01 | 0.01 | 0.01 | 0.99 | 0.03 | 0.01 | 0.01 | 0.01 | 0 | 0.99 | 0.32 | 0.23 | 0.15 | 0.05 | 0.02 | True | False | Non Federally-Regulated | 11/02/2023 |  | 11/13/2023
Luminii Corp | Latona | 513-99-A90-638F-27-10-DL-** | Light Emitting Diode | Inseparable Luminaire | Direct Wired | 0-10 VDC Controls | 62.5 | 2653 | -0.0015 | 92 | 55 | 0 | 0.98 | Ambient | 15000 |  |  | 55000 | 0.01 | 13 | 12 | 0.33 | 0.14 | 0.12 | 0.08 | 0.02 | 0 | 0.3 | 0.01 | 0 | 0 | 0 | 0 | 0.3 | 0.05 | 0.02 | 0.01 | 0.01 | 0 | True | False | Non Federally-Regulated | 11/02/2023 |  | 11/13/2023
Luminii Corp | Latona | 513-99-A90-638F-27-15-DL-** | Light Emitting Diode | Inseparable Luminaire | Direct Wired | 0-10 VDC Controls | 62.2 | 2635 | -0.0017 | 92 | 51 | 0 | 0.99 | Ambient | 15000 |  |  | 55000 | 0.01 | 13 | 12 | 0.33 | 0.14 | 0.12 | 0.08 | 0.02 | 0 | 0.3 | 0.01 | 0 | 0 | 0 | 0 | 0.3 | 0.05 | 0.02 | 0.01 | 0.01 | 0 | True | False | Non Federally-Regulated | 11/02/2023 |  | 11/13/2023
Luminii Corp | Latona | 513-99-A90-638F-30-07-DL-** | Light Emitting Diode | Inseparable Luminaire | Direct Wired | 0-10 VDC Controls | 71.3 | 3000 | -0.011 | 93 | 58 | 0 | 0.93 | Ambient | 15000 |  |  | 55000 | 0.03 | 12 | 13 | 0.37 | 0.02 | 0.01 | 0.01 | 0.01 | 0.01 | 0.99 | 0.03 | 0.01 | 0.01 | 0.01 | 0 | 0.99 | 0.32 | 0.23 | 0.15 | 0.05 | 0.02 | True | False | Non Federally-Regulated | 11/02/2023 |  | 11/13/2023
Luminii Corp | Latona | 513-99-A90-638F-30-10-DL-** | Light Emitting Diode | Inseparable Luminaire | Direct Wired | 0-10 VDC Controls | 69.6 | 3000 | -0.0013 | 93 | 58 | 0 | 0.97 | Ambient | 15000 |  |  | 55000 | 0.01 | 13 | 12 | 0.33 | 0.14 | 0.12 | 0.08 | 0.02 | 0 | 0.3 | 0.01 | 0 | 0 | 0 | 0 | 0.3 | 0.05 | 0.02 | 0.01 | 0.01 | 0 | True | False | Non Federally-Regulated | 11/02/2023 |  | 11/13/2023
Luminii Corp | Latona | 513-99-A90-638F-30-15-DL-** | Light Emitting Diode | Inseparable Luminaire | Direct Wired | 0-10 VDC Controls | 69.3 | 3000 | -0.0015 | 93 | 54 | 0 | 0.97 | Ambient | 15000 |  |  | 55000 | 0.01 | 13 | 12 | 0.33 | 0.14 | 0.12 | 0.08 | 0.02 | 0 | 0.3 | 0.01 | 0 | 0 | 0 | 0 | 0.3 | 0.05 | 0.02 | 0.01 | 0.01 | 0 | True | False | Non Federally-Regulated | 11/02/2023 |  | 11/13/2023
Luminii Corp | Latona | 513-99-A90-638F-35-07-DL-** | Light Emitting Diode | Inseparable Luminaire | Direct Wired | 0-10 VDC Controls | 83.9 | 3500 | -0.0008 | 94 | 63 | 0 | 0.94 | Ambient | 15000 |  |  | 55000 | 0.03 | 12 | 13 | 0.37 | 0.02 | 0.01 | 0.01 | 0.01 | 0.01 | 0.99 | 0.03 | 0.01 | 0.01 | 0.01 | 0 | 0.99 | 0.32 | 0.23 | 0.15 | 0.05 | 0.02 | True | False | Non Federally-Regulated | 11/02/2023 |  | 11/13/2023
Luminii Corp | Latona | 513-99-A90-638F-35-10-DL-** | Light Emitting Diode | Inseparable Luminaire | Direct Wired | 0-10 VDC Controls | 81.8 | 3500 | -0.0009 | 94 | 63 | 0 | 0.95 | Ambient | 15000 |  |  | 55000 | 0.01 | 13 | 12 | 0.33 | 0.14 | 0.12 | 0.08 | 0.02 | 0 | 0.3 | 0.01 | 0 | 0 | 0 | 0 | 0.3 | 0.05 | 0.02 | 0.01 | 0.01 | 0 | True | False | Non Federally-Regulated | 11/02/2023 |  | 11/13/2023
Luminii Corp | Latona | 513-99-A90-638F-35-15-DL-** | Light Emitting Diode | Inseparable Luminaire | Direct Wired | 0-10 VDC Controls | 81.5 | 3500 | -0.0011 | 94 | 59 | 0 | 0.95 | Ambient | 15000 |  |  | 55000 | 0.01 | 13 | 12 | 0.33 | 0.14 | 0.12 | 0.08 | 0.02 | 0 | 0.3 | 0.01 | 0 | 0 | 0 | 0 | 0.3 | 0.05 | 0.02 | 0.01 | 0.01 | 0 | True | False | Non Federally-Regulated | 11/02/2023 |  | 11/13/2023
Luminii Corp | Latona | 513-99-A90-638F-40-07-DL-** | Light Emitting Diode | Inseparable Luminaire | Direct Wired | 0-10 VDC Controls | 96.7 | 3816 | -0.0006 | 96 | 66 | 0 | 0.94 | Ambient | 15000 |  |  | 55000 | 0.03 | 12 | 13 | 0.37 | 0.02 | 0.01 | 0.01 | 0.01 | 0.01 | 0.99 | 0.03 | 0.01 | 0.01 | 0.01 | 0 | 0.99 | 0.32 | 0.23 | 0.15 | 0.05 | 0.02 | True | False | Non Federally-Regulated | 11/02/2023 |  | 11/13/2023
Luminii Corp | Latona | 513-99-A90-638F-40-10-DL-** | Light Emitting Diode | Inseparable Luminaire | Direct Wired | 0-10 VDC Controls | 94.3 | 3816 | -0.0007 | 96 | 66 | 0 | 0.94 | Ambient | 15000 |  |  | 55000 | 0.01 | 13 | 12 | 0.33 | 0.14 | 0.12 | 0.08 | 0.02 | 0 | 0.3 | 0.01 | 0 | 0 | 0 | 0 | 0.3 | 0.05 | 0.02 | 0.01 | 0.01 | 0 | True | False | Non Federally-Regulated | 11/02/2023 |  | 11/13/2023
Luminii Corp | Latona | 513-99-A90-638F-40-15-DL-** | Light Emitting Diode | Inseparable Luminaire | Direct Wired | 0-10 VDC Controls | 93.8 | 3816 | -0.0007 | 96 | 66 | 0 | 0.94 | Ambient | 15000 |  |  | 55000 | 0.01 | 13 | 12 | 0.33 | 0.14 | 0.12 | 0.08 | 0.02 | 0 | 0.3 | 0.01 | 0 | 0 | 0 | 0 | 0.3 | 0.05 | 0.02 | 0.01 | 0.01 | 0 | True | False | Non Federally-Regulated | 11/02/2023 |  | 11/13/2023
Luminii Corp | Latona | 513-99-A90-640-27-07-DL-** | Light Emitting Diode | Inseparable Luminaire | Direct Wired | 0-10 VDC Controls | 64 | 2645 | -0.0012 | 92 | 55 | 0 | 0.93 | Ambient | 15000 |  |  | 55000 | 0.03 | 12 | 13 | 0.37 | 0.02 | 0.01 | 0.01 | 0.01 | 0.01 | 0.99 | 0.03 | 0.01 | 0.01 | 0.01 | 0 | 0.99 | 0.32 | 0.23 | 0.15 | 0.05 | 0.02 | True | False | Non Federally-Regulated | 11/02/2023 |  | 11/13/2023
Luminii Corp | Latona | 513-99-A90-640-27-10-DL-** | Light Emitting Diode | Inseparable Luminaire | Direct Wired | 0-10 VDC Controls | 62.5 | 2653 | -0.0015 | 92 | 55 | 0 | 0.98 | Ambient | 15000 |  |  | 55000 | 0.01 | 13 | 12 | 0.33 | 0.14 | 0.12 | 0.08 | 0.02 | 0 | 0.3 | 0.01 | 0 | 0 | 0 | 0 | 0.3 | 0.05 | 0.02 | 0.01 | 0.01 | 0 | True | False | Non Federally-Regulated | 11/02/2023 |  | 11/13/2023
Luminii Corp | Latona | 513-99-A90-640-27-15-DL-** | Light Emitting Diode | Inseparable Luminaire | Direct Wired | 0-10 VDC Controls | 62.2 | 2635 | -0.0017 | 92 | 51 | 0 | 0.99 | Ambient | 15000 |  |  | 55000 | 0.01 | 13 | 12 | 0.33 | 0.14 | 0.12 | 0.08 | 0.02 | 0 | 0.3 | 0.01 | 0 | 0 | 0 | 0 | 0.3 | 0.05 | 0.02 | 0.01 | 0.01 | 0 | True | False | Non Federally-Regulated | 11/02/2023 |  | 11/13/2023
Luminii Corp | Latona | 513-99-A90-640-30-07-DL-** | Light Emitting Diode | Inseparable Luminaire | Direct Wired | 0-10 VDC Controls | 71.3 | 3000 | -0.011 | 93 | 58 | 0 | 0.93 | Ambient | 15000 |  |  | 55000 | 0.03 | 12 | 13 | 0.37 | 0.02 | 0.01 | 0.01 | 0.01 | 0.01 | 0.99 | 0.03 | 0.01 | 0.01 | 0.01 | 0 | 0.99 | 0.32 | 0.23 | 0.15 | 0.05 | 0.02 | True | False | Non Federally-Regulated | 11/02/2023 |  | 11/13/2023
Luminii Corp | Latona | 513-99-A90-640-30-10-DL-** | Light Emitting Diode | Inseparable Luminaire | Direct Wired | 0-10 VDC Controls | 69.6 | 3000 | -0.0013 | 93 | 58 | 0 | 0.97 | Ambient | 15000 |  |  | 55000 | 0.01 | 13 | 12 | 0.33 | 0.14 | 0.12 | 0.08 | 0.02 | 0 | 0.3 | 0.01 | 0 | 0 | 0 | 0 | 0.3 | 0.05 | 0.02 | 0.01 | 0.01 | 0 | True | False | Non Federally-Regulated | 11/02/2023 |  | 11/13/2023
Luminii Corp | Latona | 513-99-A90-640-30-15-DL-** | Light Emitting Diode | Inseparable Luminaire | Direct Wired | 0-10 VDC Controls | 69.3 | 3000 | -0.0015 | 93 | 54 | 0 | 0.97 | Ambient | 15000 |  |  | 55000 | 0.01 | 13 | 12 | 0.33 | 0.14 | 0.12 | 0.08 | 0.02 | 0 | 0.3 | 0.01 | 0 | 0 | 0 | 0 | 0.3 | 0.05 | 0.02 | 0.01 | 0.01 | 0 | True | False | Non Federally-Regulated | 11/02/2023 |  | 11/13/2023
Luminii Corp | Latona | 513-99-A90-640-35-07-DL-** | Light Emitting Diode | Inseparable Luminaire | Direct Wired | 0-10 VDC Controls | 83.9 | 3500 | -0.0008 | 94 | 63 | 0 | 0.94 | Ambient | 15000 |  |  | 55000 | 0.03 | 12 | 13 | 0.37 | 0.02 | 0.01 | 0.01 | 0.01 | 0.01 | 0.99 | 0.03 | 0.01 | 0.01 | 0.01 | 0 | 0.99 | 0.32 | 0.23 | 0.15 | 0.05 | 0.02 | True | False | Non Federally-Regulated | 11/02/2023 |  | 11/13/2023
Luminii Corp | Latona | 513-99-A90-640-35-10-DL-** | Light Emitting Diode | Inseparable Luminaire | Direct Wired | 0-10 VDC Controls | 81.8 | 3500 | -0.0009 | 94 | 63 | 0 | 0.95 | Ambient | 15000 |  |  | 55000 | 0.01 | 13 | 12 | 0.33 | 0.14 | 0.12 | 0.08 | 0.02 | 0 | 0.3 | 0.01 | 0 | 0 | 0 | 0 | 0.3 | 0.05 | 0.02 | 0.01 | 0.01 | 0 | True | False | Non Federally-Regulated | 11/02/2023 |  | 11/13/2023
Luminii Corp | Latona | 513-99-A90-640-35-15-DL-** | Light Emitting Diode | Inseparable Luminaire | Direct Wired | 0-10 VDC Controls | 81.5 | 3500 | -0.0011 | 94 | 59 | 0 | 0.95 | Ambient | 15000 |  |  | 55000 | 0.01 | 13 | 12 | 0.33 | 0.14 | 0.12 | 0.08 | 0.02 | 0 | 0.3 | 0.01 | 0 | 0 | 0 | 0 | 0.3 | 0.05 | 0.02 | 0.01 | 0.01 | 0 | True | False | Non Federally-Regulated | 11/02/2023 |  | 11/13/2023
Luminii Corp | Latona | 513-99-A90-640-40-07-DL-** | Light Emitting Diode | Inseparable Luminaire | Direct Wired | 0-10 VDC Controls | 96.7 | 3816 | -0.0006 | 96 | 66 | 0 | 0.94 | Ambient | 15000 |  |  | 55000 | 0.03 | 12 | 13 | 0.37 | 0.02 | 0.01 | 0.01 | 0.01 | 0.01 | 0.99 | 0.03 | 0.01 | 0.01 | 0.01 | 0 | 0.99 | 0.32 | 0.23 | 0.15 | 0.05 | 0.02 | True | False | Non Federally-Regulated | 11/02/2023 |  | 11/13/2023
Luminii Corp | Latona | 513-99-A90-640-40-10-DL-** | Light Emitting Diode | Inseparable Luminaire | Direct Wired | 0-10 VDC Controls | 94.3 | 3816 | -0.0007 | 96 | 66 | 0 | 0.94 | Ambient | 15000 |  |  | 55000 | 0.01 | 13 | 12 | 0.33 | 0.14 | 0.12 | 0.08 | 0.02 | 0 | 0.3 | 0.01 | 0 | 0 | 0 | 0 | 0.3 | 0.05 | 0.02 | 0.01 | 0.01 | 0 | True | False | Non Federally-Regulated | 11/02/2023 |  | 11/13/2023
Luminii Corp | Latona | 513-99-A90-640-40-15-DL-** | Light Emitting Diode | Inseparable Luminaire | Direct Wired | 0-10 VDC Controls | 93.8 | 3816 | -0.0007 | 96 | 66 | 0 | 0.94 | Ambient | 15000 |  |  | 55000 | 0.01 | 13 | 12 | 0.33 | 0.14 | 0.12 | 0.08 | 0.02 | 0 | 0.3 | 0.01 | 0 | 0 | 0 | 0 | 0.3 | 0.05 | 0.02 | 0.01 | 0.01 | 0 | True | False | Non Federally-Regulated | 11/02/2023 |  | 11/13/2023
Luminii Corp | Latona | 513-99-A90-660-27-07-DL-** | Light Emitting Diode | Inseparable Luminaire | Direct Wired | 0-10 VDC Controls | 64 | 2645 | -0.0012 | 92 | 55 | 0 | 0.93 | Ambient | 15000 |  |  | 55000 | 0.03 | 12 | 13 | 0.37 | 0.02 | 0.01 | 0.01 | 0.01 | 0.01 | 0.99 | 0.03 | 0.01 | 0.01 | 0.01 | 0 | 0.99 | 0.32 | 0.23 | 0.15 | 0.05 | 0.02 | True | False | Non Federally-Regulated | 11/02/2023 |  | 11/13/2023
Luminii Corp | Latona | 513-99-A90-660-27-10-DL-** | Light Emitting Diode | Inseparable Luminaire | Direct Wired | 0-10 VDC Controls | 62.5 | 2653 | -0.0015 | 92 | 55 | 0 | 0.98 | Ambient | 15000 |  |  | 55000 | 0.01 | 13 | 12 | 0.33 | 0.14 | 0.12 | 0.08 | 0.02 | 0 | 0.3 | 0.01 | 0 | 0 | 0 | 0 | 0.3 | 0.05 | 0.02 | 0.01 | 0.01 | 0 | True | False | Non Federally-Regulated | 11/02/2023 |  | 11/13/2023
Luminii Corp | Latona | 513-99-A90-660-27-15-DL-** | Light Emitting Diode | Inseparable Luminaire | Direct Wired | 0-10 VDC Controls | 62.2 | 2635 | -0.0017 | 92 | 51 | 0 | 0.99 | Ambient | 15000 |  |  | 55000 | 0.01 | 13 | 12 | 0.33 | 0.14 | 0.12 | 0.08 | 0.02 | 0 | 0.3 | 0.01 | 0 | 0 | 0 | 0 | 0.3 | 0.05 | 0.02 | 0.01 | 0.01 | 0 | True | False | Non Federally-Regulated | 11/02/2023 |  | 11/13/2023
Luminii Corp | Latona | 513-99-A90-660-30-07-DL-** | Light Emitting Diode | Inseparable Luminaire | Direct Wired | 0-10 VDC Controls | 71.3 | 3000 | -0.011 | 93 | 58 | 0 | 0.93 | Ambient | 15000 |  |  | 55000 | 0.03 | 12 | 13 | 0.37 | 0.02 | 0.01 | 0.01 | 0.01 | 0.01 | 0.99 | 0.03 | 0.01 | 0.01 | 0.01 | 0 | 0.99 | 0.32 | 0.23 | 0.15 | 0.05 | 0.02 | True | False | Non Federally-Regulated | 11/02/2023 |  | 11/13/2023
Luminii Corp | Latona | 513-99-A90-660-30-10-DL-** | Light Emitting Diode | Inseparable Luminaire | Direct Wired | 0-10 VDC Controls | 69.6 | 3000 | -0.0013 | 93 | 58 | 0 | 0.97 | Ambient | 15000 |  |  | 55000 | 0.01 | 13 | 12 | 0.33 | 0.14 | 0.12 | 0.08 | 0.02 | 0 | 0.3 | 0.01 | 0 | 0 | 0 | 0 | 0.3 | 0.05 | 0.02 | 0.01 | 0.01 | 0 | True | False | Non Federally-Regulated | 11/02/2023 |  | 11/13/2023
Luminii Corp | Latona | 513-99-A90-660-30-15-DL-** | Light Emitting Diode | Inseparable Luminaire | Direct Wired | 0-10 VDC Controls | 69.3 | 3000 | -0.0015 | 93 | 54 | 0 | 0.97 | Ambient | 15000 |  |  | 55000 | 0.01 | 13 | 12 | 0.33 | 0.14 | 0.12 | 0.08 | 0.02 | 0 | 0.3 | 0.01 | 0 | 0 | 0 | 0 | 0.3 | 0.05 | 0.02 | 0.01 | 0.01 | 0 | True | False | Non Federally-Regulated | 11/02/2023 |  | 11/13/2023
Luminii Corp | Latona | 513-99-A90-660-35-07-DL-** | Light Emitting Diode | Inseparable Luminaire | Direct Wired | 0-10 VDC Controls | 83.9 | 3500 | -0.0008 | 94 | 63 | 0 | 0.94 | Ambient | 15000 |  |  | 55000 | 0.03 | 12 | 13 | 0.37 | 0.02 | 0.01 | 0.01 | 0.01 | 0.01 | 0.99 | 0.03 | 0.01 | 0.01 | 0.01 | 0 | 0.99 | 0.32 | 0.23 | 0.15 | 0.05 | 0.02 | True | False | Non Federally-Regulated | 11/02/2023 |  | 11/13/2023
Luminii Corp | Latona | 513-99-A90-660-35-10-DL-** | Light Emitting Diode | Inseparable Luminaire | Direct Wired | 0-10 VDC Controls | 81.8 | 3500 | -0.0009 | 94 | 63 | 0 | 0.95 | Ambient | 15000 |  |  | 55000 | 0.01 | 13 | 12 | 0.33 | 0.14 | 0.12 | 0.08 | 0.02 | 0 | 0.3 | 0.01 | 0 | 0 | 0 | 0 | 0.3 | 0.05 | 0.02 | 0.01 | 0.01 | 0 | True | False | Non Federally-Regulated | 11/02/2023 |  | 11/13/2023
Luminii Corp | Latona | 513-99-A90-660-35-15-DL-** | Light Emitting Diode | Inseparable Luminaire | Direct Wired | 0-10 VDC Controls | 81.5 | 3500 | -0.0011 | 94 | 59 | 0 | 0.95 | Ambient | 15000 |  |  | 55000 | 0.01 | 13 | 12 | 0.33 | 0.14 | 0.12 | 0.08 | 0.02 | 0 | 0.3 | 0.01 | 0 | 0 | 0 | 0 | 0.3 | 0.05 | 0.02 | 0.01 | 0.01 | 0 | True | False | Non Federally-Regulated | 11/02/2023 |  | 11/13/2023
Luminii Corp | Latona | 513-99-A90-660-40-07-DL-** | Light Emitting Diode | Inseparable Luminaire | Direct Wired | 0-10 VDC Controls | 96.7 | 3816 | -0.0006 | 96 | 66 | 0 | 0.94 | Ambient | 15000 |  |  | 55000 | 0.03 | 12 | 13 | 0.37 | 0.02 | 0.01 | 0.01 | 0.01 | 0.01 | 0.99 | 0.03 | 0.01 | 0.01 | 0.01 | 0 | 0.99 | 0.32 | 0.23 | 0.15 | 0.05 | 0.02 | True | False | Non Federally-Regulated | 11/02/2023 |  | 11/13/2023
Luminii Corp | Latona | 513-99-A90-660-40-10-DL-** | Light Emitting Diode | Inseparable Luminaire | Direct Wired | 0-10 VDC Controls | 94.3 | 3816 | -0.0007 | 96 | 66 | 0 | 0.94 | Ambient | 15000 |  |  | 55000 | 0.01 | 13 | 12 | 0.33 | 0.14 | 0.12 | 0.08 | 0.02 | 0 | 0.3 | 0.01 | 0 | 0 | 0 | 0 | 0.3 | 0.05 | 0.02 | 0.01 | 0.01 | 0 | True | False | Non Federally-Regulated | 11/02/2023 |  | 11/13/2023
Luminii Corp | Latona | 513-99-A90-660-40-15-DL-** | Light Emitting Diode | Inseparable Luminaire | Direct Wired | 0-10 VDC Controls | 93.8 | 3816 | -0.0007 | 96 | 66 | 0 | 0.94 | Ambient | 15000 |  |  | 55000 | 0.01 | 13 | 12 | 0.33 | 0.14 | 0.12 | 0.08 | 0.02 | 0 | 0.3 | 0.01 | 0 | 0 | 0 | 0 | 0.3 | 0.05 | 0.02 | 0.01 | 0.01 | 0 | True | False | Non Federally-Regulated | 11/02/2023 |  | 11/13/2023
WAC Lighting Co. | dweLED | FM-67120-** | Light Emitting Diode | Inseparable Luminaire | Direct Wired | Reverse Phase Cut Controls | 71.2 | 2986 | 0.0003 | 92 | 61 | 276 | 0.99 | Ambient |  |  |  |  | 0 | 22 | 22 | 0.02 | 0.02 | 0.02 | 0.01 | 0.01 | 0 | 0.04 | 0.04 | 0.04 | 0.04 | 0.02 | 0.01 | 0 | 0 | 0 | 0 | 0 | 0 | True | False | Non Federally-Regulated | 09/12/2023 |  | 11/16/2023
WAC Lighting Co. | dweLED | PD-29308-** | Light Emitting Diode | Light Engine | Direct Wired | Reverse Phase Cut Controls | 56.9 | 3373 | -0.0032 | 94 | 67 | 152 | 0.97 | Ambient | 54000 | 0.95 | 1 |  | 0 | 21 | 21 | 0.03 | 0.03 | 0.03 | 0.03 | 0 | 0 | 0.13 | 0.13 | 0.14 | 0.14 | 0.05 | 0.02 | 0 | 0 | 0 | 0 | 0 | 0 | True | False | Non Federally-Regulated | 08/22/2022 |  | 11/16/2023
WAC Lighting Co. | Beyond | BFM56412-30** | Light Emitting Diode | Inseparable Luminaire | Direct Wired | Reverse Phase Cut Controls | 64.2 | 2882 | -0.0019 | 94 | 74 | 212 | 0.94 | Ambient |  |  |  |  | 0 | 21 | 21 | 0.28 | 0.27 | 0.25 | 0.23 | 0 | 0 | 0.25 | 0.24 | 0.24 | 0.2 | 0.01 | 0.01 | 0 | 0 | 0 | 0 | 0 | 0 | True | False | Non Federally-Regulated | 09/25/2023 |  | 11/16/2023
WAC Lighting Co. | Beyond | BFM56412-35** | Light Emitting Diode | Inseparable Luminaire | Direct Wired | Reverse Phase Cut Controls | 64.2 | 3500 | -0.0019 | 94 | 74 | 212 | 0.94 | Ambient |  |  |  |  | 0 | 21 | 21 | 0.28 | 0.27 | 0.25 | 0.23 | 0 | 0 | 0.25 | 0.24 | 0.24 | 0.2 | 0.01 | 0.01 | 0 | 0 | 0 | 0 | 0 | 0 | True | False | Non Federally-Regulated | 09/25/2023 |  | 11/16/2023
WAC Lighting Co. | Beyond | BFM56412-40** | Light Emitting Diode | Inseparable Luminaire | Direct Wired | Reverse Phase Cut Controls | 64.2 | 4000 | -0.0019 | 94 | 74 | 212 | 0.94 | Ambient |  |  |  |  | 0 | 21 | 21 | 0.28 | 0.27 | 0.25 | 0.23 | 0 | 0 | 0.25 | 0.24 | 0.24 | 0.2 | 0.01 | 0.01 | 0 | 0 | 0 | 0 | 0 | 0 | True | False | Non Federally-Regulated | 09/25/2023 |  | 11/16/2023
WAC Lighting Co. | Signature | S5612-30** | Light Emitting Diode | Inseparable Luminaire | Direct Wired | Reverse Phase Cut Controls | 64.2 | 2882 | -0.0019 | 94 | 74 | 212 | 0.94 | Ambient |  |  |  |  | 0 | 21 | 21 | 0.28 | 0.27 | 0.25 | 0.23 | 0 | 0 | 0.25 | 0.24 | 0.24 | 0.2 | 0.01 | 0.01 | 0 | 0 | 0 | 0 | 0 | 0 | True | False | Non Federally-Regulated | 09/25/2023 |  | 11/16/2023
WAC Lighting Co. | Signature | S5612-35** | Light Emitting Diode | Inseparable Luminaire | Direct Wired | Reverse Phase Cut Controls | 64.2 | 3500 | -0.0019 | 94 | 74 | 212 | 0.94 | Ambient |  |  |  |  | 0 | 21 | 21 | 0.28 | 0.27 | 0.25 | 0.23 | 0 | 0 | 0.25 | 0.24 | 0.24 | 0.2 | 0.01 | 0.01 | 0 | 0 | 0 | 0 | 0 | 0 | True | False | Non Federally-Regulated | 09/25/2023 |  | 11/16/2023
WAC Lighting Co. | Signature | S5612-40** | Light Emitting Diode | Inseparable Luminaire | Direct Wired | Reverse Phase Cut Controls | 64.2 | 4000 | -0.0019 | 94 | 74 | 212 | 0.94 | Ambient |  |  |  |  | 0 | 21 | 21 | 0.28 | 0.27 | 0.25 | 0.23 | 0 | 0 | 0.25 | 0.24 | 0.24 | 0.2 | 0.01 | 0.01 | 0 | 0 | 0 | 0 | 0 | 0 | True | False | Non Federally-Regulated | 09/25/2023 |  | 11/16/2023
Senso Lighting Inc | Leto 11 | 695-A90-610-25-07-**-**-** | Light Emitting Diode | Inseparable Luminaire | Direct Wired | 0-10 VDC Controls | 54.4 | 2427 | -0.0006 | 93 | 73 | 0 | 0.94 | Ambient | 15000 |  |  | 60000 | 0.03 | 12 | 13 | 0.37 | 0.02 | 0.01 | 0.01 | 0.01 | 0.01 | 0.99 | 0.03 | 0.01 | 0.01 | 0.01 | 0 | 0.99 | 0.32 | 0.23 | 0.15 | 0.05 | 0.02 | True | False | Non Federally-Regulated | 11/20/2023 |  | 11/29/2023
Senso Lighting Inc | Leto 11 | 695-A90-610-25-10-**-**-** | Light Emitting Diode | Inseparable Luminaire | Direct Wired | 0-10 VDC Controls | 52.8 | 2421 | -0.0006 | 93 | 71 | 0 | 0.99 | Ambient | 15000 |  |  | 60000 | 0.01 | 13 | 12 | 0.38 | 0.02 | 0.01 | 0.01 | 0.01 | 0.01 | 0.99 | 0.08 | 0.06 | 0.04 | 0.04 | 0.02 | 0.99 | 0.41 | 0.36 | 0.25 | 0.13 | 0.11 | True | False | Non Federally-Regulated | 11/20/2023 |  | 11/29/2023
Senso Lighting Inc | Leto 11 | 695-A90-610-25-15-**-**-** | Light Emitting Diode | Inseparable Luminaire | Direct Wired | 0-10 VDC Controls | 50.1 | 2411 | -0.0008 | 93 | 69 | 0 | 0.99 | Ambient | 15000 |  |  | 60000 | 0.01 | 13 | 12 | 0.38 | 0.02 | 0.01 | 0.01 | 0.01 | 0.01 | 0.99 | 0.08 | 0.06 | 0.04 | 0.04 | 0.02 | 0.99 | 0.41 | 0.36 | 0.25 | 0.13 | 0.11 | True | False | Non Federally-Regulated | 11/20/2023 |  | 11/29/2023
Senso Lighting Inc | Leto 11 | 695-A90-610-25-20-**-**-** | Light Emitting Diode | Inseparable Luminaire | Direct Wired | 0-10 VDC Controls | 48.3 | 2395 | -0.001 | 93 | 67 | 0 | 0.99 | Ambient | 15000 |  |  | 60000 | 0.01 | 13 | 12 | 0.33 | 0.14 | 0.12 | 0.08 | 0.02 | 0 | 0.3 | 0.01 | 0 | 0 | 0 | 0 | 0.3 | 0.05 | 0.02 | 0.01 | 0.01 | 0 | True | False | Non Federally-Regulated | 11/20/2023 |  | 11/29/2023
Senso Lighting Inc | Leto 11 | 695-A90-610-25-30-**-**-** | Light Emitting Diode | Inseparable Luminaire | Direct Wired | 0-10 VDC Controls | 47.6 | 2425 | -0.0025 | 92 | 68 | 0 | 0.99 | Ambient | 15000 |  |  | 60000 | 0.05 | 12 | 13 | 0.39 | 0.05 | 0.02 | 0.02 | 0.01 | 0.01 | 0.35 | 0.02 | 0.01 | 0.01 | 0.01 | 0.01 | 0.67 | 0.03 | 0.01 | 0.01 | 0.01 | 0 | True | False | Non Federally-Regulated | 11/20/2023 |  | 11/29/2023
Senso Lighting Inc | Leto 11 | 695-A90-610-25-35-**-**-** | Light Emitting Diode | Inseparable Luminaire | Direct Wired | 0-10 VDC Controls | 46.8 | 2420 | -0.0026 | 91 | 67 | 0 | 0.99 | Ambient | 15000 |  |  | 60000 | 0.05 | 12 | 13 | 0.39 | 0.05 | 0.02 | 0.02 | 0.01 | 0.01 | 0.35 | 0.02 | 0.01 | 0.01 | 0.01 | 0.01 | 0.67 | 0.03 | 0.01 | 0.01 | 0.01 | 0 | True | False | Non Federally-Regulated | 11/20/2023 |  | 11/29/2023
Senso Lighting Inc | Leto 11 | 695-A90-610-27-07-**-**-** | Light Emitting Diode | Inseparable Luminaire | Direct Wired | 0-10 VDC Controls | 58.1 | 2700 | -0.0006 | 93 | 70 | 0 | 0.94 | Ambient | 15000 |  |  | 60000 | 0.03 | 12 | 13 | 0.37 | 0.02 | 0.01 | 0.01 | 0.01 | 0.01 | 0.99 | 0.03 | 0.01 | 0.01 | 0.01 | 0 | 0.99 | 0.32 | 0.23 | 0.15 | 0.05 | 0.02 | True | False | Non Federally-Regulated | 11/20/2023 |  | 11/29/2023
Senso Lighting Inc | Leto 11 | 695-A90-610-27-10-**-**-** | Light Emitting Diode | Inseparable Luminaire | Direct Wired | 0-10 VDC Controls | 56.5 | 2700 | -0.0006 | 93 | 70 | 0 | 0.99 | Ambient | 15000 |  |  | 60000 | 0.01 | 13 | 12 | 0.38 | 0.02 | 0.01 | 0.01 | 0.01 | 0.01 | 0.99 | 0.08 | 0.06 | 0.04 | 0.04 | 0.02 | 0.99 | 0.41 | 0.36 | 0.25 | 0.13 | 0.11 | True | False | Non Federally-Regulated | 11/20/2023 |  | 11/29/2023
Senso Lighting Inc | Leto 11 | 695-A90-610-27-15-**-**-** | Light Emitting Diode | Inseparable Luminaire | Direct Wired | 0-10 VDC Controls | 53.6 | 2700 | -0.0008 | 93 | 70 | 0 | 0.99 | Ambient | 15000 |  |  | 60000 | 0.01 | 13 | 12 | 0.38 | 0.02 | 0.01 | 0.01 | 0.01 | 0.01 | 0.99 | 0.08 | 0.06 | 0.04 | 0.04 | 0.02 | 0.99 | 0.41 | 0.36 | 0.25 | 0.13 | 0.11 | True | False | Non Federally-Regulated | 11/20/2023 |  | 11/29/2023
Senso Lighting Inc | Leto 11 | 695-A90-610-27-20-**-**-** | Light Emitting Diode | Inseparable Luminaire | Direct Wired | 0-10 VDC Controls | 51.7 | 2700 | -0.001 | 93 | 70 | 0 | 0.99 | Ambient | 15000 |  |  | 60000 | 0.01 | 13 | 12 | 0.33 | 0.14 | 0.12 | 0.08 | 0.02 | 0 | 0.3 | 0.01 | 0 | 0 | 0 | 0 | 0.3 | 0.05 | 0.02 | 0.01 | 0.01 | 0 | True | False | Non Federally-Regulated | 11/20/2023 |  | 11/29/2023
Senso Lighting Inc | Leto 11 | 695-A90-610-27-30-**-**-** | Light Emitting Diode | Inseparable Luminaire | Direct Wired | 0-10 VDC Controls | 50.9 | 2700 | -0.0025 | 93 | 70 | 0 | 0.99 | Ambient | 15000 |  |  | 60000 | 0.05 | 12 | 13 | 0.39 | 0.05 | 0.02 | 0.02 | 0.01 | 0.01 | 0.35 | 0.02 | 0.01 | 0.01 | 0.01 | 0.01 | 0.67 | 0.03 | 0.01 | 0.01 | 0.01 | 0 | True | False | Non Federally-Regulated | 11/20/2023 |  | 11/29/2023
Senso Lighting Inc | Leto 11 | 695-A90-610-27-35-**-**-** | Light Emitting Diode | Inseparable Luminaire | Direct Wired | 0-10 VDC Controls | 50 | 2700 | -0.0026 | 93 | 68 | 0 | 0.99 | Ambient | 15000 |  |  | 60000 | 0.05 | 12 | 13 | 0.39 | 0.05 | 0.02 | 0.02 | 0.01 | 0.01 | 0.35 | 0.02 | 0.01 | 0.01 | 0.01 | 0.01 | 0.67 | 0.03 | 0.01 | 0.01 | 0.01 | 0 | True | False | Non Federally-Regulated | 11/20/2023 |  | 11/29/2023
Senso Lighting Inc | Leto 11 | 695-A90-610-30-07-**-**-** | Light Emitting Diode | Inseparable Luminaire | Direct Wired | 0-10 VDC Controls | 60.3 | 3000 | -0.0006 | 94 | 68 | 0 | 0.94 | Ambient | 15000 |  |  | 60000 | 0.03 | 12 | 13 | 0.37 | 0.02 | 0.01 | 0.01 | 0.01 | 0.01 | 0.99 | 0.03 | 0.01 | 0.01 | 0.01 | 0 | 0.99 | 0.32 | 0.23 | 0.15 | 0.05 | 0.02 | True | False | Non Federally-Regulated | 11/20/2023 |  | 11/29/2023
Senso Lighting Inc | Leto 11 | 695-A90-610-30-10-**-**-** | Light Emitting Diode | Inseparable Luminaire | Direct Wired | 0-10 VDC Controls | 58.6 | 3000 | -0.0006 | 94 | 68 | 0 | 0.99 | Ambient | 15000 |  |  | 60000 | 0.01 | 13 | 12 | 0.38 | 0.02 | 0.01 | 0.01 | 0.01 | 0.01 | 0.99 | 0.08 | 0.06 | 0.04 | 0.04 | 0.02 | 0.99 | 0.41 | 0.36 | 0.25 | 0.13 | 0.11 | True | False | Non Federally-Regulated | 11/20/2023 |  | 11/29/2023
Senso Lighting Inc | Leto 11 | 695-A90-610-30-15-**-**-** | Light Emitting Diode | Inseparable Luminaire | Direct Wired | 0-10 VDC Controls | 55.6 | 3000 | -0.0008 | 94 | 68 | 0 | 0.99 | Ambient | 15000 |  |  | 60000 | 0.01 | 13 | 12 | 0.38 | 0.02 | 0.01 | 0.01 | 0.01 | 0.01 | 0.99 | 0.08 | 0.06 | 0.04 | 0.04 | 0.02 | 0.99 | 0.41 | 0.36 | 0.25 | 0.13 | 0.11 | True | False | Non Federally-Regulated | 11/20/2023 |  | 11/29/2023
Senso Lighting Inc | Leto 11 | 695-A90-610-30-20-**-**-** | Light Emitting Diode | Inseparable Luminaire | Direct Wired | 0-10 VDC Controls | 53.6 | 3000 | -0.001 | 94 | 68 | 0 | 0.99 | Ambient | 15000 |  |  | 60000 | 0.01 | 13 | 12 | 0.33 | 0.14 | 0.12 | 0.08 | 0.02 | 0 | 0.3 | 0.01 | 0 | 0 | 0 | 0 | 0.3 | 0.05 | 0.02 | 0.01 | 0.01 | 0 | True | False | Non Federally-Regulated | 11/20/2023 |  | 11/29/2023
Senso Lighting Inc | Leto 11 | 695-A90-610-30-30-**-**-** | Light Emitting Diode | Inseparable Luminaire | Direct Wired | 0-10 VDC Controls | 52.9 | 3000 | -0.0025 | 94 | 68 | 0 | 0.99 | Ambient | 15000 |  |  | 60000 | 0.05 | 12 | 13 | 0.39 | 0.05 | 0.02 | 0.02 | 0.01 | 0.01 | 0.35 | 0.02 | 0.01 | 0.01 | 0.01 | 0.01 | 0.67 | 0.03 | 0.01 | 0.01 | 0.01 | 0 | True | False | Non Federally-Regulated | 11/20/2023 |  | 11/29/2023
Senso Lighting Inc | Leto 11 | 695-A90-610-30-35-**-**-** | Light Emitting Diode | Inseparable Luminaire | Direct Wired | 0-10 VDC Controls | 51.9 | 3000 | -0.0026 | 94 | 64 | 0 | 0.99 | Ambient | 15000 |  |  | 60000 | 0.05 | 12 | 13 | 0.39 | 0.05 | 0.02 | 0.02 | 0.01 | 0.01 | 0.35 | 0.02 | 0.01 | 0.01 | 0.01 | 0.01 | 0.67 | 0.03 | 0.01 | 0.01 | 0.01 | 0 | True | False | Non Federally-Regulated | 11/20/2023 |  | 11/29/2023
Senso Lighting Inc | Leto 11 | 695-A90-610-35-07-**-**-** | Light Emitting Diode | Inseparable Luminaire | Direct Wired | 0-10 VDC Controls | 63 | 3500 | -0.0007 | 94 | 64 | 0 | 0.94 | Ambient | 15000 |  |  | 60000 | 0.03 | 12 | 13 | 0.37 | 0.02 | 0.01 | 0.01 | 0.01 | 0.01 | 0.99 | 0.03 | 0.01 | 0.01 | 0.01 | 0 | 0.99 | 0.32 | 0.23 | 0.15 | 0.05 | 0.02 | True | False | Non Federally-Regulated | 11/20/2023 |  | 11/29/2023
Senso Lighting Inc | Leto 11 | 695-A90-610-35-10-**-**-** | Light Emitting Diode | Inseparable Luminaire | Direct Wired | 0-10 VDC Controls | 61.2 | 3500 | -0.0007 | 94 | 64 | 0 | 0.99 | Ambient | 15000 |  |  | 60000 | 0.01 | 13 | 12 | 0.38 | 0.02 | 0.01 | 0.01 | 0.01 | 0.01 | 0.99 | 0.08 | 0.06 | 0.04 | 0.04 | 0.02 | 0.99 | 0.41 | 0.36 | 0.25 | 0.13 | 0.11 | True | False | Non Federally-Regulated | 11/20/2023 |  | 11/29/2023
Senso Lighting Inc | Leto 11 | 695-A90-610-35-15-**-**-** | Light Emitting Diode | Inseparable Luminaire | Direct Wired | 0-10 VDC Controls | 58.1 | 3500 | -0.0009 | 94 | 64 | 0 | 0.99 | Ambient | 15000 |  |  | 60000 | 0.01 | 13 | 12 | 0.38 | 0.02 | 0.01 | 0.01 | 0.01 | 0.01 | 0.99 | 0.08 | 0.06 | 0.04 | 0.04 | 0.02 | 0.99 | 0.41 | 0.36 | 0.25 | 0.13 | 0.11 | True | False | Non Federally-Regulated | 11/20/2023 |  | 11/29/2023
Senso Lighting Inc | Leto 11 | 695-A90-610-35-20-**-**-** | Light Emitting Diode | Inseparable Luminaire | Direct Wired | 0-10 VDC Controls | 56 | 3500 | -0.0012 | 94 | 64 | 0 | 0.99 | Ambient | 15000 |  |  | 60000 | 0.01 | 13 | 12 | 0.33 | 0.14 | 0.12 | 0.08 | 0.02 | 0 | 0.3 | 0.01 | 0 | 0 | 0 | 0 | 0.3 | 0.05 | 0.02 | 0.01 | 0.01 | 0 | True | False | Non Federally-Regulated | 11/20/2023 |  | 11/29/2023
Senso Lighting Inc | Leto 11 | 695-A90-610-35-30-**-**-** | Light Emitting Diode | Inseparable Luminaire | Direct Wired | 0-10 VDC Controls | 55.2 | 3500 | -0.0028 | 94 | 64 | 0 | 0.99 | Ambient | 15000 |  |  | 60000 | 0.05 | 12 | 13 | 0.39 | 0.05 | 0.02 | 0.02 | 0.01 | 0.01 | 0.35 | 0.02 | 0.01 | 0.01 | 0.01 | 0.01 | 0.67 | 0.03 | 0.01 | 0.01 | 0.01 | 0 | True | False | Non Federally-Regulated | 11/20/2023 |  | 11/29/2023
Senso Lighting Inc | Leto 11 | 695-A90-610-35-35-**-**-** | Light Emitting Diode | Inseparable Luminaire | Direct Wired | 0-10 VDC Controls | 54.3 | 3500 | -0.0032 | 94 | 64 | 0 | 0.99 | Ambient | 15000 |  |  | 60000 | 0.05 | 12 | 13 | 0.39 | 0.05 | 0.02 | 0.02 | 0.01 | 0.01 | 0.35 | 0.02 | 0.01 | 0.01 | 0.01 | 0.01 | 0.67 | 0.03 | 0.01 | 0.01 | 0.01 | 0 | True | False | Non Federally-Regulated | 11/20/2023 |  | 11/29/2023
Senso Lighting Inc | Leto 11 | 695-A90-610-40-07-**-**-** | Light Emitting Diode | Inseparable Luminaire | Direct Wired | 0-10 VDC Controls | 64.1 | 3909 | -0.0008 | 95 | 60 | 0 | 0.94 | Ambient | 15000 |  |  | 60000 | 0.03 | 12 | 13 | 0.37 | 0.02 | 0.01 | 0.01 | 0.01 | 0.01 | 0.99 | 0.03 | 0.01 | 0.01 | 0.01 | 0 | 0.99 | 0.32 | 0.23 | 0.15 | 0.05 | 0.02 | True | False | Non Federally-Regulated | 11/20/2023 |  | 11/29/2023
Senso Lighting Inc | Leto 11 | 695-A90-610-40-10-**-**-** | Light Emitting Diode | Inseparable Luminaire | Direct Wired | 0-10 VDC Controls | 62.3 | 3909 | -0.0008 | 95 | 60 | 0 | 0.99 | Ambient | 15000 |  |  | 60000 | 0.01 | 13 | 12 | 0.38 | 0.02 | 0.01 | 0.01 | 0.01 | 0.01 | 0.99 | 0.08 | 0.06 | 0.04 | 0.04 | 0.02 | 0.99 | 0.41 | 0.36 | 0.25 | 0.13 | 0.11 | True | False | Non Federally-Regulated | 11/20/2023 |  | 11/29/2023
Senso Lighting Inc | Leto 11 | 695-A90-610-40-15-**-**-** | Light Emitting Diode | Inseparable Luminaire | Direct Wired | 0-10 VDC Controls | 59.1 | 3909 | -0.001 | 95 | 60 | 0 | 0.99 | Ambient | 15000 |  |  | 60000 | 0.01 | 13 | 12 | 0.38 | 0.02 | 0.01 | 0.01 | 0.01 | 0.01 | 0.99 | 0.08 | 0.06 | 0.04 | 0.04 | 0.02 | 0.99 | 0.41 | 0.36 | 0.25 | 0.13 | 0.11 | True | False | Non Federally-Regulated | 11/20/2023 |  | 11/29/2023
Senso Lighting Inc | Leto 11 | 695-A90-610-40-20-**-**-** | Light Emitting Diode | Inseparable Luminaire | Direct Wired | 0-10 VDC Controls | 57 | 3909 | -0.0013 | 95 | 60 | 0 | 0.99 | Ambient | 15000 |  |  | 60000 | 0.01 | 13 | 12 | 0.33 | 0.14 | 0.12 | 0.08 | 0.02 | 0 | 0.3 | 0.01 | 0 | 0 | 0 | 0 | 0.3 | 0.05 | 0.02 | 0.01 | 0.01 | 0 | True | False | Non Federally-Regulated | 11/20/2023 |  | 11/29/2023
Senso Lighting Inc | Leto 11 | 695-A90-610-40-30-**-**-** | Light Emitting Diode | Inseparable Luminaire | Direct Wired | 0-10 VDC Controls | 56.2 | 3909 | -0.0031 | 95 | 60 | 0 | 0.99 | Ambient | 15000 |  |  | 60000 | 0.05 | 12 | 13 | 0.39 | 0.05 | 0.02 | 0.02 | 0.01 | 0.01 | 0.35 | 0.02 | 0.01 | 0.01 | 0.01 | 0.01 | 0.67 | 0.03 | 0.01 | 0.01 | 0.01 | 0 | True | False | Non Federally-Regulated | 11/20/2023 |  | 11/29/2023
Senso Lighting Inc | Leto 11 | 695-A90-610-40-35-**-**-** | Light Emitting Diode | Inseparable Luminaire | Direct Wired | 0-10 VDC Controls | 55.2 | 3909 | -0.0038 | 95 | 60 | 0 | 0.99 | Ambient | 15000 |  |  | 60000 | 0.05 | 12 | 13 | 0.39 | 0.05 | 0.02 | 0.02 | 0.01 | 0.01 | 0.35 | 0.02 | 0.01 | 0.01 | 0.01 | 0.01 | 0.67 | 0.03 | 0.01 | 0.01 | 0.01 | 0 | True | False | Non Federally-Regulated | 11/20/2023 |  | 11/29/2023
Senso Lighting Inc | Leto 11 | 695-A90-618-25-07-**-**-** | Light Emitting Diode | Inseparable Luminaire | Direct Wired | 0-10 VDC Controls | 54.4 | 2427 | -0.0006 | 93 | 73 | 0 | 0.94 | Ambient | 15000 |  |  | 60000 | 0.03 | 12 | 13 | 0.37 | 0.02 | 0.01 | 0.01 | 0.01 | 0.01 | 0.99 | 0.03 | 0.01 | 0.01 | 0.01 | 0 | 0.99 | 0.32 | 0.23 | 0.15 | 0.05 | 0.02 | True | False | Non Federally-Regulated | 11/20/2023 |  | 11/29/2023
Senso Lighting Inc | Leto 11 | 695-A90-618-25-10-**-**-** | Light Emitting Diode | Inseparable Luminaire | Direct Wired | 0-10 VDC Controls | 52.8 | 2421 | -0.0006 | 93 | 71 | 0 | 0.99 | Ambient | 15000 |  |  | 60000 | 0.01 | 13 | 12 | 0.38 | 0.02 | 0.01 | 0.01 | 0.01 | 0.01 | 0.99 | 0.08 | 0.06 | 0.04 | 0.04 | 0.02 | 0.99 | 0.41 | 0.36 | 0.25 | 0.13 | 0.11 | True | False | Non Federally-Regulated | 11/20/2023 |  | 11/29/2023
Senso Lighting Inc | Leto 11 | 695-A90-618-25-15-**-**-** | Light Emitting Diode | Inseparable Luminaire | Direct Wired | 0-10 VDC Controls | 50.1 | 2411 | -0.0008 | 93 | 69 | 0 | 0.99 | Ambient | 15000 |  |  | 60000 | 0.01 | 13 | 12 | 0.38 | 0.02 | 0.01 | 0.01 | 0.01 | 0.01 | 0.99 | 0.08 | 0.06 | 0.04 | 0.04 | 0.02 | 0.99 | 0.41 | 0.36 | 0.25 | 0.13 | 0.11 | True | False | Non Federally-Regulated | 11/20/2023 |  | 11/29/2023
Senso Lighting Inc | Leto 11 | 695-A90-618-25-20-**-**-** | Light Emitting Diode | Inseparable Luminaire | Direct Wired | 0-10 VDC Controls | 48.3 | 2395 | -0.001 | 93 | 67 | 0 | 0.99 | Ambient | 15000 |  |  | 60000 | 0.01 | 13 | 12 | 0.33 | 0.14 | 0.12 | 0.08 | 0.02 | 0 | 0.3 | 0.01 | 0 | 0 | 0 | 0 | 0.3 | 0.05 | 0.02 | 0.01 | 0.01 | 0 | True | False | Non Federally-Regulated | 11/20/2023 |  | 11/29/2023
Senso Lighting Inc | Leto 11 | 695-A90-618-25-30-**-**-** | Light Emitting Diode | Inseparable Luminaire | Direct Wired | 0-10 VDC Controls | 47.6 | 2425 | -0.0025 | 93 | 68 | 0 | 0.99 | Ambient | 15000 |  |  | 60000 | 0.05 | 12 | 13 | 0.39 | 0.05 | 0.02 | 0.02 | 0.01 | 0.01 | 0.35 | 0.02 | 0.01 | 0.01 | 0.01 | 0.01 | 0.67 | 0.03 | 0.01 | 0.01 | 0.01 | 0 | True | False | Non Federally-Regulated | 11/20/2023 |  | 11/29/2023
Senso Lighting Inc | Leto 11 | 695-A90-618-25-35-**-**-** | Light Emitting Diode | Inseparable Luminaire | Direct Wired | 0-10 VDC Controls | 46.8 | 2420 | -0.0026 | 93 | 67 | 0 | 0.99 | Ambient | 15000 |  |  | 60000 | 0.05 | 12 | 13 | 0.39 | 0.05 | 0.02 | 0.02 | 0.01 | 0.01 | 0.35 | 0.02 | 0.01 | 0.01 | 0.01 | 0.01 | 0.67 | 0.03 | 0.01 | 0.01 | 0.01 | 0 | True | False | Non Federally-Regulated | 11/20/2023 |  | 11/29/2023
Senso Lighting Inc | Leto 11 | 695-A90-618-27-07-**-**-** | Light Emitting Diode | Inseparable Luminaire | Direct Wired | 0-10 VDC Controls | 58.1 | 2700 | -0.0006 | 93 | 70 | 0 | 0.94 | Ambient | 15000 |  |  | 60000 | 0.03 | 12 | 13 | 0.37 | 0.02 | 0.01 | 0.01 | 0.01 | 0.01 | 0.99 | 0.03 | 0.01 | 0.01 | 0.01 | 0 | 0.99 | 0.32 | 0.23 | 0.15 | 0.05 | 0.02 | True | False | Non Federally-Regulated | 11/20/2023 |  | 11/29/2023
Senso Lighting Inc | Leto 11 | 695-A90-618-27-10-**-**-** | Light Emitting Diode | Inseparable Luminaire | Direct Wired | 0-10 VDC Controls | 56.5 | 2700 | -0.0006 | 93 | 70 | 0 | 0.99 | Ambient | 15000 |  |  | 60000 | 0.01 | 13 | 12 | 0.38 | 0.02 | 0.01 | 0.01 | 0.01 | 0.01 | 0.99 | 0.08 | 0.06 | 0.04 | 0.04 | 0.02 | 0.99 | 0.41 | 0.36 | 0.25 | 0.13 | 0.11 | True | False | Non Federally-Regulated | 11/20/2023 |  | 11/29/2023
Senso Lighting Inc | Leto 11 | 695-A90-618-27-15-**-**-** | Light Emitting Diode | Inseparable Luminaire | Direct Wired | 0-10 VDC Controls | 53.6 | 2700 | -0.0008 | 93 | 70 | 0 | 0.99 | Ambient | 15000 |  |  | 60000 | 0.01 | 13 | 12 | 0.38 | 0.02 | 0.01 | 0.01 | 0.01 | 0.01 | 0.99 | 0.08 | 0.06 | 0.04 | 0.04 | 0.02 | 0.99 | 0.41 | 0.36 | 0.25 | 0.13 | 0.11 | True | False | Non Federally-Regulated | 11/20/2023 |  | 11/29/2023
Senso Lighting Inc | Leto 11 | 695-A90-618-27-20-**-**-** | Light Emitting Diode | Inseparable Luminaire | Direct Wired | 0-10 VDC Controls | 51.7 | 2700 | -0.001 | 93 | 70 | 0 | 0.99 | Ambient | 15000 |  |  | 60000 | 0.01 | 13 | 12 | 0.33 | 0.14 | 0.12 | 0.08 | 0.02 | 0 | 0.3 | 0.01 | 0 | 0 | 0 | 0 | 0.3 | 0.05 | 0.02 | 0.01 | 0.01 | 0 | True | False | Non Federally-Regulated | 11/20/2023 |  | 11/29/2023
Senso Lighting Inc | Leto 11 | 695-A90-618-27-30-**-**-** | Light Emitting Diode | Inseparable Luminaire | Direct Wired | 0-10 VDC Controls | 50.9 | 2700 | -0.0025 | 93 | 70 | 0 | 0.99 | Ambient | 15000 |  |  | 60000 | 0.05 | 12 | 13 | 0.39 | 0.05 | 0.02 | 0.02 | 0.01 | 0.01 | 0.35 | 0.02 | 0.01 | 0.01 | 0.01 | 0.01 | 0.67 | 0.03 | 0.01 | 0.01 | 0.01 | 0 | True | False | Non Federally-Regulated | 11/20/2023 |  | 11/29/2023
Senso Lighting Inc | Leto 11 | 695-A90-618-27-35-**-**-** | Light Emitting Diode | Inseparable Luminaire | Direct Wired | 0-10 VDC Controls | 50 | 2700 | -0.0026 | 93 | 68 | 0 | 0.99 | Ambient | 15000 |  |  | 60000 | 0.05 | 12 | 13 | 0.39 | 0.05 | 0.02 | 0.02 | 0.01 | 0.01 | 0.35 | 0.02 | 0.01 | 0.01 | 0.01 | 0.01 | 0.67 | 0.03 | 0.01 | 0.01 | 0.01 | 0 | True | False | Non Federally-Regulated | 11/20/2023 |  | 11/29/2023
Senso Lighting Inc | Leto 11 | 695-A90-618-30-07-**-**-** | Light Emitting Diode | Inseparable Luminaire | Direct Wired | 0-10 VDC Controls | 60.3 | 3000 | -0.0006 | 94 | 68 | 0 | 0.94 | Ambient | 15000 |  |  | 60000 | 0.03 | 12 | 13 | 0.37 | 0.02 | 0.01 | 0.01 | 0.01 | 0.01 | 0.99 | 0.03 | 0.01 | 0.01 | 0.01 | 0 | 0.99 | 0.32 | 0.23 | 0.15 | 0.05 | 0.02 | True | False | Non Federally-Regulated | 11/20/2023 |  | 11/29/2023
Senso Lighting Inc | Leto 11 | 695-A90-618-30-10-**-**-** | Light Emitting Diode | Inseparable Luminaire | Direct Wired | 0-10 VDC Controls | 58.6 | 3000 | -0.0006 | 94 | 68 | 0 | 0.99 | Ambient | 15000 |  |  | 60000 | 0.01 | 13 | 12 | 0.38 | 0.02 | 0.01 | 0.01 | 0.01 | 0.01 | 0.99 | 0.08 | 0.06 | 0.04 | 0.04 | 0.02 | 0.99 | 0.41 | 0.36 | 0.25 | 0.13 | 0.11 | True | False | Non Federally-Regulated | 11/20/2023 |  | 11/29/2023
Senso Lighting Inc | Leto 11 | 695-A90-618-30-15-**-**-** | Light Emitting Diode | Inseparable Luminaire | Direct Wired | 0-10 VDC Controls | 55.6 | 3000 | -0.0008 | 94 | 68 | 0 | 0.99 | Ambient | 15000 |  |  | 60000 | 0.01 | 13 | 12 | 0.38 | 0.02 | 0.01 | 0.01 | 0.01 | 0.01 | 0.99 | 0.08 | 0.06 | 0.04 | 0.04 | 0.02 | 0.99 | 0.41 | 0.36 | 0.25 | 0.13 | 0.11 | True | False | Non Federally-Regulated | 11/20/2023 |  | 11/29/2023
Senso Lighting Inc | Leto 11 | 695-A90-618-30-20-**-**-** | Light Emitting Diode | Inseparable Luminaire | Direct Wired | 0-10 VDC Controls | 53.6 | 3000 | -0.001 | 94 | 68 | 0 | 0.99 | Ambient | 15000 |  |  | 60000 | 0.01 | 13 | 12 | 0.33 | 0.14 | 0.12 | 0.08 | 0.02 | 0 | 0.3 | 0.01 | 0 | 0 | 0 | 0 | 0.3 | 0.05 | 0.02 | 0.01 | 0.01 | 0 | True | False | Non Federally-Regulated | 11/20/2023 |  | 11/29/2023
Senso Lighting Inc | Leto 11 | 695-A90-618-30-30-**-**-** | Light Emitting Diode | Inseparable Luminaire | Direct Wired | 0-10 VDC Controls | 52.9 | 3000 | -0.0025 | 94 | 68 | 0 | 0.99 | Ambient | 15000 |  |  | 60000 | 0.05 | 12 | 13 | 0.39 | 0.05 | 0.02 | 0.02 | 0.01 | 0.01 | 0.35 | 0.02 | 0.01 | 0.01 | 0.01 | 0.01 | 0.67 | 0.03 | 0.01 | 0.01 | 0.01 | 0 | True | False | Non Federally-Regulated | 11/20/2023 |  | 11/29/2023
Senso Lighting Inc | Leto 11 | 695-A90-618-30-35-**-**-** | Light Emitting Diode | Inseparable Luminaire | Direct Wired | 0-10 VDC Controls | 51.9 | 3000 | -0.0026 | 94 | 64 | 0 | 0.99 | Ambient | 15000 |  |  | 60000 | 0.05 | 12 | 13 | 0.39 | 0.05 | 0.02 | 0.02 | 0.01 | 0.01 | 0.35 | 0.02 | 0.01 | 0.01 | 0.01 | 0.01 | 0.67 | 0.03 | 0.01 | 0.01 | 0.01 | 0 | True | False | Non Federally-Regulated | 11/20/2023 |  | 11/29/2023
Senso Lighting Inc | Leto 11 | 695-A90-618-35-07-**-**-** | Light Emitting Diode | Inseparable Luminaire | Direct Wired | 0-10 VDC Controls | 63 | 3500 | -0.0007 | 94 | 64 | 0 | 0.94 | Ambient | 15000 |  |  | 60000 | 0.03 | 12 | 13 | 0.37 | 0.02 | 0.01 | 0.01 | 0.01 | 0.01 | 0.99 | 0.03 | 0.01 | 0.01 | 0.01 | 0 | 0.99 | 0.32 | 0.23 | 0.15 | 0.05 | 0.02 | True | False | Non Federally-Regulated | 11/20/2023 |  | 11/29/2023
Senso Lighting Inc | Leto 11 | 695-A90-618-35-10-**-**-** | Light Emitting Diode | Inseparable Luminaire | Direct Wired | 0-10 VDC Controls | 61.2 | 3500 | -0.0007 | 94 | 64 | 0 | 0.99 | Ambient | 15000 |  |  | 60000 | 0.01 | 13 | 12 | 0.38 | 0.02 | 0.01 | 0.01 | 0.01 | 0.01 | 0.99 | 0.08 | 0.06 | 0.04 | 0.04 | 0.02 | 0.99 | 0.41 | 0.36 | 0.25 | 0.13 | 0.11 | True | False | Non Federally-Regulated | 11/20/2023 |  | 11/29/2023
Senso Lighting Inc | Leto 11 | 695-A90-618-35-15-**-**-** | Light Emitting Diode | Inseparable Luminaire | Direct Wired | 0-10 VDC Controls | 58.1 | 3500 | -0.0009 | 94 | 64 | 0 | 0.99 | Ambient | 15000 |  |  | 60000 | 0.01 | 13 | 12 | 0.38 | 0.02 | 0.01 | 0.01 | 0.01 | 0.01 | 0.99 | 0.08 | 0.06 | 0.04 | 0.04 | 0.02 | 0.99 | 0.41 | 0.36 | 0.25 | 0.13 | 0.11 | True | False | Non Federally-Regulated | 11/20/2023 |  | 11/29/2023
Senso Lighting Inc | Leto 11 | 695-A90-618-35-20-**-**-** | Light Emitting Diode | Inseparable Luminaire | Direct Wired | 0-10 VDC Controls | 56 | 3500 | -0.0012 | 94 | 64 | 0 | 0.99 | Ambient | 15000 |  |  | 60000 | 0.01 | 13 | 12 | 0.33 | 0.14 | 0.12 | 0.08 | 0.02 | 0 | 0.3 | 0.01 | 0 | 0 | 0 | 0 | 0.3 | 0.05 | 0.02 | 0.01 | 0.01 | 0 | True | False | Non Federally-Regulated | 11/20/2023 |  | 11/29/2023
Senso Lighting Inc | Leto 11 | 695-A90-618-35-30-**-**-** | Light Emitting Diode | Inseparable Luminaire | Direct Wired | 0-10 VDC Controls | 55.2 | 3500 | -0.0028 | 94 | 64 | 0 | 0.99 | Ambient | 15000 |  |  | 60000 | 0.05 | 12 | 13 | 0.39 | 0.05 | 0.02 | 0.02 | 0.01 | 0.01 | 0.35 | 0.02 | 0.01 | 0.01 | 0.01 | 0.01 | 0.67 | 0.03 | 0.01 | 0.01 | 0.01 | 0 | True | False | Non Federally-Regulated | 11/20/2023 |  | 11/29/2023
Senso Lighting Inc | Leto 11 | 695-A90-618-35-35-**-**-** | Light Emitting Diode | Inseparable Luminaire | Direct Wired | 0-10 VDC Controls | 54.3 | 3500 | -0.0032 | 94 | 64 | 0 | 0.99 | Ambient | 15000 |  |  | 60000 | 0.05 | 12 | 13 | 0.39 | 0.05 | 0.02 | 0.02 | 0.01 | 0.01 | 0.35 | 0.02 | 0.01 | 0.01 | 0.01 | 0.01 | 0.67 | 0.03 | 0.01 | 0.01 | 0.01 | 0 | True | False | Non Federally-Regulated | 11/20/2023 |  | 11/29/2023
Senso Lighting Inc | Leto 11 | 695-A90-618-40-07-**-**-** | Light Emitting Diode | Inseparable Luminaire | Direct Wired | 0-10 VDC Controls | 64.1 | 3909 | -0.0008 | 95 | 60 | 0 | 0.94 | Ambient | 15000 |  |  | 60000 | 0.03 | 12 | 13 | 0.37 | 0.02 | 0.01 | 0.01 | 0.01 | 0.01 | 0.99 | 0.03 | 0.01 | 0.01 | 0.01 | 0 | 0.99 | 0.32 | 0.23 | 0.15 | 0.05 | 0.02 | True | False | Non Federally-Regulated | 11/20/2023 |  | 11/29/2023
Senso Lighting Inc | Leto 11 | 695-A90-618-40-10-**-**-** | Light Emitting Diode | Inseparable Luminaire | Direct Wired | 0-10 VDC Controls | 62.3 | 3909 | -0.0008 | 95 | 60 | 0 | 0.99 | Ambient | 15000 |  |  | 60000 | 0.01 | 13 | 12 | 0.38 | 0.02 | 0.01 | 0.01 | 0.01 | 0.01 | 0.99 | 0.08 | 0.06 | 0.04 | 0.04 | 0.02 | 0.99 | 0.41 | 0.36 | 0.25 | 0.13 | 0.11 | True | False | Non Federally-Regulated | 11/20/2023 |  | 11/29/2023
Senso Lighting Inc | Leto 11 | 695-A90-618-40-15-**-**-** | Light Emitting Diode | Inseparable Luminaire | Direct Wired | 0-10 VDC Controls | 59.1 | 3909 | -0.001 | 95 | 60 | 0 | 0.99 | Ambient | 15000 |  |  | 60000 | 0.01 | 13 | 12 | 0.38 | 0.02 | 0.01 | 0.01 | 0.01 | 0.01 | 0.99 | 0.08 | 0.06 | 0.04 | 0.04 | 0.02 | 0.99 | 0.41 | 0.36 | 0.25 | 0.13 | 0.11 | True | False | Non Federally-Regulated | 11/20/2023 |  | 11/29/2023
Senso Lighting Inc | Leto 11 | 695-A90-618-40-20-**-**-** | Light Emitting Diode | Inseparable Luminaire | Direct Wired | 0-10 VDC Controls | 57 | 3909 | -0.0013 | 95 | 60 | 0 | 0.99 | Ambient | 15000 |  |  | 60000 | 0.01 | 13 | 12 | 0.33 | 0.14 | 0.12 | 0.08 | 0.02 | 0 | 0.3 | 0.01 | 0 | 0 | 0 | 0 | 0.3 | 0.05 | 0.02 | 0.01 | 0.01 | 0 | True | False | Non Federally-Regulated | 11/20/2023 |  | 11/29/2023
Senso Lighting Inc | Leto 11 | 695-A90-618-40-30-**-**-** | Light Emitting Diode | Inseparable Luminaire | Direct Wired | 0-10 VDC Controls | 56.2 | 3909 | -0.0031 | 95 | 60 | 0 | 0.99 | Ambient | 15000 |  |  | 60000 | 0.05 | 12 | 13 | 0.39 | 0.05 | 0.02 | 0.02 | 0.01 | 0.01 | 0.35 | 0.02 | 0.01 | 0.01 | 0.01 | 0.01 | 0.67 | 0.03 | 0.01 | 0.01 | 0.01 | 0 | True | False | Non Federally-Regulated | 11/20/2023 |  | 11/29/2023
Senso Lighting Inc | Leto 11 | 695-A90-618-40-35-**-**-** | Light Emitting Diode | Inseparable Luminaire | Direct Wired | 0-10 VDC Controls | 55.2 | 3909 | -0.0038 | 95 | 60 | 0 | 0.99 | Ambient | 15000 |  |  | 60000 | 0.05 | 12 | 13 | 0.39 | 0.05 | 0.02 | 0.02 | 0.01 | 0.01 | 0.35 | 0.02 | 0.01 | 0.01 | 0.01 | 0.01 | 0.67 | 0.03 | 0.01 | 0.01 | 0.01 | 0 | True | False | Non Federally-Regulated | 11/20/2023 |  | 11/29/2023
Senso Lighting Inc | Leto 11 | 695-A90-630-25-07-**-**-** | Light Emitting Diode | Inseparable Luminaire | Direct Wired | 0-10 VDC Controls | 54.4 | 2427 | -0.0006 | 93 | 73 | 0 | 0.94 | Ambient | 15000 |  |  | 60000 | 0.03 | 12 | 13 | 0.37 | 0.02 | 0.01 | 0.01 | 0.01 | 0.01 | 0.99 | 0.03 | 0.01 | 0.01 | 0.01 | 0 | 0.99 | 0.32 | 0.23 | 0.15 | 0.05 | 0.02 | True | False | Non Federally-Regulated | 11/20/2023 |  | 11/29/2023
Senso Lighting Inc | Leto 11 | 695-A90-630-25-10-**-**-** | Light Emitting Diode | Inseparable Luminaire | Direct Wired | 0-10 VDC Controls | 52.8 | 2421 | -0.0006 | 93 | 71 | 0 | 0.99 | Ambient | 15000 |  |  | 60000 | 0.01 | 13 | 12 | 0.38 | 0.02 | 0.01 | 0.01 | 0.01 | 0.01 | 0.99 | 0.08 | 0.06 | 0.04 | 0.04 | 0.02 | 0.99 | 0.41 | 0.36 | 0.25 | 0.13 | 0.11 | True | False | Non Federally-Regulated | 11/20/2023 |  | 11/29/2023
Senso Lighting Inc | Leto 11 | 695-A90-630-25-15-**-**-** | Light Emitting Diode | Inseparable Luminaire | Direct Wired | 0-10 VDC Controls | 50.1 | 2411 | -0.0008 | 93 | 69 | 0 | 0.99 | Ambient | 15000 |  |  | 60000 | 0.01 | 13 | 12 | 0.38 | 0.02 | 0.01 | 0.01 | 0.01 | 0.01 | 0.99 | 0.08 | 0.06 | 0.04 | 0.04 | 0.02 | 0.99 | 0.41 | 0.36 | 0.25 | 0.13 | 0.11 | True | False | Non Federally-Regulated | 11/20/2023 |  | 11/29/2023
Senso Lighting Inc | Leto 11 | 695-A90-630-25-20-**-**-** | Light Emitting Diode | Inseparable Luminaire | Direct Wired | 0-10 VDC Controls | 48.3 | 2395 | -0.001 | 93 | 67 | 0 | 0.99 | Ambient | 15000 |  |  | 60000 | 0.01 | 13 | 12 | 0.33 | 0.14 | 0.12 | 0.08 | 0.02 | 0 | 0.3 | 0.01 | 0 | 0 | 0 | 0 | 0.3 | 0.05 | 0.02 | 0.01 | 0.01 | 0 | True | False | Non Federally-Regulated | 11/20/2023 |  | 11/29/2023
Senso Lighting Inc | Leto 11 | 695-A90-630-25-30-**-**-** | Light Emitting Diode | Inseparable Luminaire | Direct Wired | 0-10 VDC Controls | 47.6 | 2425 | -0.0025 | 93 | 68 | 0 | 0.99 | Ambient | 15000 |  |  | 60000 | 0.05 | 12 | 13 | 0.39 | 0.05 | 0.02 | 0.02 | 0.01 | 0.01 | 0.35 | 0.02 | 0.01 | 0.01 | 0.01 | 0.01 | 0.67 | 0.03 | 0.01 | 0.01 | 0.01 | 0 | True | False | Non Federally-Regulated | 11/20/2023 |  | 11/29/2023
Senso Lighting Inc | Leto 11 | 695-A90-630-25-35-**-**-** | Light Emitting Diode | Inseparable Luminaire | Direct Wired | 0-10 VDC Controls | 46.8 | 2420 | -0.0026 | 93 | 67 | 0 | 0.99 | Ambient | 15000 |  |  | 60000 | 0.05 | 12 | 13 | 0.39 | 0.05 | 0.02 | 0.02 | 0.01 | 0.01 | 0.35 | 0.02 | 0.01 | 0.01 | 0.01 | 0.01 | 0.67 | 0.03 | 0.01 | 0.01 | 0.01 | 0 | True | False | Non Federally-Regulated | 11/20/2023 |  | 11/29/2023
Senso Lighting Inc | Leto 11 | 695-A90-630-27-07-**-**-** | Light Emitting Diode | Inseparable Luminaire | Direct Wired | 0-10 VDC Controls | 58.1 | 2700 | -0.0006 | 93 | 70 | 0 | 0.94 | Ambient | 15000 |  |  | 60000 | 0.03 | 12 | 13 | 0.37 | 0.02 | 0.01 | 0.01 | 0.01 | 0.01 | 0.99 | 0.03 | 0.01 | 0.01 | 0.01 | 0 | 0.99 | 0.32 | 0.23 | 0.15 | 0.05 | 0.02 | True | False | Non Federally-Regulated | 11/20/2023 |  | 11/29/2023
Senso Lighting Inc | Leto 11 | 695-A90-630-27-10-**-**-** | Light Emitting Diode | Inseparable Luminaire | Direct Wired | 0-10 VDC Controls | 56.5 | 2700 | -0.0006 | 93 | 70 | 0 | 0.99 | Ambient | 15000 |  |  | 60000 | 0.01 | 13 | 12 | 0.38 | 0.02 | 0.01 | 0.01 | 0.01 | 0.01 | 0.99 | 0.08 | 0.06 | 0.04 | 0.04 | 0.02 | 0.99 | 0.41 | 0.36 | 0.25 | 0.13 | 0.11 | True | False | Non Federally-Regulated | 11/20/2023 |  | 11/29/2023
Senso Lighting Inc | Leto 11 | 695-A90-630-27-15**-**-** | Light Emitting Diode | Inseparable Luminaire | Direct Wired | 0-10 VDC Controls | 53.6 | 2700 | -0.0008 | 93 | 70 | 0 | 0.99 | Ambient | 15000 |  |  | 60000 | 0.01 | 13 | 12 | 0.38 | 0.02 | 0.01 | 0.01 | 0.01 | 0.01 | 0.99 | 0.08 | 0.06 | 0.04 | 0.04 | 0.02 | 0.99 | 0.41 | 0.36 | 0.25 | 0.13 | 0.11 | True | False | Non Federally-Regulated | 11/20/2023 |  | 11/29/2023
Senso Lighting Inc | Leto 11 | 695-A90-630-27-20-**-**-** | Light Emitting Diode | Inseparable Luminaire | Direct Wired | 0-10 VDC Controls | 51.7 | 2700 | -0.001 | 93 | 70 | 0 | 0.99 | Ambient | 15000 |  |  | 60000 | 0.01 | 13 | 12 | 0.33 | 0.14 | 0.12 | 0.08 | 0.02 | 0 | 0.3 | 0.01 | 0 | 0 | 0 | 0 | 0.3 | 0.05 | 0.02 | 0.01 | 0.01 | 0 | True | False | Non Federally-Regulated | 11/20/2023 |  | 11/29/2023
Senso Lighting Inc | Leto 11 | 695-A90-630-27-30-**-**-** | Light Emitting Diode | Inseparable Luminaire | Direct Wired | 0-10 VDC Controls | 50.9 | 2700 | -0.0025 | 93 | 70 | 0 | 0.99 | Ambient | 15000 |  |  | 60000 | 0.05 | 12 | 13 | 0.39 | 0.05 | 0.02 | 0.02 | 0.01 | 0.01 | 0.35 | 0.02 | 0.01 | 0.01 | 0.01 | 0.01 | 0.67 | 0.03 | 0.01 | 0.01 | 0.01 | 0 | True | False | Non Federally-Regulated | 11/20/2023 |  | 11/29/2023
Senso Lighting Inc | Leto 11 | 695-A90-630-27-35-**-**-** | Light Emitting Diode | Inseparable Luminaire | Direct Wired | 0-10 VDC Controls | 50 | 2700 | -0.0026 | 93 | 68 | 0 | 0.99 | Ambient | 15000 |  |  | 60000 | 0.05 | 12 | 13 | 0.39 | 0.05 | 0.02 | 0.02 | 0.01 | 0.01 | 0.35 | 0.02 | 0.01 | 0.01 | 0.01 | 0.01 | 0.67 | 0.03 | 0.01 | 0.01 | 0.01 | 0 | True | False | Non Federally-Regulated | 11/20/2023 |  | 11/29/2023
Senso Lighting Inc | Leto 11 | 695-A90-630-30-07-**-**-** | Light Emitting Diode | Inseparable Luminaire | Direct Wired | 0-10 VDC Controls | 60.3 | 3000 | -0.0006 | 94 | 68 | 0 | 0.94 | Ambient | 15000 |  |  | 60000 | 0.03 | 12 | 13 | 0.37 | 0.02 | 0.01 | 0.01 | 0.01 | 0.01 | 0.99 | 0.03 | 0.01 | 0.01 | 0.01 | 0 | 0.99 | 0.32 | 0.23 | 0.15 | 0.05 | 0.02 | True | False | Non Federally-Regulated | 11/20/2023 |  | 11/29/2023
Senso Lighting Inc | Leto 11 | 695-A90-630-30-10-**-**-** | Light Emitting Diode | Inseparable Luminaire | Direct Wired | 0-10 VDC Controls | 58.6 | 3000 | -0.0006 | 94 | 68 | 0 | 0.99 | Ambient | 15000 |  |  | 60000 | 0.01 | 13 | 12 | 0.38 | 0.02 | 0.01 | 0.01 | 0.01 | 0.01 | 0.99 | 0.08 | 0.06 | 0.04 | 0.04 | 0.02 | 0.99 | 0.41 | 0.36 | 0.25 | 0.13 | 0.11 | True | False | Non Federally-Regulated | 11/20/2023 |  | 11/29/2023
Senso Lighting Inc | Leto 11 | 695-A90-630-30-15-**-**-** | Light Emitting Diode | Inseparable Luminaire | Direct Wired | 0-10 VDC Controls | 55.6 | 3000 | -0.0008 | 94 | 68 | 0 | 0.99 | Ambient | 15000 |  |  | 60000 | 0.01 | 13 | 12 | 0.38 | 0.02 | 0.01 | 0.01 | 0.01 | 0.01 | 0.99 | 0.08 | 0.06 | 0.04 | 0.04 | 0.02 | 0.99 | 0.41 | 0.36 | 0.25 | 0.13 | 0.11 | True | False | Non Federally-Regulated | 11/20/2023 |  | 11/29/2023
Senso Lighting Inc | Leto 11 | 695-A90-630-30-20-**-**-** | Light Emitting Diode | Inseparable Luminaire | Direct Wired | 0-10 VDC Controls | 53.6 | 3000 | -0.001 | 94 | 68 | 0 | 0.99 | Ambient | 15000 |  |  | 60000 | 0.01 | 13 | 12 | 0.33 | 0.14 | 0.12 | 0.08 | 0.02 | 0 | 0.3 | 0.01 | 0 | 0 | 0 | 0 | 0.3 | 0.05 | 0.02 | 0.01 | 0.01 | 0 | True | False | Non Federally-Regulated | 11/20/2023 |  | 11/29/2023
Senso Lighting Inc | Leto 11 | 695-A90-630-30-30-**-**-** | Light Emitting Diode | Inseparable Luminaire | Direct Wired | 0-10 VDC Controls | 52.9 | 3000 | -0.0025 | 94 | 68 | 0 | 0.99 | Ambient | 15000 |  |  | 60000 | 0.05 | 12 | 13 | 0.39 | 0.05 | 0.02 | 0.02 | 0.01 | 0.01 | 0.35 | 0.02 | 0.01 | 0.01 | 0.01 | 0.01 | 0.67 | 0.03 | 0.01 | 0.01 | 0.01 | 0 | True | False | Non Federally-Regulated | 11/20/2023 |  | 11/29/2023
Senso Lighting Inc | Leto 11 | 695-A90-630-30-35-**-**-** | Light Emitting Diode | Inseparable Luminaire | Direct Wired | 0-10 VDC Controls | 51.9 | 3000 | -0.0026 | 94 | 64 | 0 | 0.99 | Ambient | 15000 |  |  | 60000 | 0.05 | 12 | 13 | 0.39 | 0.05 | 0.02 | 0.02 | 0.01 | 0.01 | 0.35 | 0.02 | 0.01 | 0.01 | 0.01 | 0.01 | 0.67 | 0.03 | 0.01 | 0.01 | 0.01 | 0 | True | False | Non Federally-Regulated | 11/20/2023 |  | 11/29/2023
Senso Lighting Inc | Leto 11 | 695-A90-630-35-07-**-**-** | Light Emitting Diode | Inseparable Luminaire | Direct Wired | 0-10 VDC Controls | 63 | 3500 | -0.0007 | 94 | 64 | 0 | 0.94 | Ambient | 15000 |  |  | 60000 | 0.03 | 12 | 13 | 0.37 | 0.02 | 0.01 | 0.01 | 0.01 | 0.01 | 0.99 | 0.03 | 0.01 | 0.01 | 0.01 | 0 | 0.99 | 0.32 | 0.23 | 0.15 | 0.05 | 0.02 | True | False | Non Federally-Regulated | 11/20/2023 |  | 11/29/2023
Senso Lighting Inc | Leto 11 | 695-A90-630-35-10-**-**-** | Light Emitting Diode | Inseparable Luminaire | Direct Wired | 0-10 VDC Controls | 61.2 | 3500 | -0.0007 | 94 | 64 | 0 | 0.99 | Ambient | 15000 |  |  | 60000 | 0.01 | 13 | 12 | 0.38 | 0.02 | 0.01 | 0.01 | 0.01 | 0.01 | 0.99 | 0.08 | 0.06 | 0.04 | 0.04 | 0.02 | 0.99 | 0.41 | 0.36 | 0.25 | 0.13 | 0.11 | True | False | Non Federally-Regulated | 11/20/2023 |  | 11/29/2023
Senso Lighting Inc | Leto 11 | 695-A90-630-35-15-**-**-** | Light Emitting Diode | Inseparable Luminaire | Direct Wired | 0-10 VDC Controls | 58.1 | 3500 | -0.0009 | 94 | 64 | 0 | 0.99 | Ambient | 15000 |  |  | 60000 | 0.01 | 13 | 12 | 0.38 | 0.02 | 0.01 | 0.01 | 0.01 | 0.01 | 0.99 | 0.08 | 0.06 | 0.04 | 0.04 | 0.02 | 0.99 | 0.41 | 0.36 | 0.25 | 0.13 | 0.11 | True | False | Non Federally-Regulated | 11/20/2023 |  | 11/29/2023
Senso Lighting Inc | Leto 11 | 695-A90-630-35-20-**-**-** | Light Emitting Diode | Inseparable Luminaire | Direct Wired | 0-10 VDC Controls | 56 | 3500 | -0.0012 | 94 | 64 | 0 | 0.99 | Ambient | 15000 |  |  | 60000 | 0.01 | 13 | 12 | 0.33 | 0.14 | 0.12 | 0.08 | 0.02 | 0 | 0.3 | 0.01 | 0 | 0 | 0 | 0 | 0.3 | 0.05 | 0.02 | 0.01 | 0.01 | 0 | True | False | Non Federally-Regulated | 11/20/2023 |  | 11/29/2023
Senso Lighting Inc | Leto 11 | 695-A90-630-35-30-**-**-** | Light Emitting Diode | Inseparable Luminaire | Direct Wired | 0-10 VDC Controls | 55.2 | 3500 | -0.0028 | 94 | 64 | 0 | 0.99 | Ambient | 15000 |  |  | 60000 | 0.05 | 12 | 13 | 0.39 | 0.05 | 0.02 | 0.02 | 0.01 | 0.01 | 0.35 | 0.02 | 0.01 | 0.01 | 0.01 | 0.01 | 0.67 | 0.03 | 0.01 | 0.01 | 0.01 | 0 | True | False | Non Federally-Regulated | 11/20/2023 |  | 11/29/2023
Senso Lighting Inc | Leto 11 | 695-A90-630-35-35-**-**-** | Light Emitting Diode | Inseparable Luminaire | Direct Wired | 0-10 VDC Controls | 54.3 | 3500 | -0.0032 | 94 | 64 | 0 | 0.99 | Ambient | 15000 |  |  | 60000 | 0.05 | 12 | 13 | 0.39 | 0.05 | 0.02 | 0.02 | 0.01 | 0.01 | 0.35 | 0.02 | 0.01 | 0.01 | 0.01 | 0.01 | 0.67 | 0.03 | 0.01 | 0.01 | 0.01 | 0 | True | False | Non Federally-Regulated | 11/20/2023 |  | 11/29/2023
Senso Lighting Inc | Leto 11 | 695-A90-630-40-07-**-**-** | Light Emitting Diode | Inseparable Luminaire | Direct Wired | 0-10 VDC Controls | 64.1 | 3909 | -0.0008 | 95 | 60 | 0 | 0.94 | Ambient | 15000 |  |  | 60000 | 0.03 | 12 | 13 | 0.37 | 0.02 | 0.01 | 0.01 | 0.01 | 0.01 | 0.99 | 0.03 | 0.01 | 0.01 | 0.01 | 0 | 0.99 | 0.32 | 0.23 | 0.15 | 0.05 | 0.02 | True | False | Non Federally-Regulated | 11/20/2023 |  | 11/29/2023
Senso Lighting Inc | Leto 11 | 695-A90-630-40-10-**-**-** | Light Emitting Diode | Inseparable Luminaire | Direct Wired | 0-10 VDC Controls | 62.3 | 3909 | -0.0008 | 95 | 60 | 0 | 0.99 | Ambient | 15000 |  |  | 60000 | 0.01 | 13 | 12 | 0.38 | 0.02 | 0.01 | 0.01 | 0.01 | 0.01 | 0.99 | 0.08 | 0.06 | 0.04 | 0.04 | 0.02 | 0.99 | 0.41 | 0.36 | 0.25 | 0.13 | 0.11 | True | False | Non Federally-Regulated | 11/20/2023 |  | 11/29/2023
Senso Lighting Inc | Leto 11 | 695-A90-630-40-15-**-**-** | Light Emitting Diode | Inseparable Luminaire | Direct Wired | 0-10 VDC Controls | 59.1 | 3909 | -0.001 | 95 | 60 | 0 | 0.99 | Ambient | 15000 |  |  | 60000 | 0.01 | 13 | 12 | 0.38 | 0.02 | 0.01 | 0.01 | 0.01 | 0.01 | 0.99 | 0.08 | 0.06 | 0.04 | 0.04 | 0.02 | 0.99 | 0.41 | 0.36 | 0.25 | 0.13 | 0.11 | True | False | Non Federally-Regulated | 11/20/2023 |  | 11/29/2023
Senso Lighting Inc | Leto 11 | 695-A90-630-40-20-**-**-** | Light Emitting Diode | Inseparable Luminaire | Direct Wired | 0-10 VDC Controls | 57 | 3909 | -0.0013 | 95 | 60 | 0 | 0.99 | Ambient | 15000 |  |  | 60000 | 0.01 | 13 | 12 | 0.33 | 0.14 | 0.12 | 0.08 | 0.02 | 0 | 0.3 | 0.01 | 0 | 0 | 0 | 0 | 0.3 | 0.05 | 0.02 | 0.01 | 0.01 | 0 | True | False | Non Federally-Regulated | 11/20/2023 |  | 11/29/2023
Senso Lighting Inc | Leto 11 | 695-A90-630-40-30-**-**-** | Light Emitting Diode | Inseparable Luminaire | Direct Wired | 0-10 VDC Controls | 56.2 | 3909 | -0.0031 | 95 | 60 | 0 | 0.99 | Ambient | 15000 |  |  | 60000 | 0.05 | 12 | 13 | 0.39 | 0.05 | 0.02 | 0.02 | 0.01 | 0.01 | 0.35 | 0.02 | 0.01 | 0.01 | 0.01 | 0.01 | 0.67 | 0.03 | 0.01 | 0.01 | 0.01 | 0 | True | False | Non Federally-Regulated | 11/20/2023 |  | 11/29/2023
Senso Lighting Inc | Leto 11 | 695-A90-630-40-35-**-**-** | Light Emitting Diode | Inseparable Luminaire | Direct Wired | 0-10 VDC Controls | 55.2 | 3909 | -0.0038 | 95 | 60 | 0 | 0.99 | Ambient | 15000 |  |  | 60000 | 0.05 | 12 | 13 | 0.39 | 0.05 | 0.02 | 0.02 | 0.01 | 0.01 | 0.35 | 0.02 | 0.01 | 0.01 | 0.01 | 0.01 | 0.67 | 0.03 | 0.01 | 0.01 | 0.01 | 0 | True | False | Non Federally-Regulated | 11/20/2023 |  | 11/29/2023
Senso Lighting Inc | Leto 11 | 695-A90-645-25-07-**-**-** | Light Emitting Diode | Inseparable Luminaire | Direct Wired | 0-10 VDC Controls | 54.4 | 2427 | -0.0006 | 93 | 73 | 0 | 0.94 | Ambient | 15000 |  |  | 60000 | 0.03 | 12 | 13 | 0.37 | 0.02 | 0.01 | 0.01 | 0.01 | 0.01 | 0.99 | 0.03 | 0.01 | 0.01 | 0.01 | 0 | 0.99 | 0.32 | 0.23 | 0.15 | 0.05 | 0.02 | True | False | Non Federally-Regulated | 11/20/2023 |  | 11/29/2023
Senso Lighting Inc | Leto 11 | 695-A90-645-25-10-**-**-** | Light Emitting Diode | Inseparable Luminaire | Direct Wired | 0-10 VDC Controls | 52.8 | 2421 | -0.0006 | 93 | 71 | 0 | 0.99 | Ambient | 15000 |  |  | 60000 | 0.01 | 13 | 12 | 0.38 | 0.02 | 0.01 | 0.01 | 0.01 | 0.01 | 0.99 | 0.08 | 0.06 | 0.04 | 0.04 | 0.02 | 0.99 | 0.41 | 0.36 | 0.25 | 0.13 | 0.11 | True | False | Non Federally-Regulated | 11/20/2023 |  | 11/29/2023
Senso Lighting Inc | Leto 11 | 695-A90-645-25-15-**-**-** | Light Emitting Diode | Inseparable Luminaire | Direct Wired | 0-10 VDC Controls | 50.1 | 2411 | -0.0008 | 93 | 69 | 0 | 0.99 | Ambient | 15000 |  |  | 60000 | 0.01 | 13 | 12 | 0.38 | 0.02 | 0.01 | 0.01 | 0.01 | 0.01 | 0.99 | 0.08 | 0.06 | 0.04 | 0.04 | 0.02 | 0.99 | 0.41 | 0.36 | 0.25 | 0.13 | 0.11 | True | False | Non Federally-Regulated | 11/20/2023 |  | 11/29/2023
Senso Lighting Inc | Leto 11 | 695-A90-645-25-20-**-**-** | Light Emitting Diode | Inseparable Luminaire | Direct Wired | 0-10 VDC Controls | 48.3 | 2395 | -0.001 | 93 | 67 | 0 | 0.99 | Ambient | 15000 |  |  | 60000 | 0.01 | 13 | 12 | 0.33 | 0.14 | 0.12 | 0.08 | 0.02 | 0 | 0.3 | 0.01 | 0 | 0 | 0 | 0 | 0.3 | 0.05 | 0.02 | 0.01 | 0.01 | 0 | True | False | Non Federally-Regulated | 11/20/2023 |  | 11/29/2023
Senso Lighting Inc | Leto 11 | 695-A90-645-25-30-**-**-** | Light Emitting Diode | Inseparable Luminaire | Direct Wired | 0-10 VDC Controls | 47.6 | 2425 | -0.0025 | 93 | 68 | 0 | 0.99 | Ambient | 15000 |  |  | 60000 | 0.05 | 12 | 13 | 0.39 | 0.05 | 0.02 | 0.02 | 0.01 | 0.01 | 0.35 | 0.02 | 0.01 | 0.01 | 0.01 | 0.01 | 0.67 | 0.03 | 0.01 | 0.01 | 0.01 | 0 | True | False | Non Federally-Regulated | 11/20/2023 |  | 11/29/2023
Senso Lighting Inc | Leto 11 | 695-A90-645-25-35-**-**-** | Light Emitting Diode | Inseparable Luminaire | Direct Wired | 0-10 VDC Controls | 46.8 | 2420 | -0.0026 | 93 | 67 | 0 | 0.99 | Ambient | 15000 |  |  | 60000 | 0.05 | 12 | 13 | 0.39 | 0.05 | 0.02 | 0.02 | 0.01 | 0.01 | 0.35 | 0.02 | 0.01 | 0.01 | 0.01 | 0.01 | 0.67 | 0.03 | 0.01 | 0.01 | 0.01 | 0 | True | False | Non Federally-Regulated | 11/20/2023 |  | 11/29/2023
Senso Lighting Inc | Leto 11 | 695-A90-645-27-07-**-**-** | Light Emitting Diode | Inseparable Luminaire | Direct Wired | 0-10 VDC Controls | 58.1 | 2700 | -0.0006 | 93 | 70 | 0 | 0.94 | Ambient | 15000 |  |  | 60000 | 0.03 | 12 | 13 | 0.37 | 0.02 | 0.01 | 0.01 | 0.01 | 0.01 | 0.99 | 0.03 | 0.01 | 0.01 | 0.01 | 0 | 0.99 | 0.32 | 0.23 | 0.15 | 0.05 | 0.02 | True | False | Non Federally-Regulated | 11/20/2023 |  | 11/29/2023
Senso Lighting Inc | Leto 11 | 695-A90-645-27-10-**-**-** | Light Emitting Diode | Inseparable Luminaire | Direct Wired | 0-10 VDC Controls | 56.5 | 2700 | -0.0006 | 93 | 70 | 0 | 0.99 | Ambient | 15000 |  |  | 60000 | 0.01 | 13 | 12 | 0.38 | 0.02 | 0.01 | 0.01 | 0.01 | 0.01 | 0.99 | 0.08 | 0.06 | 0.04 | 0.04 | 0.02 | 0.99 | 0.41 | 0.36 | 0.25 | 0.13 | 0.11 | True | False | Non Federally-Regulated | 11/20/2023 |  | 11/29/2023
Senso Lighting Inc | Leto 11 | 695-A90-645-27-15-**-**-** | Light Emitting Diode | Inseparable Luminaire | Direct Wired | 0-10 VDC Controls | 53.6 | 2700 | -0.0008 | 93 | 70 | 0 | 0.99 | Ambient | 15000 |  |  | 60000 | 0.01 | 13 | 12 | 0.38 | 0.02 | 0.01 | 0.01 | 0.01 | 0.01 | 0.99 | 0.08 | 0.06 | 0.04 | 0.04 | 0.02 | 0.99 | 0.41 | 0.36 | 0.25 | 0.13 | 0.11 | True | False | Non Federally-Regulated | 11/20/2023 |  | 11/29/2023
Senso Lighting Inc | Leto 11 | 695-A90-645-27-20-**-**-** | Light Emitting Diode | Inseparable Luminaire | Direct Wired | 0-10 VDC Controls | 51.7 | 2700 | -0.001 | 93 | 70 | 0 | 0.99 | Ambient | 15000 |  |  | 60000 | 0.01 | 13 | 12 | 0.33 | 0.14 | 0.12 | 0.08 | 0.02 | 0 | 0.3 | 0.01 | 0 | 0 | 0 | 0 | 0.3 | 0.05 | 0.02 | 0.01 | 0.01 | 0 | True | False | Non Federally-Regulated | 11/20/2023 |  | 11/29/2023
Senso Lighting Inc | Leto 11 | 695-A90-645-27-30-**-**-** | Light Emitting Diode | Inseparable Luminaire | Direct Wired | 0-10 VDC Controls | 50.9 | 2700 | -0.0025 | 93 | 70 | 0 | 0.99 | Ambient | 15000 |  |  | 60000 | 0.05 | 12 | 13 | 0.39 | 0.05 | 0.02 | 0.02 | 0.01 | 0.01 | 0.35 | 0.02 | 0.01 | 0.01 | 0.01 | 0.01 | 0.67 | 0.03 | 0.01 | 0.01 | 0.01 | 0 | True | False | Non Federally-Regulated | 11/20/2023 |  | 11/29/2023
Senso Lighting Inc | Leto 11 | 695-A90-645-27-35-**-**-** | Light Emitting Diode | Inseparable Luminaire | Direct Wired | 0-10 VDC Controls | 50 | 2700 | -0.0026 | 93 | 68 | 0 | 0.99 | Ambient | 15000 |  |  | 60000 | 0.05 | 12 | 13 | 0.39 | 0.05 | 0.02 | 0.02 | 0.01 | 0.01 | 0.35 | 0.02 | 0.01 | 0.01 | 0.01 | 0.01 | 0.67 | 0.03 | 0.01 | 0.01 | 0.01 | 0 | True | False | Non Federally-Regulated | 11/20/2023 |  | 11/29/2023
Senso Lighting Inc | Leto 11 | 695-A90-645-30-07-**-**-** | Light Emitting Diode | Inseparable Luminaire | Direct Wired | 0-10 VDC Controls | 60.3 | 3000 | -0.0006 | 94 | 68 | 0 | 0.94 | Ambient | 15000 |  |  | 60000 | 0.03 | 12 | 13 | 0.37 | 0.02 | 0.01 | 0.01 | 0.01 | 0.01 | 0.99 | 0.03 | 0.01 | 0.01 | 0.01 | 0 | 0.99 | 0.32 | 0.23 | 0.15 | 0.05 | 0.02 | True | False | Non Federally-Regulated | 11/20/2023 |  | 11/29/2023
Senso Lighting Inc | Leto 11 | 695-A90-645-30-10-**-**-** | Light Emitting Diode | Inseparable Luminaire | Direct Wired | 0-10 VDC Controls | 58.6 | 3000 | -0.0006 | 94 | 68 | 0 | 0.99 | Ambient | 15000 |  |  | 60000 | 0.01 | 13 | 12 | 0.38 | 0.02 | 0.01 | 0.01 | 0.01 | 0.01 | 0.99 | 0.08 | 0.06 | 0.04 | 0.04 | 0.02 | 0.99 | 0.41 | 0.36 | 0.25 | 0.13 | 0.11 | True | False | Non Federally-Regulated | 11/20/2023 |  | 11/29/2023
Senso Lighting Inc | Leto 11 | 695-A90-645-30-15-**-**-** | Light Emitting Diode | Inseparable Luminaire | Direct Wired | 0-10 VDC Controls | 55.6 | 3000 | -0.0008 | 94 | 68 | 0 | 0.99 | Ambient | 15000 |  |  | 60000 | 0.01 | 13 | 12 | 0.38 | 0.02 | 0.01 | 0.01 | 0.01 | 0.01 | 0.99 | 0.08 | 0.06 | 0.04 | 0.04 | 0.02 | 0.99 | 0.41 | 0.36 | 0.25 | 0.13 | 0.11 | True | False | Non Federally-Regulated | 11/20/2023 |  | 11/29/2023
Senso Lighting Inc | Leto 11 | 695-A90-645-30-20-**-**-** | Light Emitting Diode | Inseparable Luminaire | Direct Wired | 0-10 VDC Controls | 53.6 | 3000 | -0.001 | 94 | 68 | 0 | 0.99 | Ambient | 15000 |  |  | 60000 | 0.01 | 13 | 12 | 0.33 | 0.14 | 0.12 | 0.08 | 0.02 | 0 | 0.3 | 0.01 | 0 | 0 | 0 | 0 | 0.3 | 0.05 | 0.02 | 0.01 | 0.01 | 0 | True | False | Non Federally-Regulated | 11/20/2023 |  | 11/29/2023
Senso Lighting Inc | Leto 11 | 695-A90-645-30-30-**-**-** | Light Emitting Diode | Inseparable Luminaire | Direct Wired | 0-10 VDC Controls | 52.9 | 3000 | -0.0025 | 94 | 68 | 0 | 0.99 | Ambient | 15000 |  |  | 60000 | 0.05 | 12 | 13 | 0.39 | 0.05 | 0.02 | 0.02 | 0.01 | 0.01 | 0.35 | 0.02 | 0.01 | 0.01 | 0.01 | 0.01 | 0.67 | 0.03 | 0.01 | 0.01 | 0.01 | 0 | True | False | Non Federally-Regulated | 11/20/2023 |  | 11/29/2023
Senso Lighting Inc | Leto 11 | 695-A90-645-30-35-**-**-** | Light Emitting Diode | Inseparable Luminaire | Direct Wired | 0-10 VDC Controls | 51.9 | 3000 | -0.0026 | 94 | 64 | 0 | 0.99 | Ambient | 15000 |  |  | 60000 | 0.05 | 12 | 13 | 0.39 | 0.05 | 0.02 | 0.02 | 0.01 | 0.01 | 0.35 | 0.02 | 0.01 | 0.01 | 0.01 | 0.01 | 0.67 | 0.03 | 0.01 | 0.01 | 0.01 | 0 | True | False | Non Federally-Regulated | 11/20/2023 |  | 11/29/2023
Senso Lighting Inc | Leto 11 | 695-A90-645-35-07-**-**-** | Light Emitting Diode | Inseparable Luminaire | Direct Wired | 0-10 VDC Controls | 63 | 3500 | -0.0007 | 94 | 64 | 0 | 0.94 | Ambient | 15000 |  |  | 60000 | 0.03 | 12 | 13 | 0.37 | 0.02 | 0.01 | 0.01 | 0.01 | 0.01 | 0.99 | 0.03 | 0.01 | 0.01 | 0.01 | 0 | 0.99 | 0.32 | 0.23 | 0.15 | 0.05 | 0.02 | True | False | Non Federally-Regulated | 11/20/2023 |  | 11/29/2023
Senso Lighting Inc | Leto 11 | 695-A90-645-35-10-**-**-** | Light Emitting Diode | Inseparable Luminaire | Direct Wired | 0-10 VDC Controls | 61.2 | 3500 | -0.0007 | 94 | 64 | 0 | 0.99 | Ambient | 15000 |  |  | 60000 | 0.01 | 13 | 12 | 0.38 | 0.02 | 0.01 | 0.01 | 0.01 | 0.01 | 0.99 | 0.08 | 0.06 | 0.04 | 0.04 | 0.02 | 0.99 | 0.41 | 0.36 | 0.25 | 0.13 | 0.11 | True | False | Non Federally-Regulated | 11/20/2023 |  | 11/29/2023
Senso Lighting Inc | Leto 11 | 695-A90-645-35-15-**-**-** | Light Emitting Diode | Inseparable Luminaire | Direct Wired | 0-10 VDC Controls | 58.1 | 3500 | -0.0009 | 94 | 64 | 0 | 0.99 | Ambient | 15000 |  |  | 60000 | 0.01 | 13 | 12 | 0.38 | 0.02 | 0.01 | 0.01 | 0.01 | 0.01 | 0.99 | 0.08 | 0.06 | 0.04 | 0.04 | 0.02 | 0.99 | 0.41 | 0.36 | 0.25 | 0.13 | 0.11 | True | False | Non Federally-Regulated | 11/20/2023 |  | 11/29/2023
Senso Lighting Inc | Leto 11 | 695-A90-645-35-20-**-**-** | Light Emitting Diode | Inseparable Luminaire | Direct Wired | 0-10 VDC Controls | 56 | 3500 | -0.0012 | 94 | 64 | 0 | 0.99 | Ambient | 15000 |  |  | 60000 | 0.01 | 13 | 12 | 0.33 | 0.14 | 0.12 | 0.08 | 0.02 | 0 | 0.3 | 0.01 | 0 | 0 | 0 | 0 | 0.3 | 0.05 | 0.02 | 0.01 | 0.01 | 0 | True | False | Non Federally-Regulated | 11/20/2023 |  | 11/29/2023
Senso Lighting Inc | Leto 11 | 695-A90-645-35-30-**-**-** | Light Emitting Diode | Inseparable Luminaire | Direct Wired | 0-10 VDC Controls | 55.2 | 3500 | -0.0028 | 94 | 64 | 0 | 0.99 | Ambient | 15000 |  |  | 60000 | 0.05 | 12 | 13 | 0.39 | 0.05 | 0.02 | 0.02 | 0.01 | 0.01 | 0.35 | 0.02 | 0.01 | 0.01 | 0.01 | 0.01 | 0.67 | 0.03 | 0.01 | 0.01 | 0.01 | 0 | True | False | Non Federally-Regulated | 11/20/2023 |  | 11/29/2023
Senso Lighting Inc | Leto 11 | 695-A90-645-35-35-**-**-** | Light Emitting Diode | Inseparable Luminaire | Direct Wired | 0-10 VDC Controls | 54.3 | 3500 | -0.0032 | 94 | 64 | 0 | 0.99 | Ambient | 15000 |  |  | 60000 | 0.05 | 12 | 13 | 0.39 | 0.05 | 0.02 | 0.02 | 0.01 | 0.01 | 0.35 | 0.02 | 0.01 | 0.01 | 0.01 | 0.01 | 0.67 | 0.03 | 0.01 | 0.01 | 0.01 | 0 | True | False | Non Federally-Regulated | 11/20/2023 |  | 11/29/2023
Senso Lighting Inc | Leto 11 | 695-A90-645-40-07-**-**-** | Light Emitting Diode | Inseparable Luminaire | Direct Wired | 0-10 VDC Controls | 64.1 | 3909 | -0.0008 | 95 | 60 | 0 | 0.94 | Ambient | 15000 |  |  | 60000 | 0.03 | 12 | 13 | 0.37 | 0.02 | 0.01 | 0.01 | 0.01 | 0.01 | 0.99 | 0.03 | 0.01 | 0.01 | 0.01 | 0 | 0.99 | 0.32 | 0.23 | 0.15 | 0.05 | 0.02 | True | False | Non Federally-Regulated | 11/20/2023 |  | 11/29/2023
Senso Lighting Inc | Leto 11 | 695-A90-645-40-10-**-**-** | Light Emitting Diode | Inseparable Luminaire | Direct Wired | 0-10 VDC Controls | 62.3 | 3909 | -0.0008 | 95 | 60 | 0 | 0.99 | Ambient | 15000 |  |  | 60000 | 0.01 | 13 | 12 | 0.38 | 0.02 | 0.01 | 0.01 | 0.01 | 0.01 | 0.99 | 0.08 | 0.06 | 0.04 | 0.04 | 0.02 | 0.99 | 0.41 | 0.36 | 0.25 | 0.13 | 0.11 | True | False | Non Federally-Regulated | 11/20/2023 |  | 11/29/2023
Senso Lighting Inc | Leto 11 | 695-A90-645-40-15-**-**-** | Light Emitting Diode | Inseparable Luminaire | Direct Wired | 0-10 VDC Controls | 59.1 | 3909 | -0.001 | 95 | 60 | 0 | 0.99 | Ambient | 15000 |  |  | 60000 | 0.01 | 13 | 12 | 0.38 | 0.02 | 0.01 | 0.01 | 0.01 | 0.01 | 0.99 | 0.08 | 0.06 | 0.04 | 0.04 | 0.02 | 0.99 | 0.41 | 0.36 | 0.25 | 0.13 | 0.11 | True | False | Non Federally-Regulated | 11/20/2023 |  | 11/29/2023
Senso Lighting Inc | Leto 11 | 695-A90-645-40-20-**-**-** | Light Emitting Diode | Inseparable Luminaire | Direct Wired | 0-10 VDC Controls | 57 | 3909 | -0.0013 | 95 | 60 | 0 | 0.99 | Ambient | 15000 |  |  | 60000 | 0.01 | 13 | 12 | 0.33 | 0.14 | 0.12 | 0.08 | 0.02 | 0 | 0.3 | 0.01 | 0 | 0 | 0 | 0 | 0.3 | 0.05 | 0.02 | 0.01 | 0.01 | 0 | True | False | Non Federally-Regulated | 11/20/2023 |  | 11/29/2023
Senso Lighting Inc | Leto 11 | 695-A90-645-40-30-**-**-** | Light Emitting Diode | Inseparable Luminaire | Direct Wired | 0-10 VDC Controls | 56.2 | 3909 | -0.0031 | 95 | 60 | 0 | 0.99 | Ambient | 15000 |  |  | 60000 | 0.05 | 12 | 13 | 0.39 | 0.05 | 0.02 | 0.02 | 0.01 | 0.01 | 0.35 | 0.02 | 0.01 | 0.01 | 0.01 | 0.01 | 0.67 | 0.03 | 0.01 | 0.01 | 0.01 | 0 | True | False | Non Federally-Regulated | 11/20/2023 |  | 11/29/2023
Senso Lighting Inc | Leto 11 | 695-A90-645-40-35-**-**-** | Light Emitting Diode | Inseparable Luminaire | Direct Wired | 0-10 VDC Controls | 55.2 | 3909 | -0.0038 | 95 | 60 | 0 | 0.99 | Ambient | 15000 |  |  | 60000 | 0.05 | 12 | 13 | 0.39 | 0.05 | 0.02 | 0.02 | 0.01 | 0.01 | 0.35 | 0.02 | 0.01 | 0.01 | 0.01 | 0.01 | 0.67 | 0.03 | 0.01 | 0.01 | 0.01 | 0 | True | False | Non Federally-Regulated | 11/20/2023 |  | 11/29/2023
Senso Lighting Inc | Leto 11 | 695-A90-660-25-07-**-**-** | Light Emitting Diode | Inseparable Luminaire | Direct Wired | 0-10 VDC Controls | 54.4 | 2427 | -0.0006 | 93 | 73 | 0 | 0.94 | Ambient | 15000 |  |  | 60000 | 0.03 | 12 | 13 | 0.37 | 0.02 | 0.01 | 0.01 | 0.01 | 0.01 | 0.99 | 0.03 | 0.01 | 0.01 | 0.01 | 0 | 0.99 | 0.32 | 0.23 | 0.15 | 0.05 | 0.02 | True | False | Non Federally-Regulated | 11/20/2023 |  | 11/29/2023
Senso Lighting Inc | Leto 11 | 695-A90-660-25-10-**-**-** | Light Emitting Diode | Inseparable Luminaire | Direct Wired | 0-10 VDC Controls | 52.8 | 2421 | -0.0006 | 93 | 71 | 0 | 0.99 | Ambient | 15000 |  |  | 60000 | 0.01 | 13 | 12 | 0.38 | 0.02 | 0.01 | 0.01 | 0.01 | 0.01 | 0.99 | 0.08 | 0.06 | 0.04 | 0.04 | 0.02 | 0.99 | 0.41 | 0.36 | 0.25 | 0.13 | 0.11 | True | False | Non Federally-Regulated | 11/20/2023 |  | 11/29/2023
Senso Lighting Inc | Leto 11 | 695-A90-660-25-15-**-**-** | Light Emitting Diode | Inseparable Luminaire | Direct Wired | 0-10 VDC Controls | 50.1 | 2411 | -0.0008 | 93 | 69 | 0 | 0.99 | Ambient | 15000 |  |  | 60000 | 0.01 | 13 | 12 | 0.38 | 0.02 | 0.01 | 0.01 | 0.01 | 0.01 | 0.99 | 0.08 | 0.06 | 0.04 | 0.04 | 0.02 | 0.99 | 0.41 | 0.36 | 0.25 | 0.13 | 0.11 | True | False | Non Federally-Regulated | 11/20/2023 |  | 11/29/2023
Senso Lighting Inc | Leto 11 | 695-A90-660-25-20-**-**-** | Light Emitting Diode | Inseparable Luminaire | Direct Wired | 0-10 VDC Controls | 48.3 | 2395 | -0.001 | 93 | 67 | 0 | 0.99 | Ambient | 15000 |  |  | 60000 | 0.01 | 13 | 12 | 0.33 | 0.14 | 0.12 | 0.08 | 0.02 | 0 | 0.3 | 0.01 | 0 | 0 | 0 | 0 | 0.3 | 0.05 | 0.02 | 0.01 | 0.01 | 0 | True | False | Non Federally-Regulated | 11/20/2023 |  | 11/29/2023
Senso Lighting Inc | Leto 11 | 695-A90-660-25-30-**-**-** | Light Emitting Diode | Inseparable Luminaire | Direct Wired | 0-10 VDC Controls | 47.6 | 2425 | -0.0025 | 93 | 68 | 0 | 0.99 | Ambient | 15000 |  |  | 60000 | 0.05 | 12 | 13 | 0.39 | 0.05 | 0.02 | 0.02 | 0.01 | 0.01 | 0.35 | 0.02 | 0.01 | 0.01 | 0.01 | 0.01 | 0.67 | 0.03 | 0.01 | 0.01 | 0.01 | 0 | True | False | Non Federally-Regulated | 11/20/2023 |  | 11/29/2023
Senso Lighting Inc | Leto 11 | 695-A90-660-25-35-**-**-** | Light Emitting Diode | Inseparable Luminaire | Direct Wired | 0-10 VDC Controls | 46.8 | 2420 | -0.0026 | 93 | 67 | 0 | 0.99 | Ambient | 15000 |  |  | 60000 | 0.05 | 12 | 13 | 0.39 | 0.05 | 0.02 | 0.02 | 0.01 | 0.01 | 0.35 | 0.02 | 0.01 | 0.01 | 0.01 | 0.01 | 0.67 | 0.03 | 0.01 | 0.01 | 0.01 | 0 | True | False | Non Federally-Regulated | 11/20/2023 |  | 11/29/2023
Senso Lighting Inc | Leto 11 | 695-A90-660-27-07-**-**-** | Light Emitting Diode | Inseparable Luminaire | Direct Wired | 0-10 VDC Controls | 58.1 | 2700 | -0.0006 | 93 | 70 | 0 | 0.94 | Ambient | 15000 |  |  | 60000 | 0.03 | 12 | 13 | 0.37 | 0.02 | 0.01 | 0.01 | 0.01 | 0.01 | 0.99 | 0.03 | 0.01 | 0.01 | 0.01 | 0 | 0.99 | 0.32 | 0.23 | 0.15 | 0.05 | 0.02 | True | False | Non Federally-Regulated | 11/20/2023 |  | 11/29/2023
Senso Lighting Inc | Leto 11 | 695-A90-660-27-10-**-**-** | Light Emitting Diode | Inseparable Luminaire | Direct Wired | 0-10 VDC Controls | 56.5 | 2700 | -0.0006 | 93 | 70 | 0 | 0.99 | Ambient | 15000 |  |  | 60000 | 0.01 | 13 | 12 | 0.38 | 0.02 | 0.01 | 0.01 | 0.01 | 0.01 | 0.99 | 0.08 | 0.06 | 0.04 | 0.04 | 0.02 | 0.99 | 0.41 | 0.36 | 0.25 | 0.13 | 0.11 | True | False | Non Federally-Regulated | 11/20/2023 |  | 11/29/2023
Senso Lighting Inc | Leto 11 | 695-A90-660-27-15-**-**-** | Light Emitting Diode | Inseparable Luminaire | Direct Wired | 0-10 VDC Controls | 53.6 | 2700 | -0.0008 | 93 | 70 | 0 | 0.99 | Ambient | 15000 |  |  | 60000 | 0.01 | 13 | 12 | 0.38 | 0.02 | 0.01 | 0.01 | 0.01 | 0.01 | 0.99 | 0.08 | 0.06 | 0.04 | 0.04 | 0.02 | 0.99 | 0.41 | 0.36 | 0.25 | 0.13 | 0.11 | True | False | Non Federally-Regulated | 11/20/2023 |  | 11/29/2023
Senso Lighting Inc | Leto 11 | 695-A90-660-27-20-**-**-** | Light Emitting Diode | Inseparable Luminaire | Direct Wired | 0-10 VDC Controls | 51.7 | 2700 | -0.001 | 93 | 70 | 0 | 0.99 | Ambient | 15000 |  |  | 60000 | 0.01 | 13 | 12 | 0.33 | 0.14 | 0.12 | 0.08 | 0.02 | 0 | 0.3 | 0.01 | 0 | 0 | 0 | 0 | 0.3 | 0.05 | 0.02 | 0.01 | 0.01 | 0 | True | False | Non Federally-Regulated | 11/20/2023 |  | 11/29/2023
Senso Lighting Inc | Leto 11 | 695-A90-660-27-30-**-**-** | Light Emitting Diode | Inseparable Luminaire | Direct Wired | 0-10 VDC Controls | 50.9 | 2700 | -0.0025 | 93 | 70 | 0 | 0.99 | Ambient | 15000 |  |  | 60000 | 0.05 | 12 | 13 | 0.39 | 0.05 | 0.02 | 0.02 | 0.01 | 0.01 | 0.35 | 0.02 | 0.01 | 0.01 | 0.01 | 0.01 | 0.67 | 0.03 | 0.01 | 0.01 | 0.01 | 0 | True | False | Non Federally-Regulated | 11/20/2023 |  | 11/29/2023
Senso Lighting Inc | Leto 11 | 695-A90-660-27-35-**-**-** | Light Emitting Diode | Inseparable Luminaire | Direct Wired | 0-10 VDC Controls | 50 | 2700 | -0.0026 | 93 | 68 | 0 | 0.99 | Ambient | 15000 |  |  | 60000 | 0.05 | 12 | 13 | 0.39 | 0.05 | 0.02 | 0.02 | 0.01 | 0.01 | 0.35 | 0.02 | 0.01 | 0.01 | 0.01 | 0.01 | 0.67 | 0.03 | 0.01 | 0.01 | 0.01 | 0 | True | False | Non Federally-Regulated | 11/20/2023 |  | 11/29/2023
Senso Lighting Inc | Leto 11 | 695-A90-660-30-07-**-**-** | Light Emitting Diode | Inseparable Luminaire | Direct Wired | 0-10 VDC Controls | 60.3 | 3000 | -0.0006 | 94 | 68 | 0 | 0.94 | Ambient | 15000 |  |  | 60000 | 0.03 | 12 | 13 | 0.37 | 0.02 | 0.01 | 0.01 | 0.01 | 0.01 | 0.99 | 0.03 | 0.01 | 0.01 | 0.01 | 0 | 0.99 | 0.32 | 0.23 | 0.15 | 0.05 | 0.02 | True | False | Non Federally-Regulated | 11/20/2023 |  | 11/29/2023
Senso Lighting Inc | Leto 11 | 695-A90-660-30-10-**-**-** | Light Emitting Diode | Inseparable Luminaire | Direct Wired | 0-10 VDC Controls | 58.6 | 3000 | -0.0006 | 94 | 68 | 0 | 0.99 | Ambient | 15000 |  |  | 60000 | 0.01 | 13 | 12 | 0.38 | 0.02 | 0.01 | 0.01 | 0.01 | 0.01 | 0.99 | 0.08 | 0.06 | 0.04 | 0.04 | 0.02 | 0.99 | 0.41 | 0.36 | 0.25 | 0.13 | 0.11 | True | False | Non Federally-Regulated | 11/20/2023 |  | 11/29/2023
Senso Lighting Inc | Leto 11 | 695-A90-660-30-15-**-**-** | Light Emitting Diode | Inseparable Luminaire | Direct Wired | 0-10 VDC Controls | 55.6 | 3000 | -0.0008 | 94 | 68 | 0 | 0.99 | Ambient | 15000 |  |  | 60000 | 0.01 | 13 | 12 | 0.38 | 0.02 | 0.01 | 0.01 | 0.01 | 0.01 | 0.99 | 0.08 | 0.06 | 0.04 | 0.04 | 0.02 | 0.99 | 0.41 | 0.36 | 0.25 | 0.13 | 0.11 | True | False | Non Federally-Regulated | 11/20/2023 |  | 11/29/2023
Senso Lighting Inc | Leto 11 | 695-A90-660-30-20-**-**-** | Light Emitting Diode | Inseparable Luminaire | Direct Wired | 0-10 VDC Controls | 53.6 | 3000 | -0.001 | 94 | 68 | 0 | 0.99 | Ambient | 15000 |  |  | 60000 | 0.01 | 13 | 12 | 0.33 | 0.14 | 0.12 | 0.08 | 0.02 | 0 | 0.3 | 0.01 | 0 | 0 | 0 | 0 | 0.3 | 0.05 | 0.02 | 0.01 | 0.01 | 0 | True | False | Non Federally-Regulated | 11/20/2023 |  | 11/29/2023
Senso Lighting Inc | Leto 11 | 695-A90-660-30-30-**-**-** | Light Emitting Diode | Inseparable Luminaire | Direct Wired | 0-10 VDC Controls | 52.9 | 3000 | -0.0025 | 94 | 68 | 0 | 0.99 | Ambient | 15000 |  |  | 60000 | 0.05 | 12 | 13 | 0.39 | 0.05 | 0.02 | 0.02 | 0.01 | 0.01 | 0.35 | 0.02 | 0.01 | 0.01 | 0.01 | 0.01 | 0.67 | 0.03 | 0.01 | 0.01 | 0.01 | 0 | True | False | Non Federally-Regulated | 11/20/2023 |  | 11/29/2023
Senso Lighting Inc | Leto 11 | 695-A90-660-30-35-**-**-** | Light Emitting Diode | Inseparable Luminaire | Direct Wired | 0-10 VDC Controls | 51.9 | 3000 | -0.0026 | 94 | 64 | 0 | 0.99 | Ambient | 15000 |  |  | 60000 | 0.05 | 12 | 13 | 0.39 | 0.05 | 0.02 | 0.02 | 0.01 | 0.01 | 0.35 | 0.02 | 0.01 | 0.01 | 0.01 | 0.01 | 0.67 | 0.03 | 0.01 | 0.01 | 0.01 | 0 | True | False | Non Federally-Regulated | 11/20/2023 |  | 11/29/2023
Senso Lighting Inc | Leto 11 | 695-A90-660-35-07-**-**-** | Light Emitting Diode | Inseparable Luminaire | Direct Wired | 0-10 VDC Controls | 63 | 3500 | -0.0007 | 94 | 64 | 0 | 0.94 | Ambient | 15000 |  |  | 60000 | 0.03 | 12 | 13 | 0.37 | 0.02 | 0.01 | 0.01 | 0.01 | 0.01 | 0.99 | 0.03 | 0.01 | 0.01 | 0.01 | 0 | 0.99 | 0.32 | 0.23 | 0.15 | 0.05 | 0.02 | True | False | Non Federally-Regulated | 11/20/2023 |  | 11/29/2023
Senso Lighting Inc | Leto 11 | 695-A90-660-35-10-**-**-** | Light Emitting Diode | Inseparable Luminaire | Direct Wired | 0-10 VDC Controls | 61.2 | 3500 | -0.0007 | 94 | 64 | 0 | 0.99 | Ambient | 15000 |  |  | 60000 | 0.01 | 13 | 12 | 0.38 | 0.02 | 0.01 | 0.01 | 0.01 | 0.01 | 0.99 | 0.08 | 0.06 | 0.04 | 0.04 | 0.02 | 0.99 | 0.41 | 0.36 | 0.25 | 0.13 | 0.11 | True | False | Non Federally-Regulated | 11/20/2023 |  | 11/29/2023
Senso Lighting Inc | Leto 11 | 695-A90-660-35-15-**-**-** | Light Emitting Diode | Inseparable Luminaire | Direct Wired | 0-10 VDC Controls | 58.1 | 3500 | -0.0009 | 94 | 64 | 0 | 0.99 | Ambient | 15000 |  |  | 60000 | 0.01 | 13 | 12 | 0.38 | 0.02 | 0.01 | 0.01 | 0.01 | 0.01 | 0.99 | 0.08 | 0.06 | 0.04 | 0.04 | 0.02 | 0.99 | 0.41 | 0.36 | 0.25 | 0.13 | 0.11 | True | False | Non Federally-Regulated | 11/20/2023 |  | 11/29/2023
Senso Lighting Inc | Leto 11 | 695-A90-660-35-20-**-**-** | Light Emitting Diode | Inseparable Luminaire | Direct Wired | 0-10 VDC Controls | 56 | 3500 | -0.0012 | 94 | 64 | 0 | 0.99 | Ambient | 15000 |  |  | 60000 | 0.01 | 13 | 12 | 0.33 | 0.14 | 0.12 | 0.08 | 0.02 | 0 | 0.3 | 0.01 | 0 | 0 | 0 | 0 | 0.3 | 0.05 | 0.02 | 0.01 | 0.01 | 0 | True | False | Non Federally-Regulated | 11/20/2023 |  | 11/29/2023
Senso Lighting Inc | Leto 11 | 695-A90-660-35-30-**-**-** | Light Emitting Diode | Inseparable Luminaire | Direct Wired | 0-10 VDC Controls | 55.2 | 3500 | -0.0028 | 94 | 64 | 0 | 0.99 | Ambient | 15000 |  |  | 60000 | 0.05 | 12 | 13 | 0.39 | 0.05 | 0.02 | 0.02 | 0.01 | 0.01 | 0.35 | 0.02 | 0.01 | 0.01 | 0.01 | 0.01 | 0.67 | 0.03 | 0.01 | 0.01 | 0.01 | 0 | True | False | Non Federally-Regulated | 11/20/2023 |  | 11/29/2023
Senso Lighting Inc | Leto 11 | 695-A90-660-35-35-**-**-** | Light Emitting Diode | Inseparable Luminaire | Direct Wired | 0-10 VDC Controls | 54.3 | 3500 | -0.0032 | 94 | 64 | 0 | 0.99 | Ambient | 15000 |  |  | 60000 | 0.05 | 12 | 13 | 0.39 | 0.05 | 0.02 | 0.02 | 0.01 | 0.01 | 0.35 | 0.02 | 0.01 | 0.01 | 0.01 | 0.01 | 0.67 | 0.03 | 0.01 | 0.01 | 0.01 | 0 | True | False | Non Federally-Regulated | 11/20/2023 |  | 11/29/2023
Senso Lighting Inc | Leto 11 | 695-A90-660-40-07-**-**-** | Light Emitting Diode | Inseparable Luminaire | Direct Wired | 0-10 VDC Controls | 64.1 | 3909 | -0.0008 | 95 | 60 | 0 | 0.94 | Ambient | 15000 |  |  | 60000 | 0.03 | 12 | 13 | 0.37 | 0.02 | 0.01 | 0.01 | 0.01 | 0.01 | 0.99 | 0.03 | 0.01 | 0.01 | 0.01 | 0 | 0.99 | 0.32 | 0.23 | 0.15 | 0.05 | 0.02 | True | False | Non Federally-Regulated | 11/20/2023 |  | 11/29/2023
Senso Lighting Inc | Leto 11 | 695-A90-660-40-10-**-**-** | Light Emitting Diode | Inseparable Luminaire | Direct Wired | 0-10 VDC Controls | 62.3 | 3909 | -0.0008 | 95 | 60 | 0 | 0.99 | Ambient | 15000 |  |  | 60000 | 0.01 | 13 | 12 | 0.38 | 0.02 | 0.01 | 0.01 | 0.01 | 0.01 | 0.99 | 0.08 | 0.06 | 0.04 | 0.04 | 0.02 | 0.99 | 0.41 | 0.36 | 0.25 | 0.13 | 0.11 | True | False | Non Federally-Regulated | 11/20/2023 |  | 11/29/2023
Senso Lighting Inc | Leto 11 | 695-A90-660-40-15-**-**-** | Light Emitting Diode | Inseparable Luminaire | Direct Wired | 0-10 VDC Controls | 59.1 | 3909 | -0.001 | 95 | 60 | 0 | 0.99 | Ambient | 15000 |  |  | 60000 | 0.01 | 13 | 12 | 0.38 | 0.02 | 0.01 | 0.01 | 0.01 | 0.01 | 0.99 | 0.08 | 0.06 | 0.04 | 0.04 | 0.02 | 0.99 | 0.41 | 0.36 | 0.25 | 0.13 | 0.11 | True | False | Non Federally-Regulated | 11/20/2023 |  | 11/29/2023
Senso Lighting Inc | Leto 11 | 695-A90-660-40-20-**-**-** | Light Emitting Diode | Inseparable Luminaire | Direct Wired | 0-10 VDC Controls | 57 | 3909 | -0.0013 | 95 | 60 | 0 | 0.99 | Ambient | 15000 |  |  | 60000 | 0.01 | 13 | 12 | 0.33 | 0.14 | 0.12 | 0.08 | 0.02 | 0 | 0.3 | 0.01 | 0 | 0 | 0 | 0 | 0.3 | 0.05 | 0.02 | 0.01 | 0.01 | 0 | True | False | Non Federally-Regulated | 11/20/2023 |  | 11/29/2023
Senso Lighting Inc | Leto 11 | 695-A90-660-40-30-**-**-** | Light Emitting Diode | Inseparable Luminaire | Direct Wired | 0-10 VDC Controls | 56.2 | 3909 | -0.0031 | 95 | 60 | 0 | 0.99 | Ambient | 15000 |  |  | 60000 | 0.05 | 12 | 13 | 0.39 | 0.05 | 0.02 | 0.02 | 0.01 | 0.01 | 0.35 | 0.02 | 0.01 | 0.01 | 0.01 | 0.01 | 0.67 | 0.03 | 0.01 | 0.01 | 0.01 | 0 | True | False | Non Federally-Regulated | 11/20/2023 |  | 11/29/2023
Senso Lighting Inc | Leto 11 | 695-A90-660-40-35-**-**-** | Light Emitting Diode | Inseparable Luminaire | Direct Wired | 0-10 VDC Controls | 55.2 | 3909 | -0.0038 | 95 | 60 | 0 | 0.99 | Ambient | 15000 |  |  | 60000 | 0.05 | 12 | 13 | 0.39 | 0.05 | 0.02 | 0.02 | 0.01 | 0.01 | 0.35 | 0.02 | 0.01 | 0.01 | 0.01 | 0.01 | 0.67 | 0.03 | 0.01 | 0.01 | 0.01 | 0 | True | False | Non Federally-Regulated | 11/20/2023 |  | 11/29/2023
Senso Lighting Inc | Leto 11 | 695-A90-728-25-07-**-**-** | Light Emitting Diode | Inseparable Luminaire | Direct Wired | 0-10 VDC Controls | 54.4 | 2427 | -0.0006 | 93 | 73 | 0 | 0.94 | Ambient | 15000 |  |  | 60000 | 0.03 | 12 | 13 | 0.37 | 0.02 | 0.01 | 0.01 | 0.01 | 0.01 | 0.99 | 0.03 | 0.01 | 0.01 | 0.01 | 0 | 0.99 | 0.32 | 0.23 | 0.15 | 0.05 | 0.02 | True | False | Non Federally-Regulated | 11/20/2023 |  | 11/29/2023
Senso Lighting Inc | Leto 11 | 695-A90-728-25-10-**-**-** | Light Emitting Diode | Inseparable Luminaire | Direct Wired | 0-10 VDC Controls | 52.8 | 2421 | -0.0006 | 93 | 71 | 0 | 0.99 | Ambient | 15000 |  |  | 60000 | 0.01 | 13 | 12 | 0.38 | 0.02 | 0.01 | 0.01 | 0.01 | 0.01 | 0.99 | 0.08 | 0.06 | 0.04 | 0.04 | 0.02 | 0.99 | 0.41 | 0.36 | 0.25 | 0.13 | 0.11 | True | False | Non Federally-Regulated | 11/20/2023 |  | 11/29/2023
Senso Lighting Inc | Leto 11 | 695-A90-728-25-15-**-**-** | Light Emitting Diode | Inseparable Luminaire | Direct Wired | 0-10 VDC Controls | 50.1 | 2411 | -0.0008 | 93 | 69 | 0 | 0.99 | Ambient | 15000 |  |  | 60000 | 0.01 | 13 | 12 | 0.38 | 0.02 | 0.01 | 0.01 | 0.01 | 0.01 | 0.99 | 0.08 | 0.06 | 0.04 | 0.04 | 0.02 | 0.99 | 0.41 | 0.36 | 0.25 | 0.13 | 0.11 | True | False | Non Federally-Regulated | 11/20/2023 |  | 11/29/2023
Senso Lighting Inc | Leto 11 | 695-A90-728-25-20-**-**-** | Light Emitting Diode | Inseparable Luminaire | Direct Wired | 0-10 VDC Controls | 48.3 | 2395 | -0.001 | 93 | 67 | 0 | 0.99 | Ambient | 15000 |  |  | 60000 | 0.01 | 13 | 12 | 0.33 | 0.14 | 0.12 | 0.08 | 0.02 | 0 | 0.3 | 0.01 | 0 | 0 | 0 | 0 | 0.3 | 0.05 | 0.02 | 0.01 | 0.01 | 0 | True | False | Non Federally-Regulated | 11/20/2023 |  | 11/29/2023
Senso Lighting Inc | Leto 11 | 695-A90-728-25-30-**-**-** | Light Emitting Diode | Inseparable Luminaire | Direct Wired | 0-10 VDC Controls | 47.6 | 2425 | -0.0025 | 93 | 68 | 0 | 0.99 | Ambient | 15000 |  |  | 60000 | 0.05 | 12 | 13 | 0.39 | 0.05 | 0.02 | 0.02 | 0.01 | 0.01 | 0.35 | 0.02 | 0.01 | 0.01 | 0.01 | 0.01 | 0.67 | 0.03 | 0.01 | 0.01 | 0.01 | 0 | True | False | Non Federally-Regulated | 11/20/2023 |  | 11/29/2023
Senso Lighting Inc | Leto 11 | 695-A90-728-25-35-**-**-** | Light Emitting Diode | Inseparable Luminaire | Direct Wired | 0-10 VDC Controls | 46.8 | 2420 | -0.0026 | 93 | 67 | 0 | 0.99 | Ambient | 15000 |  |  | 60000 | 0.05 | 12 | 13 | 0.39 | 0.05 | 0.02 | 0.02 | 0.01 | 0.01 | 0.35 | 0.02 | 0.01 | 0.01 | 0.01 | 0.01 | 0.67 | 0.03 | 0.01 | 0.01 | 0.01 | 0 | True | False | Non Federally-Regulated | 11/20/2023 |  | 11/29/2023
Senso Lighting Inc | Leto 11 | 695-A90-728-27-07-**-**-** | Light Emitting Diode | Inseparable Luminaire | Direct Wired | 0-10 VDC Controls | 58.1 | 2700 | -0.0006 | 93 | 70 | 0 | 0.94 | Ambient | 15000 |  |  | 60000 | 0.03 | 12 | 13 | 0.37 | 0.02 | 0.01 | 0.01 | 0.01 | 0.01 | 0.99 | 0.03 | 0.01 | 0.01 | 0.01 | 0 | 0.99 | 0.32 | 0.23 | 0.15 | 0.05 | 0.02 | True | False | Non Federally-Regulated | 11/20/2023 |  | 11/29/2023
Senso Lighting Inc | Leto 11 | 695-A90-728-27-10-**-**-** | Light Emitting Diode | Inseparable Luminaire | Direct Wired | 0-10 VDC Controls | 56.5 | 2700 | -0.0006 | 93 | 70 | 0 | 0.99 | Ambient | 15000 |  |  | 60000 | 0.01 | 13 | 12 | 0.38 | 0.02 | 0.01 | 0.01 | 0.01 | 0.01 | 0.99 | 0.08 | 0.06 | 0.04 | 0.04 | 0.02 | 0.99 | 0.41 | 0.36 | 0.25 | 0.13 | 0.11 | True | False | Non Federally-Regulated | 11/20/2023 |  | 11/29/2023
Senso Lighting Inc | Leto 11 | 695-A90-728-27-15-**-**-** | Light Emitting Diode | Inseparable Luminaire | Direct Wired | 0-10 VDC Controls | 53.6 | 2700 | -0.0008 | 93 | 70 | 0 | 0.99 | Ambient | 15000 |  |  | 60000 | 0.01 | 13 | 12 | 0.38 | 0.02 | 0.01 | 0.01 | 0.01 | 0.01 | 0.99 | 0.08 | 0.06 | 0.04 | 0.04 | 0.02 | 0.99 | 0.41 | 0.36 | 0.25 | 0.13 | 0.11 | True | False | Non Federally-Regulated | 11/20/2023 |  | 11/29/2023
Senso Lighting Inc | Leto 11 | 695-A90-728-27-20-**-**-** | Light Emitting Diode | Inseparable Luminaire | Direct Wired | 0-10 VDC Controls | 51.7 | 2700 | -0.001 | 93 | 70 | 0 | 0.99 | Ambient | 15000 |  |  | 60000 | 0.01 | 13 | 12 | 0.33 | 0.14 | 0.12 | 0.08 | 0.02 | 0 | 0.3 | 0.01 | 0 | 0 | 0 | 0 | 0.3 | 0.05 | 0.02 | 0.01 | 0.01 | 0 | True | False | Non Federally-Regulated | 11/20/2023 |  | 11/29/2023
Senso Lighting Inc | Leto 11 | 695-A90-728-27-30-**-**-** | Light Emitting Diode | Inseparable Luminaire | Direct Wired | 0-10 VDC Controls | 50.9 | 2700 | -0.0025 | 93 | 70 | 0 | 0.99 | Ambient | 15000 |  |  | 60000 | 0.05 | 12 | 13 | 0.39 | 0.05 | 0.02 | 0.02 | 0.01 | 0.01 | 0.35 | 0.02 | 0.01 | 0.01 | 0.01 | 0.01 | 0.67 | 0.03 | 0.01 | 0.01 | 0.01 | 0 | True | False | Non Federally-Regulated | 11/20/2023 |  | 11/29/2023
Senso Lighting Inc | Leto 11 | 695-A90-728-27-35-**-**-** | Light Emitting Diode | Inseparable Luminaire | Direct Wired | 0-10 VDC Controls | 50 | 2700 | -0.0026 | 93 | 68 | 0 | 0.99 | Ambient | 15000 |  |  | 60000 | 0.05 | 12 | 13 | 0.39 | 0.05 | 0.02 | 0.02 | 0.01 | 0.01 | 0.35 | 0.02 | 0.01 | 0.01 | 0.01 | 0.01 | 0.67 | 0.03 | 0.01 | 0.01 | 0.01 | 0 | True | False | Non Federally-Regulated | 11/20/2023 |  | 11/29/2023
Senso Lighting Inc | Leto 11 | 695-A90-728-30-07-**-**-** | Light Emitting Diode | Inseparable Luminaire | Direct Wired | 0-10 VDC Controls | 60.3 | 3000 | -0.0006 | 94 | 68 | 0 | 0.94 | Ambient | 15000 |  |  | 60000 | 0.03 | 12 | 13 | 0.37 | 0.02 | 0.01 | 0.01 | 0.01 | 0.01 | 0.99 | 0.03 | 0.01 | 0.01 | 0.01 | 0 | 0.99 | 0.32 | 0.23 | 0.15 | 0.05 | 0.02 | True | False | Non Federally-Regulated | 11/20/2023 |  | 11/29/2023
Senso Lighting Inc | Leto 11 | 695-A90-728-30-10-**-**-** | Light Emitting Diode | Inseparable Luminaire | Direct Wired | 0-10 VDC Controls | 58.6 | 3000 | -0.0006 | 94 | 68 | 0 | 0.99 | Ambient | 15000 |  |  | 60000 | 0.01 | 13 | 12 | 0.38 | 0.02 | 0.01 | 0.01 | 0.01 | 0.01 | 0.99 | 0.08 | 0.06 | 0.04 | 0.04 | 0.02 | 0.99 | 0.41 | 0.36 | 0.25 | 0.13 | 0.11 | True | False | Non Federally-Regulated | 11/20/2023 |  | 11/29/2023
Senso Lighting Inc | Leto 11 | 695-A90-728-30-15-**-**-** | Light Emitting Diode | Inseparable Luminaire | Direct Wired | 0-10 VDC Controls | 55.6 | 3000 | -0.0008 | 94 | 68 | 0 | 0.99 | Ambient | 15000 |  |  | 60000 | 0.01 | 13 | 12 | 0.38 | 0.02 | 0.01 | 0.01 | 0.01 | 0.01 | 0.99 | 0.08 | 0.06 | 0.04 | 0.04 | 0.02 | 0.99 | 0.41 | 0.36 | 0.25 | 0.13 | 0.11 | True | False | Non Federally-Regulated | 11/20/2023 |  | 11/29/2023
Senso Lighting Inc | Leto 11 | 695-A90-728-30-20-**-**-** | Light Emitting Diode | Inseparable Luminaire | Direct Wired | 0-10 VDC Controls | 53.6 | 3000 | -0.001 | 94 | 68 | 0 | 0.99 | Ambient | 15000 |  |  | 60000 | 0.01 | 13 | 12 | 0.33 | 0.14 | 0.12 | 0.08 | 0.02 | 0 | 0.3 | 0.01 | 0 | 0 | 0 | 0 | 0.3 | 0.05 | 0.02 | 0.01 | 0.01 | 0 | True | False | Non Federally-Regulated | 11/20/2023 |  | 11/29/2023
Senso Lighting Inc | Leto 11 | 695-A90-728-30-30-**-**-** | Light Emitting Diode | Inseparable Luminaire | Direct Wired | 0-10 VDC Controls | 52.9 | 3000 | -0.0025 | 94 | 68 | 0 | 0.99 | Ambient | 15000 |  |  | 60000 | 0.05 | 12 | 13 | 0.39 | 0.05 | 0.02 | 0.02 | 0.01 | 0.01 | 0.35 | 0.02 | 0.01 | 0.01 | 0.01 | 0.01 | 0.67 | 0.03 | 0.01 | 0.01 | 0.01 | 0 | True | False | Non Federally-Regulated | 11/20/2023 |  | 11/29/2023
Senso Lighting Inc | Leto 11 | 695-A90-728-30-35-**-**-** | Light Emitting Diode | Inseparable Luminaire | Direct Wired | 0-10 VDC Controls | 51.9 | 3000 | -0.0026 | 94 | 64 | 0 | 0.99 | Ambient | 15000 |  |  | 60000 | 0.05 | 12 | 13 | 0.39 | 0.05 | 0.02 | 0.02 | 0.01 | 0.01 | 0.35 | 0.02 | 0.01 | 0.01 | 0.01 | 0.01 | 0.67 | 0.03 | 0.01 | 0.01 | 0.01 | 0 | True | False | Non Federally-Regulated | 11/20/2023 |  | 11/29/2023
Senso Lighting Inc | Leto 11 | 695-A90-728-35-07-**-**-** | Light Emitting Diode | Inseparable Luminaire | Direct Wired | 0-10 VDC Controls | 63 | 3500 | -0.0007 | 94 | 64 | 0 | 0.94 | Ambient | 15000 |  |  | 60000 | 0.03 | 12 | 13 | 0.37 | 0.02 | 0.01 | 0.01 | 0.01 | 0.01 | 0.99 | 0.03 | 0.01 | 0.01 | 0.01 | 0 | 0.99 | 0.32 | 0.23 | 0.15 | 0.05 | 0.02 | True | False | Non Federally-Regulated | 11/20/2023 |  | 11/29/2023
Senso Lighting Inc | Leto 11 | 695-A90-728-35-10-**-**-** | Light Emitting Diode | Inseparable Luminaire | Direct Wired | 0-10 VDC Controls | 61.2 | 3500 | -0.0007 | 94 | 64 | 0 | 0.99 | Ambient | 15000 |  |  | 60000 | 0.01 | 13 | 12 | 0.38 | 0.02 | 0.01 | 0.01 | 0.01 | 0.01 | 0.99 | 0.08 | 0.06 | 0.04 | 0.04 | 0.02 | 0.99 | 0.41 | 0.36 | 0.25 | 0.13 | 0.11 | True | False | Non Federally-Regulated | 11/20/2023 |  | 11/29/2023
Senso Lighting Inc | Leto 11 | 695-A90-728-35-15-**-**-** | Light Emitting Diode | Inseparable Luminaire | Direct Wired | 0-10 VDC Controls | 58.1 | 3500 | -0.0009 | 94 | 64 | 0 | 0.99 | Ambient | 15000 |  |  | 60000 | 0.01 | 13 | 12 | 0.38 | 0.02 | 0.01 | 0.01 | 0.01 | 0.01 | 0.99 | 0.08 | 0.06 | 0.04 | 0.04 | 0.02 | 0.99 | 0.41 | 0.36 | 0.25 | 0.13 | 0.11 | True | False | Non Federally-Regulated | 11/20/2023 |  | 11/29/2023
Senso Lighting Inc | Leto 11 | 695-A90-728-35-20-**-**-** | Light Emitting Diode | Inseparable Luminaire | Direct Wired | 0-10 VDC Controls | 56 | 3500 | -0.0012 | 94 | 64 | 0 | 0.99 | Ambient | 15000 |  |  | 60000 | 0.01 | 13 | 12 | 0.33 | 0.14 | 0.12 | 0.08 | 0.02 | 0 | 0.3 | 0.01 | 0 | 0 | 0 | 0 | 0.3 | 0.05 | 0.02 | 0.01 | 0.01 | 0 | True | False | Non Federally-Regulated | 11/20/2023 |  | 11/29/2023
Senso Lighting Inc | Leto 11 | 695-A90-728-35-30-**-**-** | Light Emitting Diode | Inseparable Luminaire | Direct Wired | 0-10 VDC Controls | 55.2 | 3500 | -0.0028 | 94 | 64 | 0 | 0.99 | Ambient | 15000 |  |  | 60000 | 0.05 | 12 | 13 | 0.39 | 0.05 | 0.02 | 0.02 | 0.01 | 0.01 | 0.35 | 0.02 | 0.01 | 0.01 | 0.01 | 0.01 | 0.67 | 0.03 | 0.01 | 0.01 | 0.01 | 0 | True | False | Non Federally-Regulated | 11/20/2023 |  | 11/29/2023
Senso Lighting Inc | Leto 11 | 695-A90-728-35-35-**-**-** | Light Emitting Diode | Inseparable Luminaire | Direct Wired | 0-10 VDC Controls | 54.3 | 3500 | -0.0032 | 94 | 64 | 0 | 0.99 | Ambient | 15000 |  |  | 60000 | 0.05 | 12 | 13 | 0.39 | 0.05 | 0.02 | 0.02 | 0.01 | 0.01 | 0.35 | 0.02 | 0.01 | 0.01 | 0.01 | 0.01 | 0.67 | 0.03 | 0.01 | 0.01 | 0.01 | 0 | True | False | Non Federally-Regulated | 11/20/2023 |  | 11/29/2023
Senso Lighting Inc | Leto 11 | 695-A90-728-40-07-**-**-** | Light Emitting Diode | Inseparable Luminaire | Direct Wired | 0-10 VDC Controls | 64.1 | 3909 | -0.0008 | 95 | 60 | 0 | 0.94 | Ambient | 15000 |  |  | 60000 | 0.03 | 12 | 13 | 0.37 | 0.02 | 0.01 | 0.01 | 0.01 | 0.01 | 0.99 | 0.03 | 0.01 | 0.01 | 0.01 | 0 | 0.99 | 0.32 | 0.23 | 0.15 | 0.05 | 0.02 | True | False | Non Federally-Regulated | 11/20/2023 |  | 11/29/2023
Senso Lighting Inc | Leto 11 | 695-A90-728-40-10-**-**-** | Light Emitting Diode | Inseparable Luminaire | Direct Wired | 0-10 VDC Controls | 62.3 | 3909 | -0.0008 | 95 | 60 | 0 | 0.99 | Ambient | 15000 |  |  | 60000 | 0.01 | 13 | 12 | 0.38 | 0.02 | 0.01 | 0.01 | 0.01 | 0.01 | 0.99 | 0.08 | 0.06 | 0.04 | 0.04 | 0.02 | 0.99 | 0.41 | 0.36 | 0.25 | 0.13 | 0.11 | True | False | Non Federally-Regulated | 11/20/2023 |  | 11/29/2023
Senso Lighting Inc | Leto 11 | 695-A90-728-40-15-**-**-** | Light Emitting Diode | Inseparable Luminaire | Direct Wired | 0-10 VDC Controls | 59.1 | 3909 | -0.001 | 95 | 60 | 0 | 0.99 | Ambient | 15000 |  |  | 60000 | 0.01 | 13 | 12 | 0.38 | 0.02 | 0.01 | 0.01 | 0.01 | 0.01 | 0.99 | 0.08 | 0.06 | 0.04 | 0.04 | 0.02 | 0.99 | 0.41 | 0.36 | 0.25 | 0.13 | 0.11 | True | False | Non Federally-Regulated | 11/20/2023 |  | 11/29/2023
Senso Lighting Inc | Leto 11 | 695-A90-728-40-20-**-**-** | Light Emitting Diode | Inseparable Luminaire | Direct Wired | 0-10 VDC Controls | 57 | 3909 | -0.0013 | 95 | 60 | 0 | 0.99 | Ambient | 15000 |  |  | 60000 | 0.01 | 13 | 12 | 0.33 | 0.14 | 0.12 | 0.08 | 0.02 | 0 | 0.3 | 0.01 | 0 | 0 | 0 | 0 | 0.3 | 0.05 | 0.02 | 0.01 | 0.01 | 0 | True | False | Non Federally-Regulated | 11/20/2023 |  | 11/29/2023
Senso Lighting Inc | Leto 11 | 695-A90-728-40-30-**-**-** | Light Emitting Diode | Inseparable Luminaire | Direct Wired | 0-10 VDC Controls | 56.2 | 3909 | -0.0031 | 95 | 60 | 0 | 0.99 | Ambient | 15000 |  |  | 60000 | 0.05 | 12 | 13 | 0.39 | 0.05 | 0.02 | 0.02 | 0.01 | 0.01 | 0.35 | 0.02 | 0.01 | 0.01 | 0.01 | 0.01 | 0.67 | 0.03 | 0.01 | 0.01 | 0.01 | 0 | True | False | Non Federally-Regulated | 11/20/2023 |  | 11/29/2023
Senso Lighting Inc | Leto 11 | 695-A90-728-40-35-**-**-** | Light Emitting Diode | Inseparable Luminaire | Direct Wired | 0-10 VDC Controls | 55.2 | 3909 | -0.0038 | 95 | 60 | 0 | 0.99 | Ambient | 15000 |  |  | 60000 | 0.05 | 12 | 13 | 0.39 | 0.05 | 0.02 | 0.02 | 0.01 | 0.01 | 0.35 | 0.02 | 0.01 | 0.01 | 0.01 | 0.01 | 0.67 | 0.03 | 0.01 | 0.01 | 0.01 | 0 | True | False | Non Federally-Regulated | 11/20/2023 |  | 11/29/2023
Senso Lighting Inc | Leto 11 | 695-A90-748-25-07-**-**-** | Light Emitting Diode | Inseparable Luminaire | Direct Wired | 0-10 VDC Controls | 54.4 | 2427 | -0.0006 | 93 | 73 | 0 | 0.94 | Ambient | 15000 |  |  | 60000 | 0.03 | 12 | 13 | 0.37 | 0.02 | 0.01 | 0.01 | 0.01 | 0.01 | 0.99 | 0.03 | 0.01 | 0.01 | 0.01 | 0 | 0.99 | 0.32 | 0.23 | 0.15 | 0.05 | 0.02 | True | False | Non Federally-Regulated | 11/20/2023 |  | 11/29/2023
Senso Lighting Inc | Leto 11 | 695-A90-748-25-10-**-**-** | Light Emitting Diode | Inseparable Luminaire | Direct Wired | 0-10 VDC Controls | 52.8 | 2421 | -0.0006 | 93 | 71 | 0 | 0.99 | Ambient | 15000 |  |  | 60000 | 0.01 | 13 | 12 | 0.38 | 0.02 | 0.01 | 0.01 | 0.01 | 0.01 | 0.99 | 0.08 | 0.06 | 0.04 | 0.04 | 0.02 | 0.99 | 0.41 | 0.36 | 0.25 | 0.13 | 0.11 | True | False | Non Federally-Regulated | 11/20/2023 |  | 11/29/2023
Senso Lighting Inc | Leto 11 | 695-A90-748-25-15-**-**-** | Light Emitting Diode | Inseparable Luminaire | Direct Wired | 0-10 VDC Controls | 50.1 | 2411 | -0.0008 | 93 | 69 | 0 | 0.99 | Ambient | 15000 |  |  | 60000 | 0.01 | 13 | 12 | 0.38 | 0.02 | 0.01 | 0.01 | 0.01 | 0.01 | 0.99 | 0.08 | 0.06 | 0.04 | 0.04 | 0.02 | 0.99 | 0.41 | 0.36 | 0.25 | 0.13 | 0.11 | True | False | Non Federally-Regulated | 11/20/2023 |  | 11/29/2023
Senso Lighting Inc | Leto 11 | 695-A90-748-25-20-**-**-** | Light Emitting Diode | Inseparable Luminaire | Direct Wired | 0-10 VDC Controls | 48.3 | 2395 | -0.001 | 93 | 67 | 0 | 0.99 | Ambient | 15000 |  |  | 60000 | 0.01 | 13 | 12 | 0.33 | 0.14 | 0.12 | 0.08 | 0.02 | 0 | 0.3 | 0.01 | 0 | 0 | 0 | 0 | 0.3 | 0.05 | 0.02 | 0.01 | 0.01 | 0 | True | False | Non Federally-Regulated | 11/20/2023 |  | 11/29/2023
Senso Lighting Inc | Leto 11 | 695-A90-748-25-30-**-**-** | Light Emitting Diode | Inseparable Luminaire | Direct Wired | 0-10 VDC Controls | 47.6 | 2425 | -0.0025 | 92 | 68 | 0 | 0.99 | Ambient | 15000 |  |  | 60000 | 0.05 | 12 | 13 | 0.39 | 0.05 | 0.02 | 0.02 | 0.01 | 0.01 | 0.35 | 0.02 | 0.01 | 0.01 | 0.01 | 0.01 | 0.67 | 0.03 | 0.01 | 0.01 | 0.01 | 0 | True | False | Non Federally-Regulated | 11/20/2023 |  | 11/29/2023
Senso Lighting Inc | Leto 11 | 695-A90-748-25-35-**-**-** | Light Emitting Diode | Inseparable Luminaire | Direct Wired | 0-10 VDC Controls | 46.8 | 2420 | -0.0026 | 93 | 67 | 0 | 0.99 | Ambient | 15000 |  |  | 60000 | 0.05 | 12 | 13 | 0.39 | 0.05 | 0.02 | 0.02 | 0.01 | 0.01 | 0.35 | 0.02 | 0.01 | 0.01 | 0.01 | 0.01 | 0.67 | 0.03 | 0.01 | 0.01 | 0.01 | 0 | True | False | Non Federally-Regulated | 11/20/2023 |  | 11/29/2023
Senso Lighting Inc | Leto 11 | 695-A90-748-27-07-**-**-** | Light Emitting Diode | Inseparable Luminaire | Direct Wired | 0-10 VDC Controls | 58.1 | 2700 | -0.0006 | 93 | 70 | 0 | 0.94 | Ambient | 15000 |  |  | 60000 | 0.03 | 12 | 13 | 0.37 | 0.02 | 0.01 | 0.01 | 0.01 | 0.01 | 0.99 | 0.03 | 0.01 | 0.01 | 0.01 | 0 | 0.99 | 0.32 | 0.23 | 0.15 | 0.05 | 0.02 | True | False | Non Federally-Regulated | 11/20/2023 |  | 11/29/2023
Senso Lighting Inc | Leto 11 | 695-A90-748-27-10-**-**-** | Light Emitting Diode | Inseparable Luminaire | Direct Wired | 0-10 VDC Controls | 56.5 | 2700 | -0.0006 | 93 | 70 | 0 | 0.99 | Ambient | 15000 |  |  | 60000 | 0.01 | 13 | 12 | 0.38 | 0.02 | 0.01 | 0.01 | 0.01 | 0.01 | 0.99 | 0.08 | 0.06 | 0.04 | 0.04 | 0.02 | 0.99 | 0.41 | 0.36 | 0.25 | 0.13 | 0.11 | True | False | Non Federally-Regulated | 11/20/2023 |  | 11/29/2023
Senso Lighting Inc | Leto 11 | 695-A90-748-27-15-**-**-** | Light Emitting Diode | Inseparable Luminaire | Direct Wired | 0-10 VDC Controls | 53.6 | 2700 | -0.0008 | 93 | 70 | 0 | 0.99 | Ambient | 15000 |  |  | 60000 | 0.01 | 13 | 12 | 0.38 | 0.02 | 0.01 | 0.01 | 0.01 | 0.01 | 0.99 | 0.08 | 0.06 | 0.04 | 0.04 | 0.02 | 0.99 | 0.41 | 0.36 | 0.25 | 0.13 | 0.11 | True | False | Non Federally-Regulated | 11/20/2023 |  | 11/29/2023
Senso Lighting Inc | Leto 11 | 695-A90-748-27-20-**-**-** | Light Emitting Diode | Inseparable Luminaire | Direct Wired | 0-10 VDC Controls | 51.7 | 2700 | -0.001 | 93 | 70 | 0 | 0.99 | Ambient | 15000 |  |  | 60000 | 0.01 | 13 | 12 | 0.33 | 0.14 | 0.12 | 0.08 | 0.02 | 0 | 0.3 | 0.01 | 0 | 0 | 0 | 0 | 0.3 | 0.05 | 0.02 | 0.01 | 0.01 | 0 | True | False | Non Federally-Regulated | 11/20/2023 |  | 11/29/2023
Senso Lighting Inc | Leto 11 | 695-A90-748-27-30-**-**-** | Light Emitting Diode | Inseparable Luminaire | Direct Wired | 0-10 VDC Controls | 50.9 | 2700 | -0.0025 | 93 | 70 | 0 | 0.99 | Ambient | 15000 |  |  | 60000 | 0.05 | 12 | 13 | 0.39 | 0.05 | 0.02 | 0.02 | 0.01 | 0.01 | 0.35 | 0.02 | 0.01 | 0.01 | 0.01 | 0.01 | 0.67 | 0.03 | 0.01 | 0.01 | 0.01 | 0 | True | False | Non Federally-Regulated | 11/20/2023 |  | 11/29/2023
Senso Lighting Inc | Leto 11 | 695-A90-748-27-35-**-**-** | Light Emitting Diode | Inseparable Luminaire | Direct Wired | 0-10 VDC Controls | 50 | 2700 | -0.0026 | 93 | 68 | 0 | 0.99 | Ambient | 15000 |  |  | 60000 | 0.05 | 12 | 13 | 0.39 | 0.05 | 0.02 | 0.02 | 0.01 | 0.01 | 0.35 | 0.02 | 0.01 | 0.01 | 0.01 | 0.01 | 0.67 | 0.03 | 0.01 | 0.01 | 0.01 | 0 | True | False | Non Federally-Regulated | 11/20/2023 |  | 11/29/2023
Senso Lighting Inc | Leto 11 | 695-A90-748-30-07-**-**-** | Light Emitting Diode | Inseparable Luminaire | Direct Wired | 0-10 VDC Controls | 60.3 | 3000 | -0.0006 | 94 | 68 | 0 | 0.94 | Ambient | 15000 |  |  | 60000 | 0.03 | 12 | 13 | 0.37 | 0.02 | 0.01 | 0.01 | 0.01 | 0.01 | 0.99 | 0.03 | 0.01 | 0.01 | 0.01 | 0 | 0.99 | 0.32 | 0.23 | 0.15 | 0.05 | 0.02 | True | False | Non Federally-Regulated | 11/20/2023 |  | 11/29/2023
Senso Lighting Inc | Leto 11 | 695-A90-748-30-10-**-**-** | Light Emitting Diode | Inseparable Luminaire | Direct Wired | 0-10 VDC Controls | 58.6 | 3000 | -0.0006 | 94 | 68 | 0 | 0.99 | Ambient | 15000 |  |  | 60000 | 0.01 | 13 | 12 | 0.38 | 0.02 | 0.01 | 0.01 | 0.01 | 0.01 | 0.99 | 0.08 | 0.06 | 0.04 | 0.04 | 0.02 | 0.99 | 0.41 | 0.36 | 0.25 | 0.13 | 0.11 | True | False | Non Federally-Regulated | 11/20/2023 |  | 11/29/2023
Senso Lighting Inc | Leto 11 | 695-A90-748-30-15-**-**-** | Light Emitting Diode | Inseparable Luminaire | Direct Wired | 0-10 VDC Controls | 55.6 | 3000 | -0.0008 | 94 | 68 | 0 | 0.99 | Ambient | 15000 |  |  | 60000 | 0.01 | 13 | 12 | 0.38 | 0.02 | 0.01 | 0.01 | 0.01 | 0.01 | 0.99 | 0.08 | 0.06 | 0.04 | 0.04 | 0.02 | 0.99 | 0.41 | 0.36 | 0.25 | 0.13 | 0.11 | True | False | Non Federally-Regulated | 11/20/2023 |  | 11/29/2023
Senso Lighting Inc | Leto 11 | 695-A90-748-30-20-**-**-** | Light Emitting Diode | Inseparable Luminaire | Direct Wired | 0-10 VDC Controls | 53.6 | 3000 | -0.001 | 94 | 68 | 0 | 0.99 | Ambient | 15000 |  |  | 60000 | 0.01 | 13 | 12 | 0.33 | 0.14 | 0.12 | 0.08 | 0.02 | 0 | 0.3 | 0.01 | 0 | 0 | 0 | 0 | 0.3 | 0.05 | 0.02 | 0.01 | 0.01 | 0 | True | False | Non Federally-Regulated | 11/20/2023 |  | 11/29/2023
Senso Lighting Inc | Leto 11 | 695-A90-748-30-30-**-**-** | Light Emitting Diode | Inseparable Luminaire | Direct Wired | 0-10 VDC Controls | 52.9 | 3000 | -0.0025 | 94 | 68 | 0 | 0.99 | Ambient | 15000 |  |  | 60000 | 0.05 | 12 | 13 | 0.39 | 0.05 | 0.02 | 0.02 | 0.01 | 0.01 | 0.35 | 0.02 | 0.01 | 0.01 | 0.01 | 0.01 | 0.67 | 0.03 | 0.01 | 0.01 | 0.01 | 0 | True | False | Non Federally-Regulated | 11/20/2023 |  | 11/29/2023
Senso Lighting Inc | Leto 11 | 695-A90-748-30-35-**-**-** | Light Emitting Diode | Inseparable Luminaire | Direct Wired | 0-10 VDC Controls | 51.9 | 3000 | -0.0026 | 94 | 64 | 0 | 0.99 | Ambient | 15000 |  |  | 60000 | 0.05 | 12 | 13 | 0.39 | 0.05 | 0.02 | 0.02 | 0.01 | 0.01 | 0.35 | 0.02 | 0.01 | 0.01 | 0.01 | 0.01 | 0.67 | 0.03 | 0.01 | 0.01 | 0.01 | 0 | True | False | Non Federally-Regulated | 11/20/2023 |  | 11/29/2023
Senso Lighting Inc | Leto 11 | 695-A90-748-35-07-**-**-** | Light Emitting Diode | Inseparable Luminaire | Direct Wired | 0-10 VDC Controls | 63 | 3500 | -0.0007 | 94 | 64 | 0 | 0.94 | Ambient | 15000 |  |  | 60000 | 0.03 | 12 | 13 | 0.37 | 0.02 | 0.01 | 0.01 | 0.01 | 0.01 | 0.99 | 0.03 | 0.01 | 0.01 | 0.01 | 0 | 0.99 | 0.32 | 0.23 | 0.15 | 0.05 | 0.02 | True | False | Non Federally-Regulated | 11/20/2023 |  | 11/29/2023
Senso Lighting Inc | Leto 11 | 695-A90-748-35-10-**-**-** | Light Emitting Diode | Inseparable Luminaire | Direct Wired | 0-10 VDC Controls | 61.2 | 3500 | -0.0007 | 94 | 64 | 0 | 0.99 | Ambient | 15000 |  |  | 60000 | 0.01 | 13 | 12 | 0.38 | 0.02 | 0.01 | 0.01 | 0.01 | 0.01 | 0.99 | 0.08 | 0.06 | 0.04 | 0.04 | 0.02 | 0.99 | 0.41 | 0.36 | 0.25 | 0.13 | 0.11 | True | False | Non Federally-Regulated | 11/20/2023 |  | 11/29/2023
Senso Lighting Inc | Leto 11 | 695-A90-748-35-15-**-**-** | Light Emitting Diode | Inseparable Luminaire | Direct Wired | 0-10 VDC Controls | 58.1 | 3500 | -0.0009 | 94 | 64 | 0 | 0.99 | Ambient | 15000 |  |  | 60000 | 0.01 | 13 | 12 | 0.38 | 0.02 | 0.01 | 0.01 | 0.01 | 0.01 | 0.99 | 0.08 | 0.06 | 0.04 | 0.04 | 0.02 | 0.99 | 0.41 | 0.36 | 0.25 | 0.13 | 0.11 | True | False | Non Federally-Regulated | 11/20/2023 |  | 11/29/2023
Senso Lighting Inc | Leto 11 | 695-A90-748-35-20-**-**-** | Light Emitting Diode | Inseparable Luminaire | Direct Wired | 0-10 VDC Controls | 56 | 3500 | -0.0012 | 94 | 64 | 0 | 0.99 | Ambient | 15000 |  |  | 60000 | 0.01 | 13 | 12 | 0.33 | 0.14 | 0.12 | 0.08 | 0.02 | 0 | 0.3 | 0.01 | 0 | 0 | 0 | 0 | 0.3 | 0.05 | 0.02 | 0.01 | 0.01 | 0 | True | False | Non Federally-Regulated | 11/20/2023 |  | 11/29/2023
Senso Lighting Inc | Leto 11 | 695-A90-748-35-30-**-**-** | Light Emitting Diode | Inseparable Luminaire | Direct Wired | 0-10 VDC Controls | 55.2 | 3500 | -0.0028 | 94 | 64 | 0 | 0.99 | Ambient | 15000 |  |  | 60000 | 0.05 | 12 | 13 | 0.39 | 0.05 | 0.02 | 0.02 | 0.01 | 0.01 | 0.35 | 0.02 | 0.01 | 0.01 | 0.01 | 0.01 | 0.67 | 0.03 | 0.01 | 0.01 | 0.01 | 0 | True | False | Non Federally-Regulated | 11/20/2023 |  | 11/29/2023
Senso Lighting Inc | Leto 11 | 695-A90-748-35-35-**-**-** | Light Emitting Diode | Inseparable Luminaire | Direct Wired | 0-10 VDC Controls | 54.3 | 3500 | -0.0032 | 94 | 64 | 0 | 0.99 | Ambient | 15000 |  |  | 60000 | 0.05 | 12 | 13 | 0.39 | 0.05 | 0.02 | 0.02 | 0.01 | 0.01 | 0.35 | 0.02 | 0.01 | 0.01 | 0.01 | 0.01 | 0.67 | 0.03 | 0.01 | 0.01 | 0.01 | 0 | True | False | Non Federally-Regulated | 11/20/2023 |  | 11/29/2023
Senso Lighting Inc | Leto 11 | 695-A90-748-40-07-**-**-** | Light Emitting Diode | Inseparable Luminaire | Direct Wired | 0-10 VDC Controls | 64.1 | 3909 | -0.0008 | 95 | 60 | 0 | 0.94 | Ambient | 15000 |  |  | 60000 | 0.03 | 12 | 13 | 0.37 | 0.02 | 0.01 | 0.01 | 0.01 | 0.01 | 0.99 | 0.03 | 0.01 | 0.01 | 0.01 | 0 | 0.99 | 0.32 | 0.23 | 0.15 | 0.05 | 0.02 | True | False | Non Federally-Regulated | 11/20/2023 |  | 11/29/2023
Senso Lighting Inc | Leto 11 | 695-A90-748-40-10-**-**-** | Light Emitting Diode | Inseparable Luminaire | Direct Wired | 0-10 VDC Controls | 62.3 | 3909 | -0.0008 | 95 | 60 | 0 | 0.99 | Ambient | 15000 |  |  | 60000 | 0.01 | 13 | 12 | 0.38 | 0.02 | 0.01 | 0.01 | 0.01 | 0.01 | 0.99 | 0.08 | 0.06 | 0.04 | 0.04 | 0.02 | 0.99 | 0.41 | 0.36 | 0.25 | 0.13 | 0.11 | True | False | Non Federally-Regulated | 11/20/2023 |  | 11/29/2023
Senso Lighting Inc | Leto 11 | 695-A90-748-40-15-**-**-** | Light Emitting Diode | Inseparable Luminaire | Direct Wired | 0-10 VDC Controls | 59.1 | 3909 | -0.001 | 95 | 60 | 0 | 0.99 | Ambient | 15000 |  |  | 60000 | 0.01 | 13 | 12 | 0.38 | 0.02 | 0.01 | 0.01 | 0.01 | 0.01 | 0.99 | 0.08 | 0.06 | 0.04 | 0.04 | 0.02 | 0.99 | 0.41 | 0.36 | 0.25 | 0.13 | 0.11 | True | False | Non Federally-Regulated | 11/20/2023 |  | 11/29/2023
Senso Lighting Inc | Leto 11 | 695-A90-748-40-20-**-**-** | Light Emitting Diode | Inseparable Luminaire | Direct Wired | 0-10 VDC Controls | 57 | 3909 | -0.0013 | 95 | 60 | 0 | 0.99 | Ambient | 15000 |  |  | 60000 | 0.01 | 13 | 12 | 0.33 | 0.14 | 0.12 | 0.08 | 0.02 | 0 | 0.3 | 0.01 | 0 | 0 | 0 | 0 | 0.3 | 0.05 | 0.02 | 0.01 | 0.01 | 0 | True | False | Non Federally-Regulated | 11/20/2023 |  | 11/29/2023
Senso Lighting Inc | Leto 11 | 695-A90-748-40-30-**-**-** | Light Emitting Diode | Inseparable Luminaire | Direct Wired | 0-10 VDC Controls | 56.2 | 3909 | -0.0031 | 95 | 60 | 0 | 0.99 | Ambient | 15000 |  |  | 60000 | 0.05 | 12 | 13 | 0.39 | 0.05 | 0.02 | 0.02 | 0.01 | 0.01 | 0.35 | 0.02 | 0.01 | 0.01 | 0.01 | 0.01 | 0.67 | 0.03 | 0.01 | 0.01 | 0.01 | 0 | True | False | Non Federally-Regulated | 11/20/2023 |  | 11/29/2023
Senso Lighting Inc | Leto 11 | 695-A90-748-40-35-**-**-** | Light Emitting Diode | Inseparable Luminaire | Direct Wired | 0-10 VDC Controls | 55.2 | 3909 | -0.0038 | 95 | 60 | 0 | 0.99 | Ambient | 15000 |  |  | 60000 | 0.05 | 12 | 13 | 0.39 | 0.05 | 0.02 | 0.02 | 0.01 | 0.01 | 0.35 | 0.02 | 0.01 | 0.01 | 0.01 | 0.01 | 0.67 | 0.03 | 0.01 | 0.01 | 0.01 | 0 | True | False | Non Federally-Regulated | 11/20/2023 |  | 11/29/2023
Senso Lighting Inc | Leto 11 | 695A-A90-**-25-07-DL-**-** | Light Emitting Diode | Inseparable Luminaire | Direct Wired | 0-10 VDC Controls | 54.4 | 2427 | -0.0006 | 93 | 73 | 0 | 0.94 | Ambient | 15000 |  |  | 60000 | 0.03 | 12 | 13 | 0.37 | 0.02 | 0.01 | 0.01 | 0.01 | 0.01 | 0.99 | 0.03 | 0.01 | 0.01 | 0.01 | 0 | 0.99 | 0.32 | 0.23 | 0.15 | 0.05 | 0.02 | True | False | Non Federally-Regulated | 11/20/2023 |  | 11/29/2023
Senso Lighting Inc | Leto 11 | 695A-A90-**-25-10-DL-**-** | Light Emitting Diode | Inseparable Luminaire | Direct Wired | 0-10 VDC Controls | 52.8 | 2421 | -0.0006 | 93 | 71 | 0 | 0.99 | Ambient | 15000 |  |  | 60000 | 0.01 | 13 | 12 | 0.38 | 0.02 | 0.01 | 0.01 | 0.01 | 0.01 | 0.99 | 0.08 | 0.06 | 0.04 | 0.04 | 0.02 | 0.99 | 0.41 | 0.36 | 0.25 | 0.13 | 0.11 | True | False | Non Federally-Regulated | 11/20/2023 |  | 11/29/2023
Senso Lighting Inc | Leto 11 | 695A-A90-**-25-15-DL-**-** | Light Emitting Diode | Inseparable Luminaire | Direct Wired | 0-10 VDC Controls | 50.1 | 2411 | -0.0008 | 93 | 69 | 0 | 0.99 | Ambient | 15000 |  |  | 60000 | 0.01 | 13 | 12 | 0.38 | 0.02 | 0.01 | 0.01 | 0.01 | 0.01 | 0.99 | 0.08 | 0.06 | 0.04 | 0.04 | 0.02 | 0.99 | 0.41 | 0.36 | 0.25 | 0.13 | 0.11 | True | False | Non Federally-Regulated | 11/20/2023 |  | 11/29/2023
Senso Lighting Inc | Leto 11 | 695A-A90-**-27-07-DL-**-** | Light Emitting Diode | Inseparable Luminaire | Direct Wired | 0-10 VDC Controls | 58.1 | 2700 | -0.0006 | 93 | 70 | 0 | 0.94 | Ambient | 15000 |  |  | 60000 | 0.03 | 12 | 13 | 0.37 | 0.02 | 0.01 | 0.01 | 0.01 | 0.01 | 0.99 | 0.03 | 0.01 | 0.01 | 0.01 | 0 | 0.99 | 0.32 | 0.23 | 0.15 | 0.05 | 0.02 | True | False | Non Federally-Regulated | 11/20/2023 |  | 11/29/2023
Senso Lighting Inc | Leto 11 | 695A-A90-**-27-10-DL-**-** | Light Emitting Diode | Inseparable Luminaire | Direct Wired | 0-10 VDC Controls | 56.5 | 2700 | -0.0006 | 93 | 70 | 0 | 0.99 | Ambient | 15000 |  |  | 60000 | 0.01 | 13 | 12 | 0.38 | 0.02 | 0.01 | 0.01 | 0.01 | 0.01 | 0.99 | 0.08 | 0.06 | 0.04 | 0.04 | 0.02 | 0.99 | 0.41 | 0.36 | 0.25 | 0.13 | 0.11 | True | False | Non Federally-Regulated | 11/20/2023 |  | 11/29/2023
Senso Lighting Inc | Leto 11 | 695A-A90-**-27-15-DL-**-** | Light Emitting Diode | Inseparable Luminaire | Direct Wired | 0-10 VDC Controls | 53.6 | 2700 | -0.0008 | 93 | 70 | 0 | 0.99 | Ambient | 15000 |  |  | 60000 | 0.01 | 13 | 12 | 0.38 | 0.02 | 0.01 | 0.01 | 0.01 | 0.01 | 0.99 | 0.08 | 0.06 | 0.04 | 0.04 | 0.02 | 0.99 | 0.41 | 0.36 | 0.25 | 0.13 | 0.11 | True | False | Non Federally-Regulated | 11/20/2023 |  | 11/29/2023
Senso Lighting Inc | Leto 11 | 695A-A90-**-30-07-DL-**-** | Light Emitting Diode | Inseparable Luminaire | Direct Wired | 0-10 VDC Controls | 60.3 | 3000 | -0.0006 | 94 | 68 | 0 | 0.94 | Ambient | 15000 |  |  | 60000 | 0.03 | 12 | 13 | 0.37 | 0.02 | 0.01 | 0.01 | 0.01 | 0.01 | 0.99 | 0.03 | 0.01 | 0.01 | 0.01 | 0 | 0.99 | 0.32 | 0.23 | 0.15 | 0.05 | 0.02 | True | False | Non Federally-Regulated | 11/20/2023 |  | 11/29/2023
Senso Lighting Inc | Leto 11 | 695A-A90-**-30-10-DL-**-** | Light Emitting Diode | Inseparable Luminaire | Direct Wired | 0-10 VDC Controls | 58.6 | 3000 | -0.0006 | 94 | 68 | 0 | 0.99 | Ambient | 15000 |  |  | 60000 | 0.01 | 13 | 12 | 0.38 | 0.02 | 0.01 | 0.01 | 0.01 | 0.01 | 0.99 | 0.08 | 0.06 | 0.04 | 0.04 | 0.02 | 0.99 | 0.41 | 0.36 | 0.25 | 0.13 | 0.11 | True | False | Non Federally-Regulated | 11/20/2023 |  | 11/29/2023
Senso Lighting Inc | Leto 11 | 695A-A90-**-30-15-DL-**-** | Light Emitting Diode | Inseparable Luminaire | Direct Wired | 0-10 VDC Controls | 55.6 | 3000 | -0.0008 | 94 | 68 | 0 | 0.99 | Ambient | 15000 |  |  | 60000 | 0.01 | 13 | 12 | 0.38 | 0.02 | 0.01 | 0.01 | 0.01 | 0.01 | 0.99 | 0.08 | 0.06 | 0.04 | 0.04 | 0.02 | 0.99 | 0.41 | 0.36 | 0.25 | 0.13 | 0.11 | True | False | Non Federally-Regulated | 11/20/2023 |  | 11/29/2023
Senso Lighting Inc | Leto 11 | 695A-A90-**-35-07-DL-**-** | Light Emitting Diode | Inseparable Luminaire | Direct Wired | 0-10 VDC Controls | 63 | 3500 | -0.0007 | 94 | 64 | 0 | 0.94 | Ambient | 15000 |  |  | 60000 | 0.03 | 12 | 13 | 0.37 | 0.02 | 0.01 | 0.01 | 0.01 | 0.01 | 0.99 | 0.03 | 0.01 | 0.01 | 0.01 | 0 | 0.99 | 0.32 | 0.23 | 0.15 | 0.05 | 0.02 | True | False | Non Federally-Regulated | 11/20/2023 |  | 11/29/2023
Senso Lighting Inc | Leto 11 | 695A-A90-**-35-10-DL-**-** | Light Emitting Diode | Inseparable Luminaire | Direct Wired | 0-10 VDC Controls | 61.2 | 3500 | -0.0007 | 94 | 64 | 0 | 0.99 | Ambient | 15000 |  |  | 60000 | 0.01 | 13 | 12 | 0.38 | 0.02 | 0.01 | 0.01 | 0.01 | 0.01 | 0.99 | 0.08 | 0.06 | 0.04 | 0.04 | 0.02 | 0.99 | 0.41 | 0.36 | 0.25 | 0.13 | 0.11 | True | False | Non Federally-Regulated | 11/20/2023 |  | 11/29/2023
Senso Lighting Inc | Leto 11 | 695A-A90-**-35-15-DL-**-** | Light Emitting Diode | Inseparable Luminaire | Direct Wired | 0-10 VDC Controls | 58.1 | 3500 | -0.0009 | 94 | 64 | 0 | 0.99 | Ambient | 15000 |  |  | 60000 | 0.01 | 13 | 12 | 0.38 | 0.02 | 0.01 | 0.01 | 0.01 | 0.01 | 0.99 | 0.08 | 0.06 | 0.04 | 0.04 | 0.02 | 0.99 | 0.41 | 0.36 | 0.25 | 0.13 | 0.11 | True | False | Non Federally-Regulated | 11/20/2023 |  | 11/29/2023
Senso Lighting Inc | Leto 11 | 695A-A90-**-40-07-DL-**-** | Light Emitting Diode | Inseparable Luminaire | Direct Wired | 0-10 VDC Controls | 64.1 | 3909 | -0.0008 | 95 | 60 | 0 | 0.94 | Ambient | 15000 |  |  | 60000 | 0.03 | 12 | 13 | 0.37 | 0.02 | 0.01 | 0.01 | 0.01 | 0.01 | 0.99 | 0.03 | 0.01 | 0.01 | 0.01 | 0 | 0.99 | 0.32 | 0.23 | 0.15 | 0.05 | 0.02 | True | False | Non Federally-Regulated | 11/20/2023 |  | 11/29/2023
Senso Lighting Inc | Leto 11 | 695A-A90-**-40-10-DL-**-** | Light Emitting Diode | Inseparable Luminaire | Direct Wired | 0-10 VDC Controls | 62.3 | 3909 | -0.0008 | 95 | 60 | 0 | 0.99 | Ambient | 15000 |  |  | 60000 | 0.01 | 13 | 12 | 0.38 | 0.02 | 0.01 | 0.01 | 0.01 | 0.01 | 0.99 | 0.08 | 0.06 | 0.04 | 0.04 | 0.02 | 0.99 | 0.41 | 0.36 | 0.25 | 0.13 | 0.11 | True | False | Non Federally-Regulated | 11/20/2023 |  | 11/29/2023
Senso Lighting Inc | Leto 11 | 695A-A90-**-40-15-DL-**-** | Light Emitting Diode | Inseparable Luminaire | Direct Wired | 0-10 VDC Controls | 59.1 | 3909 | -0.001 | 95 | 60 | 0 | 0.99 | Ambient | 15000 |  |  | 60000 | 0.01 | 13 | 12 | 0.38 | 0.02 | 0.01 | 0.01 | 0.01 | 0.01 | 0.99 | 0.08 | 0.06 | 0.04 | 0.04 | 0.02 | 0.99 | 0.41 | 0.36 | 0.25 | 0.13 | 0.11 | True | False | Non Federally-Regulated | 11/20/2023 |  | 11/29/2023
Senso Lighting Inc | Leto 11 | 695-A90-610-25-07-**-**-** | Light Emitting Diode | Inseparable Luminaire | Direct Wired | 0-10 VDC Controls | 54.4 | 2427 | -0.0006 | 93 | 73 | 0 | 0.94 | Ambient | 15000 |  |  | 60000 | 0.03 | 12 | 13 | 0.37 | 0.02 | 0.01 | 0.01 | 0.01 | 0.01 | 0.99 | 0.03 | 0.01 | 0.01 | 0.01 | 0 | 0.99 | 0.32 | 0.23 | 0.15 | 0.05 | 0.02 | True | False | Non Federally-Regulated | 11/20/2023 |  | 11/29/2023
Senso Lighting Inc | Leto 11 | 695-A90-610-25-10-**-**-** | Light Emitting Diode | Inseparable Luminaire | Direct Wired | 0-10 VDC Controls | 52.8 | 2421 | -0.0006 | 93 | 71 | 0 | 0.99 | Ambient | 15000 |  |  | 60000 | 0.01 | 13 | 12 | 0.38 | 0.02 | 0.01 | 0.01 | 0.01 | 0.01 | 0.99 | 0.08 | 0.06 | 0.04 | 0.04 | 0.02 | 0.99 | 0.41 | 0.36 | 0.25 | 0.13 | 0.11 | True | False | Non Federally-Regulated | 11/20/2023 |  | 11/29/2023
Senso Lighting Inc | Leto 11 | 695-A90-610-25-15-**-**-** | Light Emitting Diode | Inseparable Luminaire | Direct Wired | 0-10 VDC Controls | 50.1 | 2411 | -0.0008 | 93 | 69 | 0 | 0.99 | Ambient | 15000 |  |  | 60000 | 0.01 | 13 | 12 | 0.38 | 0.02 | 0.01 | 0.01 | 0.01 | 0.01 | 0.99 | 0.08 | 0.06 | 0.04 | 0.04 | 0.02 | 0.99 | 0.41 | 0.36 | 0.25 | 0.13 | 0.11 | True | False | Non Federally-Regulated | 11/20/2023 |  | 11/29/2023
Senso Lighting Inc | Leto 11 | 695-A90-610-25-20-**-**-** | Light Emitting Diode | Inseparable Luminaire | Direct Wired | 0-10 VDC Controls | 48.3 | 2395 | -0.001 | 93 | 67 | 0 | 0.99 | Ambient | 15000 |  |  | 60000 | 0.01 | 13 | 12 | 0.33 | 0.14 | 0.12 | 0.08 | 0.02 | 0 | 0.3 | 0.01 | 0 | 0 | 0 | 0 | 0.3 | 0.05 | 0.02 | 0.01 | 0.01 | 0 | True | False | Non Federally-Regulated | 11/20/2023 |  | 11/29/2023
Senso Lighting Inc | Leto 11 | 695-A90-610-25-30-**-**-** | Light Emitting Diode | Inseparable Luminaire | Direct Wired | 0-10 VDC Controls | 47.6 | 2425 | -0.0025 | 92 | 68 | 0 | 0.99 | Ambient | 15000 |  |  | 60000 | 0.05 | 12 | 13 | 0.39 | 0.05 | 0.02 | 0.02 | 0.01 | 0.01 | 0.35 | 0.02 | 0.01 | 0.01 | 0.01 | 0.01 | 0.67 | 0.03 | 0.01 | 0.01 | 0.01 | 0 | True | False | Non Federally-Regulated | 11/20/2023 |  | 11/29/2023
Senso Lighting Inc | Leto 11 | 695-A90-610-25-35-**-**-** | Light Emitting Diode | Inseparable Luminaire | Direct Wired | 0-10 VDC Controls | 46.8 | 2420 | -0.0026 | 91 | 67 | 0 | 0.99 | Ambient | 15000 |  |  | 60000 | 0.05 | 12 | 13 | 0.39 | 0.05 | 0.02 | 0.02 | 0.01 | 0.01 | 0.35 | 0.02 | 0.01 | 0.01 | 0.01 | 0.01 | 0.67 | 0.03 | 0.01 | 0.01 | 0.01 | 0 | True | False | Non Federally-Regulated | 11/20/2023 |  | 11/29/2023
Senso Lighting Inc | Leto 11 | 695-A90-610-27-07-**-**-** | Light Emitting Diode | Inseparable Luminaire | Direct Wired | 0-10 VDC Controls | 58.1 | 2700 | -0.0006 | 93 | 70 | 0 | 0.94 | Ambient | 15000 |  |  | 60000 | 0.03 | 12 | 13 | 0.37 | 0.02 | 0.01 | 0.01 | 0.01 | 0.01 | 0.99 | 0.03 | 0.01 | 0.01 | 0.01 | 0 | 0.99 | 0.32 | 0.23 | 0.15 | 0.05 | 0.02 | True | False | Non Federally-Regulated | 11/20/2023 |  | 11/29/2023
Senso Lighting Inc | Leto 11 | 695-A90-610-27-10-**-**-** | Light Emitting Diode | Inseparable Luminaire | Direct Wired | 0-10 VDC Controls | 56.5 | 2700 | -0.0006 | 93 | 70 | 0 | 0.99 | Ambient | 15000 |  |  | 60000 | 0.01 | 13 | 12 | 0.38 | 0.02 | 0.01 | 0.01 | 0.01 | 0.01 | 0.99 | 0.08 | 0.06 | 0.04 | 0.04 | 0.02 | 0.99 | 0.41 | 0.36 | 0.25 | 0.13 | 0.11 | True | False | Non Federally-Regulated | 11/20/2023 |  | 11/29/2023
Senso Lighting Inc | Leto 11 | 695-A90-610-27-15-**-**-** | Light Emitting Diode | Inseparable Luminaire | Direct Wired | 0-10 VDC Controls | 53.6 | 2700 | -0.0008 | 93 | 70 | 0 | 0.99 | Ambient | 15000 |  |  | 60000 | 0.01 | 13 | 12 | 0.38 | 0.02 | 0.01 | 0.01 | 0.01 | 0.01 | 0.99 | 0.08 | 0.06 | 0.04 | 0.04 | 0.02 | 0.99 | 0.41 | 0.36 | 0.25 | 0.13 | 0.11 | True | False | Non Federally-Regulated | 11/20/2023 |  | 11/29/2023
Senso Lighting Inc | Leto 11 | 695-A90-610-27-20-**-**-** | Light Emitting Diode | Inseparable Luminaire | Direct Wired | 0-10 VDC Controls | 51.7 | 2700 | -0.001 | 93 | 70 | 0 | 0.99 | Ambient | 15000 |  |  | 60000 | 0.01 | 13 | 12 | 0.33 | 0.14 | 0.12 | 0.08 | 0.02 | 0 | 0.3 | 0.01 | 0 | 0 | 0 | 0 | 0.3 | 0.05 | 0.02 | 0.01 | 0.01 | 0 | True | False | Non Federally-Regulated | 11/20/2023 |  | 11/29/2023
Senso Lighting Inc | Leto 11 | 695-A90-610-27-30-**-**-** | Light Emitting Diode | Inseparable Luminaire | Direct Wired | 0-10 VDC Controls | 50.9 | 2700 | -0.0025 | 93 | 70 | 0 | 0.99 | Ambient | 15000 |  |  | 60000 | 0.05 | 12 | 13 | 0.39 | 0.05 | 0.02 | 0.02 | 0.01 | 0.01 | 0.35 | 0.02 | 0.01 | 0.01 | 0.01 | 0.01 | 0.67 | 0.03 | 0.01 | 0.01 | 0.01 | 0 | True | False | Non Federally-Regulated | 11/20/2023 |  | 11/29/2023
Senso Lighting Inc | Leto 11 | 695-A90-610-27-35-**-**-** | Light Emitting Diode | Inseparable Luminaire | Direct Wired | 0-10 VDC Controls | 50 | 2700 | -0.0026 | 93 | 68 | 0 | 0.99 | Ambient | 15000 |  |  | 60000 | 0.05 | 12 | 13 | 0.39 | 0.05 | 0.02 | 0.02 | 0.01 | 0.01 | 0.35 | 0.02 | 0.01 | 0.01 | 0.01 | 0.01 | 0.67 | 0.03 | 0.01 | 0.01 | 0.01 | 0 | True | False | Non Federally-Regulated | 11/20/2023 |  | 11/29/2023
Senso Lighting Inc | Leto 11 | 695-A90-610-30-07-**-**-** | Light Emitting Diode | Inseparable Luminaire | Direct Wired | 0-10 VDC Controls | 60.3 | 3000 | -0.0006 | 94 | 68 | 0 | 0.94 | Ambient | 15000 |  |  | 60000 | 0.03 | 12 | 13 | 0.37 | 0.02 | 0.01 | 0.01 | 0.01 | 0.01 | 0.99 | 0.03 | 0.01 | 0.01 | 0.01 | 0 | 0.99 | 0.32 | 0.23 | 0.15 | 0.05 | 0.02 | True | False | Non Federally-Regulated | 11/20/2023 |  | 11/29/2023
Senso Lighting Inc | Leto 11 | 695-A90-610-30-10-**-**-** | Light Emitting Diode | Inseparable Luminaire | Direct Wired | 0-10 VDC Controls | 58.6 | 3000 | -0.0006 | 94 | 68 | 0 | 0.99 | Ambient | 15000 |  |  | 60000 | 0.01 | 13 | 12 | 0.38 | 0.02 | 0.01 | 0.01 | 0.01 | 0.01 | 0.99 | 0.08 | 0.06 | 0.04 | 0.04 | 0.02 | 0.99 | 0.41 | 0.36 | 0.25 | 0.13 | 0.11 | True | False | Non Federally-Regulated | 11/20/2023 |  | 11/29/2023
Senso Lighting Inc | Leto 11 | 695-A90-610-30-15-**-**-** | Light Emitting Diode | Inseparable Luminaire | Direct Wired | 0-10 VDC Controls | 55.6 | 3000 | -0.0008 | 94 | 68 | 0 | 0.99 | Ambient | 15000 |  |  | 60000 | 0.01 | 13 | 12 | 0.38 | 0.02 | 0.01 | 0.01 | 0.01 | 0.01 | 0.99 | 0.08 | 0.06 | 0.04 | 0.04 | 0.02 | 0.99 | 0.41 | 0.36 | 0.25 | 0.13 | 0.11 | True | False | Non Federally-Regulated | 11/20/2023 |  | 11/29/2023
Senso Lighting Inc | Leto 11 | 695-A90-610-30-20-**-**-** | Light Emitting Diode | Inseparable Luminaire | Direct Wired | 0-10 VDC Controls | 53.6 | 3000 | -0.001 | 94 | 68 | 0 | 0.99 | Ambient | 15000 |  |  | 60000 | 0.01 | 13 | 12 | 0.33 | 0.14 | 0.12 | 0.08 | 0.02 | 0 | 0.3 | 0.01 | 0 | 0 | 0 | 0 | 0.3 | 0.05 | 0.02 | 0.01 | 0.01 | 0 | True | False | Non Federally-Regulated | 11/20/2023 |  | 11/29/2023
Senso Lighting Inc | Leto 11 | 695-A90-610-30-30-**-**-** | Light Emitting Diode | Inseparable Luminaire | Direct Wired | 0-10 VDC Controls | 52.9 | 3000 | -0.0025 | 94 | 68 | 0 | 0.99 | Ambient | 15000 |  |  | 60000 | 0.05 | 12 | 13 | 0.39 | 0.05 | 0.02 | 0.02 | 0.01 | 0.01 | 0.35 | 0.02 | 0.01 | 0.01 | 0.01 | 0.01 | 0.67 | 0.03 | 0.01 | 0.01 | 0.01 | 0 | True | False | Non Federally-Regulated | 11/20/2023 |  | 11/29/2023
Senso Lighting Inc | Leto 11 | 695-A90-610-30-35-**-**-** | Light Emitting Diode | Inseparable Luminaire | Direct Wired | 0-10 VDC Controls | 51.9 | 3000 | -0.0026 | 94 | 64 | 0 | 0.99 | Ambient | 15000 |  |  | 60000 | 0.05 | 12 | 13 | 0.39 | 0.05 | 0.02 | 0.02 | 0.01 | 0.01 | 0.35 | 0.02 | 0.01 | 0.01 | 0.01 | 0.01 | 0.67 | 0.03 | 0.01 | 0.01 | 0.01 | 0 | True | False | Non Federally-Regulated | 11/20/2023 |  | 11/29/2023
Senso Lighting Inc | Leto 11 | 695-A90-610-35-07-**-**-** | Light Emitting Diode | Inseparable Luminaire | Direct Wired | 0-10 VDC Controls | 63 | 3500 | -0.0007 | 94 | 64 | 0 | 0.94 | Ambient | 15000 |  |  | 60000 | 0.03 | 12 | 13 | 0.37 | 0.02 | 0.01 | 0.01 | 0.01 | 0.01 | 0.99 | 0.03 | 0.01 | 0.01 | 0.01 | 0 | 0.99 | 0.32 | 0.23 | 0.15 | 0.05 | 0.02 | True | False | Non Federally-Regulated | 11/20/2023 |  | 11/29/2023
Senso Lighting Inc | Leto 11 | 695-A90-610-35-10-**-**-** | Light Emitting Diode | Inseparable Luminaire | Direct Wired | 0-10 VDC Controls | 61.2 | 3500 | -0.0007 | 94 | 64 | 0 | 0.99 | Ambient | 15000 |  |  | 60000 | 0.01 | 13 | 12 | 0.38 | 0.02 | 0.01 | 0.01 | 0.01 | 0.01 | 0.99 | 0.08 | 0.06 | 0.04 | 0.04 | 0.02 | 0.99 | 0.41 | 0.36 | 0.25 | 0.13 | 0.11 | True | False | Non Federally-Regulated | 11/20/2023 |  | 11/29/2023
Senso Lighting Inc | Leto 11 | 695-A90-610-35-15-**-**-** | Light Emitting Diode | Inseparable Luminaire | Direct Wired | 0-10 VDC Controls | 58.1 | 3500 | -0.0009 | 94 | 64 | 0 | 0.99 | Ambient | 15000 |  |  | 60000 | 0.01 | 13 | 12 | 0.38 | 0.02 | 0.01 | 0.01 | 0.01 | 0.01 | 0.99 | 0.08 | 0.06 | 0.04 | 0.04 | 0.02 | 0.99 | 0.41 | 0.36 | 0.25 | 0.13 | 0.11 | True | False | Non Federally-Regulated | 11/20/2023 |  | 11/29/2023
Senso Lighting Inc | Leto 11 | 695-A90-610-35-20-**-**-** | Light Emitting Diode | Inseparable Luminaire | Direct Wired | 0-10 VDC Controls | 56 | 3500 | -0.0012 | 94 | 64 | 0 | 0.99 | Ambient | 15000 |  |  | 60000 | 0.01 | 13 | 12 | 0.33 | 0.14 | 0.12 | 0.08 | 0.02 | 0 | 0.3 | 0.01 | 0 | 0 | 0 | 0 | 0.3 | 0.05 | 0.02 | 0.01 | 0.01 | 0 | True | False | Non Federally-Regulated | 11/20/2023 |  | 11/29/2023
Senso Lighting Inc | Leto 11 | 695-A90-610-35-30-**-**-** | Light Emitting Diode | Inseparable Luminaire | Direct Wired | 0-10 VDC Controls | 55.2 | 3500 | -0.0028 | 94 | 64 | 0 | 0.99 | Ambient | 15000 |  |  | 60000 | 0.05 | 12 | 13 | 0.39 | 0.05 | 0.02 | 0.02 | 0.01 | 0.01 | 0.35 | 0.02 | 0.01 | 0.01 | 0.01 | 0.01 | 0.67 | 0.03 | 0.01 | 0.01 | 0.01 | 0 | True | False | Non Federally-Regulated | 11/20/2023 |  | 11/29/2023
Senso Lighting Inc | Leto 11 | 695-A90-610-35-35-**-**-** | Light Emitting Diode | Inseparable Luminaire | Direct Wired | 0-10 VDC Controls | 54.3 | 3500 | -0.0032 | 94 | 64 | 0 | 0.99 | Ambient | 15000 |  |  | 60000 | 0.05 | 12 | 13 | 0.39 | 0.05 | 0.02 | 0.02 | 0.01 | 0.01 | 0.35 | 0.02 | 0.01 | 0.01 | 0.01 | 0.01 | 0.67 | 0.03 | 0.01 | 0.01 | 0.01 | 0 | True | False | Non Federally-Regulated | 11/20/2023 |  | 11/29/2023
Senso Lighting Inc | Leto 11 | 695-A90-610-40-07-**-**-** | Light Emitting Diode | Inseparable Luminaire | Direct Wired | 0-10 VDC Controls | 64.1 | 3909 | -0.0008 | 95 | 60 | 0 | 0.94 | Ambient | 15000 |  |  | 60000 | 0.03 | 12 | 13 | 0.37 | 0.02 | 0.01 | 0.01 | 0.01 | 0.01 | 0.99 | 0.03 | 0.01 | 0.01 | 0.01 | 0 | 0.99 | 0.32 | 0.23 | 0.15 | 0.05 | 0.02 | True | False | Non Federally-Regulated | 11/20/2023 |  | 11/29/2023
Senso Lighting Inc | Leto 11 | 695-A90-610-40-10-**-**-** | Light Emitting Diode | Inseparable Luminaire | Direct Wired | 0-10 VDC Controls | 62.3 | 3909 | -0.0008 | 95 | 60 | 0 | 0.99 | Ambient | 15000 |  |  | 60000 | 0.01 | 13 | 12 | 0.38 | 0.02 | 0.01 | 0.01 | 0.01 | 0.01 | 0.99 | 0.08 | 0.06 | 0.04 | 0.04 | 0.02 | 0.99 | 0.41 | 0.36 | 0.25 | 0.13 | 0.11 | True | False | Non Federally-Regulated | 11/20/2023 |  | 11/29/2023
Senso Lighting Inc | Leto 11 | 695-A90-610-40-15-**-**-** | Light Emitting Diode | Inseparable Luminaire | Direct Wired | 0-10 VDC Controls | 59.1 | 3909 | -0.001 | 95 | 60 | 0 | 0.99 | Ambient | 15000 |  |  | 60000 | 0.01 | 13 | 12 | 0.38 | 0.02 | 0.01 | 0.01 | 0.01 | 0.01 | 0.99 | 0.08 | 0.06 | 0.04 | 0.04 | 0.02 | 0.99 | 0.41 | 0.36 | 0.25 | 0.13 | 0.11 | True | False | Non Federally-Regulated | 11/20/2023 |  | 11/29/2023
Senso Lighting Inc | Leto 11 | 695-A90-610-40-20-**-**-** | Light Emitting Diode | Inseparable Luminaire | Direct Wired | 0-10 VDC Controls | 57 | 3909 | -0.0013 | 95 | 60 | 0 | 0.99 | Ambient | 15000 |  |  | 60000 | 0.01 | 13 | 12 | 0.33 | 0.14 | 0.12 | 0.08 | 0.02 | 0 | 0.3 | 0.01 | 0 | 0 | 0 | 0 | 0.3 | 0.05 | 0.02 | 0.01 | 0.01 | 0 | True | False | Non Federally-Regulated | 11/20/2023 |  | 11/29/2023
Senso Lighting Inc | Leto 11 | 695-A90-610-40-30-**-**-** | Light Emitting Diode | Inseparable Luminaire | Direct Wired | 0-10 VDC Controls | 56.2 | 3909 | -0.0031 | 95 | 60 | 0 | 0.99 | Ambient | 15000 |  |  | 60000 | 0.05 | 12 | 13 | 0.39 | 0.05 | 0.02 | 0.02 | 0.01 | 0.01 | 0.35 | 0.02 | 0.01 | 0.01 | 0.01 | 0.01 | 0.67 | 0.03 | 0.01 | 0.01 | 0.01 | 0 | True | False | Non Federally-Regulated | 11/20/2023 |  | 11/29/2023
Senso Lighting Inc | Leto 11 | 695-A90-610-40-35-**-**-** | Light Emitting Diode | Inseparable Luminaire | Direct Wired | 0-10 VDC Controls | 55.2 | 3909 | -0.0038 | 95 | 60 | 0 | 0.99 | Ambient | 15000 |  |  | 60000 | 0.05 | 12 | 13 | 0.39 | 0.05 | 0.02 | 0.02 | 0.01 | 0.01 | 0.35 | 0.02 | 0.01 | 0.01 | 0.01 | 0.01 | 0.67 | 0.03 | 0.01 | 0.01 | 0.01 | 0 | True | False | Non Federally-Regulated | 11/20/2023 |  | 11/29/2023
Senso Lighting Inc | Leto 11 | 695-A90-618-25-07-**-**-** | Light Emitting Diode | Inseparable Luminaire | Direct Wired | 0-10 VDC Controls | 54.4 | 2427 | -0.0006 | 93 | 73 | 0 | 0.94 | Ambient | 15000 |  |  | 60000 | 0.03 | 12 | 13 | 0.37 | 0.02 | 0.01 | 0.01 | 0.01 | 0.01 | 0.99 | 0.03 | 0.01 | 0.01 | 0.01 | 0 | 0.99 | 0.32 | 0.23 | 0.15 | 0.05 | 0.02 | True | False | Non Federally-Regulated | 11/20/2023 |  | 11/29/2023
Senso Lighting Inc | Leto 11 | 695-A90-618-25-10-**-**-** | Light Emitting Diode | Inseparable Luminaire | Direct Wired | 0-10 VDC Controls | 52.8 | 2421 | -0.0006 | 93 | 71 | 0 | 0.99 | Ambient | 15000 |  |  | 60000 | 0.01 | 13 | 12 | 0.38 | 0.02 | 0.01 | 0.01 | 0.01 | 0.01 | 0.99 | 0.08 | 0.06 | 0.04 | 0.04 | 0.02 | 0.99 | 0.41 | 0.36 | 0.25 | 0.13 | 0.11 | True | False | Non Federally-Regulated | 11/20/2023 |  | 11/29/2023
Senso Lighting Inc | Leto 11 | 695-A90-618-25-15-**-**-** | Light Emitting Diode | Inseparable Luminaire | Direct Wired | 0-10 VDC Controls | 50.1 | 2411 | -0.0008 | 93 | 69 | 0 | 0.99 | Ambient | 15000 |  |  | 60000 | 0.01 | 13 | 12 | 0.38 | 0.02 | 0.01 | 0.01 | 0.01 | 0.01 | 0.99 | 0.08 | 0.06 | 0.04 | 0.04 | 0.02 | 0.99 | 0.41 | 0.36 | 0.25 | 0.13 | 0.11 | True | False | Non Federally-Regulated | 11/20/2023 |  | 11/29/2023
Senso Lighting Inc | Leto 11 | 695-A90-618-25-20-**-**-** | Light Emitting Diode | Inseparable Luminaire | Direct Wired | 0-10 VDC Controls | 48.3 | 2395 | -0.001 | 93 | 67 | 0 | 0.99 | Ambient | 15000 |  |  | 60000 | 0.01 | 13 | 12 | 0.33 | 0.14 | 0.12 | 0.08 | 0.02 | 0 | 0.3 | 0.01 | 0 | 0 | 0 | 0 | 0.3 | 0.05 | 0.02 | 0.01 | 0.01 | 0 | True | False | Non Federally-Regulated | 11/20/2023 |  | 11/29/2023
Senso Lighting Inc | Leto 11 | 695-A90-618-25-30-**-**-** | Light Emitting Diode | Inseparable Luminaire | Direct Wired | 0-10 VDC Controls | 47.6 | 2425 | -0.0025 | 93 | 68 | 0 | 0.99 | Ambient | 15000 |  |  | 60000 | 0.05 | 12 | 13 | 0.39 | 0.05 | 0.02 | 0.02 | 0.01 | 0.01 | 0.35 | 0.02 | 0.01 | 0.01 | 0.01 | 0.01 | 0.67 | 0.03 | 0.01 | 0.01 | 0.01 | 0 | True | False | Non Federally-Regulated | 11/20/2023 |  | 11/29/2023
Senso Lighting Inc | Leto 11 | 695-A90-618-25-35-**-**-** | Light Emitting Diode | Inseparable Luminaire | Direct Wired | 0-10 VDC Controls | 46.8 | 2420 | -0.0026 | 93 | 67 | 0 | 0.99 | Ambient | 15000 |  |  | 60000 | 0.05 | 12 | 13 | 0.39 | 0.05 | 0.02 | 0.02 | 0.01 | 0.01 | 0.35 | 0.02 | 0.01 | 0.01 | 0.01 | 0.01 | 0.67 | 0.03 | 0.01 | 0.01 | 0.01 | 0 | True | False | Non Federally-Regulated | 11/20/2023 |  | 11/29/2023
Senso Lighting Inc | Leto 11 | 695-A90-618-27-07-**-**-** | Light Emitting Diode | Inseparable Luminaire | Direct Wired | 0-10 VDC Controls | 58.1 | 2700 | -0.0006 | 93 | 70 | 0 | 0.94 | Ambient | 15000 |  |  | 60000 | 0.03 | 12 | 13 | 0.37 | 0.02 | 0.01 | 0.01 | 0.01 | 0.01 | 0.99 | 0.03 | 0.01 | 0.01 | 0.01 | 0 | 0.99 | 0.32 | 0.23 | 0.15 | 0.05 | 0.02 | True | False | Non Federally-Regulated | 11/20/2023 |  | 11/29/2023
Senso Lighting Inc | Leto 11 | 695-A90-618-27-10-**-**-** | Light Emitting Diode | Inseparable Luminaire | Direct Wired | 0-10 VDC Controls | 56.5 | 2700 | -0.0006 | 93 | 70 | 0 | 0.99 | Ambient | 15000 |  |  | 60000 | 0.01 | 13 | 12 | 0.38 | 0.02 | 0.01 | 0.01 | 0.01 | 0.01 | 0.99 | 0.08 | 0.06 | 0.04 | 0.04 | 0.02 | 0.99 | 0.41 | 0.36 | 0.25 | 0.13 | 0.11 | True | False | Non Federally-Regulated | 11/20/2023 |  | 11/29/2023
Senso Lighting Inc | Leto 11 | 695-A90-618-27-15-**-**-** | Light Emitting Diode | Inseparable Luminaire | Direct Wired | 0-10 VDC Controls | 53.6 | 2700 | -0.0008 | 93 | 70 | 0 | 0.99 | Ambient | 15000 |  |  | 60000 | 0.01 | 13 | 12 | 0.38 | 0.02 | 0.01 | 0.01 | 0.01 | 0.01 | 0.99 | 0.08 | 0.06 | 0.04 | 0.04 | 0.02 | 0.99 | 0.41 | 0.36 | 0.25 | 0.13 | 0.11 | True | False | Non Federally-Regulated | 11/20/2023 |  | 11/29/2023
Senso Lighting Inc | Leto 11 | 695-A90-618-27-20-**-**-** | Light Emitting Diode | Inseparable Luminaire | Direct Wired | 0-10 VDC Controls | 51.7 | 2700 | -0.001 | 93 | 70 | 0 | 0.99 | Ambient | 15000 |  |  | 60000 | 0.01 | 13 | 12 | 0.33 | 0.14 | 0.12 | 0.08 | 0.02 | 0 | 0.3 | 0.01 | 0 | 0 | 0 | 0 | 0.3 | 0.05 | 0.02 | 0.01 | 0.01 | 0 | True | False | Non Federally-Regulated | 11/20/2023 |  | 11/29/2023
Senso Lighting Inc | Leto 11 | 695-A90-618-27-30-**-**-** | Light Emitting Diode | Inseparable Luminaire | Direct Wired | 0-10 VDC Controls | 50.9 | 2700 | -0.0025 | 93 | 70 | 0 | 0.99 | Ambient | 15000 |  |  | 60000 | 0.05 | 12 | 13 | 0.39 | 0.05 | 0.02 | 0.02 | 0.01 | 0.01 | 0.35 | 0.02 | 0.01 | 0.01 | 0.01 | 0.01 | 0.67 | 0.03 | 0.01 | 0.01 | 0.01 | 0 | True | False | Non Federally-Regulated | 11/20/2023 |  | 11/29/2023
Senso Lighting Inc | Leto 11 | 695-A90-618-27-35-**-**-** | Light Emitting Diode | Inseparable Luminaire | Direct Wired | 0-10 VDC Controls | 50 | 2700 | -0.0026 | 93 | 68 | 0 | 0.99 | Ambient | 15000 |  |  | 60000 | 0.05 | 12 | 13 | 0.39 | 0.05 | 0.02 | 0.02 | 0.01 | 0.01 | 0.35 | 0.02 | 0.01 | 0.01 | 0.01 | 0.01 | 0.67 | 0.03 | 0.01 | 0.01 | 0.01 | 0 | True | False | Non Federally-Regulated | 11/20/2023 |  | 11/29/2023
Senso Lighting Inc | Leto 11 | 695-A90-618-30-07-**-**-** | Light Emitting Diode | Inseparable Luminaire | Direct Wired | 0-10 VDC Controls | 60.3 | 3000 | -0.0006 | 94 | 68 | 0 | 0.94 | Ambient | 15000 |  |  | 60000 | 0.03 | 12 | 13 | 0.37 | 0.02 | 0.01 | 0.01 | 0.01 | 0.01 | 0.99 | 0.03 | 0.01 | 0.01 | 0.01 | 0 | 0.99 | 0.32 | 0.23 | 0.15 | 0.05 | 0.02 | True | False | Non Federally-Regulated | 11/20/2023 |  | 11/29/2023
Senso Lighting Inc | Leto 11 | 695-A90-618-30-10-**-**-** | Light Emitting Diode | Inseparable Luminaire | Direct Wired | 0-10 VDC Controls | 58.6 | 3000 | -0.0006 | 94 | 68 | 0 | 0.99 | Ambient | 15000 |  |  | 60000 | 0.01 | 13 | 12 | 0.38 | 0.02 | 0.01 | 0.01 | 0.01 | 0.01 | 0.99 | 0.08 | 0.06 | 0.04 | 0.04 | 0.02 | 0.99 | 0.41 | 0.36 | 0.25 | 0.13 | 0.11 | True | False | Non Federally-Regulated | 11/20/2023 |  | 11/29/2023
Senso Lighting Inc | Leto 11 | 695-A90-618-30-15-**-**-** | Light Emitting Diode | Inseparable Luminaire | Direct Wired | 0-10 VDC Controls | 55.6 | 3000 | -0.0008 | 94 | 68 | 0 | 0.99 | Ambient | 15000 |  |  | 60000 | 0.01 | 13 | 12 | 0.38 | 0.02 | 0.01 | 0.01 | 0.01 | 0.01 | 0.99 | 0.08 | 0.06 | 0.04 | 0.04 | 0.02 | 0.99 | 0.41 | 0.36 | 0.25 | 0.13 | 0.11 | True | False | Non Federally-Regulated | 11/20/2023 |  | 11/29/2023
Senso Lighting Inc | Leto 11 | 695-A90-618-30-20-**-**-** | Light Emitting Diode | Inseparable Luminaire | Direct Wired | 0-10 VDC Controls | 53.6 | 3000 | -0.001 | 94 | 68 | 0 | 0.99 | Ambient | 15000 |  |  | 60000 | 0.01 | 13 | 12 | 0.33 | 0.14 | 0.12 | 0.08 | 0.02 | 0 | 0.3 | 0.01 | 0 | 0 | 0 | 0 | 0.3 | 0.05 | 0.02 | 0.01 | 0.01 | 0 | True | False | Non Federally-Regulated | 11/20/2023 |  | 11/29/2023
Senso Lighting Inc | Leto 11 | 695-A90-618-30-30-**-**-** | Light Emitting Diode | Inseparable Luminaire | Direct Wired | 0-10 VDC Controls | 52.9 | 3000 | -0.0025 | 94 | 68 | 0 | 0.99 | Ambient | 15000 |  |  | 60000 | 0.05 | 12 | 13 | 0.39 | 0.05 | 0.02 | 0.02 | 0.01 | 0.01 | 0.35 | 0.02 | 0.01 | 0.01 | 0.01 | 0.01 | 0.67 | 0.03 | 0.01 | 0.01 | 0.01 | 0 | True | False | Non Federally-Regulated | 11/20/2023 |  | 11/29/2023
Senso Lighting Inc | Leto 11 | 695-A90-618-30-35-**-**-** | Light Emitting Diode | Inseparable Luminaire | Direct Wired | 0-10 VDC Controls | 51.9 | 3000 | -0.0026 | 94 | 64 | 0 | 0.99 | Ambient | 15000 |  |  | 60000 | 0.05 | 12 | 13 | 0.39 | 0.05 | 0.02 | 0.02 | 0.01 | 0.01 | 0.35 | 0.02 | 0.01 | 0.01 | 0.01 | 0.01 | 0.67 | 0.03 | 0.01 | 0.01 | 0.01 | 0 | True | False | Non Federally-Regulated | 11/20/2023 |  | 11/29/2023
Senso Lighting Inc | Leto 11 | 695-A90-618-35-07-**-**-** | Light Emitting Diode | Inseparable Luminaire | Direct Wired | 0-10 VDC Controls | 63 | 3500 | -0.0007 | 94 | 64 | 0 | 0.94 | Ambient | 15000 |  |  | 60000 | 0.03 | 12 | 13 | 0.37 | 0.02 | 0.01 | 0.01 | 0.01 | 0.01 | 0.99 | 0.03 | 0.01 | 0.01 | 0.01 | 0 | 0.99 | 0.32 | 0.23 | 0.15 | 0.05 | 0.02 | True | False | Non Federally-Regulated | 11/20/2023 |  | 11/29/2023
Senso Lighting Inc | Leto 11 | 695-A90-618-35-10-**-**-** | Light Emitting Diode | Inseparable Luminaire | Direct Wired | 0-10 VDC Controls | 61.2 | 3500 | -0.0007 | 94 | 64 | 0 | 0.99 | Ambient | 15000 |  |  | 60000 | 0.01 | 13 | 12 | 0.38 | 0.02 | 0.01 | 0.01 | 0.01 | 0.01 | 0.99 | 0.08 | 0.06 | 0.04 | 0.04 | 0.02 | 0.99 | 0.41 | 0.36 | 0.25 | 0.13 | 0.11 | True | False | Non Federally-Regulated | 11/20/2023 |  | 11/29/2023
Senso Lighting Inc | Leto 11 | 695-A90-618-35-15-**-**-** | Light Emitting Diode | Inseparable Luminaire | Direct Wired | 0-10 VDC Controls | 58.1 | 3500 | -0.0009 | 94 | 64 | 0 | 0.99 | Ambient | 15000 |  |  | 60000 | 0.01 | 13 | 12 | 0.38 | 0.02 | 0.01 | 0.01 | 0.01 | 0.01 | 0.99 | 0.08 | 0.06 | 0.04 | 0.04 | 0.02 | 0.99 | 0.41 | 0.36 | 0.25 | 0.13 | 0.11 | True | False | Non Federally-Regulated | 11/20/2023 |  | 11/29/2023
Senso Lighting Inc | Leto 11 | 695-A90-618-35-20-**-**-** | Light Emitting Diode | Inseparable Luminaire | Direct Wired | 0-10 VDC Controls | 56 | 3500 | -0.0012 | 94 | 64 | 0 | 0.99 | Ambient | 15000 |  |  | 60000 | 0.01 | 13 | 12 | 0.33 | 0.14 | 0.12 | 0.08 | 0.02 | 0 | 0.3 | 0.01 | 0 | 0 | 0 | 0 | 0.3 | 0.05 | 0.02 | 0.01 | 0.01 | 0 | True | False | Non Federally-Regulated | 11/20/2023 |  | 11/29/2023
Senso Lighting Inc | Leto 11 | 695-A90-618-35-30-**-**-** | Light Emitting Diode | Inseparable Luminaire | Direct Wired | 0-10 VDC Controls | 55.2 | 3500 | -0.0028 | 94 | 64 | 0 | 0.99 | Ambient | 15000 |  |  | 60000 | 0.05 | 12 | 13 | 0.39 | 0.05 | 0.02 | 0.02 | 0.01 | 0.01 | 0.35 | 0.02 | 0.01 | 0.01 | 0.01 | 0.01 | 0.67 | 0.03 | 0.01 | 0.01 | 0.01 | 0 | True | False | Non Federally-Regulated | 11/20/2023 |  | 11/29/2023
Senso Lighting Inc | Leto 11 | 695-A90-618-35-35-**-**-** | Light Emitting Diode | Inseparable Luminaire | Direct Wired | 0-10 VDC Controls | 54.3 | 3500 | -0.0032 | 94 | 64 | 0 | 0.99 | Ambient | 15000 |  |  | 60000 | 0.05 | 12 | 13 | 0.39 | 0.05 | 0.02 | 0.02 | 0.01 | 0.01 | 0.35 | 0.02 | 0.01 | 0.01 | 0.01 | 0.01 | 0.67 | 0.03 | 0.01 | 0.01 | 0.01 | 0 | True | False | Non Federally-Regulated | 11/20/2023 |  | 11/29/2023
Senso Lighting Inc | Leto 11 | 695-A90-618-40-07-**-**-** | Light Emitting Diode | Inseparable Luminaire | Direct Wired | 0-10 VDC Controls | 64.1 | 3909 | -0.0008 | 95 | 60 | 0 | 0.94 | Ambient | 15000 |  |  | 60000 | 0.03 | 12 | 13 | 0.37 | 0.02 | 0.01 | 0.01 | 0.01 | 0.01 | 0.99 | 0.03 | 0.01 | 0.01 | 0.01 | 0 | 0.99 | 0.32 | 0.23 | 0.15 | 0.05 | 0.02 | True | False | Non Federally-Regulated | 11/20/2023 |  | 11/29/2023
Senso Lighting Inc | Leto 11 | 695-A90-618-40-10-**-**-** | Light Emitting Diode | Inseparable Luminaire | Direct Wired | 0-10 VDC Controls | 62.3 | 3909 | -0.0008 | 95 | 60 | 0 | 0.99 | Ambient | 15000 |  |  | 60000 | 0.01 | 13 | 12 | 0.38 | 0.02 | 0.01 | 0.01 | 0.01 | 0.01 | 0.99 | 0.08 | 0.06 | 0.04 | 0.04 | 0.02 | 0.99 | 0.41 | 0.36 | 0.25 | 0.13 | 0.11 | True | False | Non Federally-Regulated | 11/20/2023 |  | 11/29/2023
Senso Lighting Inc | Leto 11 | 695-A90-618-40-15-**-**-** | Light Emitting Diode | Inseparable Luminaire | Direct Wired | 0-10 VDC Controls | 59.1 | 3909 | -0.001 | 95 | 60 | 0 | 0.99 | Ambient | 15000 |  |  | 60000 | 0.01 | 13 | 12 | 0.38 | 0.02 | 0.01 | 0.01 | 0.01 | 0.01 | 0.99 | 0.08 | 0.06 | 0.04 | 0.04 | 0.02 | 0.99 | 0.41 | 0.36 | 0.25 | 0.13 | 0.11 | True | False | Non Federally-Regulated | 11/20/2023 |  | 11/29/2023
Senso Lighting Inc | Leto 11 | 695-A90-618-40-20-**-**-** | Light Emitting Diode | Inseparable Luminaire | Direct Wired | 0-10 VDC Controls | 57 | 3909 | -0.0013 | 95 | 60 | 0 | 0.99 | Ambient | 15000 |  |  | 60000 | 0.01 | 13 | 12 | 0.33 | 0.14 | 0.12 | 0.08 | 0.02 | 0 | 0.3 | 0.01 | 0 | 0 | 0 | 0 | 0.3 | 0.05 | 0.02 | 0.01 | 0.01 | 0 | True | False | Non Federally-Regulated | 11/20/2023 |  | 11/29/2023
Senso Lighting Inc | Leto 11 | 695-A90-618-40-30-**-**-** | Light Emitting Diode | Inseparable Luminaire | Direct Wired | 0-10 VDC Controls | 56.2 | 3909 | -0.0031 | 95 | 60 | 0 | 0.99 | Ambient | 15000 |  |  | 60000 | 0.05 | 12 | 13 | 0.39 | 0.05 | 0.02 | 0.02 | 0.01 | 0.01 | 0.35 | 0.02 | 0.01 | 0.01 | 0.01 | 0.01 | 0.67 | 0.03 | 0.01 | 0.01 | 0.01 | 0 | True | False | Non Federally-Regulated | 11/20/2023 |  | 11/29/2023
Senso Lighting Inc | Leto 11 | 695-A90-618-40-35-**-**-** | Light Emitting Diode | Inseparable Luminaire | Direct Wired | 0-10 VDC Controls | 55.2 | 3909 | -0.0038 | 95 | 60 | 0 | 0.99 | Ambient | 15000 |  |  | 60000 | 0.05 | 12 | 13 | 0.39 | 0.05 | 0.02 | 0.02 | 0.01 | 0.01 | 0.35 | 0.02 | 0.01 | 0.01 | 0.01 | 0.01 | 0.67 | 0.03 | 0.01 | 0.01 | 0.01 | 0 | True | False | Non Federally-Regulated | 11/20/2023 |  | 11/29/2023
Senso Lighting Inc | Leto 11 | 695-A90-630-25-07-**-**-** | Light Emitting Diode | Inseparable Luminaire | Direct Wired | 0-10 VDC Controls | 54.4 | 2427 | -0.0006 | 93 | 73 | 0 | 0.94 | Ambient | 15000 |  |  | 60000 | 0.03 | 12 | 13 | 0.37 | 0.02 | 0.01 | 0.01 | 0.01 | 0.01 | 0.99 | 0.03 | 0.01 | 0.01 | 0.01 | 0 | 0.99 | 0.32 | 0.23 | 0.15 | 0.05 | 0.02 | True | False | Non Federally-Regulated | 11/20/2023 |  | 11/29/2023
Senso Lighting Inc | Leto 11 | 695-A90-630-25-10-**-**-** | Light Emitting Diode | Inseparable Luminaire | Direct Wired | 0-10 VDC Controls | 52.8 | 2421 | -0.0006 | 93 | 71 | 0 | 0.99 | Ambient | 15000 |  |  | 60000 | 0.01 | 13 | 12 | 0.38 | 0.02 | 0.01 | 0.01 | 0.01 | 0.01 | 0.99 | 0.08 | 0.06 | 0.04 | 0.04 | 0.02 | 0.99 | 0.41 | 0.36 | 0.25 | 0.13 | 0.11 | True | False | Non Federally-Regulated | 11/20/2023 |  | 11/29/2023
Senso Lighting Inc | Leto 11 | 695-A90-630-25-15-**-**-** | Light Emitting Diode | Inseparable Luminaire | Direct Wired | 0-10 VDC Controls | 50.1 | 2411 | -0.0008 | 93 | 69 | 0 | 0.99 | Ambient | 15000 |  |  | 60000 | 0.01 | 13 | 12 | 0.38 | 0.02 | 0.01 | 0.01 | 0.01 | 0.01 | 0.99 | 0.08 | 0.06 | 0.04 | 0.04 | 0.02 | 0.99 | 0.41 | 0.36 | 0.25 | 0.13 | 0.11 | True | False | Non Federally-Regulated | 11/20/2023 |  | 11/29/2023
Senso Lighting Inc | Leto 11 | 695-A90-630-25-20-**-**-** | Light Emitting Diode | Inseparable Luminaire | Direct Wired | 0-10 VDC Controls | 48.3 | 2395 | -0.001 | 93 | 67 | 0 | 0.99 | Ambient | 15000 |  |  | 60000 | 0.01 | 13 | 12 | 0.33 | 0.14 | 0.12 | 0.08 | 0.02 | 0 | 0.3 | 0.01 | 0 | 0 | 0 | 0 | 0.3 | 0.05 | 0.02 | 0.01 | 0.01 | 0 | True | False | Non Federally-Regulated | 11/20/2023 |  | 11/29/2023
Senso Lighting Inc | Leto 11 | 695-A90-630-25-30-**-**-** | Light Emitting Diode | Inseparable Luminaire | Direct Wired | 0-10 VDC Controls | 47.6 | 2425 | -0.0025 | 93 | 68 | 0 | 0.99 | Ambient | 15000 |  |  | 60000 | 0.05 | 12 | 13 | 0.39 | 0.05 | 0.02 | 0.02 | 0.01 | 0.01 | 0.35 | 0.02 | 0.01 | 0.01 | 0.01 | 0.01 | 0.67 | 0.03 | 0.01 | 0.01 | 0.01 | 0 | True | False | Non Federally-Regulated | 11/20/2023 |  | 11/29/2023
Senso Lighting Inc | Leto 11 | 695-A90-630-25-35-**-**-** | Light Emitting Diode | Inseparable Luminaire | Direct Wired | 0-10 VDC Controls | 46.8 | 2420 | -0.0026 | 93 | 67 | 0 | 0.99 | Ambient | 15000 |  |  | 60000 | 0.05 | 12 | 13 | 0.39 | 0.05 | 0.02 | 0.02 | 0.01 | 0.01 | 0.35 | 0.02 | 0.01 | 0.01 | 0.01 | 0.01 | 0.67 | 0.03 | 0.01 | 0.01 | 0.01 | 0 | True | False | Non Federally-Regulated | 11/20/2023 |  | 11/29/2023
Senso Lighting Inc | Leto 11 | 695-A90-630-27-07-**-**-** | Light Emitting Diode | Inseparable Luminaire | Direct Wired | 0-10 VDC Controls | 58.1 | 2700 | -0.0006 | 93 | 70 | 0 | 0.94 | Ambient | 15000 |  |  | 60000 | 0.03 | 12 | 13 | 0.37 | 0.02 | 0.01 | 0.01 | 0.01 | 0.01 | 0.99 | 0.03 | 0.01 | 0.01 | 0.01 | 0 | 0.99 | 0.32 | 0.23 | 0.15 | 0.05 | 0.02 | True | False | Non Federally-Regulated | 11/20/2023 |  | 11/29/2023
Senso Lighting Inc | Leto 11 | 695-A90-630-27-10-**-**-** | Light Emitting Diode | Inseparable Luminaire | Direct Wired | 0-10 VDC Controls | 56.5 | 2700 | -0.0006 | 93 | 70 | 0 | 0.99 | Ambient | 15000 |  |  | 60000 | 0.01 | 13 | 12 | 0.38 | 0.02 | 0.01 | 0.01 | 0.01 | 0.01 | 0.99 | 0.08 | 0.06 | 0.04 | 0.04 | 0.02 | 0.99 | 0.41 | 0.36 | 0.25 | 0.13 | 0.11 | True | False | Non Federally-Regulated | 11/20/2023 |  | 11/29/2023
Senso Lighting Inc | Leto 11 | 695-A90-630-27-15**-**-** | Light Emitting Diode | Inseparable Luminaire | Direct Wired | 0-10 VDC Controls | 53.6 | 2700 | -0.0008 | 93 | 70 | 0 | 0.99 | Ambient | 15000 |  |  | 60000 | 0.01 | 13 | 12 | 0.38 | 0.02 | 0.01 | 0.01 | 0.01 | 0.01 | 0.99 | 0.08 | 0.06 | 0.04 | 0.04 | 0.02 | 0.99 | 0.41 | 0.36 | 0.25 | 0.13 | 0.11 | True | False | Non Federally-Regulated | 11/20/2023 |  | 11/29/2023
Senso Lighting Inc | Leto 11 | 695-A90-630-27-20-**-**-** | Light Emitting Diode | Inseparable Luminaire | Direct Wired | 0-10 VDC Controls | 51.7 | 2700 | -0.001 | 93 | 70 | 0 | 0.99 | Ambient | 15000 |  |  | 60000 | 0.01 | 13 | 12 | 0.33 | 0.14 | 0.12 | 0.08 | 0.02 | 0 | 0.3 | 0.01 | 0 | 0 | 0 | 0 | 0.3 | 0.05 | 0.02 | 0.01 | 0.01 | 0 | True | False | Non Federally-Regulated | 11/20/2023 |  | 11/29/2023
Senso Lighting Inc | Leto 11 | 695-A90-630-27-30-**-**-** | Light Emitting Diode | Inseparable Luminaire | Direct Wired | 0-10 VDC Controls | 50.9 | 2700 | -0.0025 | 93 | 70 | 0 | 0.99 | Ambient | 15000 |  |  | 60000 | 0.05 | 12 | 13 | 0.39 | 0.05 | 0.02 | 0.02 | 0.01 | 0.01 | 0.35 | 0.02 | 0.01 | 0.01 | 0.01 | 0.01 | 0.67 | 0.03 | 0.01 | 0.01 | 0.01 | 0 | True | False | Non Federally-Regulated | 11/20/2023 |  | 11/29/2023
Senso Lighting Inc | Leto 11 | 695-A90-630-27-35-**-**-** | Light Emitting Diode | Inseparable Luminaire | Direct Wired | 0-10 VDC Controls | 50 | 2700 | -0.0026 | 93 | 68 | 0 | 0.99 | Ambient | 15000 |  |  | 60000 | 0.05 | 12 | 13 | 0.39 | 0.05 | 0.02 | 0.02 | 0.01 | 0.01 | 0.35 | 0.02 | 0.01 | 0.01 | 0.01 | 0.01 | 0.67 | 0.03 | 0.01 | 0.01 | 0.01 | 0 | True | False | Non Federally-Regulated | 11/20/2023 |  | 11/29/2023
Senso Lighting Inc | Leto 11 | 695-A90-630-30-07-**-**-** | Light Emitting Diode | Inseparable Luminaire | Direct Wired | 0-10 VDC Controls | 60.3 | 3000 | -0.0006 | 94 | 68 | 0 | 0.94 | Ambient | 15000 |  |  | 60000 | 0.03 | 12 | 13 | 0.37 | 0.02 | 0.01 | 0.01 | 0.01 | 0.01 | 0.99 | 0.03 | 0.01 | 0.01 | 0.01 | 0 | 0.99 | 0.32 | 0.23 | 0.15 | 0.05 | 0.02 | True | False | Non Federally-Regulated | 11/20/2023 |  | 11/29/2023
Senso Lighting Inc | Leto 11 | 695-A90-630-30-10-**-**-** | Light Emitting Diode | Inseparable Luminaire | Direct Wired | 0-10 VDC Controls | 58.6 | 3000 | -0.0006 | 94 | 68 | 0 | 0.99 | Ambient | 15000 |  |  | 60000 | 0.01 | 13 | 12 | 0.38 | 0.02 | 0.01 | 0.01 | 0.01 | 0.01 | 0.99 | 0.08 | 0.06 | 0.04 | 0.04 | 0.02 | 0.99 | 0.41 | 0.36 | 0.25 | 0.13 | 0.11 | True | False | Non Federally-Regulated | 11/20/2023 |  | 11/29/2023
Senso Lighting Inc | Leto 11 | 695-A90-630-30-15-**-**-** | Light Emitting Diode | Inseparable Luminaire | Direct Wired | 0-10 VDC Controls | 55.6 | 3000 | -0.0008 | 94 | 68 | 0 | 0.99 | Ambient | 15000 |  |  | 60000 | 0.01 | 13 | 12 | 0.38 | 0.02 | 0.01 | 0.01 | 0.01 | 0.01 | 0.99 | 0.08 | 0.06 | 0.04 | 0.04 | 0.02 | 0.99 | 0.41 | 0.36 | 0.25 | 0.13 | 0.11 | True | False | Non Federally-Regulated | 11/20/2023 |  | 11/29/2023
Senso Lighting Inc | Leto 11 | 695-A90-630-30-20-**-**-** | Light Emitting Diode | Inseparable Luminaire | Direct Wired | 0-10 VDC Controls | 53.6 | 3000 | -0.001 | 94 | 68 | 0 | 0.99 | Ambient | 15000 |  |  | 60000 | 0.01 | 13 | 12 | 0.33 | 0.14 | 0.12 | 0.08 | 0.02 | 0 | 0.3 | 0.01 | 0 | 0 | 0 | 0 | 0.3 | 0.05 | 0.02 | 0.01 | 0.01 | 0 | True | False | Non Federally-Regulated | 11/20/2023 |  | 11/29/2023
Senso Lighting Inc | Leto 11 | 695-A90-630-30-30-**-**-** | Light Emitting Diode | Inseparable Luminaire | Direct Wired | 0-10 VDC Controls | 52.9 | 3000 | -0.0025 | 94 | 68 | 0 | 0.99 | Ambient | 15000 |  |  | 60000 | 0.05 | 12 | 13 | 0.39 | 0.05 | 0.02 | 0.02 | 0.01 | 0.01 | 0.35 | 0.02 | 0.01 | 0.01 | 0.01 | 0.01 | 0.67 | 0.03 | 0.01 | 0.01 | 0.01 | 0 | True | False | Non Federally-Regulated | 11/20/2023 |  | 11/29/2023
Senso Lighting Inc | Leto 11 | 695-A90-630-30-35-**-**-** | Light Emitting Diode | Inseparable Luminaire | Direct Wired | 0-10 VDC Controls | 51.9 | 3000 | -0.0026 | 94 | 64 | 0 | 0.99 | Ambient | 15000 |  |  | 60000 | 0.05 | 12 | 13 | 0.39 | 0.05 | 0.02 | 0.02 | 0.01 | 0.01 | 0.35 | 0.02 | 0.01 | 0.01 | 0.01 | 0.01 | 0.67 | 0.03 | 0.01 | 0.01 | 0.01 | 0 | True | False | Non Federally-Regulated | 11/20/2023 |  | 11/29/2023
Senso Lighting Inc | Leto 11 | 695-A90-630-35-07-**-**-** | Light Emitting Diode | Inseparable Luminaire | Direct Wired | 0-10 VDC Controls | 63 | 3500 | -0.0007 | 94 | 64 | 0 | 0.94 | Ambient | 15000 |  |  | 60000 | 0.03 | 12 | 13 | 0.37 | 0.02 | 0.01 | 0.01 | 0.01 | 0.01 | 0.99 | 0.03 | 0.01 | 0.01 | 0.01 | 0 | 0.99 | 0.32 | 0.23 | 0.15 | 0.05 | 0.02 | True | False | Non Federally-Regulated | 11/20/2023 |  | 11/29/2023
Senso Lighting Inc | Leto 11 | 695-A90-630-35-10-**-**-** | Light Emitting Diode | Inseparable Luminaire | Direct Wired | 0-10 VDC Controls | 61.2 | 3500 | -0.0007 | 94 | 64 | 0 | 0.99 | Ambient | 15000 |  |  | 60000 | 0.01 | 13 | 12 | 0.38 | 0.02 | 0.01 | 0.01 | 0.01 | 0.01 | 0.99 | 0.08 | 0.06 | 0.04 | 0.04 | 0.02 | 0.99 | 0.41 | 0.36 | 0.25 | 0.13 | 0.11 | True | False | Non Federally-Regulated | 11/20/2023 |  | 11/29/2023
Senso Lighting Inc | Leto 11 | 695-A90-630-35-15-**-**-** | Light Emitting Diode | Inseparable Luminaire | Direct Wired | 0-10 VDC Controls | 58.1 | 3500 | -0.0009 | 94 | 64 | 0 | 0.99 | Ambient | 15000 |  |  | 60000 | 0.01 | 13 | 12 | 0.38 | 0.02 | 0.01 | 0.01 | 0.01 | 0.01 | 0.99 | 0.08 | 0.06 | 0.04 | 0.04 | 0.02 | 0.99 | 0.41 | 0.36 | 0.25 | 0.13 | 0.11 | True | False | Non Federally-Regulated | 11/20/2023 |  | 11/29/2023
Senso Lighting Inc | Leto 11 | 695-A90-630-35-20-**-**-** | Light Emitting Diode | Inseparable Luminaire | Direct Wired | 0-10 VDC Controls | 56 | 3500 | -0.0012 | 94 | 64 | 0 | 0.99 | Ambient | 15000 |  |  | 60000 | 0.01 | 13 | 12 | 0.33 | 0.14 | 0.12 | 0.08 | 0.02 | 0 | 0.3 | 0.01 | 0 | 0 | 0 | 0 | 0.3 | 0.05 | 0.02 | 0.01 | 0.01 | 0 | True | False | Non Federally-Regulated | 11/20/2023 |  | 11/29/2023
Senso Lighting Inc | Leto 11 | 695-A90-630-35-30-**-**-** | Light Emitting Diode | Inseparable Luminaire | Direct Wired | 0-10 VDC Controls | 55.2 | 3500 | -0.0028 | 94 | 64 | 0 | 0.99 | Ambient | 15000 |  |  | 60000 | 0.05 | 12 | 13 | 0.39 | 0.05 | 0.02 | 0.02 | 0.01 | 0.01 | 0.35 | 0.02 | 0.01 | 0.01 | 0.01 | 0.01 | 0.67 | 0.03 | 0.01 | 0.01 | 0.01 | 0 | True | False | Non Federally-Regulated | 11/20/2023 |  | 11/29/2023
Senso Lighting Inc | Leto 11 | 695-A90-630-35-35-**-**-** | Light Emitting Diode | Inseparable Luminaire | Direct Wired | 0-10 VDC Controls | 54.3 | 3500 | -0.0032 | 94 | 64 | 0 | 0.99 | Ambient | 15000 |  |  | 60000 | 0.05 | 12 | 13 | 0.39 | 0.05 | 0.02 | 0.02 | 0.01 | 0.01 | 0.35 | 0.02 | 0.01 | 0.01 | 0.01 | 0.01 | 0.67 | 0.03 | 0.01 | 0.01 | 0.01 | 0 | True | False | Non Federally-Regulated | 11/20/2023 |  | 11/29/2023
Senso Lighting Inc | Leto 11 | 695-A90-630-40-07-**-**-** | Light Emitting Diode | Inseparable Luminaire | Direct Wired | 0-10 VDC Controls | 64.1 | 3909 | -0.0008 | 95 | 60 | 0 | 0.94 | Ambient | 15000 |  |  | 60000 | 0.03 | 12 | 13 | 0.37 | 0.02 | 0.01 | 0.01 | 0.01 | 0.01 | 0.99 | 0.03 | 0.01 | 0.01 | 0.01 | 0 | 0.99 | 0.32 | 0.23 | 0.15 | 0.05 | 0.02 | True | False | Non Federally-Regulated | 11/20/2023 |  | 11/29/2023
Senso Lighting Inc | Leto 11 | 695-A90-630-40-10-**-**-** | Light Emitting Diode | Inseparable Luminaire | Direct Wired | 0-10 VDC Controls | 62.3 | 3909 | -0.0008 | 95 | 60 | 0 | 0.99 | Ambient | 15000 |  |  | 60000 | 0.01 | 13 | 12 | 0.38 | 0.02 | 0.01 | 0.01 | 0.01 | 0.01 | 0.99 | 0.08 | 0.06 | 0.04 | 0.04 | 0.02 | 0.99 | 0.41 | 0.36 | 0.25 | 0.13 | 0.11 | True | False | Non Federally-Regulated | 11/20/2023 |  | 11/29/2023
Senso Lighting Inc | Leto 11 | 695-A90-630-40-15-**-**-** | Light Emitting Diode | Inseparable Luminaire | Direct Wired | 0-10 VDC Controls | 59.1 | 3909 | -0.001 | 95 | 60 | 0 | 0.99 | Ambient | 15000 |  |  | 60000 | 0.01 | 13 | 12 | 0.38 | 0.02 | 0.01 | 0.01 | 0.01 | 0.01 | 0.99 | 0.08 | 0.06 | 0.04 | 0.04 | 0.02 | 0.99 | 0.41 | 0.36 | 0.25 | 0.13 | 0.11 | True | False | Non Federally-Regulated | 11/20/2023 |  | 11/29/2023
Senso Lighting Inc | Leto 11 | 695-A90-630-40-20-**-**-** | Light Emitting Diode | Inseparable Luminaire | Direct Wired | 0-10 VDC Controls | 57 | 3909 | -0.0013 | 95 | 60 | 0 | 0.99 | Ambient | 15000 |  |  | 60000 | 0.01 | 13 | 12 | 0.33 | 0.14 | 0.12 | 0.08 | 0.02 | 0 | 0.3 | 0.01 | 0 | 0 | 0 | 0 | 0.3 | 0.05 | 0.02 | 0.01 | 0.01 | 0 | True | False | Non Federally-Regulated | 11/20/2023 |  | 11/29/2023
Senso Lighting Inc | Leto 11 | 695-A90-630-40-30-**-**-** | Light Emitting Diode | Inseparable Luminaire | Direct Wired | 0-10 VDC Controls | 56.2 | 3909 | -0.0031 | 95 | 60 | 0 | 0.99 | Ambient | 15000 |  |  | 60000 | 0.05 | 12 | 13 | 0.39 | 0.05 | 0.02 | 0.02 | 0.01 | 0.01 | 0.35 | 0.02 | 0.01 | 0.01 | 0.01 | 0.01 | 0.67 | 0.03 | 0.01 | 0.01 | 0.01 | 0 | True | False | Non Federally-Regulated | 11/20/2023 |  | 11/29/2023
Senso Lighting Inc | Leto 11 | 695-A90-630-40-35-**-**-** | Light Emitting Diode | Inseparable Luminaire | Direct Wired | 0-10 VDC Controls | 55.2 | 3909 | -0.0038 | 95 | 60 | 0 | 0.99 | Ambient | 15000 |  |  | 60000 | 0.05 | 12 | 13 | 0.39 | 0.05 | 0.02 | 0.02 | 0.01 | 0.01 | 0.35 | 0.02 | 0.01 | 0.01 | 0.01 | 0.01 | 0.67 | 0.03 | 0.01 | 0.01 | 0.01 | 0 | True | False | Non Federally-Regulated | 11/20/2023 |  | 11/29/2023
Senso Lighting Inc | Leto 11 | 695-A90-645-25-07-**-**-** | Light Emitting Diode | Inseparable Luminaire | Direct Wired | 0-10 VDC Controls | 54.4 | 2427 | -0.0006 | 93 | 73 | 0 | 0.94 | Ambient | 15000 |  |  | 60000 | 0.03 | 12 | 13 | 0.37 | 0.02 | 0.01 | 0.01 | 0.01 | 0.01 | 0.99 | 0.03 | 0.01 | 0.01 | 0.01 | 0 | 0.99 | 0.32 | 0.23 | 0.15 | 0.05 | 0.02 | True | False | Non Federally-Regulated | 11/20/2023 |  | 11/29/2023
Senso Lighting Inc | Leto 11 | 695-A90-645-25-10-**-**-** | Light Emitting Diode | Inseparable Luminaire | Direct Wired | 0-10 VDC Controls | 52.8 | 2421 | -0.0006 | 93 | 71 | 0 | 0.99 | Ambient | 15000 |  |  | 60000 | 0.01 | 13 | 12 | 0.38 | 0.02 | 0.01 | 0.01 | 0.01 | 0.01 | 0.99 | 0.08 | 0.06 | 0.04 | 0.04 | 0.02 | 0.99 | 0.41 | 0.36 | 0.25 | 0.13 | 0.11 | True | False | Non Federally-Regulated | 11/20/2023 |  | 11/29/2023
Senso Lighting Inc | Leto 11 | 695-A90-645-25-15-**-**-** | Light Emitting Diode | Inseparable Luminaire | Direct Wired | 0-10 VDC Controls | 50.1 | 2411 | -0.0008 | 93 | 69 | 0 | 0.99 | Ambient | 15000 |  |  | 60000 | 0.01 | 13 | 12 | 0.38 | 0.02 | 0.01 | 0.01 | 0.01 | 0.01 | 0.99 | 0.08 | 0.06 | 0.04 | 0.04 | 0.02 | 0.99 | 0.41 | 0.36 | 0.25 | 0.13 | 0.11 | True | False | Non Federally-Regulated | 11/20/2023 |  | 11/29/2023
Senso Lighting Inc | Leto 11 | 695-A90-645-25-20-**-**-** | Light Emitting Diode | Inseparable Luminaire | Direct Wired | 0-10 VDC Controls | 48.3 | 2395 | -0.001 | 93 | 67 | 0 | 0.99 | Ambient | 15000 |  |  | 60000 | 0.01 | 13 | 12 | 0.33 | 0.14 | 0.12 | 0.08 | 0.02 | 0 | 0.3 | 0.01 | 0 | 0 | 0 | 0 | 0.3 | 0.05 | 0.02 | 0.01 | 0.01 | 0 | True | False | Non Federally-Regulated | 11/20/2023 |  | 11/29/2023
Senso Lighting Inc | Leto 11 | 695-A90-645-25-30-**-**-** | Light Emitting Diode | Inseparable Luminaire | Direct Wired | 0-10 VDC Controls | 47.6 | 2425 | -0.0025 | 93 | 68 | 0 | 0.99 | Ambient | 15000 |  |  | 60000 | 0.05 | 12 | 13 | 0.39 | 0.05 | 0.02 | 0.02 | 0.01 | 0.01 | 0.35 | 0.02 | 0.01 | 0.01 | 0.01 | 0.01 | 0.67 | 0.03 | 0.01 | 0.01 | 0.01 | 0 | True | False | Non Federally-Regulated | 11/20/2023 |  | 11/29/2023
Senso Lighting Inc | Leto 11 | 695-A90-645-25-35-**-**-** | Light Emitting Diode | Inseparable Luminaire | Direct Wired | 0-10 VDC Controls | 46.8 | 2420 | -0.0026 | 93 | 67 | 0 | 0.99 | Ambient | 15000 |  |  | 60000 | 0.05 | 12 | 13 | 0.39 | 0.05 | 0.02 | 0.02 | 0.01 | 0.01 | 0.35 | 0.02 | 0.01 | 0.01 | 0.01 | 0.01 | 0.67 | 0.03 | 0.01 | 0.01 | 0.01 | 0 | True | False | Non Federally-Regulated | 11/20/2023 |  | 11/29/2023
Senso Lighting Inc | Leto 11 | 695-A90-645-27-07-**-**-** | Light Emitting Diode | Inseparable Luminaire | Direct Wired | 0-10 VDC Controls | 58.1 | 2700 | -0.0006 | 93 | 70 | 0 | 0.94 | Ambient | 15000 |  |  | 60000 | 0.03 | 12 | 13 | 0.37 | 0.02 | 0.01 | 0.01 | 0.01 | 0.01 | 0.99 | 0.03 | 0.01 | 0.01 | 0.01 | 0 | 0.99 | 0.32 | 0.23 | 0.15 | 0.05 | 0.02 | True | False | Non Federally-Regulated | 11/20/2023 |  | 11/29/2023
Senso Lighting Inc | Leto 11 | 695-A90-645-27-10-**-**-** | Light Emitting Diode | Inseparable Luminaire | Direct Wired | 0-10 VDC Controls | 56.5 | 2700 | -0.0006 | 93 | 70 | 0 | 0.99 | Ambient | 15000 |  |  | 60000 | 0.01 | 13 | 12 | 0.38 | 0.02 | 0.01 | 0.01 | 0.01 | 0.01 | 0.99 | 0.08 | 0.06 | 0.04 | 0.04 | 0.02 | 0.99 | 0.41 | 0.36 | 0.25 | 0.13 | 0.11 | True | False | Non Federally-Regulated | 11/20/2023 |  | 11/29/2023
Senso Lighting Inc | Leto 11 | 695-A90-645-27-15-**-**-** | Light Emitting Diode | Inseparable Luminaire | Direct Wired | 0-10 VDC Controls | 53.6 | 2700 | -0.0008 | 93 | 70 | 0 | 0.99 | Ambient | 15000 |  |  | 60000 | 0.01 | 13 | 12 | 0.38 | 0.02 | 0.01 | 0.01 | 0.01 | 0.01 | 0.99 | 0.08 | 0.06 | 0.04 | 0.04 | 0.02 | 0.99 | 0.41 | 0.36 | 0.25 | 0.13 | 0.11 | True | False | Non Federally-Regulated | 11/20/2023 |  | 11/29/2023
Senso Lighting Inc | Leto 11 | 695-A90-645-27-20-**-**-** | Light Emitting Diode | Inseparable Luminaire | Direct Wired | 0-10 VDC Controls | 51.7 | 2700 | -0.001 | 93 | 70 | 0 | 0.99 | Ambient | 15000 |  |  | 60000 | 0.01 | 13 | 12 | 0.33 | 0.14 | 0.12 | 0.08 | 0.02 | 0 | 0.3 | 0.01 | 0 | 0 | 0 | 0 | 0.3 | 0.05 | 0.02 | 0.01 | 0.01 | 0 | True | False | Non Federally-Regulated | 11/20/2023 |  | 11/29/2023
Senso Lighting Inc | Leto 11 | 695-A90-645-27-30-**-**-** | Light Emitting Diode | Inseparable Luminaire | Direct Wired | 0-10 VDC Controls | 50.9 | 2700 | -0.0025 | 93 | 70 | 0 | 0.99 | Ambient | 15000 |  |  | 60000 | 0.05 | 12 | 13 | 0.39 | 0.05 | 0.02 | 0.02 | 0.01 | 0.01 | 0.35 | 0.02 | 0.01 | 0.01 | 0.01 | 0.01 | 0.67 | 0.03 | 0.01 | 0.01 | 0.01 | 0 | True | False | Non Federally-Regulated | 11/20/2023 |  | 11/29/2023
Senso Lighting Inc | Leto 11 | 695-A90-645-27-35-**-**-** | Light Emitting Diode | Inseparable Luminaire | Direct Wired | 0-10 VDC Controls | 50 | 2700 | -0.0026 | 93 | 68 | 0 | 0.99 | Ambient | 15000 |  |  | 60000 | 0.05 | 12 | 13 | 0.39 | 0.05 | 0.02 | 0.02 | 0.01 | 0.01 | 0.35 | 0.02 | 0.01 | 0.01 | 0.01 | 0.01 | 0.67 | 0.03 | 0.01 | 0.01 | 0.01 | 0 | True | False | Non Federally-Regulated | 11/20/2023 |  | 11/29/2023
Senso Lighting Inc | Leto 11 | 695-A90-645-30-07-**-**-** | Light Emitting Diode | Inseparable Luminaire | Direct Wired | 0-10 VDC Controls | 60.3 | 3000 | -0.0006 | 94 | 68 | 0 | 0.94 | Ambient | 15000 |  |  | 60000 | 0.03 | 12 | 13 | 0.37 | 0.02 | 0.01 | 0.01 | 0.01 | 0.01 | 0.99 | 0.03 | 0.01 | 0.01 | 0.01 | 0 | 0.99 | 0.32 | 0.23 | 0.15 | 0.05 | 0.02 | True | False | Non Federally-Regulated | 11/20/2023 |  | 11/29/2023
Senso Lighting Inc | Leto 11 | 695-A90-645-30-10-**-**-** | Light Emitting Diode | Inseparable Luminaire | Direct Wired | 0-10 VDC Controls | 58.6 | 3000 | -0.0006 | 94 | 68 | 0 | 0.99 | Ambient | 15000 |  |  | 60000 | 0.01 | 13 | 12 | 0.38 | 0.02 | 0.01 | 0.01 | 0.01 | 0.01 | 0.99 | 0.08 | 0.06 | 0.04 | 0.04 | 0.02 | 0.99 | 0.41 | 0.36 | 0.25 | 0.13 | 0.11 | True | False | Non Federally-Regulated | 11/20/2023 |  | 11/29/2023
Senso Lighting Inc | Leto 11 | 695-A90-645-30-15-**-**-** | Light Emitting Diode | Inseparable Luminaire | Direct Wired | 0-10 VDC Controls | 55.6 | 3000 | -0.0008 | 94 | 68 | 0 | 0.99 | Ambient | 15000 |  |  | 60000 | 0.01 | 13 | 12 | 0.38 | 0.02 | 0.01 | 0.01 | 0.01 | 0.01 | 0.99 | 0.08 | 0.06 | 0.04 | 0.04 | 0.02 | 0.99 | 0.41 | 0.36 | 0.25 | 0.13 | 0.11 | True | False | Non Federally-Regulated | 11/20/2023 |  | 11/29/2023
Senso Lighting Inc | Leto 11 | 695-A90-645-30-20-**-**-** | Light Emitting Diode | Inseparable Luminaire | Direct Wired | 0-10 VDC Controls | 53.6 | 3000 | -0.001 | 94 | 68 | 0 | 0.99 | Ambient | 15000 |  |  | 60000 | 0.01 | 13 | 12 | 0.33 | 0.14 | 0.12 | 0.08 | 0.02 | 0 | 0.3 | 0.01 | 0 | 0 | 0 | 0 | 0.3 | 0.05 | 0.02 | 0.01 | 0.01 | 0 | True | False | Non Federally-Regulated | 11/20/2023 |  | 11/29/2023
Senso Lighting Inc | Leto 11 | 695-A90-645-30-30-**-**-** | Light Emitting Diode | Inseparable Luminaire | Direct Wired | 0-10 VDC Controls | 52.9 | 3000 | -0.0025 | 94 | 68 | 0 | 0.99 | Ambient | 15000 |  |  | 60000 | 0.05 | 12 | 13 | 0.39 | 0.05 | 0.02 | 0.02 | 0.01 | 0.01 | 0.35 | 0.02 | 0.01 | 0.01 | 0.01 | 0.01 | 0.67 | 0.03 | 0.01 | 0.01 | 0.01 | 0 | True | False | Non Federally-Regulated | 11/20/2023 |  | 11/29/2023
Senso Lighting Inc | Leto 11 | 695-A90-645-30-35-**-**-** | Light Emitting Diode | Inseparable Luminaire | Direct Wired | 0-10 VDC Controls | 51.9 | 3000 | -0.0026 | 94 | 64 | 0 | 0.99 | Ambient | 15000 |  |  | 60000 | 0.05 | 12 | 13 | 0.39 | 0.05 | 0.02 | 0.02 | 0.01 | 0.01 | 0.35 | 0.02 | 0.01 | 0.01 | 0.01 | 0.01 | 0.67 | 0.03 | 0.01 | 0.01 | 0.01 | 0 | True | False | Non Federally-Regulated | 11/20/2023 |  | 11/29/2023
Senso Lighting Inc | Leto 11 | 695-A90-645-35-07-**-**-** | Light Emitting Diode | Inseparable Luminaire | Direct Wired | 0-10 VDC Controls | 63 | 3500 | -0.0007 | 94 | 64 | 0 | 0.94 | Ambient | 15000 |  |  | 60000 | 0.03 | 12 | 13 | 0.37 | 0.02 | 0.01 | 0.01 | 0.01 | 0.01 | 0.99 | 0.03 | 0.01 | 0.01 | 0.01 | 0 | 0.99 | 0.32 | 0.23 | 0.15 | 0.05 | 0.02 | True | False | Non Federally-Regulated | 11/20/2023 |  | 11/29/2023
Senso Lighting Inc | Leto 11 | 695-A90-645-35-10-**-**-** | Light Emitting Diode | Inseparable Luminaire | Direct Wired | 0-10 VDC Controls | 61.2 | 3500 | -0.0007 | 94 | 64 | 0 | 0.99 | Ambient | 15000 |  |  | 60000 | 0.01 | 13 | 12 | 0.38 | 0.02 | 0.01 | 0.01 | 0.01 | 0.01 | 0.99 | 0.08 | 0.06 | 0.04 | 0.04 | 0.02 | 0.99 | 0.41 | 0.36 | 0.25 | 0.13 | 0.11 | True | False | Non Federally-Regulated | 11/20/2023 |  | 11/29/2023
Senso Lighting Inc | Leto 11 | 695-A90-645-35-15-**-**-** | Light Emitting Diode | Inseparable Luminaire | Direct Wired | 0-10 VDC Controls | 58.1 | 3500 | -0.0009 | 94 | 64 | 0 | 0.99 | Ambient | 15000 |  |  | 60000 | 0.01 | 13 | 12 | 0.38 | 0.02 | 0.01 | 0.01 | 0.01 | 0.01 | 0.99 | 0.08 | 0.06 | 0.04 | 0.04 | 0.02 | 0.99 | 0.41 | 0.36 | 0.25 | 0.13 | 0.11 | True | False | Non Federally-Regulated | 11/20/2023 |  | 11/29/2023
Senso Lighting Inc | Leto 11 | 695-A90-645-35-20-**-**-** | Light Emitting Diode | Inseparable Luminaire | Direct Wired | 0-10 VDC Controls | 56 | 3500 | -0.0012 | 94 | 64 | 0 | 0.99 | Ambient | 15000 |  |  | 60000 | 0.01 | 13 | 12 | 0.33 | 0.14 | 0.12 | 0.08 | 0.02 | 0 | 0.3 | 0.01 | 0 | 0 | 0 | 0 | 0.3 | 0.05 | 0.02 | 0.01 | 0.01 | 0 | True | False | Non Federally-Regulated | 11/20/2023 |  | 11/29/2023
Senso Lighting Inc | Leto 11 | 695-A90-645-35-30-**-**-** | Light Emitting Diode | Inseparable Luminaire | Direct Wired | 0-10 VDC Controls | 55.2 | 3500 | -0.0028 | 94 | 64 | 0 | 0.99 | Ambient | 15000 |  |  | 60000 | 0.05 | 12 | 13 | 0.39 | 0.05 | 0.02 | 0.02 | 0.01 | 0.01 | 0.35 | 0.02 | 0.01 | 0.01 | 0.01 | 0.01 | 0.67 | 0.03 | 0.01 | 0.01 | 0.01 | 0 | True | False | Non Federally-Regulated | 11/20/2023 |  | 11/29/2023
Senso Lighting Inc | Leto 11 | 695-A90-645-35-35-**-**-** | Light Emitting Diode | Inseparable Luminaire | Direct Wired | 0-10 VDC Controls | 54.3 | 3500 | -0.0032 | 94 | 64 | 0 | 0.99 | Ambient | 15000 |  |  | 60000 | 0.05 | 12 | 13 | 0.39 | 0.05 | 0.02 | 0.02 | 0.01 | 0.01 | 0.35 | 0.02 | 0.01 | 0.01 | 0.01 | 0.01 | 0.67 | 0.03 | 0.01 | 0.01 | 0.01 | 0 | True | False | Non Federally-Regulated | 11/20/2023 |  | 11/29/2023
Senso Lighting Inc | Leto 11 | 695-A90-645-40-07-**-**-** | Light Emitting Diode | Inseparable Luminaire | Direct Wired | 0-10 VDC Controls | 64.1 | 3909 | -0.0008 | 95 | 60 | 0 | 0.94 | Ambient | 15000 |  |  | 60000 | 0.03 | 12 | 13 | 0.37 | 0.02 | 0.01 | 0.01 | 0.01 | 0.01 | 0.99 | 0.03 | 0.01 | 0.01 | 0.01 | 0 | 0.99 | 0.32 | 0.23 | 0.15 | 0.05 | 0.02 | True | False | Non Federally-Regulated | 11/20/2023 |  | 11/29/2023
Senso Lighting Inc | Leto 11 | 695-A90-645-40-10-**-**-** | Light Emitting Diode | Inseparable Luminaire | Direct Wired | 0-10 VDC Controls | 62.3 | 3909 | -0.0008 | 95 | 60 | 0 | 0.99 | Ambient | 15000 |  |  | 60000 | 0.01 | 13 | 12 | 0.38 | 0.02 | 0.01 | 0.01 | 0.01 | 0.01 | 0.99 | 0.08 | 0.06 | 0.04 | 0.04 | 0.02 | 0.99 | 0.41 | 0.36 | 0.25 | 0.13 | 0.11 | True | False | Non Federally-Regulated | 11/20/2023 |  | 11/29/2023
Senso Lighting Inc | Leto 11 | 695-A90-645-40-15-**-**-** | Light Emitting Diode | Inseparable Luminaire | Direct Wired | 0-10 VDC Controls | 59.1 | 3909 | -0.001 | 95 | 60 | 0 | 0.99 | Ambient | 15000 |  |  | 60000 | 0.01 | 13 | 12 | 0.38 | 0.02 | 0.01 | 0.01 | 0.01 | 0.01 | 0.99 | 0.08 | 0.06 | 0.04 | 0.04 | 0.02 | 0.99 | 0.41 | 0.36 | 0.25 | 0.13 | 0.11 | True | False | Non Federally-Regulated | 11/20/2023 |  | 11/29/2023
Senso Lighting Inc | Leto 11 | 695-A90-645-40-20-**-**-** | Light Emitting Diode | Inseparable Luminaire | Direct Wired | 0-10 VDC Controls | 57 | 3909 | -0.0013 | 95 | 60 | 0 | 0.99 | Ambient | 15000 |  |  | 60000 | 0.01 | 13 | 12 | 0.33 | 0.14 | 0.12 | 0.08 | 0.02 | 0 | 0.3 | 0.01 | 0 | 0 | 0 | 0 | 0.3 | 0.05 | 0.02 | 0.01 | 0.01 | 0 | True | False | Non Federally-Regulated | 11/20/2023 |  | 11/29/2023
Senso Lighting Inc | Leto 11 | 695-A90-645-40-30-**-**-** | Light Emitting Diode | Inseparable Luminaire | Direct Wired | 0-10 VDC Controls | 56.2 | 3909 | -0.0031 | 95 | 60 | 0 | 0.99 | Ambient | 15000 |  |  | 60000 | 0.05 | 12 | 13 | 0.39 | 0.05 | 0.02 | 0.02 | 0.01 | 0.01 | 0.35 | 0.02 | 0.01 | 0.01 | 0.01 | 0.01 | 0.67 | 0.03 | 0.01 | 0.01 | 0.01 | 0 | True | False | Non Federally-Regulated | 11/20/2023 |  | 11/29/2023
Senso Lighting Inc | Leto 11 | 695-A90-645-40-35-**-**-** | Light Emitting Diode | Inseparable Luminaire | Direct Wired | 0-10 VDC Controls | 55.2 | 3909 | -0.0038 | 95 | 60 | 0 | 0.99 | Ambient | 15000 |  |  | 60000 | 0.05 | 12 | 13 | 0.39 | 0.05 | 0.02 | 0.02 | 0.01 | 0.01 | 0.35 | 0.02 | 0.01 | 0.01 | 0.01 | 0.01 | 0.67 | 0.03 | 0.01 | 0.01 | 0.01 | 0 | True | False | Non Federally-Regulated | 11/20/2023 |  | 11/29/2023
Senso Lighting Inc | Leto 11 | 695-A90-660-25-07-**-**-** | Light Emitting Diode | Inseparable Luminaire | Direct Wired | 0-10 VDC Controls | 54.4 | 2427 | -0.0006 | 93 | 73 | 0 | 0.94 | Ambient | 15000 |  |  | 60000 | 0.03 | 12 | 13 | 0.37 | 0.02 | 0.01 | 0.01 | 0.01 | 0.01 | 0.99 | 0.03 | 0.01 | 0.01 | 0.01 | 0 | 0.99 | 0.32 | 0.23 | 0.15 | 0.05 | 0.02 | True | False | Non Federally-Regulated | 11/20/2023 |  | 11/29/2023
Senso Lighting Inc | Leto 11 | 695-A90-660-25-10-**-**-** | Light Emitting Diode | Inseparable Luminaire | Direct Wired | 0-10 VDC Controls | 52.8 | 2421 | -0.0006 | 93 | 71 | 0 | 0.99 | Ambient | 15000 |  |  | 60000 | 0.01 | 13 | 12 | 0.38 | 0.02 | 0.01 | 0.01 | 0.01 | 0.01 | 0.99 | 0.08 | 0.06 | 0.04 | 0.04 | 0.02 | 0.99 | 0.41 | 0.36 | 0.25 | 0.13 | 0.11 | True | False | Non Federally-Regulated | 11/20/2023 |  | 11/29/2023
Senso Lighting Inc | Leto 11 | 695-A90-660-25-15-**-**-** | Light Emitting Diode | Inseparable Luminaire | Direct Wired | 0-10 VDC Controls | 50.1 | 2411 | -0.0008 | 93 | 69 | 0 | 0.99 | Ambient | 15000 |  |  | 60000 | 0.01 | 13 | 12 | 0.38 | 0.02 | 0.01 | 0.01 | 0.01 | 0.01 | 0.99 | 0.08 | 0.06 | 0.04 | 0.04 | 0.02 | 0.99 | 0.41 | 0.36 | 0.25 | 0.13 | 0.11 | True | False | Non Federally-Regulated | 11/20/2023 |  | 11/29/2023
Senso Lighting Inc | Leto 11 | 695-A90-660-25-20-**-**-** | Light Emitting Diode | Inseparable Luminaire | Direct Wired | 0-10 VDC Controls | 48.3 | 2395 | -0.001 | 93 | 67 | 0 | 0.99 | Ambient | 15000 |  |  | 60000 | 0.01 | 13 | 12 | 0.33 | 0.14 | 0.12 | 0.08 | 0.02 | 0 | 0.3 | 0.01 | 0 | 0 | 0 | 0 | 0.3 | 0.05 | 0.02 | 0.01 | 0.01 | 0 | True | False | Non Federally-Regulated | 11/20/2023 |  | 11/29/2023
Senso Lighting Inc | Leto 11 | 695-A90-660-25-30-**-**-** | Light Emitting Diode | Inseparable Luminaire | Direct Wired | 0-10 VDC Controls | 47.6 | 2425 | -0.0025 | 93 | 68 | 0 | 0.99 | Ambient | 15000 |  |  | 60000 | 0.05 | 12 | 13 | 0.39 | 0.05 | 0.02 | 0.02 | 0.01 | 0.01 | 0.35 | 0.02 | 0.01 | 0.01 | 0.01 | 0.01 | 0.67 | 0.03 | 0.01 | 0.01 | 0.01 | 0 | True | False | Non Federally-Regulated | 11/20/2023 |  | 11/29/2023
Senso Lighting Inc | Leto 11 | 695-A90-660-25-35-**-**-** | Light Emitting Diode | Inseparable Luminaire | Direct Wired | 0-10 VDC Controls | 46.8 | 2420 | -0.0026 | 93 | 67 | 0 | 0.99 | Ambient | 15000 |  |  | 60000 | 0.05 | 12 | 13 | 0.39 | 0.05 | 0.02 | 0.02 | 0.01 | 0.01 | 0.35 | 0.02 | 0.01 | 0.01 | 0.01 | 0.01 | 0.67 | 0.03 | 0.01 | 0.01 | 0.01 | 0 | True | False | Non Federally-Regulated | 11/20/2023 |  | 11/29/2023
Senso Lighting Inc | Leto 11 | 695-A90-660-27-07-**-**-** | Light Emitting Diode | Inseparable Luminaire | Direct Wired | 0-10 VDC Controls | 58.1 | 2700 | -0.0006 | 93 | 70 | 0 | 0.94 | Ambient | 15000 |  |  | 60000 | 0.03 | 12 | 13 | 0.37 | 0.02 | 0.01 | 0.01 | 0.01 | 0.01 | 0.99 | 0.03 | 0.01 | 0.01 | 0.01 | 0 | 0.99 | 0.32 | 0.23 | 0.15 | 0.05 | 0.02 | True | False | Non Federally-Regulated | 11/20/2023 |  | 11/29/2023
Senso Lighting Inc | Leto 11 | 695-A90-660-27-10-**-**-** | Light Emitting Diode | Inseparable Luminaire | Direct Wired | 0-10 VDC Controls | 56.5 | 2700 | -0.0006 | 93 | 70 | 0 | 0.99 | Ambient | 15000 |  |  | 60000 | 0.01 | 13 | 12 | 0.38 | 0.02 | 0.01 | 0.01 | 0.01 | 0.01 | 0.99 | 0.08 | 0.06 | 0.04 | 0.04 | 0.02 | 0.99 | 0.41 | 0.36 | 0.25 | 0.13 | 0.11 | True | False | Non Federally-Regulated | 11/20/2023 |  | 11/29/2023
Senso Lighting Inc | Leto 11 | 695-A90-660-27-15-**-**-** | Light Emitting Diode | Inseparable Luminaire | Direct Wired | 0-10 VDC Controls | 53.6 | 2700 | -0.0008 | 93 | 70 | 0 | 0.99 | Ambient | 15000 |  |  | 60000 | 0.01 | 13 | 12 | 0.38 | 0.02 | 0.01 | 0.01 | 0.01 | 0.01 | 0.99 | 0.08 | 0.06 | 0.04 | 0.04 | 0.02 | 0.99 | 0.41 | 0.36 | 0.25 | 0.13 | 0.11 | True | False | Non Federally-Regulated | 11/20/2023 |  | 11/29/2023
Senso Lighting Inc | Leto 11 | 695-A90-660-27-20-**-**-** | Light Emitting Diode | Inseparable Luminaire | Direct Wired | 0-10 VDC Controls | 51.7 | 2700 | -0.001 | 93 | 70 | 0 | 0.99 | Ambient | 15000 |  |  | 60000 | 0.01 | 13 | 12 | 0.33 | 0.14 | 0.12 | 0.08 | 0.02 | 0 | 0.3 | 0.01 | 0 | 0 | 0 | 0 | 0.3 | 0.05 | 0.02 | 0.01 | 0.01 | 0 | True | False | Non Federally-Regulated | 11/20/2023 |  | 11/29/2023
Senso Lighting Inc | Leto 11 | 695-A90-660-27-30-**-**-** | Light Emitting Diode | Inseparable Luminaire | Direct Wired | 0-10 VDC Controls | 50.9 | 2700 | -0.0025 | 93 | 70 | 0 | 0.99 | Ambient | 15000 |  |  | 60000 | 0.05 | 12 | 13 | 0.39 | 0.05 | 0.02 | 0.02 | 0.01 | 0.01 | 0.35 | 0.02 | 0.01 | 0.01 | 0.01 | 0.01 | 0.67 | 0.03 | 0.01 | 0.01 | 0.01 | 0 | True | False | Non Federally-Regulated | 11/20/2023 |  | 11/29/2023
Senso Lighting Inc | Leto 11 | 695-A90-660-27-35-**-**-** | Light Emitting Diode | Inseparable Luminaire | Direct Wired | 0-10 VDC Controls | 50 | 2700 | -0.0026 | 93 | 68 | 0 | 0.99 | Ambient | 15000 |  |  | 60000 | 0.05 | 12 | 13 | 0.39 | 0.05 | 0.02 | 0.02 | 0.01 | 0.01 | 0.35 | 0.02 | 0.01 | 0.01 | 0.01 | 0.01 | 0.67 | 0.03 | 0.01 | 0.01 | 0.01 | 0 | True | False | Non Federally-Regulated | 11/20/2023 |  | 11/29/2023
Senso Lighting Inc | Leto 11 | 695-A90-660-30-07-**-**-** | Light Emitting Diode | Inseparable Luminaire | Direct Wired | 0-10 VDC Controls | 60.3 | 3000 | -0.0006 | 94 | 68 | 0 | 0.94 | Ambient | 15000 |  |  | 60000 | 0.03 | 12 | 13 | 0.37 | 0.02 | 0.01 | 0.01 | 0.01 | 0.01 | 0.99 | 0.03 | 0.01 | 0.01 | 0.01 | 0 | 0.99 | 0.32 | 0.23 | 0.15 | 0.05 | 0.02 | True | False | Non Federally-Regulated | 11/20/2023 |  | 11/29/2023
Senso Lighting Inc | Leto 11 | 695-A90-660-30-10-**-**-** | Light Emitting Diode | Inseparable Luminaire | Direct Wired | 0-10 VDC Controls | 58.6 | 3000 | -0.0006 | 94 | 68 | 0 | 0.99 | Ambient | 15000 |  |  | 60000 | 0.01 | 13 | 12 | 0.38 | 0.02 | 0.01 | 0.01 | 0.01 | 0.01 | 0.99 | 0.08 | 0.06 | 0.04 | 0.04 | 0.02 | 0.99 | 0.41 | 0.36 | 0.25 | 0.13 | 0.11 | True | False | Non Federally-Regulated | 11/20/2023 |  | 11/29/2023
Senso Lighting Inc | Leto 11 | 695-A90-660-30-15-**-**-** | Light Emitting Diode | Inseparable Luminaire | Direct Wired | 0-10 VDC Controls | 55.6 | 3000 | -0.0008 | 94 | 68 | 0 | 0.99 | Ambient | 15000 |  |  | 60000 | 0.01 | 13 | 12 | 0.38 | 0.02 | 0.01 | 0.01 | 0.01 | 0.01 | 0.99 | 0.08 | 0.06 | 0.04 | 0.04 | 0.02 | 0.99 | 0.41 | 0.36 | 0.25 | 0.13 | 0.11 | True | False | Non Federally-Regulated | 11/20/2023 |  | 11/29/2023
Senso Lighting Inc | Leto 11 | 695-A90-660-30-20-**-**-** | Light Emitting Diode | Inseparable Luminaire | Direct Wired | 0-10 VDC Controls | 53.6 | 3000 | -0.001 | 94 | 68 | 0 | 0.99 | Ambient | 15000 |  |  | 60000 | 0.01 | 13 | 12 | 0.33 | 0.14 | 0.12 | 0.08 | 0.02 | 0 | 0.3 | 0.01 | 0 | 0 | 0 | 0 | 0.3 | 0.05 | 0.02 | 0.01 | 0.01 | 0 | True | False | Non Federally-Regulated | 11/20/2023 |  | 11/29/2023
Senso Lighting Inc | Leto 11 | 695-A90-660-30-30-**-**-** | Light Emitting Diode | Inseparable Luminaire | Direct Wired | 0-10 VDC Controls | 52.9 | 3000 | -0.0025 | 94 | 68 | 0 | 0.99 | Ambient | 15000 |  |  | 60000 | 0.05 | 12 | 13 | 0.39 | 0.05 | 0.02 | 0.02 | 0.01 | 0.01 | 0.35 | 0.02 | 0.01 | 0.01 | 0.01 | 0.01 | 0.67 | 0.03 | 0.01 | 0.01 | 0.01 | 0 | True | False | Non Federally-Regulated | 11/20/2023 |  | 11/29/2023
Senso Lighting Inc | Leto 11 | 695-A90-660-30-35-**-**-** | Light Emitting Diode | Inseparable Luminaire | Direct Wired | 0-10 VDC Controls | 51.9 | 3000 | -0.0026 | 94 | 64 | 0 | 0.99 | Ambient | 15000 |  |  | 60000 | 0.05 | 12 | 13 | 0.39 | 0.05 | 0.02 | 0.02 | 0.01 | 0.01 | 0.35 | 0.02 | 0.01 | 0.01 | 0.01 | 0.01 | 0.67 | 0.03 | 0.01 | 0.01 | 0.01 | 0 | True | False | Non Federally-Regulated | 11/20/2023 |  | 11/29/2023
Senso Lighting Inc | Leto 11 | 695-A90-660-35-07-**-**-** | Light Emitting Diode | Inseparable Luminaire | Direct Wired | 0-10 VDC Controls | 63 | 3500 | -0.0007 | 94 | 64 | 0 | 0.94 | Ambient | 15000 |  |  | 60000 | 0.03 | 12 | 13 | 0.37 | 0.02 | 0.01 | 0.01 | 0.01 | 0.01 | 0.99 | 0.03 | 0.01 | 0.01 | 0.01 | 0 | 0.99 | 0.32 | 0.23 | 0.15 | 0.05 | 0.02 | True | False | Non Federally-Regulated | 11/20/2023 |  | 11/29/2023
Senso Lighting Inc | Leto 11 | 695-A90-660-35-10-**-**-** | Light Emitting Diode | Inseparable Luminaire | Direct Wired | 0-10 VDC Controls | 61.2 | 3500 | -0.0007 | 94 | 64 | 0 | 0.99 | Ambient | 15000 |  |  | 60000 | 0.01 | 13 | 12 | 0.38 | 0.02 | 0.01 | 0.01 | 0.01 | 0.01 | 0.99 | 0.08 | 0.06 | 0.04 | 0.04 | 0.02 | 0.99 | 0.41 | 0.36 | 0.25 | 0.13 | 0.11 | True | False | Non Federally-Regulated | 11/20/2023 |  | 11/29/2023
Senso Lighting Inc | Leto 11 | 695-A90-660-35-15-**-**-** | Light Emitting Diode | Inseparable Luminaire | Direct Wired | 0-10 VDC Controls | 58.1 | 3500 | -0.0009 | 94 | 64 | 0 | 0.99 | Ambient | 15000 |  |  | 60000 | 0.01 | 13 | 12 | 0.38 | 0.02 | 0.01 | 0.01 | 0.01 | 0.01 | 0.99 | 0.08 | 0.06 | 0.04 | 0.04 | 0.02 | 0.99 | 0.41 | 0.36 | 0.25 | 0.13 | 0.11 | True | False | Non Federally-Regulated | 11/20/2023 |  | 11/29/2023
Senso Lighting Inc | Leto 11 | 695-A90-660-35-20-**-**-** | Light Emitting Diode | Inseparable Luminaire | Direct Wired | 0-10 VDC Controls | 56 | 3500 | -0.0012 | 94 | 64 | 0 | 0.99 | Ambient | 15000 |  |  | 60000 | 0.01 | 13 | 12 | 0.33 | 0.14 | 0.12 | 0.08 | 0.02 | 0 | 0.3 | 0.01 | 0 | 0 | 0 | 0 | 0.3 | 0.05 | 0.02 | 0.01 | 0.01 | 0 | True | False | Non Federally-Regulated | 11/20/2023 |  | 11/29/2023
Senso Lighting Inc | Leto 11 | 695-A90-660-35-30-**-**-** | Light Emitting Diode | Inseparable Luminaire | Direct Wired | 0-10 VDC Controls | 55.2 | 3500 | -0.0028 | 94 | 64 | 0 | 0.99 | Ambient | 15000 |  |  | 60000 | 0.05 | 12 | 13 | 0.39 | 0.05 | 0.02 | 0.02 | 0.01 | 0.01 | 0.35 | 0.02 | 0.01 | 0.01 | 0.01 | 0.01 | 0.67 | 0.03 | 0.01 | 0.01 | 0.01 | 0 | True | False | Non Federally-Regulated | 11/20/2023 |  | 11/29/2023
Senso Lighting Inc | Leto 11 | 695-A90-660-35-35-**-**-** | Light Emitting Diode | Inseparable Luminaire | Direct Wired | 0-10 VDC Controls | 54.3 | 3500 | -0.0032 | 94 | 64 | 0 | 0.99 | Ambient | 15000 |  |  | 60000 | 0.05 | 12 | 13 | 0.39 | 0.05 | 0.02 | 0.02 | 0.01 | 0.01 | 0.35 | 0.02 | 0.01 | 0.01 | 0.01 | 0.01 | 0.67 | 0.03 | 0.01 | 0.01 | 0.01 | 0 | True | False | Non Federally-Regulated | 11/20/2023 |  | 11/29/2023
Senso Lighting Inc | Leto 11 | 695-A90-660-40-07-**-**-** | Light Emitting Diode | Inseparable Luminaire | Direct Wired | 0-10 VDC Controls | 64.1 | 3909 | -0.0008 | 95 | 60 | 0 | 0.94 | Ambient | 15000 |  |  | 60000 | 0.03 | 12 | 13 | 0.37 | 0.02 | 0.01 | 0.01 | 0.01 | 0.01 | 0.99 | 0.03 | 0.01 | 0.01 | 0.01 | 0 | 0.99 | 0.32 | 0.23 | 0.15 | 0.05 | 0.02 | True | False | Non Federally-Regulated | 11/20/2023 |  | 11/29/2023
Senso Lighting Inc | Leto 11 | 695-A90-660-40-10-**-**-** | Light Emitting Diode | Inseparable Luminaire | Direct Wired | 0-10 VDC Controls | 62.3 | 3909 | -0.0008 | 95 | 60 | 0 | 0.99 | Ambient | 15000 |  |  | 60000 | 0.01 | 13 | 12 | 0.38 | 0.02 | 0.01 | 0.01 | 0.01 | 0.01 | 0.99 | 0.08 | 0.06 | 0.04 | 0.04 | 0.02 | 0.99 | 0.41 | 0.36 | 0.25 | 0.13 | 0.11 | True | False | Non Federally-Regulated | 11/20/2023 |  | 11/29/2023
Senso Lighting Inc | Leto 11 | 695-A90-660-40-15-**-**-** | Light Emitting Diode | Inseparable Luminaire | Direct Wired | 0-10 VDC Controls | 59.1 | 3909 | -0.001 | 95 | 60 | 0 | 0.99 | Ambient | 15000 |  |  | 60000 | 0.01 | 13 | 12 | 0.38 | 0.02 | 0.01 | 0.01 | 0.01 | 0.01 | 0.99 | 0.08 | 0.06 | 0.04 | 0.04 | 0.02 | 0.99 | 0.41 | 0.36 | 0.25 | 0.13 | 0.11 | True | False | Non Federally-Regulated | 11/20/2023 |  | 11/29/2023
Senso Lighting Inc | Leto 11 | 695-A90-660-40-20-**-**-** | Light Emitting Diode | Inseparable Luminaire | Direct Wired | 0-10 VDC Controls | 57 | 3909 | -0.0013 | 95 | 60 | 0 | 0.99 | Ambient | 15000 |  |  | 60000 | 0.01 | 13 | 12 | 0.33 | 0.14 | 0.12 | 0.08 | 0.02 | 0 | 0.3 | 0.01 | 0 | 0 | 0 | 0 | 0.3 | 0.05 | 0.02 | 0.01 | 0.01 | 0 | True | False | Non Federally-Regulated | 11/20/2023 |  | 11/29/2023
Senso Lighting Inc | Leto 11 | 695-A90-660-40-30-**-**-** | Light Emitting Diode | Inseparable Luminaire | Direct Wired | 0-10 VDC Controls | 56.2 | 3909 | -0.0031 | 95 | 60 | 0 | 0.99 | Ambient | 15000 |  |  | 60000 | 0.05 | 12 | 13 | 0.39 | 0.05 | 0.02 | 0.02 | 0.01 | 0.01 | 0.35 | 0.02 | 0.01 | 0.01 | 0.01 | 0.01 | 0.67 | 0.03 | 0.01 | 0.01 | 0.01 | 0 | True | False | Non Federally-Regulated | 11/20/2023 |  | 11/29/2023
Senso Lighting Inc | Leto 11 | 695-A90-660-40-35-**-**-** | Light Emitting Diode | Inseparable Luminaire | Direct Wired | 0-10 VDC Controls | 55.2 | 3909 | -0.0038 | 95 | 60 | 0 | 0.99 | Ambient | 15000 |  |  | 60000 | 0.05 | 12 | 13 | 0.39 | 0.05 | 0.02 | 0.02 | 0.01 | 0.01 | 0.35 | 0.02 | 0.01 | 0.01 | 0.01 | 0.01 | 0.67 | 0.03 | 0.01 | 0.01 | 0.01 | 0 | True | False | Non Federally-Regulated | 11/20/2023 |  | 11/29/2023
Senso Lighting Inc | Leto 11 | 695-A90-728-25-07-**-**-** | Light Emitting Diode | Inseparable Luminaire | Direct Wired | 0-10 VDC Controls | 54.4 | 2427 | -0.0006 | 93 | 73 | 0 | 0.94 | Ambient | 15000 |  |  | 60000 | 0.03 | 12 | 13 | 0.37 | 0.02 | 0.01 | 0.01 | 0.01 | 0.01 | 0.99 | 0.03 | 0.01 | 0.01 | 0.01 | 0 | 0.99 | 0.32 | 0.23 | 0.15 | 0.05 | 0.02 | True | False | Non Federally-Regulated | 11/20/2023 |  | 11/29/2023
Senso Lighting Inc | Leto 11 | 695-A90-728-25-10-**-**-** | Light Emitting Diode | Inseparable Luminaire | Direct Wired | 0-10 VDC Controls | 52.8 | 2421 | -0.0006 | 93 | 71 | 0 | 0.99 | Ambient | 15000 |  |  | 60000 | 0.01 | 13 | 12 | 0.38 | 0.02 | 0.01 | 0.01 | 0.01 | 0.01 | 0.99 | 0.08 | 0.06 | 0.04 | 0.04 | 0.02 | 0.99 | 0.41 | 0.36 | 0.25 | 0.13 | 0.11 | True | False | Non Federally-Regulated | 11/20/2023 |  | 11/29/2023
Senso Lighting Inc | Leto 11 | 695-A90-728-25-15-**-**-** | Light Emitting Diode | Inseparable Luminaire | Direct Wired | 0-10 VDC Controls | 50.1 | 2411 | -0.0008 | 93 | 69 | 0 | 0.99 | Ambient | 15000 |  |  | 60000 | 0.01 | 13 | 12 | 0.38 | 0.02 | 0.01 | 0.01 | 0.01 | 0.01 | 0.99 | 0.08 | 0.06 | 0.04 | 0.04 | 0.02 | 0.99 | 0.41 | 0.36 | 0.25 | 0.13 | 0.11 | True | False | Non Federally-Regulated | 11/20/2023 |  | 11/29/2023
Senso Lighting Inc | Leto 11 | 695-A90-728-25-20-**-**-** | Light Emitting Diode | Inseparable Luminaire | Direct Wired | 0-10 VDC Controls | 48.3 | 2395 | -0.001 | 93 | 67 | 0 | 0.99 | Ambient | 15000 |  |  | 60000 | 0.01 | 13 | 12 | 0.33 | 0.14 | 0.12 | 0.08 | 0.02 | 0 | 0.3 | 0.01 | 0 | 0 | 0 | 0 | 0.3 | 0.05 | 0.02 | 0.01 | 0.01 | 0 | True | False | Non Federally-Regulated | 11/20/2023 |  | 11/29/2023
Senso Lighting Inc | Leto 11 | 695-A90-728-25-30-**-**-** | Light Emitting Diode | Inseparable Luminaire | Direct Wired | 0-10 VDC Controls | 47.6 | 2425 | -0.0025 | 93 | 68 | 0 | 0.99 | Ambient | 15000 |  |  | 60000 | 0.05 | 12 | 13 | 0.39 | 0.05 | 0.02 | 0.02 | 0.01 | 0.01 | 0.35 | 0.02 | 0.01 | 0.01 | 0.01 | 0.01 | 0.67 | 0.03 | 0.01 | 0.01 | 0.01 | 0 | True | False | Non Federally-Regulated | 11/20/2023 |  | 11/29/2023
Senso Lighting Inc | Leto 11 | 695-A90-728-25-35-**-**-** | Light Emitting Diode | Inseparable Luminaire | Direct Wired | 0-10 VDC Controls | 46.8 | 2420 | -0.0026 | 93 | 67 | 0 | 0.99 | Ambient | 15000 |  |  | 60000 | 0.05 | 12 | 13 | 0.39 | 0.05 | 0.02 | 0.02 | 0.01 | 0.01 | 0.35 | 0.02 | 0.01 | 0.01 | 0.01 | 0.01 | 0.67 | 0.03 | 0.01 | 0.01 | 0.01 | 0 | True | False | Non Federally-Regulated | 11/20/2023 |  | 11/29/2023
Senso Lighting Inc | Leto 11 | 695-A90-728-27-07-**-**-** | Light Emitting Diode | Inseparable Luminaire | Direct Wired | 0-10 VDC Controls | 58.1 | 2700 | -0.0006 | 93 | 70 | 0 | 0.94 | Ambient | 15000 |  |  | 60000 | 0.03 | 12 | 13 | 0.37 | 0.02 | 0.01 | 0.01 | 0.01 | 0.01 | 0.99 | 0.03 | 0.01 | 0.01 | 0.01 | 0 | 0.99 | 0.32 | 0.23 | 0.15 | 0.05 | 0.02 | True | False | Non Federally-Regulated | 11/20/2023 |  | 11/29/2023
Senso Lighting Inc | Leto 11 | 695-A90-728-27-10-**-**-** | Light Emitting Diode | Inseparable Luminaire | Direct Wired | 0-10 VDC Controls | 56.5 | 2700 | -0.0006 | 93 | 70 | 0 | 0.99 | Ambient | 15000 |  |  | 60000 | 0.01 | 13 | 12 | 0.38 | 0.02 | 0.01 | 0.01 | 0.01 | 0.01 | 0.99 | 0.08 | 0.06 | 0.04 | 0.04 | 0.02 | 0.99 | 0.41 | 0.36 | 0.25 | 0.13 | 0.11 | True | False | Non Federally-Regulated | 11/20/2023 |  | 11/29/2023
Senso Lighting Inc | Leto 11 | 695-A90-728-27-15-**-**-** | Light Emitting Diode | Inseparable Luminaire | Direct Wired | 0-10 VDC Controls | 53.6 | 2700 | -0.0008 | 93 | 70 | 0 | 0.99 | Ambient | 15000 |  |  | 60000 | 0.01 | 13 | 12 | 0.38 | 0.02 | 0.01 | 0.01 | 0.01 | 0.01 | 0.99 | 0.08 | 0.06 | 0.04 | 0.04 | 0.02 | 0.99 | 0.41 | 0.36 | 0.25 | 0.13 | 0.11 | True | False | Non Federally-Regulated | 11/20/2023 |  | 11/29/2023
Senso Lighting Inc | Leto 11 | 695-A90-728-27-20-**-**-** | Light Emitting Diode | Inseparable Luminaire | Direct Wired | 0-10 VDC Controls | 51.7 | 2700 | -0.001 | 93 | 70 | 0 | 0.99 | Ambient | 15000 |  |  | 60000 | 0.01 | 13 | 12 | 0.33 | 0.14 | 0.12 | 0.08 | 0.02 | 0 | 0.3 | 0.01 | 0 | 0 | 0 | 0 | 0.3 | 0.05 | 0.02 | 0.01 | 0.01 | 0 | True | False | Non Federally-Regulated | 11/20/2023 |  | 11/29/2023
Senso Lighting Inc | Leto 11 | 695-A90-728-27-30-**-**-** | Light Emitting Diode | Inseparable Luminaire | Direct Wired | 0-10 VDC Controls | 50.9 | 2700 | -0.0025 | 93 | 70 | 0 | 0.99 | Ambient | 15000 |  |  | 60000 | 0.05 | 12 | 13 | 0.39 | 0.05 | 0.02 | 0.02 | 0.01 | 0.01 | 0.35 | 0.02 | 0.01 | 0.01 | 0.01 | 0.01 | 0.67 | 0.03 | 0.01 | 0.01 | 0.01 | 0 | True | False | Non Federally-Regulated | 11/20/2023 |  | 11/29/2023
Senso Lighting Inc | Leto 11 | 695-A90-728-27-35-**-**-** | Light Emitting Diode | Inseparable Luminaire | Direct Wired | 0-10 VDC Controls | 50 | 2700 | -0.0026 | 93 | 68 | 0 | 0.99 | Ambient | 15000 |  |  | 60000 | 0.05 | 12 | 13 | 0.39 | 0.05 | 0.02 | 0.02 | 0.01 | 0.01 | 0.35 | 0.02 | 0.01 | 0.01 | 0.01 | 0.01 | 0.67 | 0.03 | 0.01 | 0.01 | 0.01 | 0 | True | False | Non Federally-Regulated | 11/20/2023 |  | 11/29/2023
Senso Lighting Inc | Leto 11 | 695-A90-728-30-07-**-**-** | Light Emitting Diode | Inseparable Luminaire | Direct Wired | 0-10 VDC Controls | 60.3 | 3000 | -0.0006 | 94 | 68 | 0 | 0.94 | Ambient | 15000 |  |  | 60000 | 0.03 | 12 | 13 | 0.37 | 0.02 | 0.01 | 0.01 | 0.01 | 0.01 | 0.99 | 0.03 | 0.01 | 0.01 | 0.01 | 0 | 0.99 | 0.32 | 0.23 | 0.15 | 0.05 | 0.02 | True | False | Non Federally-Regulated | 11/20/2023 |  | 11/29/2023
Senso Lighting Inc | Leto 11 | 695-A90-728-30-10-**-**-** | Light Emitting Diode | Inseparable Luminaire | Direct Wired | 0-10 VDC Controls | 58.6 | 3000 | -0.0006 | 94 | 68 | 0 | 0.99 | Ambient | 15000 |  |  | 60000 | 0.01 | 13 | 12 | 0.38 | 0.02 | 0.01 | 0.01 | 0.01 | 0.01 | 0.99 | 0.08 | 0.06 | 0.04 | 0.04 | 0.02 | 0.99 | 0.41 | 0.36 | 0.25 | 0.13 | 0.11 | True | False | Non Federally-Regulated | 11/20/2023 |  | 11/29/2023
Senso Lighting Inc | Leto 11 | 695-A90-728-30-15-**-**-** | Light Emitting Diode | Inseparable Luminaire | Direct Wired | 0-10 VDC Controls | 55.6 | 3000 | -0.0008 | 94 | 68 | 0 | 0.99 | Ambient | 15000 |  |  | 60000 | 0.01 | 13 | 12 | 0.38 | 0.02 | 0.01 | 0.01 | 0.01 | 0.01 | 0.99 | 0.08 | 0.06 | 0.04 | 0.04 | 0.02 | 0.99 | 0.41 | 0.36 | 0.25 | 0.13 | 0.11 | True | False | Non Federally-Regulated | 11/20/2023 |  | 11/29/2023
Senso Lighting Inc | Leto 11 | 695-A90-728-30-20-**-**-** | Light Emitting Diode | Inseparable Luminaire | Direct Wired | 0-10 VDC Controls | 53.6 | 3000 | -0.001 | 94 | 68 | 0 | 0.99 | Ambient | 15000 |  |  | 60000 | 0.01 | 13 | 12 | 0.33 | 0.14 | 0.12 | 0.08 | 0.02 | 0 | 0.3 | 0.01 | 0 | 0 | 0 | 0 | 0.3 | 0.05 | 0.02 | 0.01 | 0.01 | 0 | True | False | Non Federally-Regulated | 11/20/2023 |  | 11/29/2023
Senso Lighting Inc | Leto 11 | 695-A90-728-30-30-**-**-** | Light Emitting Diode | Inseparable Luminaire | Direct Wired | 0-10 VDC Controls | 52.9 | 3000 | -0.0025 | 94 | 68 | 0 | 0.99 | Ambient | 15000 |  |  | 60000 | 0.05 | 12 | 13 | 0.39 | 0.05 | 0.02 | 0.02 | 0.01 | 0.01 | 0.35 | 0.02 | 0.01 | 0.01 | 0.01 | 0.01 | 0.67 | 0.03 | 0.01 | 0.01 | 0.01 | 0 | True | False | Non Federally-Regulated | 11/20/2023 |  | 11/29/2023
Senso Lighting Inc | Leto 11 | 695-A90-728-30-35-**-**-** | Light Emitting Diode | Inseparable Luminaire | Direct Wired | 0-10 VDC Controls | 51.9 | 3000 | -0.0026 | 94 | 64 | 0 | 0.99 | Ambient | 15000 |  |  | 60000 | 0.05 | 12 | 13 | 0.39 | 0.05 | 0.02 | 0.02 | 0.01 | 0.01 | 0.35 | 0.02 | 0.01 | 0.01 | 0.01 | 0.01 | 0.67 | 0.03 | 0.01 | 0.01 | 0.01 | 0 | True | False | Non Federally-Regulated | 11/20/2023 |  | 11/29/2023
Senso Lighting Inc | Leto 11 | 695-A90-728-35-07-**-**-** | Light Emitting Diode | Inseparable Luminaire | Direct Wired | 0-10 VDC Controls | 63 | 3500 | -0.0007 | 94 | 64 | 0 | 0.94 | Ambient | 15000 |  |  | 60000 | 0.03 | 12 | 13 | 0.37 | 0.02 | 0.01 | 0.01 | 0.01 | 0.01 | 0.99 | 0.03 | 0.01 | 0.01 | 0.01 | 0 | 0.99 | 0.32 | 0.23 | 0.15 | 0.05 | 0.02 | True | False | Non Federally-Regulated | 11/20/2023 |  | 11/29/2023
Senso Lighting Inc | Leto 11 | 695-A90-728-35-10-**-**-** | Light Emitting Diode | Inseparable Luminaire | Direct Wired | 0-10 VDC Controls | 61.2 | 3500 | -0.0007 | 94 | 64 | 0 | 0.99 | Ambient | 15000 |  |  | 60000 | 0.01 | 13 | 12 | 0.38 | 0.02 | 0.01 | 0.01 | 0.01 | 0.01 | 0.99 | 0.08 | 0.06 | 0.04 | 0.04 | 0.02 | 0.99 | 0.41 | 0.36 | 0.25 | 0.13 | 0.11 | True | False | Non Federally-Regulated | 11/20/2023 |  | 11/29/2023
Senso Lighting Inc | Leto 11 | 695-A90-728-35-15-**-**-** | Light Emitting Diode | Inseparable Luminaire | Direct Wired | 0-10 VDC Controls | 58.1 | 3500 | -0.0009 | 94 | 64 | 0 | 0.99 | Ambient | 15000 |  |  | 60000 | 0.01 | 13 | 12 | 0.38 | 0.02 | 0.01 | 0.01 | 0.01 | 0.01 | 0.99 | 0.08 | 0.06 | 0.04 | 0.04 | 0.02 | 0.99 | 0.41 | 0.36 | 0.25 | 0.13 | 0.11 | True | False | Non Federally-Regulated | 11/20/2023 |  | 11/29/2023
Senso Lighting Inc | Leto 11 | 695-A90-728-35-20-**-**-** | Light Emitting Diode | Inseparable Luminaire | Direct Wired | 0-10 VDC Controls | 56 | 3500 | -0.0012 | 94 | 64 | 0 | 0.99 | Ambient | 15000 |  |  | 60000 | 0.01 | 13 | 12 | 0.33 | 0.14 | 0.12 | 0.08 | 0.02 | 0 | 0.3 | 0.01 | 0 | 0 | 0 | 0 | 0.3 | 0.05 | 0.02 | 0.01 | 0.01 | 0 | True | False | Non Federally-Regulated | 11/20/2023 |  | 11/29/2023
Senso Lighting Inc | Leto 11 | 695-A90-728-35-30-**-**-** | Light Emitting Diode | Inseparable Luminaire | Direct Wired | 0-10 VDC Controls | 55.2 | 3500 | -0.0028 | 94 | 64 | 0 | 0.99 | Ambient | 15000 |  |  | 60000 | 0.05 | 12 | 13 | 0.39 | 0.05 | 0.02 | 0.02 | 0.01 | 0.01 | 0.35 | 0.02 | 0.01 | 0.01 | 0.01 | 0.01 | 0.67 | 0.03 | 0.01 | 0.01 | 0.01 | 0 | True | False | Non Federally-Regulated | 11/20/2023 |  | 11/29/2023
Senso Lighting Inc | Leto 11 | 695-A90-728-35-35-**-**-** | Light Emitting Diode | Inseparable Luminaire | Direct Wired | 0-10 VDC Controls | 54.3 | 3500 | -0.0032 | 94 | 64 | 0 | 0.99 | Ambient | 15000 |  |  | 60000 | 0.05 | 12 | 13 | 0.39 | 0.05 | 0.02 | 0.02 | 0.01 | 0.01 | 0.35 | 0.02 | 0.01 | 0.01 | 0.01 | 0.01 | 0.67 | 0.03 | 0.01 | 0.01 | 0.01 | 0 | True | False | Non Federally-Regulated | 11/20/2023 |  | 11/29/2023
Senso Lighting Inc | Leto 11 | 695-A90-728-40-07-**-**-** | Light Emitting Diode | Inseparable Luminaire | Direct Wired | 0-10 VDC Controls | 64.1 | 3909 | -0.0008 | 95 | 60 | 0 | 0.94 | Ambient | 15000 |  |  | 60000 | 0.03 | 12 | 13 | 0.37 | 0.02 | 0.01 | 0.01 | 0.01 | 0.01 | 0.99 | 0.03 | 0.01 | 0.01 | 0.01 | 0 | 0.99 | 0.32 | 0.23 | 0.15 | 0.05 | 0.02 | True | False | Non Federally-Regulated | 11/20/2023 |  | 11/29/2023
Senso Lighting Inc | Leto 11 | 695-A90-728-40-10-**-**-** | Light Emitting Diode | Inseparable Luminaire | Direct Wired | 0-10 VDC Controls | 62.3 | 3909 | -0.0008 | 95 | 60 | 0 | 0.99 | Ambient | 15000 |  |  | 60000 | 0.01 | 13 | 12 | 0.38 | 0.02 | 0.01 | 0.01 | 0.01 | 0.01 | 0.99 | 0.08 | 0.06 | 0.04 | 0.04 | 0.02 | 0.99 | 0.41 | 0.36 | 0.25 | 0.13 | 0.11 | True | False | Non Federally-Regulated | 11/20/2023 |  | 11/29/2023
Senso Lighting Inc | Leto 11 | 695-A90-728-40-15-**-**-** | Light Emitting Diode | Inseparable Luminaire | Direct Wired | 0-10 VDC Controls | 59.1 | 3909 | -0.001 | 95 | 60 | 0 | 0.99 | Ambient | 15000 |  |  | 60000 | 0.01 | 13 | 12 | 0.38 | 0.02 | 0.01 | 0.01 | 0.01 | 0.01 | 0.99 | 0.08 | 0.06 | 0.04 | 0.04 | 0.02 | 0.99 | 0.41 | 0.36 | 0.25 | 0.13 | 0.11 | True | False | Non Federally-Regulated | 11/20/2023 |  | 11/29/2023
Senso Lighting Inc | Leto 11 | 695-A90-728-40-20-**-**-** | Light Emitting Diode | Inseparable Luminaire | Direct Wired | 0-10 VDC Controls | 57 | 3909 | -0.0013 | 95 | 60 | 0 | 0.99 | Ambient | 15000 |  |  | 60000 | 0.01 | 13 | 12 | 0.33 | 0.14 | 0.12 | 0.08 | 0.02 | 0 | 0.3 | 0.01 | 0 | 0 | 0 | 0 | 0.3 | 0.05 | 0.02 | 0.01 | 0.01 | 0 | True | False | Non Federally-Regulated | 11/20/2023 |  | 11/29/2023
Senso Lighting Inc | Leto 11 | 695-A90-728-40-30-**-**-** | Light Emitting Diode | Inseparable Luminaire | Direct Wired | 0-10 VDC Controls | 56.2 | 3909 | -0.0031 | 95 | 60 | 0 | 0.99 | Ambient | 15000 |  |  | 60000 | 0.05 | 12 | 13 | 0.39 | 0.05 | 0.02 | 0.02 | 0.01 | 0.01 | 0.35 | 0.02 | 0.01 | 0.01 | 0.01 | 0.01 | 0.67 | 0.03 | 0.01 | 0.01 | 0.01 | 0 | True | False | Non Federally-Regulated | 11/20/2023 |  | 11/29/2023
Senso Lighting Inc | Leto 11 | 695-A90-728-40-35-**-**-** | Light Emitting Diode | Inseparable Luminaire | Direct Wired | 0-10 VDC Controls | 55.2 | 3909 | -0.0038 | 95 | 60 | 0 | 0.99 | Ambient | 15000 |  |  | 60000 | 0.05 | 12 | 13 | 0.39 | 0.05 | 0.02 | 0.02 | 0.01 | 0.01 | 0.35 | 0.02 | 0.01 | 0.01 | 0.01 | 0.01 | 0.67 | 0.03 | 0.01 | 0.01 | 0.01 | 0 | True | False | Non Federally-Regulated | 11/20/2023 |  | 11/29/2023
Senso Lighting Inc | Leto 11 | 695-A90-748-25-07-**-**-** | Light Emitting Diode | Inseparable Luminaire | Direct Wired | 0-10 VDC Controls | 54.4 | 2427 | -0.0006 | 93 | 73 | 0 | 0.94 | Ambient | 15000 |  |  | 60000 | 0.03 | 12 | 13 | 0.37 | 0.02 | 0.01 | 0.01 | 0.01 | 0.01 | 0.99 | 0.03 | 0.01 | 0.01 | 0.01 | 0 | 0.99 | 0.32 | 0.23 | 0.15 | 0.05 | 0.02 | True | False | Non Federally-Regulated | 11/20/2023 |  | 11/29/2023
Senso Lighting Inc | Leto 11 | 695-A90-748-25-10-**-**-** | Light Emitting Diode | Inseparable Luminaire | Direct Wired | 0-10 VDC Controls | 52.8 | 2421 | -0.0006 | 93 | 71 | 0 | 0.99 | Ambient | 15000 |  |  | 60000 | 0.01 | 13 | 12 | 0.38 | 0.02 | 0.01 | 0.01 | 0.01 | 0.01 | 0.99 | 0.08 | 0.06 | 0.04 | 0.04 | 0.02 | 0.99 | 0.41 | 0.36 | 0.25 | 0.13 | 0.11 | True | False | Non Federally-Regulated | 11/20/2023 |  | 11/29/2023
Senso Lighting Inc | Leto 11 | 695-A90-748-25-15-**-**-** | Light Emitting Diode | Inseparable Luminaire | Direct Wired | 0-10 VDC Controls | 50.1 | 2411 | -0.0008 | 93 | 69 | 0 | 0.99 | Ambient | 15000 |  |  | 60000 | 0.01 | 13 | 12 | 0.38 | 0.02 | 0.01 | 0.01 | 0.01 | 0.01 | 0.99 | 0.08 | 0.06 | 0.04 | 0.04 | 0.02 | 0.99 | 0.41 | 0.36 | 0.25 | 0.13 | 0.11 | True | False | Non Federally-Regulated | 11/20/2023 |  | 11/29/2023
Senso Lighting Inc | Leto 11 | 695-A90-748-25-20-**-**-** | Light Emitting Diode | Inseparable Luminaire | Direct Wired | 0-10 VDC Controls | 48.3 | 2395 | -0.001 | 93 | 67 | 0 | 0.99 | Ambient | 15000 |  |  | 60000 | 0.01 | 13 | 12 | 0.33 | 0.14 | 0.12 | 0.08 | 0.02 | 0 | 0.3 | 0.01 | 0 | 0 | 0 | 0 | 0.3 | 0.05 | 0.02 | 0.01 | 0.01 | 0 | True | False | Non Federally-Regulated | 11/20/2023 |  | 11/29/2023
Senso Lighting Inc | Leto 11 | 695-A90-748-25-30-**-**-** | Light Emitting Diode | Inseparable Luminaire | Direct Wired | 0-10 VDC Controls | 47.6 | 2425 | -0.0025 | 92 | 68 | 0 | 0.99 | Ambient | 15000 |  |  | 60000 | 0.05 | 12 | 13 | 0.39 | 0.05 | 0.02 | 0.02 | 0.01 | 0.01 | 0.35 | 0.02 | 0.01 | 0.01 | 0.01 | 0.01 | 0.67 | 0.03 | 0.01 | 0.01 | 0.01 | 0 | True | False | Non Federally-Regulated | 11/20/2023 |  | 11/29/2023
Senso Lighting Inc | Leto 11 | 695-A90-748-25-35-**-**-** | Light Emitting Diode | Inseparable Luminaire | Direct Wired | 0-10 VDC Controls | 46.8 | 2420 | -0.0026 | 93 | 67 | 0 | 0.99 | Ambient | 15000 |  |  | 60000 | 0.05 | 12 | 13 | 0.39 | 0.05 | 0.02 | 0.02 | 0.01 | 0.01 | 0.35 | 0.02 | 0.01 | 0.01 | 0.01 | 0.01 | 0.67 | 0.03 | 0.01 | 0.01 | 0.01 | 0 | True | False | Non Federally-Regulated | 11/20/2023 |  | 11/29/2023
Senso Lighting Inc | Leto 11 | 695-A90-748-27-07-**-**-** | Light Emitting Diode | Inseparable Luminaire | Direct Wired | 0-10 VDC Controls | 58.1 | 2700 | -0.0006 | 93 | 70 | 0 | 0.94 | Ambient | 15000 |  |  | 60000 | 0.03 | 12 | 13 | 0.37 | 0.02 | 0.01 | 0.01 | 0.01 | 0.01 | 0.99 | 0.03 | 0.01 | 0.01 | 0.01 | 0 | 0.99 | 0.32 | 0.23 | 0.15 | 0.05 | 0.02 | True | False | Non Federally-Regulated | 11/20/2023 |  | 11/29/2023
Senso Lighting Inc | Leto 11 | 695-A90-748-27-10-**-**-** | Light Emitting Diode | Inseparable Luminaire | Direct Wired | 0-10 VDC Controls | 56.5 | 2700 | -0.0006 | 93 | 70 | 0 | 0.99 | Ambient | 15000 |  |  | 60000 | 0.01 | 13 | 12 | 0.38 | 0.02 | 0.01 | 0.01 | 0.01 | 0.01 | 0.99 | 0.08 | 0.06 | 0.04 | 0.04 | 0.02 | 0.99 | 0.41 | 0.36 | 0.25 | 0.13 | 0.11 | True | False | Non Federally-Regulated | 11/20/2023 |  | 11/29/2023
Senso Lighting Inc | Leto 11 | 695-A90-748-27-15-**-**-** | Light Emitting Diode | Inseparable Luminaire | Direct Wired | 0-10 VDC Controls | 53.6 | 2700 | -0.0008 | 93 | 70 | 0 | 0.99 | Ambient | 15000 |  |  | 60000 | 0.01 | 13 | 12 | 0.38 | 0.02 | 0.01 | 0.01 | 0.01 | 0.01 | 0.99 | 0.08 | 0.06 | 0.04 | 0.04 | 0.02 | 0.99 | 0.41 | 0.36 | 0.25 | 0.13 | 0.11 | True | False | Non Federally-Regulated | 11/20/2023 |  | 11/29/2023
Senso Lighting Inc | Leto 11 | 695-A90-748-27-20-**-**-** | Light Emitting Diode | Inseparable Luminaire | Direct Wired | 0-10 VDC Controls | 51.7 | 2700 | -0.001 | 93 | 70 | 0 | 0.99 | Ambient | 15000 |  |  | 60000 | 0.01 | 13 | 12 | 0.33 | 0.14 | 0.12 | 0.08 | 0.02 | 0 | 0.3 | 0.01 | 0 | 0 | 0 | 0 | 0.3 | 0.05 | 0.02 | 0.01 | 0.01 | 0 | True | False | Non Federally-Regulated | 11/20/2023 |  | 11/29/2023
Senso Lighting Inc | Leto 11 | 695-A90-748-27-30-**-**-** | Light Emitting Diode | Inseparable Luminaire | Direct Wired | 0-10 VDC Controls | 50.9 | 2700 | -0.0025 | 93 | 70 | 0 | 0.99 | Ambient | 15000 |  |  | 60000 | 0.05 | 12 | 13 | 0.39 | 0.05 | 0.02 | 0.02 | 0.01 | 0.01 | 0.35 | 0.02 | 0.01 | 0.01 | 0.01 | 0.01 | 0.67 | 0.03 | 0.01 | 0.01 | 0.01 | 0 | True | False | Non Federally-Regulated | 11/20/2023 |  | 11/29/2023
Senso Lighting Inc | Leto 11 | 695-A90-748-27-35-**-**-** | Light Emitting Diode | Inseparable Luminaire | Direct Wired | 0-10 VDC Controls | 50 | 2700 | -0.0026 | 93 | 68 | 0 | 0.99 | Ambient | 15000 |  |  | 60000 | 0.05 | 12 | 13 | 0.39 | 0.05 | 0.02 | 0.02 | 0.01 | 0.01 | 0.35 | 0.02 | 0.01 | 0.01 | 0.01 | 0.01 | 0.67 | 0.03 | 0.01 | 0.01 | 0.01 | 0 | True | False | Non Federally-Regulated | 11/20/2023 |  | 11/29/2023
Senso Lighting Inc | Leto 11 | 695-A90-748-30-07-**-**-** | Light Emitting Diode | Inseparable Luminaire | Direct Wired | 0-10 VDC Controls | 60.3 | 3000 | -0.0006 | 94 | 68 | 0 | 0.94 | Ambient | 15000 |  |  | 60000 | 0.03 | 12 | 13 | 0.37 | 0.02 | 0.01 | 0.01 | 0.01 | 0.01 | 0.99 | 0.03 | 0.01 | 0.01 | 0.01 | 0 | 0.99 | 0.32 | 0.23 | 0.15 | 0.05 | 0.02 | True | False | Non Federally-Regulated | 11/20/2023 |  | 11/29/2023
Senso Lighting Inc | Leto 11 | 695-A90-748-30-10-**-**-** | Light Emitting Diode | Inseparable Luminaire | Direct Wired | 0-10 VDC Controls | 58.6 | 3000 | -0.0006 | 94 | 68 | 0 | 0.99 | Ambient | 15000 |  |  | 60000 | 0.01 | 13 | 12 | 0.38 | 0.02 | 0.01 | 0.01 | 0.01 | 0.01 | 0.99 | 0.08 | 0.06 | 0.04 | 0.04 | 0.02 | 0.99 | 0.41 | 0.36 | 0.25 | 0.13 | 0.11 | True | False | Non Federally-Regulated | 11/20/2023 |  | 11/29/2023
Senso Lighting Inc | Leto 11 | 695-A90-748-30-15-**-**-** | Light Emitting Diode | Inseparable Luminaire | Direct Wired | 0-10 VDC Controls | 55.6 | 3000 | -0.0008 | 94 | 68 | 0 | 0.99 | Ambient | 15000 |  |  | 60000 | 0.01 | 13 | 12 | 0.38 | 0.02 | 0.01 | 0.01 | 0.01 | 0.01 | 0.99 | 0.08 | 0.06 | 0.04 | 0.04 | 0.02 | 0.99 | 0.41 | 0.36 | 0.25 | 0.13 | 0.11 | True | False | Non Federally-Regulated | 11/20/2023 |  | 11/29/2023
Senso Lighting Inc | Leto 11 | 695-A90-748-30-20-**-**-** | Light Emitting Diode | Inseparable Luminaire | Direct Wired | 0-10 VDC Controls | 53.6 | 3000 | -0.001 | 94 | 68 | 0 | 0.99 | Ambient | 15000 |  |  | 60000 | 0.01 | 13 | 12 | 0.33 | 0.14 | 0.12 | 0.08 | 0.02 | 0 | 0.3 | 0.01 | 0 | 0 | 0 | 0 | 0.3 | 0.05 | 0.02 | 0.01 | 0.01 | 0 | True | False | Non Federally-Regulated | 11/20/2023 |  | 11/29/2023
Senso Lighting Inc | Leto 11 | 695-A90-748-30-30-**-**-** | Light Emitting Diode | Inseparable Luminaire | Direct Wired | 0-10 VDC Controls | 52.9 | 3000 | -0.0025 | 94 | 68 | 0 | 0.99 | Ambient | 15000 |  |  | 60000 | 0.05 | 12 | 13 | 0.39 | 0.05 | 0.02 | 0.02 | 0.01 | 0.01 | 0.35 | 0.02 | 0.01 | 0.01 | 0.01 | 0.01 | 0.67 | 0.03 | 0.01 | 0.01 | 0.01 | 0 | True | False | Non Federally-Regulated | 11/20/2023 |  | 11/29/2023
Senso Lighting Inc | Leto 11 | 695-A90-748-30-35-**-**-** | Light Emitting Diode | Inseparable Luminaire | Direct Wired | 0-10 VDC Controls | 51.9 | 3000 | -0.0026 | 94 | 64 | 0 | 0.99 | Ambient | 15000 |  |  | 60000 | 0.05 | 12 | 13 | 0.39 | 0.05 | 0.02 | 0.02 | 0.01 | 0.01 | 0.35 | 0.02 | 0.01 | 0.01 | 0.01 | 0.01 | 0.67 | 0.03 | 0.01 | 0.01 | 0.01 | 0 | True | False | Non Federally-Regulated | 11/20/2023 |  | 11/29/2023
Senso Lighting Inc | Leto 11 | 695-A90-748-35-07-**-**-** | Light Emitting Diode | Inseparable Luminaire | Direct Wired | 0-10 VDC Controls | 63 | 3500 | -0.0007 | 94 | 64 | 0 | 0.94 | Ambient | 15000 |  |  | 60000 | 0.03 | 12 | 13 | 0.37 | 0.02 | 0.01 | 0.01 | 0.01 | 0.01 | 0.99 | 0.03 | 0.01 | 0.01 | 0.01 | 0 | 0.99 | 0.32 | 0.23 | 0.15 | 0.05 | 0.02 | True | False | Non Federally-Regulated | 11/20/2023 |  | 11/29/2023
Senso Lighting Inc | Leto 11 | 695-A90-748-35-10-**-**-** | Light Emitting Diode | Inseparable Luminaire | Direct Wired | 0-10 VDC Controls | 61.2 | 3500 | -0.0007 | 94 | 64 | 0 | 0.99 | Ambient | 15000 |  |  | 60000 | 0.01 | 13 | 12 | 0.38 | 0.02 | 0.01 | 0.01 | 0.01 | 0.01 | 0.99 | 0.08 | 0.06 | 0.04 | 0.04 | 0.02 | 0.99 | 0.41 | 0.36 | 0.25 | 0.13 | 0.11 | True | False | Non Federally-Regulated | 11/20/2023 |  | 11/29/2023
Senso Lighting Inc | Leto 11 | 695-A90-748-35-15-**-**-** | Light Emitting Diode | Inseparable Luminaire | Direct Wired | 0-10 VDC Controls | 58.1 | 3500 | -0.0009 | 94 | 64 | 0 | 0.99 | Ambient | 15000 |  |  | 60000 | 0.01 | 13 | 12 | 0.38 | 0.02 | 0.01 | 0.01 | 0.01 | 0.01 | 0.99 | 0.08 | 0.06 | 0.04 | 0.04 | 0.02 | 0.99 | 0.41 | 0.36 | 0.25 | 0.13 | 0.11 | True | False | Non Federally-Regulated | 11/20/2023 |  | 11/29/2023
Senso Lighting Inc | Leto 11 | 695-A90-748-35-20-**-**-** | Light Emitting Diode | Inseparable Luminaire | Direct Wired | 0-10 VDC Controls | 56 | 3500 | -0.0012 | 94 | 64 | 0 | 0.99 | Ambient | 15000 |  |  | 60000 | 0.01 | 13 | 12 | 0.33 | 0.14 | 0.12 | 0.08 | 0.02 | 0 | 0.3 | 0.01 | 0 | 0 | 0 | 0 | 0.3 | 0.05 | 0.02 | 0.01 | 0.01 | 0 | True | False | Non Federally-Regulated | 11/20/2023 |  | 11/29/2023
Senso Lighting Inc | Leto 11 | 695-A90-748-35-30-**-**-** | Light Emitting Diode | Inseparable Luminaire | Direct Wired | 0-10 VDC Controls | 55.2 | 3500 | -0.0028 | 94 | 64 | 0 | 0.99 | Ambient | 15000 |  |  | 60000 | 0.05 | 12 | 13 | 0.39 | 0.05 | 0.02 | 0.02 | 0.01 | 0.01 | 0.35 | 0.02 | 0.01 | 0.01 | 0.01 | 0.01 | 0.67 | 0.03 | 0.01 | 0.01 | 0.01 | 0 | True | False | Non Federally-Regulated | 11/20/2023 |  | 11/29/2023
Senso Lighting Inc | Leto 11 | 695-A90-748-35-35-**-**-** | Light Emitting Diode | Inseparable Luminaire | Direct Wired | 0-10 VDC Controls | 54.3 | 3500 | -0.0032 | 94 | 64 | 0 | 0.99 | Ambient | 15000 |  |  | 60000 | 0.05 | 12 | 13 | 0.39 | 0.05 | 0.02 | 0.02 | 0.01 | 0.01 | 0.35 | 0.02 | 0.01 | 0.01 | 0.01 | 0.01 | 0.67 | 0.03 | 0.01 | 0.01 | 0.01 | 0 | True | False | Non Federally-Regulated | 11/20/2023 |  | 11/29/2023
Senso Lighting Inc | Leto 11 | 695-A90-748-40-07-**-**-** | Light Emitting Diode | Inseparable Luminaire | Direct Wired | 0-10 VDC Controls | 64.1 | 3909 | -0.0008 | 95 | 60 | 0 | 0.94 | Ambient | 15000 |  |  | 60000 | 0.03 | 12 | 13 | 0.37 | 0.02 | 0.01 | 0.01 | 0.01 | 0.01 | 0.99 | 0.03 | 0.01 | 0.01 | 0.01 | 0 | 0.99 | 0.32 | 0.23 | 0.15 | 0.05 | 0.02 | True | False | Non Federally-Regulated | 11/20/2023 |  | 11/29/2023
Senso Lighting Inc | Leto 11 | 695-A90-748-40-10-**-**-** | Light Emitting Diode | Inseparable Luminaire | Direct Wired | 0-10 VDC Controls | 62.3 | 3909 | -0.0008 | 95 | 60 | 0 | 0.99 | Ambient | 15000 |  |  | 60000 | 0.01 | 13 | 12 | 0.38 | 0.02 | 0.01 | 0.01 | 0.01 | 0.01 | 0.99 | 0.08 | 0.06 | 0.04 | 0.04 | 0.02 | 0.99 | 0.41 | 0.36 | 0.25 | 0.13 | 0.11 | True | False | Non Federally-Regulated | 11/20/2023 |  | 11/29/2023
Senso Lighting Inc | Leto 11 | 695-A90-748-40-15-**-**-** | Light Emitting Diode | Inseparable Luminaire | Direct Wired | 0-10 VDC Controls | 59.1 | 3909 | -0.001 | 95 | 60 | 0 | 0.99 | Ambient | 15000 |  |  | 60000 | 0.01 | 13 | 12 | 0.38 | 0.02 | 0.01 | 0.01 | 0.01 | 0.01 | 0.99 | 0.08 | 0.06 | 0.04 | 0.04 | 0.02 | 0.99 | 0.41 | 0.36 | 0.25 | 0.13 | 0.11 | True | False | Non Federally-Regulated | 11/20/2023 |  | 11/29/2023
Senso Lighting Inc | Leto 11 | 695-A90-748-40-20-**-**-** | Light Emitting Diode | Inseparable Luminaire | Direct Wired | 0-10 VDC Controls | 57 | 3909 | -0.0013 | 95 | 60 | 0 | 0.99 | Ambient | 15000 |  |  | 60000 | 0.01 | 13 | 12 | 0.33 | 0.14 | 0.12 | 0.08 | 0.02 | 0 | 0.3 | 0.01 | 0 | 0 | 0 | 0 | 0.3 | 0.05 | 0.02 | 0.01 | 0.01 | 0 | True | False | Non Federally-Regulated | 11/20/2023 |  | 11/29/2023
Senso Lighting Inc | Leto 11 | 695-A90-748-40-30-**-**-** | Light Emitting Diode | Inseparable Luminaire | Direct Wired | 0-10 VDC Controls | 56.2 | 3909 | -0.0031 | 95 | 60 | 0 | 0.99 | Ambient | 15000 |  |  | 60000 | 0.05 | 12 | 13 | 0.39 | 0.05 | 0.02 | 0.02 | 0.01 | 0.01 | 0.35 | 0.02 | 0.01 | 0.01 | 0.01 | 0.01 | 0.67 | 0.03 | 0.01 | 0.01 | 0.01 | 0 | True | False | Non Federally-Regulated | 11/20/2023 |  | 11/29/2023
Senso Lighting Inc | Leto 11 | 695-A90-748-40-35-**-**-** | Light Emitting Diode | Inseparable Luminaire | Direct Wired | 0-10 VDC Controls | 55.2 | 3909 | -0.0038 | 95 | 60 | 0 | 0.99 | Ambient | 15000 |  |  | 60000 | 0.05 | 12 | 13 | 0.39 | 0.05 | 0.02 | 0.02 | 0.01 | 0.01 | 0.35 | 0.02 | 0.01 | 0.01 | 0.01 | 0.01 | 0.67 | 0.03 | 0.01 | 0.01 | 0.01 | 0 | True | False | Non Federally-Regulated | 11/20/2023 |  | 11/29/2023
Senso Lighting Inc | Leto 11 | 695A-A90-**-25-07-DL-**-** | Light Emitting Diode | Inseparable Luminaire | Direct Wired | 0-10 VDC Controls | 54.4 | 2427 | -0.0006 | 93 | 73 | 0 | 0.94 | Ambient | 15000 |  |  | 60000 | 0.03 | 12 | 13 | 0.37 | 0.02 | 0.01 | 0.01 | 0.01 | 0.01 | 0.99 | 0.03 | 0.01 | 0.01 | 0.01 | 0 | 0.99 | 0.32 | 0.23 | 0.15 | 0.05 | 0.02 | True | False | Non Federally-Regulated | 11/20/2023 |  | 11/29/2023
Senso Lighting Inc | Leto 11 | 695A-A90-**-25-10-DL-**-** | Light Emitting Diode | Inseparable Luminaire | Direct Wired | 0-10 VDC Controls | 52.8 | 2421 | -0.0006 | 93 | 71 | 0 | 0.99 | Ambient | 15000 |  |  | 60000 | 0.01 | 13 | 12 | 0.38 | 0.02 | 0.01 | 0.01 | 0.01 | 0.01 | 0.99 | 0.08 | 0.06 | 0.04 | 0.04 | 0.02 | 0.99 | 0.41 | 0.36 | 0.25 | 0.13 | 0.11 | True | False | Non Federally-Regulated | 11/20/2023 |  | 11/29/2023
Senso Lighting Inc | Leto 11 | 695A-A90-**-25-15-DL-**-** | Light Emitting Diode | Inseparable Luminaire | Direct Wired | 0-10 VDC Controls | 50.1 | 2411 | -0.0008 | 93 | 69 | 0 | 0.99 | Ambient | 15000 |  |  | 60000 | 0.01 | 13 | 12 | 0.38 | 0.02 | 0.01 | 0.01 | 0.01 | 0.01 | 0.99 | 0.08 | 0.06 | 0.04 | 0.04 | 0.02 | 0.99 | 0.41 | 0.36 | 0.25 | 0.13 | 0.11 | True | False | Non Federally-Regulated | 11/20/2023 |  | 11/29/2023
Senso Lighting Inc | Leto 11 | 695A-A90-**-27-07-DL-**-** | Light Emitting Diode | Inseparable Luminaire | Direct Wired | 0-10 VDC Controls | 58.1 | 2700 | -0.0006 | 93 | 70 | 0 | 0.94 | Ambient | 15000 |  |  | 60000 | 0.03 | 12 | 13 | 0.37 | 0.02 | 0.01 | 0.01 | 0.01 | 0.01 | 0.99 | 0.03 | 0.01 | 0.01 | 0.01 | 0 | 0.99 | 0.32 | 0.23 | 0.15 | 0.05 | 0.02 | True | False | Non Federally-Regulated | 11/20/2023 |  | 11/29/2023
Senso Lighting Inc | Leto 11 | 695A-A90-**-27-10-DL-**-** | Light Emitting Diode | Inseparable Luminaire | Direct Wired | 0-10 VDC Controls | 56.5 | 2700 | -0.0006 | 93 | 70 | 0 | 0.99 | Ambient | 15000 |  |  | 60000 | 0.01 | 13 | 12 | 0.38 | 0.02 | 0.01 | 0.01 | 0.01 | 0.01 | 0.99 | 0.08 | 0.06 | 0.04 | 0.04 | 0.02 | 0.99 | 0.41 | 0.36 | 0.25 | 0.13 | 0.11 | True | False | Non Federally-Regulated | 11/20/2023 |  | 11/29/2023
Senso Lighting Inc | Leto 11 | 695A-A90-**-27-15-DL-**-** | Light Emitting Diode | Inseparable Luminaire | Direct Wired | 0-10 VDC Controls | 53.6 | 2700 | -0.0008 | 93 | 70 | 0 | 0.99 | Ambient | 15000 |  |  | 60000 | 0.01 | 13 | 12 | 0.38 | 0.02 | 0.01 | 0.01 | 0.01 | 0.01 | 0.99 | 0.08 | 0.06 | 0.04 | 0.04 | 0.02 | 0.99 | 0.41 | 0.36 | 0.25 | 0.13 | 0.11 | True | False | Non Federally-Regulated | 11/20/2023 |  | 11/29/2023
Luminii Corp | Domino | TX-654-**-2790-12 | Light Emitting Diode | Inseparable Luminaire | Direct Wired | 0-10 VDC Controls | 51.2 | 2771 | 0.0004 | 93 | 60 | 0 | 0.94 | Ambient | 42000 |  |  | 42000 | 0.01 | 17 | 17 | 0.99 | 0.81 | 0.6 | 0.19 | 0.08 | 0.05 | 0.98 | 0.19 | 0.15 | 0.07 | 0.04 | 0.02 | 0.98 | 0.58 | 0.46 | 0.42 | 0.11 | 0.04 | True | False | Non Federally-Regulated | 10/30/2023 |  | 12/01/2023
Luminii Corp | Domino | TX-654-**-2790-30 | Light Emitting Diode | Inseparable Luminaire | Direct Wired | 0-10 VDC Controls | 51.2 | 2771 | 0.0004 | 93 | 60 | 0 | 0.94 | Ambient | 42000 |  |  | 42000 | 0.01 | 17 | 17 | 0.99 | 0.81 | 0.6 | 0.19 | 0.08 | 0.05 | 0.98 | 0.19 | 0.15 | 0.07 | 0.04 | 0.02 | 0.98 | 0.58 | 0.46 | 0.42 | 0.11 | 0.04 | True | False | Non Federally-Regulated | 10/30/2023 |  | 12/01/2023
Luminii Corp | Domino | TX-654-**-2790-60 | Light Emitting Diode | Inseparable Luminaire | Direct Wired | 0-10 VDC Controls | 51.2 | 2771 | 0.0004 | 93 | 60 | 0 | 0.94 | Ambient | 42000 |  |  | 42000 | 0.01 | 17 | 17 | 0.99 | 0.81 | 0.6 | 0.19 | 0.08 | 0.05 | 0.98 | 0.19 | 0.15 | 0.07 | 0.04 | 0.02 | 0.98 | 0.58 | 0.46 | 0.42 | 0.11 | 0.04 | True | False | Non Federally-Regulated | 10/30/2023 |  | 12/01/2023
Luminii Corp | Domino | TX-654-**-3090-12 | Light Emitting Diode | Inseparable Luminaire | Direct Wired | 0-10 VDC Controls | 54.4 | 3139 | 0.0016 | 91 | 53 | 0 | 0.94 | Ambient | 42000 |  |  | 42000 | 0.01 | 17 | 17 | 0.99 | 0.81 | 0.6 | 0.19 | 0.08 | 0.05 | 0.98 | 0.19 | 0.15 | 0.07 | 0.04 | 0.02 | 0.98 | 0.58 | 0.46 | 0.42 | 0.11 | 0.04 | True | False | Non Federally-Regulated | 10/30/2023 |  | 12/01/2023
Luminii Corp | Domino | TX-654-**-3090-30 | Light Emitting Diode | Inseparable Luminaire | Direct Wired | 0-10 VDC Controls | 54.4 | 3139 | 0.0016 | 91 | 53 | 0 | 0.94 | Ambient | 42000 |  |  | 42000 | 0.01 | 17 | 17 | 0.99 | 0.81 | 0.6 | 0.19 | 0.08 | 0.05 | 0.98 | 0.19 | 0.15 | 0.07 | 0.04 | 0.02 | 0.98 | 0.58 | 0.46 | 0.42 | 0.11 | 0.04 | True | False | Non Federally-Regulated | 10/30/2023 |  | 12/01/2023
Luminii Corp | Domino | TX-654-**-3090-60 | Light Emitting Diode | Inseparable Luminaire | Direct Wired | 0-10 VDC Controls | 54.4 | 3139 | 0.0016 | 91 | 53 | 0 | 0.94 | Ambient | 42000 |  |  | 42000 | 0.01 | 17 | 17 | 0.99 | 0.81 | 0.6 | 0.19 | 0.08 | 0.05 | 0.98 | 0.19 | 0.15 | 0.07 | 0.04 | 0.02 | 0.98 | 0.58 | 0.46 | 0.42 | 0.11 | 0.04 | True | False | Non Federally-Regulated | 10/30/2023 |  | 12/01/2023
Luminii Corp | Domino | TX-654-**-3095-12 | Light Emitting Diode | Inseparable Luminaire | Direct Wired | 0-10 VDC Controls | 54.4 | 3139 | 0.0016 | 95 | 53 | 0 | 0.94 | Ambient | 42000 |  |  | 42000 | 0.01 | 17 | 17 | 0.99 | 0.81 | 0.6 | 0.19 | 0.08 | 0.05 | 0.98 | 0.19 | 0.15 | 0.07 | 0.04 | 0.02 | 0.98 | 0.58 | 0.46 | 0.42 | 0.11 | 0.04 | True | False | Non Federally-Regulated | 10/30/2023 |  | 12/01/2023
Luminii Corp | Domino | TX-654-**-3095-30 | Light Emitting Diode | Inseparable Luminaire | Direct Wired | 0-10 VDC Controls | 54.4 | 3139 | 0.0016 | 95 | 53 | 0 | 0.94 | Ambient | 42000 |  |  | 42000 | 0.01 | 17 | 17 | 0.99 | 0.81 | 0.6 | 0.19 | 0.08 | 0.05 | 0.98 | 0.19 | 0.15 | 0.07 | 0.04 | 0.02 | 0.98 | 0.58 | 0.46 | 0.42 | 0.11 | 0.04 | True | False | Non Federally-Regulated | 10/30/2023 |  | 12/01/2023
Luminii Corp | Domino | TX-654-**-3095-60 | Light Emitting Diode | Inseparable Luminaire | Direct Wired | 0-10 VDC Controls | 54.4 | 3139 | 0.0016 | 95 | 53 | 0 | 0.94 | Ambient | 42000 |  |  | 42000 | 0.01 | 17 | 17 | 0.99 | 0.81 | 0.6 | 0.19 | 0.08 | 0.05 | 0.98 | 0.19 | 0.15 | 0.07 | 0.04 | 0.02 | 0.98 | 0.58 | 0.46 | 0.42 | 0.11 | 0.04 | True | False | Non Federally-Regulated | 10/30/2023 |  | 12/01/2023
Luminii Corp | Domino | TS-654-**-2790-12 | Light Emitting Diode | Inseparable Luminaire | Direct Wired | 0-10 VDC Controls | 51.2 | 2771 | 0.0004 | 93 | 60 | 0 | 0.94 | Ambient | 42000 |  |  | 42000 | 0.01 | 17 | 17 | 0.99 | 0.81 | 0.6 | 0.19 | 0.08 | 0.05 | 0.98 | 0.19 | 0.15 | 0.07 | 0.04 | 0.02 | 0.98 | 0.58 | 0.46 | 0.42 | 0.11 | 0.04 | True | False | Non Federally-Regulated | 10/30/2023 |  | 12/01/2023
Luminii Corp | Domino | TS-654-**-2790-30 | Light Emitting Diode | Inseparable Luminaire | Direct Wired | 0-10 VDC Controls | 51.2 | 2771 | 0.0004 | 93 | 60 | 0 | 0.94 | Ambient | 42000 |  |  | 42000 | 0.01 | 17 | 17 | 0.99 | 0.81 | 0.6 | 0.19 | 0.08 | 0.05 | 0.98 | 0.19 | 0.15 | 0.07 | 0.04 | 0.02 | 0.98 | 0.58 | 0.46 | 0.42 | 0.11 | 0.04 | True | False | Non Federally-Regulated | 10/30/2023 |  | 12/01/2023
Luminii Corp | Domino | TS-654-**-2790-60 | Light Emitting Diode | Inseparable Luminaire | Direct Wired | 0-10 VDC Controls | 51.2 | 2771 | 0.0004 | 93 | 60 | 0 | 0.94 | Ambient | 42000 |  |  | 42000 | 0.01 | 17 | 17 | 0.99 | 0.81 | 0.6 | 0.19 | 0.08 | 0.05 | 0.98 | 0.19 | 0.15 | 0.07 | 0.04 | 0.02 | 0.98 | 0.58 | 0.46 | 0.42 | 0.11 | 0.04 | True | False | Non Federally-Regulated | 10/30/2023 |  | 12/01/2023
Luminii Corp | Domino | TS-654-**-3090-12 | Light Emitting Diode | Inseparable Luminaire | Direct Wired | 0-10 VDC Controls | 54.4 | 3139 | 0.0016 | 91 | 53 | 0 | 0.94 | Ambient | 42000 |  |  | 42000 | 0.01 | 17 | 17 | 0.99 | 0.81 | 0.6 | 0.19 | 0.08 | 0.05 | 0.98 | 0.19 | 0.15 | 0.07 | 0.04 | 0.02 | 0.98 | 0.58 | 0.46 | 0.42 | 0.11 | 0.04 | True | False | Non Federally-Regulated | 10/30/2023 |  | 12/01/2023
Luminii Corp | Domino | TS-654-**-3090-30 | Light Emitting Diode | Inseparable Luminaire | Direct Wired | 0-10 VDC Controls | 54.4 | 3139 | 0.0016 | 91 | 53 | 0 | 0.94 | Ambient | 42000 |  |  | 42000 | 0.01 | 17 | 17 | 0.99 | 0.81 | 0.6 | 0.19 | 0.08 | 0.05 | 0.98 | 0.19 | 0.15 | 0.07 | 0.04 | 0.02 | 0.98 | 0.58 | 0.46 | 0.42 | 0.11 | 0.04 | True | False | Non Federally-Regulated | 10/30/2023 |  | 12/01/2023
Luminii Corp | Domino | TS-654-**-3090-60 | Light Emitting Diode | Inseparable Luminaire | Direct Wired | 0-10 VDC Controls | 54.4 | 3139 | 0.0016 | 91 | 53 | 0 | 0.94 | Ambient | 42000 |  |  | 42000 | 0.01 | 17 | 17 | 0.99 | 0.81 | 0.6 | 0.19 | 0.08 | 0.05 | 0.98 | 0.19 | 0.15 | 0.07 | 0.04 | 0.02 | 0.98 | 0.58 | 0.46 | 0.42 | 0.11 | 0.04 | True | False | Non Federally-Regulated | 10/30/2023 |  | 12/01/2023
Luminii Corp | Domino | TS-654-**-3095-12 | Light Emitting Diode | Inseparable Luminaire | Direct Wired | 0-10 VDC Controls | 54.4 | 3139 | 0.0016 | 95 | 53 | 0 | 0.94 | Ambient | 42000 |  |  | 42000 | 0.01 | 17 | 17 | 0.99 | 0.81 | 0.6 | 0.19 | 0.08 | 0.05 | 0.98 | 0.19 | 0.15 | 0.07 | 0.04 | 0.02 | 0.98 | 0.58 | 0.46 | 0.42 | 0.11 | 0.04 | True | False | Non Federally-Regulated | 10/30/2023 |  | 12/01/2023
Luminii Corp | Domino | TS-654-**-3095-30 | Light Emitting Diode | Inseparable Luminaire | Direct Wired | 0-10 VDC Controls | 54.4 | 3139 | 0.0016 | 95 | 53 | 0 | 0.94 | Ambient | 42000 |  |  | 42000 | 0.01 | 17 | 17 | 0.99 | 0.81 | 0.6 | 0.19 | 0.08 | 0.05 | 0.98 | 0.19 | 0.15 | 0.07 | 0.04 | 0.02 | 0.98 | 0.58 | 0.46 | 0.42 | 0.11 | 0.04 | True | False | Non Federally-Regulated | 10/30/2023 |  | 12/01/2023
Luminii Corp | Domino | TS-654-**-3095-60 | Light Emitting Diode | Inseparable Luminaire | Direct Wired | 0-10 VDC Controls | 54.4 | 3139 | 0.0016 | 95 | 53 | 0 | 0.94 | Ambient | 42000 |  |  | 42000 | 0.01 | 17 | 17 | 0.99 | 0.81 | 0.6 | 0.19 | 0.08 | 0.05 | 0.98 | 0.19 | 0.15 | 0.07 | 0.04 | 0.02 | 0.98 | 0.58 | 0.46 | 0.42 | 0.11 | 0.04 | True | False | Non Federally-Regulated | 10/30/2023 |  | 12/01/2023
Luminii Corp | Domino | TZ-654-**-2790-12 | Light Emitting Diode | Inseparable Luminaire | Direct Wired | 0-10 VDC Controls | 51.2 | 2771 | 0.0004 | 93 | 60 | 0 | 0.94 | Ambient | 42000 |  |  | 42000 | 0.01 | 17 | 17 | 0.99 | 0.81 | 0.6 | 0.19 | 0.08 | 0.05 | 0.98 | 0.19 | 0.15 | 0.07 | 0.04 | 0.02 | 0.98 | 0.58 | 0.46 | 0.42 | 0.11 | 0.04 | True | False | Non Federally-Regulated | 10/30/2023 |  | 12/01/2023
Luminii Corp | Domino | TZ-654-**-2790-30 | Light Emitting Diode | Inseparable Luminaire | Direct Wired | 0-10 VDC Controls | 51.2 | 2771 | 0.0004 | 93 | 60 | 0 | 0.94 | Ambient | 42000 |  |  | 42000 | 0.01 | 17 | 17 | 0.99 | 0.81 | 0.6 | 0.19 | 0.08 | 0.05 | 0.98 | 0.19 | 0.15 | 0.07 | 0.04 | 0.02 | 0.98 | 0.58 | 0.46 | 0.42 | 0.11 | 0.04 | True | False | Non Federally-Regulated | 10/30/2023 |  | 12/01/2023
Luminii Corp | Domino | TZ-654-**-2790-60 | Light Emitting Diode | Inseparable Luminaire | Direct Wired | 0-10 VDC Controls | 51.2 | 2771 | 0.0004 | 93 | 60 | 0 | 0.94 | Ambient | 42000 |  |  | 42000 | 0.01 | 17 | 17 | 0.99 | 0.81 | 0.6 | 0.19 | 0.08 | 0.05 | 0.98 | 0.19 | 0.15 | 0.07 | 0.04 | 0.02 | 0.98 | 0.58 | 0.46 | 0.42 | 0.11 | 0.04 | True | False | Non Federally-Regulated | 10/30/2023 |  | 12/01/2023
Luminii Corp | Domino | TZ-654-**-3090-12 | Light Emitting Diode | Inseparable Luminaire | Direct Wired | 0-10 VDC Controls | 54.4 | 3139 | 0.0016 | 91 | 53 | 0 | 0.94 | Ambient | 42000 |  |  | 42000 | 0.01 | 17 | 17 | 0.99 | 0.81 | 0.6 | 0.19 | 0.08 | 0.05 | 0.98 | 0.19 | 0.15 | 0.07 | 0.04 | 0.02 | 0.98 | 0.58 | 0.46 | 0.42 | 0.11 | 0.04 | True | False | Non Federally-Regulated | 10/30/2023 |  | 12/01/2023
Luminii Corp | Domino | TZ-654-**-3090-30 | Light Emitting Diode | Inseparable Luminaire | Direct Wired | 0-10 VDC Controls | 54.4 | 3139 | 0.0016 | 91 | 53 | 0 | 0.94 | Ambient | 42000 |  |  | 42000 | 0.01 | 17 | 17 | 0.99 | 0.81 | 0.6 | 0.19 | 0.08 | 0.05 | 0.98 | 0.19 | 0.15 | 0.07 | 0.04 | 0.02 | 0.98 | 0.58 | 0.46 | 0.42 | 0.11 | 0.04 | True | False | Non Federally-Regulated | 10/30/2023 |  | 12/01/2023
Luminii Corp | Domino | TZ-654-**-3090-60 | Light Emitting Diode | Inseparable Luminaire | Direct Wired | 0-10 VDC Controls | 54.4 | 3139 | 0.0016 | 91 | 53 | 0 | 0.94 | Ambient | 42000 |  |  | 42000 | 0.01 | 17 | 17 | 0.99 | 0.81 | 0.6 | 0.19 | 0.08 | 0.05 | 0.98 | 0.19 | 0.15 | 0.07 | 0.04 | 0.02 | 0.98 | 0.58 | 0.46 | 0.42 | 0.11 | 0.04 | True | False | Non Federally-Regulated | 10/30/2023 |  | 12/01/2023
Luminii Corp | Domino | TZ-654-**-3095-12 | Light Emitting Diode | Inseparable Luminaire | Direct Wired | 0-10 VDC Controls | 54.4 | 3139 | 0.0016 | 95 | 53 | 0 | 0.94 | Ambient | 42000 |  |  | 42000 | 0.01 | 17 | 17 | 0.99 | 0.81 | 0.6 | 0.19 | 0.08 | 0.05 | 0.98 | 0.19 | 0.15 | 0.07 | 0.04 | 0.02 | 0.98 | 0.58 | 0.46 | 0.42 | 0.11 | 0.04 | True | False | Non Federally-Regulated | 10/30/2023 |  | 12/01/2023
Luminii Corp | Domino | TZ-654-**-3095-30 | Light Emitting Diode | Inseparable Luminaire | Direct Wired | 0-10 VDC Controls | 54.4 | 3139 | 0.0016 | 95 | 53 | 0 | 0.94 | Ambient | 42000 |  |  | 42000 | 0.01 | 17 | 17 | 0.99 | 0.81 | 0.6 | 0.19 | 0.08 | 0.05 | 0.98 | 0.19 | 0.15 | 0.07 | 0.04 | 0.02 | 0.98 | 0.58 | 0.46 | 0.42 | 0.11 | 0.04 | True | False | Non Federally-Regulated | 10/30/2023 |  | 12/01/2023
Luminii Corp | Domino | TZ-654-**-3095-60 | Light Emitting Diode | Inseparable Luminaire | Direct Wired | 0-10 VDC Controls | 54.4 | 3939 | 0.0016 | 95 | 53 | 0 | 0.94 | Ambient | 42000 |  |  | 42000 | 0.01 | 17 | 17 | 0.99 | 0.81 | 0.6 | 0.19 | 0.08 | 0.05 | 0.98 | 0.19 | 0.15 | 0.07 | 0.04 | 0.02 | 0.98 | 0.58 | 0.46 | 0.42 | 0.11 | 0.04 | True | False | Non Federally-Regulated | 10/30/2023 |  | 12/01/2023
GlobaLux Lighting LLC | Globalux | RDL-7-15-120D-MCT-** | Light Emitting Diode | Inseparable Luminaire | Direct Wired | Forward Phase Cut Controls | 67 | 3000 | 0.0037 | 95 | 72 | 136 | 0.96 | Ambient | 50000 | 0.98 | 1 | 60000 | 0.05 | 17 | 17 | 0.16 | 0.15 | 0.14 | 0.13 | 0 | 0 | 0.05 | 0.05 | 0.04 | 0.04 | 0 | 0 | 0.02 | 0.02 | 0.02 | 0.02 | 0.01 | 0.01 | True | False | Non Federally-Regulated | 03/08/2023 |  | 12/10/2023
GlobaLux Lighting LLC | Globalux | RDL-7-15-120D-MCT-*** | Light Emitting Diode | Inseparable Luminaire | Direct Wired | Forward Phase Cut Controls | 67 | 3000 | 0.0037 | 95 | 72 | 136 | 0.96 | Ambient | 50000 | 0.98 | 1 | 60000 | 0.05 | 17 | 17 | 0.16 | 0.15 | 0.14 | 0.13 | 0 | 0 | 0.05 | 0.05 | 0.04 | 0.04 | 0 | 0 | 0.02 | 0.02 | 0.02 | 0.02 | 0.01 | 0.01 | True | False | Non Federally-Regulated | 03/08/2023 |  | 12/10/2023
GlobaLux Lighting LLC | Globalux | RDL-12-22-120D-MCT-** | Light Emitting Diode | Inseparable Luminaire | Direct Wired | Forward Phase Cut Controls | 78 | 3000 | 0.0029 | 94 | 68 | 128 | 0.93 | Ambient | 50000 | 0.99 | 1 | 60000 | 0.04 | 16 | 17 | 0.29 | 0.26 | 0.23 | 0.2 | 0 | 0 | 0.05 | 0.05 | 0.05 | 0.04 | 0 | 0 | 0.04 | 0.02 | 0.02 | 0.02 | 0.01 | 0.01 | True | False | Non Federally-Regulated | 03/08/2023 |  | 12/10/2023
GlobaLux Lighting LLC | Globalux | RDL-12-22-120D-MCT-*** | Light Emitting Diode | Inseparable Luminaire | Direct Wired | Forward Phase Cut Controls | 78 | 3000 | 0.0029 | 94 | 68 | 128 | 0.93 | Ambient | 50000 | 0.99 | 1 | 60000 | 0.04 | 16 | 17 | 0.29 | 0.26 | 0.23 | 0.2 | 0 | 0 | 0.05 | 0.05 | 0.05 | 0.04 | 0 | 0 | 0.04 | 0.02 | 0.02 | 0.02 | 0.01 | 0.01 | True | False | Non Federally-Regulated | 03/08/2023 |  | 12/10/2023
Precision Lighting Ltd | SOLO | 1111C-**-2790-NA | Light Emitting Diode | Inseparable Luminaire | Direct Wired | 0-10 VDC Controls | 45.3 | 2764 | 0.0013 | 91 | 53 | 0 | 0.99 | Ambient | 15000 |  |  | 77000 | 0.01 | 13 | 12 | 0.38 | 0.02 | 0.01 | 0.01 | 0.01 | 0.01 | 0.99 | 0.08 | 0.06 | 0.04 | 0.04 | 0.02 | 0.99 | 0.41 | 0.36 | 0.25 | 0.13 | 0.11 | True | False | Non Federally-Regulated | 12/01/2023 |  | 12/12/2023
Precision Lighting Ltd | SOLO | 1111C-**-3098-NA | Light Emitting Diode | Inseparable Luminaire | Direct Wired | 0-10 VDC Controls | 48.8 | 3000 | 0.0013 | 91 | 53 | 0 | 0.99 | Ambient | 15000 |  |  | 77000 | 0.01 | 13 | 12 | 0.38 | 0.02 | 0.01 | 0.01 | 0.01 | 0.01 | 0.99 | 0.08 | 0.06 | 0.04 | 0.04 | 0.02 | 0.99 | 0.41 | 0.36 | 0.25 | 0.13 | 0.11 | True | False | Non Federally-Regulated | 12/01/2023 |  | 12/12/2023
Precision Lighting Ltd | SOLO | 1111C-**-4095-NA | Light Emitting Diode | Inseparable Luminaire | Direct Wired | 0-10 VDC Controls | 51.2 | 3956 | 0.0013 | 91 | 53 | 0 | 0.99 | Ambient | 15000 |  |  | 77000 | 0.01 | 13 | 12 | 0.38 | 0.02 | 0.01 | 0.01 | 0.01 | 0.01 | 0.99 | 0.08 | 0.06 | 0.04 | 0.04 | 0.02 | 0.99 | 0.41 | 0.36 | 0.25 | 0.13 | 0.11 | True | False | Non Federally-Regulated | 12/01/2023 |  | 12/12/2023
Precision Lighting Ltd | SOLO | 1111C-**-2790-ME | Light Emitting Diode | Inseparable Luminaire | Direct Wired | 0-10 VDC Controls | 45.3 | 2764 | 0.0013 | 91 | 53 | 0 | 0.99 | Ambient | 15000 |  |  | 77000 | 0.01 | 13 | 12 | 0.38 | 0.02 | 0.01 | 0.01 | 0.01 | 0.01 | 0.99 | 0.08 | 0.06 | 0.04 | 0.04 | 0.02 | 0.99 | 0.41 | 0.36 | 0.25 | 0.13 | 0.11 | True | False | Non Federally-Regulated | 12/01/2023 |  | 12/12/2023
Precision Lighting Ltd | SOLO | 1111C-**-3098-ME | Light Emitting Diode | Inseparable Luminaire | Direct Wired | 0-10 VDC Controls | 48.8 | 3000 | 0.0013 | 91 | 53 | 0 | 0.99 | Ambient | 15000 |  |  | 77000 | 0.01 | 13 | 12 | 0.38 | 0.02 | 0.01 | 0.01 | 0.01 | 0.01 | 0.99 | 0.08 | 0.06 | 0.04 | 0.04 | 0.02 | 0.99 | 0.41 | 0.36 | 0.25 | 0.13 | 0.11 | True | False | Non Federally-Regulated | 12/01/2023 |  | 12/12/2023
Precision Lighting Ltd | SOLO | 1111C-**-4095-ME | Light Emitting Diode | Inseparable Luminaire | Direct Wired | 0-10 VDC Controls | 51.2 | 3956 | 0.0013 | 91 | 53 | 0 | 0.99 | Ambient | 15000 |  |  | 77000 | 0.01 | 13 | 12 | 0.38 | 0.02 | 0.01 | 0.01 | 0.01 | 0.01 | 0.99 | 0.08 | 0.06 | 0.04 | 0.04 | 0.02 | 0.99 | 0.41 | 0.36 | 0.25 | 0.13 | 0.11 | True | False | Non Federally-Regulated | 12/01/2023 |  | 12/12/2023
Precision Lighting Ltd | SOLO | 1111C-**-2790-WD | Light Emitting Diode | Inseparable Luminaire | Direct Wired | 0-10 VDC Controls | 45.3 | 2764 | 0.0013 | 91 | 53 | 0 | 0.99 | Ambient | 15000 |  |  | 77000 | 0.01 | 13 | 12 | 0.38 | 0.02 | 0.01 | 0.01 | 0.01 | 0.01 | 0.99 | 0.08 | 0.06 | 0.04 | 0.04 | 0.02 | 0.99 | 0.41 | 0.36 | 0.25 | 0.13 | 0.11 | True | False | Non Federally-Regulated | 12/01/2023 |  | 12/12/2023
Precision Lighting Ltd | SOLO | 1111C-**-3098-WD | Light Emitting Diode | Inseparable Luminaire | Direct Wired | 0-10 VDC Controls | 48.8 | 3000 | 0.0013 | 91 | 53 | 0 | 0.99 | Ambient | 15000 |  |  | 77000 | 0.01 | 13 | 12 | 0.38 | 0.02 | 0.01 | 0.01 | 0.01 | 0.01 | 0.99 | 0.08 | 0.06 | 0.04 | 0.04 | 0.02 | 0.99 | 0.41 | 0.36 | 0.25 | 0.13 | 0.11 | True | False | Non Federally-Regulated | 12/01/2023 |  | 12/12/2023
Precision Lighting Ltd | SOLO | 1111C-**-4095-WD | Light Emitting Diode | Inseparable Luminaire | Direct Wired | 0-10 VDC Controls | 51.2 | 3956 | 0.0013 | 91 | 53 | 0 | 0.99 | Ambient | 15000 |  |  | 77000 | 0.01 | 13 | 12 | 0.38 | 0.02 | 0.01 | 0.01 | 0.01 | 0.01 | 0.99 | 0.08 | 0.06 | 0.04 | 0.04 | 0.02 | 0.99 | 0.41 | 0.36 | 0.25 | 0.13 | 0.11 | True | False | Non Federally-Regulated | 12/01/2023 |  | 12/12/2023
Precision Lighting Ltd | SOLO | 1111C-**-2790-VW | Light Emitting Diode | Inseparable Luminaire | Direct Wired | 0-10 VDC Controls | 45.3 | 2764 | 0.0013 | 91 | 53 | 0 | 0.99 | Ambient | 15000 |  |  | 77000 | 0.01 | 13 | 12 | 0.38 | 0.02 | 0.01 | 0.01 | 0.01 | 0.01 | 0.99 | 0.08 | 0.06 | 0.04 | 0.04 | 0.02 | 0.99 | 0.41 | 0.36 | 0.25 | 0.13 | 0.11 | True | False | Non Federally-Regulated | 12/01/2023 |  | 12/12/2023
Precision Lighting Ltd | SOLO | 1111C-**-3098-VW | Light Emitting Diode | Inseparable Luminaire | Direct Wired | 0-10 VDC Controls | 48.8 | 3000 | 0.0013 | 91 | 53 | 0 | 0.99 | Ambient | 15000 |  |  | 77000 | 0.01 | 13 | 12 | 0.38 | 0.02 | 0.01 | 0.01 | 0.01 | 0.01 | 0.99 | 0.08 | 0.06 | 0.04 | 0.04 | 0.02 | 0.99 | 0.41 | 0.36 | 0.25 | 0.13 | 0.11 | True | False | Non Federally-Regulated | 12/01/2023 |  | 12/12/2023
Precision Lighting Ltd | SOLO | 1111C-**-4095-VW | Light Emitting Diode | Inseparable Luminaire | Direct Wired | 0-10 VDC Controls | 51.2 | 3956 | 0.0013 | 91 | 53 | 0 | 0.99 | Ambient | 15000 |  |  | 77000 | 0.01 | 13 | 12 | 0.38 | 0.02 | 0.01 | 0.01 | 0.01 | 0.01 | 0.99 | 0.08 | 0.06 | 0.04 | 0.04 | 0.02 | 0.99 | 0.41 | 0.36 | 0.25 | 0.13 | 0.11 | True | False | Non Federally-Regulated | 12/01/2023 |  | 12/12/2023
Precision Lighting Ltd | SOLO | 1041C-**-2490-NA | Light Emitting Diode | Inseparable Luminaire | Direct Wired | 0-10 VDC Controls | 61.4 | 2460 | 0.0008 | 92 | 55 | 0 | 0.99 | Ambient | 15000 |  |  | 77000 | 0.01 | 13 | 12 | 0.38 | 0.02 | 0.01 | 0.01 | 0.01 | 0.01 | 0.99 | 0.08 | 0.06 | 0.04 | 0.04 | 0.02 | 0.99 | 0.41 | 0.36 | 0.25 | 0.13 | 0.11 | True | False | Non Federally-Regulated | 12/01/2023 |  | 12/12/2023
Precision Lighting Ltd | SOLO | 1041C-**-2798-NA | Light Emitting Diode | Inseparable Luminaire | Direct Wired | 0-10 VDC Controls | 58.8 | 2700 | 0.0008 | 98 | 98 | 0 | 0.99 | Ambient | 15000 |  |  | 77000 | 0.01 | 13 | 12 | 0.38 | 0.02 | 0.01 | 0.01 | 0.01 | 0.01 | 0.99 | 0.08 | 0.06 | 0.04 | 0.04 | 0.02 | 0.99 | 0.41 | 0.36 | 0.25 | 0.13 | 0.11 | True | False | Non Federally-Regulated | 12/01/2023 |  | 12/12/2023
Precision Lighting Ltd | SOLO | 1041C-**-3098-NA | Light Emitting Diode | Inseparable Luminaire | Direct Wired | 0-10 VDC Controls | 63.2 | 3000 | 0.0008 | 98 | 98 | 0 | 0.99 | Ambient | 15000 |  |  | 77000 | 0.01 | 13 | 12 | 0.38 | 0.02 | 0.01 | 0.01 | 0.01 | 0.01 | 0.99 | 0.08 | 0.06 | 0.04 | 0.04 | 0.02 | 0.99 | 0.41 | 0.36 | 0.25 | 0.13 | 0.11 | True | False | Non Federally-Regulated | 12/01/2023 |  | 12/12/2023
Precision Lighting Ltd | SOLO | 1041C-**-4095-NA | Light Emitting Diode | Inseparable Luminaire | Direct Wired | 0-10 VDC Controls | 66.3 | 4022 | 0.0008 | 98 | 98 | 0 | 0.99 | Ambient | 15000 |  |  | 77000 | 0.01 | 13 | 12 | 0.38 | 0.02 | 0.01 | 0.01 | 0.01 | 0.01 | 0.99 | 0.08 | 0.06 | 0.04 | 0.04 | 0.02 | 0.99 | 0.41 | 0.36 | 0.25 | 0.13 | 0.11 | True | False | Non Federally-Regulated | 12/01/2023 |  | 12/12/2023
Precision Lighting Ltd | SOLO | 1041C-**-2490-ME | Light Emitting Diode | Inseparable Luminaire | Direct Wired | 0-10 VDC Controls | 63.8 | 2460 | 0.0008 | 98 | 98 | 0 | 0.99 | Ambient | 15000 |  |  | 77000 | 0.01 | 13 | 12 | 0.38 | 0.02 | 0.01 | 0.01 | 0.01 | 0.01 | 0.99 | 0.08 | 0.06 | 0.04 | 0.04 | 0.02 | 0.99 | 0.41 | 0.36 | 0.25 | 0.13 | 0.11 | True | False | Non Federally-Regulated | 12/01/2023 |  | 12/12/2023
Precision Lighting Ltd | SOLO | 1041C-**-2798-ME | Light Emitting Diode | Inseparable Luminaire | Direct Wired | 0-10 VDC Controls | 61.2 | 2700 | 0.0008 | 98 | 98 | 0 | 0.99 | Ambient | 15000 |  |  | 77000 | 0.01 | 13 | 12 | 0.38 | 0.02 | 0.01 | 0.01 | 0.01 | 0.01 | 0.99 | 0.08 | 0.06 | 0.04 | 0.04 | 0.02 | 0.99 | 0.41 | 0.36 | 0.25 | 0.13 | 0.11 | True | False | Non Federally-Regulated | 12/01/2023 |  | 12/12/2023
Precision Lighting Ltd | SOLO | 1041C-**-3098-ME | Light Emitting Diode | Inseparable Luminaire | Direct Wired | 0-10 VDC Controls | 65.7 | 3000 | 0.0008 | 98 | 98 | 0 | 0.99 | Ambient | 15000 |  |  | 77000 | 0.01 | 13 | 12 | 0.38 | 0.02 | 0.01 | 0.01 | 0.01 | 0.01 | 0.99 | 0.08 | 0.06 | 0.04 | 0.04 | 0.02 | 0.99 | 0.41 | 0.36 | 0.25 | 0.13 | 0.11 | True | False | Non Federally-Regulated | 12/01/2023 |  | 12/12/2023
Precision Lighting Ltd | SOLO | 1041C-**-4095-ME | Light Emitting Diode | Inseparable Luminaire | Direct Wired | 0-10 VDC Controls | 67 | 4022 | 0.0008 | 98 | 98 | 0 | 0.99 | Ambient | 15000 |  |  | 77000 | 0.01 | 13 | 12 | 0.38 | 0.02 | 0.01 | 0.01 | 0.01 | 0.01 | 0.99 | 0.08 | 0.06 | 0.04 | 0.04 | 0.02 | 0.99 | 0.41 | 0.36 | 0.25 | 0.13 | 0.11 | True | False | Non Federally-Regulated | 12/01/2023 |  | 12/12/2023
Precision Lighting Ltd | SOLO | 1041C-**-2490-WD | Light Emitting Diode | Inseparable Luminaire | Direct Wired | 0-10 VDC Controls | 64.1 | 2460 | 0.0008 | 98 | 98 | 0 | 0.99 | Ambient | 15000 |  |  | 77000 | 0.01 | 13 | 12 | 0.38 | 0.02 | 0.01 | 0.01 | 0.01 | 0.01 | 0.99 | 0.08 | 0.06 | 0.04 | 0.04 | 0.02 | 0.99 | 0.41 | 0.36 | 0.25 | 0.13 | 0.11 | True | False | Non Federally-Regulated | 12/01/2023 |  | 12/12/2023
Precision Lighting Ltd | SOLO | 1041C-**-2798-WD | Light Emitting Diode | Inseparable Luminaire | Direct Wired | 0-10 VDC Controls | 61.5 | 2700 | 0.0008 | 98 | 98 | 0 | 0.99 | Ambient | 15000 |  |  | 77000 | 0.01 | 13 | 12 | 0.38 | 0.02 | 0.01 | 0.01 | 0.01 | 0.01 | 0.99 | 0.08 | 0.06 | 0.04 | 0.04 | 0.02 | 0.99 | 0.41 | 0.36 | 0.25 | 0.13 | 0.11 | True | False | Non Federally-Regulated | 12/01/2023 |  | 12/12/2023
Precision Lighting Ltd | SOLO | 1041C-**-3098-WD | Light Emitting Diode | Inseparable Luminaire | Direct Wired | 0-10 VDC Controls | 66.1 | 3000 | 0.0008 | 98 | 98 | 0 | 0.99 | Ambient | 15000 |  |  | 77000 | 0.01 | 13 | 12 | 0.38 | 0.02 | 0.01 | 0.01 | 0.01 | 0.01 | 0.99 | 0.08 | 0.06 | 0.04 | 0.04 | 0.02 | 0.99 | 0.41 | 0.36 | 0.25 | 0.13 | 0.11 | True | False | Non Federally-Regulated | 12/01/2023 |  | 12/12/2023
Precision Lighting Ltd | SOLO | 1041C-**-4095-WD | Light Emitting Diode | Inseparable Luminaire | Direct Wired | 0-10 VDC Controls | 67.3 | 4022 | 0.0008 | 98 | 98 | 0 | 0.99 | Ambient | 15000 |  |  | 77000 | 0.01 | 13 | 12 | 0.38 | 0.02 | 0.01 | 0.01 | 0.01 | 0.01 | 0.99 | 0.08 | 0.06 | 0.04 | 0.04 | 0.02 | 0.99 | 0.41 | 0.36 | 0.25 | 0.13 | 0.11 | True | False | Non Federally-Regulated | 12/01/2023 |  | 12/12/2023
Precision Lighting Ltd | SOLO | 1041C-**-2490-VW | Light Emitting Diode | Inseparable Luminaire | Direct Wired | 0-10 VDC Controls | 60.6 | 2460 | 0.0008 | 98 | 98 | 0 | 0.99 | Ambient | 15000 |  |  | 77000 | 0.01 | 13 | 12 | 0.38 | 0.02 | 0.01 | 0.01 | 0.01 | 0.01 | 0.99 | 0.08 | 0.06 | 0.04 | 0.04 | 0.02 | 0.99 | 0.41 | 0.36 | 0.25 | 0.13 | 0.11 | True | False | Non Federally-Regulated | 12/01/2023 |  | 12/12/2023
Precision Lighting Ltd | SOLO | 1041C-**-2798-VW | Light Emitting Diode | Inseparable Luminaire | Direct Wired | 0-10 VDC Controls | 58.1 | 2700 | 0.0008 | 98 | 98 | 0 | 0.99 | Ambient | 15000 |  |  | 77000 | 0.01 | 13 | 12 | 0.38 | 0.02 | 0.01 | 0.01 | 0.01 | 0.01 | 0.99 | 0.08 | 0.06 | 0.04 | 0.04 | 0.02 | 0.99 | 0.41 | 0.36 | 0.25 | 0.13 | 0.11 | True | False | Non Federally-Regulated | 12/01/2023 |  | 12/12/2023
Precision Lighting Ltd | SOLO | 1041C-**-3098-VW | Light Emitting Diode | Inseparable Luminaire | Direct Wired | 0-10 VDC Controls | 62.4 | 3000 | 0.0008 | 98 | 98 | 0 | 0.99 | Ambient | 15000 |  |  | 77000 | 0.01 | 13 | 12 | 0.38 | 0.02 | 0.01 | 0.01 | 0.01 | 0.01 | 0.99 | 0.08 | 0.06 | 0.04 | 0.04 | 0.02 | 0.99 | 0.41 | 0.36 | 0.25 | 0.13 | 0.11 | True | False | Non Federally-Regulated | 12/01/2023 |  | 12/12/2023
Precision Lighting Ltd | SOLO | 1041C-**-4095-VW | Light Emitting Diode | Inseparable Luminaire | Direct Wired | 0-10 VDC Controls | 63.7 | 4022 | 0.0008 | 98 | 98 | 0 | 0.99 | Ambient | 15000 |  |  | 77000 | 0.01 | 13 | 12 | 0.38 | 0.02 | 0.01 | 0.01 | 0.01 | 0.01 | 0.99 | 0.08 | 0.06 | 0.04 | 0.04 | 0.02 | 0.99 | 0.41 | 0.36 | 0.25 | 0.13 | 0.11 | True | False | Non Federally-Regulated | 12/01/2023 |  | 12/12/2023
Precision Lighting Ltd | SOLO | 1051C-**-2490-13 | Light Emitting Diode | Inseparable Luminaire | Direct Wired | 0-10 VDC Controls | 72.7 | 2480 | 0.0006 | 92 | 56 | 0 | 0.99 | Ambient | 15000 |  |  | 55000 | 0.05 | 12 | 13 | 0.39 | 0.05 | 0.02 | 0.02 | 0.01 | 0.01 | 0.35 | 0.02 | 0.01 | 0.01 | 0.01 | 0.01 | 0.67 | 0.03 | 0.01 | 0.01 | 0.01 | 0 | True | False | Non Federally-Regulated | 12/01/2023 |  | 12/12/2023
Precision Lighting Ltd | SOLO | 1051C-**-2798-13 | Light Emitting Diode | Inseparable Luminaire | Direct Wired | 0-10 VDC Controls | 69.7 | 2700 | 0.0005 | 98 | 98 | 0 | 0.99 | Ambient | 15000 |  |  | 55000 | 0.05 | 12 | 13 | 0.39 | 0.05 | 0.02 | 0.02 | 0.01 | 0.01 | 0.35 | 0.02 | 0.01 | 0.01 | 0.01 | 0.01 | 0.67 | 0.03 | 0.01 | 0.01 | 0.01 | 0 | True | False | Non Federally-Regulated | 12/01/2023 |  | 12/12/2023
Precision Lighting Ltd | SOLO | 1051C-**-3098-13 | Light Emitting Diode | Inseparable Luminaire | Direct Wired | 0-10 VDC Controls | 75 | 3000 | 0.0005 | 98 | 98 | 0 | 0.99 | Ambient | 15000 |  |  | 55000 | 0.05 | 12 | 13 | 0.39 | 0.05 | 0.02 | 0.02 | 0.01 | 0.01 | 0.35 | 0.02 | 0.01 | 0.01 | 0.01 | 0.01 | 0.67 | 0.03 | 0.01 | 0.01 | 0.01 | 0 | True | False | Non Federally-Regulated | 12/01/2023 |  | 12/12/2023
Precision Lighting Ltd | SOLO | 1051C-**-4095-13 | Light Emitting Diode | Inseparable Luminaire | Direct Wired | 0-10 VDC Controls | 79.2 | 4022 | 0.0004 | 98 | 98 | 0 | 0.96 | Ambient | 15000 |  |  | 55000 | 0.05 | 12 | 13 | 0.39 | 0.05 | 0.02 | 0.02 | 0.01 | 0.01 | 0.35 | 0.02 | 0.01 | 0.01 | 0.01 | 0.01 | 0.67 | 0.03 | 0.01 | 0.01 | 0.01 | 0 | True | False | Non Federally-Regulated | 12/01/2023 |  | 12/12/2023
Precision Lighting Ltd | SOLO | 1051C-**-2490-15 | Light Emitting Diode | Inseparable Luminaire | Direct Wired | 0-10 VDC Controls | 71.4 | 2480 | 0.0006 | 92 | 56 | 0 | 0.96 | Ambient | 15000 |  |  | 55000 | 0.05 | 12 | 13 | 0.39 | 0.05 | 0.02 | 0.02 | 0.01 | 0.01 | 0.35 | 0.02 | 0.01 | 0.01 | 0.01 | 0.01 | 0.67 | 0.03 | 0.01 | 0.01 | 0.01 | 0 | True | False | Non Federally-Regulated | 12/01/2023 |  | 12/12/2023
Precision Lighting Ltd | SOLO | 1051C-**-2798-15 | Light Emitting Diode | Inseparable Luminaire | Direct Wired | 0-10 VDC Controls | 68.3 | 2700 | 0.0005 | 98 | 98 | 0 | 0.96 | Ambient | 15000 |  |  | 55000 | 0.05 | 12 | 13 | 0.39 | 0.05 | 0.02 | 0.02 | 0.01 | 0.01 | 0.35 | 0.02 | 0.01 | 0.01 | 0.01 | 0.01 | 0.67 | 0.03 | 0.01 | 0.01 | 0.01 | 0 | True | False | Non Federally-Regulated | 12/01/2023 |  | 12/12/2023
Precision Lighting Ltd | SOLO | 1051C-**-3098-15 | Light Emitting Diode | Inseparable Luminaire | Direct Wired | 0-10 VDC Controls | 73.5 | 3000 | 0.0005 | 98 | 98 | 0 | 0.96 | Ambient | 15000 |  |  | 55000 | 0.05 | 12 | 13 | 0.39 | 0.05 | 0.02 | 0.02 | 0.01 | 0.01 | 0.35 | 0.02 | 0.01 | 0.01 | 0.01 | 0.01 | 0.67 | 0.03 | 0.01 | 0.01 | 0.01 | 0 | True | False | Non Federally-Regulated | 12/01/2023 |  | 12/12/2023
Precision Lighting Ltd | SOLO | 1051C-**-4095-15 | Light Emitting Diode | Inseparable Luminaire | Direct Wired | 0-10 VDC Controls | 77.6 | 4022 | 0.0004 | 98 | 98 | 0 | 0.96 | Ambient | 15000 |  |  | 55000 | 0.05 | 12 | 13 | 0.39 | 0.05 | 0.02 | 0.02 | 0.01 | 0.01 | 0.35 | 0.02 | 0.01 | 0.01 | 0.01 | 0.01 | 0.67 | 0.03 | 0.01 | 0.01 | 0.01 | 0 | True | False | Non Federally-Regulated | 12/01/2023 |  | 12/12/2023
Precision Lighting Ltd | SOLO | 1051C-**-2490-25 | Light Emitting Diode | Inseparable Luminaire | Direct Wired | 0-10 VDC Controls | 69.1 | 2480 | 0.0006 | 92 | 56 | 0 | 0.96 | Ambient | 15000 |  |  | 55000 | 0.05 | 12 | 13 | 0.39 | 0.05 | 0.02 | 0.02 | 0.01 | 0.01 | 0.35 | 0.02 | 0.01 | 0.01 | 0.01 | 0.01 | 0.67 | 0.03 | 0.01 | 0.01 | 0.01 | 0 | True | False | Non Federally-Regulated | 12/01/2023 |  | 12/12/2023
Precision Lighting Ltd | SOLO | 1051C-**-2798-25 | Light Emitting Diode | Inseparable Luminaire | Direct Wired | 0-10 VDC Controls | 66.2 | 2700 | 0.0005 | 98 | 98 | 0 | 0.96 | Ambient | 15000 |  |  | 55000 | 0.05 | 12 | 13 | 0.39 | 0.05 | 0.02 | 0.02 | 0.01 | 0.01 | 0.35 | 0.02 | 0.01 | 0.01 | 0.01 | 0.01 | 0.67 | 0.03 | 0.01 | 0.01 | 0.01 | 0 | True | False | Non Federally-Regulated | 12/01/2023 |  | 12/12/2023
Precision Lighting Ltd | SOLO | 1051C-**-3098-25 | Light Emitting Diode | Inseparable Luminaire | Direct Wired | 0-10 VDC Controls | 71.2 | 3000 | 0.0005 | 98 | 98 | 0 | 0.96 | Ambient | 15000 |  |  | 55000 | 0.05 | 12 | 13 | 0.39 | 0.05 | 0.02 | 0.02 | 0.01 | 0.01 | 0.35 | 0.02 | 0.01 | 0.01 | 0.01 | 0.01 | 0.67 | 0.03 | 0.01 | 0.01 | 0.01 | 0 | True | False | Non Federally-Regulated | 12/01/2023 |  | 12/12/2023
Precision Lighting Ltd | SOLO | 1051C-**-4095-25 | Light Emitting Diode | Inseparable Luminaire | Direct Wired | 0-10 VDC Controls | 75.2 | 4022 | 0.0004 | 98 | 98 | 0 | 0.96 | Ambient | 15000 |  |  | 55000 | 0.05 | 12 | 13 | 0.39 | 0.05 | 0.02 | 0.02 | 0.01 | 0.01 | 0.35 | 0.02 | 0.01 | 0.01 | 0.01 | 0.01 | 0.67 | 0.03 | 0.01 | 0.01 | 0.01 | 0 | True | False | Non Federally-Regulated | 12/01/2023 |  | 12/12/2023
Precision Lighting Ltd | SOLO | 1051C-**-2490-40 | Light Emitting Diode | Inseparable Luminaire | Direct Wired | 0-10 VDC Controls | 63.7 | 2480 | 0.0006 | 92 | 56 | 0 | 0.96 | Ambient | 15000 |  |  | 55000 | 0.05 | 12 | 13 | 0.39 | 0.05 | 0.02 | 0.02 | 0.01 | 0.01 | 0.35 | 0.02 | 0.01 | 0.01 | 0.01 | 0.01 | 0.67 | 0.03 | 0.01 | 0.01 | 0.01 | 0 | True | False | Non Federally-Regulated | 12/01/2023 |  | 12/12/2023
Precision Lighting Ltd | SOLO | 1051C-**-2798-40 | Light Emitting Diode | Inseparable Luminaire | Direct Wired | 0-10 VDC Controls | 61 | 2700 | 0.0005 | 98 | 98 | 0 | 0.96 | Ambient | 15000 |  |  | 55000 | 0.05 | 12 | 13 | 0.39 | 0.05 | 0.02 | 0.02 | 0.01 | 0.01 | 0.35 | 0.02 | 0.01 | 0.01 | 0.01 | 0.01 | 0.67 | 0.03 | 0.01 | 0.01 | 0.01 | 0 | True | False | Non Federally-Regulated | 12/01/2023 |  | 12/12/2023
Precision Lighting Ltd | SOLO | 1051C-**-3098-40 | Light Emitting Diode | Inseparable Luminaire | Direct Wired | 0-10 VDC Controls | 65.7 | 3000 | 0.0005 | 98 | 98 | 0 | 0.96 | Ambient | 15000 |  |  | 55000 | 0.05 | 12 | 13 | 0.39 | 0.05 | 0.02 | 0.02 | 0.01 | 0.01 | 0.35 | 0.02 | 0.01 | 0.01 | 0.01 | 0.01 | 0.67 | 0.03 | 0.01 | 0.01 | 0.01 | 0 | True | False | Non Federally-Regulated | 12/01/2023 |  | 12/12/2023
Precision Lighting Ltd | SOLO | 1051C-**-4095-40 | Light Emitting Diode | Inseparable Luminaire | Direct Wired | 0-10 VDC Controls | 69.4 | 4022 | 0.0004 | 98 | 98 | 0 | 0.96 | Ambient | 15000 |  |  | 55000 | 0.05 | 12 | 13 | 0.39 | 0.05 | 0.02 | 0.02 | 0.01 | 0.01 | 0.35 | 0.02 | 0.01 | 0.01 | 0.01 | 0.01 | 0.67 | 0.03 | 0.01 | 0.01 | 0.01 | 0 | True | False | Non Federally-Regulated | 12/01/2023 |  | 12/12/2023
Precision Lighting Ltd | SOLO | 1051C-**-2490-50 | Light Emitting Diode | Inseparable Luminaire | Direct Wired | 0-10 VDC Controls | 63.2 | 2480 | 0.0006 | 92 | 56 | 0 | 0.96 | Ambient | 15000 |  |  | 55000 | 0.05 | 12 | 13 | 0.39 | 0.05 | 0.02 | 0.02 | 0.01 | 0.01 | 0.35 | 0.02 | 0.01 | 0.01 | 0.01 | 0.01 | 0.67 | 0.03 | 0.01 | 0.01 | 0.01 | 0 | True | False | Non Federally-Regulated | 12/01/2023 |  | 12/12/2023
Precision Lighting Ltd | SOLO | 1051C-**-2798-50 | Light Emitting Diode | Inseparable Luminaire | Direct Wired | 0-10 VDC Controls | 60.6 | 2700 | 0.0005 | 98 | 98 | 0 | 0.96 | Ambient | 15000 |  |  | 55000 | 0.05 | 12 | 13 | 0.39 | 0.05 | 0.02 | 0.02 | 0.01 | 0.01 | 0.35 | 0.02 | 0.01 | 0.01 | 0.01 | 0.01 | 0.67 | 0.03 | 0.01 | 0.01 | 0.01 | 0 | True | False | Non Federally-Regulated | 12/01/2023 |  | 12/12/2023
Precision Lighting Ltd | SOLO | 1051C-**-3098-50 | Light Emitting Diode | Inseparable Luminaire | Direct Wired | 0-10 VDC Controls | 65.1 | 3000 | 0.0005 | 98 | 98 | 0 | 0.96 | Ambient | 15000 |  |  | 55000 | 0.05 | 12 | 13 | 0.39 | 0.05 | 0.02 | 0.02 | 0.01 | 0.01 | 0.35 | 0.02 | 0.01 | 0.01 | 0.01 | 0.01 | 0.67 | 0.03 | 0.01 | 0.01 | 0.01 | 0 | True | False | Non Federally-Regulated | 12/01/2023 |  | 12/12/2023
Precision Lighting Ltd | SOLO | 1051C-**-4095-50 | Light Emitting Diode | Inseparable Luminaire | Direct Wired | 0-10 VDC Controls | 68.8 | 4022 | 0.0004 | 98 | 98 | 0 | 0.96 | Ambient | 15000 |  |  | 55000 | 0.05 | 12 | 13 | 0.39 | 0.05 | 0.02 | 0.02 | 0.01 | 0.01 | 0.35 | 0.02 | 0.01 | 0.01 | 0.01 | 0.01 | 0.67 | 0.03 | 0.01 | 0.01 | 0.01 | 0 | True | False | Non Federally-Regulated | 12/01/2023 |  | 12/12/2023
Precision Lighting Ltd | SOLO | 1111C-**-2790-NA | Light Emitting Diode | Inseparable Luminaire | Direct Wired | 0-10 VDC Controls | 45.3 | 2764 | 0.0013 | 91 | 53 | 0 | 0.99 | Ambient | 15000 |  |  | 77000 | 0.01 | 13 | 12 | 0.38 | 0.02 | 0.01 | 0.01 | 0.01 | 0.01 | 0.99 | 0.08 | 0.06 | 0.04 | 0.04 | 0.02 | 0.99 | 0.41 | 0.36 | 0.25 | 0.13 | 0.11 | True | False | Non Federally-Regulated | 12/01/2023 |  | 12/12/2023
Precision Lighting Ltd | SOLO | 1111C-**-3098-NA | Light Emitting Diode | Inseparable Luminaire | Direct Wired | 0-10 VDC Controls | 48.8 | 3000 | 0.0013 | 91 | 53 | 0 | 0.99 | Ambient | 15000 |  |  | 77000 | 0.01 | 13 | 12 | 0.38 | 0.02 | 0.01 | 0.01 | 0.01 | 0.01 | 0.99 | 0.08 | 0.06 | 0.04 | 0.04 | 0.02 | 0.99 | 0.41 | 0.36 | 0.25 | 0.13 | 0.11 | True | False | Non Federally-Regulated | 12/01/2023 |  | 12/12/2023
Precision Lighting Ltd | SOLO | 1111C-**-4095-NA | Light Emitting Diode | Inseparable Luminaire | Direct Wired | 0-10 VDC Controls | 51.2 | 3956 | 0.0013 | 91 | 53 | 0 | 0.99 | Ambient | 15000 |  |  | 77000 | 0.01 | 13 | 12 | 0.38 | 0.02 | 0.01 | 0.01 | 0.01 | 0.01 | 0.99 | 0.08 | 0.06 | 0.04 | 0.04 | 0.02 | 0.99 | 0.41 | 0.36 | 0.25 | 0.13 | 0.11 | True | False | Non Federally-Regulated | 12/01/2023 |  | 12/12/2023
Precision Lighting Ltd | SOLO | 1111C-**-2790-ME | Light Emitting Diode | Inseparable Luminaire | Direct Wired | 0-10 VDC Controls | 45.3 | 2764 | 0.0013 | 91 | 53 | 0 | 0.99 | Ambient | 15000 |  |  | 77000 | 0.01 | 13 | 12 | 0.38 | 0.02 | 0.01 | 0.01 | 0.01 | 0.01 | 0.99 | 0.08 | 0.06 | 0.04 | 0.04 | 0.02 | 0.99 | 0.41 | 0.36 | 0.25 | 0.13 | 0.11 | True | False | Non Federally-Regulated | 12/01/2023 |  | 12/12/2023
Precision Lighting Ltd | SOLO | 1111C-**-3098-ME | Light Emitting Diode | Inseparable Luminaire | Direct Wired | 0-10 VDC Controls | 48.8 | 3000 | 0.0013 | 91 | 53 | 0 | 0.99 | Ambient | 15000 |  |  | 77000 | 0.01 | 13 | 12 | 0.38 | 0.02 | 0.01 | 0.01 | 0.01 | 0.01 | 0.99 | 0.08 | 0.06 | 0.04 | 0.04 | 0.02 | 0.99 | 0.41 | 0.36 | 0.25 | 0.13 | 0.11 | True | False | Non Federally-Regulated | 12/01/2023 |  | 12/12/2023
Precision Lighting Ltd | SOLO | 1111C-**-4095-ME | Light Emitting Diode | Inseparable Luminaire | Direct Wired | 0-10 VDC Controls | 51.2 | 3956 | 0.0013 | 91 | 53 | 0 | 0.99 | Ambient | 15000 |  |  | 77000 | 0.01 | 13 | 12 | 0.38 | 0.02 | 0.01 | 0.01 | 0.01 | 0.01 | 0.99 | 0.08 | 0.06 | 0.04 | 0.04 | 0.02 | 0.99 | 0.41 | 0.36 | 0.25 | 0.13 | 0.11 | True | False | Non Federally-Regulated | 12/01/2023 |  | 12/12/2023
Precision Lighting Ltd | SOLO | 1111C-**-2790-WD | Light Emitting Diode | Inseparable Luminaire | Direct Wired | 0-10 VDC Controls | 45.3 | 2764 | 0.0013 | 91 | 53 | 0 | 0.99 | Ambient | 15000 |  |  | 77000 | 0.01 | 13 | 12 | 0.38 | 0.02 | 0.01 | 0.01 | 0.01 | 0.01 | 0.99 | 0.08 | 0.06 | 0.04 | 0.04 | 0.02 | 0.99 | 0.41 | 0.36 | 0.25 | 0.13 | 0.11 | True | False | Non Federally-Regulated | 12/01/2023 |  | 12/12/2023
Precision Lighting Ltd | SOLO | 1111C-**-3098-WD | Light Emitting Diode | Inseparable Luminaire | Direct Wired | 0-10 VDC Controls | 48.8 | 3000 | 0.0013 | 91 | 53 | 0 | 0.99 | Ambient | 15000 |  |  | 77000 | 0.01 | 13 | 12 | 0.38 | 0.02 | 0.01 | 0.01 | 0.01 | 0.01 | 0.99 | 0.08 | 0.06 | 0.04 | 0.04 | 0.02 | 0.99 | 0.41 | 0.36 | 0.25 | 0.13 | 0.11 | True | False | Non Federally-Regulated | 12/01/2023 |  | 12/12/2023
Precision Lighting Ltd | SOLO | 1111C-**-4095-WD | Light Emitting Diode | Inseparable Luminaire | Direct Wired | 0-10 VDC Controls | 51.2 | 3956 | 0.0013 | 91 | 53 | 0 | 0.99 | Ambient | 15000 |  |  | 77000 | 0.01 | 13 | 12 | 0.38 | 0.02 | 0.01 | 0.01 | 0.01 | 0.01 | 0.99 | 0.08 | 0.06 | 0.04 | 0.04 | 0.02 | 0.99 | 0.41 | 0.36 | 0.25 | 0.13 | 0.11 | True | False | Non Federally-Regulated | 12/01/2023 |  | 12/12/2023
Precision Lighting Ltd | SOLO | 1111C-**-2790-VW | Light Emitting Diode | Inseparable Luminaire | Direct Wired | 0-10 VDC Controls | 45.3 | 2764 | 0.0013 | 91 | 53 | 0 | 0.99 | Ambient | 15000 |  |  | 77000 | 0.01 | 13 | 12 | 0.38 | 0.02 | 0.01 | 0.01 | 0.01 | 0.01 | 0.99 | 0.08 | 0.06 | 0.04 | 0.04 | 0.02 | 0.99 | 0.41 | 0.36 | 0.25 | 0.13 | 0.11 | True | False | Non Federally-Regulated | 12/01/2023 |  | 12/12/2023
Precision Lighting Ltd | SOLO | 1111C-**-3098-VW | Light Emitting Diode | Inseparable Luminaire | Direct Wired | 0-10 VDC Controls | 48.8 | 3000 | 0.0013 | 91 | 53 | 0 | 0.99 | Ambient | 15000 |  |  | 77000 | 0.01 | 13 | 12 | 0.38 | 0.02 | 0.01 | 0.01 | 0.01 | 0.01 | 0.99 | 0.08 | 0.06 | 0.04 | 0.04 | 0.02 | 0.99 | 0.41 | 0.36 | 0.25 | 0.13 | 0.11 | True | False | Non Federally-Regulated | 12/01/2023 |  | 12/12/2023
Precision Lighting Ltd | SOLO | 1111C-**-4095-VW | Light Emitting Diode | Inseparable Luminaire | Direct Wired | 0-10 VDC Controls | 51.2 | 3956 | 0.0013 | 91 | 53 | 0 | 0.99 | Ambient | 15000 |  |  | 77000 | 0.01 | 13 | 12 | 0.38 | 0.02 | 0.01 | 0.01 | 0.01 | 0.01 | 0.99 | 0.08 | 0.06 | 0.04 | 0.04 | 0.02 | 0.99 | 0.41 | 0.36 | 0.25 | 0.13 | 0.11 | True | False | Non Federally-Regulated | 12/01/2023 |  | 12/12/2023
Precision Lighting Ltd | SOLO | 1041C-**-2490-NA | Light Emitting Diode | Inseparable Luminaire | Direct Wired | 0-10 VDC Controls | 61.4 | 2460 | 0.0008 | 92 | 55 | 0 | 0.99 | Ambient | 15000 |  |  | 77000 | 0.01 | 13 | 12 | 0.38 | 0.02 | 0.01 | 0.01 | 0.01 | 0.01 | 0.99 | 0.08 | 0.06 | 0.04 | 0.04 | 0.02 | 0.99 | 0.41 | 0.36 | 0.25 | 0.13 | 0.11 | True | False | Non Federally-Regulated | 12/01/2023 |  | 12/12/2023
Precision Lighting Ltd | SOLO | 1041C-**-2798-NA | Light Emitting Diode | Inseparable Luminaire | Direct Wired | 0-10 VDC Controls | 58.8 | 2700 | 0.0008 | 98 | 98 | 0 | 0.99 | Ambient | 15000 |  |  | 77000 | 0.01 | 13 | 12 | 0.38 | 0.02 | 0.01 | 0.01 | 0.01 | 0.01 | 0.99 | 0.08 | 0.06 | 0.04 | 0.04 | 0.02 | 0.99 | 0.41 | 0.36 | 0.25 | 0.13 | 0.11 | True | False | Non Federally-Regulated | 12/01/2023 |  | 12/12/2023
Precision Lighting Ltd | SOLO | 1041C-**-3098-NA | Light Emitting Diode | Inseparable Luminaire | Direct Wired | 0-10 VDC Controls | 63.2 | 3000 | 0.0008 | 98 | 98 | 0 | 0.99 | Ambient | 15000 |  |  | 77000 | 0.01 | 13 | 12 | 0.38 | 0.02 | 0.01 | 0.01 | 0.01 | 0.01 | 0.99 | 0.08 | 0.06 | 0.04 | 0.04 | 0.02 | 0.99 | 0.41 | 0.36 | 0.25 | 0.13 | 0.11 | True | False | Non Federally-Regulated | 12/01/2023 |  | 12/12/2023
Precision Lighting Ltd | SOLO | 1041C-**-4095-NA | Light Emitting Diode | Inseparable Luminaire | Direct Wired | 0-10 VDC Controls | 66.3 | 4022 | 0.0008 | 98 | 98 | 0 | 0.99 | Ambient | 15000 |  |  | 77000 | 0.01 | 13 | 12 | 0.38 | 0.02 | 0.01 | 0.01 | 0.01 | 0.01 | 0.99 | 0.08 | 0.06 | 0.04 | 0.04 | 0.02 | 0.99 | 0.41 | 0.36 | 0.25 | 0.13 | 0.11 | True | False | Non Federally-Regulated | 12/01/2023 |  | 12/12/2023
Precision Lighting Ltd | SOLO | 1041C-**-2490-ME | Light Emitting Diode | Inseparable Luminaire | Direct Wired | 0-10 VDC Controls | 63.8 | 2460 | 0.0008 | 98 | 98 | 0 | 0.99 | Ambient | 15000 |  |  | 77000 | 0.01 | 13 | 12 | 0.38 | 0.02 | 0.01 | 0.01 | 0.01 | 0.01 | 0.99 | 0.08 | 0.06 | 0.04 | 0.04 | 0.02 | 0.99 | 0.41 | 0.36 | 0.25 | 0.13 | 0.11 | True | False | Non Federally-Regulated | 12/01/2023 |  | 12/12/2023
Precision Lighting Ltd | SOLO | 1041C-**-2798-ME | Light Emitting Diode | Inseparable Luminaire | Direct Wired | 0-10 VDC Controls | 61.2 | 2700 | 0.0008 | 98 | 98 | 0 | 0.99 | Ambient | 15000 |  |  | 77000 | 0.01 | 13 | 12 | 0.38 | 0.02 | 0.01 | 0.01 | 0.01 | 0.01 | 0.99 | 0.08 | 0.06 | 0.04 | 0.04 | 0.02 | 0.99 | 0.41 | 0.36 | 0.25 | 0.13 | 0.11 | True | False | Non Federally-Regulated | 12/01/2023 |  | 12/12/2023
Precision Lighting Ltd | SOLO | 1041C-**-3098-ME | Light Emitting Diode | Inseparable Luminaire | Direct Wired | 0-10 VDC Controls | 65.7 | 3000 | 0.0008 | 98 | 98 | 0 | 0.99 | Ambient | 15000 |  |  | 77000 | 0.01 | 13 | 12 | 0.38 | 0.02 | 0.01 | 0.01 | 0.01 | 0.01 | 0.99 | 0.08 | 0.06 | 0.04 | 0.04 | 0.02 | 0.99 | 0.41 | 0.36 | 0.25 | 0.13 | 0.11 | True | False | Non Federally-Regulated | 12/01/2023 |  | 12/12/2023
Precision Lighting Ltd | SOLO | 1041C-**-4095-ME | Light Emitting Diode | Inseparable Luminaire | Direct Wired | 0-10 VDC Controls | 67 | 4022 | 0.0008 | 98 | 98 | 0 | 0.99 | Ambient | 15000 |  |  | 77000 | 0.01 | 13 | 12 | 0.38 | 0.02 | 0.01 | 0.01 | 0.01 | 0.01 | 0.99 | 0.08 | 0.06 | 0.04 | 0.04 | 0.02 | 0.99 | 0.41 | 0.36 | 0.25 | 0.13 | 0.11 | True | False | Non Federally-Regulated | 12/01/2023 |  | 12/12/2023
Precision Lighting Ltd | SOLO | 1041C-**-2490-WD | Light Emitting Diode | Inseparable Luminaire | Direct Wired | 0-10 VDC Controls | 64.1 | 2460 | 0.0008 | 98 | 98 | 0 | 0.99 | Ambient | 15000 |  |  | 77000 | 0.01 | 13 | 12 | 0.38 | 0.02 | 0.01 | 0.01 | 0.01 | 0.01 | 0.99 | 0.08 | 0.06 | 0.04 | 0.04 | 0.02 | 0.99 | 0.41 | 0.36 | 0.25 | 0.13 | 0.11 | True | False | Non Federally-Regulated | 12/01/2023 |  | 12/12/2023
Precision Lighting Ltd | SOLO | 1041C-**-2798-WD | Light Emitting Diode | Inseparable Luminaire | Direct Wired | 0-10 VDC Controls | 61.5 | 2700 | 0.0008 | 98 | 98 | 0 | 0.99 | Ambient | 15000 |  |  | 77000 | 0.01 | 13 | 12 | 0.38 | 0.02 | 0.01 | 0.01 | 0.01 | 0.01 | 0.99 | 0.08 | 0.06 | 0.04 | 0.04 | 0.02 | 0.99 | 0.41 | 0.36 | 0.25 | 0.13 | 0.11 | True | False | Non Federally-Regulated | 12/01/2023 |  | 12/12/2023
Precision Lighting Ltd | SOLO | 1041C-**-3098-WD | Light Emitting Diode | Inseparable Luminaire | Direct Wired | 0-10 VDC Controls | 66.1 | 3000 | 0.0008 | 98 | 98 | 0 | 0.99 | Ambient | 15000 |  |  | 77000 | 0.01 | 13 | 12 | 0.38 | 0.02 | 0.01 | 0.01 | 0.01 | 0.01 | 0.99 | 0.08 | 0.06 | 0.04 | 0.04 | 0.02 | 0.99 | 0.41 | 0.36 | 0.25 | 0.13 | 0.11 | True | False | Non Federally-Regulated | 12/01/2023 |  | 12/12/2023
Precision Lighting Ltd | SOLO | 1041C-**-4095-WD | Light Emitting Diode | Inseparable Luminaire | Direct Wired | 0-10 VDC Controls | 67.3 | 4022 | 0.0008 | 98 | 98 | 0 | 0.99 | Ambient | 15000 |  |  | 77000 | 0.01 | 13 | 12 | 0.38 | 0.02 | 0.01 | 0.01 | 0.01 | 0.01 | 0.99 | 0.08 | 0.06 | 0.04 | 0.04 | 0.02 | 0.99 | 0.41 | 0.36 | 0.25 | 0.13 | 0.11 | True | False | Non Federally-Regulated | 12/01/2023 |  | 12/12/2023
Precision Lighting Ltd | SOLO | 1041C-**-2490-VW | Light Emitting Diode | Inseparable Luminaire | Direct Wired | 0-10 VDC Controls | 60.6 | 2460 | 0.0008 | 98 | 98 | 0 | 0.99 | Ambient | 15000 |  |  | 77000 | 0.01 | 13 | 12 | 0.38 | 0.02 | 0.01 | 0.01 | 0.01 | 0.01 | 0.99 | 0.08 | 0.06 | 0.04 | 0.04 | 0.02 | 0.99 | 0.41 | 0.36 | 0.25 | 0.13 | 0.11 | True | False | Non Federally-Regulated | 12/01/2023 |  | 12/12/2023
Precision Lighting Ltd | SOLO | 1041C-**-2798-VW | Light Emitting Diode | Inseparable Luminaire | Direct Wired | 0-10 VDC Controls | 58.1 | 2700 | 0.0008 | 98 | 98 | 0 | 0.99 | Ambient | 15000 |  |  | 77000 | 0.01 | 13 | 12 | 0.38 | 0.02 | 0.01 | 0.01 | 0.01 | 0.01 | 0.99 | 0.08 | 0.06 | 0.04 | 0.04 | 0.02 | 0.99 | 0.41 | 0.36 | 0.25 | 0.13 | 0.11 | True | False | Non Federally-Regulated | 12/01/2023 |  | 12/12/2023
Precision Lighting Ltd | SOLO | 1041C-**-3098-VW | Light Emitting Diode | Inseparable Luminaire | Direct Wired | 0-10 VDC Controls | 62.4 | 3000 | 0.0008 | 98 | 98 | 0 | 0.99 | Ambient | 15000 |  |  | 77000 | 0.01 | 13 | 12 | 0.38 | 0.02 | 0.01 | 0.01 | 0.01 | 0.01 | 0.99 | 0.08 | 0.06 | 0.04 | 0.04 | 0.02 | 0.99 | 0.41 | 0.36 | 0.25 | 0.13 | 0.11 | True | False | Non Federally-Regulated | 12/01/2023 |  | 12/12/2023
Precision Lighting Ltd | SOLO | 1041C-**-4095-VW | Light Emitting Diode | Inseparable Luminaire | Direct Wired | 0-10 VDC Controls | 63.7 | 4022 | 0.0008 | 98 | 98 | 0 | 0.99 | Ambient | 15000 |  |  | 77000 | 0.01 | 13 | 12 | 0.38 | 0.02 | 0.01 | 0.01 | 0.01 | 0.01 | 0.99 | 0.08 | 0.06 | 0.04 | 0.04 | 0.02 | 0.99 | 0.41 | 0.36 | 0.25 | 0.13 | 0.11 | True | False | Non Federally-Regulated | 12/01/2023 |  | 12/12/2023
Precision Lighting Ltd | SOLO | 1051C-**-2490-13 | Light Emitting Diode | Inseparable Luminaire | Direct Wired | 0-10 VDC Controls | 72.7 | 2480 | 0.0006 | 92 | 56 | 0 | 0.99 | Ambient | 15000 |  |  | 55000 | 0.05 | 12 | 13 | 0.39 | 0.05 | 0.02 | 0.02 | 0.01 | 0.01 | 0.35 | 0.02 | 0.01 | 0.01 | 0.01 | 0.01 | 0.67 | 0.03 | 0.01 | 0.01 | 0.01 | 0 | True | False | Non Federally-Regulated | 12/01/2023 |  | 12/12/2023
Precision Lighting Ltd | SOLO | 1051C-**-2798-13 | Light Emitting Diode | Inseparable Luminaire | Direct Wired | 0-10 VDC Controls | 69.7 | 2700 | 0.0005 | 98 | 98 | 0 | 0.99 | Ambient | 15000 |  |  | 55000 | 0.05 | 12 | 13 | 0.39 | 0.05 | 0.02 | 0.02 | 0.01 | 0.01 | 0.35 | 0.02 | 0.01 | 0.01 | 0.01 | 0.01 | 0.67 | 0.03 | 0.01 | 0.01 | 0.01 | 0 | True | False | Non Federally-Regulated | 12/01/2023 |  | 12/12/2023
Precision Lighting Ltd | SOLO | 1051C-**-3098-13 | Light Emitting Diode | Inseparable Luminaire | Direct Wired | 0-10 VDC Controls | 75 | 3000 | 0.0005 | 98 | 98 | 0 | 0.99 | Ambient | 15000 |  |  | 55000 | 0.05 | 12 | 13 | 0.39 | 0.05 | 0.02 | 0.02 | 0.01 | 0.01 | 0.35 | 0.02 | 0.01 | 0.01 | 0.01 | 0.01 | 0.67 | 0.03 | 0.01 | 0.01 | 0.01 | 0 | True | False | Non Federally-Regulated | 12/01/2023 |  | 12/12/2023
Precision Lighting Ltd | SOLO | 1051C-**-4095-13 | Light Emitting Diode | Inseparable Luminaire | Direct Wired | 0-10 VDC Controls | 79.2 | 4022 | 0.0004 | 98 | 98 | 0 | 0.96 | Ambient | 15000 |  |  | 55000 | 0.05 | 12 | 13 | 0.39 | 0.05 | 0.02 | 0.02 | 0.01 | 0.01 | 0.35 | 0.02 | 0.01 | 0.01 | 0.01 | 0.01 | 0.67 | 0.03 | 0.01 | 0.01 | 0.01 | 0 | True | False | Non Federally-Regulated | 12/01/2023 |  | 12/12/2023
GlobaLux Lighting LLC | Globalux | RDL-7-15-120D-MCT-*** | Light Emitting Diode | Inseparable Luminaire | Direct Wired | Forward Phase Cut Controls | 64 | 2700 | 0.0006 | 94 | 64 | 126 | 0.96 | [5 empty] | 0.01 | 16 | 16 | 0.24 | 0.23 | 0.22 | 0.2 | 0 | 0 | 0.26 | 0.25 | 0.23 | 0.2 | 0.01 | 0 | 0.1 | 0.09 | 0.08 | 0.07 | 0.01 | 0.01 | True | False | Non Federally-Regulated | 12/11/2023 |  | 12/13/2023
GlobaLux Lighting LLC | Globalux | RDL-12-22-120D-MCT-*** | Light Emitting Diode | Inseparable Luminaire | Direct Wired | Forward Phase Cut Controls | 77 | 2700 | 0.0005 | 94 | 64 | 122 | 0.92 | [5 empty] | 0.05 | 17 | 17 | 0.27 | 0.27 | 0.25 | 0.23 | 0 | 0 | 0.24 | 0.23 | 0.22 | 0.18 | 0.01 | 0 | 0.18 | 0.17 | 0.17 | 0.14 | 0.01 | 0 | True | False | Non Federally-Regulated | 12/11/2023 |  | 12/13/2023
Royal Pacific | RP Lighting+Fas | 8763**-90-3K | Light Emitting Diode | Inseparable Luminaire | Direct Wired | Forward Phase Cut Controls | 74 | 3006 | 0.002 | 93 | 69 | 8 | 0.96 | Ambient | 50000 |  |  |  | 0.1 | 16 | 16 | 0.14 | 0.13 | 0.12 | 0.11 | 0 | 0 | 0.2 | 0.19 | 0.2 | 0.15 | 0.01 | 0 | 0.2 | 0.17 | 0.14 | 0.11 | 0.01 | 0.01 | True | False | Non Federally-Regulated | 11/05/2023 |  | 12/14/2023
Royal Pacific | RP Lighting+Fas | 8763**-90-3K-E | Light Emitting Diode | Inseparable Luminaire | Direct Wired | Forward Phase Cut Controls | 74 | 3006 | 0.002 | 93 | 69 | 8 | 0.96 | Ambient | 50000 |  |  |  | 0.1 | 16 | 16 | 0.14 | 0.13 | 0.12 | 0.11 | 0 | 0 | 0.2 | 0.19 | 0.2 | 0.15 | 0.01 | 0 | 0.2 | 0.17 | 0.14 | 0.11 | 0.01 | 0.01 | True | False | Non Federally-Regulated | 11/05/2023 |  | 12/14/2023
Royal Pacific | RP Lighting+Fas | 8723**-90-3K | Light Emitting Diode | Inseparable Luminaire | Direct Wired | Forward Phase Cut Controls | 74 | 3006 | 0.002 | 93 | 69 | 8 | 0.96 | Ambient | 50000 |  |  |  | 0.1 | 16 | 16 | 0.14 | 0.13 | 0.12 | 0.11 | 0 | 0 | 0.2 | 0.19 | 0.2 | 0.15 | 0.01 | 0 | 0.2 | 0.17 | 0.14 | 0.11 | 0.01 | 0.01 | True | False | Non Federally-Regulated | 11/05/2023 |  | 12/14/2023
Royal Pacific | RP Lighting+Fas | 8723**-90-3K-E | Light Emitting Diode | Inseparable Luminaire | Direct Wired | Forward Phase Cut Controls | 74 | 3006 | 0.002 | 93 | 69 | 8 | 0.96 | Ambient | 50000 |  |  |  | 0.1 | 16 | 16 | 0.14 | 0.13 | 0.12 | 0.11 | 0 | 0 | 0.2 | 0.19 | 0.2 | 0.15 | 0.01 | 0 | 0.2 | 0.17 | 0.14 | 0.11 | 0.01 | 0.01 | True | False | Non Federally-Regulated | 11/05/2023 |  | 12/14/2023
Royal Pacific | RP Lighting+Fas | 8563**-HO-90-3K | Light Emitting Diode | Inseparable Luminaire | Direct Wired | Forward Phase Cut Controls | 75.9 | 3046 | 0.0011 | 94 | 66 | 62 | 0.96 | Ambient | 50000 |  |  |  | 0.1 | 16 | 16 | 0.17 | 0.17 | 0.16 | 0.15 | 0 | 0 | 0.27 | 0.24 | 0.25 | 0.18 | 0.01 | 0.01 | 0.28 | 0.27 | 0.22 | 0.16 | 0.02 | 0.01 | True | False | Non Federally-Regulated | 11/05/2023 |  | 12/14/2023
Royal Pacific | RP Lighting+Fas | 8563**-HO-90-3K-E | Light Emitting Diode | Inseparable Luminaire | Direct Wired | Forward Phase Cut Controls | 75.9 | 3046 | 0.0011 | 94 | 66 | 62 | 0.96 | Ambient | 50000 |  |  |  | 0.1 | 16 | 16 | 0.17 | 0.17 | 0.16 | 0.15 | 0 | 0 | 0.27 | 0.24 | 0.25 | 0.18 | 0.01 | 0.01 | 0.28 | 0.27 | 0.22 | 0.16 | 0.02 | 0.01 | True | False | Non Federally-Regulated | 11/05/2023 |  | 12/14/2023
Royal Pacific | RP Lighting+Fas | 8523**-HO-90-3K | Light Emitting Diode | Inseparable Luminaire | Direct Wired | Forward Phase Cut Controls | 75.9 | 3046 | 0.0011 | 94 | 66 | 62 | 0.96 | Ambient | 50000 |  |  |  | 0.1 | 16 | 16 | 0.17 | 0.17 | 0.16 | 0.15 | 0 | 0 | 0.27 | 0.24 | 0.25 | 0.18 | 0.01 | 0.01 | 0.28 | 0.27 | 0.22 | 0.16 | 0.02 | 0.01 | True | False | Non Federally-Regulated | 11/05/2023 |  | 12/14/2023
Royal Pacific | RP Lighting+Fas | 8523**-HO-90-3K-E | Light Emitting Diode | Inseparable Luminaire | Direct Wired | Forward Phase Cut Controls | 75.9 | 3046 | 0.0011 | 94 | 66 | 62 | 0.96 | Ambient | 50000 |  |  |  | 0.1 | 16 | 16 | 0.17 | 0.17 | 0.16 | 0.15 | 0 | 0 | 0.27 | 0.24 | 0.25 | 0.18 | 0.01 | 0.01 | 0.28 | 0.27 | 0.22 | 0.16 | 0.02 | 0.01 | True | False | Non Federally-Regulated | 11/05/2023 |  | 12/14/2023
Royal Pacific | RP Lighting+Fas | 8563**-90-3K | Light Emitting Diode | Inseparable Luminaire | Direct Wired | Forward Phase Cut Controls | 78.7 | 3057 | 0.0011 | 94 | 67 | 72 | 0.96 | Ambient | 50000 |  |  |  | 0.1 | 16 | 16 | 0.16 | 0.21 | 0.19 | 0.19 | 0.07 | 0.04 | 0.26 | 0 | 0.23 | 0.17 | 0.01 | 0.01 | 0.33 | 0.24 | 0.24 | 0.16 | 0.02 | 0.01 | True | False | Non Federally-Regulated | 11/05/2023 |  | 12/14/2023
Royal Pacific | RP Lighting+Fas | 8563**-90-3K-E | Light Emitting Diode | Inseparable Luminaire | Direct Wired | Forward Phase Cut Controls | 78.7 | 3057 | 0.0011 | 94 | 67 | 72 | 0.96 | Ambient | 50000 |  |  |  | 0.1 | 16 | 16 | 0.16 | 0.21 | 0.19 | 0.19 | 0.07 | 0.04 | 0.26 | 0 | 0.23 | 0.17 | 0.01 | 0.01 | 0.33 | 0.24 | 0.24 | 0.16 | 0.02 | 0.01 | True | False | Non Federally-Regulated | 11/05/2023 |  | 12/14/2023
Royal Pacific | RP Lighting+Fas | 8523**-90-3K | Light Emitting Diode | Inseparable Luminaire | Direct Wired | Forward Phase Cut Controls | 78.7 | 3057 | 0.0011 | 94 | 67 | 72 | 0.96 | Ambient | 50000 |  |  |  | 0.1 | 16 | 16 | 0.16 | 0.21 | 0.19 | 0.19 | 0.07 | 0.04 | 0.26 | 0 | 0.23 | 0.17 | 0.01 | 0.01 | 0.33 | 0.24 | 0.24 | 0.16 | 0.02 | 0.01 | True | False | Non Federally-Regulated | 11/05/2023 |  | 12/14/2023
Royal Pacific | RP Lighting+Fas | 8523**-90-3K-E | Light Emitting Diode | Inseparable Luminaire | Direct Wired | Forward Phase Cut Controls | 78.7 | 3057 | 0.0011 | 94 | 67 | 72 | 0.96 | Ambient | 50000 |  |  |  | 0.1 | 16 | 16 | 0.16 | 0.21 | 0.19 | 0.19 | 0.07 | 0.04 | 0.26 | 0 | 0.23 | 0.17 | 0.01 | 0.01 | 0.33 | 0.24 | 0.24 | 0.16 | 0.02 | 0.01 | True | False | Non Federally-Regulated | 11/05/2023 |  | 12/14/2023
Royal Pacific | RP Lighting+Fas | 8563**-HO-90-4K | Light Emitting Diode | Inseparable Luminaire | Direct Wired | Forward Phase Cut Controls | 75.9 | 3046 | 0.0011 | 94 | 66 | 62 | 0.96 | Ambient | 50000 |  |  |  | 0.1 | 16 | 16 | 0.17 | 0.17 | 0.16 | 0.15 | 0 | 0 | 0.27 | 0.24 | 0.25 | 0.18 | 0.01 | 0.01 | 0.28 | 0.27 | 0.22 | 0.16 | 0.02 | 0.01 | True | False | Non Federally-Regulated | 11/07/2023 |  | 12/14/2023
Royal Pacific | RP Lighting+Fas | 8563**-HO-90-4K-E | Light Emitting Diode | Inseparable Luminaire | Direct Wired | Forward Phase Cut Controls | 75.9 | 3046 | 0.0011 | 94 | 66 | 62 | 0.96 | Ambient | 50000 |  |  |  | 0.1 | 16 | 16 | 0.17 | 0.17 | 0.16 | 0.15 | 0 | 0 | 0.27 | 0.24 | 0.25 | 0.18 | 0.01 | 0.01 | 0.28 | 0.27 | 0.22 | 0.16 | 0.02 | 0.01 | True | False | Non Federally-Regulated | 11/07/2023 |  | 12/14/2023
Royal Pacific | RP Lighting+Fas | 8523**-HO-90-4K | Light Emitting Diode | Inseparable Luminaire | Direct Wired | Forward Phase Cut Controls | 75.9 | 3046 | 0.0011 | 94 | 66 | 62 | 0.96 | Ambient | 50000 |  |  |  | 0.1 | 16 | 16 | 0.17 | 0.17 | 0.16 | 0.15 | 0 | 0 | 0.27 | 0.24 | 0.25 | 0.18 | 0.01 | 0.01 | 0.28 | 0.27 | 0.22 | 0.16 | 0.02 | 0.01 | True | False | Non Federally-Regulated | 11/07/2023 |  | 12/14/2023
Royal Pacific | RP Lighting+Fas | 8523**-HO-90-4K-E | Light Emitting Diode | Inseparable Luminaire | Direct Wired | Forward Phase Cut Controls | 75.9 | 3046 | 0.0011 | 94 | 66 | 62 | 0.96 | Ambient | 50000 |  |  |  | 0.1 | 16 | 16 | 0.17 | 0.17 | 0.16 | 0.15 | 0 | 0 | 0.27 | 0.24 | 0.25 | 0.18 | 0.01 | 0.01 | 0.28 | 0.27 | 0.22 | 0.16 | 0.02 | 0.01 | True | False | Non Federally-Regulated | 11/07/2023 |  | 12/14/2023
Royal Pacific | RP Lighting+Fas | 8563**-90-4K | Light Emitting Diode | Inseparable Luminaire | Direct Wired | Forward Phase Cut Controls | 78.7 | 3057 | 0.0011 | 94 | 67 | 72 | 0.96 | Ambient | 50000 |  |  |  | 0.1 | 16 | 16 | 0.16 | 0.21 | 0.19 | 0.19 | 0.07 | 0.04 | 0.26 | 0 | 0.23 | 0.17 | 0.01 | 0.01 | 0.33 | 0.24 | 0.24 | 0.16 | 0.02 | 0.01 | True | False | Non Federally-Regulated | 11/07/2023 |  | 12/14/2023
Royal Pacific | RP Lighting+Fas | 8563**-90-4K-E | Light Emitting Diode | Inseparable Luminaire | Direct Wired | Forward Phase Cut Controls | 78.7 | 3057 | 0.0011 | 94 | 67 | 72 | 0.96 | Ambient | 50000 |  |  |  | 0.1 | 16 | 16 | 0.16 | 0.21 | 0.19 | 0.19 | 0.07 | 0.04 | 0.26 | 0 | 0.23 | 0.17 | 0.01 | 0.01 | 0.33 | 0.24 | 0.24 | 0.16 | 0.02 | 0.01 | True | False | Non Federally-Regulated | 11/07/2023 |  | 12/14/2023
Royal Pacific | RP Lighting+Fas | 8523**-90-4K | Light Emitting Diode | Inseparable Luminaire | Direct Wired | Forward Phase Cut Controls | 78.7 | 3057 | 0.0011 | 94 | 67 | 72 | 0.96 | Ambient | 50000 |  |  |  | 0.1 | 16 | 16 | 0.16 | 0.21 | 0.19 | 0.19 | 0.07 | 0.04 | 0.26 | 0 | 0.23 | 0.17 | 0.01 | 0.01 | 0.33 | 0.24 | 0.24 | 0.16 | 0.02 | 0.01 | True | False | Non Federally-Regulated | 11/07/2023 |  | 12/14/2023
Royal Pacific | RP Lighting+Fas | 8523**-90-4K-E | Light Emitting Diode | Inseparable Luminaire | Direct Wired | Forward Phase Cut Controls | 78.7 | 3057 | 0.0011 | 94 | 67 | 72 | 0.96 | Ambient | 50000 |  |  |  | 0.1 | 16 | 16 | 0.16 | 0.21 | 0.19 | 0.19 | 0.07 | 0.04 | 0.26 | 0 | 0.23 | 0.17 | 0.01 | 0.01 | 0.33 | 0.24 | 0.24 | 0.16 | 0.02 | 0.01 | True | False | Non Federally-Regulated | 11/07/2023 |  | 12/14/2023
Royal Pacific | RP Lighting+Fas | 8563**-HO-90-4K | Light Emitting Diode | Inseparable Luminaire | Direct Wired | Forward Phase Cut Controls | 75.9 | 3046 | 0.0011 | 94 | 66 | 62 | 0.96 | Ambient | 50000 |  |  |  | 0.1 | 16 | 16 | 0.17 | 0.17 | 0.16 | 0.15 | 0 | 0 | 0.27 | 0.24 | 0.25 | 0.18 | 0.01 | 0.01 | 0.28 | 0.27 | 0.22 | 0.16 | 0.02 | 0.01 | True | False | Non Federally-Regulated | 11/07/2023 |  | 12/14/2023
Royal Pacific | RP Lighting+Fas | 8563**-HO-90-4K-E | Light Emitting Diode | Inseparable Luminaire | Direct Wired | Forward Phase Cut Controls | 75.9 | 3046 | 0.0011 | 94 | 66 | 62 | 0.96 | Ambient | 50000 |  |  |  | 0.1 | 16 | 16 | 0.17 | 0.17 | 0.16 | 0.15 | 0 | 0 | 0.27 | 0.24 | 0.25 | 0.18 | 0.01 | 0.01 | 0.28 | 0.27 | 0.22 | 0.16 | 0.02 | 0.01 | True | False | Non Federally-Regulated | 11/07/2023 |  | 12/14/2023
Royal Pacific | RP Lighting+Fas | 8523**-HO-90-4K | Light Emitting Diode | Inseparable Luminaire | Direct Wired | Forward Phase Cut Controls | 75.9 | 3046 | 0.0011 | 94 | 66 | 62 | 0.96 | Ambient | 50000 |  |  |  | 0.1 | 16 | 16 | 0.17 | 0.17 | 0.16 | 0.15 | 0 | 0 | 0.27 | 0.24 | 0.25 | 0.18 | 0.01 | 0.01 | 0.28 | 0.27 | 0.22 | 0.16 | 0.02 | 0.01 | True | False | Non Federally-Regulated | 11/07/2023 |  | 12/14/2023
Royal Pacific | RP Lighting+Fas | 8523**-HO-90-4K-E | Light Emitting Diode | Inseparable Luminaire | Direct Wired | Forward Phase Cut Controls | 75.9 | 3046 | 0.0011 | 94 | 66 | 62 | 0.96 | Ambient | 50000 |  |  |  | 0.1 | 16 | 16 | 0.17 | 0.17 | 0.16 | 0.15 | 0 | 0 | 0.27 | 0.24 | 0.25 | 0.18 | 0.01 | 0.01 | 0.28 | 0.27 | 0.22 | 0.16 | 0.02 | 0.01 | True | False | Non Federally-Regulated | 11/07/2023 |  | 12/14/2023
Royal Pacific | RP Lighting+Fas | 8563**-90-4K | Light Emitting Diode | Inseparable Luminaire | Direct Wired | Forward Phase Cut Controls | 78.7 | 3057 | 0.0011 | 94 | 67 | 72 | 0.96 | Ambient | 50000 |  |  |  | 0.1 | 16 | 16 | 0.16 | 0.21 | 0.19 | 0.19 | 0.07 | 0.04 | 0.26 | 0 | 0.23 | 0.17 | 0.01 | 0.01 | 0.33 | 0.24 | 0.24 | 0.16 | 0.02 | 0.01 | True | False | Non Federally-Regulated | 11/07/2023 |  | 12/14/2023
Royal Pacific | RP Lighting+Fas | 8563**-90-4K-E | Light Emitting Diode | Inseparable Luminaire | Direct Wired | Forward Phase Cut Controls | 78.7 | 3057 | 0.0011 | 94 | 67 | 72 | 0.96 | Ambient | 50000 |  |  |  | 0.1 | 16 | 16 | 0.16 | 0.21 | 0.19 | 0.19 | 0.07 | 0.04 | 0.26 | 0 | 0.23 | 0.17 | 0.01 | 0.01 | 0.33 | 0.24 | 0.24 | 0.16 | 0.02 | 0.01 | True | False | Non Federally-Regulated | 11/07/2023 |  | 12/14/2023
Royal Pacific | RP Lighting+Fas | 8523**-90-4K | Light Emitting Diode | Inseparable Luminaire | Direct Wired | Forward Phase Cut Controls | 78.7 | 3057 | 0.0011 | 94 | 67 | 72 | 0.96 | Ambient | 50000 |  |  |  | 0.1 | 16 | 16 | 0.16 | 0.21 | 0.19 | 0.19 | 0.07 | 0.04 | 0.26 | 0 | 0.23 | 0.17 | 0.01 | 0.01 | 0.33 | 0.24 | 0.24 | 0.16 | 0.02 | 0.01 | True | False | Non Federally-Regulated | 11/07/2023 |  | 12/14/2023
Royal Pacific | RP Lighting+Fas | 8523**-90-4K-E | Light Emitting Diode | Inseparable Luminaire | Direct Wired | Forward Phase Cut Controls | 78.7 | 3057 | 0.0011 | 94 | 67 | 72 | 0.96 | Ambient | 50000 |  |  |  | 0.1 | 16 | 16 | 0.16 | 0.21 | 0.19 | 0.19 | 0.07 | 0.04 | 0.26 | 0 | 0.23 | 0.17 | 0.01 | 0.01 | 0.33 | 0.24 | 0.24 | 0.16 | 0.02 | 0.01 | True | False | Non Federally-Regulated | 11/07/2023 |  | 12/14/2023
Liteline Corporation | Liteline,SLIMLED,SPEX,TRENZ | AL-10212-5CCT-##-** | Light Emitting Diode | Inseparable Luminaire | Direct Wired | 0-10 VDC Controls | 84 | 2700 | 0.0034 | 94 | 59 | 146 | 0.9 | Ambient | 50000 |  |  |  | 0 | 17 | 17 | 0.16 | 0.15 | 0.15 | 0.14 | 0 | 0 | 0.22 | 0.22 | 0.22 | 0.18 | 0.01 | 0 | 0 | 0 | 0 | 0 | 0 | 0 | True | False | Non Federally-Regulated | 11/27/2023 |  | 12/15/2023
Liteline Corporation | Liteline,SLIMLED,SPEX,TRENZ | HL-10212-5CCT-##-** | Light Emitting Diode | Inseparable Luminaire | Direct Wired | 0-10 VDC Controls | 84 | 2700 | 0.0034 | 94 | 59 | 146 | 0.9 | Ambient | 50000 |  |  |  | 0 | 17 | 17 | 0.16 | 0.15 | 0.15 | 0.14 | 0 | 0 | 0.22 | 0.22 | 0.22 | 0.18 | 0.01 | 0 | 0 | 0 | 0 | 0 | 0 | 0 | True | False | Non Federally-Regulated | 11/27/2023 |  | 12/15/2023
Liteline Corporation | Liteline,SLIMLED,SPEX,TRENZ | LLL-10212-5CCT-##-** | Light Emitting Diode | Inseparable Luminaire | Direct Wired | 0-10 VDC Controls | 84 | 2700 | 0.0034 | 94 | 59 | 146 | 0.9 | Ambient | 50000 |  |  |  | 0 | 17 | 17 | 0.16 | 0.15 | 0.15 | 0.14 | 0 | 0 | 0.22 | 0.22 | 0.22 | 0.18 | 0.01 | 0 | 0 | 0 | 0 | 0 | 0 | 0 | True | False | Non Federally-Regulated | 11/27/2023 |  | 12/15/2023
Liteline Corporation | Liteline,SLIMLED,SPEX,TRENZ | LL-10212-5CCT-##-** | Light Emitting Diode | Inseparable Luminaire | Direct Wired | 0-10 VDC Controls | 84 | 2700 | 0.0034 | 94 | 59 | 146 | 0.9 | Ambient | 50000 |  |  |  | 0 | 17 | 17 | 0.16 | 0.15 | 0.15 | 0.14 | 0 | 0 | 0.22 | 0.22 | 0.22 | 0.18 | 0.01 | 0 | 0 | 0 | 0 | 0 | 0 | 0 | True | False | Non Federally-Regulated | 11/27/2023 |  | 12/15/2023
Liteline Corporation | Liteline,SLIMLED,SPEX,TRENZ | A-DA2012-CCT##T-** | Light Emitting Diode | Inseparable Luminaire | Direct Wired | 0-10 VDC Controls | 84 | 2700 | 0.0034 | 94 | 59 | 146 | 0.9 | Ambient | 50000 |  |  |  | 0 | 17 | 17 | 0.16 | 0.15 | 0.15 | 0.14 | 0 | 0 | 0.22 | 0.22 | 0.22 | 0.18 | 0.01 | 0 | 0 | 0 | 0 | 0 | 0 | 0 | True | False | Non Federally-Regulated | 11/28/2023 |  | 12/15/2023
Liteline Corporation | Liteline,SLIMLED,SPEX,TRENZ | H-DA2012-CCT##T-** | Light Emitting Diode | Inseparable Luminaire | Direct Wired | 0-10 VDC Controls | 84 | 2700 | 0.0034 | 94 | 59 | 146 | 0.9 | Ambient | 50000 |  |  |  | 0 | 17 | 17 | 0.16 | 0.15 | 0.15 | 0.14 | 0 | 0 | 0.22 | 0.22 | 0.22 | 0.18 | 0.01 | 0 | 0 | 0 | 0 | 0 | 0 | 0 | True | False | Non Federally-Regulated | 11/28/2023 |  | 12/15/2023
Liteline Corporation | Liteline,SLIMLED,SPEX,TRENZ | LL-DA2012-CCT##T-** | Light Emitting Diode | Inseparable Luminaire | Direct Wired | 0-10 VDC Controls | 84 | 2700 | 0.0034 | 94 | 59 | 146 | 0.9 | Ambient | 50000 |  |  |  | 0 | 17 | 17 | 0.16 | 0.15 | 0.15 | 0.14 | 0 | 0 | 0.22 | 0.22 | 0.22 | 0.18 | 0.01 | 0 | 0 | 0 | 0 | 0 | 0 | 0 | True | False | Non Federally-Regulated | 11/28/2023 |  | 12/15/2023
Liteline Corporation | Liteline,SLIMLED,SPEX,TRENZ | L-DA2012-CCT##T-** | Light Emitting Diode | Inseparable Luminaire | Direct Wired | 0-10 VDC Controls | 84 | 2700 | 0.0034 | 94 | 59 | 146 | 0.9 | Ambient | 50000 |  |  |  | 0 | 17 | 17 | 0.16 | 0.15 | 0.15 | 0.14 | 0 | 0 | 0.22 | 0.22 | 0.22 | 0.18 | 0.01 | 0 | 0 | 0 | 0 | 0 | 0 | 0 | True | False | Non Federally-Regulated | 11/28/2023 |  | 12/15/2023
Liteline Corporation | Liteline,SLIMLED,SPEX,TRENZ | SLM4H-CCT-** | Light Emitting Diode | Inseparable Luminaire | Direct Wired | 0-10 VDC Controls | 74 | 2700 | 0.0013 | 93 | 58 | 166 | 0.9 | Ambient | 50000 |  |  |  | 0.01 | 18 | 18 | 0.19 | 0.18 | 0.18 | 0.16 | 0 | 0 | 0.26 | 0.25 | 0.26 | 0.2 | 0.01 | 0.01 | 0 | 0 | 0 | 0 | 0 | 0 | True | False | Non Federally-Regulated | 11/27/2023 |  | 12/15/2023
Liteline Corporation | Liteline,SLIMLED,SPEX,TRENZ | SLM3-CCT-** | Light Emitting Diode | Inseparable Luminaire | Direct Wired | 0-10 VDC Controls | 63 | 2700 | 0.0001 | 95 | 67 | 160 | 0.9 | Ambient | 50000 |  |  |  | 0.01 | 19 | 19 | 0.1 | 0.1 | 0.1 | 0.09 | 0 | 0 | 0.16 | 0.16 | 0.16 | 0.13 | 0.01 | 0 | 0 | 0 | 0 | 0 | 0 | 0 | True | False | Non Federally-Regulated | 11/27/2023 |  | 12/15/2023
Liteline Corporation | Liteline,SLIMLED,SPEX,TRENZ | SLM4-CCT-** | Light Emitting Diode | Inseparable Luminaire | Direct Wired | 0-10 VDC Controls | 60 | 2700 | 0.0013 | 94 | 65 | 132 | 0.9 | Ambient | 50000 |  |  |  | 0.09 | 16 | 17 | 0.11 | 0.1 | 0.1 | 0.09 | 0 | 0 | 0.17 | 0.17 | 0.17 | 0.13 | 0 | 0 | 0.14 | 0.14 | 0.14 | 0.1 | 0.01 | 0.01 | True | False | Non Federally-Regulated | 11/27/2023 |  | 12/15/2023
Liteline Corporation | Liteline,SLIMLED,SPEX,TRENZ | SLM5-CCT-** | Light Emitting Diode | Inseparable Luminaire | Direct Wired | 0-10 VDC Controls | 65 | 2700 | 0.0013 | 93 | 58 | 172 | 0.9 | Ambient | 50000 |  |  |  | 0.01 | 18 | 18 | 0.08 | 0.08 | 0.08 | 0.07 | 0 | 0 | 0.14 | 0.13 | 0.14 | 0.1 | 0.01 | 0 | 0 | 0 | 0 | 0 | 0 | 0 | True | False | Non Federally-Regulated | 11/27/2023 |  | 12/15/2023
Liteline Corporation | Liteline,SLIMLED,SPEX,TRENZ | SLM6-CCT-** | Light Emitting Diode | Inseparable Luminaire | Direct Wired | 0-10 VDC Controls | 73 | 2700 | 0.0034 | 93 | 57 | 139 | 0.9 | Ambient | 50000 |  |  |  | 0.02 | 18 | 18 | 0.1 | 0.1 | 0.1 | 0.09 | 0 | 0 | 0.17 | 0.17 | 0.17 | 0.13 | 0.01 | 0 | 0.09 | 0.08 | 0.08 | 0.06 | 0.01 | 0.01 | True | False | Non Federally-Regulated | 11/27/2023 |  | 12/15/2023
Liteline Corporation | Liteline,SLIMLED,SPEX,TRENZ | TL4-12W-CCT5-90-** | Light Emitting Diode | Inseparable Luminaire | Direct Wired | 0-10 VDC Controls | 74 | 2700 | 0.0013 | 93 | 58 | 166 | 0.9 | Ambient | 50000 |  |  |  | 0.01 | 18 | 18 | 0.19 | 0.18 | 0.18 | 0.16 | 0 | 0 | 0.26 | 0.25 | 0.26 | 0.2 | 0.01 | 0.01 | 0 | 0 | 0 | 0 | 0 | 0 | True | False | Non Federally-Regulated | 11/28/2023 |  | 12/15/2023
Liteline Corporation | Liteline,SLIMLED,SPEX,TRENZ | SL4-12W-CCT5-90-** | Light Emitting Diode | Inseparable Luminaire | Direct Wired | 0-10 VDC Controls | 74 | 2700 | 0.0013 | 93 | 58 | 166 | 0.9 | Ambient | 50000 |  |  |  | 0.01 | 18 | 18 | 0.19 | 0.18 | 0.18 | 0.16 | 0 | 0 | 0.26 | 0.25 | 0.26 | 0.2 | 0.01 | 0.01 | 0 | 0 | 0 | 0 | 0 | 0 | True | False | Non Federally-Regulated | 11/28/2023 |  | 12/15/2023
Liteline Corporation | Liteline,SLIMLED,SPEX,TRENZ | TL3-7W-CCT5-90-** | Light Emitting Diode | Inseparable Luminaire | Direct Wired | 0-10 VDC Controls | 63 | 2700 | 0.0001 | 95 | 67 | 160 | 0.9 | Ambient | 50000 |  |  |  | 0.01 | 19 | 19 | 0.1 | 0.1 | 0.1 | 0.09 | 0 | 0 | 0.16 | 0.16 | 0.16 | 0.13 | 0.01 | 0 | 0 | 0 | 0 | 0 | 0 | 0 | True | False | Non Federally-Regulated | 11/27/2023 |  | 12/15/2023
Liteline Corporation | Liteline,SLIMLED,SPEX,TRENZ | SL3-7W-CCT5-90-** | Light Emitting Diode | Inseparable Luminaire | Direct Wired | 0-10 VDC Controls | 63 | 2700 | 0.0001 | 95 | 67 | 160 | 0.9 | Ambient | 50000 |  |  |  | 0.01 | 19 | 19 | 0.1 | 0.1 | 0.1 | 0.09 | 0 | 0 | 0.16 | 0.16 | 0.16 | 0.13 | 0.01 | 0 | 0 | 0 | 0 | 0 | 0 | 0 | True | False | Non Federally-Regulated | 11/27/2023 |  | 12/15/2023
Liteline Corporation | Liteline,SLIMLED,SPEX,TRENZ | TL4-9W-CCT5-90-** | Light Emitting Diode | Inseparable Luminaire | Direct Wired | 0-10 VDC Controls | 60 | 2700 | 0.0013 | 94 | 65 | 132 | 0.9 | Ambient | 50000 |  |  |  | 0.09 | 16 | 17 | 0.11 | 0.1 | 0.1 | 0.09 | 0 | 0 | 0.17 | 0.17 | 0.17 | 0.13 | 0 | 0 | 0.14 | 0.14 | 0.14 | 0.1 | 0.01 | 0.01 | True | False | Non Federally-Regulated | 11/27/2023 |  | 12/15/2023
Liteline Corporation | Liteline,SLIMLED,SPEX,TRENZ | SL4-9W-CCT5-90-** | Light Emitting Diode | Inseparable Luminaire | Direct Wired | 0-10 VDC Controls | 60 | 2700 | 0.0013 | 94 | 65 | 132 | 0.9 | Ambient | 50000 |  |  |  | 0.09 | 16 | 17 | 0.11 | 0.1 | 0.1 | 0.09 | 0 | 0 | 0.17 | 0.17 | 0.17 | 0.13 | 0 | 0 | 0.14 | 0.14 | 0.14 | 0.1 | 0.01 | 0.01 | True | False | Non Federally-Regulated | 11/27/2023 |  | 12/15/2023
Liteline Corporation | Liteline,SLIMLED,SPEX,TRENZ | TL5-15W-CCT5-90-** | Light Emitting Diode | Inseparable Luminaire | Direct Wired | 0-10 VDC Controls | 65 | 2700 | 0.0013 | 93 | 58 | 172 | 0.9 | Ambient | 50000 |  |  |  | 0.01 | 18 | 18 | 0.08 | 0.08 | 0.08 | 0.07 | 0 | 0 | 0.14 | 0.13 | 0.14 | 0.1 | 0.01 | 0 | 0 | 0 | 0 | 0 | 0 | 0 | True | False | Non Federally-Regulated | 11/27/2023 |  | 12/15/2023
Liteline Corporation | Liteline,SLIMLED,SPEX,TRENZ | SL5-15W-CCT5-90-** | Light Emitting Diode | Inseparable Luminaire | Direct Wired | 0-10 VDC Controls | 65 | 2700 | 0.0013 | 93 | 58 | 172 | 0.9 | Ambient | 50000 |  |  |  | 0.01 | 18 | 18 | 0.08 | 0.08 | 0.08 | 0.07 | 0 | 0 | 0.14 | 0.13 | 0.14 | 0.1 | 0.01 | 0 | 0 | 0 | 0 | 0 | 0 | 0 | True | False | Non Federally-Regulated | 11/27/2023 |  | 12/15/2023
Liteline Corporation | Liteline,SLIMLED,SPEX,TRENZ | TL6-16W-CCT5-90-** | Light Emitting Diode | Inseparable Luminaire | Direct Wired | 0-10 VDC Controls | 73 | 2700 | 0.0034 | 93 | 57 | 139 | 0.9 | Ambient | 50000 |  |  |  | 0.02 | 18 | 18 | 0.1 | 0.1 | 0.1 | 0.09 | 0 | 0 | 0.17 | 0.17 | 0.17 | 0.13 | 0.01 | 0 | 0.09 | 0.08 | 0.08 | 0.06 | 0.01 | 0.01 | True | False | Non Federally-Regulated | 11/27/2023 |  | 12/15/2023
Liteline Corporation | Liteline,SLIMLED,SPEX,TRENZ | SL6-16W-CCT5-90-** | Light Emitting Diode | Inseparable Luminaire | Direct Wired | 0-10 VDC Controls | 73 | 2700 | 0.0034 | 93 | 57 | 139 | 0.9 | Ambient | 50000 |  |  |  | 0.02 | 18 | 18 | 0.1 | 0.1 | 0.1 | 0.09 | 0 | 0 | 0.17 | 0.17 | 0.17 | 0.13 | 0.01 | 0 | 0.09 | 0.08 | 0.08 | 0.06 | 0.01 | 0.01 | True | False | Non Federally-Regulated | 11/27/2023 |  | 12/15/2023
Liteline Corporation | Liteline,SLIMLED,SPEX,TRENZ | A-DA2012-CCT##T-** | Light Emitting Diode | Inseparable Luminaire | Direct Wired | 0-10 VDC Controls | 84 | 2700 | 0.0034 | 94 | 59 | 146 | 0.9 | Ambient | 50000 |  |  |  | 0 | 17 | 17 | 0.16 | 0.15 | 0.15 | 0.14 | 0 | 0 | 0.22 | 0.22 | 0.22 | 0.18 | 0.01 | 0 | 0 | 0 | 0 | 0 | 0 | 0 | True | False | Non Federally-Regulated | 11/28/2023 |  | 12/15/2023
Liteline Corporation | Liteline,SLIMLED,SPEX,TRENZ | H-DA2012-CCT##T-** | Light Emitting Diode | Inseparable Luminaire | Direct Wired | 0-10 VDC Controls | 84 | 2700 | 0.0034 | 94 | 59 | 146 | 0.9 | Ambient | 50000 |  |  |  | 0 | 17 | 17 | 0.16 | 0.15 | 0.15 | 0.14 | 0 | 0 | 0.22 | 0.22 | 0.22 | 0.18 | 0.01 | 0 | 0 | 0 | 0 | 0 | 0 | 0 | True | False | Non Federally-Regulated | 11/28/2023 |  | 12/15/2023
Liteline Corporation | Liteline,SLIMLED,SPEX,TRENZ | LL-DA2012-CCT##T-** | Light Emitting Diode | Inseparable Luminaire | Direct Wired | 0-10 VDC Controls | 84 | 2700 | 0.0034 | 94 | 59 | 146 | 0.9 | Ambient | 50000 |  |  |  | 0 | 17 | 17 | 0.16 | 0.15 | 0.15 | 0.14 | 0 | 0 | 0.22 | 0.22 | 0.22 | 0.18 | 0.01 | 0 | 0 | 0 | 0 | 0 | 0 | 0 | True | False | Non Federally-Regulated | 11/28/2023 |  | 12/15/2023
Liteline Corporation | Liteline,SLIMLED,SPEX,TRENZ | L-DA2012-CCT##T-** | Light Emitting Diode | Inseparable Luminaire | Direct Wired | 0-10 VDC Controls | 84 | 2700 | 0.0034 | 94 | 59 | 146 | 0.9 | Ambient | 50000 |  |  |  | 0 | 17 | 17 | 0.16 | 0.15 | 0.15 | 0.14 | 0 | 0 | 0.22 | 0.22 | 0.22 | 0.18 | 0.01 | 0 | 0 | 0 | 0 | 0 | 0 | 0 | True | False | Non Federally-Regulated | 11/28/2023 |  | 12/15/2023
Liteline Corporation | Liteline,SLIMLED,SPEX,TRENZ | SLM4H-CCT-** | Light Emitting Diode | Inseparable Luminaire | Direct Wired | 0-10 VDC Controls | 74 | 2700 | 0.0013 | 93 | 58 | 166 | 0.9 | Ambient | 50000 |  |  |  | 0.01 | 18 | 18 | 0.19 | 0.18 | 0.18 | 0.16 | 0 | 0 | 0.26 | 0.25 | 0.26 | 0.2 | 0.01 | 0.01 | 0 | 0 | 0 | 0 | 0 | 0 | True | False | Non Federally-Regulated | 11/27/2023 |  | 12/15/2023
Liteline Corporation | Liteline,SLIMLED,SPEX,TRENZ | SLM3-CCT-** | Light Emitting Diode | Inseparable Luminaire | Direct Wired | 0-10 VDC Controls | 63 | 2700 | 0.0001 | 95 | 67 | 160 | 0.9 | Ambient | 50000 |  |  |  | 0.01 | 19 | 19 | 0.1 | 0.1 | 0.1 | 0.09 | 0 | 0 | 0.16 | 0.16 | 0.16 | 0.13 | 0.01 | 0 | 0 | 0 | 0 | 0 | 0 | 0 | True | False | Non Federally-Regulated | 11/27/2023 |  | 12/15/2023
Liteline Corporation | Liteline,SLIMLED,SPEX,TRENZ | SLM4-CCT-** | Light Emitting Diode | Inseparable Luminaire | Direct Wired | 0-10 VDC Controls | 60 | 2700 | 0.0013 | 94 | 65 | 132 | 0.9 | Ambient | 50000 |  |  |  | 0.09 | 16 | 17 | 0.11 | 0.1 | 0.1 | 0.09 | 0 | 0 | 0.17 | 0.17 | 0.17 | 0.13 | 0 | 0 | 0.14 | 0.14 | 0.14 | 0.1 | 0.01 | 0.01 | True | False | Non Federally-Regulated | 11/27/2023 |  | 12/15/2023
Liteline Corporation | Liteline,SLIMLED,SPEX,TRENZ | SLM5-CCT-** | Light Emitting Diode | Inseparable Luminaire | Direct Wired | 0-10 VDC Controls | 65 | 2700 | 0.0013 | 93 | 58 | 172 | 0.9 | Ambient | 50000 |  |  |  | 0.01 | 18 | 18 | 0.08 | 0.08 | 0.08 | 0.07 | 0 | 0 | 0.14 | 0.13 | 0.14 | 0.1 | 0.01 | 0 | 0 | 0 | 0 | 0 | 0 | 0 | True | False | Non Federally-Regulated | 11/27/2023 |  | 12/15/2023
Liteline Corporation | Liteline,SLIMLED,SPEX,TRENZ | SLM6-CCT-** | Light Emitting Diode | Inseparable Luminaire | Direct Wired | 0-10 VDC Controls | 73 | 2700 | 0.0034 | 93 | 57 | 139 | 0.9 | Ambient | 50000 |  |  |  | 0.02 | 18 | 18 | 0.1 | 0.1 | 0.1 | 0.09 | 0 | 0 | 0.17 | 0.17 | 0.17 | 0.13 | 0.01 | 0 | 0.09 | 0.08 | 0.08 | 0.06 | 0.01 | 0.01 | True | False | Non Federally-Regulated | 11/27/2023 |  | 12/15/2023
Liteline Corporation | Liteline,SLIMLED,SPEX,TRENZ | TL4-12W-CCT5-90-** | Light Emitting Diode | Inseparable Luminaire | Direct Wired | 0-10 VDC Controls | 74 | 2700 | 0.0013 | 93 | 58 | 166 | 0.9 | Ambient | 50000 |  |  |  | 0.01 | 18 | 18 | 0.19 | 0.18 | 0.18 | 0.16 | 0 | 0 | 0.26 | 0.25 | 0.26 | 0.2 | 0.01 | 0.01 | 0 | 0 | 0 | 0 | 0 | 0 | True | False | Non Federally-Regulated | 11/28/2023 |  | 12/15/2023
Liteline Corporation | Liteline,SLIMLED,SPEX,TRENZ | SL4-12W-CCT5-90-** | Light Emitting Diode | Inseparable Luminaire | Direct Wired | 0-10 VDC Controls | 74 | 2700 | 0.0013 | 93 | 58 | 166 | 0.9 | Ambient | 50000 |  |  |  | 0.01 | 18 | 18 | 0.19 | 0.18 | 0.18 | 0.16 | 0 | 0 | 0.26 | 0.25 | 0.26 | 0.2 | 0.01 | 0.01 | 0 | 0 | 0 | 0 | 0 | 0 | True | False | Non Federally-Regulated | 11/28/2023 |  | 12/15/2023
Liteline Corporation | Liteline,SLIMLED,SPEX,TRENZ | TL3-7W-CCT5-90-** | Light Emitting Diode | Inseparable Luminaire | Direct Wired | 0-10 VDC Controls | 63 | 2700 | 0.0001 | 95 | 67 | 160 | 0.9 | Ambient | 50000 |  |  |  | 0.01 | 19 | 19 | 0.1 | 0.1 | 0.1 | 0.09 | 0 | 0 | 0.16 | 0.16 | 0.16 | 0.13 | 0.01 | 0 | 0 | 0 | 0 | 0 | 0 | 0 | True | False | Non Federally-Regulated | 11/27/2023 |  | 12/15/2023
Liteline Corporation | Liteline,SLIMLED,SPEX,TRENZ | SL3-7W-CCT5-90-** | Light Emitting Diode | Inseparable Luminaire | Direct Wired | 0-10 VDC Controls | 63 | 2700 | 0.0001 | 95 | 67 | 160 | 0.9 | Ambient | 50000 |  |  |  | 0.01 | 19 | 19 | 0.1 | 0.1 | 0.1 | 0.09 | 0 | 0 | 0.16 | 0.16 | 0.16 | 0.13 | 0.01 | 0 | 0 | 0 | 0 | 0 | 0 | 0 | True | False | Non Federally-Regulated | 11/27/2023 |  | 12/15/2023
Liteline Corporation | Liteline,SLIMLED,SPEX,TRENZ | TL4-9W-CCT5-90-** | Light Emitting Diode | Inseparable Luminaire | Direct Wired | 0-10 VDC Controls | 60 | 2700 | 0.0013 | 94 | 65 | 132 | 0.9 | Ambient | 50000 |  |  |  | 0.09 | 16 | 17 | 0.11 | 0.1 | 0.1 | 0.09 | 0 | 0 | 0.17 | 0.17 | 0.17 | 0.13 | 0 | 0 | 0.14 | 0.14 | 0.14 | 0.1 | 0.01 | 0.01 | True | False | Non Federally-Regulated | 11/27/2023 |  | 12/15/2023
Liteline Corporation | Liteline,SLIMLED,SPEX,TRENZ | SL4-9W-CCT5-90-** | Light Emitting Diode | Inseparable Luminaire | Direct Wired | 0-10 VDC Controls | 60 | 2700 | 0.0013 | 94 | 65 | 132 | 0.9 | Ambient | 50000 |  |  |  | 0.09 | 16 | 17 | 0.11 | 0.1 | 0.1 | 0.09 | 0 | 0 | 0.17 | 0.17 | 0.17 | 0.13 | 0 | 0 | 0.14 | 0.14 | 0.14 | 0.1 | 0.01 | 0.01 | True | False | Non Federally-Regulated | 11/27/2023 |  | 12/15/2023
Liteline Corporation | Liteline,SLIMLED,SPEX,TRENZ | TL5-15W-CCT5-90-** | Light Emitting Diode | Inseparable Luminaire | Direct Wired | 0-10 VDC Controls | 65 | 2700 | 0.0013 | 93 | 58 | 172 | 0.9 | Ambient | 50000 |  |  |  | 0.01 | 18 | 18 | 0.08 | 0.08 | 0.08 | 0.07 | 0 | 0 | 0.14 | 0.13 | 0.14 | 0.1 | 0.01 | 0 | 0 | 0 | 0 | 0 | 0 | 0 | True | False | Non Federally-Regulated | 11/27/2023 |  | 12/15/2023
Liteline Corporation | Liteline,SLIMLED,SPEX,TRENZ | SL5-15W-CCT5-90-** | Light Emitting Diode | Inseparable Luminaire | Direct Wired | 0-10 VDC Controls | 65 | 2700 | 0.0013 | 93 | 58 | 172 | 0.9 | Ambient | 50000 |  |  |  | 0.01 | 18 | 18 | 0.08 | 0.08 | 0.08 | 0.07 | 0 | 0 | 0.14 | 0.13 | 0.14 | 0.1 | 0.01 | 0 | 0 | 0 | 0 | 0 | 0 | 0 | True | False | Non Federally-Regulated | 11/27/2023 |  | 12/15/2023
Liteline Corporation | Liteline,SLIMLED,SPEX,TRENZ | TL6-16W-CCT5-90-** | Light Emitting Diode | Inseparable Luminaire | Direct Wired | 0-10 VDC Controls | 73 | 2700 | 0.0034 | 93 | 57 | 139 | 0.9 | Ambient | 50000 |  |  |  | 0.02 | 18 | 18 | 0.1 | 0.1 | 0.1 | 0.09 | 0 | 0 | 0.17 | 0.17 | 0.17 | 0.13 | 0.01 | 0 | 0.09 | 0.08 | 0.08 | 0.06 | 0.01 | 0.01 | True | False | Non Federally-Regulated | 11/27/2023 |  | 12/15/2023
Liteline Corporation | Liteline,SLIMLED,SPEX,TRENZ | SL6-16W-CCT5-90-** | Light Emitting Diode | Inseparable Luminaire | Direct Wired | 0-10 VDC Controls | 73 | 2700 | 0.0034 | 93 | 57 | 139 | 0.9 | Ambient | 50000 |  |  |  | 0.02 | 18 | 18 | 0.1 | 0.1 | 0.1 | 0.09 | 0 | 0 | 0.17 | 0.17 | 0.17 | 0.13 | 0.01 | 0 | 0.09 | 0.08 | 0.08 | 0.06 | 0.01 | 0.01 | True | False | Non Federally-Regulated | 11/27/2023 |  | 12/15/2023
Liteline Corporation | Liteline,SLIMLED,SPEX,TRENZ | TRK4-RGBTW-90** | Light Emitting Diode | Inseparable Luminaire | Direct Wired | 0-10 VDC Controls | 64 | 2700 | -0.0029 | 96 | 78 | 456 | 0.9 | Ambient | 50000 |  |  |  | 0.04 | 18 | 17 | 0.01 | 0.01 | 0.01 | 0 | 0 | 0 | 0.01 | 0.01 | 0 | 0 | 0 | 0 | 0 | 0 | 0 | 0 | 0 | 0 | True | False | Non Federally-Regulated | 12/13/2023 |  | 12/15/2023
Liteline Corporation | Liteline,SLIMLED,SPEX,TRENZ | TL-TRK4-RGBTW-90** | Light Emitting Diode | Inseparable Luminaire | Direct Wired | 0-10 VDC Controls | 64 | 2700 | -0.0029 | 96 | 78 | 456 | 0.9 | Ambient | 50000 |  |  |  | 0.04 | 18 | 17 | 0.01 | 0.01 | 0.01 | 0 | 0 | 0 | 0.01 | 0.01 | 0 | 0 | 0 | 0 | 0 | 0 | 0 | 0 | 0 | 0 | True | False | Non Federally-Regulated | 12/13/2023 |  | 12/15/2023
Liteline Corporation | Liteline,SLIMLED,SPEX,TRENZ | SL-TRK4-RGBTW-90** | Light Emitting Diode | Inseparable Luminaire | Direct Wired | 0-10 VDC Controls | 64 | 2700 | -0.0029 | 96 | 78 | 456 | 0.9 | Ambient | 50000 |  |  |  | 0.04 | 18 | 17 | 0.01 | 0.01 | 0.01 | 0 | 0 | 0 | 0.01 | 0.01 | 0 | 0 | 0 | 0 | 0 | 0 | 0 | 0 | 0 | 0 | True | False | Non Federally-Regulated | 12/13/2023 |  | 12/15/2023
Foshan Innovative Lighting Co .,LTD | AFX | EGSF04LAJD1** | Light Emitting Diode | Inseparable Luminaire | Direct Wired | Forward Phase Cut Controls | 52 | 2700 | 0.0008 | 94 | 66 | 154 | 0.97 | [5 empty] | 0.01 | 16 | 16 | 0.19 | 0.18 | 0.17 | 0.15 | 0 | 0 | 0.21 | 0.19 | 0.19 | 0.16 | 0 | 0 | 0 | 0 | 0 | 0 | 0 | 0 | True | False | Non Federally-Regulated | 12/21/2023 |  | 12/24/2023
Foshan Innovative Lighting Co .,LTD | AFX | EGSF06LAJD1** | Light Emitting Diode | Inseparable Luminaire | Direct Wired | Forward Phase Cut Controls | 51 | 2700 | 0.0015 | 93 | 58 | 120 | 0.97 | [5 empty] | 0.01 | 16 | 16 | 0.25 | 0.24 | 0.22 | 0.2 | 0 | 0 | 0.28 | 0.27 | 0.24 | 0.22 | 0 | 0 | 0 | 0 | 0 | 0 | 0 | 0 | True | False | Non Federally-Regulated | 12/21/2023 |  | 12/24/2023
Foshan Innovative Lighting Co .,LTD | AFX | EGSF09LAJD1** | Light Emitting Diode | Inseparable Luminaire | Direct Wired | Forward Phase Cut Controls | 70 | 2700 | 0.0004 | 93 | 63 | 125 | 0.92 | [5 empty] | 0.01 | 16 | 16 | 0.31 | 0.3 | 0.28 | 0.26 | 0 | 0 | 0.28 | 0.27 | 0.26 | 0.22 | 0.01 | 0 | 0.2 | 0.05 | 0.05 | 0.04 | 0.01 | 0.01 | True | False | Non Federally-Regulated | 12/21/2023 |  | 12/24/2023